| Civic Offices | Services LED light fitting | 1701303 | 8404254 | 5 | Services equipment | install light | Assembly | 27.4803 | Hours | 10 | 44 | 1 | FALSE | 1 | FALSE | 1 | [6 empty] | 40 | B4B5 | 1.486 | 9.6243e-08 | 0.0080575 | 0.0018482 | 0.00045861 | 1.7938e-06 | 22.8844 | 1099.5119 | 0.0059058
| Civic Offices | Services LED light fitting | 1701303 | 8404254 | 5 | Services equipment | install light | Assembly | 27.4803 | Hours | 10 | 44 | 1 | FALSE | 1 | FALSE | 1 | [6 empty] | 50 | B4B5 | 1.486 | 9.6243e-08 | 0.0080575 | 0.0018482 | 0.00045861 | 1.7938e-06 | 22.8844 | 1099.5119 | 0.0059058
| Civic Offices | Services electrical wireing | 1701304 | 8404257 | 5 | Services equipment | Install | Assembly | 119.1916 | Hours | 60 | 44 | 1 | FALSE | 1 | FALSE | 1 | [6 empty] | 0 | A5 | 6.4455 | 4.1744e-07 | 0.034948 | 0.0080162 | 0.0019892 | 7.7804e-06 | 99.2578 | 4768.9673 | 0.025616
| Civic Offices | Services electrical wireing | 1701304 | 8404257 | 5 | Services equipment | Install | Assembly | 119.1916 | Hours | 60 | 44 | 1 | FALSE | 1 | FALSE | 1 | [6 empty] | 0 | A4 | 0 | 0 | 0 | 0 | 0 | 0 | 0 | 0 | 0
| Civic Offices | Services LED light fitting | 1701307 | 8404263 | 5 | Services equipment | install light | Assembly | 14.5614 | Hours | 10 | 44 | 1 | FALSE | 1 | FALSE | 1 | [6 empty] | 0 | A5 | 0.78743 | 5.0998e-08 | 0.0042695 | 0.00097933 | 0.00024301 | 9.5051e-07 | 12.1261 | 582.6155 | 0.0031294
| Civic Offices | Services LED light fitting | 1701307 | 8404263 | 5 | Services equipment | install light | Assembly | 14.5614 | Hours | 10 | 44 | 1 | FALSE | 1 | FALSE | 1 | [6 empty] | 0 | A4 | 0 | 0 | 0 | 0 | 0 | 0 | 0 | 0 | 0
| Civic Offices | Services LED light fitting | 1701307 | 8404263 | 5 | Services equipment | install light | Assembly | 14.5614 | Hours | 10 | 44 | 1 | FALSE | 1 | FALSE | 1 | [6 empty] | 10 | B4B5 | 0.78743 | 5.0998e-08 | 0.0042695 | 0.00097933 | 0.00024301 | 9.5051e-07 | 12.1261 | 582.6155 | 0.0031294
| Civic Offices | Services LED light fitting | 1701307 | 8404263 | 5 | Services equipment | install light | Assembly | 14.5614 | Hours | 10 | 44 | 1 | FALSE | 1 | FALSE | 1 | [6 empty] | 20 | B4B5 | 0.78743 | 5.0998e-08 | 0.0042695 | 0.00097933 | 0.00024301 | 9.5051e-07 | 12.1261 | 582.6155 | 0.0031294
| Civic Offices | Services LED light fitting | 1701307 | 8404263 | 5 | Services equipment | install light | Assembly | 14.5614 | Hours | 10 | 44 | 1 | FALSE | 1 | FALSE | 1 | [6 empty] | 30 | B4B5 | 0.78743 | 5.0998e-08 | 0.0042695 | 0.00097933 | 0.00024301 | 9.5051e-07 | 12.1261 | 582.6155 | 0.0031294
| Civic Offices | Services LED light fitting | 1701307 | 8404263 | 5 | Services equipment | install light | Assembly | 14.5614 | Hours | 10 | 44 | 1 | FALSE | 1 | FALSE | 1 | [6 empty] | 40 | B4B5 | 0.78743 | 5.0998e-08 | 0.0042695 | 0.00097933 | 0.00024301 | 9.5051e-07 | 12.1261 | 582.6155 | 0.0031294
| Civic Offices | Services LED light fitting | 1701307 | 8404263 | 5 | Services equipment | install light | Assembly | 14.5614 | Hours | 10 | 44 | 1 | FALSE | 1 | FALSE | 1 | [6 empty] | 50 | B4B5 | 0.78743 | 5.0998e-08 | 0.0042695 | 0.00097933 | 0.00024301 | 9.5051e-07 | 12.1261 | 582.6155 | 0.0031294
| Civic Offices | Services electrical wireing | 1701308 | 8404266 | 5 | Services equipment | Install | Assembly | 63.1579 | Hours | 60 | 44 | 1 | FALSE | 1 | FALSE | 1 | [6 empty] | 0 | A5 | 3.4154 | 2.2119e-07 | 0.018518 | 0.0042477 | 0.001054 | 4.1227e-06 | 52.5953 | 2527.0068 | 0.013573
| Civic Offices | Services electrical wireing | 1701308 | 8404266 | 5 | Services equipment | Install | Assembly | 63.1579 | Hours | 60 | 44 | 1 | FALSE | 1 | FALSE | 1 | [6 empty] | 0 | A4 | 0 | 0 | 0 | 0 | 0 | 0 | 0 | 0 | 0
| Civic Offices | Services LED light fitting | 1701311 | 8404272 | 5 | Services equipment | install light | Assembly | 24.4632 | Hours | 10 | 44 | 1 | FALSE | 1 | FALSE | 1 | [6 empty] | 0 | A5 | 1.3229 | 8.5676e-08 | 0.0071728 | 0.0016453 | 0.00040826 | 1.5969e-06 | 20.3719 | 978.794 | 0.0052574
| Civic Offices | Services LED light fitting | 1701311 | 8404272 | 5 | Services equipment | install light | Assembly | 24.4632 | Hours | 10 | 44 | 1 | FALSE | 1 | FALSE | 1 | [6 empty] | 0 | A4 | 0 | 0 | 0 | 0 | 0 | 0 | 0 | 0 | 0
| Civic Offices | Services LED light fitting | 1701311 | 8404272 | 5 | Services equipment | install light | Assembly | 24.4632 | Hours | 10 | 44 | 1 | FALSE | 1 | FALSE | 1 | [6 empty] | 10 | B4B5 | 1.3229 | 8.5676e-08 | 0.0071728 | 0.0016453 | 0.00040826 | 1.5969e-06 | 20.3719 | 978.794 | 0.0052574
| Civic Offices | Services LED light fitting | 1701311 | 8404272 | 5 | Services equipment | install light | Assembly | 24.4632 | Hours | 10 | 44 | 1 | FALSE | 1 | FALSE | 1 | [6 empty] | 20 | B4B5 | 1.3229 | 8.5676e-08 | 0.0071728 | 0.0016453 | 0.00040826 | 1.5969e-06 | 20.3719 | 978.794 | 0.0052574
| Civic Offices | Services LED light fitting | 1701311 | 8404272 | 5 | Services equipment | install light | Assembly | 24.4632 | Hours | 10 | 44 | 1 | FALSE | 1 | FALSE | 1 | [6 empty] | 30 | B4B5 | 1.3229 | 8.5676e-08 | 0.0071728 | 0.0016453 | 0.00040826 | 1.5969e-06 | 20.3719 | 978.794 | 0.0052574
| Civic Offices | Services LED light fitting | 1701311 | 8404272 | 5 | Services equipment | install light | Assembly | 24.4632 | Hours | 10 | 44 | 1 | FALSE | 1 | FALSE | 1 | [6 empty] | 40 | B4B5 | 1.3229 | 8.5676e-08 | 0.0071728 | 0.0016453 | 0.00040826 | 1.5969e-06 | 20.3719 | 978.794 | 0.0052574
| Civic Offices | Services LED light fitting | 1701311 | 8404272 | 5 | Services equipment | install light | Assembly | 24.4632 | Hours | 10 | 44 | 1 | FALSE | 1 | FALSE | 1 | [6 empty] | 50 | B4B5 | 1.3229 | 8.5676e-08 | 0.0071728 | 0.0016453 | 0.00040826 | 1.5969e-06 | 20.3719 | 978.794 | 0.0052574
| Civic Offices | Services electrical wireing | 1701312 | 8404275 | 5 | Services equipment | Install | Assembly | 106.1053 | Hours | 60 | 44 | 1 | FALSE | 1 | FALSE | 1 | [6 empty] | 0 | A5 | 5.7378 | 3.7161e-07 | 0.031111 | 0.0071361 | 0.0017708 | 6.9262e-06 | 88.3601 | 4245.3715 | 0.022803
| Civic Offices | Services electrical wireing | 1701312 | 8404275 | 5 | Services equipment | Install | Assembly | 106.1053 | Hours | 60 | 44 | 1 | FALSE | 1 | FALSE | 1 | [6 empty] | 0 | A4 | 0 | 0 | 0 | 0 | 0 | 0 | 0 | 0 | 0
| Civic Offices | Services LED light fitting | 1701315 | 8404281 | 5 | Services equipment | install light | Assembly | 17.4737 | Hours | 10 | 44 | 1 | FALSE | 1 | FALSE | 1 | [6 empty] | 0 | A5 | 0.94492 | 6.1197e-08 | 0.0051234 | 0.0011752 | 0.00029162 | 1.1406e-06 | 14.5514 | 699.1386 | 0.0037553
| Civic Offices | Services LED light fitting | 1701315 | 8404281 | 5 | Services equipment | install light | Assembly | 17.4737 | Hours | 10 | 44 | 1 | FALSE | 1 | FALSE | 1 | [6 empty] | 0 | A4 | 0 | 0 | 0 | 0 | 0 | 0 | 0 | 0 | 0
| Civic Offices | Services LED light fitting | 1701315 | 8404281 | 5 | Services equipment | install light | Assembly | 17.4737 | Hours | 10 | 44 | 1 | FALSE | 1 | FALSE | 1 | [6 empty] | 10 | B4B5 | 0.94492 | 6.1197e-08 | 0.0051234 | 0.0011752 | 0.00029162 | 1.1406e-06 | 14.5514 | 699.1386 | 0.0037553
| Civic Offices | Services LED light fitting | 1701315 | 8404281 | 5 | Services equipment | install light | Assembly | 17.4737 | Hours | 10 | 44 | 1 | FALSE | 1 | FALSE | 1 | [6 empty] | 20 | B4B5 | 0.94492 | 6.1197e-08 | 0.0051234 | 0.0011752 | 0.00029162 | 1.1406e-06 | 14.5514 | 699.1386 | 0.0037553
| Civic Offices | Services LED light fitting | 1701315 | 8404281 | 5 | Services equipment | install light | Assembly | 17.4737 | Hours | 10 | 44 | 1 | FALSE | 1 | FALSE | 1 | [6 empty] | 30 | B4B5 | 0.94492 | 6.1197e-08 | 0.0051234 | 0.0011752 | 0.00029162 | 1.1406e-06 | 14.5514 | 699.1386 | 0.0037553
| Civic Offices | Services LED light fitting | 1701315 | 8404281 | 5 | Services equipment | install light | Assembly | 17.4737 | Hours | 10 | 44 | 1 | FALSE | 1 | FALSE | 1 | [6 empty] | 40 | B4B5 | 0.94492 | 6.1197e-08 | 0.0051234 | 0.0011752 | 0.00029162 | 1.1406e-06 | 14.5514 | 699.1386 | 0.0037553
| Civic Offices | Services LED light fitting | 1701315 | 8404281 | 5 | Services equipment | install light | Assembly | 17.4737 | Hours | 10 | 44 | 1 | FALSE | 1 | FALSE | 1 | [6 empty] | 50 | B4B5 | 0.94492 | 6.1197e-08 | 0.0051234 | 0.0011752 | 0.00029162 | 1.1406e-06 | 14.5514 | 699.1386 | 0.0037553
| Civic Offices | Services electrical wireing | 1701316 | 8404284 | 5 | Services equipment | Install | Assembly | 75.7895 | Hours | 60 | 44 | 1 | FALSE | 1 | FALSE | 1 | [6 empty] | 0 | A5 | 4.0984 | 2.6543e-07 | 0.022222 | 0.0050972 | 0.0012648 | 4.9473e-06 | 63.1143 | 3032.4082 | 0.016288
| Civic Offices | Services electrical wireing | 1701316 | 8404284 | 5 | Services equipment | Install | Assembly | 75.7895 | Hours | 60 | 44 | 1 | FALSE | 1 | FALSE | 1 | [6 empty] | 0 | A4 | 0 | 0 | 0 | 0 | 0 | 0 | 0 | 0 | 0
| Civic Offices | Services LED light fitting | 1701319 | 8404290 | 5 | Services equipment | install light | Assembly | 113.4188 | Hours | 10 | 44 | 1 | FALSE | 1 | FALSE | 1 | [6 empty] | 0 | A5 | 6.1333 | 3.9722e-07 | 0.033255 | 0.007628 | 0.0018928 | 7.4035e-06 | 94.4505 | 4537.9918 | 0.024375
| Civic Offices | Services LED light fitting | 1701319 | 8404290 | 5 | Services equipment | install light | Assembly | 113.4188 | Hours | 10 | 44 | 1 | FALSE | 1 | FALSE | 1 | [6 empty] | 0 | A4 | 0 | 0 | 0 | 0 | 0 | 0 | 0 | 0 | 0
| Civic Offices | Services LED light fitting | 1701319 | 8404290 | 5 | Services equipment | install light | Assembly | 113.4188 | Hours | 10 | 44 | 1 | FALSE | 1 | FALSE | 1 | [6 empty] | 10 | B4B5 | 6.1333 | 3.9722e-07 | 0.033255 | 0.007628 | 0.0018928 | 7.4035e-06 | 94.4505 | 4537.9918 | 0.024375
| Civic Offices | Services LED light fitting | 1701319 | 8404290 | 5 | Services equipment | install light | Assembly | 113.4188 | Hours | 10 | 44 | 1 | FALSE | 1 | FALSE | 1 | [6 empty] | 20 | B4B5 | 6.1333 | 3.9722e-07 | 0.033255 | 0.007628 | 0.0018928 | 7.4035e-06 | 94.4505 | 4537.9918 | 0.024375
| Civic Offices | Services LED light fitting | 1701319 | 8404290 | 5 | Services equipment | install light | Assembly | 113.4188 | Hours | 10 | 44 | 1 | FALSE | 1 | FALSE | 1 | [6 empty] | 30 | B4B5 | 6.1333 | 3.9722e-07 | 0.033255 | 0.007628 | 0.0018928 | 7.4035e-06 | 94.4505 | 4537.9918 | 0.024375
| Civic Offices | Services LED light fitting | 1701319 | 8404290 | 5 | Services equipment | install light | Assembly | 113.4188 | Hours | 10 | 44 | 1 | FALSE | 1 | FALSE | 1 | [6 empty] | 40 | B4B5 | 6.1333 | 3.9722e-07 | 0.033255 | 0.007628 | 0.0018928 | 7.4035e-06 | 94.4505 | 4537.9918 | 0.024375
| Civic Offices | Services LED light fitting | 1701319 | 8404290 | 5 | Services equipment | install light | Assembly | 113.4188 | Hours | 10 | 44 | 1 | FALSE | 1 | FALSE | 1 | [6 empty] | 50 | B4B5 | 6.1333 | 3.9722e-07 | 0.033255 | 0.007628 | 0.0018928 | 7.4035e-06 | 94.4505 | 4537.9918 | 0.024375
| Civic Offices | Services electrical wireing | 1701320 | 8404293 | 5 | Services equipment | Install | Assembly | 491.9368 | Hours | 60 | 44 | 1 | FALSE | 1 | FALSE | 1 | [6 empty] | 0 | A5 | 26.6023 | 1.7229e-06 | 0.14424 | 0.033085 | 0.0082098 | 3.2112e-05 | 409.6647 | 19682.8561 | 0.10572
| Civic Offices | Services electrical wireing | 1701320 | 8404293 | 5 | Services equipment | Install | Assembly | 491.9368 | Hours | 60 | 44 | 1 | FALSE | 1 | FALSE | 1 | [6 empty] | 0 | A4 | 0 | 0 | 0 | 0 | 0 | 0 | 0 | 0 | 0
| Civic Offices | Services LED light fitting | 1701323 | 8404299 | 5 | Services equipment | install light | Assembly | 17.4737 | Hours | 10 | 44 | 1 | FALSE | 1 | FALSE | 1 | [6 empty] | 0 | A5 | 0.94492 | 6.1197e-08 | 0.0051234 | 0.0011752 | 0.00029162 | 1.1406e-06 | 14.5514 | 699.1386 | 0.0037553
| Civic Offices | Services LED light fitting | 1701323 | 8404299 | 5 | Services equipment | install light | Assembly | 17.4737 | Hours | 10 | 44 | 1 | FALSE | 1 | FALSE | 1 | [6 empty] | 0 | A4 | 0 | 0 | 0 | 0 | 0 | 0 | 0 | 0 | 0
| Civic Offices | Services LED light fitting | 1701323 | 8404299 | 5 | Services equipment | install light | Assembly | 17.4737 | Hours | 10 | 44 | 1 | FALSE | 1 | FALSE | 1 | [6 empty] | 10 | B4B5 | 0.94492 | 6.1197e-08 | 0.0051234 | 0.0011752 | 0.00029162 | 1.1406e-06 | 14.5514 | 699.1386 | 0.0037553
| Civic Offices | Services LED light fitting | 1701323 | 8404299 | 5 | Services equipment | install light | Assembly | 17.4737 | Hours | 10 | 44 | 1 | FALSE | 1 | FALSE | 1 | [6 empty] | 20 | B4B5 | 0.94492 | 6.1197e-08 | 0.0051234 | 0.0011752 | 0.00029162 | 1.1406e-06 | 14.5514 | 699.1386 | 0.0037553
| Civic Offices | Services LED light fitting | 1701323 | 8404299 | 5 | Services equipment | install light | Assembly | 17.4737 | Hours | 10 | 44 | 1 | FALSE | 1 | FALSE | 1 | [6 empty] | 30 | B4B5 | 0.94492 | 6.1197e-08 | 0.0051234 | 0.0011752 | 0.00029162 | 1.1406e-06 | 14.5514 | 699.1386 | 0.0037553
| Civic Offices | Services LED light fitting | 1701323 | 8404299 | 5 | Services equipment | install light | Assembly | 17.4737 | Hours | 10 | 44 | 1 | FALSE | 1 | FALSE | 1 | [6 empty] | 40 | B4B5 | 0.94492 | 6.1197e-08 | 0.0051234 | 0.0011752 | 0.00029162 | 1.1406e-06 | 14.5514 | 699.1386 | 0.0037553
| Civic Offices | Services LED light fitting | 1701323 | 8404299 | 5 | Services equipment | install light | Assembly | 17.4737 | Hours | 10 | 44 | 1 | FALSE | 1 | FALSE | 1 | [6 empty] | 50 | B4B5 | 0.94492 | 6.1197e-08 | 0.0051234 | 0.0011752 | 0.00029162 | 1.1406e-06 | 14.5514 | 699.1386 | 0.0037553
| Civic Offices | Services electrical wireing | 1701324 | 8404302 | 5 | Services equipment | Install | Assembly | 75.7895 | Hours | 60 | 44 | 1 | FALSE | 1 | FALSE | 1 | [6 empty] | 0 | A5 | 4.0984 | 2.6543e-07 | 0.022222 | 0.0050972 | 0.0012648 | 4.9473e-06 | 63.1143 | 3032.4082 | 0.016288
| Civic Offices | Services electrical wireing | 1701324 | 8404302 | 5 | Services equipment | Install | Assembly | 75.7895 | Hours | 60 | 44 | 1 | FALSE | 1 | FALSE | 1 | [6 empty] | 0 | A4 | 0 | 0 | 0 | 0 | 0 | 0 | 0 | 0 | 0
| Civic Offices | Services LED light fitting | 1701327 | 8404308 | 5 | Services equipment | install light | Assembly | 93.193 | Hours | 10 | 44 | 1 | FALSE | 1 | FALSE | 1 | [6 empty] | 0 | A5 | 5.0396 | 3.2639e-07 | 0.027325 | 0.0062677 | 0.0015553 | 6.0833e-06 | 77.6073 | 3728.739 | 0.020028
| Civic Offices | Services LED light fitting | 1701327 | 8404308 | 5 | Services equipment | install light | Assembly | 93.193 | Hours | 10 | 44 | 1 | FALSE | 1 | FALSE | 1 | [6 empty] | 0 | A4 | 0 | 0 | 0 | 0 | 0 | 0 | 0 | 0 | 0
| Civic Offices | Services LED light fitting | 1701327 | 8404308 | 5 | Services equipment | install light | Assembly | 93.193 | Hours | 10 | 44 | 1 | FALSE | 1 | FALSE | 1 | [6 empty] | 10 | B4B5 | 5.0396 | 3.2639e-07 | 0.027325 | 0.0062677 | 0.0015553 | 6.0833e-06 | 77.6073 | 3728.739 | 0.020028
| Civic Offices | Services LED light fitting | 1701327 | 8404308 | 5 | Services equipment | install light | Assembly | 93.193 | Hours | 10 | 44 | 1 | FALSE | 1 | FALSE | 1 | [6 empty] | 20 | B4B5 | 5.0396 | 3.2639e-07 | 0.027325 | 0.0062677 | 0.0015553 | 6.0833e-06 | 77.6073 | 3728.739 | 0.020028
| Civic Offices | Services LED light fitting | 1701327 | 8404308 | 5 | Services equipment | install light | Assembly | 93.193 | Hours | 10 | 44 | 1 | FALSE | 1 | FALSE | 1 | [6 empty] | 30 | B4B5 | 5.0396 | 3.2639e-07 | 0.027325 | 0.0062677 | 0.0015553 | 6.0833e-06 | 77.6073 | 3728.739 | 0.020028
| Civic Offices | Services LED light fitting | 1701327 | 8404308 | 5 | Services equipment | install light | Assembly | 93.193 | Hours | 10 | 44 | 1 | FALSE | 1 | FALSE | 1 | [6 empty] | 40 | B4B5 | 5.0396 | 3.2639e-07 | 0.027325 | 0.0062677 | 0.0015553 | 6.0833e-06 | 77.6073 | 3728.739 | 0.020028
| Civic Offices | Services LED light fitting | 1701327 | 8404308 | 5 | Services equipment | install light | Assembly | 93.193 | Hours | 10 | 44 | 1 | FALSE | 1 | FALSE | 1 | [6 empty] | 50 | B4B5 | 5.0396 | 3.2639e-07 | 0.027325 | 0.0062677 | 0.0015553 | 6.0833e-06 | 77.6073 | 3728.739 | 0.020028
| Civic Offices | Services electrical wireing | 1701328 | 8404311 | 5 | Services equipment | Install | Assembly | 404.2105 | Hours | 60 | 44 | 1 | FALSE | 1 | FALSE | 1 | [6 empty] | 0 | A5 | 21.8584 | 1.4156e-06 | 0.11852 | 0.027185 | 0.0067458 | 2.6385e-05 | 336.6099 | 16172.8436 | 0.08687
| Civic Offices | Services electrical wireing | 1701328 | 8404311 | 5 | Services equipment | Install | Assembly | 404.2105 | Hours | 60 | 44 | 1 | FALSE | 1 | FALSE | 1 | [6 empty] | 0 | A4 | 0 | 0 | 0 | 0 | 0 | 0 | 0 | 0 | 0
| Civic Offices | Services LED light fitting | 1701331 | 8404317 | 5 | Services equipment | install light | Assembly | 23.2982 | Hours | 10 | 44 | 1 | FALSE | 1 | FALSE | 1 | [6 empty] | 0 | A5 | 1.2599 | 8.1596e-08 | 0.0068312 | 0.0015669 | 0.00038882 | 1.5208e-06 | 19.4018 | 932.1847 | 0.0050071
| Civic Offices | Services LED light fitting | 1701331 | 8404317 | 5 | Services equipment | install light | Assembly | 23.2982 | Hours | 10 | 44 | 1 | FALSE | 1 | FALSE | 1 | [6 empty] | 0 | A4 | 0 | 0 | 0 | 0 | 0 | 0 | 0 | 0 | 0
| Civic Offices | Services LED light fitting | 1701331 | 8404317 | 5 | Services equipment | install light | Assembly | 23.2982 | Hours | 10 | 44 | 1 | FALSE | 1 | FALSE | 1 | [6 empty] | 10 | B4B5 | 1.2599 | 8.1596e-08 | 0.0068312 | 0.0015669 | 0.00038882 | 1.5208e-06 | 19.4018 | 932.1847 | 0.0050071
| Civic Offices | Services LED light fitting | 1701331 | 8404317 | 5 | Services equipment | install light | Assembly | 23.2982 | Hours | 10 | 44 | 1 | FALSE | 1 | FALSE | 1 | [6 empty] | 20 | B4B5 | 1.2599 | 8.1596e-08 | 0.0068312 | 0.0015669 | 0.00038882 | 1.5208e-06 | 19.4018 | 932.1847 | 0.0050071
| Civic Offices | Services LED light fitting | 1701331 | 8404317 | 5 | Services equipment | install light | Assembly | 23.2982 | Hours | 10 | 44 | 1 | FALSE | 1 | FALSE | 1 | [6 empty] | 30 | B4B5 | 1.2599 | 8.1596e-08 | 0.0068312 | 0.0015669 | 0.00038882 | 1.5208e-06 | 19.4018 | 932.1847 | 0.0050071
| Civic Offices | Services LED light fitting | 1701331 | 8404317 | 5 | Services equipment | install light | Assembly | 23.2982 | Hours | 10 | 44 | 1 | FALSE | 1 | FALSE | 1 | [6 empty] | 40 | B4B5 | 1.2599 | 8.1596e-08 | 0.0068312 | 0.0015669 | 0.00038882 | 1.5208e-06 | 19.4018 | 932.1847 | 0.0050071
| Civic Offices | Services LED light fitting | 1701331 | 8404317 | 5 | Services equipment | install light | Assembly | 23.2982 | Hours | 10 | 44 | 1 | FALSE | 1 | FALSE | 1 | [6 empty] | 50 | B4B5 | 1.2599 | 8.1596e-08 | 0.0068312 | 0.0015669 | 0.00038882 | 1.5208e-06 | 19.4018 | 932.1847 | 0.0050071
| Civic Offices | Services electrical wireing | 1701332 | 8404320 | 5 | Services equipment | Install | Assembly | 101.0526 | Hours | 60 | 44 | 1 | FALSE | 1 | FALSE | 1 | [6 empty] | 0 | A5 | 5.4646 | 3.5391e-07 | 0.029629 | 0.0067963 | 0.0016864 | 6.5963e-06 | 84.1525 | 4043.2109 | 0.021717
| Civic Offices | Services electrical wireing | 1701332 | 8404320 | 5 | Services equipment | Install | Assembly | 101.0526 | Hours | 60 | 44 | 1 | FALSE | 1 | FALSE | 1 | [6 empty] | 0 | A4 | 0 | 0 | 0 | 0 | 0 | 0 | 0 | 0 | 0
| Civic Offices | Builders work in connection (Labour - Services (per ? spent)) | 1701333 | 8404321 | 5 | Services equipment | Labour Effort | Assembly | 89.6712 | Hours | 10 | 44 | 1 | FALSE | 1 | FALSE | 1 | [6 empty] | 0 | A5 | 4.8491 | 3.1405e-07 | 0.026292 | 0.0060308 | 0.0014965 | 5.8534e-06 | 74.6745 | 3587.829 | 0.019271
| Civic Offices | Builders work in connection (Labour - Services (per ? spent)) | 1701333 | 8404321 | 5 | Services equipment | Labour Effort | Assembly | 89.6712 | Hours | 10 | 44 | 1 | FALSE | 1 | FALSE | 1 | [6 empty] | 0 | A4 | 0 | 0 | 0 | 0 | 0 | 0 | 0 | 0 | 0
| Civic Offices | Builders work in connection (Labour - Services (per ? spent)) | 1701333 | 8404321 | 5 | Services equipment | Labour Effort | Assembly | 89.6712 | Hours | 10 | 44 | 1 | FALSE | 1 | FALSE | 1 | [6 empty] | 10 | B4B5 | 4.8491 | 3.1405e-07 | 0.026292 | 0.0060308 | 0.0014965 | 5.8534e-06 | 74.6745 | 3587.829 | 0.019271
| Civic Offices | Builders work in connection (Labour - Services (per ? spent)) | 1701333 | 8404321 | 5 | Services equipment | Labour Effort | Assembly | 89.6712 | Hours | 10 | 44 | 1 | FALSE | 1 | FALSE | 1 | [6 empty] | 20 | B4B5 | 4.8491 | 3.1405e-07 | 0.026292 | 0.0060308 | 0.0014965 | 5.8534e-06 | 74.6745 | 3587.829 | 0.019271
| Civic Offices | Builders work in connection (Labour - Services (per ? spent)) | 1701333 | 8404321 | 5 | Services equipment | Labour Effort | Assembly | 89.6712 | Hours | 10 | 44 | 1 | FALSE | 1 | FALSE | 1 | [6 empty] | 30 | B4B5 | 4.8491 | 3.1405e-07 | 0.026292 | 0.0060308 | 0.0014965 | 5.8534e-06 | 74.6745 | 3587.829 | 0.019271
| Civic Offices | Builders work in connection (Labour - Services (per ? spent)) | 1701333 | 8404321 | 5 | Services equipment | Labour Effort | Assembly | 89.6712 | Hours | 10 | 44 | 1 | FALSE | 1 | FALSE | 1 | [6 empty] | 40 | B4B5 | 4.8491 | 3.1405e-07 | 0.026292 | 0.0060308 | 0.0014965 | 5.8534e-06 | 74.6745 | 3587.829 | 0.019271
| Civic Offices | Builders work in connection (Labour - Services (per ? spent)) | 1701333 | 8404321 | 5 | Services equipment | Labour Effort | Assembly | 89.6712 | Hours | 10 | 44 | 1 | FALSE | 1 | FALSE | 1 | [6 empty] | 50 | B4B5 | 4.8491 | 3.1405e-07 | 0.026292 | 0.0060308 | 0.0014965 | 5.8534e-06 | 74.6745 | 3587.829 | 0.019271
| Civic Offices | Builders work in connection (Labour - Services (per ? spent)) | 1701333 | 8404322 | 5 | Services equipment | Labour Effort | Assembly | 538.0272 | Hours | 10 | 44 | 1 | FALSE | 1 | FALSE | 1 | [6 empty] | 0 | A5 | 29.0947 | 1.8843e-06 | 0.15775 | 0.036185 | 0.008979 | 3.512e-05 | 448.0469 | 31749.4904 | 0.11563
| Civic Offices | Builders work in connection (Labour - Services (per ? spent)) | 1701333 | 8404322 | 5 | Services equipment | Labour Effort | Assembly | 538.0272 | Hours | 10 | 44 | 1 | FALSE | 1 | FALSE | 1 | [6 empty] | 0 | A4 | 878.4366 | 0.00015783 | 2.8763 | 0.77742 | 0.49069 | 0.0030635 | 13094.527 | 1999.4386 | 3.6149
| Civic Offices | Builders work in connection (Labour - Services (per ? spent)) | 1701333 | 8404322 | 5 | Services equipment | Labour Effort | Assembly | 538.0272 | Hours | 10 | 44 | 1 | FALSE | 1 | FALSE | 1 | [6 empty] | 10 | B4B5 | 907.5314 | 0.00015972 | 3.0341 | 0.8136 | 0.49967 | 0.0030987 | 13542.5739 | 33748.929 | 3.7305
| Civic Offices | Builders work in connection (Labour - Services (per ? spent)) | 1701333 | 8404322 | 5 | Services equipment | Labour Effort | Assembly | 538.0272 | Hours | 10 | 44 | 1 | FALSE | 1 | FALSE | 1 | [6 empty] | 20 | B4B5 | 907.5314 | 0.00015972 | 3.0341 | 0.8136 | 0.49967 | 0.0030987 | 13542.5739 | 33748.929 | 3.7305
| Civic Offices | Builders work in connection (Labour - Services (per ? spent)) | 1701333 | 8404322 | 5 | Services equipment | Labour Effort | Assembly | 538.0272 | Hours | 10 | 44 | 1 | FALSE | 1 | FALSE | 1 | [6 empty] | 30 | B4B5 | 907.5314 | 0.00015972 | 3.0341 | 0.8136 | 0.49967 | 0.0030987 | 13542.5739 | 33748.929 | 3.7305
| Civic Offices | Builders work in connection (Labour - Services (per ? spent)) | 1701333 | 8404322 | 5 | Services equipment | Labour Effort | Assembly | 538.0272 | Hours | 10 | 44 | 1 | FALSE | 1 | FALSE | 1 | [6 empty] | 40 | B4B5 | 907.5314 | 0.00015972 | 3.0341 | 0.8136 | 0.49967 | 0.0030987 | 13542.5739 | 33748.929 | 3.7305
| Civic Offices | Builders work in connection (Labour - Services (per ? spent)) | 1701333 | 8404322 | 5 | Services equipment | Labour Effort | Assembly | 538.0272 | Hours | 10 | 44 | 1 | FALSE | 1 | FALSE | 1 | [6 empty] | 50 | B4B5 | 907.5314 | 0.00015972 | 3.0341 | 0.8136 | 0.49967 | 0.0030987 | 13542.5739 | 33748.929 | 3.7305
| Civic Offices | Builders work in connection (Labour - Services (per ? spent)) | 1701333 | 8404323 | 5 | Services equipment | Labour effort | Assembly | 269.0136 | Hours | 5 | 44 | 1 | FALSE | 1 | FALSE | 1 | [6 empty] | 0 | A5 | 14.5474 | 9.4215e-07 | 0.078877 | 0.018093 | 0.0044895 | 1.756e-05 | 224.0234 | 15874.7452 | 0.057814
| Civic Offices | Builders work in connection (Labour - Services (per ? spent)) | 1701333 | 8404323 | 5 | Services equipment | Labour effort | Assembly | 269.0136 | Hours | 5 | 44 | 1 | FALSE | 1 | FALSE | 1 | [6 empty] | 0 | A4 | 439.2183 | 7.8917e-05 | 1.4382 | 0.38871 | 0.24535 | 0.0015318 | 6547.2635 | 999.7193 | 1.8074
| Civic Offices | Builders work in connection (Labour - Services (per ? spent)) | 1701333 | 8404323 | 5 | Services equipment | Labour effort | Assembly | 269.0136 | Hours | 5 | 44 | 1 | FALSE | 1 | FALSE | 1 | [6 empty] | 5 | B4B5 | 453.7657 | 7.9859e-05 | 1.517 | 0.4068 | 0.24984 | 0.0015493 | 6771.2869 | 16874.4645 | 1.8653
| Civic Offices | Builders work in connection (Labour - Services (per ? spent)) | 1701333 | 8404323 | 5 | Services equipment | Labour effort | Assembly | 269.0136 | Hours | 5 | 44 | 1 | FALSE | 1 | FALSE | 1 | [6 empty] | 10 | B4B5 | 453.7657 | 7.9859e-05 | 1.517 | 0.4068 | 0.24984 | 0.0015493 | 6771.2869 | 16874.4645 | 1.8653
| Civic Offices | Builders work in connection (Labour - Services (per ? spent)) | 1701333 | 8404323 | 5 | Services equipment | Labour effort | Assembly | 269.0136 | Hours | 5 | 44 | 1 | FALSE | 1 | FALSE | 1 | [6 empty] | 15 | B4B5 | 453.7657 | 7.9859e-05 | 1.517 | 0.4068 | 0.24984 | 0.0015493 | 6771.2869 | 16874.4645 | 1.8653
| Civic Offices | Builders work in connection (Labour - Services (per ? spent)) | 1701333 | 8404323 | 5 | Services equipment | Labour effort | Assembly | 269.0136 | Hours | 5 | 44 | 1 | FALSE | 1 | FALSE | 1 | [6 empty] | 20 | B4B5 | 453.7657 | 7.9859e-05 | 1.517 | 0.4068 | 0.24984 | 0.0015493 | 6771.2869 | 16874.4645 | 1.8653
| Civic Offices | Builders work in connection (Labour - Services (per ? spent)) | 1701333 | 8404323 | 5 | Services equipment | Labour effort | Assembly | 269.0136 | Hours | 5 | 44 | 1 | FALSE | 1 | FALSE | 1 | [6 empty] | 25 | B4B5 | 453.7657 | 7.9859e-05 | 1.517 | 0.4068 | 0.24984 | 0.0015493 | 6771.2869 | 16874.4645 | 1.8653
| Civic Offices | Builders work in connection (Labour - Services (per ? spent)) | 1701333 | 8404323 | 5 | Services equipment | Labour effort | Assembly | 269.0136 | Hours | 5 | 44 | 1 | FALSE | 1 | FALSE | 1 | [6 empty] | 30 | B4B5 | 453.7657 | 7.9859e-05 | 1.517 | 0.4068 | 0.24984 | 0.0015493 | 6771.2869 | 16874.4645 | 1.8653
| Civic Offices | Builders work in connection (Labour - Services (per ? spent)) | 1701333 | 8404323 | 5 | Services equipment | Labour effort | Assembly | 269.0136 | Hours | 5 | 44 | 1 | FALSE | 1 | FALSE | 1 | [6 empty] | 35 | B4B5 | 453.7657 | 7.9859e-05 | 1.517 | 0.4068 | 0.24984 | 0.0015493 | 6771.2869 | 16874.4645 | 1.8653
| Civic Offices | Builders work in connection (Labour - Services (per ? spent)) | 1701333 | 8404323 | 5 | Services equipment | Labour effort | Assembly | 269.0136 | Hours | 5 | 44 | 1 | FALSE | 1 | FALSE | 1 | [6 empty] | 40 | B4B5 | 453.7657 | 7.9859e-05 | 1.517 | 0.4068 | 0.24984 | 0.0015493 | 6771.2869 | 16874.4645 | 1.8653
| Civic Offices | Builders work in connection (Labour - Services (per ? spent)) | 1701333 | 8404323 | 5 | Services equipment | Labour effort | Assembly | 269.0136 | Hours | 5 | 44 | 1 | FALSE | 1 | FALSE | 1 | [6 empty] | 45 | B4B5 | 453.7657 | 7.9859e-05 | 1.517 | 0.4068 | 0.24984 | 0.0015493 | 6771.2869 | 16874.4645 | 1.8653
| Civic Offices | Builders work in connection (Labour - Services (per ? spent)) | 1701333 | 8404323 | 5 | Services equipment | Labour effort | Assembly | 269.0136 | Hours | 5 | 44 | 1 | FALSE | 1 | FALSE | 1 | [6 empty] | 50 | B4B5 | 453.7657 | 7.9859e-05 | 1.517 | 0.4068 | 0.24984 | 0.0015493 | 6771.2869 | 16874.4645 | 1.8653
| Civic Offices | Builders work in connection (Labour - Services (per ? spent)) | 1701333 | 8404323 | 5 | Services equipment | Labour effort | Assembly | 269.0136 | Hours | 5 | 44 | 1 | FALSE | 1 | FALSE | 1 | [6 empty] | 55 | B4B5 | 453.7657 | 7.9859e-05 | 1.517 | 0.4068 | 0.24984 | 0.0015493 | 6771.2869 | 16874.4645 | 1.8653
| Civic Offices | Builders work in connection (Labour - Services (per ? spent)) | 1701333 | 8404324 | 5 | Services equipment | Labour Effort | Assembly | 269.0136 | Hours | 20 | 44 | 1 | FALSE | 1 | FALSE | 1 | [6 empty] | 0 | A5 | 14.5474 | 9.4215e-07 | 0.078877 | 0.018093 | 0.0044895 | 1.756e-05 | 224.0234 | 15874.7452 | 0.057814
| Civic Offices | Builders work in connection (Labour - Services (per ? spent)) | 1701333 | 8404324 | 5 | Services equipment | Labour Effort | Assembly | 269.0136 | Hours | 20 | 44 | 1 | FALSE | 1 | FALSE | 1 | [6 empty] | 0 | A4 | 439.2183 | 7.8917e-05 | 1.4382 | 0.38871 | 0.24535 | 0.0015318 | 6547.2635 | 999.7193 | 1.8074
| Civic Offices | Builders work in connection (Labour - Services (per ? spent)) | 1701333 | 8404324 | 5 | Services equipment | Labour Effort | Assembly | 269.0136 | Hours | 20 | 44 | 1 | FALSE | 1 | FALSE | 1 | [6 empty] | 20 | B4B5 | 453.7657 | 7.9859e-05 | 1.517 | 0.4068 | 0.24984 | 0.0015493 | 6771.2869 | 16874.4645 | 1.8653
| Civic Offices | Builders work in connection (Labour - Services (per ? spent)) | 1701333 | 8404324 | 5 | Services equipment | Labour Effort | Assembly | 269.0136 | Hours | 20 | 44 | 1 | FALSE | 1 | FALSE | 1 | [6 empty] | 40 | B4B5 | 453.7657 | 7.9859e-05 | 1.517 | 0.4068 | 0.24984 | 0.0015493 | 6771.2869 | 16874.4645 | 1.8653
| Civic Offices | Builders work in connection (Labour - Services (per ? spent)) | 1701333 | 8404325 | 5 | Services equipment | Labour Effort | Assembly | 44.8356 | Hours | 5 | 44 | 1 | FALSE | 1 | FALSE | 1 | [6 empty] | 0 | A5 | 2.4246 | 1.5703e-07 | 0.013146 | 0.0030154 | 0.00074825 | 2.9267e-06 | 37.3372 | 1793.9145 | 0.0096357
| Civic Offices | Builders work in connection (Labour - Services (per ? spent)) | 1701333 | 8404325 | 5 | Services equipment | Labour Effort | Assembly | 44.8356 | Hours | 5 | 44 | 1 | FALSE | 1 | FALSE | 1 | [6 empty] | 0 | A4 | 0 | 0 | 0 | 0 | 0 | 0 | 0 | 0 | 0
| Civic Offices | Builders work in connection (Labour - Services (per ? spent)) | 1701333 | 8404325 | 5 | Services equipment | Labour Effort | Assembly | 44.8356 | Hours | 5 | 44 | 1 | FALSE | 1 | FALSE | 1 | [6 empty] | 5 | B4B5 | 2.4246 | 1.5703e-07 | 0.013146 | 0.0030154 | 0.00074825 | 2.9267e-06 | 37.3372 | 1793.9145 | 0.0096357
| Civic Offices | Builders work in connection (Labour - Services (per ? spent)) | 1701333 | 8404325 | 5 | Services equipment | Labour Effort | Assembly | 44.8356 | Hours | 5 | 44 | 1 | FALSE | 1 | FALSE | 1 | [6 empty] | 10 | B4B5 | 2.4246 | 1.5703e-07 | 0.013146 | 0.0030154 | 0.00074825 | 2.9267e-06 | 37.3372 | 1793.9145 | 0.0096357
| Civic Offices | Builders work in connection (Labour - Services (per ? spent)) | 1701333 | 8404325 | 5 | Services equipment | Labour Effort | Assembly | 44.8356 | Hours | 5 | 44 | 1 | FALSE | 1 | FALSE | 1 | [6 empty] | 15 | B4B5 | 2.4246 | 1.5703e-07 | 0.013146 | 0.0030154 | 0.00074825 | 2.9267e-06 | 37.3372 | 1793.9145 | 0.0096357
| Civic Offices | Builders work in connection (Labour - Services (per ? spent)) | 1701333 | 8404325 | 5 | Services equipment | Labour Effort | Assembly | 44.8356 | Hours | 5 | 44 | 1 | FALSE | 1 | FALSE | 1 | [6 empty] | 20 | B4B5 | 2.4246 | 1.5703e-07 | 0.013146 | 0.0030154 | 0.00074825 | 2.9267e-06 | 37.3372 | 1793.9145 | 0.0096357
| Civic Offices | Builders work in connection (Labour - Services (per ? spent)) | 1701333 | 8404325 | 5 | Services equipment | Labour Effort | Assembly | 44.8356 | Hours | 5 | 44 | 1 | FALSE | 1 | FALSE | 1 | [6 empty] | 25 | B4B5 | 2.4246 | 1.5703e-07 | 0.013146 | 0.0030154 | 0.00074825 | 2.9267e-06 | 37.3372 | 1793.9145 | 0.0096357
| Civic Offices | Builders work in connection (Labour - Services (per ? spent)) | 1701333 | 8404325 | 5 | Services equipment | Labour Effort | Assembly | 44.8356 | Hours | 5 | 44 | 1 | FALSE | 1 | FALSE | 1 | [6 empty] | 30 | B4B5 | 2.4246 | 1.5703e-07 | 0.013146 | 0.0030154 | 0.00074825 | 2.9267e-06 | 37.3372 | 1793.9145 | 0.0096357
| Civic Offices | Builders work in connection (Labour - Services (per ? spent)) | 1701333 | 8404325 | 5 | Services equipment | Labour Effort | Assembly | 44.8356 | Hours | 5 | 44 | 1 | FALSE | 1 | FALSE | 1 | [6 empty] | 35 | B4B5 | 2.4246 | 1.5703e-07 | 0.013146 | 0.0030154 | 0.00074825 | 2.9267e-06 | 37.3372 | 1793.9145 | 0.0096357
| Civic Offices | Builders work in connection (Labour - Services (per ? spent)) | 1701333 | 8404325 | 5 | Services equipment | Labour Effort | Assembly | 44.8356 | Hours | 5 | 44 | 1 | FALSE | 1 | FALSE | 1 | [6 empty] | 40 | B4B5 | 2.4246 | 1.5703e-07 | 0.013146 | 0.0030154 | 0.00074825 | 2.9267e-06 | 37.3372 | 1793.9145 | 0.0096357
| Civic Offices | Builders work in connection (Labour - Services (per ? spent)) | 1701333 | 8404325 | 5 | Services equipment | Labour Effort | Assembly | 44.8356 | Hours | 5 | 44 | 1 | FALSE | 1 | FALSE | 1 | [6 empty] | 45 | B4B5 | 2.4246 | 1.5703e-07 | 0.013146 | 0.0030154 | 0.00074825 | 2.9267e-06 | 37.3372 | 1793.9145 | 0.0096357
| Civic Offices | Builders work in connection (Labour - Services (per ? spent)) | 1701333 | 8404325 | 5 | Services equipment | Labour Effort | Assembly | 44.8356 | Hours | 5 | 44 | 1 | FALSE | 1 | FALSE | 1 | [6 empty] | 50 | B4B5 | 2.4246 | 1.5703e-07 | 0.013146 | 0.0030154 | 0.00074825 | 2.9267e-06 | 37.3372 | 1793.9145 | 0.0096357
| Civic Offices | Builders work in connection (Labour - Services (per ? spent)) | 1701333 | 8404325 | 5 | Services equipment | Labour Effort | Assembly | 44.8356 | Hours | 5 | 44 | 1 | FALSE | 1 | FALSE | 1 | [6 empty] | 55 | B4B5 | 2.4246 | 1.5703e-07 | 0.013146 | 0.0030154 | 0.00074825 | 2.9267e-06 | 37.3372 | 1793.9145 | 0.0096357
| Civic Offices | Builders work in connection (Labour - Services (per ? spent)) | 1701333 | 8404326 | 5 | Services equipment | Labour Effort | Assembly | 44.8356 | Hours | 20 | 44 | 1 | FALSE | 1 | FALSE | 1 | [6 empty] | 0 | A5 | 2.4246 | 1.5703e-07 | 0.013146 | 0.0030154 | 0.00074825 | 2.9267e-06 | 37.3372 | 1793.9145 | 0.0096357
| Civic Offices | Builders work in connection (Labour - Services (per ? spent)) | 1701333 | 8404326 | 5 | Services equipment | Labour Effort | Assembly | 44.8356 | Hours | 20 | 44 | 1 | FALSE | 1 | FALSE | 1 | [6 empty] | 0 | A4 | 0 | 0 | 0 | 0 | 0 | 0 | 0 | 0 | 0
| Civic Offices | Builders work in connection (Labour - Services (per ? spent)) | 1701333 | 8404326 | 5 | Services equipment | Labour Effort | Assembly | 44.8356 | Hours | 20 | 44 | 1 | FALSE | 1 | FALSE | 1 | [6 empty] | 20 | B4B5 | 2.4246 | 1.5703e-07 | 0.013146 | 0.0030154 | 0.00074825 | 2.9267e-06 | 37.3372 | 1793.9145 | 0.0096357
| Civic Offices | Builders work in connection (Labour - Services (per ? spent)) | 1701333 | 8404326 | 5 | Services equipment | Labour Effort | Assembly | 44.8356 | Hours | 20 | 44 | 1 | FALSE | 1 | FALSE | 1 | [6 empty] | 40 | B4B5 | 2.4246 | 1.5703e-07 | 0.013146 | 0.0030154 | 0.00074825 | 2.9267e-06 | 37.3372 | 1793.9145 | 0.0096357
| Civic Offices | Testing and commissioning (Services Commissioning and Testing Effort) | 1701334 | 8404327 | 5 | Services equipment | Small equipment and labour associated with commissioning services | Assembly | 160 | Hours | 5 | 44 | 1 | FALSE | 1 | FALSE | 1 | [6 empty] | 0 | A5 | 8.6523 | 5.6036e-07 | 0.046913 | 0.010761 | 0.0026702 | 1.0444e-05 | 133.2414 | 6401.7506 | 0.034386
| Civic Offices | Testing and commissioning (Services Commissioning and Testing Effort) | 1701334 | 8404327 | 5 | Services equipment | Small equipment and labour associated with commissioning services | Assembly | 160 | Hours | 5 | 44 | 1 | FALSE | 1 | FALSE | 1 | [6 empty] | 0 | A4 | 0 | 0 | 0 | 0 | 0 | 0 | 0 | 0 | 0
| Civic Offices | Testing and commissioning (Services Commissioning and Testing Effort) | 1701334 | 8404327 | 5 | Services equipment | Small equipment and labour associated with commissioning services | Assembly | 160 | Hours | 5 | 44 | 1 | FALSE | 1 | FALSE | 1 | [6 empty] | 5 | B4B5 | 8.6523 | 5.6036e-07 | 0.046913 | 0.010761 | 0.0026702 | 1.0444e-05 | 133.2414 | 6401.7506 | 0.034386
| Civic Offices | Testing and commissioning (Services Commissioning and Testing Effort) | 1701334 | 8404327 | 5 | Services equipment | Small equipment and labour associated with commissioning services | Assembly | 160 | Hours | 5 | 44 | 1 | FALSE | 1 | FALSE | 1 | [6 empty] | 10 | B4B5 | 8.6523 | 5.6036e-07 | 0.046913 | 0.010761 | 0.0026702 | 1.0444e-05 | 133.2414 | 6401.7506 | 0.034386
| Civic Offices | Testing and commissioning (Services Commissioning and Testing Effort) | 1701334 | 8404327 | 5 | Services equipment | Small equipment and labour associated with commissioning services | Assembly | 160 | Hours | 5 | 44 | 1 | FALSE | 1 | FALSE | 1 | [6 empty] | 15 | B4B5 | 8.6523 | 5.6036e-07 | 0.046913 | 0.010761 | 0.0026702 | 1.0444e-05 | 133.2414 | 6401.7506 | 0.034386
| Civic Offices | Testing and commissioning (Services Commissioning and Testing Effort) | 1701334 | 8404327 | 5 | Services equipment | Small equipment and labour associated with commissioning services | Assembly | 160 | Hours | 5 | 44 | 1 | FALSE | 1 | FALSE | 1 | [6 empty] | 20 | B4B5 | 8.6523 | 5.6036e-07 | 0.046913 | 0.010761 | 0.0026702 | 1.0444e-05 | 133.2414 | 6401.7506 | 0.034386
| Civic Offices | Testing and commissioning (Services Commissioning and Testing Effort) | 1701334 | 8404327 | 5 | Services equipment | Small equipment and labour associated with commissioning services | Assembly | 160 | Hours | 5 | 44 | 1 | FALSE | 1 | FALSE | 1 | [6 empty] | 25 | B4B5 | 8.6523 | 5.6036e-07 | 0.046913 | 0.010761 | 0.0026702 | 1.0444e-05 | 133.2414 | 6401.7506 | 0.034386
| Civic Offices | Testing and commissioning (Services Commissioning and Testing Effort) | 1701334 | 8404327 | 5 | Services equipment | Small equipment and labour associated with commissioning services | Assembly | 160 | Hours | 5 | 44 | 1 | FALSE | 1 | FALSE | 1 | [6 empty] | 30 | B4B5 | 8.6523 | 5.6036e-07 | 0.046913 | 0.010761 | 0.0026702 | 1.0444e-05 | 133.2414 | 6401.7506 | 0.034386
| Civic Offices | Testing and commissioning (Services Commissioning and Testing Effort) | 1701334 | 8404327 | 5 | Services equipment | Small equipment and labour associated with commissioning services | Assembly | 160 | Hours | 5 | 44 | 1 | FALSE | 1 | FALSE | 1 | [6 empty] | 35 | B4B5 | 8.6523 | 5.6036e-07 | 0.046913 | 0.010761 | 0.0026702 | 1.0444e-05 | 133.2414 | 6401.7506 | 0.034386
| Civic Offices | Testing and commissioning (Services Commissioning and Testing Effort) | 1701334 | 8404327 | 5 | Services equipment | Small equipment and labour associated with commissioning services | Assembly | 160 | Hours | 5 | 44 | 1 | FALSE | 1 | FALSE | 1 | [6 empty] | 40 | B4B5 | 8.6523 | 5.6036e-07 | 0.046913 | 0.010761 | 0.0026702 | 1.0444e-05 | 133.2414 | 6401.7506 | 0.034386
| Civic Offices | Testing and commissioning (Services Commissioning and Testing Effort) | 1701334 | 8404327 | 5 | Services equipment | Small equipment and labour associated with commissioning services | Assembly | 160 | Hours | 5 | 44 | 1 | FALSE | 1 | FALSE | 1 | [6 empty] | 45 | B4B5 | 8.6523 | 5.6036e-07 | 0.046913 | 0.010761 | 0.0026702 | 1.0444e-05 | 133.2414 | 6401.7506 | 0.034386
| Civic Offices | Testing and commissioning (Services Commissioning and Testing Effort) | 1701334 | 8404327 | 5 | Services equipment | Small equipment and labour associated with commissioning services | Assembly | 160 | Hours | 5 | 44 | 1 | FALSE | 1 | FALSE | 1 | [6 empty] | 50 | B4B5 | 8.6523 | 5.6036e-07 | 0.046913 | 0.010761 | 0.0026702 | 1.0444e-05 | 133.2414 | 6401.7506 | 0.034386
| Civic Offices | Testing and commissioning (Services Commissioning and Testing Effort) | 1701334 | 8404327 | 5 | Services equipment | Small equipment and labour associated with commissioning services | Assembly | 160 | Hours | 5 | 44 | 1 | FALSE | 1 | FALSE | 1 | [6 empty] | 55 | B4B5 | 8.6523 | 5.6036e-07 | 0.046913 | 0.010761 | 0.0026702 | 1.0444e-05 | 133.2414 | 6401.7506 | 0.034386
| Civic Offices | Road crossings: dropped kerb including making good public footway and road (Labour - External works (per £ spent)) | 1701335 | 8404328 | 8 | External works | Labour Effort | Assembly | 8.7681 | Hours | 10 | 44 | 1 | FALSE | 1 | FALSE | 1 | [6 empty] | 0 | A5 | 0.47415 | 3.0708e-08 | 0.0025709 | 0.0005897 | 0.00014633 | 5.7235e-07 | 7.3017 | 350.8193 | 0.0018844
| Civic Offices | Road crossings: dropped kerb including making good public footway and road (Labour - External works (per £ spent)) | 1701335 | 8404328 | 8 | External works | Labour Effort | Assembly | 8.7681 | Hours | 10 | 44 | 1 | FALSE | 1 | FALSE | 1 | [6 empty] | 0 | A4 | 0 | 0 | 0 | 0 | 0 | 0 | 0 | 0 | 0
| Civic Offices | Road crossings: dropped kerb including making good public footway and road (Labour - External works (per £ spent)) | 1701335 | 8404328 | 8 | External works | Labour Effort | Assembly | 8.7681 | Hours | 10 | 44 | 1 | FALSE | 1 | FALSE | 1 | [6 empty] | 10 | B4B5 | 0.47415 | 3.0708e-08 | 0.0025709 | 0.0005897 | 0.00014633 | 5.7235e-07 | 7.3017 | 350.8193 | 0.0018844
| Civic Offices | Road crossings: dropped kerb including making good public footway and road (Labour - External works (per £ spent)) | 1701335 | 8404328 | 8 | External works | Labour Effort | Assembly | 8.7681 | Hours | 10 | 44 | 1 | FALSE | 1 | FALSE | 1 | [6 empty] | 20 | B4B5 | 0.47415 | 3.0708e-08 | 0.0025709 | 0.0005897 | 0.00014633 | 5.7235e-07 | 7.3017 | 350.8193 | 0.0018844
| Civic Offices | Road crossings: dropped kerb including making good public footway and road (Labour - External works (per £ spent)) | 1701335 | 8404328 | 8 | External works | Labour Effort | Assembly | 8.7681 | Hours | 10 | 44 | 1 | FALSE | 1 | FALSE | 1 | [6 empty] | 30 | B4B5 | 0.47415 | 3.0708e-08 | 0.0025709 | 0.0005897 | 0.00014633 | 5.7235e-07 | 7.3017 | 350.8193 | 0.0018844
| Civic Offices | Road crossings: dropped kerb including making good public footway and road (Labour - External works (per £ spent)) | 1701335 | 8404328 | 8 | External works | Labour Effort | Assembly | 8.7681 | Hours | 10 | 44 | 1 | FALSE | 1 | FALSE | 1 | [6 empty] | 40 | B4B5 | 0.47415 | 3.0708e-08 | 0.0025709 | 0.0005897 | 0.00014633 | 5.7235e-07 | 7.3017 | 350.8193 | 0.0018844
| Civic Offices | Road crossings: dropped kerb including making good public footway and road (Labour - External works (per £ spent)) | 1701335 | 8404328 | 8 | External works | Labour Effort | Assembly | 8.7681 | Hours | 10 | 44 | 1 | FALSE | 1 | FALSE | 1 | [6 empty] | 50 | B4B5 | 0.47415 | 3.0708e-08 | 0.0025709 | 0.0005897 | 0.00014633 | 5.7235e-07 | 7.3017 | 350.8193 | 0.0018844
| Civic Offices | Road crossings: dropped kerb including making good public footway and road (Labour - External works (per £ spent)) | 1701335 | 8404329 | 8 | External works | Labour Effort | Assembly | 52.6085 | Hours | 10 | 44 | 1 | FALSE | 1 | FALSE | 1 | [6 empty] | 0 | A5 | 2.8449 | 1.8425e-07 | 0.015425 | 0.0035382 | 0.00087797 | 3.4341e-06 | 43.8102 | 3104.4774 | 0.011306
| Civic Offices | Road crossings: dropped kerb including making good public footway and road (Labour - External works (per £ spent)) | 1701335 | 8404329 | 8 | External works | Labour Effort | Assembly | 52.6085 | Hours | 10 | 44 | 1 | FALSE | 1 | FALSE | 1 | [6 empty] | 0 | A4 | 90.4273 | 1.6248e-05 | 0.29609 | 0.080028 | 0.050513 | 0.00031536 | 1347.966 | 205.8246 | 0.37212
| Civic Offices | Road crossings: dropped kerb including making good public footway and road (Labour - External works (per £ spent)) | 1701335 | 8404329 | 8 | External works | Labour Effort | Assembly | 52.6085 | Hours | 10 | 44 | 1 | FALSE | 1 | FALSE | 1 | [6 empty] | 10 | B4B5 | 93.2722 | 1.6432e-05 | 0.31152 | 0.083567 | 0.051391 | 0.0003188 | 1391.7762 | 3310.302 | 0.38343
| Civic Offices | Road crossings: dropped kerb including making good public footway and road (Labour - External works (per £ spent)) | 1701335 | 8404329 | 8 | External works | Labour Effort | Assembly | 52.6085 | Hours | 10 | 44 | 1 | FALSE | 1 | FALSE | 1 | [6 empty] | 20 | B4B5 | 93.2722 | 1.6432e-05 | 0.31152 | 0.083567 | 0.051391 | 0.0003188 | 1391.7762 | 3310.302 | 0.38343
| Civic Offices | Road crossings: dropped kerb including making good public footway and road (Labour - External works (per £ spent)) | 1701335 | 8404329 | 8 | External works | Labour Effort | Assembly | 52.6085 | Hours | 10 | 44 | 1 | FALSE | 1 | FALSE | 1 | [6 empty] | 30 | B4B5 | 93.2722 | 1.6432e-05 | 0.31152 | 0.083567 | 0.051391 | 0.0003188 | 1391.7762 | 3310.302 | 0.38343
| Civic Offices | Road crossings: dropped kerb including making good public footway and road (Labour - External works (per £ spent)) | 1701335 | 8404329 | 8 | External works | Labour Effort | Assembly | 52.6085 | Hours | 10 | 44 | 1 | FALSE | 1 | FALSE | 1 | [6 empty] | 40 | B4B5 | 93.2722 | 1.6432e-05 | 0.31152 | 0.083567 | 0.051391 | 0.0003188 | 1391.7762 | 3310.302 | 0.38343
| Civic Offices | Road crossings: dropped kerb including making good public footway and road (Labour - External works (per £ spent)) | 1701335 | 8404329 | 8 | External works | Labour Effort | Assembly | 52.6085 | Hours | 10 | 44 | 1 | FALSE | 1 | FALSE | 1 | [6 empty] | 50 | B4B5 | 93.2722 | 1.6432e-05 | 0.31152 | 0.083567 | 0.051391 | 0.0003188 | 1391.7762 | 3310.302 | 0.38343
| Civic Offices | Road crossings: dropped kerb including making good public footway and road (Labour - External works (per £ spent)) | 1701335 | 8404330 | 8 | External works | Labour effort | Assembly | 26.3043 | Hours | 5 | 44 | 1 | FALSE | 1 | FALSE | 1 | [6 empty] | 0 | A5 | 1.4224 | 9.2124e-08 | 0.0077126 | 0.0017691 | 0.00043899 | 1.717e-06 | 21.9051 | 1552.2387 | 0.0056531
| Civic Offices | Road crossings: dropped kerb including making good public footway and road (Labour - External works (per £ spent)) | 1701335 | 8404330 | 8 | External works | Labour effort | Assembly | 26.3043 | Hours | 5 | 44 | 1 | FALSE | 1 | FALSE | 1 | [6 empty] | 0 | A4 | 51.6727 | 9.2843e-06 | 0.16919 | 0.045731 | 0.028864 | 0.00018021 | 770.2663 | 117.614 | 0.21264
| Civic Offices | Road crossings: dropped kerb including making good public footway and road (Labour - External works (per £ spent)) | 1701335 | 8404330 | 8 | External works | Labour effort | Assembly | 26.3043 | Hours | 5 | 44 | 1 | FALSE | 1 | FALSE | 1 | [6 empty] | 5 | B4B5 | 53.0952 | 9.3765e-06 | 0.17691 | 0.0475 | 0.029303 | 0.00018192 | 792.1714 | 1669.8527 | 0.21829
| Civic Offices | Road crossings: dropped kerb including making good public footway and road (Labour - External works (per £ spent)) | 1701335 | 8404330 | 8 | External works | Labour effort | Assembly | 26.3043 | Hours | 5 | 44 | 1 | FALSE | 1 | FALSE | 1 | [6 empty] | 10 | B4B5 | 53.0952 | 9.3765e-06 | 0.17691 | 0.0475 | 0.029303 | 0.00018192 | 792.1714 | 1669.8527 | 0.21829
| Civic Offices | Road crossings: dropped kerb including making good public footway and road (Labour - External works (per £ spent)) | 1701335 | 8404330 | 8 | External works | Labour effort | Assembly | 26.3043 | Hours | 5 | 44 | 1 | FALSE | 1 | FALSE | 1 | [6 empty] | 15 | B4B5 | 53.0952 | 9.3765e-06 | 0.17691 | 0.0475 | 0.029303 | 0.00018192 | 792.1714 | 1669.8527 | 0.21829
| Civic Offices | Road crossings: dropped kerb including making good public footway and road (Labour - External works (per £ spent)) | 1701335 | 8404330 | 8 | External works | Labour effort | Assembly | 26.3043 | Hours | 5 | 44 | 1 | FALSE | 1 | FALSE | 1 | [6 empty] | 20 | B4B5 | 53.0952 | 9.3765e-06 | 0.17691 | 0.0475 | 0.029303 | 0.00018192 | 792.1714 | 1669.8527 | 0.21829
| Civic Offices | Road crossings: dropped kerb including making good public footway and road (Labour - External works (per £ spent)) | 1701335 | 8404330 | 8 | External works | Labour effort | Assembly | 26.3043 | Hours | 5 | 44 | 1 | FALSE | 1 | FALSE | 1 | [6 empty] | 25 | B4B5 | 53.0952 | 9.3765e-06 | 0.17691 | 0.0475 | 0.029303 | 0.00018192 | 792.1714 | 1669.8527 | 0.21829
| Civic Offices | Road crossings: dropped kerb including making good public footway and road (Labour - External works (per £ spent)) | 1701335 | 8404330 | 8 | External works | Labour effort | Assembly | 26.3043 | Hours | 5 | 44 | 1 | FALSE | 1 | FALSE | 1 | [6 empty] | 30 | B4B5 | 53.0952 | 9.3765e-06 | 0.17691 | 0.0475 | 0.029303 | 0.00018192 | 792.1714 | 1669.8527 | 0.21829
| Civic Offices | Road crossings: dropped kerb including making good public footway and road (Labour - External works (per £ spent)) | 1701335 | 8404330 | 8 | External works | Labour effort | Assembly | 26.3043 | Hours | 5 | 44 | 1 | FALSE | 1 | FALSE | 1 | [6 empty] | 35 | B4B5 | 53.0952 | 9.3765e-06 | 0.17691 | 0.0475 | 0.029303 | 0.00018192 | 792.1714 | 1669.8527 | 0.21829
| Civic Offices | Road crossings: dropped kerb including making good public footway and road (Labour - External works (per £ spent)) | 1701335 | 8404330 | 8 | External works | Labour effort | Assembly | 26.3043 | Hours | 5 | 44 | 1 | FALSE | 1 | FALSE | 1 | [6 empty] | 40 | B4B5 | 53.0952 | 9.3765e-06 | 0.17691 | 0.0475 | 0.029303 | 0.00018192 | 792.1714 | 1669.8527 | 0.21829
| Civic Offices | Road crossings: dropped kerb including making good public footway and road (Labour - External works (per £ spent)) | 1701335 | 8404330 | 8 | External works | Labour effort | Assembly | 26.3043 | Hours | 5 | 44 | 1 | FALSE | 1 | FALSE | 1 | [6 empty] | 45 | B4B5 | 53.0952 | 9.3765e-06 | 0.17691 | 0.0475 | 0.029303 | 0.00018192 | 792.1714 | 1669.8527 | 0.21829
| Civic Offices | Road crossings: dropped kerb including making good public footway and road (Labour - External works (per £ spent)) | 1701335 | 8404330 | 8 | External works | Labour effort | Assembly | 26.3043 | Hours | 5 | 44 | 1 | FALSE | 1 | FALSE | 1 | [6 empty] | 50 | B4B5 | 53.0952 | 9.3765e-06 | 0.17691 | 0.0475 | 0.029303 | 0.00018192 | 792.1714 | 1669.8527 | 0.21829
| Civic Offices | Road crossings: dropped kerb including making good public footway and road (Labour - External works (per £ spent)) | 1701335 | 8404330 | 8 | External works | Labour effort | Assembly | 26.3043 | Hours | 5 | 44 | 1 | FALSE | 1 | FALSE | 1 | [6 empty] | 55 | B4B5 | 53.0952 | 9.3765e-06 | 0.17691 | 0.0475 | 0.029303 | 0.00018192 | 792.1714 | 1669.8527 | 0.21829
| Civic Offices | Road crossings: dropped kerb including making good public footway and road (Labour - External works (per £ spent)) | 1701335 | 8404331 | 8 | External works | Labour Effort | Assembly | 26.3043 | Hours | 20 | 44 | 1 | FALSE | 1 | FALSE | 1 | [6 empty] | 0 | A5 | 1.4224 | 9.2124e-08 | 0.0077126 | 0.0017691 | 0.00043899 | 1.717e-06 | 21.9051 | 1552.2387 | 0.0056531
| Civic Offices | Road crossings: dropped kerb including making good public footway and road (Labour - External works (per £ spent)) | 1701335 | 8404331 | 8 | External works | Labour Effort | Assembly | 26.3043 | Hours | 20 | 44 | 1 | FALSE | 1 | FALSE | 1 | [6 empty] | 0 | A4 | 51.6727 | 9.2843e-06 | 0.16919 | 0.045731 | 0.028864 | 0.00018021 | 770.2663 | 117.614 | 0.21264
| Civic Offices | Road crossings: dropped kerb including making good public footway and road (Labour - External works (per £ spent)) | 1701335 | 8404331 | 8 | External works | Labour Effort | Assembly | 26.3043 | Hours | 20 | 44 | 1 | FALSE | 1 | FALSE | 1 | [6 empty] | 20 | B4B5 | 53.0952 | 9.3765e-06 | 0.17691 | 0.0475 | 0.029303 | 0.00018192 | 792.1714 | 1669.8527 | 0.21829
| Civic Offices | Road crossings: dropped kerb including making good public footway and road (Labour - External works (per £ spent)) | 1701335 | 8404331 | 8 | External works | Labour Effort | Assembly | 26.3043 | Hours | 20 | 44 | 1 | FALSE | 1 | FALSE | 1 | [6 empty] | 40 | B4B5 | 53.0952 | 9.3765e-06 | 0.17691 | 0.0475 | 0.029303 | 0.00018192 | 792.1714 | 1669.8527 | 0.21829
| Civic Offices | Road crossings: dropped kerb including making good public footway and road (Labour - External works (per £ spent)) | 1701335 | 8404332 | 8 | External works | Labour Effort | Assembly | 4.384 | Hours | 5 | 44 | 1 | FALSE | 1 | FALSE | 1 | [6 empty] | 0 | A5 | 0.23707 | 1.5354e-08 | 0.0012854 | 0.00029485 | 7.3165e-05 | 2.8617e-07 | 3.6508 | 175.4097 | 0.00094218
| Civic Offices | Road crossings: dropped kerb including making good public footway and road (Labour - External works (per £ spent)) | 1701335 | 8404332 | 8 | External works | Labour Effort | Assembly | 4.384 | Hours | 5 | 44 | 1 | FALSE | 1 | FALSE | 1 | [6 empty] | 0 | A4 | 0 | 0 | 0 | 0 | 0 | 0 | 0 | 0 | 0
| Civic Offices | Road crossings: dropped kerb including making good public footway and road (Labour - External works (per £ spent)) | 1701335 | 8404332 | 8 | External works | Labour Effort | Assembly | 4.384 | Hours | 5 | 44 | 1 | FALSE | 1 | FALSE | 1 | [6 empty] | 5 | B4B5 | 0.23707 | 1.5354e-08 | 0.0012854 | 0.00029485 | 7.3165e-05 | 2.8617e-07 | 3.6508 | 175.4097 | 0.00094218
| Civic Offices | Road crossings: dropped kerb including making good public footway and road (Labour - External works (per £ spent)) | 1701335 | 8404332 | 8 | External works | Labour Effort | Assembly | 4.384 | Hours | 5 | 44 | 1 | FALSE | 1 | FALSE | 1 | [6 empty] | 10 | B4B5 | 0.23707 | 1.5354e-08 | 0.0012854 | 0.00029485 | 7.3165e-05 | 2.8617e-07 | 3.6508 | 175.4097 | 0.00094218
| Civic Offices | Road crossings: dropped kerb including making good public footway and road (Labour - External works (per £ spent)) | 1701335 | 8404332 | 8 | External works | Labour Effort | Assembly | 4.384 | Hours | 5 | 44 | 1 | FALSE | 1 | FALSE | 1 | [6 empty] | 15 | B4B5 | 0.23707 | 1.5354e-08 | 0.0012854 | 0.00029485 | 7.3165e-05 | 2.8617e-07 | 3.6508 | 175.4097 | 0.00094218
| Civic Offices | Road crossings: dropped kerb including making good public footway and road (Labour - External works (per £ spent)) | 1701335 | 8404332 | 8 | External works | Labour Effort | Assembly | 4.384 | Hours | 5 | 44 | 1 | FALSE | 1 | FALSE | 1 | [6 empty] | 20 | B4B5 | 0.23707 | 1.5354e-08 | 0.0012854 | 0.00029485 | 7.3165e-05 | 2.8617e-07 | 3.6508 | 175.4097 | 0.00094218
| Civic Offices | Road crossings: dropped kerb including making good public footway and road (Labour - External works (per £ spent)) | 1701335 | 8404332 | 8 | External works | Labour Effort | Assembly | 4.384 | Hours | 5 | 44 | 1 | FALSE | 1 | FALSE | 1 | [6 empty] | 25 | B4B5 | 0.23707 | 1.5354e-08 | 0.0012854 | 0.00029485 | 7.3165e-05 | 2.8617e-07 | 3.6508 | 175.4097 | 0.00094218
| Civic Offices | Road crossings: dropped kerb including making good public footway and road (Labour - External works (per £ spent)) | 1701335 | 8404332 | 8 | External works | Labour Effort | Assembly | 4.384 | Hours | 5 | 44 | 1 | FALSE | 1 | FALSE | 1 | [6 empty] | 30 | B4B5 | 0.23707 | 1.5354e-08 | 0.0012854 | 0.00029485 | 7.3165e-05 | 2.8617e-07 | 3.6508 | 175.4097 | 0.00094218
| Civic Offices | Road crossings: dropped kerb including making good public footway and road (Labour - External works (per £ spent)) | 1701335 | 8404332 | 8 | External works | Labour Effort | Assembly | 4.384 | Hours | 5 | 44 | 1 | FALSE | 1 | FALSE | 1 | [6 empty] | 35 | B4B5 | 0.23707 | 1.5354e-08 | 0.0012854 | 0.00029485 | 7.3165e-05 | 2.8617e-07 | 3.6508 | 175.4097 | 0.00094218
| Civic Offices | Road crossings: dropped kerb including making good public footway and road (Labour - External works (per £ spent)) | 1701335 | 8404332 | 8 | External works | Labour Effort | Assembly | 4.384 | Hours | 5 | 44 | 1 | FALSE | 1 | FALSE | 1 | [6 empty] | 40 | B4B5 | 0.23707 | 1.5354e-08 | 0.0012854 | 0.00029485 | 7.3165e-05 | 2.8617e-07 | 3.6508 | 175.4097 | 0.00094218
| Civic Offices | Road crossings: dropped kerb including making good public footway and road (Labour - External works (per £ spent)) | 1701335 | 8404332 | 8 | External works | Labour Effort | Assembly | 4.384 | Hours | 5 | 44 | 1 | FALSE | 1 | FALSE | 1 | [6 empty] | 45 | B4B5 | 0.23707 | 1.5354e-08 | 0.0012854 | 0.00029485 | 7.3165e-05 | 2.8617e-07 | 3.6508 | 175.4097 | 0.00094218
| Civic Offices | Road crossings: dropped kerb including making good public footway and road (Labour - External works (per £ spent)) | 1701335 | 8404332 | 8 | External works | Labour Effort | Assembly | 4.384 | Hours | 5 | 44 | 1 | FALSE | 1 | FALSE | 1 | [6 empty] | 50 | B4B5 | 0.23707 | 1.5354e-08 | 0.0012854 | 0.00029485 | 7.3165e-05 | 2.8617e-07 | 3.6508 | 175.4097 | 0.00094218
| Civic Offices | Road crossings: dropped kerb including making good public footway and road (Labour - External works (per £ spent)) | 1701335 | 8404332 | 8 | External works | Labour Effort | Assembly | 4.384 | Hours | 5 | 44 | 1 | FALSE | 1 | FALSE | 1 | [6 empty] | 55 | B4B5 | 0.23707 | 1.5354e-08 | 0.0012854 | 0.00029485 | 7.3165e-05 | 2.8617e-07 | 3.6508 | 175.4097 | 0.00094218
| Civic Offices | Road crossings: dropped kerb including making good public footway and road (Labour - External works (per £ spent)) | 1701335 | 8404333 | 8 | External works | Labour Effort | Assembly | 4.384 | Hours | 20 | 44 | 1 | FALSE | 1 | FALSE | 1 | [6 empty] | 0 | A5 | 0.23707 | 1.5354e-08 | 0.0012854 | 0.00029485 | 7.3165e-05 | 2.8617e-07 | 3.6508 | 175.4097 | 0.00094218
| Civic Offices | Road crossings: dropped kerb including making good public footway and road (Labour - External works (per £ spent)) | 1701335 | 8404333 | 8 | External works | Labour Effort | Assembly | 4.384 | Hours | 20 | 44 | 1 | FALSE | 1 | FALSE | 1 | [6 empty] | 0 | A4 | 0 | 0 | 0 | 0 | 0 | 0 | 0 | 0 | 0
| Civic Offices | Road crossings: dropped kerb including making good public footway and road (Labour - External works (per £ spent)) | 1701335 | 8404333 | 8 | External works | Labour Effort | Assembly | 4.384 | Hours | 20 | 44 | 1 | FALSE | 1 | FALSE | 1 | [6 empty] | 20 | B4B5 | 0.23707 | 1.5354e-08 | 0.0012854 | 0.00029485 | 7.3165e-05 | 2.8617e-07 | 3.6508 | 175.4097 | 0.00094218
| Civic Offices | Road crossings: dropped kerb including making good public footway and road (Labour - External works (per £ spent)) | 1701335 | 8404333 | 8 | External works | Labour Effort | Assembly | 4.384 | Hours | 20 | 44 | 1 | FALSE | 1 | FALSE | 1 | [6 empty] | 40 | B4B5 | 0.23707 | 1.5354e-08 | 0.0012854 | 0.00029485 | 7.3165e-05 | 2.8617e-07 | 3.6508 | 175.4097 | 0.00094218
| Civic Offices | Tree grilles: details to be stated. (Labour - External works (per £ spent)) | 1701336 | 8404334 | 8 | External works | Labour Effort | Assembly | 0.98641 | Hours | 10 | 44 | 1 | FALSE | 1 | FALSE | 1 | [6 empty] | 0 | A5 | 0.053342 | 3.4547e-09 | 0.00028922 | 6.6341e-05 | 1.6462e-05 | 6.4389e-08 | 0.82144 | 39.4672 | 0.00021199
| Civic Offices | Tree grilles: details to be stated. (Labour - External works (per £ spent)) | 1701336 | 8404334 | 8 | External works | Labour Effort | Assembly | 0.98641 | Hours | 10 | 44 | 1 | FALSE | 1 | FALSE | 1 | [6 empty] | 0 | A4 | 0 | 0 | 0 | 0 | 0 | 0 | 0 | 0 | 0
| Civic Offices | Tree grilles: details to be stated. (Labour - External works (per £ spent)) | 1701336 | 8404334 | 8 | External works | Labour Effort | Assembly | 0.98641 | Hours | 10 | 44 | 1 | FALSE | 1 | FALSE | 1 | [6 empty] | 10 | B4B5 | 0.053342 | 3.4547e-09 | 0.00028922 | 6.6341e-05 | 1.6462e-05 | 6.4389e-08 | 0.82144 | 39.4672 | 0.00021199
| Civic Offices | Tree grilles: details to be stated. (Labour - External works (per £ spent)) | 1701336 | 8404334 | 8 | External works | Labour Effort | Assembly | 0.98641 | Hours | 10 | 44 | 1 | FALSE | 1 | FALSE | 1 | [6 empty] | 20 | B4B5 | 0.053342 | 3.4547e-09 | 0.00028922 | 6.6341e-05 | 1.6462e-05 | 6.4389e-08 | 0.82144 | 39.4672 | 0.00021199
| Civic Offices | Tree grilles: details to be stated. (Labour - External works (per £ spent)) | 1701336 | 8404334 | 8 | External works | Labour Effort | Assembly | 0.98641 | Hours | 10 | 44 | 1 | FALSE | 1 | FALSE | 1 | [6 empty] | 30 | B4B5 | 0.053342 | 3.4547e-09 | 0.00028922 | 6.6341e-05 | 1.6462e-05 | 6.4389e-08 | 0.82144 | 39.4672 | 0.00021199
| Civic Offices | Tree grilles: details to be stated. (Labour - External works (per £ spent)) | 1701336 | 8404334 | 8 | External works | Labour Effort | Assembly | 0.98641 | Hours | 10 | 44 | 1 | FALSE | 1 | FALSE | 1 | [6 empty] | 40 | B4B5 | 0.053342 | 3.4547e-09 | 0.00028922 | 6.6341e-05 | 1.6462e-05 | 6.4389e-08 | 0.82144 | 39.4672 | 0.00021199
| Civic Offices | Tree grilles: details to be stated. (Labour - External works (per £ spent)) | 1701336 | 8404334 | 8 | External works | Labour Effort | Assembly | 0.98641 | Hours | 10 | 44 | 1 | FALSE | 1 | FALSE | 1 | [6 empty] | 50 | B4B5 | 0.053342 | 3.4547e-09 | 0.00028922 | 6.6341e-05 | 1.6462e-05 | 6.4389e-08 | 0.82144 | 39.4672 | 0.00021199
| Civic Offices | Tree grilles: details to be stated. (Labour - External works (per £ spent)) | 1701336 | 8404335 | 8 | External works | Labour Effort | Assembly | 5.9185 | Hours | 10 | 44 | 1 | FALSE | 1 | FALSE | 1 | [6 empty] | 0 | A5 | 0.32005 | 2.0728e-08 | 0.0017353 | 0.00039805 | 9.8772e-05 | 3.8633e-07 | 4.9286 | 349.2537 | 0.0012719
| Civic Offices | Tree grilles: details to be stated. (Labour - External works (per £ spent)) | 1701336 | 8404335 | 8 | External works | Labour Effort | Assembly | 5.9185 | Hours | 10 | 44 | 1 | FALSE | 1 | FALSE | 1 | [6 empty] | 0 | A4 | 12.9182 | 2.3211e-06 | 0.042299 | 0.011433 | 0.0072161 | 4.5052e-05 | 192.5666 | 29.4035 | 0.05316
| Civic Offices | Tree grilles: details to be stated. (Labour - External works (per £ spent)) | 1701336 | 8404335 | 8 | External works | Labour Effort | Assembly | 5.9185 | Hours | 10 | 44 | 1 | FALSE | 1 | FALSE | 1 | [6 empty] | 10 | B4B5 | 13.2382 | 2.3418e-06 | 0.044034 | 0.011831 | 0.0073149 | 4.5438e-05 | 197.4952 | 378.6572 | 0.054432
| Civic Offices | Tree grilles: details to be stated. (Labour - External works (per £ spent)) | 1701336 | 8404335 | 8 | External works | Labour Effort | Assembly | 5.9185 | Hours | 10 | 44 | 1 | FALSE | 1 | FALSE | 1 | [6 empty] | 20 | B4B5 | 13.2382 | 2.3418e-06 | 0.044034 | 0.011831 | 0.0073149 | 4.5438e-05 | 197.4952 | 378.6572 | 0.054432
| Civic Offices | Tree grilles: details to be stated. (Labour - External works (per £ spent)) | 1701336 | 8404335 | 8 | External works | Labour Effort | Assembly | 5.9185 | Hours | 10 | 44 | 1 | FALSE | 1 | FALSE | 1 | [6 empty] | 30 | B4B5 | 13.2382 | 2.3418e-06 | 0.044034 | 0.011831 | 0.0073149 | 4.5438e-05 | 197.4952 | 378.6572 | 0.054432
| Civic Offices | Tree grilles: details to be stated. (Labour - External works (per £ spent)) | 1701336 | 8404335 | 8 | External works | Labour Effort | Assembly | 5.9185 | Hours | 10 | 44 | 1 | FALSE | 1 | FALSE | 1 | [6 empty] | 40 | B4B5 | 13.2382 | 2.3418e-06 | 0.044034 | 0.011831 | 0.0073149 | 4.5438e-05 | 197.4952 | 378.6572 | 0.054432
| Civic Offices | Tree grilles: details to be stated. (Labour - External works (per £ spent)) | 1701336 | 8404335 | 8 | External works | Labour Effort | Assembly | 5.9185 | Hours | 10 | 44 | 1 | FALSE | 1 | FALSE | 1 | [6 empty] | 50 | B4B5 | 13.2382 | 2.3418e-06 | 0.044034 | 0.011831 | 0.0073149 | 4.5438e-05 | 197.4952 | 378.6572 | 0.054432
| Civic Offices | Tree grilles: details to be stated. (Labour - External works (per £ spent)) | 1701336 | 8404336 | 8 | External works | Labour effort | Assembly | 2.9592 | Hours | 5 | 44 | 1 | FALSE | 1 | FALSE | 1 | [6 empty] | 0 | A5 | 0.16003 | 1.0364e-08 | 0.00086767 | 0.00019902 | 4.9386e-05 | 1.9317e-07 | 2.4643 | 174.6269 | 0.00063597
| Civic Offices | Tree grilles: details to be stated. (Labour - External works (per £ spent)) | 1701336 | 8404336 | 8 | External works | Labour effort | Assembly | 2.9592 | Hours | 5 | 44 | 1 | FALSE | 1 | FALSE | 1 | [6 empty] | 0 | A4 | 12.9182 | 2.3211e-06 | 0.042299 | 0.011433 | 0.0072161 | 4.5052e-05 | 192.5666 | 29.4035 | 0.05316
| Civic Offices | Tree grilles: details to be stated. (Labour - External works (per £ spent)) | 1701336 | 8404336 | 8 | External works | Labour effort | Assembly | 2.9592 | Hours | 5 | 44 | 1 | FALSE | 1 | FALSE | 1 | [6 empty] | 5 | B4B5 | 13.0782 | 2.3315e-06 | 0.043166 | 0.011632 | 0.0072655 | 4.5245e-05 | 195.0309 | 204.0304 | 0.053796
| Civic Offices | Tree grilles: details to be stated. (Labour - External works (per £ spent)) | 1701336 | 8404336 | 8 | External works | Labour effort | Assembly | 2.9592 | Hours | 5 | 44 | 1 | FALSE | 1 | FALSE | 1 | [6 empty] | 10 | B4B5 | 13.0782 | 2.3315e-06 | 0.043166 | 0.011632 | 0.0072655 | 4.5245e-05 | 195.0309 | 204.0304 | 0.053796
| Civic Offices | Tree grilles: details to be stated. (Labour - External works (per £ spent)) | 1701336 | 8404336 | 8 | External works | Labour effort | Assembly | 2.9592 | Hours | 5 | 44 | 1 | FALSE | 1 | FALSE | 1 | [6 empty] | 15 | B4B5 | 13.0782 | 2.3315e-06 | 0.043166 | 0.011632 | 0.0072655 | 4.5245e-05 | 195.0309 | 204.0304 | 0.053796
| Civic Offices | Tree grilles: details to be stated. (Labour - External works (per £ spent)) | 1701336 | 8404336 | 8 | External works | Labour effort | Assembly | 2.9592 | Hours | 5 | 44 | 1 | FALSE | 1 | FALSE | 1 | [6 empty] | 20 | B4B5 | 13.0782 | 2.3315e-06 | 0.043166 | 0.011632 | 0.0072655 | 4.5245e-05 | 195.0309 | 204.0304 | 0.053796
| Civic Offices | Tree grilles: details to be stated. (Labour - External works (per £ spent)) | 1701336 | 8404336 | 8 | External works | Labour effort | Assembly | 2.9592 | Hours | 5 | 44 | 1 | FALSE | 1 | FALSE | 1 | [6 empty] | 25 | B4B5 | 13.0782 | 2.3315e-06 | 0.043166 | 0.011632 | 0.0072655 | 4.5245e-05 | 195.0309 | 204.0304 | 0.053796
| Civic Offices | Tree grilles: details to be stated. (Labour - External works (per £ spent)) | 1701336 | 8404336 | 8 | External works | Labour effort | Assembly | 2.9592 | Hours | 5 | 44 | 1 | FALSE | 1 | FALSE | 1 | [6 empty] | 30 | B4B5 | 13.0782 | 2.3315e-06 | 0.043166 | 0.011632 | 0.0072655 | 4.5245e-05 | 195.0309 | 204.0304 | 0.053796
| Civic Offices | Tree grilles: details to be stated. (Labour - External works (per £ spent)) | 1701336 | 8404336 | 8 | External works | Labour effort | Assembly | 2.9592 | Hours | 5 | 44 | 1 | FALSE | 1 | FALSE | 1 | [6 empty] | 35 | B4B5 | 13.0782 | 2.3315e-06 | 0.043166 | 0.011632 | 0.0072655 | 4.5245e-05 | 195.0309 | 204.0304 | 0.053796
| Civic Offices | Tree grilles: details to be stated. (Labour - External works (per £ spent)) | 1701336 | 8404336 | 8 | External works | Labour effort | Assembly | 2.9592 | Hours | 5 | 44 | 1 | FALSE | 1 | FALSE | 1 | [6 empty] | 40 | B4B5 | 13.0782 | 2.3315e-06 | 0.043166 | 0.011632 | 0.0072655 | 4.5245e-05 | 195.0309 | 204.0304 | 0.053796
| Civic Offices | Tree grilles: details to be stated. (Labour - External works (per £ spent)) | 1701336 | 8404336 | 8 | External works | Labour effort | Assembly | 2.9592 | Hours | 5 | 44 | 1 | FALSE | 1 | FALSE | 1 | [6 empty] | 45 | B4B5 | 13.0782 | 2.3315e-06 | 0.043166 | 0.011632 | 0.0072655 | 4.5245e-05 | 195.0309 | 204.0304 | 0.053796
| Civic Offices | Tree grilles: details to be stated. (Labour - External works (per £ spent)) | 1701336 | 8404336 | 8 | External works | Labour effort | Assembly | 2.9592 | Hours | 5 | 44 | 1 | FALSE | 1 | FALSE | 1 | [6 empty] | 50 | B4B5 | 13.0782 | 2.3315e-06 | 0.043166 | 0.011632 | 0.0072655 | 4.5245e-05 | 195.0309 | 204.0304 | 0.053796
| Civic Offices | Tree grilles: details to be stated. (Labour - External works (per £ spent)) | 1701336 | 8404336 | 8 | External works | Labour effort | Assembly | 2.9592 | Hours | 5 | 44 | 1 | FALSE | 1 | FALSE | 1 | [6 empty] | 55 | B4B5 | 13.0782 | 2.3315e-06 | 0.043166 | 0.011632 | 0.0072655 | 4.5245e-05 | 195.0309 | 204.0304 | 0.053796
| Civic Offices | Tree grilles: details to be stated. (Labour - External works (per £ spent)) | 1701336 | 8404337 | 8 | External works | Labour Effort | Assembly | 2.9592 | Hours | 20 | 44 | 1 | FALSE | 1 | FALSE | 1 | [6 empty] | 0 | A5 | 0.16003 | 1.0364e-08 | 0.00086767 | 0.00019902 | 4.9386e-05 | 1.9317e-07 | 2.4643 | 174.6269 | 0.00063597
| Civic Offices | Tree grilles: details to be stated. (Labour - External works (per £ spent)) | 1701336 | 8404337 | 8 | External works | Labour Effort | Assembly | 2.9592 | Hours | 20 | 44 | 1 | FALSE | 1 | FALSE | 1 | [6 empty] | 0 | A4 | 12.9182 | 2.3211e-06 | 0.042299 | 0.011433 | 0.0072161 | 4.5052e-05 | 192.5666 | 29.4035 | 0.05316
| Civic Offices | Tree grilles: details to be stated. (Labour - External works (per £ spent)) | 1701336 | 8404337 | 8 | External works | Labour Effort | Assembly | 2.9592 | Hours | 20 | 44 | 1 | FALSE | 1 | FALSE | 1 | [6 empty] | 20 | B4B5 | 13.0782 | 2.3315e-06 | 0.043166 | 0.011632 | 0.0072655 | 4.5245e-05 | 195.0309 | 204.0304 | 0.053796
| Civic Offices | Tree grilles: details to be stated. (Labour - External works (per £ spent)) | 1701336 | 8404337 | 8 | External works | Labour Effort | Assembly | 2.9592 | Hours | 20 | 44 | 1 | FALSE | 1 | FALSE | 1 | [6 empty] | 40 | B4B5 | 13.0782 | 2.3315e-06 | 0.043166 | 0.011632 | 0.0072655 | 4.5245e-05 | 195.0309 | 204.0304 | 0.053796
| Civic Offices | Tree grilles: details to be stated. (Labour - External works (per £ spent)) | 1701336 | 8404338 | 8 | External works | Labour Effort | Assembly | 0.4932 | Hours | 5 | 44 | 1 | FALSE | 1 | FALSE | 1 | [6 empty] | 0 | A5 | 0.026671 | 1.7273e-09 | 0.00014461 | 3.3171e-05 | 8.231e-06 | 3.2195e-08 | 0.41072 | 19.7336 | 0.000106
| Civic Offices | Tree grilles: details to be stated. (Labour - External works (per £ spent)) | 1701336 | 8404338 | 8 | External works | Labour Effort | Assembly | 0.4932 | Hours | 5 | 44 | 1 | FALSE | 1 | FALSE | 1 | [6 empty] | 0 | A4 | 0 | 0 | 0 | 0 | 0 | 0 | 0 | 0 | 0
| Civic Offices | Tree grilles: details to be stated. (Labour - External works (per £ spent)) | 1701336 | 8404338 | 8 | External works | Labour Effort | Assembly | 0.4932 | Hours | 5 | 44 | 1 | FALSE | 1 | FALSE | 1 | [6 empty] | 5 | B4B5 | 0.026671 | 1.7273e-09 | 0.00014461 | 3.3171e-05 | 8.231e-06 | 3.2195e-08 | 0.41072 | 19.7336 | 0.000106
| Civic Offices | Tree grilles: details to be stated. (Labour - External works (per £ spent)) | 1701336 | 8404338 | 8 | External works | Labour Effort | Assembly | 0.4932 | Hours | 5 | 44 | 1 | FALSE | 1 | FALSE | 1 | [6 empty] | 10 | B4B5 | 0.026671 | 1.7273e-09 | 0.00014461 | 3.3171e-05 | 8.231e-06 | 3.2195e-08 | 0.41072 | 19.7336 | 0.000106
| Civic Offices | Tree grilles: details to be stated. (Labour - External works (per £ spent)) | 1701336 | 8404338 | 8 | External works | Labour Effort | Assembly | 0.4932 | Hours | 5 | 44 | 1 | FALSE | 1 | FALSE | 1 | [6 empty] | 15 | B4B5 | 0.026671 | 1.7273e-09 | 0.00014461 | 3.3171e-05 | 8.231e-06 | 3.2195e-08 | 0.41072 | 19.7336 | 0.000106
| Civic Offices | Tree grilles: details to be stated. (Labour - External works (per £ spent)) | 1701336 | 8404338 | 8 | External works | Labour Effort | Assembly | 0.4932 | Hours | 5 | 44 | 1 | FALSE | 1 | FALSE | 1 | [6 empty] | 20 | B4B5 | 0.026671 | 1.7273e-09 | 0.00014461 | 3.3171e-05 | 8.231e-06 | 3.2195e-08 | 0.41072 | 19.7336 | 0.000106
| Civic Offices | Tree grilles: details to be stated. (Labour - External works (per £ spent)) | 1701336 | 8404338 | 8 | External works | Labour Effort | Assembly | 0.4932 | Hours | 5 | 44 | 1 | FALSE | 1 | FALSE | 1 | [6 empty] | 25 | B4B5 | 0.026671 | 1.7273e-09 | 0.00014461 | 3.3171e-05 | 8.231e-06 | 3.2195e-08 | 0.41072 | 19.7336 | 0.000106
| Civic Offices | Tree grilles: details to be stated. (Labour - External works (per £ spent)) | 1701336 | 8404338 | 8 | External works | Labour Effort | Assembly | 0.4932 | Hours | 5 | 44 | 1 | FALSE | 1 | FALSE | 1 | [6 empty] | 30 | B4B5 | 0.026671 | 1.7273e-09 | 0.00014461 | 3.3171e-05 | 8.231e-06 | 3.2195e-08 | 0.41072 | 19.7336 | 0.000106
| Civic Offices | Tree grilles: details to be stated. (Labour - External works (per £ spent)) | 1701336 | 8404338 | 8 | External works | Labour Effort | Assembly | 0.4932 | Hours | 5 | 44 | 1 | FALSE | 1 | FALSE | 1 | [6 empty] | 35 | B4B5 | 0.026671 | 1.7273e-09 | 0.00014461 | 3.3171e-05 | 8.231e-06 | 3.2195e-08 | 0.41072 | 19.7336 | 0.000106
| Civic Offices | Tree grilles: details to be stated. (Labour - External works (per £ spent)) | 1701336 | 8404338 | 8 | External works | Labour Effort | Assembly | 0.4932 | Hours | 5 | 44 | 1 | FALSE | 1 | FALSE | 1 | [6 empty] | 40 | B4B5 | 0.026671 | 1.7273e-09 | 0.00014461 | 3.3171e-05 | 8.231e-06 | 3.2195e-08 | 0.41072 | 19.7336 | 0.000106
| Civic Offices | Tree grilles: details to be stated. (Labour - External works (per £ spent)) | 1701336 | 8404338 | 8 | External works | Labour Effort | Assembly | 0.4932 | Hours | 5 | 44 | 1 | FALSE | 1 | FALSE | 1 | [6 empty] | 45 | B4B5 | 0.026671 | 1.7273e-09 | 0.00014461 | 3.3171e-05 | 8.231e-06 | 3.2195e-08 | 0.41072 | 19.7336 | 0.000106
| Civic Offices | Tree grilles: details to be stated. (Labour - External works (per £ spent)) | 1701336 | 8404338 | 8 | External works | Labour Effort | Assembly | 0.4932 | Hours | 5 | 44 | 1 | FALSE | 1 | FALSE | 1 | [6 empty] | 50 | B4B5 | 0.026671 | 1.7273e-09 | 0.00014461 | 3.3171e-05 | 8.231e-06 | 3.2195e-08 | 0.41072 | 19.7336 | 0.000106
| Civic Offices | Tree grilles: details to be stated. (Labour - External works (per £ spent)) | 1701336 | 8404338 | 8 | External works | Labour Effort | Assembly | 0.4932 | Hours | 5 | 44 | 1 | FALSE | 1 | FALSE | 1 | [6 empty] | 55 | B4B5 | 0.026671 | 1.7273e-09 | 0.00014461 | 3.3171e-05 | 8.231e-06 | 3.2195e-08 | 0.41072 | 19.7336 | 0.000106
| Civic Offices | Tree grilles: details to be stated. (Labour - External works (per £ spent)) | 1701336 | 8404339 | 8 | External works | Labour Effort | Assembly | 0.4932 | Hours | 20 | 44 | 1 | FALSE | 1 | FALSE | 1 | [6 empty] | 0 | A5 | 0.026671 | 1.7273e-09 | 0.00014461 | 3.3171e-05 | 8.231e-06 | 3.2195e-08 | 0.41072 | 19.7336 | 0.000106
| Civic Offices | Tree grilles: details to be stated. (Labour - External works (per £ spent)) | 1701336 | 8404339 | 8 | External works | Labour Effort | Assembly | 0.4932 | Hours | 20 | 44 | 1 | FALSE | 1 | FALSE | 1 | [6 empty] | 0 | A4 | 0 | 0 | 0 | 0 | 0 | 0 | 0 | 0 | 0
| Civic Offices | Tree grilles: details to be stated. (Labour - External works (per £ spent)) | 1701336 | 8404339 | 8 | External works | Labour Effort | Assembly | 0.4932 | Hours | 20 | 44 | 1 | FALSE | 1 | FALSE | 1 | [6 empty] | 20 | B4B5 | 0.026671 | 1.7273e-09 | 0.00014461 | 3.3171e-05 | 8.231e-06 | 3.2195e-08 | 0.41072 | 19.7336 | 0.000106
| Civic Offices | Tree grilles: details to be stated. (Labour - External works (per £ spent)) | 1701336 | 8404339 | 8 | External works | Labour Effort | Assembly | 0.4932 | Hours | 20 | 44 | 1 | FALSE | 1 | FALSE | 1 | [6 empty] | 40 | B4B5 | 0.026671 | 1.7273e-09 | 0.00014461 | 3.3171e-05 | 8.231e-06 | 3.2195e-08 | 0.41072 | 19.7336 | 0.000106
| Civic Offices | Planting: nominal allowance for planting. (Labour - External works (per £ spent)) | 1701337 | 8404340 | 8 | External works | Labour Effort | Assembly | 10.1315 | Hours | 10 | 44 | 1 | FALSE | 1 | FALSE | 1 | [6 empty] | 0 | A5 | 0.54788 | 3.5483e-08 | 0.0029706 | 0.0006814 | 0.00016908 | 6.6135e-07 | 8.4371 | 405.3717 | 0.0021774
| Civic Offices | Planting: nominal allowance for planting. (Labour - External works (per £ spent)) | 1701337 | 8404340 | 8 | External works | Labour Effort | Assembly | 10.1315 | Hours | 10 | 44 | 1 | FALSE | 1 | FALSE | 1 | [6 empty] | 0 | A4 | 0 | 0 | 0 | 0 | 0 | 0 | 0 | 0 | 0
| Civic Offices | Planting: nominal allowance for planting. (Labour - External works (per £ spent)) | 1701337 | 8404340 | 8 | External works | Labour Effort | Assembly | 10.1315 | Hours | 10 | 44 | 1 | FALSE | 1 | FALSE | 1 | [6 empty] | 10 | B4B5 | 0.54788 | 3.5483e-08 | 0.0029706 | 0.0006814 | 0.00016908 | 6.6135e-07 | 8.4371 | 405.3717 | 0.0021774
| Civic Offices | Planting: nominal allowance for planting. (Labour - External works (per £ spent)) | 1701337 | 8404340 | 8 | External works | Labour Effort | Assembly | 10.1315 | Hours | 10 | 44 | 1 | FALSE | 1 | FALSE | 1 | [6 empty] | 20 | B4B5 | 0.54788 | 3.5483e-08 | 0.0029706 | 0.0006814 | 0.00016908 | 6.6135e-07 | 8.4371 | 405.3717 | 0.0021774
| Civic Offices | Planting: nominal allowance for planting. (Labour - External works (per £ spent)) | 1701337 | 8404340 | 8 | External works | Labour Effort | Assembly | 10.1315 | Hours | 10 | 44 | 1 | FALSE | 1 | FALSE | 1 | [6 empty] | 30 | B4B5 | 0.54788 | 3.5483e-08 | 0.0029706 | 0.0006814 | 0.00016908 | 6.6135e-07 | 8.4371 | 405.3717 | 0.0021774
| Civic Offices | Planting: nominal allowance for planting. (Labour - External works (per £ spent)) | 1701337 | 8404340 | 8 | External works | Labour Effort | Assembly | 10.1315 | Hours | 10 | 44 | 1 | FALSE | 1 | FALSE | 1 | [6 empty] | 40 | B4B5 | 0.54788 | 3.5483e-08 | 0.0029706 | 0.0006814 | 0.00016908 | 6.6135e-07 | 8.4371 | 405.3717 | 0.0021774
| Civic Offices | Planting: nominal allowance for planting. (Labour - External works (per £ spent)) | 1701337 | 8404340 | 8 | External works | Labour Effort | Assembly | 10.1315 | Hours | 10 | 44 | 1 | FALSE | 1 | FALSE | 1 | [6 empty] | 50 | B4B5 | 0.54788 | 3.5483e-08 | 0.0029706 | 0.0006814 | 0.00016908 | 6.6135e-07 | 8.4371 | 405.3717 | 0.0021774
| Civic Offices | Planting: nominal allowance for planting. (Labour - External works (per £ spent)) | 1701337 | 8404341 | 8 | External works | Labour Effort | Assembly | 60.7891 | Hours | 10 | 44 | 1 | FALSE | 1 | FALSE | 1 | [6 empty] | 0 | A5 | 3.2873 | 2.129e-07 | 0.017824 | 0.0040884 | 0.0010145 | 3.9681e-06 | 50.6227 | 3587.2236 | 0.013064
| Civic Offices | Planting: nominal allowance for planting. (Labour - External works (per £ spent)) | 1701337 | 8404341 | 8 | External works | Labour Effort | Assembly | 60.7891 | Hours | 10 | 44 | 1 | FALSE | 1 | FALSE | 1 | [6 empty] | 0 | A4 | 103.3455 | 1.8569e-05 | 0.33839 | 0.091461 | 0.057729 | 0.00036042 | 1540.5326 | 235.2281 | 0.42528
| Civic Offices | Planting: nominal allowance for planting. (Labour - External works (per £ spent)) | 1701337 | 8404341 | 8 | External works | Labour Effort | Assembly | 60.7891 | Hours | 10 | 44 | 1 | FALSE | 1 | FALSE | 1 | [6 empty] | 10 | B4B5 | 106.6328 | 1.8782e-05 | 0.35621 | 0.095549 | 0.058743 | 0.00036438 | 1591.1553 | 3822.4517 | 0.43835
| Civic Offices | Planting: nominal allowance for planting. (Labour - External works (per £ spent)) | 1701337 | 8404341 | 8 | External works | Labour Effort | Assembly | 60.7891 | Hours | 10 | 44 | 1 | FALSE | 1 | FALSE | 1 | [6 empty] | 20 | B4B5 | 106.6328 | 1.8782e-05 | 0.35621 | 0.095549 | 0.058743 | 0.00036438 | 1591.1553 | 3822.4517 | 0.43835
| Civic Offices | Planting: nominal allowance for planting. (Labour - External works (per £ spent)) | 1701337 | 8404341 | 8 | External works | Labour Effort | Assembly | 60.7891 | Hours | 10 | 44 | 1 | FALSE | 1 | FALSE | 1 | [6 empty] | 30 | B4B5 | 106.6328 | 1.8782e-05 | 0.35621 | 0.095549 | 0.058743 | 0.00036438 | 1591.1553 | 3822.4517 | 0.43835
| Civic Offices | Planting: nominal allowance for planting. (Labour - External works (per £ spent)) | 1701337 | 8404341 | 8 | External works | Labour Effort | Assembly | 60.7891 | Hours | 10 | 44 | 1 | FALSE | 1 | FALSE | 1 | [6 empty] | 40 | B4B5 | 106.6328 | 1.8782e-05 | 0.35621 | 0.095549 | 0.058743 | 0.00036438 | 1591.1553 | 3822.4517 | 0.43835
| Civic Offices | Planting: nominal allowance for planting. (Labour - External works (per £ spent)) | 1701337 | 8404341 | 8 | External works | Labour Effort | Assembly | 60.7891 | Hours | 10 | 44 | 1 | FALSE | 1 | FALSE | 1 | [6 empty] | 50 | B4B5 | 106.6328 | 1.8782e-05 | 0.35621 | 0.095549 | 0.058743 | 0.00036438 | 1591.1553 | 3822.4517 | 0.43835
| Civic Offices | Planting: nominal allowance for planting. (Labour - External works (per £ spent)) | 1701337 | 8404342 | 8 | External works | Labour effort | Assembly | 30.3946 | Hours | 5 | 44 | 1 | FALSE | 1 | FALSE | 1 | [6 empty] | 0 | A5 | 1.6436 | 1.0645e-07 | 0.0089119 | 0.0020442 | 0.00050725 | 1.984e-06 | 25.3113 | 1793.6118 | 0.0065322
| Civic Offices | Planting: nominal allowance for planting. (Labour - External works (per £ spent)) | 1701337 | 8404342 | 8 | External works | Labour effort | Assembly | 30.3946 | Hours | 5 | 44 | 1 | FALSE | 1 | FALSE | 1 | [6 empty] | 0 | A4 | 51.6727 | 9.2843e-06 | 0.16919 | 0.045731 | 0.028864 | 0.00018021 | 770.2663 | 117.614 | 0.21264
| Civic Offices | Planting: nominal allowance for planting. (Labour - External works (per £ spent)) | 1701337 | 8404342 | 8 | External works | Labour effort | Assembly | 30.3946 | Hours | 5 | 44 | 1 | FALSE | 1 | FALSE | 1 | [6 empty] | 5 | B4B5 | 53.3164 | 9.3908e-06 | 0.17811 | 0.047775 | 0.029372 | 0.00018219 | 795.5776 | 1911.2259 | 0.21917
| Civic Offices | Planting: nominal allowance for planting. (Labour - External works (per £ spent)) | 1701337 | 8404342 | 8 | External works | Labour effort | Assembly | 30.3946 | Hours | 5 | 44 | 1 | FALSE | 1 | FALSE | 1 | [6 empty] | 10 | B4B5 | 53.3164 | 9.3908e-06 | 0.17811 | 0.047775 | 0.029372 | 0.00018219 | 795.5776 | 1911.2259 | 0.21917
| Civic Offices | Planting: nominal allowance for planting. (Labour - External works (per £ spent)) | 1701337 | 8404342 | 8 | External works | Labour effort | Assembly | 30.3946 | Hours | 5 | 44 | 1 | FALSE | 1 | FALSE | 1 | [6 empty] | 15 | B4B5 | 53.3164 | 9.3908e-06 | 0.17811 | 0.047775 | 0.029372 | 0.00018219 | 795.5776 | 1911.2259 | 0.21917
| Civic Offices | Planting: nominal allowance for planting. (Labour - External works (per £ spent)) | 1701337 | 8404342 | 8 | External works | Labour effort | Assembly | 30.3946 | Hours | 5 | 44 | 1 | FALSE | 1 | FALSE | 1 | [6 empty] | 20 | B4B5 | 53.3164 | 9.3908e-06 | 0.17811 | 0.047775 | 0.029372 | 0.00018219 | 795.5776 | 1911.2259 | 0.21917
| Civic Offices | Planting: nominal allowance for planting. (Labour - External works (per £ spent)) | 1701337 | 8404342 | 8 | External works | Labour effort | Assembly | 30.3946 | Hours | 5 | 44 | 1 | FALSE | 1 | FALSE | 1 | [6 empty] | 25 | B4B5 | 53.3164 | 9.3908e-06 | 0.17811 | 0.047775 | 0.029372 | 0.00018219 | 795.5776 | 1911.2259 | 0.21917
| Civic Offices | Planting: nominal allowance for planting. (Labour - External works (per £ spent)) | 1701337 | 8404342 | 8 | External works | Labour effort | Assembly | 30.3946 | Hours | 5 | 44 | 1 | FALSE | 1 | FALSE | 1 | [6 empty] | 30 | B4B5 | 53.3164 | 9.3908e-06 | 0.17811 | 0.047775 | 0.029372 | 0.00018219 | 795.5776 | 1911.2259 | 0.21917
| Civic Offices | Planting: nominal allowance for planting. (Labour - External works (per £ spent)) | 1701337 | 8404342 | 8 | External works | Labour effort | Assembly | 30.3946 | Hours | 5 | 44 | 1 | FALSE | 1 | FALSE | 1 | [6 empty] | 35 | B4B5 | 53.3164 | 9.3908e-06 | 0.17811 | 0.047775 | 0.029372 | 0.00018219 | 795.5776 | 1911.2259 | 0.21917
| Civic Offices | Planting: nominal allowance for planting. (Labour - External works (per £ spent)) | 1701337 | 8404342 | 8 | External works | Labour effort | Assembly | 30.3946 | Hours | 5 | 44 | 1 | FALSE | 1 | FALSE | 1 | [6 empty] | 40 | B4B5 | 53.3164 | 9.3908e-06 | 0.17811 | 0.047775 | 0.029372 | 0.00018219 | 795.5776 | 1911.2259 | 0.21917
| Civic Offices | Planting: nominal allowance for planting. (Labour - External works (per £ spent)) | 1701337 | 8404342 | 8 | External works | Labour effort | Assembly | 30.3946 | Hours | 5 | 44 | 1 | FALSE | 1 | FALSE | 1 | [6 empty] | 45 | B4B5 | 53.3164 | 9.3908e-06 | 0.17811 | 0.047775 | 0.029372 | 0.00018219 | 795.5776 | 1911.2259 | 0.21917
| Civic Offices | Planting: nominal allowance for planting. (Labour - External works (per £ spent)) | 1701337 | 8404342 | 8 | External works | Labour effort | Assembly | 30.3946 | Hours | 5 | 44 | 1 | FALSE | 1 | FALSE | 1 | [6 empty] | 50 | B4B5 | 53.3164 | 9.3908e-06 | 0.17811 | 0.047775 | 0.029372 | 0.00018219 | 795.5776 | 1911.2259 | 0.21917
| Civic Offices | Planting: nominal allowance for planting. (Labour - External works (per £ spent)) | 1701337 | 8404342 | 8 | External works | Labour effort | Assembly | 30.3946 | Hours | 5 | 44 | 1 | FALSE | 1 | FALSE | 1 | [6 empty] | 55 | B4B5 | 53.3164 | 9.3908e-06 | 0.17811 | 0.047775 | 0.029372 | 0.00018219 | 795.5776 | 1911.2259 | 0.21917
| Civic Offices | Planting: nominal allowance for planting. (Labour - External works (per £ spent)) | 1701337 | 8404343 | 8 | External works | Labour Effort | Assembly | 30.3946 | Hours | 20 | 44 | 1 | FALSE | 1 | FALSE | 1 | [6 empty] | 0 | A5 | 1.6436 | 1.0645e-07 | 0.0089119 | 0.0020442 | 0.00050725 | 1.984e-06 | 25.3113 | 1793.6118 | 0.0065322
| Civic Offices | Planting: nominal allowance for planting. (Labour - External works (per £ spent)) | 1701337 | 8404343 | 8 | External works | Labour Effort | Assembly | 30.3946 | Hours | 20 | 44 | 1 | FALSE | 1 | FALSE | 1 | [6 empty] | 0 | A4 | 51.6727 | 9.2843e-06 | 0.16919 | 0.045731 | 0.028864 | 0.00018021 | 770.2663 | 117.614 | 0.21264
| Civic Offices | Planting: nominal allowance for planting. (Labour - External works (per £ spent)) | 1701337 | 8404343 | 8 | External works | Labour Effort | Assembly | 30.3946 | Hours | 20 | 44 | 1 | FALSE | 1 | FALSE | 1 | [6 empty] | 20 | B4B5 | 53.3164 | 9.3908e-06 | 0.17811 | 0.047775 | 0.029372 | 0.00018219 | 795.5776 | 1911.2259 | 0.21917
| Civic Offices | Planting: nominal allowance for planting. (Labour - External works (per £ spent)) | 1701337 | 8404343 | 8 | External works | Labour Effort | Assembly | 30.3946 | Hours | 20 | 44 | 1 | FALSE | 1 | FALSE | 1 | [6 empty] | 40 | B4B5 | 53.3164 | 9.3908e-06 | 0.17811 | 0.047775 | 0.029372 | 0.00018219 | 795.5776 | 1911.2259 | 0.21917
| Civic Offices | Planting: nominal allowance for planting. (Labour - External works (per £ spent)) | 1701337 | 8404344 | 8 | External works | Labour Effort | Assembly | 5.0658 | Hours | 5 | 44 | 1 | FALSE | 1 | FALSE | 1 | [6 empty] | 0 | A5 | 0.27394 | 1.7742e-08 | 0.0014853 | 0.0003407 | 8.4542e-05 | 3.3067e-07 | 4.2186 | 202.6859 | 0.0010887
| Civic Offices | Planting: nominal allowance for planting. (Labour - External works (per £ spent)) | 1701337 | 8404344 | 8 | External works | Labour Effort | Assembly | 5.0658 | Hours | 5 | 44 | 1 | FALSE | 1 | FALSE | 1 | [6 empty] | 0 | A4 | 0 | 0 | 0 | 0 | 0 | 0 | 0 | 0 | 0
| Civic Offices | Planting: nominal allowance for planting. (Labour - External works (per £ spent)) | 1701337 | 8404344 | 8 | External works | Labour Effort | Assembly | 5.0658 | Hours | 5 | 44 | 1 | FALSE | 1 | FALSE | 1 | [6 empty] | 5 | B4B5 | 0.27394 | 1.7742e-08 | 0.0014853 | 0.0003407 | 8.4542e-05 | 3.3067e-07 | 4.2186 | 202.6859 | 0.0010887
| Civic Offices | Planting: nominal allowance for planting. (Labour - External works (per £ spent)) | 1701337 | 8404344 | 8 | External works | Labour Effort | Assembly | 5.0658 | Hours | 5 | 44 | 1 | FALSE | 1 | FALSE | 1 | [6 empty] | 10 | B4B5 | 0.27394 | 1.7742e-08 | 0.0014853 | 0.0003407 | 8.4542e-05 | 3.3067e-07 | 4.2186 | 202.6859 | 0.0010887
| Civic Offices | Planting: nominal allowance for planting. (Labour - External works (per £ spent)) | 1701337 | 8404344 | 8 | External works | Labour Effort | Assembly | 5.0658 | Hours | 5 | 44 | 1 | FALSE | 1 | FALSE | 1 | [6 empty] | 15 | B4B5 | 0.27394 | 1.7742e-08 | 0.0014853 | 0.0003407 | 8.4542e-05 | 3.3067e-07 | 4.2186 | 202.6859 | 0.0010887
| Civic Offices | Planting: nominal allowance for planting. (Labour - External works (per £ spent)) | 1701337 | 8404344 | 8 | External works | Labour Effort | Assembly | 5.0658 | Hours | 5 | 44 | 1 | FALSE | 1 | FALSE | 1 | [6 empty] | 20 | B4B5 | 0.27394 | 1.7742e-08 | 0.0014853 | 0.0003407 | 8.4542e-05 | 3.3067e-07 | 4.2186 | 202.6859 | 0.0010887
| Civic Offices | Planting: nominal allowance for planting. (Labour - External works (per £ spent)) | 1701337 | 8404344 | 8 | External works | Labour Effort | Assembly | 5.0658 | Hours | 5 | 44 | 1 | FALSE | 1 | FALSE | 1 | [6 empty] | 25 | B4B5 | 0.27394 | 1.7742e-08 | 0.0014853 | 0.0003407 | 8.4542e-05 | 3.3067e-07 | 4.2186 | 202.6859 | 0.0010887
| Civic Offices | Planting: nominal allowance for planting. (Labour - External works (per £ spent)) | 1701337 | 8404344 | 8 | External works | Labour Effort | Assembly | 5.0658 | Hours | 5 | 44 | 1 | FALSE | 1 | FALSE | 1 | [6 empty] | 30 | B4B5 | 0.27394 | 1.7742e-08 | 0.0014853 | 0.0003407 | 8.4542e-05 | 3.3067e-07 | 4.2186 | 202.6859 | 0.0010887
| Civic Offices | Planting: nominal allowance for planting. (Labour - External works (per £ spent)) | 1701337 | 8404344 | 8 | External works | Labour Effort | Assembly | 5.0658 | Hours | 5 | 44 | 1 | FALSE | 1 | FALSE | 1 | [6 empty] | 35 | B4B5 | 0.27394 | 1.7742e-08 | 0.0014853 | 0.0003407 | 8.4542e-05 | 3.3067e-07 | 4.2186 | 202.6859 | 0.0010887
| Civic Offices | Planting: nominal allowance for planting. (Labour - External works (per £ spent)) | 1701337 | 8404344 | 8 | External works | Labour Effort | Assembly | 5.0658 | Hours | 5 | 44 | 1 | FALSE | 1 | FALSE | 1 | [6 empty] | 40 | B4B5 | 0.27394 | 1.7742e-08 | 0.0014853 | 0.0003407 | 8.4542e-05 | 3.3067e-07 | 4.2186 | 202.6859 | 0.0010887
| Civic Offices | Planting: nominal allowance for planting. (Labour - External works (per £ spent)) | 1701337 | 8404344 | 8 | External works | Labour Effort | Assembly | 5.0658 | Hours | 5 | 44 | 1 | FALSE | 1 | FALSE | 1 | [6 empty] | 45 | B4B5 | 0.27394 | 1.7742e-08 | 0.0014853 | 0.0003407 | 8.4542e-05 | 3.3067e-07 | 4.2186 | 202.6859 | 0.0010887
| Civic Offices | Planting: nominal allowance for planting. (Labour - External works (per £ spent)) | 1701337 | 8404344 | 8 | External works | Labour Effort | Assembly | 5.0658 | Hours | 5 | 44 | 1 | FALSE | 1 | FALSE | 1 | [6 empty] | 50 | B4B5 | 0.27394 | 1.7742e-08 | 0.0014853 | 0.0003407 | 8.4542e-05 | 3.3067e-07 | 4.2186 | 202.6859 | 0.0010887
| Civic Offices | Planting: nominal allowance for planting. (Labour - External works (per £ spent)) | 1701337 | 8404344 | 8 | External works | Labour Effort | Assembly | 5.0658 | Hours | 5 | 44 | 1 | FALSE | 1 | FALSE | 1 | [6 empty] | 55 | B4B5 | 0.27394 | 1.7742e-08 | 0.0014853 | 0.0003407 | 8.4542e-05 | 3.3067e-07 | 4.2186 | 202.6859 | 0.0010887
| Civic Offices | Planting: nominal allowance for planting. (Labour - External works (per £ spent)) | 1701337 | 8404345 | 8 | External works | Labour Effort | Assembly | 5.0658 | Hours | 20 | 44 | 1 | FALSE | 1 | FALSE | 1 | [6 empty] | 0 | A5 | 0.27394 | 1.7742e-08 | 0.0014853 | 0.0003407 | 8.4542e-05 | 3.3067e-07 | 4.2186 | 202.6859 | 0.0010887
| Civic Offices | Planting: nominal allowance for planting. (Labour - External works (per £ spent)) | 1701337 | 8404345 | 8 | External works | Labour Effort | Assembly | 5.0658 | Hours | 20 | 44 | 1 | FALSE | 1 | FALSE | 1 | [6 empty] | 0 | A4 | 0 | 0 | 0 | 0 | 0 | 0 | 0 | 0 | 0
| Civic Offices | Planting: nominal allowance for planting. (Labour - External works (per £ spent)) | 1701337 | 8404345 | 8 | External works | Labour Effort | Assembly | 5.0658 | Hours | 20 | 44 | 1 | FALSE | 1 | FALSE | 1 | [6 empty] | 20 | B4B5 | 0.27394 | 1.7742e-08 | 0.0014853 | 0.0003407 | 8.4542e-05 | 3.3067e-07 | 4.2186 | 202.6859 | 0.0010887
| Civic Offices | Planting: nominal allowance for planting. (Labour - External works (per £ spent)) | 1701337 | 8404345 | 8 | External works | Labour Effort | Assembly | 5.0658 | Hours | 20 | 44 | 1 | FALSE | 1 | FALSE | 1 | [6 empty] | 40 | B4B5 | 0.27394 | 1.7742e-08 | 0.0014853 | 0.0003407 | 8.4542e-05 | 3.3067e-07 | 4.2186 | 202.6859 | 0.0010887
| Civic Offices | Hedges: details to be stated. (Labour - External works (per £ spent)) | 1701338 | 8404346 | 8 | External works | Labour Effort | Assembly | 1.347 | Hours | 10 | 44 | 1 | FALSE | 1 | FALSE | 1 | [6 empty] | 0 | A5 | 0.072841 | 4.7175e-09 | 0.00039495 | 9.0592e-05 | 2.248e-05 | 8.7927e-08 | 1.1217 | 53.8946 | 0.00028949
| Civic Offices | Hedges: details to be stated. (Labour - External works (per £ spent)) | 1701338 | 8404346 | 8 | External works | Labour Effort | Assembly | 1.347 | Hours | 10 | 44 | 1 | FALSE | 1 | FALSE | 1 | [6 empty] | 0 | A4 | 0 | 0 | 0 | 0 | 0 | 0 | 0 | 0 | 0
| Civic Offices | Hedges: details to be stated. (Labour - External works (per £ spent)) | 1701338 | 8404346 | 8 | External works | Labour Effort | Assembly | 1.347 | Hours | 10 | 44 | 1 | FALSE | 1 | FALSE | 1 | [6 empty] | 10 | B4B5 | 0.072841 | 4.7175e-09 | 0.00039495 | 9.0592e-05 | 2.248e-05 | 8.7927e-08 | 1.1217 | 53.8946 | 0.00028949
| Civic Offices | Hedges: details to be stated. (Labour - External works (per £ spent)) | 1701338 | 8404346 | 8 | External works | Labour Effort | Assembly | 1.347 | Hours | 10 | 44 | 1 | FALSE | 1 | FALSE | 1 | [6 empty] | 20 | B4B5 | 0.072841 | 4.7175e-09 | 0.00039495 | 9.0592e-05 | 2.248e-05 | 8.7927e-08 | 1.1217 | 53.8946 | 0.00028949
| Civic Offices | Hedges: details to be stated. (Labour - External works (per £ spent)) | 1701338 | 8404346 | 8 | External works | Labour Effort | Assembly | 1.347 | Hours | 10 | 44 | 1 | FALSE | 1 | FALSE | 1 | [6 empty] | 30 | B4B5 | 0.072841 | 4.7175e-09 | 0.00039495 | 9.0592e-05 | 2.248e-05 | 8.7927e-08 | 1.1217 | 53.8946 | 0.00028949
| Civic Offices | Hedges: details to be stated. (Labour - External works (per £ spent)) | 1701338 | 8404346 | 8 | External works | Labour Effort | Assembly | 1.347 | Hours | 10 | 44 | 1 | FALSE | 1 | FALSE | 1 | [6 empty] | 40 | B4B5 | 0.072841 | 4.7175e-09 | 0.00039495 | 9.0592e-05 | 2.248e-05 | 8.7927e-08 | 1.1217 | 53.8946 | 0.00028949
| Civic Offices | Hedges: details to be stated. (Labour - External works (per £ spent)) | 1701338 | 8404346 | 8 | External works | Labour Effort | Assembly | 1.347 | Hours | 10 | 44 | 1 | FALSE | 1 | FALSE | 1 | [6 empty] | 50 | B4B5 | 0.072841 | 4.7175e-09 | 0.00039495 | 9.0592e-05 | 2.248e-05 | 8.7927e-08 | 1.1217 | 53.8946 | 0.00028949
| Civic Offices | Hedges: details to be stated. (Labour - External works (per £ spent)) | 1701338 | 8404347 | 8 | External works | Labour Effort | Assembly | 8.082 | Hours | 10 | 44 | 1 | FALSE | 1 | FALSE | 1 | [6 empty] | 0 | A5 | 0.43705 | 2.8305e-08 | 0.0023697 | 0.00054355 | 0.00013488 | 5.2756e-07 | 6.7303 | 476.9253 | 0.0017369
| Civic Offices | Hedges: details to be stated. (Labour - External works (per £ spent)) | 1701338 | 8404347 | 8 | External works | Labour Effort | Assembly | 8.082 | Hours | 10 | 44 | 1 | FALSE | 1 | FALSE | 1 | [6 empty] | 0 | A4 | 25.8364 | 4.6422e-06 | 0.084597 | 0.022865 | 0.014432 | 9.0104e-05 | 385.1331 | 58.807 | 0.10632
| Civic Offices | Hedges: details to be stated. (Labour - External works (per £ spent)) | 1701338 | 8404347 | 8 | External works | Labour Effort | Assembly | 8.082 | Hours | 10 | 44 | 1 | FALSE | 1 | FALSE | 1 | [6 empty] | 10 | B4B5 | 26.2734 | 4.6705e-06 | 0.086967 | 0.023409 | 0.014567 | 9.0631e-05 | 391.8635 | 535.7324 | 0.10806
| Civic Offices | Hedges: details to be stated. (Labour - External works (per £ spent)) | 1701338 | 8404347 | 8 | External works | Labour Effort | Assembly | 8.082 | Hours | 10 | 44 | 1 | FALSE | 1 | FALSE | 1 | [6 empty] | 20 | B4B5 | 26.2734 | 4.6705e-06 | 0.086967 | 0.023409 | 0.014567 | 9.0631e-05 | 391.8635 | 535.7324 | 0.10806
| Civic Offices | Hedges: details to be stated. (Labour - External works (per £ spent)) | 1701338 | 8404347 | 8 | External works | Labour Effort | Assembly | 8.082 | Hours | 10 | 44 | 1 | FALSE | 1 | FALSE | 1 | [6 empty] | 30 | B4B5 | 26.2734 | 4.6705e-06 | 0.086967 | 0.023409 | 0.014567 | 9.0631e-05 | 391.8635 | 535.7324 | 0.10806
| Civic Offices | Hedges: details to be stated. (Labour - External works (per £ spent)) | 1701338 | 8404347 | 8 | External works | Labour Effort | Assembly | 8.082 | Hours | 10 | 44 | 1 | FALSE | 1 | FALSE | 1 | [6 empty] | 40 | B4B5 | 26.2734 | 4.6705e-06 | 0.086967 | 0.023409 | 0.014567 | 9.0631e-05 | 391.8635 | 535.7324 | 0.10806
| Civic Offices | Hedges: details to be stated. (Labour - External works (per £ spent)) | 1701338 | 8404347 | 8 | External works | Labour Effort | Assembly | 8.082 | Hours | 10 | 44 | 1 | FALSE | 1 | FALSE | 1 | [6 empty] | 50 | B4B5 | 26.2734 | 4.6705e-06 | 0.086967 | 0.023409 | 0.014567 | 9.0631e-05 | 391.8635 | 535.7324 | 0.10806
| Civic Offices | Hedges: details to be stated. (Labour - External works (per £ spent)) | 1701338 | 8404348 | 8 | External works | Labour effort | Assembly | 4.041 | Hours | 5 | 44 | 1 | FALSE | 1 | FALSE | 1 | [6 empty] | 0 | A5 | 0.21852 | 1.4153e-08 | 0.0011849 | 0.00027178 | 6.7439e-05 | 2.6378e-07 | 3.3652 | 238.4627 | 0.00086846
| Civic Offices | Hedges: details to be stated. (Labour - External works (per £ spent)) | 1701338 | 8404348 | 8 | External works | Labour effort | Assembly | 4.041 | Hours | 5 | 44 | 1 | FALSE | 1 | FALSE | 1 | [6 empty] | 0 | A4 | 12.9182 | 2.3211e-06 | 0.042299 | 0.011433 | 0.0072161 | 4.5052e-05 | 192.5666 | 29.4035 | 0.05316
| Civic Offices | Hedges: details to be stated. (Labour - External works (per £ spent)) | 1701338 | 8404348 | 8 | External works | Labour effort | Assembly | 4.041 | Hours | 5 | 44 | 1 | FALSE | 1 | FALSE | 1 | [6 empty] | 5 | B4B5 | 13.1367 | 2.3352e-06 | 0.043483 | 0.011704 | 0.0072835 | 4.5316e-05 | 195.9317 | 267.8662 | 0.054029
| Civic Offices | Hedges: details to be stated. (Labour - External works (per £ spent)) | 1701338 | 8404348 | 8 | External works | Labour effort | Assembly | 4.041 | Hours | 5 | 44 | 1 | FALSE | 1 | FALSE | 1 | [6 empty] | 10 | B4B5 | 13.1367 | 2.3352e-06 | 0.043483 | 0.011704 | 0.0072835 | 4.5316e-05 | 195.9317 | 267.8662 | 0.054029
| Civic Offices | Hedges: details to be stated. (Labour - External works (per £ spent)) | 1701338 | 8404348 | 8 | External works | Labour effort | Assembly | 4.041 | Hours | 5 | 44 | 1 | FALSE | 1 | FALSE | 1 | [6 empty] | 15 | B4B5 | 13.1367 | 2.3352e-06 | 0.043483 | 0.011704 | 0.0072835 | 4.5316e-05 | 195.9317 | 267.8662 | 0.054029
| Civic Offices | Hedges: details to be stated. (Labour - External works (per £ spent)) | 1701338 | 8404348 | 8 | External works | Labour effort | Assembly | 4.041 | Hours | 5 | 44 | 1 | FALSE | 1 | FALSE | 1 | [6 empty] | 20 | B4B5 | 13.1367 | 2.3352e-06 | 0.043483 | 0.011704 | 0.0072835 | 4.5316e-05 | 195.9317 | 267.8662 | 0.054029
| Civic Offices | Hedges: details to be stated. (Labour - External works (per £ spent)) | 1701338 | 8404348 | 8 | External works | Labour effort | Assembly | 4.041 | Hours | 5 | 44 | 1 | FALSE | 1 | FALSE | 1 | [6 empty] | 25 | B4B5 | 13.1367 | 2.3352e-06 | 0.043483 | 0.011704 | 0.0072835 | 4.5316e-05 | 195.9317 | 267.8662 | 0.054029
| Civic Offices | Hedges: details to be stated. (Labour - External works (per £ spent)) | 1701338 | 8404348 | 8 | External works | Labour effort | Assembly | 4.041 | Hours | 5 | 44 | 1 | FALSE | 1 | FALSE | 1 | [6 empty] | 30 | B4B5 | 13.1367 | 2.3352e-06 | 0.043483 | 0.011704 | 0.0072835 | 4.5316e-05 | 195.9317 | 267.8662 | 0.054029
| Civic Offices | Hedges: details to be stated. (Labour - External works (per £ spent)) | 1701338 | 8404348 | 8 | External works | Labour effort | Assembly | 4.041 | Hours | 5 | 44 | 1 | FALSE | 1 | FALSE | 1 | [6 empty] | 35 | B4B5 | 13.1367 | 2.3352e-06 | 0.043483 | 0.011704 | 0.0072835 | 4.5316e-05 | 195.9317 | 267.8662 | 0.054029
| Civic Offices | Hedges: details to be stated. (Labour - External works (per £ spent)) | 1701338 | 8404348 | 8 | External works | Labour effort | Assembly | 4.041 | Hours | 5 | 44 | 1 | FALSE | 1 | FALSE | 1 | [6 empty] | 40 | B4B5 | 13.1367 | 2.3352e-06 | 0.043483 | 0.011704 | 0.0072835 | 4.5316e-05 | 195.9317 | 267.8662 | 0.054029
| Civic Offices | Hedges: details to be stated. (Labour - External works (per £ spent)) | 1701338 | 8404348 | 8 | External works | Labour effort | Assembly | 4.041 | Hours | 5 | 44 | 1 | FALSE | 1 | FALSE | 1 | [6 empty] | 45 | B4B5 | 13.1367 | 2.3352e-06 | 0.043483 | 0.011704 | 0.0072835 | 4.5316e-05 | 195.9317 | 267.8662 | 0.054029
| Civic Offices | Hedges: details to be stated. (Labour - External works (per £ spent)) | 1701338 | 8404348 | 8 | External works | Labour effort | Assembly | 4.041 | Hours | 5 | 44 | 1 | FALSE | 1 | FALSE | 1 | [6 empty] | 50 | B4B5 | 13.1367 | 2.3352e-06 | 0.043483 | 0.011704 | 0.0072835 | 4.5316e-05 | 195.9317 | 267.8662 | 0.054029
| Civic Offices | Hedges: details to be stated. (Labour - External works (per £ spent)) | 1701338 | 8404348 | 8 | External works | Labour effort | Assembly | 4.041 | Hours | 5 | 44 | 1 | FALSE | 1 | FALSE | 1 | [6 empty] | 55 | B4B5 | 13.1367 | 2.3352e-06 | 0.043483 | 0.011704 | 0.0072835 | 4.5316e-05 | 195.9317 | 267.8662 | 0.054029
| Civic Offices | Hedges: details to be stated. (Labour - External works (per £ spent)) | 1701338 | 8404349 | 8 | External works | Labour Effort | Assembly | 4.041 | Hours | 20 | 44 | 1 | FALSE | 1 | FALSE | 1 | [6 empty] | 0 | A5 | 0.21852 | 1.4153e-08 | 0.0011849 | 0.00027178 | 6.7439e-05 | 2.6378e-07 | 3.3652 | 238.4627 | 0.00086846
| Civic Offices | Hedges: details to be stated. (Labour - External works (per £ spent)) | 1701338 | 8404349 | 8 | External works | Labour Effort | Assembly | 4.041 | Hours | 20 | 44 | 1 | FALSE | 1 | FALSE | 1 | [6 empty] | 0 | A4 | 12.9182 | 2.3211e-06 | 0.042299 | 0.011433 | 0.0072161 | 4.5052e-05 | 192.5666 | 29.4035 | 0.05316
| Civic Offices | Hedges: details to be stated. (Labour - External works (per £ spent)) | 1701338 | 8404349 | 8 | External works | Labour Effort | Assembly | 4.041 | Hours | 20 | 44 | 1 | FALSE | 1 | FALSE | 1 | [6 empty] | 20 | B4B5 | 13.1367 | 2.3352e-06 | 0.043483 | 0.011704 | 0.0072835 | 4.5316e-05 | 195.9317 | 267.8662 | 0.054029
| Civic Offices | Hedges: details to be stated. (Labour - External works (per £ spent)) | 1701338 | 8404349 | 8 | External works | Labour Effort | Assembly | 4.041 | Hours | 20 | 44 | 1 | FALSE | 1 | FALSE | 1 | [6 empty] | 40 | B4B5 | 13.1367 | 2.3352e-06 | 0.043483 | 0.011704 | 0.0072835 | 4.5316e-05 | 195.9317 | 267.8662 | 0.054029
| Civic Offices | Hedges: details to be stated. (Labour - External works (per £ spent)) | 1701338 | 8404350 | 8 | External works | Labour Effort | Assembly | 0.6735 | Hours | 5 | 44 | 1 | FALSE | 1 | FALSE | 1 | [6 empty] | 0 | A5 | 0.036421 | 2.3588e-09 | 0.00019748 | 4.5296e-05 | 1.124e-05 | 4.3963e-08 | 0.56086 | 26.9473 | 0.00014474
| Civic Offices | Hedges: details to be stated. (Labour - External works (per £ spent)) | 1701338 | 8404350 | 8 | External works | Labour Effort | Assembly | 0.6735 | Hours | 5 | 44 | 1 | FALSE | 1 | FALSE | 1 | [6 empty] | 0 | A4 | 0 | 0 | 0 | 0 | 0 | 0 | 0 | 0 | 0
| Civic Offices | Hedges: details to be stated. (Labour - External works (per £ spent)) | 1701338 | 8404350 | 8 | External works | Labour Effort | Assembly | 0.6735 | Hours | 5 | 44 | 1 | FALSE | 1 | FALSE | 1 | [6 empty] | 5 | B4B5 | 0.036421 | 2.3588e-09 | 0.00019748 | 4.5296e-05 | 1.124e-05 | 4.3963e-08 | 0.56086 | 26.9473 | 0.00014474
| Civic Offices | Hedges: details to be stated. (Labour - External works (per £ spent)) | 1701338 | 8404350 | 8 | External works | Labour Effort | Assembly | 0.6735 | Hours | 5 | 44 | 1 | FALSE | 1 | FALSE | 1 | [6 empty] | 10 | B4B5 | 0.036421 | 2.3588e-09 | 0.00019748 | 4.5296e-05 | 1.124e-05 | 4.3963e-08 | 0.56086 | 26.9473 | 0.00014474
| Civic Offices | Hedges: details to be stated. (Labour - External works (per £ spent)) | 1701338 | 8404350 | 8 | External works | Labour Effort | Assembly | 0.6735 | Hours | 5 | 44 | 1 | FALSE | 1 | FALSE | 1 | [6 empty] | 15 | B4B5 | 0.036421 | 2.3588e-09 | 0.00019748 | 4.5296e-05 | 1.124e-05 | 4.3963e-08 | 0.56086 | 26.9473 | 0.00014474
| Civic Offices | Hedges: details to be stated. (Labour - External works (per £ spent)) | 1701338 | 8404350 | 8 | External works | Labour Effort | Assembly | 0.6735 | Hours | 5 | 44 | 1 | FALSE | 1 | FALSE | 1 | [6 empty] | 20 | B4B5 | 0.036421 | 2.3588e-09 | 0.00019748 | 4.5296e-05 | 1.124e-05 | 4.3963e-08 | 0.56086 | 26.9473 | 0.00014474
| Civic Offices | Hedges: details to be stated. (Labour - External works (per £ spent)) | 1701338 | 8404350 | 8 | External works | Labour Effort | Assembly | 0.6735 | Hours | 5 | 44 | 1 | FALSE | 1 | FALSE | 1 | [6 empty] | 25 | B4B5 | 0.036421 | 2.3588e-09 | 0.00019748 | 4.5296e-05 | 1.124e-05 | 4.3963e-08 | 0.56086 | 26.9473 | 0.00014474
| Civic Offices | Hedges: details to be stated. (Labour - External works (per £ spent)) | 1701338 | 8404350 | 8 | External works | Labour Effort | Assembly | 0.6735 | Hours | 5 | 44 | 1 | FALSE | 1 | FALSE | 1 | [6 empty] | 30 | B4B5 | 0.036421 | 2.3588e-09 | 0.00019748 | 4.5296e-05 | 1.124e-05 | 4.3963e-08 | 0.56086 | 26.9473 | 0.00014474
| Civic Offices | Hedges: details to be stated. (Labour - External works (per £ spent)) | 1701338 | 8404350 | 8 | External works | Labour Effort | Assembly | 0.6735 | Hours | 5 | 44 | 1 | FALSE | 1 | FALSE | 1 | [6 empty] | 35 | B4B5 | 0.036421 | 2.3588e-09 | 0.00019748 | 4.5296e-05 | 1.124e-05 | 4.3963e-08 | 0.56086 | 26.9473 | 0.00014474
| Civic Offices | Hedges: details to be stated. (Labour - External works (per £ spent)) | 1701338 | 8404350 | 8 | External works | Labour Effort | Assembly | 0.6735 | Hours | 5 | 44 | 1 | FALSE | 1 | FALSE | 1 | [6 empty] | 40 | B4B5 | 0.036421 | 2.3588e-09 | 0.00019748 | 4.5296e-05 | 1.124e-05 | 4.3963e-08 | 0.56086 | 26.9473 | 0.00014474
| Civic Offices | Hedges: details to be stated. (Labour - External works (per £ spent)) | 1701338 | 8404350 | 8 | External works | Labour Effort | Assembly | 0.6735 | Hours | 5 | 44 | 1 | FALSE | 1 | FALSE | 1 | [6 empty] | 45 | B4B5 | 0.036421 | 2.3588e-09 | 0.00019748 | 4.5296e-05 | 1.124e-05 | 4.3963e-08 | 0.56086 | 26.9473 | 0.00014474
| Civic Offices | Hedges: details to be stated. (Labour - External works (per £ spent)) | 1701338 | 8404350 | 8 | External works | Labour Effort | Assembly | 0.6735 | Hours | 5 | 44 | 1 | FALSE | 1 | FALSE | 1 | [6 empty] | 50 | B4B5 | 0.036421 | 2.3588e-09 | 0.00019748 | 4.5296e-05 | 1.124e-05 | 4.3963e-08 | 0.56086 | 26.9473 | 0.00014474
| Civic Offices | Hedges: details to be stated. (Labour - External works (per £ spent)) | 1701338 | 8404350 | 8 | External works | Labour Effort | Assembly | 0.6735 | Hours | 5 | 44 | 1 | FALSE | 1 | FALSE | 1 | [6 empty] | 55 | B4B5 | 0.036421 | 2.3588e-09 | 0.00019748 | 4.5296e-05 | 1.124e-05 | 4.3963e-08 | 0.56086 | 26.9473 | 0.00014474
| Civic Offices | Hedges: details to be stated. (Labour - External works (per £ spent)) | 1701338 | 8404351 | 8 | External works | Labour Effort | Assembly | 0.6735 | Hours | 20 | 44 | 1 | FALSE | 1 | FALSE | 1 | [6 empty] | 0 | A5 | 0.036421 | 2.3588e-09 | 0.00019748 | 4.5296e-05 | 1.124e-05 | 4.3963e-08 | 0.56086 | 26.9473 | 0.00014474
| Civic Offices | Hedges: details to be stated. (Labour - External works (per £ spent)) | 1701338 | 8404351 | 8 | External works | Labour Effort | Assembly | 0.6735 | Hours | 20 | 44 | 1 | FALSE | 1 | FALSE | 1 | [6 empty] | 0 | A4 | 0 | 0 | 0 | 0 | 0 | 0 | 0 | 0 | 0
| Civic Offices | Hedges: details to be stated. (Labour - External works (per £ spent)) | 1701338 | 8404351 | 8 | External works | Labour Effort | Assembly | 0.6735 | Hours | 20 | 44 | 1 | FALSE | 1 | FALSE | 1 | [6 empty] | 20 | B4B5 | 0.036421 | 2.3588e-09 | 0.00019748 | 4.5296e-05 | 1.124e-05 | 4.3963e-08 | 0.56086 | 26.9473 | 0.00014474
| Civic Offices | Hedges: details to be stated. (Labour - External works (per £ spent)) | 1701338 | 8404351 | 8 | External works | Labour Effort | Assembly | 0.6735 | Hours | 20 | 44 | 1 | FALSE | 1 | FALSE | 1 | [6 empty] | 40 | B4B5 | 0.036421 | 2.3588e-09 | 0.00019748 | 4.5296e-05 | 1.124e-05 | 4.3963e-08 | 0.56086 | 26.9473 | 0.00014474
| Civic Offices | Trees: medium. (Labour - External works (per £ spent)) | 1701339 | 8404352 | 8 | External works | Labour Effort | Assembly | 5.9185 | Hours | 10 | 44 | 1 | FALSE | 1 | FALSE | 1 | [6 empty] | 0 | A5 | 0.32005 | 2.0728e-08 | 0.0017353 | 0.00039805 | 9.8772e-05 | 3.8633e-07 | 4.9286 | 236.803 | 0.0012719
| Civic Offices | Trees: medium. (Labour - External works (per £ spent)) | 1701339 | 8404352 | 8 | External works | Labour Effort | Assembly | 5.9185 | Hours | 10 | 44 | 1 | FALSE | 1 | FALSE | 1 | [6 empty] | 0 | A4 | 0 | 0 | 0 | 0 | 0 | 0 | 0 | 0 | 0
| Civic Offices | Trees: medium. (Labour - External works (per £ spent)) | 1701339 | 8404352 | 8 | External works | Labour Effort | Assembly | 5.9185 | Hours | 10 | 44 | 1 | FALSE | 1 | FALSE | 1 | [6 empty] | 10 | B4B5 | 0.32005 | 2.0728e-08 | 0.0017353 | 0.00039805 | 9.8772e-05 | 3.8633e-07 | 4.9286 | 236.803 | 0.0012719
| Civic Offices | Trees: medium. (Labour - External works (per £ spent)) | 1701339 | 8404352 | 8 | External works | Labour Effort | Assembly | 5.9185 | Hours | 10 | 44 | 1 | FALSE | 1 | FALSE | 1 | [6 empty] | 20 | B4B5 | 0.32005 | 2.0728e-08 | 0.0017353 | 0.00039805 | 9.8772e-05 | 3.8633e-07 | 4.9286 | 236.803 | 0.0012719
| Civic Offices | Trees: medium. (Labour - External works (per £ spent)) | 1701339 | 8404352 | 8 | External works | Labour Effort | Assembly | 5.9185 | Hours | 10 | 44 | 1 | FALSE | 1 | FALSE | 1 | [6 empty] | 30 | B4B5 | 0.32005 | 2.0728e-08 | 0.0017353 | 0.00039805 | 9.8772e-05 | 3.8633e-07 | 4.9286 | 236.803 | 0.0012719
| Civic Offices | Trees: medium. (Labour - External works (per £ spent)) | 1701339 | 8404352 | 8 | External works | Labour Effort | Assembly | 5.9185 | Hours | 10 | 44 | 1 | FALSE | 1 | FALSE | 1 | [6 empty] | 40 | B4B5 | 0.32005 | 2.0728e-08 | 0.0017353 | 0.00039805 | 9.8772e-05 | 3.8633e-07 | 4.9286 | 236.803 | 0.0012719
| Civic Offices | Trees: medium. (Labour - External works (per £ spent)) | 1701339 | 8404352 | 8 | External works | Labour Effort | Assembly | 5.9185 | Hours | 10 | 44 | 1 | FALSE | 1 | FALSE | 1 | [6 empty] | 50 | B4B5 | 0.32005 | 2.0728e-08 | 0.0017353 | 0.00039805 | 9.8772e-05 | 3.8633e-07 | 4.9286 | 236.803 | 0.0012719
| Civic Offices | Trees: medium. (Labour - External works (per £ spent)) | 1701339 | 8404353 | 8 | External works | Labour Effort | Assembly | 35.5107 | Hours | 10 | 44 | 1 | FALSE | 1 | FALSE | 1 | [6 empty] | 0 | A5 | 1.9203 | 1.2437e-07 | 0.010412 | 0.0023883 | 0.00059263 | 2.318e-06 | 29.5719 | 2095.5222 | 0.0076317
| Civic Offices | Trees: medium. (Labour - External works (per £ spent)) | 1701339 | 8404353 | 8 | External works | Labour Effort | Assembly | 35.5107 | Hours | 10 | 44 | 1 | FALSE | 1 | FALSE | 1 | [6 empty] | 0 | A4 | 64.5909 | 1.1605e-05 | 0.21149 | 0.057163 | 0.03608 | 0.00022526 | 962.8329 | 147.0175 | 0.2658
| Civic Offices | Trees: medium. (Labour - External works (per £ spent)) | 1701339 | 8404353 | 8 | External works | Labour Effort | Assembly | 35.5107 | Hours | 10 | 44 | 1 | FALSE | 1 | FALSE | 1 | [6 empty] | 10 | B4B5 | 66.5112 | 1.173e-05 | 0.22191 | 0.059551 | 0.036673 | 0.00022758 | 992.4048 | 2242.5398 | 0.27343
| Civic Offices | Trees: medium. (Labour - External works (per £ spent)) | 1701339 | 8404353 | 8 | External works | Labour Effort | Assembly | 35.5107 | Hours | 10 | 44 | 1 | FALSE | 1 | FALSE | 1 | [6 empty] | 20 | B4B5 | 66.5112 | 1.173e-05 | 0.22191 | 0.059551 | 0.036673 | 0.00022758 | 992.4048 | 2242.5398 | 0.27343
| Civic Offices | Trees: medium. (Labour - External works (per £ spent)) | 1701339 | 8404353 | 8 | External works | Labour Effort | Assembly | 35.5107 | Hours | 10 | 44 | 1 | FALSE | 1 | FALSE | 1 | [6 empty] | 30 | B4B5 | 66.5112 | 1.173e-05 | 0.22191 | 0.059551 | 0.036673 | 0.00022758 | 992.4048 | 2242.5398 | 0.27343
| Civic Offices | Trees: medium. (Labour - External works (per £ spent)) | 1701339 | 8404353 | 8 | External works | Labour Effort | Assembly | 35.5107 | Hours | 10 | 44 | 1 | FALSE | 1 | FALSE | 1 | [6 empty] | 40 | B4B5 | 66.5112 | 1.173e-05 | 0.22191 | 0.059551 | 0.036673 | 0.00022758 | 992.4048 | 2242.5398 | 0.27343
| Civic Offices | Trees: medium. (Labour - External works (per £ spent)) | 1701339 | 8404353 | 8 | External works | Labour Effort | Assembly | 35.5107 | Hours | 10 | 44 | 1 | FALSE | 1 | FALSE | 1 | [6 empty] | 50 | B4B5 | 66.5112 | 1.173e-05 | 0.22191 | 0.059551 | 0.036673 | 0.00022758 | 992.4048 | 2242.5398 | 0.27343
| Civic Offices | Trees: medium. (Labour - External works (per £ spent)) | 1701339 | 8404354 | 8 | External works | Labour effort | Assembly | 17.7554 | Hours | 5 | 44 | 1 | FALSE | 1 | FALSE | 1 | [6 empty] | 0 | A5 | 0.96015 | 6.2184e-08 | 0.005206 | 0.0011941 | 0.00029632 | 1.159e-06 | 14.7859 | 1047.7611 | 0.0038158
| Civic Offices | Trees: medium. (Labour - External works (per £ spent)) | 1701339 | 8404354 | 8 | External works | Labour effort | Assembly | 17.7554 | Hours | 5 | 44 | 1 | FALSE | 1 | FALSE | 1 | [6 empty] | 0 | A4 | 38.7546 | 6.9633e-06 | 0.1269 | 0.034298 | 0.021648 | 0.00013516 | 577.6997 | 88.2105 | 0.15948
| Civic Offices | Trees: medium. (Labour - External works (per £ spent)) | 1701339 | 8404354 | 8 | External works | Labour effort | Assembly | 17.7554 | Hours | 5 | 44 | 1 | FALSE | 1 | FALSE | 1 | [6 empty] | 5 | B4B5 | 39.7147 | 7.0254e-06 | 0.1321 | 0.035492 | 0.021945 | 0.00013631 | 592.4857 | 1135.9716 | 0.1633
| Civic Offices | Trees: medium. (Labour - External works (per £ spent)) | 1701339 | 8404354 | 8 | External works | Labour effort | Assembly | 17.7554 | Hours | 5 | 44 | 1 | FALSE | 1 | FALSE | 1 | [6 empty] | 10 | B4B5 | 39.7147 | 7.0254e-06 | 0.1321 | 0.035492 | 0.021945 | 0.00013631 | 592.4857 | 1135.9716 | 0.1633
| Civic Offices | Trees: medium. (Labour - External works (per £ spent)) | 1701339 | 8404354 | 8 | External works | Labour effort | Assembly | 17.7554 | Hours | 5 | 44 | 1 | FALSE | 1 | FALSE | 1 | [6 empty] | 15 | B4B5 | 39.7147 | 7.0254e-06 | 0.1321 | 0.035492 | 0.021945 | 0.00013631 | 592.4857 | 1135.9716 | 0.1633
| Civic Offices | Trees: medium. (Labour - External works (per £ spent)) | 1701339 | 8404354 | 8 | External works | Labour effort | Assembly | 17.7554 | Hours | 5 | 44 | 1 | FALSE | 1 | FALSE | 1 | [6 empty] | 20 | B4B5 | 39.7147 | 7.0254e-06 | 0.1321 | 0.035492 | 0.021945 | 0.00013631 | 592.4857 | 1135.9716 | 0.1633
| Civic Offices | Trees: medium. (Labour - External works (per £ spent)) | 1701339 | 8404354 | 8 | External works | Labour effort | Assembly | 17.7554 | Hours | 5 | 44 | 1 | FALSE | 1 | FALSE | 1 | [6 empty] | 25 | B4B5 | 39.7147 | 7.0254e-06 | 0.1321 | 0.035492 | 0.021945 | 0.00013631 | 592.4857 | 1135.9716 | 0.1633
| Civic Offices | Trees: medium. (Labour - External works (per £ spent)) | 1701339 | 8404354 | 8 | External works | Labour effort | Assembly | 17.7554 | Hours | 5 | 44 | 1 | FALSE | 1 | FALSE | 1 | [6 empty] | 30 | B4B5 | 39.7147 | 7.0254e-06 | 0.1321 | 0.035492 | 0.021945 | 0.00013631 | 592.4857 | 1135.9716 | 0.1633
| Civic Offices | Trees: medium. (Labour - External works (per £ spent)) | 1701339 | 8404354 | 8 | External works | Labour effort | Assembly | 17.7554 | Hours | 5 | 44 | 1 | FALSE | 1 | FALSE | 1 | [6 empty] | 35 | B4B5 | 39.7147 | 7.0254e-06 | 0.1321 | 0.035492 | 0.021945 | 0.00013631 | 592.4857 | 1135.9716 | 0.1633
| Civic Offices | Trees: medium. (Labour - External works (per £ spent)) | 1701339 | 8404354 | 8 | External works | Labour effort | Assembly | 17.7554 | Hours | 5 | 44 | 1 | FALSE | 1 | FALSE | 1 | [6 empty] | 40 | B4B5 | 39.7147 | 7.0254e-06 | 0.1321 | 0.035492 | 0.021945 | 0.00013631 | 592.4857 | 1135.9716 | 0.1633
| Civic Offices | Trees: medium. (Labour - External works (per £ spent)) | 1701339 | 8404354 | 8 | External works | Labour effort | Assembly | 17.7554 | Hours | 5 | 44 | 1 | FALSE | 1 | FALSE | 1 | [6 empty] | 45 | B4B5 | 39.7147 | 7.0254e-06 | 0.1321 | 0.035492 | 0.021945 | 0.00013631 | 592.4857 | 1135.9716 | 0.1633
| Civic Offices | Trees: medium. (Labour - External works (per £ spent)) | 1701339 | 8404354 | 8 | External works | Labour effort | Assembly | 17.7554 | Hours | 5 | 44 | 1 | FALSE | 1 | FALSE | 1 | [6 empty] | 50 | B4B5 | 39.7147 | 7.0254e-06 | 0.1321 | 0.035492 | 0.021945 | 0.00013631 | 592.4857 | 1135.9716 | 0.1633
| Civic Offices | Trees: medium. (Labour - External works (per £ spent)) | 1701339 | 8404354 | 8 | External works | Labour effort | Assembly | 17.7554 | Hours | 5 | 44 | 1 | FALSE | 1 | FALSE | 1 | [6 empty] | 55 | B4B5 | 39.7147 | 7.0254e-06 | 0.1321 | 0.035492 | 0.021945 | 0.00013631 | 592.4857 | 1135.9716 | 0.1633
| Civic Offices | Trees: medium. (Labour - External works (per £ spent)) | 1701339 | 8404355 | 8 | External works | Labour Effort | Assembly | 17.7554 | Hours | 20 | 44 | 1 | FALSE | 1 | FALSE | 1 | [6 empty] | 0 | A5 | 0.96015 | 6.2184e-08 | 0.005206 | 0.0011941 | 0.00029632 | 1.159e-06 | 14.7859 | 1047.7611 | 0.0038158
| Civic Offices | Trees: medium. (Labour - External works (per £ spent)) | 1701339 | 8404355 | 8 | External works | Labour Effort | Assembly | 17.7554 | Hours | 20 | 44 | 1 | FALSE | 1 | FALSE | 1 | [6 empty] | 0 | A4 | 38.7546 | 6.9633e-06 | 0.1269 | 0.034298 | 0.021648 | 0.00013516 | 577.6997 | 88.2105 | 0.15948
| Civic Offices | Trees: medium. (Labour - External works (per £ spent)) | 1701339 | 8404355 | 8 | External works | Labour Effort | Assembly | 17.7554 | Hours | 20 | 44 | 1 | FALSE | 1 | FALSE | 1 | [6 empty] | 20 | B4B5 | 39.7147 | 7.0254e-06 | 0.1321 | 0.035492 | 0.021945 | 0.00013631 | 592.4857 | 1135.9716 | 0.1633
| Civic Offices | Trees: medium. (Labour - External works (per £ spent)) | 1701339 | 8404355 | 8 | External works | Labour Effort | Assembly | 17.7554 | Hours | 20 | 44 | 1 | FALSE | 1 | FALSE | 1 | [6 empty] | 40 | B4B5 | 39.7147 | 7.0254e-06 | 0.1321 | 0.035492 | 0.021945 | 0.00013631 | 592.4857 | 1135.9716 | 0.1633
| Civic Offices | Trees: medium. (Labour - External works (per £ spent)) | 1701339 | 8404356 | 8 | External works | Labour Effort | Assembly | 2.9592 | Hours | 5 | 44 | 1 | FALSE | 1 | FALSE | 1 | [6 empty] | 0 | A5 | 0.16003 | 1.0364e-08 | 0.00086767 | 0.00019902 | 4.9386e-05 | 1.9317e-07 | 2.4643 | 118.4015 | 0.00063597
| Civic Offices | Trees: medium. (Labour - External works (per £ spent)) | 1701339 | 8404356 | 8 | External works | Labour Effort | Assembly | 2.9592 | Hours | 5 | 44 | 1 | FALSE | 1 | FALSE | 1 | [6 empty] | 0 | A4 | 0 | 0 | 0 | 0 | 0 | 0 | 0 | 0 | 0
| Civic Offices | Trees: medium. (Labour - External works (per £ spent)) | 1701339 | 8404356 | 8 | External works | Labour Effort | Assembly | 2.9592 | Hours | 5 | 44 | 1 | FALSE | 1 | FALSE | 1 | [6 empty] | 5 | B4B5 | 0.16003 | 1.0364e-08 | 0.00086767 | 0.00019902 | 4.9386e-05 | 1.9317e-07 | 2.4643 | 118.4015 | 0.00063597
| Civic Offices | Trees: medium. (Labour - External works (per £ spent)) | 1701339 | 8404356 | 8 | External works | Labour Effort | Assembly | 2.9592 | Hours | 5 | 44 | 1 | FALSE | 1 | FALSE | 1 | [6 empty] | 10 | B4B5 | 0.16003 | 1.0364e-08 | 0.00086767 | 0.00019902 | 4.9386e-05 | 1.9317e-07 | 2.4643 | 118.4015 | 0.00063597
| Civic Offices | Trees: medium. (Labour - External works (per £ spent)) | 1701339 | 8404356 | 8 | External works | Labour Effort | Assembly | 2.9592 | Hours | 5 | 44 | 1 | FALSE | 1 | FALSE | 1 | [6 empty] | 15 | B4B5 | 0.16003 | 1.0364e-08 | 0.00086767 | 0.00019902 | 4.9386e-05 | 1.9317e-07 | 2.4643 | 118.4015 | 0.00063597
| Civic Offices | Trees: medium. (Labour - External works (per £ spent)) | 1701339 | 8404356 | 8 | External works | Labour Effort | Assembly | 2.9592 | Hours | 5 | 44 | 1 | FALSE | 1 | FALSE | 1 | [6 empty] | 20 | B4B5 | 0.16003 | 1.0364e-08 | 0.00086767 | 0.00019902 | 4.9386e-05 | 1.9317e-07 | 2.4643 | 118.4015 | 0.00063597
| Civic Offices | Trees: medium. (Labour - External works (per £ spent)) | 1701339 | 8404356 | 8 | External works | Labour Effort | Assembly | 2.9592 | Hours | 5 | 44 | 1 | FALSE | 1 | FALSE | 1 | [6 empty] | 25 | B4B5 | 0.16003 | 1.0364e-08 | 0.00086767 | 0.00019902 | 4.9386e-05 | 1.9317e-07 | 2.4643 | 118.4015 | 0.00063597
| Civic Offices | Trees: medium. (Labour - External works (per £ spent)) | 1701339 | 8404356 | 8 | External works | Labour Effort | Assembly | 2.9592 | Hours | 5 | 44 | 1 | FALSE | 1 | FALSE | 1 | [6 empty] | 30 | B4B5 | 0.16003 | 1.0364e-08 | 0.00086767 | 0.00019902 | 4.9386e-05 | 1.9317e-07 | 2.4643 | 118.4015 | 0.00063597
| Civic Offices | Trees: medium. (Labour - External works (per £ spent)) | 1701339 | 8404356 | 8 | External works | Labour Effort | Assembly | 2.9592 | Hours | 5 | 44 | 1 | FALSE | 1 | FALSE | 1 | [6 empty] | 35 | B4B5 | 0.16003 | 1.0364e-08 | 0.00086767 | 0.00019902 | 4.9386e-05 | 1.9317e-07 | 2.4643 | 118.4015 | 0.00063597
| Civic Offices | Trees: medium. (Labour - External works (per £ spent)) | 1701339 | 8404356 | 8 | External works | Labour Effort | Assembly | 2.9592 | Hours | 5 | 44 | 1 | FALSE | 1 | FALSE | 1 | [6 empty] | 40 | B4B5 | 0.16003 | 1.0364e-08 | 0.00086767 | 0.00019902 | 4.9386e-05 | 1.9317e-07 | 2.4643 | 118.4015 | 0.00063597
| Civic Offices | Trees: medium. (Labour - External works (per £ spent)) | 1701339 | 8404356 | 8 | External works | Labour Effort | Assembly | 2.9592 | Hours | 5 | 44 | 1 | FALSE | 1 | FALSE | 1 | [6 empty] | 45 | B4B5 | 0.16003 | 1.0364e-08 | 0.00086767 | 0.00019902 | 4.9386e-05 | 1.9317e-07 | 2.4643 | 118.4015 | 0.00063597
| Civic Offices | Trees: medium. (Labour - External works (per £ spent)) | 1701339 | 8404356 | 8 | External works | Labour Effort | Assembly | 2.9592 | Hours | 5 | 44 | 1 | FALSE | 1 | FALSE | 1 | [6 empty] | 50 | B4B5 | 0.16003 | 1.0364e-08 | 0.00086767 | 0.00019902 | 4.9386e-05 | 1.9317e-07 | 2.4643 | 118.4015 | 0.00063597
| Civic Offices | Trees: medium. (Labour - External works (per £ spent)) | 1701339 | 8404356 | 8 | External works | Labour Effort | Assembly | 2.9592 | Hours | 5 | 44 | 1 | FALSE | 1 | FALSE | 1 | [6 empty] | 55 | B4B5 | 0.16003 | 1.0364e-08 | 0.00086767 | 0.00019902 | 4.9386e-05 | 1.9317e-07 | 2.4643 | 118.4015 | 0.00063597
| Civic Offices | Trees: medium. (Labour - External works (per £ spent)) | 1701339 | 8404357 | 8 | External works | Labour Effort | Assembly | 2.9592 | Hours | 20 | 44 | 1 | FALSE | 1 | FALSE | 1 | [6 empty] | 0 | A5 | 0.16003 | 1.0364e-08 | 0.00086767 | 0.00019902 | 4.9386e-05 | 1.9317e-07 | 2.4643 | 118.4015 | 0.00063597
| Civic Offices | Trees: medium. (Labour - External works (per £ spent)) | 1701339 | 8404357 | 8 | External works | Labour Effort | Assembly | 2.9592 | Hours | 20 | 44 | 1 | FALSE | 1 | FALSE | 1 | [6 empty] | 0 | A4 | 0 | 0 | 0 | 0 | 0 | 0 | 0 | 0 | 0
| Civic Offices | Trees: medium. (Labour - External works (per £ spent)) | 1701339 | 8404357 | 8 | External works | Labour Effort | Assembly | 2.9592 | Hours | 20 | 44 | 1 | FALSE | 1 | FALSE | 1 | [6 empty] | 20 | B4B5 | 0.16003 | 1.0364e-08 | 0.00086767 | 0.00019902 | 4.9386e-05 | 1.9317e-07 | 2.4643 | 118.4015 | 0.00063597
| Civic Offices | Trees: medium. (Labour - External works (per £ spent)) | 1701339 | 8404357 | 8 | External works | Labour Effort | Assembly | 2.9592 | Hours | 20 | 44 | 1 | FALSE | 1 | FALSE | 1 | [6 empty] | 40 | B4B5 | 0.16003 | 1.0364e-08 | 0.00086767 | 0.00019902 | 4.9386e-05 | 1.9317e-07 | 2.4643 | 118.4015 | 0.00063597
| Civic Offices | Trees: specimen tree (Labour - External works (per £ spent)) | 1701340 | 8404358 | 8 | External works | Labour Effort | Assembly | 1.644 | Hours | 10 | 44 | 1 | FALSE | 1 | FALSE | 1 | [6 empty] | 0 | A5 | 0.088903 | 5.7578e-09 | 0.00048204 | 0.00011057 | 2.7437e-05 | 1.0732e-07 | 1.3691 | 65.7786 | 0.00035332
| Civic Offices | Trees: specimen tree (Labour - External works (per £ spent)) | 1701340 | 8404358 | 8 | External works | Labour Effort | Assembly | 1.644 | Hours | 10 | 44 | 1 | FALSE | 1 | FALSE | 1 | [6 empty] | 0 | A4 | 0 | 0 | 0 | 0 | 0 | 0 | 0 | 0 | 0
| Civic Offices | Trees: specimen tree (Labour - External works (per £ spent)) | 1701340 | 8404358 | 8 | External works | Labour Effort | Assembly | 1.644 | Hours | 10 | 44 | 1 | FALSE | 1 | FALSE | 1 | [6 empty] | 10 | B4B5 | 0.088903 | 5.7578e-09 | 0.00048204 | 0.00011057 | 2.7437e-05 | 1.0732e-07 | 1.3691 | 65.7786 | 0.00035332
| Civic Offices | Trees: specimen tree (Labour - External works (per £ spent)) | 1701340 | 8404358 | 8 | External works | Labour Effort | Assembly | 1.644 | Hours | 10 | 44 | 1 | FALSE | 1 | FALSE | 1 | [6 empty] | 20 | B4B5 | 0.088903 | 5.7578e-09 | 0.00048204 | 0.00011057 | 2.7437e-05 | 1.0732e-07 | 1.3691 | 65.7786 | 0.00035332
| Civic Offices | Trees: specimen tree (Labour - External works (per £ spent)) | 1701340 | 8404358 | 8 | External works | Labour Effort | Assembly | 1.644 | Hours | 10 | 44 | 1 | FALSE | 1 | FALSE | 1 | [6 empty] | 30 | B4B5 | 0.088903 | 5.7578e-09 | 0.00048204 | 0.00011057 | 2.7437e-05 | 1.0732e-07 | 1.3691 | 65.7786 | 0.00035332
| Civic Offices | Trees: specimen tree (Labour - External works (per £ spent)) | 1701340 | 8404358 | 8 | External works | Labour Effort | Assembly | 1.644 | Hours | 10 | 44 | 1 | FALSE | 1 | FALSE | 1 | [6 empty] | 40 | B4B5 | 0.088903 | 5.7578e-09 | 0.00048204 | 0.00011057 | 2.7437e-05 | 1.0732e-07 | 1.3691 | 65.7786 | 0.00035332
| Civic Offices | Trees: specimen tree (Labour - External works (per £ spent)) | 1701340 | 8404358 | 8 | External works | Labour Effort | Assembly | 1.644 | Hours | 10 | 44 | 1 | FALSE | 1 | FALSE | 1 | [6 empty] | 50 | B4B5 | 0.088903 | 5.7578e-09 | 0.00048204 | 0.00011057 | 2.7437e-05 | 1.0732e-07 | 1.3691 | 65.7786 | 0.00035332
| Civic Offices | Trees: specimen tree (Labour - External works (per £ spent)) | 1701340 | 8404359 | 8 | External works | Labour Effort | Assembly | 9.8641 | Hours | 10 | 44 | 1 | FALSE | 1 | FALSE | 1 | [6 empty] | 0 | A5 | 0.53342 | 3.4547e-08 | 0.0028922 | 0.00066341 | 0.00016462 | 6.4389e-07 | 8.2144 | 582.0895 | 0.0021199
| Civic Offices | Trees: specimen tree (Labour - External works (per £ spent)) | 1701340 | 8404359 | 8 | External works | Labour Effort | Assembly | 9.8641 | Hours | 10 | 44 | 1 | FALSE | 1 | FALSE | 1 | [6 empty] | 0 | A4 | 25.8364 | 4.6422e-06 | 0.084597 | 0.022865 | 0.014432 | 9.0104e-05 | 385.1331 | 58.807 | 0.10632
| Civic Offices | Trees: specimen tree (Labour - External works (per £ spent)) | 1701340 | 8404359 | 8 | External works | Labour Effort | Assembly | 9.8641 | Hours | 10 | 44 | 1 | FALSE | 1 | FALSE | 1 | [6 empty] | 10 | B4B5 | 26.3698 | 4.6767e-06 | 0.087489 | 0.023529 | 0.014597 | 9.0748e-05 | 393.3476 | 640.8965 | 0.10844
| Civic Offices | Trees: specimen tree (Labour - External works (per £ spent)) | 1701340 | 8404359 | 8 | External works | Labour Effort | Assembly | 9.8641 | Hours | 10 | 44 | 1 | FALSE | 1 | FALSE | 1 | [6 empty] | 20 | B4B5 | 26.3698 | 4.6767e-06 | 0.087489 | 0.023529 | 0.014597 | 9.0748e-05 | 393.3476 | 640.8965 | 0.10844
| Civic Offices | Trees: specimen tree (Labour - External works (per £ spent)) | 1701340 | 8404359 | 8 | External works | Labour Effort | Assembly | 9.8641 | Hours | 10 | 44 | 1 | FALSE | 1 | FALSE | 1 | [6 empty] | 30 | B4B5 | 26.3698 | 4.6767e-06 | 0.087489 | 0.023529 | 0.014597 | 9.0748e-05 | 393.3476 | 640.8965 | 0.10844
| Civic Offices | Trees: specimen tree (Labour - External works (per £ spent)) | 1701340 | 8404359 | 8 | External works | Labour Effort | Assembly | 9.8641 | Hours | 10 | 44 | 1 | FALSE | 1 | FALSE | 1 | [6 empty] | 40 | B4B5 | 26.3698 | 4.6767e-06 | 0.087489 | 0.023529 | 0.014597 | 9.0748e-05 | 393.3476 | 640.8965 | 0.10844
| Civic Offices | Trees: specimen tree (Labour - External works (per £ spent)) | 1701340 | 8404359 | 8 | External works | Labour Effort | Assembly | 9.8641 | Hours | 10 | 44 | 1 | FALSE | 1 | FALSE | 1 | [6 empty] | 50 | B4B5 | 26.3698 | 4.6767e-06 | 0.087489 | 0.023529 | 0.014597 | 9.0748e-05 | 393.3476 | 640.8965 | 0.10844
| Civic Offices | Trees: specimen tree (Labour - External works (per £ spent)) | 1701340 | 8404360 | 8 | External works | Labour effort | Assembly | 4.932 | Hours | 5 | 44 | 1 | FALSE | 1 | FALSE | 1 | [6 empty] | 0 | A5 | 0.26671 | 1.7273e-08 | 0.0014461 | 0.00033171 | 8.231e-05 | 3.2195e-07 | 4.1072 | 291.0448 | 0.00106
| Civic Offices | Trees: specimen tree (Labour - External works (per £ spent)) | 1701340 | 8404360 | 8 | External works | Labour effort | Assembly | 4.932 | Hours | 5 | 44 | 1 | FALSE | 1 | FALSE | 1 | [6 empty] | 0 | A4 | 12.9182 | 2.3211e-06 | 0.042299 | 0.011433 | 0.0072161 | 4.5052e-05 | 192.5666 | 29.4035 | 0.05316
| Civic Offices | Trees: specimen tree (Labour - External works (per £ spent)) | 1701340 | 8404360 | 8 | External works | Labour effort | Assembly | 4.932 | Hours | 5 | 44 | 1 | FALSE | 1 | FALSE | 1 | [6 empty] | 5 | B4B5 | 13.1849 | 2.3384e-06 | 0.043745 | 0.011764 | 0.0072984 | 4.5374e-05 | 196.6738 | 320.4483 | 0.05422
| Civic Offices | Trees: specimen tree (Labour - External works (per £ spent)) | 1701340 | 8404360 | 8 | External works | Labour effort | Assembly | 4.932 | Hours | 5 | 44 | 1 | FALSE | 1 | FALSE | 1 | [6 empty] | 10 | B4B5 | 13.1849 | 2.3384e-06 | 0.043745 | 0.011764 | 0.0072984 | 4.5374e-05 | 196.6738 | 320.4483 | 0.05422
| Civic Offices | Trees: specimen tree (Labour - External works (per £ spent)) | 1701340 | 8404360 | 8 | External works | Labour effort | Assembly | 4.932 | Hours | 5 | 44 | 1 | FALSE | 1 | FALSE | 1 | [6 empty] | 15 | B4B5 | 13.1849 | 2.3384e-06 | 0.043745 | 0.011764 | 0.0072984 | 4.5374e-05 | 196.6738 | 320.4483 | 0.05422
| Civic Offices | Trees: specimen tree (Labour - External works (per £ spent)) | 1701340 | 8404360 | 8 | External works | Labour effort | Assembly | 4.932 | Hours | 5 | 44 | 1 | FALSE | 1 | FALSE | 1 | [6 empty] | 20 | B4B5 | 13.1849 | 2.3384e-06 | 0.043745 | 0.011764 | 0.0072984 | 4.5374e-05 | 196.6738 | 320.4483 | 0.05422
| Civic Offices | Trees: specimen tree (Labour - External works (per £ spent)) | 1701340 | 8404360 | 8 | External works | Labour effort | Assembly | 4.932 | Hours | 5 | 44 | 1 | FALSE | 1 | FALSE | 1 | [6 empty] | 25 | B4B5 | 13.1849 | 2.3384e-06 | 0.043745 | 0.011764 | 0.0072984 | 4.5374e-05 | 196.6738 | 320.4483 | 0.05422
| Civic Offices | Trees: specimen tree (Labour - External works (per £ spent)) | 1701340 | 8404360 | 8 | External works | Labour effort | Assembly | 4.932 | Hours | 5 | 44 | 1 | FALSE | 1 | FALSE | 1 | [6 empty] | 30 | B4B5 | 13.1849 | 2.3384e-06 | 0.043745 | 0.011764 | 0.0072984 | 4.5374e-05 | 196.6738 | 320.4483 | 0.05422
| Civic Offices | Trees: specimen tree (Labour - External works (per £ spent)) | 1701340 | 8404360 | 8 | External works | Labour effort | Assembly | 4.932 | Hours | 5 | 44 | 1 | FALSE | 1 | FALSE | 1 | [6 empty] | 35 | B4B5 | 13.1849 | 2.3384e-06 | 0.043745 | 0.011764 | 0.0072984 | 4.5374e-05 | 196.6738 | 320.4483 | 0.05422
| Civic Offices | Trees: specimen tree (Labour - External works (per £ spent)) | 1701340 | 8404360 | 8 | External works | Labour effort | Assembly | 4.932 | Hours | 5 | 44 | 1 | FALSE | 1 | FALSE | 1 | [6 empty] | 40 | B4B5 | 13.1849 | 2.3384e-06 | 0.043745 | 0.011764 | 0.0072984 | 4.5374e-05 | 196.6738 | 320.4483 | 0.05422
| Civic Offices | Trees: specimen tree (Labour - External works (per £ spent)) | 1701340 | 8404360 | 8 | External works | Labour effort | Assembly | 4.932 | Hours | 5 | 44 | 1 | FALSE | 1 | FALSE | 1 | [6 empty] | 45 | B4B5 | 13.1849 | 2.3384e-06 | 0.043745 | 0.011764 | 0.0072984 | 4.5374e-05 | 196.6738 | 320.4483 | 0.05422
| Civic Offices | Trees: specimen tree (Labour - External works (per £ spent)) | 1701340 | 8404360 | 8 | External works | Labour effort | Assembly | 4.932 | Hours | 5 | 44 | 1 | FALSE | 1 | FALSE | 1 | [6 empty] | 50 | B4B5 | 13.1849 | 2.3384e-06 | 0.043745 | 0.011764 | 0.0072984 | 4.5374e-05 | 196.6738 | 320.4483 | 0.05422
| Civic Offices | Trees: specimen tree (Labour - External works (per £ spent)) | 1701340 | 8404360 | 8 | External works | Labour effort | Assembly | 4.932 | Hours | 5 | 44 | 1 | FALSE | 1 | FALSE | 1 | [6 empty] | 55 | B4B5 | 13.1849 | 2.3384e-06 | 0.043745 | 0.011764 | 0.0072984 | 4.5374e-05 | 196.6738 | 320.4483 | 0.05422
| Civic Offices | Trees: specimen tree (Labour - External works (per £ spent)) | 1701340 | 8404361 | 8 | External works | Labour Effort | Assembly | 4.932 | Hours | 20 | 44 | 1 | FALSE | 1 | FALSE | 1 | [6 empty] | 0 | A5 | 0.26671 | 1.7273e-08 | 0.0014461 | 0.00033171 | 8.231e-05 | 3.2195e-07 | 4.1072 | 291.0448 | 0.00106
| Civic Offices | Trees: specimen tree (Labour - External works (per £ spent)) | 1701340 | 8404361 | 8 | External works | Labour Effort | Assembly | 4.932 | Hours | 20 | 44 | 1 | FALSE | 1 | FALSE | 1 | [6 empty] | 0 | A4 | 12.9182 | 2.3211e-06 | 0.042299 | 0.011433 | 0.0072161 | 4.5052e-05 | 192.5666 | 29.4035 | 0.05316
| Civic Offices | Trees: specimen tree (Labour - External works (per £ spent)) | 1701340 | 8404361 | 8 | External works | Labour Effort | Assembly | 4.932 | Hours | 20 | 44 | 1 | FALSE | 1 | FALSE | 1 | [6 empty] | 20 | B4B5 | 13.1849 | 2.3384e-06 | 0.043745 | 0.011764 | 0.0072984 | 4.5374e-05 | 196.6738 | 320.4483 | 0.05422
| Civic Offices | Trees: specimen tree (Labour - External works (per £ spent)) | 1701340 | 8404361 | 8 | External works | Labour Effort | Assembly | 4.932 | Hours | 20 | 44 | 1 | FALSE | 1 | FALSE | 1 | [6 empty] | 40 | B4B5 | 13.1849 | 2.3384e-06 | 0.043745 | 0.011764 | 0.0072984 | 4.5374e-05 | 196.6738 | 320.4483 | 0.05422
| Civic Offices | Trees: specimen tree (Labour - External works (per £ spent)) | 1701340 | 8404362 | 8 | External works | Labour Effort | Assembly | 0.82201 | Hours | 5 | 44 | 1 | FALSE | 1 | FALSE | 1 | [6 empty] | 0 | A5 | 0.044451 | 2.8789e-09 | 0.00024102 | 5.5284e-05 | 1.3718e-05 | 5.3658e-08 | 0.68453 | 32.8893 | 0.00017666
| Civic Offices | Trees: specimen tree (Labour - External works (per £ spent)) | 1701340 | 8404362 | 8 | External works | Labour Effort | Assembly | 0.82201 | Hours | 5 | 44 | 1 | FALSE | 1 | FALSE | 1 | [6 empty] | 0 | A4 | 0 | 0 | 0 | 0 | 0 | 0 | 0 | 0 | 0
| Civic Offices | Trees: specimen tree (Labour - External works (per £ spent)) | 1701340 | 8404362 | 8 | External works | Labour Effort | Assembly | 0.82201 | Hours | 5 | 44 | 1 | FALSE | 1 | FALSE | 1 | [6 empty] | 5 | B4B5 | 0.044451 | 2.8789e-09 | 0.00024102 | 5.5284e-05 | 1.3718e-05 | 5.3658e-08 | 0.68453 | 32.8893 | 0.00017666
| Civic Offices | Trees: specimen tree (Labour - External works (per £ spent)) | 1701340 | 8404362 | 8 | External works | Labour Effort | Assembly | 0.82201 | Hours | 5 | 44 | 1 | FALSE | 1 | FALSE | 1 | [6 empty] | 10 | B4B5 | 0.044451 | 2.8789e-09 | 0.00024102 | 5.5284e-05 | 1.3718e-05 | 5.3658e-08 | 0.68453 | 32.8893 | 0.00017666
| Civic Offices | Trees: specimen tree (Labour - External works (per £ spent)) | 1701340 | 8404362 | 8 | External works | Labour Effort | Assembly | 0.82201 | Hours | 5 | 44 | 1 | FALSE | 1 | FALSE | 1 | [6 empty] | 15 | B4B5 | 0.044451 | 2.8789e-09 | 0.00024102 | 5.5284e-05 | 1.3718e-05 | 5.3658e-08 | 0.68453 | 32.8893 | 0.00017666
| Civic Offices | Trees: specimen tree (Labour - External works (per £ spent)) | 1701340 | 8404362 | 8 | External works | Labour Effort | Assembly | 0.82201 | Hours | 5 | 44 | 1 | FALSE | 1 | FALSE | 1 | [6 empty] | 20 | B4B5 | 0.044451 | 2.8789e-09 | 0.00024102 | 5.5284e-05 | 1.3718e-05 | 5.3658e-08 | 0.68453 | 32.8893 | 0.00017666
| Civic Offices | Trees: specimen tree (Labour - External works (per £ spent)) | 1701340 | 8404362 | 8 | External works | Labour Effort | Assembly | 0.82201 | Hours | 5 | 44 | 1 | FALSE | 1 | FALSE | 1 | [6 empty] | 25 | B4B5 | 0.044451 | 2.8789e-09 | 0.00024102 | 5.5284e-05 | 1.3718e-05 | 5.3658e-08 | 0.68453 | 32.8893 | 0.00017666
| Civic Offices | Trees: specimen tree (Labour - External works (per £ spent)) | 1701340 | 8404362 | 8 | External works | Labour Effort | Assembly | 0.82201 | Hours | 5 | 44 | 1 | FALSE | 1 | FALSE | 1 | [6 empty] | 30 | B4B5 | 0.044451 | 2.8789e-09 | 0.00024102 | 5.5284e-05 | 1.3718e-05 | 5.3658e-08 | 0.68453 | 32.8893 | 0.00017666
| Civic Offices | Trees: specimen tree (Labour - External works (per £ spent)) | 1701340 | 8404362 | 8 | External works | Labour Effort | Assembly | 0.82201 | Hours | 5 | 44 | 1 | FALSE | 1 | FALSE | 1 | [6 empty] | 35 | B4B5 | 0.044451 | 2.8789e-09 | 0.00024102 | 5.5284e-05 | 1.3718e-05 | 5.3658e-08 | 0.68453 | 32.8893 | 0.00017666
| Civic Offices | Trees: specimen tree (Labour - External works (per £ spent)) | 1701340 | 8404362 | 8 | External works | Labour Effort | Assembly | 0.82201 | Hours | 5 | 44 | 1 | FALSE | 1 | FALSE | 1 | [6 empty] | 40 | B4B5 | 0.044451 | 2.8789e-09 | 0.00024102 | 5.5284e-05 | 1.3718e-05 | 5.3658e-08 | 0.68453 | 32.8893 | 0.00017666
| Civic Offices | Trees: specimen tree (Labour - External works (per £ spent)) | 1701340 | 8404362 | 8 | External works | Labour Effort | Assembly | 0.82201 | Hours | 5 | 44 | 1 | FALSE | 1 | FALSE | 1 | [6 empty] | 45 | B4B5 | 0.044451 | 2.8789e-09 | 0.00024102 | 5.5284e-05 | 1.3718e-05 | 5.3658e-08 | 0.68453 | 32.8893 | 0.00017666
| Civic Offices | Trees: specimen tree (Labour - External works (per £ spent)) | 1701340 | 8404362 | 8 | External works | Labour Effort | Assembly | 0.82201 | Hours | 5 | 44 | 1 | FALSE | 1 | FALSE | 1 | [6 empty] | 50 | B4B5 | 0.044451 | 2.8789e-09 | 0.00024102 | 5.5284e-05 | 1.3718e-05 | 5.3658e-08 | 0.68453 | 32.8893 | 0.00017666
| Civic Offices | Trees: specimen tree (Labour - External works (per £ spent)) | 1701340 | 8404362 | 8 | External works | Labour Effort | Assembly | 0.82201 | Hours | 5 | 44 | 1 | FALSE | 1 | FALSE | 1 | [6 empty] | 55 | B4B5 | 0.044451 | 2.8789e-09 | 0.00024102 | 5.5284e-05 | 1.3718e-05 | 5.3658e-08 | 0.68453 | 32.8893 | 0.00017666
| Civic Offices | Trees: specimen tree (Labour - External works (per £ spent)) | 1701340 | 8404363 | 8 | External works | Labour Effort | Assembly | 0.82201 | Hours | 20 | 44 | 1 | FALSE | 1 | FALSE | 1 | [6 empty] | 0 | A5 | 0.044451 | 2.8789e-09 | 0.00024102 | 5.5284e-05 | 1.3718e-05 | 5.3658e-08 | 0.68453 | 32.8893 | 0.00017666
| Civic Offices | Trees: specimen tree (Labour - External works (per £ spent)) | 1701340 | 8404363 | 8 | External works | Labour Effort | Assembly | 0.82201 | Hours | 20 | 44 | 1 | FALSE | 1 | FALSE | 1 | [6 empty] | 0 | A4 | 0 | 0 | 0 | 0 | 0 | 0 | 0 | 0 | 0
| Civic Offices | Trees: specimen tree (Labour - External works (per £ spent)) | 1701340 | 8404363 | 8 | External works | Labour Effort | Assembly | 0.82201 | Hours | 20 | 44 | 1 | FALSE | 1 | FALSE | 1 | [6 empty] | 20 | B4B5 | 0.044451 | 2.8789e-09 | 0.00024102 | 5.5284e-05 | 1.3718e-05 | 5.3658e-08 | 0.68453 | 32.8893 | 0.00017666
| Civic Offices | Trees: specimen tree (Labour - External works (per £ spent)) | 1701340 | 8404363 | 8 | External works | Labour Effort | Assembly | 0.82201 | Hours | 20 | 44 | 1 | FALSE | 1 | FALSE | 1 | [6 empty] | 40 | B4B5 | 0.044451 | 2.8789e-09 | 0.00024102 | 5.5284e-05 | 1.3718e-05 | 5.3658e-08 | 0.68453 | 32.8893 | 0.00017666
| Civic Offices | Trees: small. (Labour - External works (per £ spent)) | 1701341 | 8404364 | 8 | External works | Labour Effort | Assembly | 3.5072 | Hours | 10 | 44 | 1 | FALSE | 1 | FALSE | 1 | [6 empty] | 0 | A5 | 0.18966 | 1.2283e-08 | 0.0010284 | 0.00023588 | 5.8532e-05 | 2.2894e-07 | 2.9207 | 140.3277 | 0.00075375
| Civic Offices | Trees: small. (Labour - External works (per £ spent)) | 1701341 | 8404364 | 8 | External works | Labour Effort | Assembly | 3.5072 | Hours | 10 | 44 | 1 | FALSE | 1 | FALSE | 1 | [6 empty] | 0 | A4 | 0 | 0 | 0 | 0 | 0 | 0 | 0 | 0 | 0
| Civic Offices | Trees: small. (Labour - External works (per £ spent)) | 1701341 | 8404364 | 8 | External works | Labour Effort | Assembly | 3.5072 | Hours | 10 | 44 | 1 | FALSE | 1 | FALSE | 1 | [6 empty] | 10 | B4B5 | 0.18966 | 1.2283e-08 | 0.0010284 | 0.00023588 | 5.8532e-05 | 2.2894e-07 | 2.9207 | 140.3277 | 0.00075375
| Civic Offices | Trees: small. (Labour - External works (per £ spent)) | 1701341 | 8404364 | 8 | External works | Labour Effort | Assembly | 3.5072 | Hours | 10 | 44 | 1 | FALSE | 1 | FALSE | 1 | [6 empty] | 20 | B4B5 | 0.18966 | 1.2283e-08 | 0.0010284 | 0.00023588 | 5.8532e-05 | 2.2894e-07 | 2.9207 | 140.3277 | 0.00075375
| Civic Offices | Trees: small. (Labour - External works (per £ spent)) | 1701341 | 8404364 | 8 | External works | Labour Effort | Assembly | 3.5072 | Hours | 10 | 44 | 1 | FALSE | 1 | FALSE | 1 | [6 empty] | 30 | B4B5 | 0.18966 | 1.2283e-08 | 0.0010284 | 0.00023588 | 5.8532e-05 | 2.2894e-07 | 2.9207 | 140.3277 | 0.00075375
| Civic Offices | Trees: small. (Labour - External works (per £ spent)) | 1701341 | 8404364 | 8 | External works | Labour Effort | Assembly | 3.5072 | Hours | 10 | 44 | 1 | FALSE | 1 | FALSE | 1 | [6 empty] | 40 | B4B5 | 0.18966 | 1.2283e-08 | 0.0010284 | 0.00023588 | 5.8532e-05 | 2.2894e-07 | 2.9207 | 140.3277 | 0.00075375
| Civic Offices | Trees: small. (Labour - External works (per £ spent)) | 1701341 | 8404364 | 8 | External works | Labour Effort | Assembly | 3.5072 | Hours | 10 | 44 | 1 | FALSE | 1 | FALSE | 1 | [6 empty] | 50 | B4B5 | 0.18966 | 1.2283e-08 | 0.0010284 | 0.00023588 | 5.8532e-05 | 2.2894e-07 | 2.9207 | 140.3277 | 0.00075375
| Civic Offices | Trees: small. (Labour - External works (per £ spent)) | 1701341 | 8404365 | 8 | External works | Labour Effort | Assembly | 21.0434 | Hours | 10 | 44 | 1 | FALSE | 1 | FALSE | 1 | [6 empty] | 0 | A5 | 1.138 | 7.3699e-08 | 0.0061701 | 0.0014153 | 0.00035119 | 1.3736e-06 | 17.5241 | 1241.791 | 0.0045225
| Civic Offices | Trees: small. (Labour - External works (per £ spent)) | 1701341 | 8404365 | 8 | External works | Labour Effort | Assembly | 21.0434 | Hours | 10 | 44 | 1 | FALSE | 1 | FALSE | 1 | [6 empty] | 0 | A4 | 38.7546 | 6.9633e-06 | 0.1269 | 0.034298 | 0.021648 | 0.00013516 | 577.6997 | 88.2105 | 0.15948
| Civic Offices | Trees: small. (Labour - External works (per £ spent)) | 1701341 | 8404365 | 8 | External works | Labour Effort | Assembly | 21.0434 | Hours | 10 | 44 | 1 | FALSE | 1 | FALSE | 1 | [6 empty] | 10 | B4B5 | 39.8925 | 7.037e-06 | 0.13307 | 0.035713 | 0.021999 | 0.00013653 | 595.2238 | 1330.0015 | 0.164
| Civic Offices | Trees: small. (Labour - External works (per £ spent)) | 1701341 | 8404365 | 8 | External works | Labour Effort | Assembly | 21.0434 | Hours | 10 | 44 | 1 | FALSE | 1 | FALSE | 1 | [6 empty] | 20 | B4B5 | 39.8925 | 7.037e-06 | 0.13307 | 0.035713 | 0.021999 | 0.00013653 | 595.2238 | 1330.0015 | 0.164
| Civic Offices | Trees: small. (Labour - External works (per £ spent)) | 1701341 | 8404365 | 8 | External works | Labour Effort | Assembly | 21.0434 | Hours | 10 | 44 | 1 | FALSE | 1 | FALSE | 1 | [6 empty] | 30 | B4B5 | 39.8925 | 7.037e-06 | 0.13307 | 0.035713 | 0.021999 | 0.00013653 | 595.2238 | 1330.0015 | 0.164
| Civic Offices | Trees: small. (Labour - External works (per £ spent)) | 1701341 | 8404365 | 8 | External works | Labour Effort | Assembly | 21.0434 | Hours | 10 | 44 | 1 | FALSE | 1 | FALSE | 1 | [6 empty] | 40 | B4B5 | 39.8925 | 7.037e-06 | 0.13307 | 0.035713 | 0.021999 | 0.00013653 | 595.2238 | 1330.0015 | 0.164
| Civic Offices | Trees: small. (Labour - External works (per £ spent)) | 1701341 | 8404365 | 8 | External works | Labour Effort | Assembly | 21.0434 | Hours | 10 | 44 | 1 | FALSE | 1 | FALSE | 1 | [6 empty] | 50 | B4B5 | 39.8925 | 7.037e-06 | 0.13307 | 0.035713 | 0.021999 | 0.00013653 | 595.2238 | 1330.0015 | 0.164
| Civic Offices | Trees: small. (Labour - External works (per £ spent)) | 1701341 | 8404366 | 8 | External works | Labour effort | Assembly | 10.5217 | Hours | 5 | 44 | 1 | FALSE | 1 | FALSE | 1 | [6 empty] | 0 | A5 | 0.56898 | 3.685e-08 | 0.0030851 | 0.00070764 | 0.00017559 | 6.8682e-07 | 8.762 | 620.8955 | 0.0022612
| Civic Offices | Trees: small. (Labour - External works (per £ spent)) | 1701341 | 8404366 | 8 | External works | Labour effort | Assembly | 10.5217 | Hours | 5 | 44 | 1 | FALSE | 1 | FALSE | 1 | [6 empty] | 0 | A4 | 25.8364 | 4.6422e-06 | 0.084597 | 0.022865 | 0.014432 | 9.0104e-05 | 385.1331 | 58.807 | 0.10632
| Civic Offices | Trees: small. (Labour - External works (per £ spent)) | 1701341 | 8404366 | 8 | External works | Labour effort | Assembly | 10.5217 | Hours | 5 | 44 | 1 | FALSE | 1 | FALSE | 1 | [6 empty] | 5 | B4B5 | 26.4054 | 4.679e-06 | 0.087682 | 0.023573 | 0.014608 | 9.0791e-05 | 393.8952 | 679.7025 | 0.10858
| Civic Offices | Trees: small. (Labour - External works (per £ spent)) | 1701341 | 8404366 | 8 | External works | Labour effort | Assembly | 10.5217 | Hours | 5 | 44 | 1 | FALSE | 1 | FALSE | 1 | [6 empty] | 10 | B4B5 | 26.4054 | 4.679e-06 | 0.087682 | 0.023573 | 0.014608 | 9.0791e-05 | 393.8952 | 679.7025 | 0.10858
| Civic Offices | Trees: small. (Labour - External works (per £ spent)) | 1701341 | 8404366 | 8 | External works | Labour effort | Assembly | 10.5217 | Hours | 5 | 44 | 1 | FALSE | 1 | FALSE | 1 | [6 empty] | 15 | B4B5 | 26.4054 | 4.679e-06 | 0.087682 | 0.023573 | 0.014608 | 9.0791e-05 | 393.8952 | 679.7025 | 0.10858
| Civic Offices | Trees: small. (Labour - External works (per £ spent)) | 1701341 | 8404366 | 8 | External works | Labour effort | Assembly | 10.5217 | Hours | 5 | 44 | 1 | FALSE | 1 | FALSE | 1 | [6 empty] | 20 | B4B5 | 26.4054 | 4.679e-06 | 0.087682 | 0.023573 | 0.014608 | 9.0791e-05 | 393.8952 | 679.7025 | 0.10858
| Civic Offices | Trees: small. (Labour - External works (per £ spent)) | 1701341 | 8404366 | 8 | External works | Labour effort | Assembly | 10.5217 | Hours | 5 | 44 | 1 | FALSE | 1 | FALSE | 1 | [6 empty] | 25 | B4B5 | 26.4054 | 4.679e-06 | 0.087682 | 0.023573 | 0.014608 | 9.0791e-05 | 393.8952 | 679.7025 | 0.10858
| Civic Offices | Trees: small. (Labour - External works (per £ spent)) | 1701341 | 8404366 | 8 | External works | Labour effort | Assembly | 10.5217 | Hours | 5 | 44 | 1 | FALSE | 1 | FALSE | 1 | [6 empty] | 30 | B4B5 | 26.4054 | 4.679e-06 | 0.087682 | 0.023573 | 0.014608 | 9.0791e-05 | 393.8952 | 679.7025 | 0.10858
| Civic Offices | Trees: small. (Labour - External works (per £ spent)) | 1701341 | 8404366 | 8 | External works | Labour effort | Assembly | 10.5217 | Hours | 5 | 44 | 1 | FALSE | 1 | FALSE | 1 | [6 empty] | 35 | B4B5 | 26.4054 | 4.679e-06 | 0.087682 | 0.023573 | 0.014608 | 9.0791e-05 | 393.8952 | 679.7025 | 0.10858
| Civic Offices | Trees: small. (Labour - External works (per £ spent)) | 1701341 | 8404366 | 8 | External works | Labour effort | Assembly | 10.5217 | Hours | 5 | 44 | 1 | FALSE | 1 | FALSE | 1 | [6 empty] | 40 | B4B5 | 26.4054 | 4.679e-06 | 0.087682 | 0.023573 | 0.014608 | 9.0791e-05 | 393.8952 | 679.7025 | 0.10858
| Civic Offices | Trees: small. (Labour - External works (per £ spent)) | 1701341 | 8404366 | 8 | External works | Labour effort | Assembly | 10.5217 | Hours | 5 | 44 | 1 | FALSE | 1 | FALSE | 1 | [6 empty] | 45 | B4B5 | 26.4054 | 4.679e-06 | 0.087682 | 0.023573 | 0.014608 | 9.0791e-05 | 393.8952 | 679.7025 | 0.10858
| Civic Offices | Trees: small. (Labour - External works (per £ spent)) | 1701341 | 8404366 | 8 | External works | Labour effort | Assembly | 10.5217 | Hours | 5 | 44 | 1 | FALSE | 1 | FALSE | 1 | [6 empty] | 50 | B4B5 | 26.4054 | 4.679e-06 | 0.087682 | 0.023573 | 0.014608 | 9.0791e-05 | 393.8952 | 679.7025 | 0.10858
| Civic Offices | Trees: small. (Labour - External works (per £ spent)) | 1701341 | 8404366 | 8 | External works | Labour effort | Assembly | 10.5217 | Hours | 5 | 44 | 1 | FALSE | 1 | FALSE | 1 | [6 empty] | 55 | B4B5 | 26.4054 | 4.679e-06 | 0.087682 | 0.023573 | 0.014608 | 9.0791e-05 | 393.8952 | 679.7025 | 0.10858
| Civic Offices | Trees: small. (Labour - External works (per £ spent)) | 1701341 | 8404367 | 8 | External works | Labour Effort | Assembly | 10.5217 | Hours | 20 | 44 | 1 | FALSE | 1 | FALSE | 1 | [6 empty] | 0 | A5 | 0.56898 | 3.685e-08 | 0.0030851 | 0.00070764 | 0.00017559 | 6.8682e-07 | 8.762 | 620.8955 | 0.0022612
| Civic Offices | Trees: small. (Labour - External works (per £ spent)) | 1701341 | 8404367 | 8 | External works | Labour Effort | Assembly | 10.5217 | Hours | 20 | 44 | 1 | FALSE | 1 | FALSE | 1 | [6 empty] | 0 | A4 | 25.8364 | 4.6422e-06 | 0.084597 | 0.022865 | 0.014432 | 9.0104e-05 | 385.1331 | 58.807 | 0.10632
| Civic Offices | Trees: small. (Labour - External works (per £ spent)) | 1701341 | 8404367 | 8 | External works | Labour Effort | Assembly | 10.5217 | Hours | 20 | 44 | 1 | FALSE | 1 | FALSE | 1 | [6 empty] | 20 | B4B5 | 26.4054 | 4.679e-06 | 0.087682 | 0.023573 | 0.014608 | 9.0791e-05 | 393.8952 | 679.7025 | 0.10858
| Civic Offices | Trees: small. (Labour - External works (per £ spent)) | 1701341 | 8404367 | 8 | External works | Labour Effort | Assembly | 10.5217 | Hours | 20 | 44 | 1 | FALSE | 1 | FALSE | 1 | [6 empty] | 40 | B4B5 | 26.4054 | 4.679e-06 | 0.087682 | 0.023573 | 0.014608 | 9.0791e-05 | 393.8952 | 679.7025 | 0.10858
| Civic Offices | Trees: small. (Labour - External works (per £ spent)) | 1701341 | 8404368 | 8 | External works | Labour Effort | Assembly | 1.7536 | Hours | 5 | 44 | 1 | FALSE | 1 | FALSE | 1 | [6 empty] | 0 | A5 | 0.09483 | 6.1416e-09 | 0.00051418 | 0.00011794 | 2.9266e-05 | 1.1447e-07 | 1.4603 | 70.1639 | 0.00037687
| Civic Offices | Trees: small. (Labour - External works (per £ spent)) | 1701341 | 8404368 | 8 | External works | Labour Effort | Assembly | 1.7536 | Hours | 5 | 44 | 1 | FALSE | 1 | FALSE | 1 | [6 empty] | 0 | A4 | 0 | 0 | 0 | 0 | 0 | 0 | 0 | 0 | 0
| Civic Offices | Trees: small. (Labour - External works (per £ spent)) | 1701341 | 8404368 | 8 | External works | Labour Effort | Assembly | 1.7536 | Hours | 5 | 44 | 1 | FALSE | 1 | FALSE | 1 | [6 empty] | 5 | B4B5 | 0.09483 | 6.1416e-09 | 0.00051418 | 0.00011794 | 2.9266e-05 | 1.1447e-07 | 1.4603 | 70.1639 | 0.00037687
| Civic Offices | Trees: small. (Labour - External works (per £ spent)) | 1701341 | 8404368 | 8 | External works | Labour Effort | Assembly | 1.7536 | Hours | 5 | 44 | 1 | FALSE | 1 | FALSE | 1 | [6 empty] | 10 | B4B5 | 0.09483 | 6.1416e-09 | 0.00051418 | 0.00011794 | 2.9266e-05 | 1.1447e-07 | 1.4603 | 70.1639 | 0.00037687
| Civic Offices | Trees: small. (Labour - External works (per £ spent)) | 1701341 | 8404368 | 8 | External works | Labour Effort | Assembly | 1.7536 | Hours | 5 | 44 | 1 | FALSE | 1 | FALSE | 1 | [6 empty] | 15 | B4B5 | 0.09483 | 6.1416e-09 | 0.00051418 | 0.00011794 | 2.9266e-05 | 1.1447e-07 | 1.4603 | 70.1639 | 0.00037687
| Civic Offices | Trees: small. (Labour - External works (per £ spent)) | 1701341 | 8404368 | 8 | External works | Labour Effort | Assembly | 1.7536 | Hours | 5 | 44 | 1 | FALSE | 1 | FALSE | 1 | [6 empty] | 20 | B4B5 | 0.09483 | 6.1416e-09 | 0.00051418 | 0.00011794 | 2.9266e-05 | 1.1447e-07 | 1.4603 | 70.1639 | 0.00037687
| Civic Offices | Trees: small. (Labour - External works (per £ spent)) | 1701341 | 8404368 | 8 | External works | Labour Effort | Assembly | 1.7536 | Hours | 5 | 44 | 1 | FALSE | 1 | FALSE | 1 | [6 empty] | 25 | B4B5 | 0.09483 | 6.1416e-09 | 0.00051418 | 0.00011794 | 2.9266e-05 | 1.1447e-07 | 1.4603 | 70.1639 | 0.00037687
| Civic Offices | Trees: small. (Labour - External works (per £ spent)) | 1701341 | 8404368 | 8 | External works | Labour Effort | Assembly | 1.7536 | Hours | 5 | 44 | 1 | FALSE | 1 | FALSE | 1 | [6 empty] | 30 | B4B5 | 0.09483 | 6.1416e-09 | 0.00051418 | 0.00011794 | 2.9266e-05 | 1.1447e-07 | 1.4603 | 70.1639 | 0.00037687
| Civic Offices | Trees: small. (Labour - External works (per £ spent)) | 1701341 | 8404368 | 8 | External works | Labour Effort | Assembly | 1.7536 | Hours | 5 | 44 | 1 | FALSE | 1 | FALSE | 1 | [6 empty] | 35 | B4B5 | 0.09483 | 6.1416e-09 | 0.00051418 | 0.00011794 | 2.9266e-05 | 1.1447e-07 | 1.4603 | 70.1639 | 0.00037687
| Civic Offices | Trees: small. (Labour - External works (per £ spent)) | 1701341 | 8404368 | 8 | External works | Labour Effort | Assembly | 1.7536 | Hours | 5 | 44 | 1 | FALSE | 1 | FALSE | 1 | [6 empty] | 40 | B4B5 | 0.09483 | 6.1416e-09 | 0.00051418 | 0.00011794 | 2.9266e-05 | 1.1447e-07 | 1.4603 | 70.1639 | 0.00037687
| Civic Offices | Trees: small. (Labour - External works (per £ spent)) | 1701341 | 8404368 | 8 | External works | Labour Effort | Assembly | 1.7536 | Hours | 5 | 44 | 1 | FALSE | 1 | FALSE | 1 | [6 empty] | 45 | B4B5 | 0.09483 | 6.1416e-09 | 0.00051418 | 0.00011794 | 2.9266e-05 | 1.1447e-07 | 1.4603 | 70.1639 | 0.00037687
| Civic Offices | Trees: small. (Labour - External works (per £ spent)) | 1701341 | 8404368 | 8 | External works | Labour Effort | Assembly | 1.7536 | Hours | 5 | 44 | 1 | FALSE | 1 | FALSE | 1 | [6 empty] | 50 | B4B5 | 0.09483 | 6.1416e-09 | 0.00051418 | 0.00011794 | 2.9266e-05 | 1.1447e-07 | 1.4603 | 70.1639 | 0.00037687
| Civic Offices | Trees: small. (Labour - External works (per £ spent)) | 1701341 | 8404368 | 8 | External works | Labour Effort | Assembly | 1.7536 | Hours | 5 | 44 | 1 | FALSE | 1 | FALSE | 1 | [6 empty] | 55 | B4B5 | 0.09483 | 6.1416e-09 | 0.00051418 | 0.00011794 | 2.9266e-05 | 1.1447e-07 | 1.4603 | 70.1639 | 0.00037687
| Civic Offices | Trees: small. (Labour - External works (per £ spent)) | 1701341 | 8404369 | 8 | External works | Labour Effort | Assembly | 1.7536 | Hours | 20 | 44 | 1 | FALSE | 1 | FALSE | 1 | [6 empty] | 0 | A5 | 0.09483 | 6.1416e-09 | 0.00051418 | 0.00011794 | 2.9266e-05 | 1.1447e-07 | 1.4603 | 70.1639 | 0.00037687
| Civic Offices | Trees: small. (Labour - External works (per £ spent)) | 1701341 | 8404369 | 8 | External works | Labour Effort | Assembly | 1.7536 | Hours | 20 | 44 | 1 | FALSE | 1 | FALSE | 1 | [6 empty] | 0 | A4 | 0 | 0 | 0 | 0 | 0 | 0 | 0 | 0 | 0
| Civic Offices | Trees: small. (Labour - External works (per £ spent)) | 1701341 | 8404369 | 8 | External works | Labour Effort | Assembly | 1.7536 | Hours | 20 | 44 | 1 | FALSE | 1 | FALSE | 1 | [6 empty] | 20 | B4B5 | 0.09483 | 6.1416e-09 | 0.00051418 | 0.00011794 | 2.9266e-05 | 1.1447e-07 | 1.4603 | 70.1639 | 0.00037687
| Civic Offices | Trees: small. (Labour - External works (per £ spent)) | 1701341 | 8404369 | 8 | External works | Labour Effort | Assembly | 1.7536 | Hours | 20 | 44 | 1 | FALSE | 1 | FALSE | 1 | [6 empty] | 40 | B4B5 | 0.09483 | 6.1416e-09 | 0.00051418 | 0.00011794 | 2.9266e-05 | 1.1447e-07 | 1.4603 | 70.1639 | 0.00037687
| Civic Offices | Planting for Woodland planting: Shrubs. (Labour - External works (per £ spent)) | 1701342 | 8404370 | 8 | External works | Labour Effort | Assembly | 4.8488 | Hours | 10 | 44 | 1 | FALSE | 1 | FALSE | 1 | [6 empty] | 0 | A5 | 0.2622 | 1.6982e-08 | 0.0014217 | 0.0003261 | 8.092e-05 | 3.1651e-07 | 4.0378 | 194.0031 | 0.0010421
| Civic Offices | Planting for Woodland planting: Shrubs. (Labour - External works (per £ spent)) | 1701342 | 8404370 | 8 | External works | Labour Effort | Assembly | 4.8488 | Hours | 10 | 44 | 1 | FALSE | 1 | FALSE | 1 | [6 empty] | 0 | A4 | 0 | 0 | 0 | 0 | 0 | 0 | 0 | 0 | 0
| Civic Offices | Planting for Woodland planting: Shrubs. (Labour - External works (per £ spent)) | 1701342 | 8404370 | 8 | External works | Labour Effort | Assembly | 4.8488 | Hours | 10 | 44 | 1 | FALSE | 1 | FALSE | 1 | [6 empty] | 10 | B4B5 | 0.2622 | 1.6982e-08 | 0.0014217 | 0.0003261 | 8.092e-05 | 3.1651e-07 | 4.0378 | 194.0031 | 0.0010421
| Civic Offices | Planting for Woodland planting: Shrubs. (Labour - External works (per £ spent)) | 1701342 | 8404370 | 8 | External works | Labour Effort | Assembly | 4.8488 | Hours | 10 | 44 | 1 | FALSE | 1 | FALSE | 1 | [6 empty] | 20 | B4B5 | 0.2622 | 1.6982e-08 | 0.0014217 | 0.0003261 | 8.092e-05 | 3.1651e-07 | 4.0378 | 194.0031 | 0.0010421
| Civic Offices | Planting for Woodland planting: Shrubs. (Labour - External works (per £ spent)) | 1701342 | 8404370 | 8 | External works | Labour Effort | Assembly | 4.8488 | Hours | 10 | 44 | 1 | FALSE | 1 | FALSE | 1 | [6 empty] | 30 | B4B5 | 0.2622 | 1.6982e-08 | 0.0014217 | 0.0003261 | 8.092e-05 | 3.1651e-07 | 4.0378 | 194.0031 | 0.0010421
| Civic Offices | Planting for Woodland planting: Shrubs. (Labour - External works (per £ spent)) | 1701342 | 8404370 | 8 | External works | Labour Effort | Assembly | 4.8488 | Hours | 10 | 44 | 1 | FALSE | 1 | FALSE | 1 | [6 empty] | 40 | B4B5 | 0.2622 | 1.6982e-08 | 0.0014217 | 0.0003261 | 8.092e-05 | 3.1651e-07 | 4.0378 | 194.0031 | 0.0010421
| Civic Offices | Planting for Woodland planting: Shrubs. (Labour - External works (per £ spent)) | 1701342 | 8404370 | 8 | External works | Labour Effort | Assembly | 4.8488 | Hours | 10 | 44 | 1 | FALSE | 1 | FALSE | 1 | [6 empty] | 50 | B4B5 | 0.2622 | 1.6982e-08 | 0.0014217 | 0.0003261 | 8.092e-05 | 3.1651e-07 | 4.0378 | 194.0031 | 0.0010421
| Civic Offices | Planting for Woodland planting: Shrubs. (Labour - External works (per £ spent)) | 1701342 | 8404371 | 8 | External works | Labour Effort | Assembly | 29.0925 | Hours | 10 | 44 | 1 | FALSE | 1 | FALSE | 1 | [6 empty] | 0 | A5 | 1.5732 | 1.0189e-07 | 0.0085302 | 0.0019566 | 0.00048552 | 1.899e-06 | 24.227 | 1716.776 | 0.0062523
| Civic Offices | Planting for Woodland planting: Shrubs. (Labour - External works (per £ spent)) | 1701342 | 8404371 | 8 | External works | Labour Effort | Assembly | 29.0925 | Hours | 10 | 44 | 1 | FALSE | 1 | FALSE | 1 | [6 empty] | 0 | A4 | 51.6727 | 9.2843e-06 | 0.16919 | 0.045731 | 0.028864 | 0.00018021 | 770.2663 | 117.614 | 0.21264
| Civic Offices | Planting for Woodland planting: Shrubs. (Labour - External works (per £ spent)) | 1701342 | 8404371 | 8 | External works | Labour Effort | Assembly | 29.0925 | Hours | 10 | 44 | 1 | FALSE | 1 | FALSE | 1 | [6 empty] | 10 | B4B5 | 53.246 | 9.3862e-06 | 0.17772 | 0.047687 | 0.02935 | 0.00018211 | 794.4933 | 1834.39 | 0.21889
| Civic Offices | Planting for Woodland planting: Shrubs. (Labour - External works (per £ spent)) | 1701342 | 8404371 | 8 | External works | Labour Effort | Assembly | 29.0925 | Hours | 10 | 44 | 1 | FALSE | 1 | FALSE | 1 | [6 empty] | 20 | B4B5 | 53.246 | 9.3862e-06 | 0.17772 | 0.047687 | 0.02935 | 0.00018211 | 794.4933 | 1834.39 | 0.21889
| Civic Offices | Planting for Woodland planting: Shrubs. (Labour - External works (per £ spent)) | 1701342 | 8404371 | 8 | External works | Labour Effort | Assembly | 29.0925 | Hours | 10 | 44 | 1 | FALSE | 1 | FALSE | 1 | [6 empty] | 30 | B4B5 | 53.246 | 9.3862e-06 | 0.17772 | 0.047687 | 0.02935 | 0.00018211 | 794.4933 | 1834.39 | 0.21889
| Civic Offices | Planting for Woodland planting: Shrubs. (Labour - External works (per £ spent)) | 1701342 | 8404371 | 8 | External works | Labour Effort | Assembly | 29.0925 | Hours | 10 | 44 | 1 | FALSE | 1 | FALSE | 1 | [6 empty] | 40 | B4B5 | 53.246 | 9.3862e-06 | 0.17772 | 0.047687 | 0.02935 | 0.00018211 | 794.4933 | 1834.39 | 0.21889
| Civic Offices | Planting for Woodland planting: Shrubs. (Labour - External works (per £ spent)) | 1701342 | 8404371 | 8 | External works | Labour Effort | Assembly | 29.0925 | Hours | 10 | 44 | 1 | FALSE | 1 | FALSE | 1 | [6 empty] | 50 | B4B5 | 53.246 | 9.3862e-06 | 0.17772 | 0.047687 | 0.02935 | 0.00018211 | 794.4933 | 1834.39 | 0.21889
| Civic Offices | Planting for Woodland planting: Shrubs. (Labour - External works (per £ spent)) | 1701342 | 8404372 | 8 | External works | Labour effort | Assembly | 14.5463 | Hours | 5 | 44 | 1 | FALSE | 1 | FALSE | 1 | [6 empty] | 0 | A5 | 0.78661 | 5.0945e-08 | 0.0042651 | 0.00097831 | 0.00024276 | 9.4952e-07 | 12.1135 | 858.388 | 0.0031262
| Civic Offices | Planting for Woodland planting: Shrubs. (Labour - External works (per £ spent)) | 1701342 | 8404372 | 8 | External works | Labour effort | Assembly | 14.5463 | Hours | 5 | 44 | 1 | FALSE | 1 | FALSE | 1 | [6 empty] | 0 | A4 | 25.8364 | 4.6422e-06 | 0.084597 | 0.022865 | 0.014432 | 9.0104e-05 | 385.1331 | 58.807 | 0.10632
| Civic Offices | Planting for Woodland planting: Shrubs. (Labour - External works (per £ spent)) | 1701342 | 8404372 | 8 | External works | Labour effort | Assembly | 14.5463 | Hours | 5 | 44 | 1 | FALSE | 1 | FALSE | 1 | [6 empty] | 5 | B4B5 | 26.623 | 4.6931e-06 | 0.088862 | 0.023844 | 0.014675 | 9.1053e-05 | 397.2467 | 917.195 | 0.10945
| Civic Offices | Planting for Woodland planting: Shrubs. (Labour - External works (per £ spent)) | 1701342 | 8404372 | 8 | External works | Labour effort | Assembly | 14.5463 | Hours | 5 | 44 | 1 | FALSE | 1 | FALSE | 1 | [6 empty] | 10 | B4B5 | 26.623 | 4.6931e-06 | 0.088862 | 0.023844 | 0.014675 | 9.1053e-05 | 397.2467 | 917.195 | 0.10945
| Civic Offices | Planting for Woodland planting: Shrubs. (Labour - External works (per £ spent)) | 1701342 | 8404372 | 8 | External works | Labour effort | Assembly | 14.5463 | Hours | 5 | 44 | 1 | FALSE | 1 | FALSE | 1 | [6 empty] | 15 | B4B5 | 26.623 | 4.6931e-06 | 0.088862 | 0.023844 | 0.014675 | 9.1053e-05 | 397.2467 | 917.195 | 0.10945
| Civic Offices | Planting for Woodland planting: Shrubs. (Labour - External works (per £ spent)) | 1701342 | 8404372 | 8 | External works | Labour effort | Assembly | 14.5463 | Hours | 5 | 44 | 1 | FALSE | 1 | FALSE | 1 | [6 empty] | 20 | B4B5 | 26.623 | 4.6931e-06 | 0.088862 | 0.023844 | 0.014675 | 9.1053e-05 | 397.2467 | 917.195 | 0.10945
| Civic Offices | Planting for Woodland planting: Shrubs. (Labour - External works (per £ spent)) | 1701342 | 8404372 | 8 | External works | Labour effort | Assembly | 14.5463 | Hours | 5 | 44 | 1 | FALSE | 1 | FALSE | 1 | [6 empty] | 25 | B4B5 | 26.623 | 4.6931e-06 | 0.088862 | 0.023844 | 0.014675 | 9.1053e-05 | 397.2467 | 917.195 | 0.10945
| Civic Offices | Planting for Woodland planting: Shrubs. (Labour - External works (per £ spent)) | 1701342 | 8404372 | 8 | External works | Labour effort | Assembly | 14.5463 | Hours | 5 | 44 | 1 | FALSE | 1 | FALSE | 1 | [6 empty] | 30 | B4B5 | 26.623 | 4.6931e-06 | 0.088862 | 0.023844 | 0.014675 | 9.1053e-05 | 397.2467 | 917.195 | 0.10945
| Civic Offices | Planting for Woodland planting: Shrubs. (Labour - External works (per £ spent)) | 1701342 | 8404372 | 8 | External works | Labour effort | Assembly | 14.5463 | Hours | 5 | 44 | 1 | FALSE | 1 | FALSE | 1 | [6 empty] | 35 | B4B5 | 26.623 | 4.6931e-06 | 0.088862 | 0.023844 | 0.014675 | 9.1053e-05 | 397.2467 | 917.195 | 0.10945
| Civic Offices | Planting for Woodland planting: Shrubs. (Labour - External works (per £ spent)) | 1701342 | 8404372 | 8 | External works | Labour effort | Assembly | 14.5463 | Hours | 5 | 44 | 1 | FALSE | 1 | FALSE | 1 | [6 empty] | 40 | B4B5 | 26.623 | 4.6931e-06 | 0.088862 | 0.023844 | 0.014675 | 9.1053e-05 | 397.2467 | 917.195 | 0.10945
| Civic Offices | Planting for Woodland planting: Shrubs. (Labour - External works (per £ spent)) | 1701342 | 8404372 | 8 | External works | Labour effort | Assembly | 14.5463 | Hours | 5 | 44 | 1 | FALSE | 1 | FALSE | 1 | [6 empty] | 45 | B4B5 | 26.623 | 4.6931e-06 | 0.088862 | 0.023844 | 0.014675 | 9.1053e-05 | 397.2467 | 917.195 | 0.10945
| Civic Offices | Planting for Woodland planting: Shrubs. (Labour - External works (per £ spent)) | 1701342 | 8404372 | 8 | External works | Labour effort | Assembly | 14.5463 | Hours | 5 | 44 | 1 | FALSE | 1 | FALSE | 1 | [6 empty] | 50 | B4B5 | 26.623 | 4.6931e-06 | 0.088862 | 0.023844 | 0.014675 | 9.1053e-05 | 397.2467 | 917.195 | 0.10945
| Civic Offices | Planting for Woodland planting: Shrubs. (Labour - External works (per £ spent)) | 1701342 | 8404372 | 8 | External works | Labour effort | Assembly | 14.5463 | Hours | 5 | 44 | 1 | FALSE | 1 | FALSE | 1 | [6 empty] | 55 | B4B5 | 26.623 | 4.6931e-06 | 0.088862 | 0.023844 | 0.014675 | 9.1053e-05 | 397.2467 | 917.195 | 0.10945
| Civic Offices | Planting for Woodland planting: Shrubs. (Labour - External works (per £ spent)) | 1701342 | 8404373 | 8 | External works | Labour Effort | Assembly | 14.5463 | Hours | 20 | 44 | 1 | FALSE | 1 | FALSE | 1 | [6 empty] | 0 | A5 | 0.78661 | 5.0945e-08 | 0.0042651 | 0.00097831 | 0.00024276 | 9.4952e-07 | 12.1135 | 858.388 | 0.0031262
| Civic Offices | Planting for Woodland planting: Shrubs. (Labour - External works (per £ spent)) | 1701342 | 8404373 | 8 | External works | Labour Effort | Assembly | 14.5463 | Hours | 20 | 44 | 1 | FALSE | 1 | FALSE | 1 | [6 empty] | 0 | A4 | 25.8364 | 4.6422e-06 | 0.084597 | 0.022865 | 0.014432 | 9.0104e-05 | 385.1331 | 58.807 | 0.10632
| Civic Offices | Planting for Woodland planting: Shrubs. (Labour - External works (per £ spent)) | 1701342 | 8404373 | 8 | External works | Labour Effort | Assembly | 14.5463 | Hours | 20 | 44 | 1 | FALSE | 1 | FALSE | 1 | [6 empty] | 20 | B4B5 | 26.623 | 4.6931e-06 | 0.088862 | 0.023844 | 0.014675 | 9.1053e-05 | 397.2467 | 917.195 | 0.10945
| Civic Offices | Planting for Woodland planting: Shrubs. (Labour - External works (per £ spent)) | 1701342 | 8404373 | 8 | External works | Labour Effort | Assembly | 14.5463 | Hours | 20 | 44 | 1 | FALSE | 1 | FALSE | 1 | [6 empty] | 40 | B4B5 | 26.623 | 4.6931e-06 | 0.088862 | 0.023844 | 0.014675 | 9.1053e-05 | 397.2467 | 917.195 | 0.10945
| Civic Offices | Planting for Woodland planting: Shrubs. (Labour - External works (per £ spent)) | 1701342 | 8404374 | 8 | External works | Labour Effort | Assembly | 2.4244 | Hours | 5 | 44 | 1 | FALSE | 1 | FALSE | 1 | [6 empty] | 0 | A5 | 0.1311 | 8.4908e-09 | 0.00071085 | 0.00016305 | 4.046e-05 | 1.5825e-07 | 2.0189 | 97.0015 | 0.00052103
| Civic Offices | Planting for Woodland planting: Shrubs. (Labour - External works (per £ spent)) | 1701342 | 8404374 | 8 | External works | Labour Effort | Assembly | 2.4244 | Hours | 5 | 44 | 1 | FALSE | 1 | FALSE | 1 | [6 empty] | 0 | A4 | 0 | 0 | 0 | 0 | 0 | 0 | 0 | 0 | 0
| Civic Offices | Planting for Woodland planting: Shrubs. (Labour - External works (per £ spent)) | 1701342 | 8404374 | 8 | External works | Labour Effort | Assembly | 2.4244 | Hours | 5 | 44 | 1 | FALSE | 1 | FALSE | 1 | [6 empty] | 5 | B4B5 | 0.1311 | 8.4908e-09 | 0.00071085 | 0.00016305 | 4.046e-05 | 1.5825e-07 | 2.0189 | 97.0015 | 0.00052103
| Civic Offices | Planting for Woodland planting: Shrubs. (Labour - External works (per £ spent)) | 1701342 | 8404374 | 8 | External works | Labour Effort | Assembly | 2.4244 | Hours | 5 | 44 | 1 | FALSE | 1 | FALSE | 1 | [6 empty] | 10 | B4B5 | 0.1311 | 8.4908e-09 | 0.00071085 | 0.00016305 | 4.046e-05 | 1.5825e-07 | 2.0189 | 97.0015 | 0.00052103
| Civic Offices | Planting for Woodland planting: Shrubs. (Labour - External works (per £ spent)) | 1701342 | 8404374 | 8 | External works | Labour Effort | Assembly | 2.4244 | Hours | 5 | 44 | 1 | FALSE | 1 | FALSE | 1 | [6 empty] | 15 | B4B5 | 0.1311 | 8.4908e-09 | 0.00071085 | 0.00016305 | 4.046e-05 | 1.5825e-07 | 2.0189 | 97.0015 | 0.00052103
| Civic Offices | Planting for Woodland planting: Shrubs. (Labour - External works (per £ spent)) | 1701342 | 8404374 | 8 | External works | Labour Effort | Assembly | 2.4244 | Hours | 5 | 44 | 1 | FALSE | 1 | FALSE | 1 | [6 empty] | 20 | B4B5 | 0.1311 | 8.4908e-09 | 0.00071085 | 0.00016305 | 4.046e-05 | 1.5825e-07 | 2.0189 | 97.0015 | 0.00052103
| Civic Offices | Planting for Woodland planting: Shrubs. (Labour - External works (per £ spent)) | 1701342 | 8404374 | 8 | External works | Labour Effort | Assembly | 2.4244 | Hours | 5 | 44 | 1 | FALSE | 1 | FALSE | 1 | [6 empty] | 25 | B4B5 | 0.1311 | 8.4908e-09 | 0.00071085 | 0.00016305 | 4.046e-05 | 1.5825e-07 | 2.0189 | 97.0015 | 0.00052103
| Civic Offices | Planting for Woodland planting: Shrubs. (Labour - External works (per £ spent)) | 1701342 | 8404374 | 8 | External works | Labour Effort | Assembly | 2.4244 | Hours | 5 | 44 | 1 | FALSE | 1 | FALSE | 1 | [6 empty] | 30 | B4B5 | 0.1311 | 8.4908e-09 | 0.00071085 | 0.00016305 | 4.046e-05 | 1.5825e-07 | 2.0189 | 97.0015 | 0.00052103
| Civic Offices | Planting for Woodland planting: Shrubs. (Labour - External works (per £ spent)) | 1701342 | 8404374 | 8 | External works | Labour Effort | Assembly | 2.4244 | Hours | 5 | 44 | 1 | FALSE | 1 | FALSE | 1 | [6 empty] | 35 | B4B5 | 0.1311 | 8.4908e-09 | 0.00071085 | 0.00016305 | 4.046e-05 | 1.5825e-07 | 2.0189 | 97.0015 | 0.00052103
| Civic Offices | Planting for Woodland planting: Shrubs. (Labour - External works (per £ spent)) | 1701342 | 8404374 | 8 | External works | Labour Effort | Assembly | 2.4244 | Hours | 5 | 44 | 1 | FALSE | 1 | FALSE | 1 | [6 empty] | 40 | B4B5 | 0.1311 | 8.4908e-09 | 0.00071085 | 0.00016305 | 4.046e-05 | 1.5825e-07 | 2.0189 | 97.0015 | 0.00052103
| Civic Offices | Planting for Woodland planting: Shrubs. (Labour - External works (per £ spent)) | 1701342 | 8404374 | 8 | External works | Labour Effort | Assembly | 2.4244 | Hours | 5 | 44 | 1 | FALSE | 1 | FALSE | 1 | [6 empty] | 45 | B4B5 | 0.1311 | 8.4908e-09 | 0.00071085 | 0.00016305 | 4.046e-05 | 1.5825e-07 | 2.0189 | 97.0015 | 0.00052103
| Civic Offices | Planting for Woodland planting: Shrubs. (Labour - External works (per £ spent)) | 1701342 | 8404374 | 8 | External works | Labour Effort | Assembly | 2.4244 | Hours | 5 | 44 | 1 | FALSE | 1 | FALSE | 1 | [6 empty] | 50 | B4B5 | 0.1311 | 8.4908e-09 | 0.00071085 | 0.00016305 | 4.046e-05 | 1.5825e-07 | 2.0189 | 97.0015 | 0.00052103
| Civic Offices | Planting for Woodland planting: Shrubs. (Labour - External works (per £ spent)) | 1701342 | 8404374 | 8 | External works | Labour Effort | Assembly | 2.4244 | Hours | 5 | 44 | 1 | FALSE | 1 | FALSE | 1 | [6 empty] | 55 | B4B5 | 0.1311 | 8.4908e-09 | 0.00071085 | 0.00016305 | 4.046e-05 | 1.5825e-07 | 2.0189 | 97.0015 | 0.00052103
| Civic Offices | Planting for Woodland planting: Shrubs. (Labour - External works (per £ spent)) | 1701342 | 8404375 | 8 | External works | Labour Effort | Assembly | 2.4244 | Hours | 20 | 44 | 1 | FALSE | 1 | FALSE | 1 | [6 empty] | 0 | A5 | 0.1311 | 8.4908e-09 | 0.00071085 | 0.00016305 | 4.046e-05 | 1.5825e-07 | 2.0189 | 97.0015 | 0.00052103
| Civic Offices | Planting for Woodland planting: Shrubs. (Labour - External works (per £ spent)) | 1701342 | 8404375 | 8 | External works | Labour Effort | Assembly | 2.4244 | Hours | 20 | 44 | 1 | FALSE | 1 | FALSE | 1 | [6 empty] | 0 | A4 | 0 | 0 | 0 | 0 | 0 | 0 | 0 | 0 | 0
| Civic Offices | Planting for Woodland planting: Shrubs. (Labour - External works (per £ spent)) | 1701342 | 8404375 | 8 | External works | Labour Effort | Assembly | 2.4244 | Hours | 20 | 44 | 1 | FALSE | 1 | FALSE | 1 | [6 empty] | 20 | B4B5 | 0.1311 | 8.4908e-09 | 0.00071085 | 0.00016305 | 4.046e-05 | 1.5825e-07 | 2.0189 | 97.0015 | 0.00052103
| Civic Offices | Planting for Woodland planting: Shrubs. (Labour - External works (per £ spent)) | 1701342 | 8404375 | 8 | External works | Labour Effort | Assembly | 2.4244 | Hours | 20 | 44 | 1 | FALSE | 1 | FALSE | 1 | [6 empty] | 40 | B4B5 | 0.1311 | 8.4908e-09 | 0.00071085 | 0.00016305 | 4.046e-05 | 1.5825e-07 | 2.0189 | 97.0015 | 0.00052103
| Civic Offices | Maintenance work to plants and shrubs and planting beds: (52 weeks). (Labour - External works (per £ spent)) | 1701343 | 8404376 | 8 | External works | Labour Effort | Assembly | 2.4331 | Hours | 10 | 44 | 1 | FALSE | 1 | FALSE | 1 | [6 empty] | 0 | A5 | 0.13158 | 8.5215e-09 | 0.00071342 | 0.00016364 | 4.0606e-05 | 1.5883e-07 | 2.0262 | 97.3524 | 0.00052291
| Civic Offices | Maintenance work to plants and shrubs and planting beds: (52 weeks). (Labour - External works (per £ spent)) | 1701343 | 8404376 | 8 | External works | Labour Effort | Assembly | 2.4331 | Hours | 10 | 44 | 1 | FALSE | 1 | FALSE | 1 | [6 empty] | 0 | A4 | 0 | 0 | 0 | 0 | 0 | 0 | 0 | 0 | 0
| Civic Offices | Maintenance work to plants and shrubs and planting beds: (52 weeks). (Labour - External works (per £ spent)) | 1701343 | 8404376 | 8 | External works | Labour Effort | Assembly | 2.4331 | Hours | 10 | 44 | 1 | FALSE | 1 | FALSE | 1 | [6 empty] | 10 | B4B5 | 0.13158 | 8.5215e-09 | 0.00071342 | 0.00016364 | 4.0606e-05 | 1.5883e-07 | 2.0262 | 97.3524 | 0.00052291
| Civic Offices | Maintenance work to plants and shrubs and planting beds: (52 weeks). (Labour - External works (per £ spent)) | 1701343 | 8404376 | 8 | External works | Labour Effort | Assembly | 2.4331 | Hours | 10 | 44 | 1 | FALSE | 1 | FALSE | 1 | [6 empty] | 20 | B4B5 | 0.13158 | 8.5215e-09 | 0.00071342 | 0.00016364 | 4.0606e-05 | 1.5883e-07 | 2.0262 | 97.3524 | 0.00052291
| Civic Offices | Maintenance work to plants and shrubs and planting beds: (52 weeks). (Labour - External works (per £ spent)) | 1701343 | 8404376 | 8 | External works | Labour Effort | Assembly | 2.4331 | Hours | 10 | 44 | 1 | FALSE | 1 | FALSE | 1 | [6 empty] | 30 | B4B5 | 0.13158 | 8.5215e-09 | 0.00071342 | 0.00016364 | 4.0606e-05 | 1.5883e-07 | 2.0262 | 97.3524 | 0.00052291
| Civic Offices | Maintenance work to plants and shrubs and planting beds: (52 weeks). (Labour - External works (per £ spent)) | 1701343 | 8404376 | 8 | External works | Labour Effort | Assembly | 2.4331 | Hours | 10 | 44 | 1 | FALSE | 1 | FALSE | 1 | [6 empty] | 40 | B4B5 | 0.13158 | 8.5215e-09 | 0.00071342 | 0.00016364 | 4.0606e-05 | 1.5883e-07 | 2.0262 | 97.3524 | 0.00052291
| Civic Offices | Maintenance work to plants and shrubs and planting beds: (52 weeks). (Labour - External works (per £ spent)) | 1701343 | 8404376 | 8 | External works | Labour Effort | Assembly | 2.4331 | Hours | 10 | 44 | 1 | FALSE | 1 | FALSE | 1 | [6 empty] | 50 | B4B5 | 0.13158 | 8.5215e-09 | 0.00071342 | 0.00016364 | 4.0606e-05 | 1.5883e-07 | 2.0262 | 97.3524 | 0.00052291
| Civic Offices | Maintenance work to plants and shrubs and planting beds: (52 weeks). (Labour - External works (per £ spent)) | 1701343 | 8404377 | 8 | External works | Labour Effort | Assembly | 14.5989 | Hours | 10 | 44 | 1 | FALSE | 1 | FALSE | 1 | [6 empty] | 0 | A5 | 0.78946 | 5.1129e-08 | 0.0042805 | 0.00098185 | 0.00024364 | 9.5296e-07 | 12.1573 | 861.4925 | 0.0031375
| Civic Offices | Maintenance work to plants and shrubs and planting beds: (52 weeks). (Labour - External works (per £ spent)) | 1701343 | 8404377 | 8 | External works | Labour Effort | Assembly | 14.5989 | Hours | 10 | 44 | 1 | FALSE | 1 | FALSE | 1 | [6 empty] | 0 | A4 | 25.8364 | 4.6422e-06 | 0.084597 | 0.022865 | 0.014432 | 9.0104e-05 | 385.1331 | 58.807 | 0.10632
| Civic Offices | Maintenance work to plants and shrubs and planting beds: (52 weeks). (Labour - External works (per £ spent)) | 1701343 | 8404377 | 8 | External works | Labour Effort | Assembly | 14.5989 | Hours | 10 | 44 | 1 | FALSE | 1 | FALSE | 1 | [6 empty] | 10 | B4B5 | 26.6258 | 4.6933e-06 | 0.088878 | 0.023847 | 0.014676 | 9.1057e-05 | 397.2905 | 920.2995 | 0.10946
| Civic Offices | Maintenance work to plants and shrubs and planting beds: (52 weeks). (Labour - External works (per £ spent)) | 1701343 | 8404377 | 8 | External works | Labour Effort | Assembly | 14.5989 | Hours | 10 | 44 | 1 | FALSE | 1 | FALSE | 1 | [6 empty] | 20 | B4B5 | 26.6258 | 4.6933e-06 | 0.088878 | 0.023847 | 0.014676 | 9.1057e-05 | 397.2905 | 920.2995 | 0.10946
| Civic Offices | Maintenance work to plants and shrubs and planting beds: (52 weeks). (Labour - External works (per £ spent)) | 1701343 | 8404377 | 8 | External works | Labour Effort | Assembly | 14.5989 | Hours | 10 | 44 | 1 | FALSE | 1 | FALSE | 1 | [6 empty] | 30 | B4B5 | 26.6258 | 4.6933e-06 | 0.088878 | 0.023847 | 0.014676 | 9.1057e-05 | 397.2905 | 920.2995 | 0.10946
| Civic Offices | Maintenance work to plants and shrubs and planting beds: (52 weeks). (Labour - External works (per £ spent)) | 1701343 | 8404377 | 8 | External works | Labour Effort | Assembly | 14.5989 | Hours | 10 | 44 | 1 | FALSE | 1 | FALSE | 1 | [6 empty] | 40 | B4B5 | 26.6258 | 4.6933e-06 | 0.088878 | 0.023847 | 0.014676 | 9.1057e-05 | 397.2905 | 920.2995 | 0.10946
| Civic Offices | Maintenance work to plants and shrubs and planting beds: (52 weeks). (Labour - External works (per £ spent)) | 1701343 | 8404377 | 8 | External works | Labour Effort | Assembly | 14.5989 | Hours | 10 | 44 | 1 | FALSE | 1 | FALSE | 1 | [6 empty] | 50 | B4B5 | 26.6258 | 4.6933e-06 | 0.088878 | 0.023847 | 0.014676 | 9.1057e-05 | 397.2905 | 920.2995 | 0.10946
| Civic Offices | Maintenance work to plants and shrubs and planting beds: (52 weeks). (Labour - External works (per £ spent)) | 1701343 | 8404378 | 8 | External works | Labour effort | Assembly | 7.2994 | Hours | 5 | 44 | 1 | FALSE | 1 | FALSE | 1 | [6 empty] | 0 | A5 | 0.39473 | 2.5564e-08 | 0.0021403 | 0.00049092 | 0.00012182 | 4.7648e-07 | 6.0787 | 430.7462 | 0.0015687
| Civic Offices | Maintenance work to plants and shrubs and planting beds: (52 weeks). (Labour - External works (per £ spent)) | 1701343 | 8404378 | 8 | External works | Labour effort | Assembly | 7.2994 | Hours | 5 | 44 | 1 | FALSE | 1 | FALSE | 1 | [6 empty] | 0 | A4 | 12.9182 | 2.3211e-06 | 0.042299 | 0.011433 | 0.0072161 | 4.5052e-05 | 192.5666 | 29.4035 | 0.05316
| Civic Offices | Maintenance work to plants and shrubs and planting beds: (52 weeks). (Labour - External works (per £ spent)) | 1701343 | 8404378 | 8 | External works | Labour effort | Assembly | 7.2994 | Hours | 5 | 44 | 1 | FALSE | 1 | FALSE | 1 | [6 empty] | 5 | B4B5 | 13.3129 | 2.3467e-06 | 0.044439 | 0.011924 | 0.0073379 | 4.5528e-05 | 198.6452 | 460.1497 | 0.054729
| Civic Offices | Maintenance work to plants and shrubs and planting beds: (52 weeks). (Labour - External works (per £ spent)) | 1701343 | 8404378 | 8 | External works | Labour effort | Assembly | 7.2994 | Hours | 5 | 44 | 1 | FALSE | 1 | FALSE | 1 | [6 empty] | 10 | B4B5 | 13.3129 | 2.3467e-06 | 0.044439 | 0.011924 | 0.0073379 | 4.5528e-05 | 198.6452 | 460.1497 | 0.054729
| Civic Offices | Maintenance work to plants and shrubs and planting beds: (52 weeks). (Labour - External works (per £ spent)) | 1701343 | 8404378 | 8 | External works | Labour effort | Assembly | 7.2994 | Hours | 5 | 44 | 1 | FALSE | 1 | FALSE | 1 | [6 empty] | 15 | B4B5 | 13.3129 | 2.3467e-06 | 0.044439 | 0.011924 | 0.0073379 | 4.5528e-05 | 198.6452 | 460.1497 | 0.054729
| Civic Offices | Maintenance work to plants and shrubs and planting beds: (52 weeks). (Labour - External works (per £ spent)) | 1701343 | 8404378 | 8 | External works | Labour effort | Assembly | 7.2994 | Hours | 5 | 44 | 1 | FALSE | 1 | FALSE | 1 | [6 empty] | 20 | B4B5 | 13.3129 | 2.3467e-06 | 0.044439 | 0.011924 | 0.0073379 | 4.5528e-05 | 198.6452 | 460.1497 | 0.054729
| Civic Offices | Maintenance work to plants and shrubs and planting beds: (52 weeks). (Labour - External works (per £ spent)) | 1701343 | 8404378 | 8 | External works | Labour effort | Assembly | 7.2994 | Hours | 5 | 44 | 1 | FALSE | 1 | FALSE | 1 | [6 empty] | 25 | B4B5 | 13.3129 | 2.3467e-06 | 0.044439 | 0.011924 | 0.0073379 | 4.5528e-05 | 198.6452 | 460.1497 | 0.054729
| Civic Offices | Maintenance work to plants and shrubs and planting beds: (52 weeks). (Labour - External works (per £ spent)) | 1701343 | 8404378 | 8 | External works | Labour effort | Assembly | 7.2994 | Hours | 5 | 44 | 1 | FALSE | 1 | FALSE | 1 | [6 empty] | 30 | B4B5 | 13.3129 | 2.3467e-06 | 0.044439 | 0.011924 | 0.0073379 | 4.5528e-05 | 198.6452 | 460.1497 | 0.054729
| Civic Offices | Maintenance work to plants and shrubs and planting beds: (52 weeks). (Labour - External works (per £ spent)) | 1701343 | 8404378 | 8 | External works | Labour effort | Assembly | 7.2994 | Hours | 5 | 44 | 1 | FALSE | 1 | FALSE | 1 | [6 empty] | 35 | B4B5 | 13.3129 | 2.3467e-06 | 0.044439 | 0.011924 | 0.0073379 | 4.5528e-05 | 198.6452 | 460.1497 | 0.054729
| Civic Offices | Maintenance work to plants and shrubs and planting beds: (52 weeks). (Labour - External works (per £ spent)) | 1701343 | 8404378 | 8 | External works | Labour effort | Assembly | 7.2994 | Hours | 5 | 44 | 1 | FALSE | 1 | FALSE | 1 | [6 empty] | 40 | B4B5 | 13.3129 | 2.3467e-06 | 0.044439 | 0.011924 | 0.0073379 | 4.5528e-05 | 198.6452 | 460.1497 | 0.054729
| Civic Offices | Maintenance work to plants and shrubs and planting beds: (52 weeks). (Labour - External works (per £ spent)) | 1701343 | 8404378 | 8 | External works | Labour effort | Assembly | 7.2994 | Hours | 5 | 44 | 1 | FALSE | 1 | FALSE | 1 | [6 empty] | 45 | B4B5 | 13.3129 | 2.3467e-06 | 0.044439 | 0.011924 | 0.0073379 | 4.5528e-05 | 198.6452 | 460.1497 | 0.054729
| Civic Offices | Maintenance work to plants and shrubs and planting beds: (52 weeks). (Labour - External works (per £ spent)) | 1701343 | 8404378 | 8 | External works | Labour effort | Assembly | 7.2994 | Hours | 5 | 44 | 1 | FALSE | 1 | FALSE | 1 | [6 empty] | 50 | B4B5 | 13.3129 | 2.3467e-06 | 0.044439 | 0.011924 | 0.0073379 | 4.5528e-05 | 198.6452 | 460.1497 | 0.054729
| Civic Offices | Maintenance work to plants and shrubs and planting beds: (52 weeks). (Labour - External works (per £ spent)) | 1701343 | 8404378 | 8 | External works | Labour effort | Assembly | 7.2994 | Hours | 5 | 44 | 1 | FALSE | 1 | FALSE | 1 | [6 empty] | 55 | B4B5 | 13.3129 | 2.3467e-06 | 0.044439 | 0.011924 | 0.0073379 | 4.5528e-05 | 198.6452 | 460.1497 | 0.054729
| Civic Offices | Maintenance work to plants and shrubs and planting beds: (52 weeks). (Labour - External works (per £ spent)) | 1701343 | 8404379 | 8 | External works | Labour Effort | Assembly | 7.2994 | Hours | 20 | 44 | 1 | FALSE | 1 | FALSE | 1 | [6 empty] | 0 | A5 | 0.39473 | 2.5564e-08 | 0.0021403 | 0.00049092 | 0.00012182 | 4.7648e-07 | 6.0787 | 430.7462 | 0.0015687
| Civic Offices | Maintenance work to plants and shrubs and planting beds: (52 weeks). (Labour - External works (per £ spent)) | 1701343 | 8404379 | 8 | External works | Labour Effort | Assembly | 7.2994 | Hours | 20 | 44 | 1 | FALSE | 1 | FALSE | 1 | [6 empty] | 0 | A4 | 12.9182 | 2.3211e-06 | 0.042299 | 0.011433 | 0.0072161 | 4.5052e-05 | 192.5666 | 29.4035 | 0.05316
| Civic Offices | Maintenance work to plants and shrubs and planting beds: (52 weeks). (Labour - External works (per £ spent)) | 1701343 | 8404379 | 8 | External works | Labour Effort | Assembly | 7.2994 | Hours | 20 | 44 | 1 | FALSE | 1 | FALSE | 1 | [6 empty] | 20 | B4B5 | 13.3129 | 2.3467e-06 | 0.044439 | 0.011924 | 0.0073379 | 4.5528e-05 | 198.6452 | 460.1497 | 0.054729
| Civic Offices | Maintenance work to plants and shrubs and planting beds: (52 weeks). (Labour - External works (per £ spent)) | 1701343 | 8404379 | 8 | External works | Labour Effort | Assembly | 7.2994 | Hours | 20 | 44 | 1 | FALSE | 1 | FALSE | 1 | [6 empty] | 40 | B4B5 | 13.3129 | 2.3467e-06 | 0.044439 | 0.011924 | 0.0073379 | 4.5528e-05 | 198.6452 | 460.1497 | 0.054729
| Civic Offices | Maintenance work to plants and shrubs and planting beds: (52 weeks). (Labour - External works (per £ spent)) | 1701343 | 8404380 | 8 | External works | Labour Effort | Assembly | 1.2166 | Hours | 5 | 44 | 1 | FALSE | 1 | FALSE | 1 | [6 empty] | 0 | A5 | 0.065788 | 4.2607e-09 | 0.00035671 | 8.1821e-05 | 2.0303e-05 | 7.9413e-08 | 1.0131 | 48.6762 | 0.00026146
| Civic Offices | Maintenance work to plants and shrubs and planting beds: (52 weeks). (Labour - External works (per £ spent)) | 1701343 | 8404380 | 8 | External works | Labour Effort | Assembly | 1.2166 | Hours | 5 | 44 | 1 | FALSE | 1 | FALSE | 1 | [6 empty] | 0 | A4 | 0 | 0 | 0 | 0 | 0 | 0 | 0 | 0 | 0
| Civic Offices | Maintenance work to plants and shrubs and planting beds: (52 weeks). (Labour - External works (per £ spent)) | 1701343 | 8404380 | 8 | External works | Labour Effort | Assembly | 1.2166 | Hours | 5 | 44 | 1 | FALSE | 1 | FALSE | 1 | [6 empty] | 5 | B4B5 | 0.065788 | 4.2607e-09 | 0.00035671 | 8.1821e-05 | 2.0303e-05 | 7.9413e-08 | 1.0131 | 48.6762 | 0.00026146
| Civic Offices | Maintenance work to plants and shrubs and planting beds: (52 weeks). (Labour - External works (per £ spent)) | 1701343 | 8404380 | 8 | External works | Labour Effort | Assembly | 1.2166 | Hours | 5 | 44 | 1 | FALSE | 1 | FALSE | 1 | [6 empty] | 10 | B4B5 | 0.065788 | 4.2607e-09 | 0.00035671 | 8.1821e-05 | 2.0303e-05 | 7.9413e-08 | 1.0131 | 48.6762 | 0.00026146
| Civic Offices | Maintenance work to plants and shrubs and planting beds: (52 weeks). (Labour - External works (per £ spent)) | 1701343 | 8404380 | 8 | External works | Labour Effort | Assembly | 1.2166 | Hours | 5 | 44 | 1 | FALSE | 1 | FALSE | 1 | [6 empty] | 15 | B4B5 | 0.065788 | 4.2607e-09 | 0.00035671 | 8.1821e-05 | 2.0303e-05 | 7.9413e-08 | 1.0131 | 48.6762 | 0.00026146
| Civic Offices | Maintenance work to plants and shrubs and planting beds: (52 weeks). (Labour - External works (per £ spent)) | 1701343 | 8404380 | 8 | External works | Labour Effort | Assembly | 1.2166 | Hours | 5 | 44 | 1 | FALSE | 1 | FALSE | 1 | [6 empty] | 20 | B4B5 | 0.065788 | 4.2607e-09 | 0.00035671 | 8.1821e-05 | 2.0303e-05 | 7.9413e-08 | 1.0131 | 48.6762 | 0.00026146
| Civic Offices | Maintenance work to plants and shrubs and planting beds: (52 weeks). (Labour - External works (per £ spent)) | 1701343 | 8404380 | 8 | External works | Labour Effort | Assembly | 1.2166 | Hours | 5 | 44 | 1 | FALSE | 1 | FALSE | 1 | [6 empty] | 25 | B4B5 | 0.065788 | 4.2607e-09 | 0.00035671 | 8.1821e-05 | 2.0303e-05 | 7.9413e-08 | 1.0131 | 48.6762 | 0.00026146
| Civic Offices | Maintenance work to plants and shrubs and planting beds: (52 weeks). (Labour - External works (per £ spent)) | 1701343 | 8404380 | 8 | External works | Labour Effort | Assembly | 1.2166 | Hours | 5 | 44 | 1 | FALSE | 1 | FALSE | 1 | [6 empty] | 30 | B4B5 | 0.065788 | 4.2607e-09 | 0.00035671 | 8.1821e-05 | 2.0303e-05 | 7.9413e-08 | 1.0131 | 48.6762 | 0.00026146
| Civic Offices | Maintenance work to plants and shrubs and planting beds: (52 weeks). (Labour - External works (per £ spent)) | 1701343 | 8404380 | 8 | External works | Labour Effort | Assembly | 1.2166 | Hours | 5 | 44 | 1 | FALSE | 1 | FALSE | 1 | [6 empty] | 35 | B4B5 | 0.065788 | 4.2607e-09 | 0.00035671 | 8.1821e-05 | 2.0303e-05 | 7.9413e-08 | 1.0131 | 48.6762 | 0.00026146
| Civic Offices | Maintenance work to plants and shrubs and planting beds: (52 weeks). (Labour - External works (per £ spent)) | 1701343 | 8404380 | 8 | External works | Labour Effort | Assembly | 1.2166 | Hours | 5 | 44 | 1 | FALSE | 1 | FALSE | 1 | [6 empty] | 40 | B4B5 | 0.065788 | 4.2607e-09 | 0.00035671 | 8.1821e-05 | 2.0303e-05 | 7.9413e-08 | 1.0131 | 48.6762 | 0.00026146
| Civic Offices | Maintenance work to plants and shrubs and planting beds: (52 weeks). (Labour - External works (per £ spent)) | 1701343 | 8404380 | 8 | External works | Labour Effort | Assembly | 1.2166 | Hours | 5 | 44 | 1 | FALSE | 1 | FALSE | 1 | [6 empty] | 45 | B4B5 | 0.065788 | 4.2607e-09 | 0.00035671 | 8.1821e-05 | 2.0303e-05 | 7.9413e-08 | 1.0131 | 48.6762 | 0.00026146
| Civic Offices | Maintenance work to plants and shrubs and planting beds: (52 weeks). (Labour - External works (per £ spent)) | 1701343 | 8404380 | 8 | External works | Labour Effort | Assembly | 1.2166 | Hours | 5 | 44 | 1 | FALSE | 1 | FALSE | 1 | [6 empty] | 50 | B4B5 | 0.065788 | 4.2607e-09 | 0.00035671 | 8.1821e-05 | 2.0303e-05 | 7.9413e-08 | 1.0131 | 48.6762 | 0.00026146
| Civic Offices | Maintenance work to plants and shrubs and planting beds: (52 weeks). (Labour - External works (per £ spent)) | 1701343 | 8404380 | 8 | External works | Labour Effort | Assembly | 1.2166 | Hours | 5 | 44 | 1 | FALSE | 1 | FALSE | 1 | [6 empty] | 55 | B4B5 | 0.065788 | 4.2607e-09 | 0.00035671 | 8.1821e-05 | 2.0303e-05 | 7.9413e-08 | 1.0131 | 48.6762 | 0.00026146
| Civic Offices | Maintenance work to plants and shrubs and planting beds: (52 weeks). (Labour - External works (per £ spent)) | 1701343 | 8404381 | 8 | External works | Labour Effort | Assembly | 1.2166 | Hours | 20 | 44 | 1 | FALSE | 1 | FALSE | 1 | [6 empty] | 0 | A5 | 0.065788 | 4.2607e-09 | 0.00035671 | 8.1821e-05 | 2.0303e-05 | 7.9413e-08 | 1.0131 | 48.6762 | 0.00026146
| Civic Offices | Maintenance work to plants and shrubs and planting beds: (52 weeks). (Labour - External works (per £ spent)) | 1701343 | 8404381 | 8 | External works | Labour Effort | Assembly | 1.2166 | Hours | 20 | 44 | 1 | FALSE | 1 | FALSE | 1 | [6 empty] | 0 | A4 | 0 | 0 | 0 | 0 | 0 | 0 | 0 | 0 | 0
| Civic Offices | Maintenance work to plants and shrubs and planting beds: (52 weeks). (Labour - External works (per £ spent)) | 1701343 | 8404381 | 8 | External works | Labour Effort | Assembly | 1.2166 | Hours | 20 | 44 | 1 | FALSE | 1 | FALSE | 1 | [6 empty] | 20 | B4B5 | 0.065788 | 4.2607e-09 | 0.00035671 | 8.1821e-05 | 2.0303e-05 | 7.9413e-08 | 1.0131 | 48.6762 | 0.00026146
| Civic Offices | Maintenance work to plants and shrubs and planting beds: (52 weeks). (Labour - External works (per £ spent)) | 1701343 | 8404381 | 8 | External works | Labour Effort | Assembly | 1.2166 | Hours | 20 | 44 | 1 | FALSE | 1 | FALSE | 1 | [6 empty] | 40 | B4B5 | 0.065788 | 4.2607e-09 | 0.00035671 | 8.1821e-05 | 2.0303e-05 | 7.9413e-08 | 1.0131 | 48.6762 | 0.00026146
| Civic Offices | Maintenance work to trees: details (52 weeks). (Labour - External works (per £ spent)) | 1701344 | 8404382 | 8 | External works | Labour Effort | Assembly | 1.4248 | Hours | 10 | 44 | 1 | FALSE | 1 | FALSE | 1 | [6 empty] | 0 | A5 | 0.077049 | 4.9901e-09 | 0.00041777 | 9.5826e-05 | 2.3778e-05 | 9.3006e-08 | 1.1865 | 57.0081 | 0.00030621
| Civic Offices | Maintenance work to trees: details (52 weeks). (Labour - External works (per £ spent)) | 1701344 | 8404382 | 8 | External works | Labour Effort | Assembly | 1.4248 | Hours | 10 | 44 | 1 | FALSE | 1 | FALSE | 1 | [6 empty] | 0 | A4 | 0 | 0 | 0 | 0 | 0 | 0 | 0 | 0 | 0
| Civic Offices | Maintenance work to trees: details (52 weeks). (Labour - External works (per £ spent)) | 1701344 | 8404382 | 8 | External works | Labour Effort | Assembly | 1.4248 | Hours | 10 | 44 | 1 | FALSE | 1 | FALSE | 1 | [6 empty] | 10 | B4B5 | 0.077049 | 4.9901e-09 | 0.00041777 | 9.5826e-05 | 2.3778e-05 | 9.3006e-08 | 1.1865 | 57.0081 | 0.00030621
| Civic Offices | Maintenance work to trees: details (52 weeks). (Labour - External works (per £ spent)) | 1701344 | 8404382 | 8 | External works | Labour Effort | Assembly | 1.4248 | Hours | 10 | 44 | 1 | FALSE | 1 | FALSE | 1 | [6 empty] | 20 | B4B5 | 0.077049 | 4.9901e-09 | 0.00041777 | 9.5826e-05 | 2.3778e-05 | 9.3006e-08 | 1.1865 | 57.0081 | 0.00030621
| Civic Offices | Maintenance work to trees: details (52 weeks). (Labour - External works (per £ spent)) | 1701344 | 8404382 | 8 | External works | Labour Effort | Assembly | 1.4248 | Hours | 10 | 44 | 1 | FALSE | 1 | FALSE | 1 | [6 empty] | 30 | B4B5 | 0.077049 | 4.9901e-09 | 0.00041777 | 9.5826e-05 | 2.3778e-05 | 9.3006e-08 | 1.1865 | 57.0081 | 0.00030621
| Civic Offices | Maintenance work to trees: details (52 weeks). (Labour - External works (per £ spent)) | 1701344 | 8404382 | 8 | External works | Labour Effort | Assembly | 1.4248 | Hours | 10 | 44 | 1 | FALSE | 1 | FALSE | 1 | [6 empty] | 40 | B4B5 | 0.077049 | 4.9901e-09 | 0.00041777 | 9.5826e-05 | 2.3778e-05 | 9.3006e-08 | 1.1865 | 57.0081 | 0.00030621
| Civic Offices | Maintenance work to trees: details (52 weeks). (Labour - External works (per £ spent)) | 1701344 | 8404382 | 8 | External works | Labour Effort | Assembly | 1.4248 | Hours | 10 | 44 | 1 | FALSE | 1 | FALSE | 1 | [6 empty] | 50 | B4B5 | 0.077049 | 4.9901e-09 | 0.00041777 | 9.5826e-05 | 2.3778e-05 | 9.3006e-08 | 1.1865 | 57.0081 | 0.00030621
| Civic Offices | Maintenance work to trees: details (52 weeks). (Labour - External works (per £ spent)) | 1701344 | 8404383 | 8 | External works | Labour Effort | Assembly | 8.5489 | Hours | 10 | 44 | 1 | FALSE | 1 | FALSE | 1 | [6 empty] | 0 | A5 | 0.4623 | 2.994e-08 | 0.0025066 | 0.00057496 | 0.00014267 | 5.5804e-07 | 7.1192 | 504.4776 | 0.0018373
| Civic Offices | Maintenance work to trees: details (52 weeks). (Labour - External works (per £ spent)) | 1701344 | 8404383 | 8 | External works | Labour Effort | Assembly | 8.5489 | Hours | 10 | 44 | 1 | FALSE | 1 | FALSE | 1 | [6 empty] | 0 | A4 | 25.8364 | 4.6422e-06 | 0.084597 | 0.022865 | 0.014432 | 9.0104e-05 | 385.1331 | 58.807 | 0.10632
| Civic Offices | Maintenance work to trees: details (52 weeks). (Labour - External works (per £ spent)) | 1701344 | 8404383 | 8 | External works | Labour Effort | Assembly | 8.5489 | Hours | 10 | 44 | 1 | FALSE | 1 | FALSE | 1 | [6 empty] | 10 | B4B5 | 26.2987 | 4.6721e-06 | 0.087104 | 0.02344 | 0.014575 | 9.0662e-05 | 392.2523 | 563.2846 | 0.10816
| Civic Offices | Maintenance work to trees: details (52 weeks). (Labour - External works (per £ spent)) | 1701344 | 8404383 | 8 | External works | Labour Effort | Assembly | 8.5489 | Hours | 10 | 44 | 1 | FALSE | 1 | FALSE | 1 | [6 empty] | 20 | B4B5 | 26.2987 | 4.6721e-06 | 0.087104 | 0.02344 | 0.014575 | 9.0662e-05 | 392.2523 | 563.2846 | 0.10816
| Civic Offices | Maintenance work to trees: details (52 weeks). (Labour - External works (per £ spent)) | 1701344 | 8404383 | 8 | External works | Labour Effort | Assembly | 8.5489 | Hours | 10 | 44 | 1 | FALSE | 1 | FALSE | 1 | [6 empty] | 30 | B4B5 | 26.2987 | 4.6721e-06 | 0.087104 | 0.02344 | 0.014575 | 9.0662e-05 | 392.2523 | 563.2846 | 0.10816
| Civic Offices | Maintenance work to trees: details (52 weeks). (Labour - External works (per £ spent)) | 1701344 | 8404383 | 8 | External works | Labour Effort | Assembly | 8.5489 | Hours | 10 | 44 | 1 | FALSE | 1 | FALSE | 1 | [6 empty] | 40 | B4B5 | 26.2987 | 4.6721e-06 | 0.087104 | 0.02344 | 0.014575 | 9.0662e-05 | 392.2523 | 563.2846 | 0.10816
| Civic Offices | Maintenance work to trees: details (52 weeks). (Labour - External works (per £ spent)) | 1701344 | 8404383 | 8 | External works | Labour Effort | Assembly | 8.5489 | Hours | 10 | 44 | 1 | FALSE | 1 | FALSE | 1 | [6 empty] | 50 | B4B5 | 26.2987 | 4.6721e-06 | 0.087104 | 0.02344 | 0.014575 | 9.0662e-05 | 392.2523 | 563.2846 | 0.10816
| Civic Offices | Maintenance work to trees: details (52 weeks). (Labour - External works (per £ spent)) | 1701344 | 8404384 | 8 | External works | Labour effort | Assembly | 4.2744 | Hours | 5 | 44 | 1 | FALSE | 1 | FALSE | 1 | [6 empty] | 0 | A5 | 0.23115 | 1.497e-08 | 0.0012533 | 0.00028748 | 7.1335e-05 | 2.7902e-07 | 3.5596 | 252.2388 | 0.00091863
| Civic Offices | Maintenance work to trees: details (52 weeks). (Labour - External works (per £ spent)) | 1701344 | 8404384 | 8 | External works | Labour effort | Assembly | 4.2744 | Hours | 5 | 44 | 1 | FALSE | 1 | FALSE | 1 | [6 empty] | 0 | A4 | 12.9182 | 2.3211e-06 | 0.042299 | 0.011433 | 0.0072161 | 4.5052e-05 | 192.5666 | 29.4035 | 0.05316
| Civic Offices | Maintenance work to trees: details (52 weeks). (Labour - External works (per £ spent)) | 1701344 | 8404384 | 8 | External works | Labour effort | Assembly | 4.2744 | Hours | 5 | 44 | 1 | FALSE | 1 | FALSE | 1 | [6 empty] | 5 | B4B5 | 13.1493 | 2.3361e-06 | 0.043552 | 0.01172 | 0.0072874 | 4.5331e-05 | 196.1262 | 281.6423 | 0.054079
| Civic Offices | Maintenance work to trees: details (52 weeks). (Labour - External works (per £ spent)) | 1701344 | 8404384 | 8 | External works | Labour effort | Assembly | 4.2744 | Hours | 5 | 44 | 1 | FALSE | 1 | FALSE | 1 | [6 empty] | 10 | B4B5 | 13.1493 | 2.3361e-06 | 0.043552 | 0.01172 | 0.0072874 | 4.5331e-05 | 196.1262 | 281.6423 | 0.054079
| Civic Offices | Maintenance work to trees: details (52 weeks). (Labour - External works (per £ spent)) | 1701344 | 8404384 | 8 | External works | Labour effort | Assembly | 4.2744 | Hours | 5 | 44 | 1 | FALSE | 1 | FALSE | 1 | [6 empty] | 15 | B4B5 | 13.1493 | 2.3361e-06 | 0.043552 | 0.01172 | 0.0072874 | 4.5331e-05 | 196.1262 | 281.6423 | 0.054079
| Civic Offices | Maintenance work to trees: details (52 weeks). (Labour - External works (per £ spent)) | 1701344 | 8404384 | 8 | External works | Labour effort | Assembly | 4.2744 | Hours | 5 | 44 | 1 | FALSE | 1 | FALSE | 1 | [6 empty] | 20 | B4B5 | 13.1493 | 2.3361e-06 | 0.043552 | 0.01172 | 0.0072874 | 4.5331e-05 | 196.1262 | 281.6423 | 0.054079
| Civic Offices | Maintenance work to trees: details (52 weeks). (Labour - External works (per £ spent)) | 1701344 | 8404384 | 8 | External works | Labour effort | Assembly | 4.2744 | Hours | 5 | 44 | 1 | FALSE | 1 | FALSE | 1 | [6 empty] | 25 | B4B5 | 13.1493 | 2.3361e-06 | 0.043552 | 0.01172 | 0.0072874 | 4.5331e-05 | 196.1262 | 281.6423 | 0.054079
| Civic Offices | Maintenance work to trees: details (52 weeks). (Labour - External works (per £ spent)) | 1701344 | 8404384 | 8 | External works | Labour effort | Assembly | 4.2744 | Hours | 5 | 44 | 1 | FALSE | 1 | FALSE | 1 | [6 empty] | 30 | B4B5 | 13.1493 | 2.3361e-06 | 0.043552 | 0.01172 | 0.0072874 | 4.5331e-05 | 196.1262 | 281.6423 | 0.054079
| Civic Offices | Maintenance work to trees: details (52 weeks). (Labour - External works (per £ spent)) | 1701344 | 8404384 | 8 | External works | Labour effort | Assembly | 4.2744 | Hours | 5 | 44 | 1 | FALSE | 1 | FALSE | 1 | [6 empty] | 35 | B4B5 | 13.1493 | 2.3361e-06 | 0.043552 | 0.01172 | 0.0072874 | 4.5331e-05 | 196.1262 | 281.6423 | 0.054079
| Civic Offices | Maintenance work to trees: details (52 weeks). (Labour - External works (per £ spent)) | 1701344 | 8404384 | 8 | External works | Labour effort | Assembly | 4.2744 | Hours | 5 | 44 | 1 | FALSE | 1 | FALSE | 1 | [6 empty] | 40 | B4B5 | 13.1493 | 2.3361e-06 | 0.043552 | 0.01172 | 0.0072874 | 4.5331e-05 | 196.1262 | 281.6423 | 0.054079
| Civic Offices | Maintenance work to trees: details (52 weeks). (Labour - External works (per £ spent)) | 1701344 | 8404384 | 8 | External works | Labour effort | Assembly | 4.2744 | Hours | 5 | 44 | 1 | FALSE | 1 | FALSE | 1 | [6 empty] | 45 | B4B5 | 13.1493 | 2.3361e-06 | 0.043552 | 0.01172 | 0.0072874 | 4.5331e-05 | 196.1262 | 281.6423 | 0.054079
| Civic Offices | Maintenance work to trees: details (52 weeks). (Labour - External works (per £ spent)) | 1701344 | 8404384 | 8 | External works | Labour effort | Assembly | 4.2744 | Hours | 5 | 44 | 1 | FALSE | 1 | FALSE | 1 | [6 empty] | 50 | B4B5 | 13.1493 | 2.3361e-06 | 0.043552 | 0.01172 | 0.0072874 | 4.5331e-05 | 196.1262 | 281.6423 | 0.054079
| Civic Offices | Maintenance work to trees: details (52 weeks). (Labour - External works (per £ spent)) | 1701344 | 8404384 | 8 | External works | Labour effort | Assembly | 4.2744 | Hours | 5 | 44 | 1 | FALSE | 1 | FALSE | 1 | [6 empty] | 55 | B4B5 | 13.1493 | 2.3361e-06 | 0.043552 | 0.01172 | 0.0072874 | 4.5331e-05 | 196.1262 | 281.6423 | 0.054079
| Civic Offices | Maintenance work to trees: details (52 weeks). (Labour - External works (per £ spent)) | 1701344 | 8404385 | 8 | External works | Labour Effort | Assembly | 4.2744 | Hours | 20 | 44 | 1 | FALSE | 1 | FALSE | 1 | [6 empty] | 0 | A5 | 0.23115 | 1.497e-08 | 0.0012533 | 0.00028748 | 7.1335e-05 | 2.7902e-07 | 3.5596 | 252.2388 | 0.00091863
| Civic Offices | Maintenance work to trees: details (52 weeks). (Labour - External works (per £ spent)) | 1701344 | 8404385 | 8 | External works | Labour Effort | Assembly | 4.2744 | Hours | 20 | 44 | 1 | FALSE | 1 | FALSE | 1 | [6 empty] | 0 | A4 | 12.9182 | 2.3211e-06 | 0.042299 | 0.011433 | 0.0072161 | 4.5052e-05 | 192.5666 | 29.4035 | 0.05316
| Civic Offices | Maintenance work to trees: details (52 weeks). (Labour - External works (per £ spent)) | 1701344 | 8404385 | 8 | External works | Labour Effort | Assembly | 4.2744 | Hours | 20 | 44 | 1 | FALSE | 1 | FALSE | 1 | [6 empty] | 20 | B4B5 | 13.1493 | 2.3361e-06 | 0.043552 | 0.01172 | 0.0072874 | 4.5331e-05 | 196.1262 | 281.6423 | 0.054079
| Civic Offices | Maintenance work to trees: details (52 weeks). (Labour - External works (per £ spent)) | 1701344 | 8404385 | 8 | External works | Labour Effort | Assembly | 4.2744 | Hours | 20 | 44 | 1 | FALSE | 1 | FALSE | 1 | [6 empty] | 40 | B4B5 | 13.1493 | 2.3361e-06 | 0.043552 | 0.01172 | 0.0072874 | 4.5331e-05 | 196.1262 | 281.6423 | 0.054079
| Civic Offices | Maintenance work to trees: details (52 weeks). (Labour - External works (per £ spent)) | 1701344 | 8404386 | 8 | External works | Labour Effort | Assembly | 0.71241 | Hours | 5 | 44 | 1 | FALSE | 1 | FALSE | 1 | [6 empty] | 0 | A5 | 0.038525 | 2.495e-09 | 0.00020888 | 4.7913e-05 | 1.1889e-05 | 4.6503e-08 | 0.59326 | 28.5041 | 0.0001531
| Civic Offices | Maintenance work to trees: details (52 weeks). (Labour - External works (per £ spent)) | 1701344 | 8404386 | 8 | External works | Labour Effort | Assembly | 0.71241 | Hours | 5 | 44 | 1 | FALSE | 1 | FALSE | 1 | [6 empty] | 0 | A4 | 0 | 0 | 0 | 0 | 0 | 0 | 0 | 0 | 0
| Civic Offices | Maintenance work to trees: details (52 weeks). (Labour - External works (per £ spent)) | 1701344 | 8404386 | 8 | External works | Labour Effort | Assembly | 0.71241 | Hours | 5 | 44 | 1 | FALSE | 1 | FALSE | 1 | [6 empty] | 5 | B4B5 | 0.038525 | 2.495e-09 | 0.00020888 | 4.7913e-05 | 1.1889e-05 | 4.6503e-08 | 0.59326 | 28.5041 | 0.0001531
| Civic Offices | Maintenance work to trees: details (52 weeks). (Labour - External works (per £ spent)) | 1701344 | 8404386 | 8 | External works | Labour Effort | Assembly | 0.71241 | Hours | 5 | 44 | 1 | FALSE | 1 | FALSE | 1 | [6 empty] | 10 | B4B5 | 0.038525 | 2.495e-09 | 0.00020888 | 4.7913e-05 | 1.1889e-05 | 4.6503e-08 | 0.59326 | 28.5041 | 0.0001531
| Civic Offices | Maintenance work to trees: details (52 weeks). (Labour - External works (per £ spent)) | 1701344 | 8404386 | 8 | External works | Labour Effort | Assembly | 0.71241 | Hours | 5 | 44 | 1 | FALSE | 1 | FALSE | 1 | [6 empty] | 15 | B4B5 | 0.038525 | 2.495e-09 | 0.00020888 | 4.7913e-05 | 1.1889e-05 | 4.6503e-08 | 0.59326 | 28.5041 | 0.0001531
| Civic Offices | Maintenance work to trees: details (52 weeks). (Labour - External works (per £ spent)) | 1701344 | 8404386 | 8 | External works | Labour Effort | Assembly | 0.71241 | Hours | 5 | 44 | 1 | FALSE | 1 | FALSE | 1 | [6 empty] | 20 | B4B5 | 0.038525 | 2.495e-09 | 0.00020888 | 4.7913e-05 | 1.1889e-05 | 4.6503e-08 | 0.59326 | 28.5041 | 0.0001531
| Civic Offices | Maintenance work to trees: details (52 weeks). (Labour - External works (per £ spent)) | 1701344 | 8404386 | 8 | External works | Labour Effort | Assembly | 0.71241 | Hours | 5 | 44 | 1 | FALSE | 1 | FALSE | 1 | [6 empty] | 25 | B4B5 | 0.038525 | 2.495e-09 | 0.00020888 | 4.7913e-05 | 1.1889e-05 | 4.6503e-08 | 0.59326 | 28.5041 | 0.0001531
| Civic Offices | Maintenance work to trees: details (52 weeks). (Labour - External works (per £ spent)) | 1701344 | 8404386 | 8 | External works | Labour Effort | Assembly | 0.71241 | Hours | 5 | 44 | 1 | FALSE | 1 | FALSE | 1 | [6 empty] | 30 | B4B5 | 0.038525 | 2.495e-09 | 0.00020888 | 4.7913e-05 | 1.1889e-05 | 4.6503e-08 | 0.59326 | 28.5041 | 0.0001531
| Civic Offices | Maintenance work to trees: details (52 weeks). (Labour - External works (per £ spent)) | 1701344 | 8404386 | 8 | External works | Labour Effort | Assembly | 0.71241 | Hours | 5 | 44 | 1 | FALSE | 1 | FALSE | 1 | [6 empty] | 35 | B4B5 | 0.038525 | 2.495e-09 | 0.00020888 | 4.7913e-05 | 1.1889e-05 | 4.6503e-08 | 0.59326 | 28.5041 | 0.0001531
| Civic Offices | Maintenance work to trees: details (52 weeks). (Labour - External works (per £ spent)) | 1701344 | 8404386 | 8 | External works | Labour Effort | Assembly | 0.71241 | Hours | 5 | 44 | 1 | FALSE | 1 | FALSE | 1 | [6 empty] | 40 | B4B5 | 0.038525 | 2.495e-09 | 0.00020888 | 4.7913e-05 | 1.1889e-05 | 4.6503e-08 | 0.59326 | 28.5041 | 0.0001531
| Civic Offices | Maintenance work to trees: details (52 weeks). (Labour - External works (per £ spent)) | 1701344 | 8404386 | 8 | External works | Labour Effort | Assembly | 0.71241 | Hours | 5 | 44 | 1 | FALSE | 1 | FALSE | 1 | [6 empty] | 45 | B4B5 | 0.038525 | 2.495e-09 | 0.00020888 | 4.7913e-05 | 1.1889e-05 | 4.6503e-08 | 0.59326 | 28.5041 | 0.0001531
| Civic Offices | Maintenance work to trees: details (52 weeks). (Labour - External works (per £ spent)) | 1701344 | 8404386 | 8 | External works | Labour Effort | Assembly | 0.71241 | Hours | 5 | 44 | 1 | FALSE | 1 | FALSE | 1 | [6 empty] | 50 | B4B5 | 0.038525 | 2.495e-09 | 0.00020888 | 4.7913e-05 | 1.1889e-05 | 4.6503e-08 | 0.59326 | 28.5041 | 0.0001531
| Civic Offices | Maintenance work to trees: details (52 weeks). (Labour - External works (per £ spent)) | 1701344 | 8404386 | 8 | External works | Labour Effort | Assembly | 0.71241 | Hours | 5 | 44 | 1 | FALSE | 1 | FALSE | 1 | [6 empty] | 55 | B4B5 | 0.038525 | 2.495e-09 | 0.00020888 | 4.7913e-05 | 1.1889e-05 | 4.6503e-08 | 0.59326 | 28.5041 | 0.0001531
| Civic Offices | Maintenance work to trees: details (52 weeks). (Labour - External works (per £ spent)) | 1701344 | 8404387 | 8 | External works | Labour Effort | Assembly | 0.71241 | Hours | 20 | 44 | 1 | FALSE | 1 | FALSE | 1 | [6 empty] | 0 | A5 | 0.038525 | 2.495e-09 | 0.00020888 | 4.7913e-05 | 1.1889e-05 | 4.6503e-08 | 0.59326 | 28.5041 | 0.0001531
| Civic Offices | Maintenance work to trees: details (52 weeks). (Labour - External works (per £ spent)) | 1701344 | 8404387 | 8 | External works | Labour Effort | Assembly | 0.71241 | Hours | 20 | 44 | 1 | FALSE | 1 | FALSE | 1 | [6 empty] | 0 | A4 | 0 | 0 | 0 | 0 | 0 | 0 | 0 | 0 | 0
| Civic Offices | Maintenance work to trees: details (52 weeks). (Labour - External works (per £ spent)) | 1701344 | 8404387 | 8 | External works | Labour Effort | Assembly | 0.71241 | Hours | 20 | 44 | 1 | FALSE | 1 | FALSE | 1 | [6 empty] | 20 | B4B5 | 0.038525 | 2.495e-09 | 0.00020888 | 4.7913e-05 | 1.1889e-05 | 4.6503e-08 | 0.59326 | 28.5041 | 0.0001531
| Civic Offices | Maintenance work to trees: details (52 weeks). (Labour - External works (per £ spent)) | 1701344 | 8404387 | 8 | External works | Labour Effort | Assembly | 0.71241 | Hours | 20 | 44 | 1 | FALSE | 1 | FALSE | 1 | [6 empty] | 40 | B4B5 | 0.038525 | 2.495e-09 | 0.00020888 | 4.7913e-05 | 1.1889e-05 | 4.6503e-08 | 0.59326 | 28.5041 | 0.0001531
| Civic Offices | Maintenance work to hedges: (52 weeks). (Labour - External works (per £ spent)) | 1701345 | 8404388 | 8 | External works | Labour Effort | Assembly | 0.089873 | Hours | 10 | 44 | 1 | FALSE | 1 | FALSE | 1 | [6 empty] | 0 | A5 | 0.00486 | 3.1476e-10 | 2.6351e-05 | 6.0444e-06 | 1.4999e-06 | 5.8666e-09 | 0.074842 | 3.5959 | 1.9315e-05
| Civic Offices | Maintenance work to hedges: (52 weeks). (Labour - External works (per £ spent)) | 1701345 | 8404388 | 8 | External works | Labour Effort | Assembly | 0.089873 | Hours | 10 | 44 | 1 | FALSE | 1 | FALSE | 1 | [6 empty] | 0 | A4 | 0 | 0 | 0 | 0 | 0 | 0 | 0 | 0 | 0
| Civic Offices | Maintenance work to hedges: (52 weeks). (Labour - External works (per £ spent)) | 1701345 | 8404388 | 8 | External works | Labour Effort | Assembly | 0.089873 | Hours | 10 | 44 | 1 | FALSE | 1 | FALSE | 1 | [6 empty] | 10 | B4B5 | 0.00486 | 3.1476e-10 | 2.6351e-05 | 6.0444e-06 | 1.4999e-06 | 5.8666e-09 | 0.074842 | 3.5959 | 1.9315e-05
| Civic Offices | Maintenance work to hedges: (52 weeks). (Labour - External works (per £ spent)) | 1701345 | 8404388 | 8 | External works | Labour Effort | Assembly | 0.089873 | Hours | 10 | 44 | 1 | FALSE | 1 | FALSE | 1 | [6 empty] | 20 | B4B5 | 0.00486 | 3.1476e-10 | 2.6351e-05 | 6.0444e-06 | 1.4999e-06 | 5.8666e-09 | 0.074842 | 3.5959 | 1.9315e-05
| Civic Offices | Maintenance work to hedges: (52 weeks). (Labour - External works (per £ spent)) | 1701345 | 8404388 | 8 | External works | Labour Effort | Assembly | 0.089873 | Hours | 10 | 44 | 1 | FALSE | 1 | FALSE | 1 | [6 empty] | 30 | B4B5 | 0.00486 | 3.1476e-10 | 2.6351e-05 | 6.0444e-06 | 1.4999e-06 | 5.8666e-09 | 0.074842 | 3.5959 | 1.9315e-05
| Civic Offices | Maintenance work to hedges: (52 weeks). (Labour - External works (per £ spent)) | 1701345 | 8404388 | 8 | External works | Labour Effort | Assembly | 0.089873 | Hours | 10 | 44 | 1 | FALSE | 1 | FALSE | 1 | [6 empty] | 40 | B4B5 | 0.00486 | 3.1476e-10 | 2.6351e-05 | 6.0444e-06 | 1.4999e-06 | 5.8666e-09 | 0.074842 | 3.5959 | 1.9315e-05
| Civic Offices | Maintenance work to hedges: (52 weeks). (Labour - External works (per £ spent)) | 1701345 | 8404388 | 8 | External works | Labour Effort | Assembly | 0.089873 | Hours | 10 | 44 | 1 | FALSE | 1 | FALSE | 1 | [6 empty] | 50 | B4B5 | 0.00486 | 3.1476e-10 | 2.6351e-05 | 6.0444e-06 | 1.4999e-06 | 5.8666e-09 | 0.074842 | 3.5959 | 1.9315e-05
| Civic Offices | Maintenance work to hedges: (52 weeks). (Labour - External works (per £ spent)) | 1701345 | 8404389 | 8 | External works | Labour Effort | Assembly | 0.53924 | Hours | 10 | 44 | 1 | FALSE | 1 | FALSE | 1 | [6 empty] | 0 | A5 | 0.02916 | 1.8885e-09 | 0.00015811 | 3.6266e-05 | 8.9992e-06 | 3.5199e-08 | 0.44905 | 31.8209 | 0.00011589
| Civic Offices | Maintenance work to hedges: (52 weeks). (Labour - External works (per £ spent)) | 1701345 | 8404389 | 8 | External works | Labour Effort | Assembly | 0.53924 | Hours | 10 | 44 | 1 | FALSE | 1 | FALSE | 1 | [6 empty] | 0 | A4 | 12.9182 | 2.3211e-06 | 0.042299 | 0.011433 | 0.0072161 | 4.5052e-05 | 192.5666 | 29.4035 | 0.05316
| Civic Offices | Maintenance work to hedges: (52 weeks). (Labour - External works (per £ spent)) | 1701345 | 8404389 | 8 | External works | Labour Effort | Assembly | 0.53924 | Hours | 10 | 44 | 1 | FALSE | 1 | FALSE | 1 | [6 empty] | 10 | B4B5 | 12.9473 | 2.323e-06 | 0.042457 | 0.011469 | 0.0072251 | 4.5087e-05 | 193.0156 | 61.2244 | 0.053276
| Civic Offices | Maintenance work to hedges: (52 weeks). (Labour - External works (per £ spent)) | 1701345 | 8404389 | 8 | External works | Labour Effort | Assembly | 0.53924 | Hours | 10 | 44 | 1 | FALSE | 1 | FALSE | 1 | [6 empty] | 20 | B4B5 | 12.9473 | 2.323e-06 | 0.042457 | 0.011469 | 0.0072251 | 4.5087e-05 | 193.0156 | 61.2244 | 0.053276
| Civic Offices | Maintenance work to hedges: (52 weeks). (Labour - External works (per £ spent)) | 1701345 | 8404389 | 8 | External works | Labour Effort | Assembly | 0.53924 | Hours | 10 | 44 | 1 | FALSE | 1 | FALSE | 1 | [6 empty] | 30 | B4B5 | 12.9473 | 2.323e-06 | 0.042457 | 0.011469 | 0.0072251 | 4.5087e-05 | 193.0156 | 61.2244 | 0.053276
| Civic Offices | Maintenance work to hedges: (52 weeks). (Labour - External works (per £ spent)) | 1701345 | 8404389 | 8 | External works | Labour Effort | Assembly | 0.53924 | Hours | 10 | 44 | 1 | FALSE | 1 | FALSE | 1 | [6 empty] | 40 | B4B5 | 12.9473 | 2.323e-06 | 0.042457 | 0.011469 | 0.0072251 | 4.5087e-05 | 193.0156 | 61.2244 | 0.053276
| Civic Offices | Maintenance work to hedges: (52 weeks). (Labour - External works (per £ spent)) | 1701345 | 8404389 | 8 | External works | Labour Effort | Assembly | 0.53924 | Hours | 10 | 44 | 1 | FALSE | 1 | FALSE | 1 | [6 empty] | 50 | B4B5 | 12.9473 | 2.323e-06 | 0.042457 | 0.011469 | 0.0072251 | 4.5087e-05 | 193.0156 | 61.2244 | 0.053276
| Civic Offices | Maintenance work to hedges: (52 weeks). (Labour - External works (per £ spent)) | 1701345 | 8404390 | 8 | External works | Labour effort | Assembly | 0.26962 | Hours | 5 | 44 | 1 | FALSE | 1 | FALSE | 1 | [6 empty] | 0 | A5 | 0.01458 | 9.4427e-10 | 7.9054e-05 | 1.8133e-05 | 4.4996e-06 | 1.76e-08 | 0.22453 | 15.9104 | 5.7944e-05
| Civic Offices | Maintenance work to hedges: (52 weeks). (Labour - External works (per £ spent)) | 1701345 | 8404390 | 8 | External works | Labour effort | Assembly | 0.26962 | Hours | 5 | 44 | 1 | FALSE | 1 | FALSE | 1 | [6 empty] | 0 | A4 | 12.9182 | 2.3211e-06 | 0.042299 | 0.011433 | 0.0072161 | 4.5052e-05 | 192.5666 | 29.4035 | 0.05316
| Civic Offices | Maintenance work to hedges: (52 weeks). (Labour - External works (per £ spent)) | 1701345 | 8404390 | 8 | External works | Labour effort | Assembly | 0.26962 | Hours | 5 | 44 | 1 | FALSE | 1 | FALSE | 1 | [6 empty] | 5 | B4B5 | 12.9328 | 2.322e-06 | 0.042378 | 0.011451 | 0.0072206 | 4.507e-05 | 192.7911 | 45.314 | 0.053218
| Civic Offices | Maintenance work to hedges: (52 weeks). (Labour - External works (per £ spent)) | 1701345 | 8404390 | 8 | External works | Labour effort | Assembly | 0.26962 | Hours | 5 | 44 | 1 | FALSE | 1 | FALSE | 1 | [6 empty] | 10 | B4B5 | 12.9328 | 2.322e-06 | 0.042378 | 0.011451 | 0.0072206 | 4.507e-05 | 192.7911 | 45.314 | 0.053218
| Civic Offices | Maintenance work to hedges: (52 weeks). (Labour - External works (per £ spent)) | 1701345 | 8404390 | 8 | External works | Labour effort | Assembly | 0.26962 | Hours | 5 | 44 | 1 | FALSE | 1 | FALSE | 1 | [6 empty] | 15 | B4B5 | 12.9328 | 2.322e-06 | 0.042378 | 0.011451 | 0.0072206 | 4.507e-05 | 192.7911 | 45.314 | 0.053218
| Civic Offices | Maintenance work to hedges: (52 weeks). (Labour - External works (per £ spent)) | 1701345 | 8404390 | 8 | External works | Labour effort | Assembly | 0.26962 | Hours | 5 | 44 | 1 | FALSE | 1 | FALSE | 1 | [6 empty] | 20 | B4B5 | 12.9328 | 2.322e-06 | 0.042378 | 0.011451 | 0.0072206 | 4.507e-05 | 192.7911 | 45.314 | 0.053218
| Civic Offices | Maintenance work to hedges: (52 weeks). (Labour - External works (per £ spent)) | 1701345 | 8404390 | 8 | External works | Labour effort | Assembly | 0.26962 | Hours | 5 | 44 | 1 | FALSE | 1 | FALSE | 1 | [6 empty] | 25 | B4B5 | 12.9328 | 2.322e-06 | 0.042378 | 0.011451 | 0.0072206 | 4.507e-05 | 192.7911 | 45.314 | 0.053218
| Civic Offices | Maintenance work to hedges: (52 weeks). (Labour - External works (per £ spent)) | 1701345 | 8404390 | 8 | External works | Labour effort | Assembly | 0.26962 | Hours | 5 | 44 | 1 | FALSE | 1 | FALSE | 1 | [6 empty] | 30 | B4B5 | 12.9328 | 2.322e-06 | 0.042378 | 0.011451 | 0.0072206 | 4.507e-05 | 192.7911 | 45.314 | 0.053218
| Civic Offices | Maintenance work to hedges: (52 weeks). (Labour - External works (per £ spent)) | 1701345 | 8404390 | 8 | External works | Labour effort | Assembly | 0.26962 | Hours | 5 | 44 | 1 | FALSE | 1 | FALSE | 1 | [6 empty] | 35 | B4B5 | 12.9328 | 2.322e-06 | 0.042378 | 0.011451 | 0.0072206 | 4.507e-05 | 192.7911 | 45.314 | 0.053218
| Civic Offices | Maintenance work to hedges: (52 weeks). (Labour - External works (per £ spent)) | 1701345 | 8404390 | 8 | External works | Labour effort | Assembly | 0.26962 | Hours | 5 | 44 | 1 | FALSE | 1 | FALSE | 1 | [6 empty] | 40 | B4B5 | 12.9328 | 2.322e-06 | 0.042378 | 0.011451 | 0.0072206 | 4.507e-05 | 192.7911 | 45.314 | 0.053218
| Civic Offices | Maintenance work to hedges: (52 weeks). (Labour - External works (per £ spent)) | 1701345 | 8404390 | 8 | External works | Labour effort | Assembly | 0.26962 | Hours | 5 | 44 | 1 | FALSE | 1 | FALSE | 1 | [6 empty] | 45 | B4B5 | 12.9328 | 2.322e-06 | 0.042378 | 0.011451 | 0.0072206 | 4.507e-05 | 192.7911 | 45.314 | 0.053218
| Civic Offices | Maintenance work to hedges: (52 weeks). (Labour - External works (per £ spent)) | 1701345 | 8404390 | 8 | External works | Labour effort | Assembly | 0.26962 | Hours | 5 | 44 | 1 | FALSE | 1 | FALSE | 1 | [6 empty] | 50 | B4B5 | 12.9328 | 2.322e-06 | 0.042378 | 0.011451 | 0.0072206 | 4.507e-05 | 192.7911 | 45.314 | 0.053218
| Civic Offices | Maintenance work to hedges: (52 weeks). (Labour - External works (per £ spent)) | 1701345 | 8404390 | 8 | External works | Labour effort | Assembly | 0.26962 | Hours | 5 | 44 | 1 | FALSE | 1 | FALSE | 1 | [6 empty] | 55 | B4B5 | 12.9328 | 2.322e-06 | 0.042378 | 0.011451 | 0.0072206 | 4.507e-05 | 192.7911 | 45.314 | 0.053218
| Civic Offices | Maintenance work to hedges: (52 weeks). (Labour - External works (per £ spent)) | 1701345 | 8404391 | 8 | External works | Labour Effort | Assembly | 0.26962 | Hours | 20 | 44 | 1 | FALSE | 1 | FALSE | 1 | [6 empty] | 0 | A5 | 0.01458 | 9.4427e-10 | 7.9054e-05 | 1.8133e-05 | 4.4996e-06 | 1.76e-08 | 0.22453 | 15.9104 | 5.7944e-05
| Civic Offices | Maintenance work to hedges: (52 weeks). (Labour - External works (per £ spent)) | 1701345 | 8404391 | 8 | External works | Labour Effort | Assembly | 0.26962 | Hours | 20 | 44 | 1 | FALSE | 1 | FALSE | 1 | [6 empty] | 0 | A4 | 12.9182 | 2.3211e-06 | 0.042299 | 0.011433 | 0.0072161 | 4.5052e-05 | 192.5666 | 29.4035 | 0.05316
| Civic Offices | Maintenance work to hedges: (52 weeks). (Labour - External works (per £ spent)) | 1701345 | 8404391 | 8 | External works | Labour Effort | Assembly | 0.26962 | Hours | 20 | 44 | 1 | FALSE | 1 | FALSE | 1 | [6 empty] | 20 | B4B5 | 12.9328 | 2.322e-06 | 0.042378 | 0.011451 | 0.0072206 | 4.507e-05 | 192.7911 | 45.314 | 0.053218
| Civic Offices | Maintenance work to hedges: (52 weeks). (Labour - External works (per £ spent)) | 1701345 | 8404391 | 8 | External works | Labour Effort | Assembly | 0.26962 | Hours | 20 | 44 | 1 | FALSE | 1 | FALSE | 1 | [6 empty] | 40 | B4B5 | 12.9328 | 2.322e-06 | 0.042378 | 0.011451 | 0.0072206 | 4.507e-05 | 192.7911 | 45.314 | 0.053218
| Civic Offices | Maintenance work to hedges: (52 weeks). (Labour - External works (per £ spent)) | 1701345 | 8404392 | 8 | External works | Labour Effort | Assembly | 0.044936 | Hours | 5 | 44 | 1 | FALSE | 1 | FALSE | 1 | [6 empty] | 0 | A5 | 0.00243 | 1.5738e-10 | 1.3176e-05 | 3.0222e-06 | 7.4994e-07 | 2.9333e-09 | 0.037421 | 1.7979 | 9.6574e-06
| Civic Offices | Maintenance work to hedges: (52 weeks). (Labour - External works (per £ spent)) | 1701345 | 8404392 | 8 | External works | Labour Effort | Assembly | 0.044936 | Hours | 5 | 44 | 1 | FALSE | 1 | FALSE | 1 | [6 empty] | 0 | A4 | 0 | 0 | 0 | 0 | 0 | 0 | 0 | 0 | 0
| Civic Offices | Maintenance work to hedges: (52 weeks). (Labour - External works (per £ spent)) | 1701345 | 8404392 | 8 | External works | Labour Effort | Assembly | 0.044936 | Hours | 5 | 44 | 1 | FALSE | 1 | FALSE | 1 | [6 empty] | 5 | B4B5 | 0.00243 | 1.5738e-10 | 1.3176e-05 | 3.0222e-06 | 7.4994e-07 | 2.9333e-09 | 0.037421 | 1.7979 | 9.6574e-06
| Civic Offices | Maintenance work to hedges: (52 weeks). (Labour - External works (per £ spent)) | 1701345 | 8404392 | 8 | External works | Labour Effort | Assembly | 0.044936 | Hours | 5 | 44 | 1 | FALSE | 1 | FALSE | 1 | [6 empty] | 10 | B4B5 | 0.00243 | 1.5738e-10 | 1.3176e-05 | 3.0222e-06 | 7.4994e-07 | 2.9333e-09 | 0.037421 | 1.7979 | 9.6574e-06
| Civic Offices | Maintenance work to hedges: (52 weeks). (Labour - External works (per £ spent)) | 1701345 | 8404392 | 8 | External works | Labour Effort | Assembly | 0.044936 | Hours | 5 | 44 | 1 | FALSE | 1 | FALSE | 1 | [6 empty] | 15 | B4B5 | 0.00243 | 1.5738e-10 | 1.3176e-05 | 3.0222e-06 | 7.4994e-07 | 2.9333e-09 | 0.037421 | 1.7979 | 9.6574e-06
| Civic Offices | Maintenance work to hedges: (52 weeks). (Labour - External works (per £ spent)) | 1701345 | 8404392 | 8 | External works | Labour Effort | Assembly | 0.044936 | Hours | 5 | 44 | 1 | FALSE | 1 | FALSE | 1 | [6 empty] | 20 | B4B5 | 0.00243 | 1.5738e-10 | 1.3176e-05 | 3.0222e-06 | 7.4994e-07 | 2.9333e-09 | 0.037421 | 1.7979 | 9.6574e-06
| Civic Offices | Maintenance work to hedges: (52 weeks). (Labour - External works (per £ spent)) | 1701345 | 8404392 | 8 | External works | Labour Effort | Assembly | 0.044936 | Hours | 5 | 44 | 1 | FALSE | 1 | FALSE | 1 | [6 empty] | 25 | B4B5 | 0.00243 | 1.5738e-10 | 1.3176e-05 | 3.0222e-06 | 7.4994e-07 | 2.9333e-09 | 0.037421 | 1.7979 | 9.6574e-06
| Civic Offices | Maintenance work to hedges: (52 weeks). (Labour - External works (per £ spent)) | 1701345 | 8404392 | 8 | External works | Labour Effort | Assembly | 0.044936 | Hours | 5 | 44 | 1 | FALSE | 1 | FALSE | 1 | [6 empty] | 30 | B4B5 | 0.00243 | 1.5738e-10 | 1.3176e-05 | 3.0222e-06 | 7.4994e-07 | 2.9333e-09 | 0.037421 | 1.7979 | 9.6574e-06
| Civic Offices | Maintenance work to hedges: (52 weeks). (Labour - External works (per £ spent)) | 1701345 | 8404392 | 8 | External works | Labour Effort | Assembly | 0.044936 | Hours | 5 | 44 | 1 | FALSE | 1 | FALSE | 1 | [6 empty] | 35 | B4B5 | 0.00243 | 1.5738e-10 | 1.3176e-05 | 3.0222e-06 | 7.4994e-07 | 2.9333e-09 | 0.037421 | 1.7979 | 9.6574e-06
| Civic Offices | Maintenance work to hedges: (52 weeks). (Labour - External works (per £ spent)) | 1701345 | 8404392 | 8 | External works | Labour Effort | Assembly | 0.044936 | Hours | 5 | 44 | 1 | FALSE | 1 | FALSE | 1 | [6 empty] | 40 | B4B5 | 0.00243 | 1.5738e-10 | 1.3176e-05 | 3.0222e-06 | 7.4994e-07 | 2.9333e-09 | 0.037421 | 1.7979 | 9.6574e-06
| Civic Offices | Maintenance work to hedges: (52 weeks). (Labour - External works (per £ spent)) | 1701345 | 8404392 | 8 | External works | Labour Effort | Assembly | 0.044936 | Hours | 5 | 44 | 1 | FALSE | 1 | FALSE | 1 | [6 empty] | 45 | B4B5 | 0.00243 | 1.5738e-10 | 1.3176e-05 | 3.0222e-06 | 7.4994e-07 | 2.9333e-09 | 0.037421 | 1.7979 | 9.6574e-06
| Civic Offices | Maintenance work to hedges: (52 weeks). (Labour - External works (per £ spent)) | 1701345 | 8404392 | 8 | External works | Labour Effort | Assembly | 0.044936 | Hours | 5 | 44 | 1 | FALSE | 1 | FALSE | 1 | [6 empty] | 50 | B4B5 | 0.00243 | 1.5738e-10 | 1.3176e-05 | 3.0222e-06 | 7.4994e-07 | 2.9333e-09 | 0.037421 | 1.7979 | 9.6574e-06
| Civic Offices | Maintenance work to hedges: (52 weeks). (Labour - External works (per £ spent)) | 1701345 | 8404392 | 8 | External works | Labour Effort | Assembly | 0.044936 | Hours | 5 | 44 | 1 | FALSE | 1 | FALSE | 1 | [6 empty] | 55 | B4B5 | 0.00243 | 1.5738e-10 | 1.3176e-05 | 3.0222e-06 | 7.4994e-07 | 2.9333e-09 | 0.037421 | 1.7979 | 9.6574e-06
| Civic Offices | Maintenance work to hedges: (52 weeks). (Labour - External works (per £ spent)) | 1701345 | 8404393 | 8 | External works | Labour Effort | Assembly | 0.044936 | Hours | 20 | 44 | 1 | FALSE | 1 | FALSE | 1 | [6 empty] | 0 | A5 | 0.00243 | 1.5738e-10 | 1.3176e-05 | 3.0222e-06 | 7.4994e-07 | 2.9333e-09 | 0.037421 | 1.7979 | 9.6574e-06
| Civic Offices | Maintenance work to hedges: (52 weeks). (Labour - External works (per £ spent)) | 1701345 | 8404393 | 8 | External works | Labour Effort | Assembly | 0.044936 | Hours | 20 | 44 | 1 | FALSE | 1 | FALSE | 1 | [6 empty] | 0 | A4 | 0 | 0 | 0 | 0 | 0 | 0 | 0 | 0 | 0
| Civic Offices | Maintenance work to hedges: (52 weeks). (Labour - External works (per £ spent)) | 1701345 | 8404393 | 8 | External works | Labour Effort | Assembly | 0.044936 | Hours | 20 | 44 | 1 | FALSE | 1 | FALSE | 1 | [6 empty] | 20 | B4B5 | 0.00243 | 1.5738e-10 | 1.3176e-05 | 3.0222e-06 | 7.4994e-07 | 2.9333e-09 | 0.037421 | 1.7979 | 9.6574e-06
| Civic Offices | Maintenance work to hedges: (52 weeks). (Labour - External works (per £ spent)) | 1701345 | 8404393 | 8 | External works | Labour Effort | Assembly | 0.044936 | Hours | 20 | 44 | 1 | FALSE | 1 | FALSE | 1 | [6 empty] | 40 | B4B5 | 0.00243 | 1.5738e-10 | 1.3176e-05 | 3.0222e-06 | 7.4994e-07 | 2.9333e-09 | 0.037421 | 1.7979 | 9.6574e-06
| Civic Offices | Walls: including strip footing brickwork to match existing walls 1 brick thick 1.8m height (m). (Labour - External works (per £ spent)) | 1701346 | 8404394 | 8 | External works | Labour Effort | Assembly | 0.75844 | Hours | 10 | 44 | 1 | FALSE | 1 | FALSE | 1 | [6 empty] | 0 | A5 | 0.041014 | 2.6562e-09 | 0.00022238 | 5.1009e-05 | 1.2657e-05 | 4.9508e-08 | 0.6316 | 30.3459 | 0.000163
| Civic Offices | Walls: including strip footing brickwork to match existing walls 1 brick thick 1.8m height (m). (Labour - External works (per £ spent)) | 1701346 | 8404394 | 8 | External works | Labour Effort | Assembly | 0.75844 | Hours | 10 | 44 | 1 | FALSE | 1 | FALSE | 1 | [6 empty] | 0 | A4 | 0 | 0 | 0 | 0 | 0 | 0 | 0 | 0 | 0
| Civic Offices | Walls: including strip footing brickwork to match existing walls 1 brick thick 1.8m height (m). (Labour - External works (per £ spent)) | 1701346 | 8404394 | 8 | External works | Labour Effort | Assembly | 0.75844 | Hours | 10 | 44 | 1 | FALSE | 1 | FALSE | 1 | [6 empty] | 10 | B4B5 | 0.041014 | 2.6562e-09 | 0.00022238 | 5.1009e-05 | 1.2657e-05 | 4.9508e-08 | 0.6316 | 30.3459 | 0.000163
| Civic Offices | Walls: including strip footing brickwork to match existing walls 1 brick thick 1.8m height (m). (Labour - External works (per £ spent)) | 1701346 | 8404394 | 8 | External works | Labour Effort | Assembly | 0.75844 | Hours | 10 | 44 | 1 | FALSE | 1 | FALSE | 1 | [6 empty] | 20 | B4B5 | 0.041014 | 2.6562e-09 | 0.00022238 | 5.1009e-05 | 1.2657e-05 | 4.9508e-08 | 0.6316 | 30.3459 | 0.000163
| Civic Offices | Walls: including strip footing brickwork to match existing walls 1 brick thick 1.8m height (m). (Labour - External works (per £ spent)) | 1701346 | 8404394 | 8 | External works | Labour Effort | Assembly | 0.75844 | Hours | 10 | 44 | 1 | FALSE | 1 | FALSE | 1 | [6 empty] | 30 | B4B5 | 0.041014 | 2.6562e-09 | 0.00022238 | 5.1009e-05 | 1.2657e-05 | 4.9508e-08 | 0.6316 | 30.3459 | 0.000163
| Civic Offices | Walls: including strip footing brickwork to match existing walls 1 brick thick 1.8m height (m). (Labour - External works (per £ spent)) | 1701346 | 8404394 | 8 | External works | Labour Effort | Assembly | 0.75844 | Hours | 10 | 44 | 1 | FALSE | 1 | FALSE | 1 | [6 empty] | 40 | B4B5 | 0.041014 | 2.6562e-09 | 0.00022238 | 5.1009e-05 | 1.2657e-05 | 4.9508e-08 | 0.6316 | 30.3459 | 0.000163
| Civic Offices | Walls: including strip footing brickwork to match existing walls 1 brick thick 1.8m height (m). (Labour - External works (per £ spent)) | 1701346 | 8404394 | 8 | External works | Labour Effort | Assembly | 0.75844 | Hours | 10 | 44 | 1 | FALSE | 1 | FALSE | 1 | [6 empty] | 50 | B4B5 | 0.041014 | 2.6562e-09 | 0.00022238 | 5.1009e-05 | 1.2657e-05 | 4.9508e-08 | 0.6316 | 30.3459 | 0.000163
| Civic Offices | Walls: including strip footing brickwork to match existing walls 1 brick thick 1.8m height (m). (Labour - External works (per £ spent)) | 1701346 | 8404395 | 8 | External works | Labour Effort | Assembly | 4.5506 | Hours | 10 | 44 | 1 | FALSE | 1 | FALSE | 1 | [6 empty] | 0 | A5 | 0.24608 | 1.5937e-08 | 0.0013343 | 0.00030605 | 7.5945e-05 | 2.9705e-07 | 3.7896 | 268.5373 | 0.00097799
| Civic Offices | Walls: including strip footing brickwork to match existing walls 1 brick thick 1.8m height (m). (Labour - External works (per £ spent)) | 1701346 | 8404395 | 8 | External works | Labour Effort | Assembly | 4.5506 | Hours | 10 | 44 | 1 | FALSE | 1 | FALSE | 1 | [6 empty] | 0 | A4 | 12.9182 | 2.3211e-06 | 0.042299 | 0.011433 | 0.0072161 | 4.5052e-05 | 192.5666 | 29.4035 | 0.05316
| Civic Offices | Walls: including strip footing brickwork to match existing walls 1 brick thick 1.8m height (m). (Labour - External works (per £ spent)) | 1701346 | 8404395 | 8 | External works | Labour Effort | Assembly | 4.5506 | Hours | 10 | 44 | 1 | FALSE | 1 | FALSE | 1 | [6 empty] | 10 | B4B5 | 13.1643 | 2.337e-06 | 0.043633 | 0.011739 | 0.007292 | 4.5349e-05 | 196.3562 | 297.9408 | 0.054138
| Civic Offices | Walls: including strip footing brickwork to match existing walls 1 brick thick 1.8m height (m). (Labour - External works (per £ spent)) | 1701346 | 8404395 | 8 | External works | Labour Effort | Assembly | 4.5506 | Hours | 10 | 44 | 1 | FALSE | 1 | FALSE | 1 | [6 empty] | 20 | B4B5 | 13.1643 | 2.337e-06 | 0.043633 | 0.011739 | 0.007292 | 4.5349e-05 | 196.3562 | 297.9408 | 0.054138
| Civic Offices | Walls: including strip footing brickwork to match existing walls 1 brick thick 1.8m height (m). (Labour - External works (per £ spent)) | 1701346 | 8404395 | 8 | External works | Labour Effort | Assembly | 4.5506 | Hours | 10 | 44 | 1 | FALSE | 1 | FALSE | 1 | [6 empty] | 30 | B4B5 | 13.1643 | 2.337e-06 | 0.043633 | 0.011739 | 0.007292 | 4.5349e-05 | 196.3562 | 297.9408 | 0.054138
| Civic Offices | Walls: including strip footing brickwork to match existing walls 1 brick thick 1.8m height (m). (Labour - External works (per £ spent)) | 1701346 | 8404395 | 8 | External works | Labour Effort | Assembly | 4.5506 | Hours | 10 | 44 | 1 | FALSE | 1 | FALSE | 1 | [6 empty] | 40 | B4B5 | 13.1643 | 2.337e-06 | 0.043633 | 0.011739 | 0.007292 | 4.5349e-05 | 196.3562 | 297.9408 | 0.054138
| Civic Offices | Walls: including strip footing brickwork to match existing walls 1 brick thick 1.8m height (m). (Labour - External works (per £ spent)) | 1701346 | 8404395 | 8 | External works | Labour Effort | Assembly | 4.5506 | Hours | 10 | 44 | 1 | FALSE | 1 | FALSE | 1 | [6 empty] | 50 | B4B5 | 13.1643 | 2.337e-06 | 0.043633 | 0.011739 | 0.007292 | 4.5349e-05 | 196.3562 | 297.9408 | 0.054138
| Civic Offices | Walls: including strip footing brickwork to match existing walls 1 brick thick 1.8m height (m). (Labour - External works (per £ spent)) | 1701346 | 8404396 | 8 | External works | Labour effort | Assembly | 2.2753 | Hours | 5 | 44 | 1 | FALSE | 1 | FALSE | 1 | [6 empty] | 0 | A5 | 0.12304 | 7.9687e-09 | 0.00066714 | 0.00015303 | 3.7972e-05 | 1.4852e-07 | 1.8948 | 134.2686 | 0.00048899
| Civic Offices | Walls: including strip footing brickwork to match existing walls 1 brick thick 1.8m height (m). (Labour - External works (per £ spent)) | 1701346 | 8404396 | 8 | External works | Labour effort | Assembly | 2.2753 | Hours | 5 | 44 | 1 | FALSE | 1 | FALSE | 1 | [6 empty] | 0 | A4 | 12.9182 | 2.3211e-06 | 0.042299 | 0.011433 | 0.0072161 | 4.5052e-05 | 192.5666 | 29.4035 | 0.05316
| Civic Offices | Walls: including strip footing brickwork to match existing walls 1 brick thick 1.8m height (m). (Labour - External works (per £ spent)) | 1701346 | 8404396 | 8 | External works | Labour effort | Assembly | 2.2753 | Hours | 5 | 44 | 1 | FALSE | 1 | FALSE | 1 | [6 empty] | 5 | B4B5 | 13.0412 | 2.3291e-06 | 0.042966 | 0.011586 | 0.0072541 | 4.52e-05 | 194.4614 | 163.6722 | 0.053649
| Civic Offices | Walls: including strip footing brickwork to match existing walls 1 brick thick 1.8m height (m). (Labour - External works (per £ spent)) | 1701346 | 8404396 | 8 | External works | Labour effort | Assembly | 2.2753 | Hours | 5 | 44 | 1 | FALSE | 1 | FALSE | 1 | [6 empty] | 10 | B4B5 | 13.0412 | 2.3291e-06 | 0.042966 | 0.011586 | 0.0072541 | 4.52e-05 | 194.4614 | 163.6722 | 0.053649
| Civic Offices | Walls: including strip footing brickwork to match existing walls 1 brick thick 1.8m height (m). (Labour - External works (per £ spent)) | 1701346 | 8404396 | 8 | External works | Labour effort | Assembly | 2.2753 | Hours | 5 | 44 | 1 | FALSE | 1 | FALSE | 1 | [6 empty] | 15 | B4B5 | 13.0412 | 2.3291e-06 | 0.042966 | 0.011586 | 0.0072541 | 4.52e-05 | 194.4614 | 163.6722 | 0.053649
| Civic Offices | Walls: including strip footing brickwork to match existing walls 1 brick thick 1.8m height (m). (Labour - External works (per £ spent)) | 1701346 | 8404396 | 8 | External works | Labour effort | Assembly | 2.2753 | Hours | 5 | 44 | 1 | FALSE | 1 | FALSE | 1 | [6 empty] | 20 | B4B5 | 13.0412 | 2.3291e-06 | 0.042966 | 0.011586 | 0.0072541 | 4.52e-05 | 194.4614 | 163.6722 | 0.053649
| Civic Offices | Walls: including strip footing brickwork to match existing walls 1 brick thick 1.8m height (m). (Labour - External works (per £ spent)) | 1701346 | 8404396 | 8 | External works | Labour effort | Assembly | 2.2753 | Hours | 5 | 44 | 1 | FALSE | 1 | FALSE | 1 | [6 empty] | 25 | B4B5 | 13.0412 | 2.3291e-06 | 0.042966 | 0.011586 | 0.0072541 | 4.52e-05 | 194.4614 | 163.6722 | 0.053649
| Civic Offices | Walls: including strip footing brickwork to match existing walls 1 brick thick 1.8m height (m). (Labour - External works (per £ spent)) | 1701346 | 8404396 | 8 | External works | Labour effort | Assembly | 2.2753 | Hours | 5 | 44 | 1 | FALSE | 1 | FALSE | 1 | [6 empty] | 30 | B4B5 | 13.0412 | 2.3291e-06 | 0.042966 | 0.011586 | 0.0072541 | 4.52e-05 | 194.4614 | 163.6722 | 0.053649
| Civic Offices | Walls: including strip footing brickwork to match existing walls 1 brick thick 1.8m height (m). (Labour - External works (per £ spent)) | 1701346 | 8404396 | 8 | External works | Labour effort | Assembly | 2.2753 | Hours | 5 | 44 | 1 | FALSE | 1 | FALSE | 1 | [6 empty] | 35 | B4B5 | 13.0412 | 2.3291e-06 | 0.042966 | 0.011586 | 0.0072541 | 4.52e-05 | 194.4614 | 163.6722 | 0.053649
| Civic Offices | Walls: including strip footing brickwork to match existing walls 1 brick thick 1.8m height (m). (Labour - External works (per £ spent)) | 1701346 | 8404396 | 8 | External works | Labour effort | Assembly | 2.2753 | Hours | 5 | 44 | 1 | FALSE | 1 | FALSE | 1 | [6 empty] | 40 | B4B5 | 13.0412 | 2.3291e-06 | 0.042966 | 0.011586 | 0.0072541 | 4.52e-05 | 194.4614 | 163.6722 | 0.053649
| Civic Offices | Walls: including strip footing brickwork to match existing walls 1 brick thick 1.8m height (m). (Labour - External works (per £ spent)) | 1701346 | 8404396 | 8 | External works | Labour effort | Assembly | 2.2753 | Hours | 5 | 44 | 1 | FALSE | 1 | FALSE | 1 | [6 empty] | 45 | B4B5 | 13.0412 | 2.3291e-06 | 0.042966 | 0.011586 | 0.0072541 | 4.52e-05 | 194.4614 | 163.6722 | 0.053649
| Civic Offices | Walls: including strip footing brickwork to match existing walls 1 brick thick 1.8m height (m). (Labour - External works (per £ spent)) | 1701346 | 8404396 | 8 | External works | Labour effort | Assembly | 2.2753 | Hours | 5 | 44 | 1 | FALSE | 1 | FALSE | 1 | [6 empty] | 50 | B4B5 | 13.0412 | 2.3291e-06 | 0.042966 | 0.011586 | 0.0072541 | 4.52e-05 | 194.4614 | 163.6722 | 0.053649
| Civic Offices | Walls: including strip footing brickwork to match existing walls 1 brick thick 1.8m height (m). (Labour - External works (per £ spent)) | 1701346 | 8404396 | 8 | External works | Labour effort | Assembly | 2.2753 | Hours | 5 | 44 | 1 | FALSE | 1 | FALSE | 1 | [6 empty] | 55 | B4B5 | 13.0412 | 2.3291e-06 | 0.042966 | 0.011586 | 0.0072541 | 4.52e-05 | 194.4614 | 163.6722 | 0.053649
| Civic Offices | Walls: including strip footing brickwork to match existing walls 1 brick thick 1.8m height (m). (Labour - External works (per £ spent)) | 1701346 | 8404397 | 8 | External works | Labour Effort | Assembly | 2.2753 | Hours | 20 | 44 | 1 | FALSE | 1 | FALSE | 1 | [6 empty] | 0 | A5 | 0.12304 | 7.9687e-09 | 0.00066714 | 0.00015303 | 3.7972e-05 | 1.4852e-07 | 1.8948 | 134.2686 | 0.00048899
| Civic Offices | Walls: including strip footing brickwork to match existing walls 1 brick thick 1.8m height (m). (Labour - External works (per £ spent)) | 1701346 | 8404397 | 8 | External works | Labour Effort | Assembly | 2.2753 | Hours | 20 | 44 | 1 | FALSE | 1 | FALSE | 1 | [6 empty] | 0 | A4 | 12.9182 | 2.3211e-06 | 0.042299 | 0.011433 | 0.0072161 | 4.5052e-05 | 192.5666 | 29.4035 | 0.05316
| Civic Offices | Walls: including strip footing brickwork to match existing walls 1 brick thick 1.8m height (m). (Labour - External works (per £ spent)) | 1701346 | 8404397 | 8 | External works | Labour Effort | Assembly | 2.2753 | Hours | 20 | 44 | 1 | FALSE | 1 | FALSE | 1 | [6 empty] | 20 | B4B5 | 13.0412 | 2.3291e-06 | 0.042966 | 0.011586 | 0.0072541 | 4.52e-05 | 194.4614 | 163.6722 | 0.053649
| Civic Offices | Walls: including strip footing brickwork to match existing walls 1 brick thick 1.8m height (m). (Labour - External works (per £ spent)) | 1701346 | 8404397 | 8 | External works | Labour Effort | Assembly | 2.2753 | Hours | 20 | 44 | 1 | FALSE | 1 | FALSE | 1 | [6 empty] | 40 | B4B5 | 13.0412 | 2.3291e-06 | 0.042966 | 0.011586 | 0.0072541 | 4.52e-05 | 194.4614 | 163.6722 | 0.053649
| Civic Offices | Walls: including strip footing brickwork to match existing walls 1 brick thick 1.8m height (m). (Labour - External works (per £ spent)) | 1701346 | 8404398 | 8 | External works | Labour Effort | Assembly | 0.37922 | Hours | 5 | 44 | 1 | FALSE | 1 | FALSE | 1 | [6 empty] | 0 | A5 | 0.020507 | 1.3281e-09 | 0.00011119 | 2.5504e-05 | 6.3287e-06 | 2.4754e-08 | 0.3158 | 15.1729 | 8.1499e-05
| Civic Offices | Walls: including strip footing brickwork to match existing walls 1 brick thick 1.8m height (m). (Labour - External works (per £ spent)) | 1701346 | 8404398 | 8 | External works | Labour Effort | Assembly | 0.37922 | Hours | 5 | 44 | 1 | FALSE | 1 | FALSE | 1 | [6 empty] | 0 | A4 | 0 | 0 | 0 | 0 | 0 | 0 | 0 | 0 | 0
| Civic Offices | Walls: including strip footing brickwork to match existing walls 1 brick thick 1.8m height (m). (Labour - External works (per £ spent)) | 1701346 | 8404398 | 8 | External works | Labour Effort | Assembly | 0.37922 | Hours | 5 | 44 | 1 | FALSE | 1 | FALSE | 1 | [6 empty] | 5 | B4B5 | 0.020507 | 1.3281e-09 | 0.00011119 | 2.5504e-05 | 6.3287e-06 | 2.4754e-08 | 0.3158 | 15.1729 | 8.1499e-05
| Civic Offices | Walls: including strip footing brickwork to match existing walls 1 brick thick 1.8m height (m). (Labour - External works (per £ spent)) | 1701346 | 8404398 | 8 | External works | Labour Effort | Assembly | 0.37922 | Hours | 5 | 44 | 1 | FALSE | 1 | FALSE | 1 | [6 empty] | 10 | B4B5 | 0.020507 | 1.3281e-09 | 0.00011119 | 2.5504e-05 | 6.3287e-06 | 2.4754e-08 | 0.3158 | 15.1729 | 8.1499e-05
| Civic Offices | Walls: including strip footing brickwork to match existing walls 1 brick thick 1.8m height (m). (Labour - External works (per £ spent)) | 1701346 | 8404398 | 8 | External works | Labour Effort | Assembly | 0.37922 | Hours | 5 | 44 | 1 | FALSE | 1 | FALSE | 1 | [6 empty] | 15 | B4B5 | 0.020507 | 1.3281e-09 | 0.00011119 | 2.5504e-05 | 6.3287e-06 | 2.4754e-08 | 0.3158 | 15.1729 | 8.1499e-05
| Civic Offices | Walls: including strip footing brickwork to match existing walls 1 brick thick 1.8m height (m). (Labour - External works (per £ spent)) | 1701346 | 8404398 | 8 | External works | Labour Effort | Assembly | 0.37922 | Hours | 5 | 44 | 1 | FALSE | 1 | FALSE | 1 | [6 empty] | 20 | B4B5 | 0.020507 | 1.3281e-09 | 0.00011119 | 2.5504e-05 | 6.3287e-06 | 2.4754e-08 | 0.3158 | 15.1729 | 8.1499e-05
| Civic Offices | Walls: including strip footing brickwork to match existing walls 1 brick thick 1.8m height (m). (Labour - External works (per £ spent)) | 1701346 | 8404398 | 8 | External works | Labour Effort | Assembly | 0.37922 | Hours | 5 | 44 | 1 | FALSE | 1 | FALSE | 1 | [6 empty] | 25 | B4B5 | 0.020507 | 1.3281e-09 | 0.00011119 | 2.5504e-05 | 6.3287e-06 | 2.4754e-08 | 0.3158 | 15.1729 | 8.1499e-05
| Civic Offices | Walls: including strip footing brickwork to match existing walls 1 brick thick 1.8m height (m). (Labour - External works (per £ spent)) | 1701346 | 8404398 | 8 | External works | Labour Effort | Assembly | 0.37922 | Hours | 5 | 44 | 1 | FALSE | 1 | FALSE | 1 | [6 empty] | 30 | B4B5 | 0.020507 | 1.3281e-09 | 0.00011119 | 2.5504e-05 | 6.3287e-06 | 2.4754e-08 | 0.3158 | 15.1729 | 8.1499e-05
| Civic Offices | Walls: including strip footing brickwork to match existing walls 1 brick thick 1.8m height (m). (Labour - External works (per £ spent)) | 1701346 | 8404398 | 8 | External works | Labour Effort | Assembly | 0.37922 | Hours | 5 | 44 | 1 | FALSE | 1 | FALSE | 1 | [6 empty] | 35 | B4B5 | 0.020507 | 1.3281e-09 | 0.00011119 | 2.5504e-05 | 6.3287e-06 | 2.4754e-08 | 0.3158 | 15.1729 | 8.1499e-05
| Civic Offices | Walls: including strip footing brickwork to match existing walls 1 brick thick 1.8m height (m). (Labour - External works (per £ spent)) | 1701346 | 8404398 | 8 | External works | Labour Effort | Assembly | 0.37922 | Hours | 5 | 44 | 1 | FALSE | 1 | FALSE | 1 | [6 empty] | 40 | B4B5 | 0.020507 | 1.3281e-09 | 0.00011119 | 2.5504e-05 | 6.3287e-06 | 2.4754e-08 | 0.3158 | 15.1729 | 8.1499e-05
| Civic Offices | Walls: including strip footing brickwork to match existing walls 1 brick thick 1.8m height (m). (Labour - External works (per £ spent)) | 1701346 | 8404398 | 8 | External works | Labour Effort | Assembly | 0.37922 | Hours | 5 | 44 | 1 | FALSE | 1 | FALSE | 1 | [6 empty] | 45 | B4B5 | 0.020507 | 1.3281e-09 | 0.00011119 | 2.5504e-05 | 6.3287e-06 | 2.4754e-08 | 0.3158 | 15.1729 | 8.1499e-05
| Civic Offices | Walls: including strip footing brickwork to match existing walls 1 brick thick 1.8m height (m). (Labour - External works (per £ spent)) | 1701346 | 8404398 | 8 | External works | Labour Effort | Assembly | 0.37922 | Hours | 5 | 44 | 1 | FALSE | 1 | FALSE | 1 | [6 empty] | 50 | B4B5 | 0.020507 | 1.3281e-09 | 0.00011119 | 2.5504e-05 | 6.3287e-06 | 2.4754e-08 | 0.3158 | 15.1729 | 8.1499e-05
| Civic Offices | Walls: including strip footing brickwork to match existing walls 1 brick thick 1.8m height (m). (Labour - External works (per £ spent)) | 1701346 | 8404398 | 8 | External works | Labour Effort | Assembly | 0.37922 | Hours | 5 | 44 | 1 | FALSE | 1 | FALSE | 1 | [6 empty] | 55 | B4B5 | 0.020507 | 1.3281e-09 | 0.00011119 | 2.5504e-05 | 6.3287e-06 | 2.4754e-08 | 0.3158 | 15.1729 | 8.1499e-05
| Civic Offices | Walls: including strip footing brickwork to match existing walls 1 brick thick 1.8m height (m). (Labour - External works (per £ spent)) | 1701346 | 8404399 | 8 | External works | Labour Effort | Assembly | 0.37922 | Hours | 20 | 44 | 1 | FALSE | 1 | FALSE | 1 | [6 empty] | 0 | A5 | 0.020507 | 1.3281e-09 | 0.00011119 | 2.5504e-05 | 6.3287e-06 | 2.4754e-08 | 0.3158 | 15.1729 | 8.1499e-05
| Civic Offices | Walls: including strip footing brickwork to match existing walls 1 brick thick 1.8m height (m). (Labour - External works (per £ spent)) | 1701346 | 8404399 | 8 | External works | Labour Effort | Assembly | 0.37922 | Hours | 20 | 44 | 1 | FALSE | 1 | FALSE | 1 | [6 empty] | 0 | A4 | 0 | 0 | 0 | 0 | 0 | 0 | 0 | 0 | 0
| Civic Offices | Walls: including strip footing brickwork to match existing walls 1 brick thick 1.8m height (m). (Labour - External works (per £ spent)) | 1701346 | 8404399 | 8 | External works | Labour Effort | Assembly | 0.37922 | Hours | 20 | 44 | 1 | FALSE | 1 | FALSE | 1 | [6 empty] | 20 | B4B5 | 0.020507 | 1.3281e-09 | 0.00011119 | 2.5504e-05 | 6.3287e-06 | 2.4754e-08 | 0.3158 | 15.1729 | 8.1499e-05
| Civic Offices | Walls: including strip footing brickwork to match existing walls 1 brick thick 1.8m height (m). (Labour - External works (per £ spent)) | 1701346 | 8404399 | 8 | External works | Labour Effort | Assembly | 0.37922 | Hours | 20 | 44 | 1 | FALSE | 1 | FALSE | 1 | [6 empty] | 40 | B4B5 | 0.020507 | 1.3281e-09 | 0.00011119 | 2.5504e-05 | 6.3287e-06 | 2.4754e-08 | 0.3158 | 15.1729 | 8.1499e-05
| Civic Offices | Grand community table and benches both sides timber 6.7m long (Labour - External works (per £ spent)) | 1701347 | 8404400 | 8 | External works | Labour Effort | Assembly | 5.4801 | Hours | 10 | 44 | 1 | FALSE | 1 | FALSE | 1 | [6 empty] | 0 | A5 | 0.29634 | 1.9193e-08 | 0.0016068 | 0.00036856 | 9.1456e-05 | 3.5772e-07 | 4.5636 | 219.2621 | 0.0011777
| Civic Offices | Grand community table and benches both sides timber 6.7m long (Labour - External works (per £ spent)) | 1701347 | 8404400 | 8 | External works | Labour Effort | Assembly | 5.4801 | Hours | 10 | 44 | 1 | FALSE | 1 | FALSE | 1 | [6 empty] | 0 | A4 | 0 | 0 | 0 | 0 | 0 | 0 | 0 | 0 | 0
| Civic Offices | Grand community table and benches both sides timber 6.7m long (Labour - External works (per £ spent)) | 1701347 | 8404400 | 8 | External works | Labour Effort | Assembly | 5.4801 | Hours | 10 | 44 | 1 | FALSE | 1 | FALSE | 1 | [6 empty] | 10 | B4B5 | 0.29634 | 1.9193e-08 | 0.0016068 | 0.00036856 | 9.1456e-05 | 3.5772e-07 | 4.5636 | 219.2621 | 0.0011777
| Civic Offices | Grand community table and benches both sides timber 6.7m long (Labour - External works (per £ spent)) | 1701347 | 8404400 | 8 | External works | Labour Effort | Assembly | 5.4801 | Hours | 10 | 44 | 1 | FALSE | 1 | FALSE | 1 | [6 empty] | 20 | B4B5 | 0.29634 | 1.9193e-08 | 0.0016068 | 0.00036856 | 9.1456e-05 | 3.5772e-07 | 4.5636 | 219.2621 | 0.0011777
| Civic Offices | Grand community table and benches both sides timber 6.7m long (Labour - External works (per £ spent)) | 1701347 | 8404400 | 8 | External works | Labour Effort | Assembly | 5.4801 | Hours | 10 | 44 | 1 | FALSE | 1 | FALSE | 1 | [6 empty] | 30 | B4B5 | 0.29634 | 1.9193e-08 | 0.0016068 | 0.00036856 | 9.1456e-05 | 3.5772e-07 | 4.5636 | 219.2621 | 0.0011777
| Civic Offices | Grand community table and benches both sides timber 6.7m long (Labour - External works (per £ spent)) | 1701347 | 8404400 | 8 | External works | Labour Effort | Assembly | 5.4801 | Hours | 10 | 44 | 1 | FALSE | 1 | FALSE | 1 | [6 empty] | 40 | B4B5 | 0.29634 | 1.9193e-08 | 0.0016068 | 0.00036856 | 9.1456e-05 | 3.5772e-07 | 4.5636 | 219.2621 | 0.0011777
| Civic Offices | Grand community table and benches both sides timber 6.7m long (Labour - External works (per £ spent)) | 1701347 | 8404400 | 8 | External works | Labour Effort | Assembly | 5.4801 | Hours | 10 | 44 | 1 | FALSE | 1 | FALSE | 1 | [6 empty] | 50 | B4B5 | 0.29634 | 1.9193e-08 | 0.0016068 | 0.00036856 | 9.1456e-05 | 3.5772e-07 | 4.5636 | 219.2621 | 0.0011777
| Civic Offices | Grand community table and benches both sides timber 6.7m long (Labour - External works (per £ spent)) | 1701347 | 8404401 | 8 | External works | Labour Effort | Assembly | 32.8803 | Hours | 10 | 44 | 1 | FALSE | 1 | FALSE | 1 | [6 empty] | 0 | A5 | 1.7781 | 1.1516e-07 | 0.0096408 | 0.0022114 | 0.00054873 | 2.1463e-06 | 27.3814 | 1940.2984 | 0.0070664
| Civic Offices | Grand community table and benches both sides timber 6.7m long (Labour - External works (per £ spent)) | 1701347 | 8404401 | 8 | External works | Labour Effort | Assembly | 32.8803 | Hours | 10 | 44 | 1 | FALSE | 1 | FALSE | 1 | [6 empty] | 0 | A4 | 64.5909 | 1.1605e-05 | 0.21149 | 0.057163 | 0.03608 | 0.00022526 | 962.8329 | 147.0175 | 0.2658
| Civic Offices | Grand community table and benches both sides timber 6.7m long (Labour - External works (per £ spent)) | 1701347 | 8404401 | 8 | External works | Labour Effort | Assembly | 32.8803 | Hours | 10 | 44 | 1 | FALSE | 1 | FALSE | 1 | [6 empty] | 10 | B4B5 | 66.369 | 1.1721e-05 | 0.22113 | 0.059375 | 0.036629 | 0.00022741 | 990.2142 | 2087.3159 | 0.27287
| Civic Offices | Grand community table and benches both sides timber 6.7m long (Labour - External works (per £ spent)) | 1701347 | 8404401 | 8 | External works | Labour Effort | Assembly | 32.8803 | Hours | 10 | 44 | 1 | FALSE | 1 | FALSE | 1 | [6 empty] | 20 | B4B5 | 66.369 | 1.1721e-05 | 0.22113 | 0.059375 | 0.036629 | 0.00022741 | 990.2142 | 2087.3159 | 0.27287
| Civic Offices | Grand community table and benches both sides timber 6.7m long (Labour - External works (per £ spent)) | 1701347 | 8404401 | 8 | External works | Labour Effort | Assembly | 32.8803 | Hours | 10 | 44 | 1 | FALSE | 1 | FALSE | 1 | [6 empty] | 30 | B4B5 | 66.369 | 1.1721e-05 | 0.22113 | 0.059375 | 0.036629 | 0.00022741 | 990.2142 | 2087.3159 | 0.27287
| Civic Offices | Grand community table and benches both sides timber 6.7m long (Labour - External works (per £ spent)) | 1701347 | 8404401 | 8 | External works | Labour Effort | Assembly | 32.8803 | Hours | 10 | 44 | 1 | FALSE | 1 | FALSE | 1 | [6 empty] | 40 | B4B5 | 66.369 | 1.1721e-05 | 0.22113 | 0.059375 | 0.036629 | 0.00022741 | 990.2142 | 2087.3159 | 0.27287
| Civic Offices | Grand community table and benches both sides timber 6.7m long (Labour - External works (per £ spent)) | 1701347 | 8404401 | 8 | External works | Labour Effort | Assembly | 32.8803 | Hours | 10 | 44 | 1 | FALSE | 1 | FALSE | 1 | [6 empty] | 50 | B4B5 | 66.369 | 1.1721e-05 | 0.22113 | 0.059375 | 0.036629 | 0.00022741 | 990.2142 | 2087.3159 | 0.27287
| Civic Offices | Grand community table and benches both sides timber 6.7m long (Labour - External works (per £ spent)) | 1701347 | 8404402 | 8 | External works | Labour effort | Assembly | 16.4402 | Hours | 5 | 44 | 1 | FALSE | 1 | FALSE | 1 | [6 empty] | 0 | A5 | 0.88903 | 5.7578e-08 | 0.0048204 | 0.0011057 | 0.00027437 | 1.0732e-06 | 13.6907 | 970.1492 | 0.0035332
| Civic Offices | Grand community table and benches both sides timber 6.7m long (Labour - External works (per £ spent)) | 1701347 | 8404402 | 8 | External works | Labour effort | Assembly | 16.4402 | Hours | 5 | 44 | 1 | FALSE | 1 | FALSE | 1 | [6 empty] | 0 | A4 | 38.7546 | 6.9633e-06 | 0.1269 | 0.034298 | 0.021648 | 0.00013516 | 577.6997 | 88.2105 | 0.15948
| Civic Offices | Grand community table and benches both sides timber 6.7m long (Labour - External works (per £ spent)) | 1701347 | 8404402 | 8 | External works | Labour effort | Assembly | 16.4402 | Hours | 5 | 44 | 1 | FALSE | 1 | FALSE | 1 | [6 empty] | 5 | B4B5 | 39.6436 | 7.0208e-06 | 0.13172 | 0.035404 | 0.021923 | 0.00013623 | 591.3904 | 1058.3597 | 0.16301
| Civic Offices | Grand community table and benches both sides timber 6.7m long (Labour - External works (per £ spent)) | 1701347 | 8404402 | 8 | External works | Labour effort | Assembly | 16.4402 | Hours | 5 | 44 | 1 | FALSE | 1 | FALSE | 1 | [6 empty] | 10 | B4B5 | 39.6436 | 7.0208e-06 | 0.13172 | 0.035404 | 0.021923 | 0.00013623 | 591.3904 | 1058.3597 | 0.16301
| Civic Offices | Grand community table and benches both sides timber 6.7m long (Labour - External works (per £ spent)) | 1701347 | 8404402 | 8 | External works | Labour effort | Assembly | 16.4402 | Hours | 5 | 44 | 1 | FALSE | 1 | FALSE | 1 | [6 empty] | 15 | B4B5 | 39.6436 | 7.0208e-06 | 0.13172 | 0.035404 | 0.021923 | 0.00013623 | 591.3904 | 1058.3597 | 0.16301
| Civic Offices | Grand community table and benches both sides timber 6.7m long (Labour - External works (per £ spent)) | 1701347 | 8404402 | 8 | External works | Labour effort | Assembly | 16.4402 | Hours | 5 | 44 | 1 | FALSE | 1 | FALSE | 1 | [6 empty] | 20 | B4B5 | 39.6436 | 7.0208e-06 | 0.13172 | 0.035404 | 0.021923 | 0.00013623 | 591.3904 | 1058.3597 | 0.16301
| Civic Offices | Grand community table and benches both sides timber 6.7m long (Labour - External works (per £ spent)) | 1701347 | 8404402 | 8 | External works | Labour effort | Assembly | 16.4402 | Hours | 5 | 44 | 1 | FALSE | 1 | FALSE | 1 | [6 empty] | 25 | B4B5 | 39.6436 | 7.0208e-06 | 0.13172 | 0.035404 | 0.021923 | 0.00013623 | 591.3904 | 1058.3597 | 0.16301
| Civic Offices | Grand community table and benches both sides timber 6.7m long (Labour - External works (per £ spent)) | 1701347 | 8404402 | 8 | External works | Labour effort | Assembly | 16.4402 | Hours | 5 | 44 | 1 | FALSE | 1 | FALSE | 1 | [6 empty] | 30 | B4B5 | 39.6436 | 7.0208e-06 | 0.13172 | 0.035404 | 0.021923 | 0.00013623 | 591.3904 | 1058.3597 | 0.16301
| Civic Offices | Grand community table and benches both sides timber 6.7m long (Labour - External works (per £ spent)) | 1701347 | 8404402 | 8 | External works | Labour effort | Assembly | 16.4402 | Hours | 5 | 44 | 1 | FALSE | 1 | FALSE | 1 | [6 empty] | 35 | B4B5 | 39.6436 | 7.0208e-06 | 0.13172 | 0.035404 | 0.021923 | 0.00013623 | 591.3904 | 1058.3597 | 0.16301
| Civic Offices | Grand community table and benches both sides timber 6.7m long (Labour - External works (per £ spent)) | 1701347 | 8404402 | 8 | External works | Labour effort | Assembly | 16.4402 | Hours | 5 | 44 | 1 | FALSE | 1 | FALSE | 1 | [6 empty] | 40 | B4B5 | 39.6436 | 7.0208e-06 | 0.13172 | 0.035404 | 0.021923 | 0.00013623 | 591.3904 | 1058.3597 | 0.16301
| Civic Offices | Grand community table and benches both sides timber 6.7m long (Labour - External works (per £ spent)) | 1701347 | 8404402 | 8 | External works | Labour effort | Assembly | 16.4402 | Hours | 5 | 44 | 1 | FALSE | 1 | FALSE | 1 | [6 empty] | 45 | B4B5 | 39.6436 | 7.0208e-06 | 0.13172 | 0.035404 | 0.021923 | 0.00013623 | 591.3904 | 1058.3597 | 0.16301
| Civic Offices | Grand community table and benches both sides timber 6.7m long (Labour - External works (per £ spent)) | 1701347 | 8404402 | 8 | External works | Labour effort | Assembly | 16.4402 | Hours | 5 | 44 | 1 | FALSE | 1 | FALSE | 1 | [6 empty] | 50 | B4B5 | 39.6436 | 7.0208e-06 | 0.13172 | 0.035404 | 0.021923 | 0.00013623 | 591.3904 | 1058.3597 | 0.16301
| Civic Offices | Grand community table and benches both sides timber 6.7m long (Labour - External works (per £ spent)) | 1701347 | 8404402 | 8 | External works | Labour effort | Assembly | 16.4402 | Hours | 5 | 44 | 1 | FALSE | 1 | FALSE | 1 | [6 empty] | 55 | B4B5 | 39.6436 | 7.0208e-06 | 0.13172 | 0.035404 | 0.021923 | 0.00013623 | 591.3904 | 1058.3597 | 0.16301
| Civic Offices | Grand community table and benches both sides timber 6.7m long (Labour - External works (per £ spent)) | 1701347 | 8404403 | 8 | External works | Labour Effort | Assembly | 16.4402 | Hours | 20 | 44 | 1 | FALSE | 1 | FALSE | 1 | [6 empty] | 0 | A5 | 0.88903 | 5.7578e-08 | 0.0048204 | 0.0011057 | 0.00027437 | 1.0732e-06 | 13.6907 | 970.1492 | 0.0035332
| Civic Offices | Grand community table and benches both sides timber 6.7m long (Labour - External works (per £ spent)) | 1701347 | 8404403 | 8 | External works | Labour Effort | Assembly | 16.4402 | Hours | 20 | 44 | 1 | FALSE | 1 | FALSE | 1 | [6 empty] | 0 | A4 | 38.7546 | 6.9633e-06 | 0.1269 | 0.034298 | 0.021648 | 0.00013516 | 577.6997 | 88.2105 | 0.15948
| Civic Offices | Grand community table and benches both sides timber 6.7m long (Labour - External works (per £ spent)) | 1701347 | 8404403 | 8 | External works | Labour Effort | Assembly | 16.4402 | Hours | 20 | 44 | 1 | FALSE | 1 | FALSE | 1 | [6 empty] | 20 | B4B5 | 39.6436 | 7.0208e-06 | 0.13172 | 0.035404 | 0.021923 | 0.00013623 | 591.3904 | 1058.3597 | 0.16301
| Civic Offices | Grand community table and benches both sides timber 6.7m long (Labour - External works (per £ spent)) | 1701347 | 8404403 | 8 | External works | Labour Effort | Assembly | 16.4402 | Hours | 20 | 44 | 1 | FALSE | 1 | FALSE | 1 | [6 empty] | 40 | B4B5 | 39.6436 | 7.0208e-06 | 0.13172 | 0.035404 | 0.021923 | 0.00013623 | 591.3904 | 1058.3597 | 0.16301
| Civic Offices | Grand community table and benches both sides timber 6.7m long (Labour - External works (per £ spent)) | 1701347 | 8404404 | 8 | External works | Labour Effort | Assembly | 2.74 | Hours | 5 | 44 | 1 | FALSE | 1 | FALSE | 1 | [6 empty] | 0 | A5 | 0.14817 | 9.5963e-09 | 0.0008034 | 0.00018428 | 4.5728e-05 | 1.7886e-07 | 2.2818 | 109.631 | 0.00058887
| Civic Offices | Grand community table and benches both sides timber 6.7m long (Labour - External works (per £ spent)) | 1701347 | 8404404 | 8 | External works | Labour Effort | Assembly | 2.74 | Hours | 5 | 44 | 1 | FALSE | 1 | FALSE | 1 | [6 empty] | 0 | A4 | 0 | 0 | 0 | 0 | 0 | 0 | 0 | 0 | 0
| Civic Offices | Grand community table and benches both sides timber 6.7m long (Labour - External works (per £ spent)) | 1701347 | 8404404 | 8 | External works | Labour Effort | Assembly | 2.74 | Hours | 5 | 44 | 1 | FALSE | 1 | FALSE | 1 | [6 empty] | 5 | B4B5 | 0.14817 | 9.5963e-09 | 0.0008034 | 0.00018428 | 4.5728e-05 | 1.7886e-07 | 2.2818 | 109.631 | 0.00058887
| Civic Offices | Grand community table and benches both sides timber 6.7m long (Labour - External works (per £ spent)) | 1701347 | 8404404 | 8 | External works | Labour Effort | Assembly | 2.74 | Hours | 5 | 44 | 1 | FALSE | 1 | FALSE | 1 | [6 empty] | 10 | B4B5 | 0.14817 | 9.5963e-09 | 0.0008034 | 0.00018428 | 4.5728e-05 | 1.7886e-07 | 2.2818 | 109.631 | 0.00058887
| Civic Offices | Grand community table and benches both sides timber 6.7m long (Labour - External works (per £ spent)) | 1701347 | 8404404 | 8 | External works | Labour Effort | Assembly | 2.74 | Hours | 5 | 44 | 1 | FALSE | 1 | FALSE | 1 | [6 empty] | 15 | B4B5 | 0.14817 | 9.5963e-09 | 0.0008034 | 0.00018428 | 4.5728e-05 | 1.7886e-07 | 2.2818 | 109.631 | 0.00058887
| Civic Offices | Grand community table and benches both sides timber 6.7m long (Labour - External works (per £ spent)) | 1701347 | 8404404 | 8 | External works | Labour Effort | Assembly | 2.74 | Hours | 5 | 44 | 1 | FALSE | 1 | FALSE | 1 | [6 empty] | 20 | B4B5 | 0.14817 | 9.5963e-09 | 0.0008034 | 0.00018428 | 4.5728e-05 | 1.7886e-07 | 2.2818 | 109.631 | 0.00058887
| Civic Offices | Grand community table and benches both sides timber 6.7m long (Labour - External works (per £ spent)) | 1701347 | 8404404 | 8 | External works | Labour Effort | Assembly | 2.74 | Hours | 5 | 44 | 1 | FALSE | 1 | FALSE | 1 | [6 empty] | 25 | B4B5 | 0.14817 | 9.5963e-09 | 0.0008034 | 0.00018428 | 4.5728e-05 | 1.7886e-07 | 2.2818 | 109.631 | 0.00058887
| Civic Offices | Grand community table and benches both sides timber 6.7m long (Labour - External works (per £ spent)) | 1701347 | 8404404 | 8 | External works | Labour Effort | Assembly | 2.74 | Hours | 5 | 44 | 1 | FALSE | 1 | FALSE | 1 | [6 empty] | 30 | B4B5 | 0.14817 | 9.5963e-09 | 0.0008034 | 0.00018428 | 4.5728e-05 | 1.7886e-07 | 2.2818 | 109.631 | 0.00058887
| Civic Offices | Grand community table and benches both sides timber 6.7m long (Labour - External works (per £ spent)) | 1701347 | 8404404 | 8 | External works | Labour Effort | Assembly | 2.74 | Hours | 5 | 44 | 1 | FALSE | 1 | FALSE | 1 | [6 empty] | 35 | B4B5 | 0.14817 | 9.5963e-09 | 0.0008034 | 0.00018428 | 4.5728e-05 | 1.7886e-07 | 2.2818 | 109.631 | 0.00058887
| Civic Offices | Grand community table and benches both sides timber 6.7m long (Labour - External works (per £ spent)) | 1701347 | 8404404 | 8 | External works | Labour Effort | Assembly | 2.74 | Hours | 5 | 44 | 1 | FALSE | 1 | FALSE | 1 | [6 empty] | 40 | B4B5 | 0.14817 | 9.5963e-09 | 0.0008034 | 0.00018428 | 4.5728e-05 | 1.7886e-07 | 2.2818 | 109.631 | 0.00058887
| Civic Offices | Grand community table and benches both sides timber 6.7m long (Labour - External works (per £ spent)) | 1701347 | 8404404 | 8 | External works | Labour Effort | Assembly | 2.74 | Hours | 5 | 44 | 1 | FALSE | 1 | FALSE | 1 | [6 empty] | 45 | B4B5 | 0.14817 | 9.5963e-09 | 0.0008034 | 0.00018428 | 4.5728e-05 | 1.7886e-07 | 2.2818 | 109.631 | 0.00058887
| Civic Offices | Grand community table and benches both sides timber 6.7m long (Labour - External works (per £ spent)) | 1701347 | 8404404 | 8 | External works | Labour Effort | Assembly | 2.74 | Hours | 5 | 44 | 1 | FALSE | 1 | FALSE | 1 | [6 empty] | 50 | B4B5 | 0.14817 | 9.5963e-09 | 0.0008034 | 0.00018428 | 4.5728e-05 | 1.7886e-07 | 2.2818 | 109.631 | 0.00058887
| Civic Offices | Grand community table and benches both sides timber 6.7m long (Labour - External works (per £ spent)) | 1701347 | 8404404 | 8 | External works | Labour Effort | Assembly | 2.74 | Hours | 5 | 44 | 1 | FALSE | 1 | FALSE | 1 | [6 empty] | 55 | B4B5 | 0.14817 | 9.5963e-09 | 0.0008034 | 0.00018428 | 4.5728e-05 | 1.7886e-07 | 2.2818 | 109.631 | 0.00058887
| Civic Offices | Grand community table and benches both sides timber 6.7m long (Labour - External works (per £ spent)) | 1701347 | 8404405 | 8 | External works | Labour Effort | Assembly | 2.74 | Hours | 20 | 44 | 1 | FALSE | 1 | FALSE | 1 | [6 empty] | 0 | A5 | 0.14817 | 9.5963e-09 | 0.0008034 | 0.00018428 | 4.5728e-05 | 1.7886e-07 | 2.2818 | 109.631 | 0.00058887
| Civic Offices | Grand community table and benches both sides timber 6.7m long (Labour - External works (per £ spent)) | 1701347 | 8404405 | 8 | External works | Labour Effort | Assembly | 2.74 | Hours | 20 | 44 | 1 | FALSE | 1 | FALSE | 1 | [6 empty] | 0 | A4 | 0 | 0 | 0 | 0 | 0 | 0 | 0 | 0 | 0
| Civic Offices | Grand community table and benches both sides timber 6.7m long (Labour - External works (per £ spent)) | 1701347 | 8404405 | 8 | External works | Labour Effort | Assembly | 2.74 | Hours | 20 | 44 | 1 | FALSE | 1 | FALSE | 1 | [6 empty] | 20 | B4B5 | 0.14817 | 9.5963e-09 | 0.0008034 | 0.00018428 | 4.5728e-05 | 1.7886e-07 | 2.2818 | 109.631 | 0.00058887
| Civic Offices | Grand community table and benches both sides timber 6.7m long (Labour - External works (per £ spent)) | 1701347 | 8404405 | 8 | External works | Labour Effort | Assembly | 2.74 | Hours | 20 | 44 | 1 | FALSE | 1 | FALSE | 1 | [6 empty] | 40 | B4B5 | 0.14817 | 9.5963e-09 | 0.0008034 | 0.00018428 | 4.5728e-05 | 1.7886e-07 | 2.2818 | 109.631 | 0.00058887
| Civic Offices | Bin store for cafe between CO2 and new civic centre building - nominal allowance (Labour - External works (per £ spent)) | 1701348 | 8404406 | 8 | External works | Labour Effort | Assembly | 1.096 | Hours | 10 | 44 | 1 | FALSE | 1 | FALSE | 1 | [6 empty] | 0 | A5 | 0.059269 | 3.8385e-09 | 0.00032136 | 7.3712e-05 | 1.8291e-05 | 7.1543e-08 | 0.91271 | 43.8524 | 0.00023555
| Civic Offices | Bin store for cafe between CO2 and new civic centre building - nominal allowance (Labour - External works (per £ spent)) | 1701348 | 8404406 | 8 | External works | Labour Effort | Assembly | 1.096 | Hours | 10 | 44 | 1 | FALSE | 1 | FALSE | 1 | [6 empty] | 0 | A4 | 0 | 0 | 0 | 0 | 0 | 0 | 0 | 0 | 0
| Civic Offices | Bin store for cafe between CO2 and new civic centre building - nominal allowance (Labour - External works (per £ spent)) | 1701348 | 8404406 | 8 | External works | Labour Effort | Assembly | 1.096 | Hours | 10 | 44 | 1 | FALSE | 1 | FALSE | 1 | [6 empty] | 10 | B4B5 | 0.059269 | 3.8385e-09 | 0.00032136 | 7.3712e-05 | 1.8291e-05 | 7.1543e-08 | 0.91271 | 43.8524 | 0.00023555
| Civic Offices | Bin store for cafe between CO2 and new civic centre building - nominal allowance (Labour - External works (per £ spent)) | 1701348 | 8404406 | 8 | External works | Labour Effort | Assembly | 1.096 | Hours | 10 | 44 | 1 | FALSE | 1 | FALSE | 1 | [6 empty] | 20 | B4B5 | 0.059269 | 3.8385e-09 | 0.00032136 | 7.3712e-05 | 1.8291e-05 | 7.1543e-08 | 0.91271 | 43.8524 | 0.00023555
| Civic Offices | Bin store for cafe between CO2 and new civic centre building - nominal allowance (Labour - External works (per £ spent)) | 1701348 | 8404406 | 8 | External works | Labour Effort | Assembly | 1.096 | Hours | 10 | 44 | 1 | FALSE | 1 | FALSE | 1 | [6 empty] | 30 | B4B5 | 0.059269 | 3.8385e-09 | 0.00032136 | 7.3712e-05 | 1.8291e-05 | 7.1543e-08 | 0.91271 | 43.8524 | 0.00023555
| Civic Offices | Bin store for cafe between CO2 and new civic centre building - nominal allowance (Labour - External works (per £ spent)) | 1701348 | 8404406 | 8 | External works | Labour Effort | Assembly | 1.096 | Hours | 10 | 44 | 1 | FALSE | 1 | FALSE | 1 | [6 empty] | 40 | B4B5 | 0.059269 | 3.8385e-09 | 0.00032136 | 7.3712e-05 | 1.8291e-05 | 7.1543e-08 | 0.91271 | 43.8524 | 0.00023555
| Civic Offices | Bin store for cafe between CO2 and new civic centre building - nominal allowance (Labour - External works (per £ spent)) | 1701348 | 8404406 | 8 | External works | Labour Effort | Assembly | 1.096 | Hours | 10 | 44 | 1 | FALSE | 1 | FALSE | 1 | [6 empty] | 50 | B4B5 | 0.059269 | 3.8385e-09 | 0.00032136 | 7.3712e-05 | 1.8291e-05 | 7.1543e-08 | 0.91271 | 43.8524 | 0.00023555
| Civic Offices | Bin store for cafe between CO2 and new civic centre building - nominal allowance (Labour - External works (per £ spent)) | 1701348 | 8404407 | 8 | External works | Labour Effort | Assembly | 6.5761 | Hours | 10 | 44 | 1 | FALSE | 1 | FALSE | 1 | [6 empty] | 0 | A5 | 0.35561 | 2.3031e-08 | 0.0019282 | 0.00044227 | 0.00010975 | 4.2926e-07 | 5.4763 | 388.0597 | 0.0014133
| Civic Offices | Bin store for cafe between CO2 and new civic centre building - nominal allowance (Labour - External works (per £ spent)) | 1701348 | 8404407 | 8 | External works | Labour Effort | Assembly | 6.5761 | Hours | 10 | 44 | 1 | FALSE | 1 | FALSE | 1 | [6 empty] | 0 | A4 | 12.9182 | 2.3211e-06 | 0.042299 | 0.011433 | 0.0072161 | 4.5052e-05 | 192.5666 | 29.4035 | 0.05316
| Civic Offices | Bin store for cafe between CO2 and new civic centre building - nominal allowance (Labour - External works (per £ spent)) | 1701348 | 8404407 | 8 | External works | Labour Effort | Assembly | 6.5761 | Hours | 10 | 44 | 1 | FALSE | 1 | FALSE | 1 | [6 empty] | 10 | B4B5 | 13.2738 | 2.3441e-06 | 0.044227 | 0.011875 | 0.0073258 | 4.5481e-05 | 198.0428 | 417.4632 | 0.054573
| Civic Offices | Bin store for cafe between CO2 and new civic centre building - nominal allowance (Labour - External works (per £ spent)) | 1701348 | 8404407 | 8 | External works | Labour Effort | Assembly | 6.5761 | Hours | 10 | 44 | 1 | FALSE | 1 | FALSE | 1 | [6 empty] | 20 | B4B5 | 13.2738 | 2.3441e-06 | 0.044227 | 0.011875 | 0.0073258 | 4.5481e-05 | 198.0428 | 417.4632 | 0.054573
| Civic Offices | Bin store for cafe between CO2 and new civic centre building - nominal allowance (Labour - External works (per £ spent)) | 1701348 | 8404407 | 8 | External works | Labour Effort | Assembly | 6.5761 | Hours | 10 | 44 | 1 | FALSE | 1 | FALSE | 1 | [6 empty] | 30 | B4B5 | 13.2738 | 2.3441e-06 | 0.044227 | 0.011875 | 0.0073258 | 4.5481e-05 | 198.0428 | 417.4632 | 0.054573
| Civic Offices | Bin store for cafe between CO2 and new civic centre building - nominal allowance (Labour - External works (per £ spent)) | 1701348 | 8404407 | 8 | External works | Labour Effort | Assembly | 6.5761 | Hours | 10 | 44 | 1 | FALSE | 1 | FALSE | 1 | [6 empty] | 40 | B4B5 | 13.2738 | 2.3441e-06 | 0.044227 | 0.011875 | 0.0073258 | 4.5481e-05 | 198.0428 | 417.4632 | 0.054573
| Civic Offices | Bin store for cafe between CO2 and new civic centre building - nominal allowance (Labour - External works (per £ spent)) | 1701348 | 8404407 | 8 | External works | Labour Effort | Assembly | 6.5761 | Hours | 10 | 44 | 1 | FALSE | 1 | FALSE | 1 | [6 empty] | 50 | B4B5 | 13.2738 | 2.3441e-06 | 0.044227 | 0.011875 | 0.0073258 | 4.5481e-05 | 198.0428 | 417.4632 | 0.054573
| Civic Offices | Bin store for cafe between CO2 and new civic centre building - nominal allowance (Labour - External works (per £ spent)) | 1701348 | 8404408 | 8 | External works | Labour effort | Assembly | 3.288 | Hours | 5 | 44 | 1 | FALSE | 1 | FALSE | 1 | [6 empty] | 0 | A5 | 0.17781 | 1.1516e-08 | 0.00096408 | 0.00022114 | 5.4873e-05 | 2.1463e-07 | 2.7381 | 194.0298 | 0.00070664
| Civic Offices | Bin store for cafe between CO2 and new civic centre building - nominal allowance (Labour - External works (per £ spent)) | 1701348 | 8404408 | 8 | External works | Labour effort | Assembly | 3.288 | Hours | 5 | 44 | 1 | FALSE | 1 | FALSE | 1 | [6 empty] | 0 | A4 | 12.9182 | 2.3211e-06 | 0.042299 | 0.011433 | 0.0072161 | 4.5052e-05 | 192.5666 | 29.4035 | 0.05316
| Civic Offices | Bin store for cafe between CO2 and new civic centre building - nominal allowance (Labour - External works (per £ spent)) | 1701348 | 8404408 | 8 | External works | Labour effort | Assembly | 3.288 | Hours | 5 | 44 | 1 | FALSE | 1 | FALSE | 1 | [6 empty] | 5 | B4B5 | 13.096 | 2.3326e-06 | 0.043263 | 0.011654 | 0.007271 | 4.5267e-05 | 195.3047 | 223.4333 | 0.053867
| Civic Offices | Bin store for cafe between CO2 and new civic centre building - nominal allowance (Labour - External works (per £ spent)) | 1701348 | 8404408 | 8 | External works | Labour effort | Assembly | 3.288 | Hours | 5 | 44 | 1 | FALSE | 1 | FALSE | 1 | [6 empty] | 10 | B4B5 | 13.096 | 2.3326e-06 | 0.043263 | 0.011654 | 0.007271 | 4.5267e-05 | 195.3047 | 223.4333 | 0.053867
| Civic Offices | Bin store for cafe between CO2 and new civic centre building - nominal allowance (Labour - External works (per £ spent)) | 1701348 | 8404408 | 8 | External works | Labour effort | Assembly | 3.288 | Hours | 5 | 44 | 1 | FALSE | 1 | FALSE | 1 | [6 empty] | 15 | B4B5 | 13.096 | 2.3326e-06 | 0.043263 | 0.011654 | 0.007271 | 4.5267e-05 | 195.3047 | 223.4333 | 0.053867
| Civic Offices | Bin store for cafe between CO2 and new civic centre building - nominal allowance (Labour - External works (per £ spent)) | 1701348 | 8404408 | 8 | External works | Labour effort | Assembly | 3.288 | Hours | 5 | 44 | 1 | FALSE | 1 | FALSE | 1 | [6 empty] | 20 | B4B5 | 13.096 | 2.3326e-06 | 0.043263 | 0.011654 | 0.007271 | 4.5267e-05 | 195.3047 | 223.4333 | 0.053867
| Civic Offices | Bin store for cafe between CO2 and new civic centre building - nominal allowance (Labour - External works (per £ spent)) | 1701348 | 8404408 | 8 | External works | Labour effort | Assembly | 3.288 | Hours | 5 | 44 | 1 | FALSE | 1 | FALSE | 1 | [6 empty] | 25 | B4B5 | 13.096 | 2.3326e-06 | 0.043263 | 0.011654 | 0.007271 | 4.5267e-05 | 195.3047 | 223.4333 | 0.053867
| Civic Offices | Bin store for cafe between CO2 and new civic centre building - nominal allowance (Labour - External works (per £ spent)) | 1701348 | 8404408 | 8 | External works | Labour effort | Assembly | 3.288 | Hours | 5 | 44 | 1 | FALSE | 1 | FALSE | 1 | [6 empty] | 30 | B4B5 | 13.096 | 2.3326e-06 | 0.043263 | 0.011654 | 0.007271 | 4.5267e-05 | 195.3047 | 223.4333 | 0.053867
| Civic Offices | Bin store for cafe between CO2 and new civic centre building - nominal allowance (Labour - External works (per £ spent)) | 1701348 | 8404408 | 8 | External works | Labour effort | Assembly | 3.288 | Hours | 5 | 44 | 1 | FALSE | 1 | FALSE | 1 | [6 empty] | 35 | B4B5 | 13.096 | 2.3326e-06 | 0.043263 | 0.011654 | 0.007271 | 4.5267e-05 | 195.3047 | 223.4333 | 0.053867
| Civic Offices | Bin store for cafe between CO2 and new civic centre building - nominal allowance (Labour - External works (per £ spent)) | 1701348 | 8404408 | 8 | External works | Labour effort | Assembly | 3.288 | Hours | 5 | 44 | 1 | FALSE | 1 | FALSE | 1 | [6 empty] | 40 | B4B5 | 13.096 | 2.3326e-06 | 0.043263 | 0.011654 | 0.007271 | 4.5267e-05 | 195.3047 | 223.4333 | 0.053867
| Civic Offices | Bin store for cafe between CO2 and new civic centre building - nominal allowance (Labour - External works (per £ spent)) | 1701348 | 8404408 | 8 | External works | Labour effort | Assembly | 3.288 | Hours | 5 | 44 | 1 | FALSE | 1 | FALSE | 1 | [6 empty] | 45 | B4B5 | 13.096 | 2.3326e-06 | 0.043263 | 0.011654 | 0.007271 | 4.5267e-05 | 195.3047 | 223.4333 | 0.053867
| Civic Offices | Bin store for cafe between CO2 and new civic centre building - nominal allowance (Labour - External works (per £ spent)) | 1701348 | 8404408 | 8 | External works | Labour effort | Assembly | 3.288 | Hours | 5 | 44 | 1 | FALSE | 1 | FALSE | 1 | [6 empty] | 50 | B4B5 | 13.096 | 2.3326e-06 | 0.043263 | 0.011654 | 0.007271 | 4.5267e-05 | 195.3047 | 223.4333 | 0.053867
| Civic Offices | Bin store for cafe between CO2 and new civic centre building - nominal allowance (Labour - External works (per £ spent)) | 1701348 | 8404408 | 8 | External works | Labour effort | Assembly | 3.288 | Hours | 5 | 44 | 1 | FALSE | 1 | FALSE | 1 | [6 empty] | 55 | B4B5 | 13.096 | 2.3326e-06 | 0.043263 | 0.011654 | 0.007271 | 4.5267e-05 | 195.3047 | 223.4333 | 0.053867
| Civic Offices | Bin store for cafe between CO2 and new civic centre building - nominal allowance (Labour - External works (per £ spent)) | 1701348 | 8404409 | 8 | External works | Labour Effort | Assembly | 3.288 | Hours | 20 | 44 | 1 | FALSE | 1 | FALSE | 1 | [6 empty] | 0 | A5 | 0.17781 | 1.1516e-08 | 0.00096408 | 0.00022114 | 5.4873e-05 | 2.1463e-07 | 2.7381 | 194.0298 | 0.00070664
| Civic Offices | Bin store for cafe between CO2 and new civic centre building - nominal allowance (Labour - External works (per £ spent)) | 1701348 | 8404409 | 8 | External works | Labour Effort | Assembly | 3.288 | Hours | 20 | 44 | 1 | FALSE | 1 | FALSE | 1 | [6 empty] | 0 | A4 | 12.9182 | 2.3211e-06 | 0.042299 | 0.011433 | 0.0072161 | 4.5052e-05 | 192.5666 | 29.4035 | 0.05316
| Civic Offices | Bin store for cafe between CO2 and new civic centre building - nominal allowance (Labour - External works (per £ spent)) | 1701348 | 8404409 | 8 | External works | Labour Effort | Assembly | 3.288 | Hours | 20 | 44 | 1 | FALSE | 1 | FALSE | 1 | [6 empty] | 20 | B4B5 | 13.096 | 2.3326e-06 | 0.043263 | 0.011654 | 0.007271 | 4.5267e-05 | 195.3047 | 223.4333 | 0.053867
| Civic Offices | Bin store for cafe between CO2 and new civic centre building - nominal allowance (Labour - External works (per £ spent)) | 1701348 | 8404409 | 8 | External works | Labour Effort | Assembly | 3.288 | Hours | 20 | 44 | 1 | FALSE | 1 | FALSE | 1 | [6 empty] | 40 | B4B5 | 13.096 | 2.3326e-06 | 0.043263 | 0.011654 | 0.007271 | 4.5267e-05 | 195.3047 | 223.4333 | 0.053867
| Civic Offices | Bin store for cafe between CO2 and new civic centre building - nominal allowance (Labour - External works (per £ spent)) | 1701348 | 8404410 | 8 | External works | Labour Effort | Assembly | 0.54801 | Hours | 5 | 44 | 1 | FALSE | 1 | FALSE | 1 | [6 empty] | 0 | A5 | 0.029634 | 1.9193e-09 | 0.00016068 | 3.6856e-05 | 9.1456e-06 | 3.5772e-08 | 0.45636 | 21.9262 | 0.00011777
| Civic Offices | Bin store for cafe between CO2 and new civic centre building - nominal allowance (Labour - External works (per £ spent)) | 1701348 | 8404410 | 8 | External works | Labour Effort | Assembly | 0.54801 | Hours | 5 | 44 | 1 | FALSE | 1 | FALSE | 1 | [6 empty] | 0 | A4 | 0 | 0 | 0 | 0 | 0 | 0 | 0 | 0 | 0
| Civic Offices | Bin store for cafe between CO2 and new civic centre building - nominal allowance (Labour - External works (per £ spent)) | 1701348 | 8404410 | 8 | External works | Labour Effort | Assembly | 0.54801 | Hours | 5 | 44 | 1 | FALSE | 1 | FALSE | 1 | [6 empty] | 5 | B4B5 | 0.029634 | 1.9193e-09 | 0.00016068 | 3.6856e-05 | 9.1456e-06 | 3.5772e-08 | 0.45636 | 21.9262 | 0.00011777
| Civic Offices | Bin store for cafe between CO2 and new civic centre building - nominal allowance (Labour - External works (per £ spent)) | 1701348 | 8404410 | 8 | External works | Labour Effort | Assembly | 0.54801 | Hours | 5 | 44 | 1 | FALSE | 1 | FALSE | 1 | [6 empty] | 10 | B4B5 | 0.029634 | 1.9193e-09 | 0.00016068 | 3.6856e-05 | 9.1456e-06 | 3.5772e-08 | 0.45636 | 21.9262 | 0.00011777
| Civic Offices | Bin store for cafe between CO2 and new civic centre building - nominal allowance (Labour - External works (per £ spent)) | 1701348 | 8404410 | 8 | External works | Labour Effort | Assembly | 0.54801 | Hours | 5 | 44 | 1 | FALSE | 1 | FALSE | 1 | [6 empty] | 15 | B4B5 | 0.029634 | 1.9193e-09 | 0.00016068 | 3.6856e-05 | 9.1456e-06 | 3.5772e-08 | 0.45636 | 21.9262 | 0.00011777
| Civic Offices | Bin store for cafe between CO2 and new civic centre building - nominal allowance (Labour - External works (per £ spent)) | 1701348 | 8404410 | 8 | External works | Labour Effort | Assembly | 0.54801 | Hours | 5 | 44 | 1 | FALSE | 1 | FALSE | 1 | [6 empty] | 20 | B4B5 | 0.029634 | 1.9193e-09 | 0.00016068 | 3.6856e-05 | 9.1456e-06 | 3.5772e-08 | 0.45636 | 21.9262 | 0.00011777
| Civic Offices | Bin store for cafe between CO2 and new civic centre building - nominal allowance (Labour - External works (per £ spent)) | 1701348 | 8404410 | 8 | External works | Labour Effort | Assembly | 0.54801 | Hours | 5 | 44 | 1 | FALSE | 1 | FALSE | 1 | [6 empty] | 25 | B4B5 | 0.029634 | 1.9193e-09 | 0.00016068 | 3.6856e-05 | 9.1456e-06 | 3.5772e-08 | 0.45636 | 21.9262 | 0.00011777
| Civic Offices | Bin store for cafe between CO2 and new civic centre building - nominal allowance (Labour - External works (per £ spent)) | 1701348 | 8404410 | 8 | External works | Labour Effort | Assembly | 0.54801 | Hours | 5 | 44 | 1 | FALSE | 1 | FALSE | 1 | [6 empty] | 30 | B4B5 | 0.029634 | 1.9193e-09 | 0.00016068 | 3.6856e-05 | 9.1456e-06 | 3.5772e-08 | 0.45636 | 21.9262 | 0.00011777
| Civic Offices | Bin store for cafe between CO2 and new civic centre building - nominal allowance (Labour - External works (per £ spent)) | 1701348 | 8404410 | 8 | External works | Labour Effort | Assembly | 0.54801 | Hours | 5 | 44 | 1 | FALSE | 1 | FALSE | 1 | [6 empty] | 35 | B4B5 | 0.029634 | 1.9193e-09 | 0.00016068 | 3.6856e-05 | 9.1456e-06 | 3.5772e-08 | 0.45636 | 21.9262 | 0.00011777
| Civic Offices | Bin store for cafe between CO2 and new civic centre building - nominal allowance (Labour - External works (per £ spent)) | 1701348 | 8404410 | 8 | External works | Labour Effort | Assembly | 0.54801 | Hours | 5 | 44 | 1 | FALSE | 1 | FALSE | 1 | [6 empty] | 40 | B4B5 | 0.029634 | 1.9193e-09 | 0.00016068 | 3.6856e-05 | 9.1456e-06 | 3.5772e-08 | 0.45636 | 21.9262 | 0.00011777
| Civic Offices | Bin store for cafe between CO2 and new civic centre building - nominal allowance (Labour - External works (per £ spent)) | 1701348 | 8404410 | 8 | External works | Labour Effort | Assembly | 0.54801 | Hours | 5 | 44 | 1 | FALSE | 1 | FALSE | 1 | [6 empty] | 45 | B4B5 | 0.029634 | 1.9193e-09 | 0.00016068 | 3.6856e-05 | 9.1456e-06 | 3.5772e-08 | 0.45636 | 21.9262 | 0.00011777
| Civic Offices | Bin store for cafe between CO2 and new civic centre building - nominal allowance (Labour - External works (per £ spent)) | 1701348 | 8404410 | 8 | External works | Labour Effort | Assembly | 0.54801 | Hours | 5 | 44 | 1 | FALSE | 1 | FALSE | 1 | [6 empty] | 50 | B4B5 | 0.029634 | 1.9193e-09 | 0.00016068 | 3.6856e-05 | 9.1456e-06 | 3.5772e-08 | 0.45636 | 21.9262 | 0.00011777
| Civic Offices | Bin store for cafe between CO2 and new civic centre building - nominal allowance (Labour - External works (per £ spent)) | 1701348 | 8404410 | 8 | External works | Labour Effort | Assembly | 0.54801 | Hours | 5 | 44 | 1 | FALSE | 1 | FALSE | 1 | [6 empty] | 55 | B4B5 | 0.029634 | 1.9193e-09 | 0.00016068 | 3.6856e-05 | 9.1456e-06 | 3.5772e-08 | 0.45636 | 21.9262 | 0.00011777
| Civic Offices | Bin store for cafe between CO2 and new civic centre building - nominal allowance (Labour - External works (per £ spent)) | 1701348 | 8404411 | 8 | External works | Labour Effort | Assembly | 0.54801 | Hours | 20 | 44 | 1 | FALSE | 1 | FALSE | 1 | [6 empty] | 0 | A5 | 0.029634 | 1.9193e-09 | 0.00016068 | 3.6856e-05 | 9.1456e-06 | 3.5772e-08 | 0.45636 | 21.9262 | 0.00011777
| Civic Offices | Bin store for cafe between CO2 and new civic centre building - nominal allowance (Labour - External works (per £ spent)) | 1701348 | 8404411 | 8 | External works | Labour Effort | Assembly | 0.54801 | Hours | 20 | 44 | 1 | FALSE | 1 | FALSE | 1 | [6 empty] | 0 | A4 | 0 | 0 | 0 | 0 | 0 | 0 | 0 | 0 | 0
| Civic Offices | Bin store for cafe between CO2 and new civic centre building - nominal allowance (Labour - External works (per £ spent)) | 1701348 | 8404411 | 8 | External works | Labour Effort | Assembly | 0.54801 | Hours | 20 | 44 | 1 | FALSE | 1 | FALSE | 1 | [6 empty] | 20 | B4B5 | 0.029634 | 1.9193e-09 | 0.00016068 | 3.6856e-05 | 9.1456e-06 | 3.5772e-08 | 0.45636 | 21.9262 | 0.00011777
| Civic Offices | Bin store for cafe between CO2 and new civic centre building - nominal allowance (Labour - External works (per £ spent)) | 1701348 | 8404411 | 8 | External works | Labour Effort | Assembly | 0.54801 | Hours | 20 | 44 | 1 | FALSE | 1 | FALSE | 1 | [6 empty] | 40 | B4B5 | 0.029634 | 1.9193e-09 | 0.00016068 | 3.6856e-05 | 9.1456e-06 | 3.5772e-08 | 0.45636 | 21.9262 | 0.00011777
| Civic Offices | Connections to statutory undertakers sewers: Nominal allowance details to be confirmed. (Labour - External works (per ? spent)) | 1701349 | 8404412 | 8 | External works | Labour Effort | Assembly | 5.4801 | Hours | 10 | 44 | 1 | FALSE | 1 | FALSE | 1 | [6 empty] | 0 | A5 | 0.29634 | 1.9193e-08 | 0.0016068 | 0.00036856 | 9.1456e-05 | 3.5772e-07 | 4.5636 | 219.2621 | 0.0011777
| Civic Offices | Connections to statutory undertakers sewers: Nominal allowance details to be confirmed. (Labour - External works (per ? spent)) | 1701349 | 8404412 | 8 | External works | Labour Effort | Assembly | 5.4801 | Hours | 10 | 44 | 1 | FALSE | 1 | FALSE | 1 | [6 empty] | 0 | A4 | 0 | 0 | 0 | 0 | 0 | 0 | 0 | 0 | 0
| Civic Offices | Connections to statutory undertakers sewers: Nominal allowance details to be confirmed. (Labour - External works (per ? spent)) | 1701349 | 8404412 | 8 | External works | Labour Effort | Assembly | 5.4801 | Hours | 10 | 44 | 1 | FALSE | 1 | FALSE | 1 | [6 empty] | 10 | B4B5 | 0.29634 | 1.9193e-08 | 0.0016068 | 0.00036856 | 9.1456e-05 | 3.5772e-07 | 4.5636 | 219.2621 | 0.0011777
| Civic Offices | Connections to statutory undertakers sewers: Nominal allowance details to be confirmed. (Labour - External works (per ? spent)) | 1701349 | 8404412 | 8 | External works | Labour Effort | Assembly | 5.4801 | Hours | 10 | 44 | 1 | FALSE | 1 | FALSE | 1 | [6 empty] | 20 | B4B5 | 0.29634 | 1.9193e-08 | 0.0016068 | 0.00036856 | 9.1456e-05 | 3.5772e-07 | 4.5636 | 219.2621 | 0.0011777
| Civic Offices | Connections to statutory undertakers sewers: Nominal allowance details to be confirmed. (Labour - External works (per ? spent)) | 1701349 | 8404412 | 8 | External works | Labour Effort | Assembly | 5.4801 | Hours | 10 | 44 | 1 | FALSE | 1 | FALSE | 1 | [6 empty] | 30 | B4B5 | 0.29634 | 1.9193e-08 | 0.0016068 | 0.00036856 | 9.1456e-05 | 3.5772e-07 | 4.5636 | 219.2621 | 0.0011777
| Civic Offices | Connections to statutory undertakers sewers: Nominal allowance details to be confirmed. (Labour - External works (per ? spent)) | 1701349 | 8404412 | 8 | External works | Labour Effort | Assembly | 5.4801 | Hours | 10 | 44 | 1 | FALSE | 1 | FALSE | 1 | [6 empty] | 40 | B4B5 | 0.29634 | 1.9193e-08 | 0.0016068 | 0.00036856 | 9.1456e-05 | 3.5772e-07 | 4.5636 | 219.2621 | 0.0011777
| Civic Offices | Connections to statutory undertakers sewers: Nominal allowance details to be confirmed. (Labour - External works (per ? spent)) | 1701349 | 8404412 | 8 | External works | Labour Effort | Assembly | 5.4801 | Hours | 10 | 44 | 1 | FALSE | 1 | FALSE | 1 | [6 empty] | 50 | B4B5 | 0.29634 | 1.9193e-08 | 0.0016068 | 0.00036856 | 9.1456e-05 | 3.5772e-07 | 4.5636 | 219.2621 | 0.0011777
| Civic Offices | Connections to statutory undertakers sewers: Nominal allowance details to be confirmed. (Labour - External works (per ? spent)) | 1701349 | 8404413 | 8 | External works | Labour Effort | Assembly | 32.8803 | Hours | 10 | 44 | 1 | FALSE | 1 | FALSE | 1 | [6 empty] | 0 | A5 | 1.7781 | 1.1516e-07 | 0.0096408 | 0.0022114 | 0.00054873 | 2.1463e-06 | 27.3814 | 1940.2984 | 0.0070664
| Civic Offices | Connections to statutory undertakers sewers: Nominal allowance details to be confirmed. (Labour - External works (per ? spent)) | 1701349 | 8404413 | 8 | External works | Labour Effort | Assembly | 32.8803 | Hours | 10 | 44 | 1 | FALSE | 1 | FALSE | 1 | [6 empty] | 0 | A4 | 64.5909 | 1.1605e-05 | 0.21149 | 0.057163 | 0.03608 | 0.00022526 | 962.8329 | 147.0175 | 0.2658
| Civic Offices | Connections to statutory undertakers sewers: Nominal allowance details to be confirmed. (Labour - External works (per ? spent)) | 1701349 | 8404413 | 8 | External works | Labour Effort | Assembly | 32.8803 | Hours | 10 | 44 | 1 | FALSE | 1 | FALSE | 1 | [6 empty] | 10 | B4B5 | 66.369 | 1.1721e-05 | 0.22113 | 0.059375 | 0.036629 | 0.00022741 | 990.2142 | 2087.3159 | 0.27287
| Civic Offices | Connections to statutory undertakers sewers: Nominal allowance details to be confirmed. (Labour - External works (per ? spent)) | 1701349 | 8404413 | 8 | External works | Labour Effort | Assembly | 32.8803 | Hours | 10 | 44 | 1 | FALSE | 1 | FALSE | 1 | [6 empty] | 20 | B4B5 | 66.369 | 1.1721e-05 | 0.22113 | 0.059375 | 0.036629 | 0.00022741 | 990.2142 | 2087.3159 | 0.27287
| Civic Offices | Connections to statutory undertakers sewers: Nominal allowance details to be confirmed. (Labour - External works (per ? spent)) | 1701349 | 8404413 | 8 | External works | Labour Effort | Assembly | 32.8803 | Hours | 10 | 44 | 1 | FALSE | 1 | FALSE | 1 | [6 empty] | 30 | B4B5 | 66.369 | 1.1721e-05 | 0.22113 | 0.059375 | 0.036629 | 0.00022741 | 990.2142 | 2087.3159 | 0.27287
| Civic Offices | Connections to statutory undertakers sewers: Nominal allowance details to be confirmed. (Labour - External works (per ? spent)) | 1701349 | 8404413 | 8 | External works | Labour Effort | Assembly | 32.8803 | Hours | 10 | 44 | 1 | FALSE | 1 | FALSE | 1 | [6 empty] | 40 | B4B5 | 66.369 | 1.1721e-05 | 0.22113 | 0.059375 | 0.036629 | 0.00022741 | 990.2142 | 2087.3159 | 0.27287
| Civic Offices | Connections to statutory undertakers sewers: Nominal allowance details to be confirmed. (Labour - External works (per ? spent)) | 1701349 | 8404413 | 8 | External works | Labour Effort | Assembly | 32.8803 | Hours | 10 | 44 | 1 | FALSE | 1 | FALSE | 1 | [6 empty] | 50 | B4B5 | 66.369 | 1.1721e-05 | 0.22113 | 0.059375 | 0.036629 | 0.00022741 | 990.2142 | 2087.3159 | 0.27287
| Civic Offices | Connections to statutory undertakers sewers: Nominal allowance details to be confirmed. (Labour - External works (per ? spent)) | 1701349 | 8404414 | 8 | External works | Labour effort | Assembly | 16.4402 | Hours | 5 | 44 | 1 | FALSE | 1 | FALSE | 1 | [6 empty] | 0 | A5 | 0.88903 | 5.7578e-08 | 0.0048204 | 0.0011057 | 0.00027437 | 1.0732e-06 | 13.6907 | 970.1492 | 0.0035332
| Civic Offices | Connections to statutory undertakers sewers: Nominal allowance details to be confirmed. (Labour - External works (per ? spent)) | 1701349 | 8404414 | 8 | External works | Labour effort | Assembly | 16.4402 | Hours | 5 | 44 | 1 | FALSE | 1 | FALSE | 1 | [6 empty] | 0 | A4 | 38.7546 | 6.9633e-06 | 0.1269 | 0.034298 | 0.021648 | 0.00013516 | 577.6997 | 88.2105 | 0.15948
| Civic Offices | Connections to statutory undertakers sewers: Nominal allowance details to be confirmed. (Labour - External works (per ? spent)) | 1701349 | 8404414 | 8 | External works | Labour effort | Assembly | 16.4402 | Hours | 5 | 44 | 1 | FALSE | 1 | FALSE | 1 | [6 empty] | 5 | B4B5 | 39.6436 | 7.0208e-06 | 0.13172 | 0.035404 | 0.021923 | 0.00013623 | 591.3904 | 1058.3597 | 0.16301
| Civic Offices | Connections to statutory undertakers sewers: Nominal allowance details to be confirmed. (Labour - External works (per ? spent)) | 1701349 | 8404414 | 8 | External works | Labour effort | Assembly | 16.4402 | Hours | 5 | 44 | 1 | FALSE | 1 | FALSE | 1 | [6 empty] | 10 | B4B5 | 39.6436 | 7.0208e-06 | 0.13172 | 0.035404 | 0.021923 | 0.00013623 | 591.3904 | 1058.3597 | 0.16301
| Civic Offices | Connections to statutory undertakers sewers: Nominal allowance details to be confirmed. (Labour - External works (per ? spent)) | 1701349 | 8404414 | 8 | External works | Labour effort | Assembly | 16.4402 | Hours | 5 | 44 | 1 | FALSE | 1 | FALSE | 1 | [6 empty] | 15 | B4B5 | 39.6436 | 7.0208e-06 | 0.13172 | 0.035404 | 0.021923 | 0.00013623 | 591.3904 | 1058.3597 | 0.16301
| Civic Offices | Connections to statutory undertakers sewers: Nominal allowance details to be confirmed. (Labour - External works (per ? spent)) | 1701349 | 8404414 | 8 | External works | Labour effort | Assembly | 16.4402 | Hours | 5 | 44 | 1 | FALSE | 1 | FALSE | 1 | [6 empty] | 20 | B4B5 | 39.6436 | 7.0208e-06 | 0.13172 | 0.035404 | 0.021923 | 0.00013623 | 591.3904 | 1058.3597 | 0.16301
| Civic Offices | Connections to statutory undertakers sewers: Nominal allowance details to be confirmed. (Labour - External works (per ? spent)) | 1701349 | 8404414 | 8 | External works | Labour effort | Assembly | 16.4402 | Hours | 5 | 44 | 1 | FALSE | 1 | FALSE | 1 | [6 empty] | 25 | B4B5 | 39.6436 | 7.0208e-06 | 0.13172 | 0.035404 | 0.021923 | 0.00013623 | 591.3904 | 1058.3597 | 0.16301
| Civic Offices | Connections to statutory undertakers sewers: Nominal allowance details to be confirmed. (Labour - External works (per ? spent)) | 1701349 | 8404414 | 8 | External works | Labour effort | Assembly | 16.4402 | Hours | 5 | 44 | 1 | FALSE | 1 | FALSE | 1 | [6 empty] | 30 | B4B5 | 39.6436 | 7.0208e-06 | 0.13172 | 0.035404 | 0.021923 | 0.00013623 | 591.3904 | 1058.3597 | 0.16301
| Civic Offices | Connections to statutory undertakers sewers: Nominal allowance details to be confirmed. (Labour - External works (per ? spent)) | 1701349 | 8404414 | 8 | External works | Labour effort | Assembly | 16.4402 | Hours | 5 | 44 | 1 | FALSE | 1 | FALSE | 1 | [6 empty] | 35 | B4B5 | 39.6436 | 7.0208e-06 | 0.13172 | 0.035404 | 0.021923 | 0.00013623 | 591.3904 | 1058.3597 | 0.16301
| Civic Offices | Connections to statutory undertakers sewers: Nominal allowance details to be confirmed. (Labour - External works (per ? spent)) | 1701349 | 8404414 | 8 | External works | Labour effort | Assembly | 16.4402 | Hours | 5 | 44 | 1 | FALSE | 1 | FALSE | 1 | [6 empty] | 40 | B4B5 | 39.6436 | 7.0208e-06 | 0.13172 | 0.035404 | 0.021923 | 0.00013623 | 591.3904 | 1058.3597 | 0.16301
| Civic Offices | Connections to statutory undertakers sewers: Nominal allowance details to be confirmed. (Labour - External works (per ? spent)) | 1701349 | 8404414 | 8 | External works | Labour effort | Assembly | 16.4402 | Hours | 5 | 44 | 1 | FALSE | 1 | FALSE | 1 | [6 empty] | 45 | B4B5 | 39.6436 | 7.0208e-06 | 0.13172 | 0.035404 | 0.021923 | 0.00013623 | 591.3904 | 1058.3597 | 0.16301
| Civic Offices | Connections to statutory undertakers sewers: Nominal allowance details to be confirmed. (Labour - External works (per ? spent)) | 1701349 | 8404414 | 8 | External works | Labour effort | Assembly | 16.4402 | Hours | 5 | 44 | 1 | FALSE | 1 | FALSE | 1 | [6 empty] | 50 | B4B5 | 39.6436 | 7.0208e-06 | 0.13172 | 0.035404 | 0.021923 | 0.00013623 | 591.3904 | 1058.3597 | 0.16301
| Civic Offices | Connections to statutory undertakers sewers: Nominal allowance details to be confirmed. (Labour - External works (per ? spent)) | 1701349 | 8404414 | 8 | External works | Labour effort | Assembly | 16.4402 | Hours | 5 | 44 | 1 | FALSE | 1 | FALSE | 1 | [6 empty] | 55 | B4B5 | 39.6436 | 7.0208e-06 | 0.13172 | 0.035404 | 0.021923 | 0.00013623 | 591.3904 | 1058.3597 | 0.16301
| Civic Offices | Connections to statutory undertakers sewers: Nominal allowance details to be confirmed. (Labour - External works (per ? spent)) | 1701349 | 8404415 | 8 | External works | Labour Effort | Assembly | 16.4402 | Hours | 20 | 44 | 1 | FALSE | 1 | FALSE | 1 | [6 empty] | 0 | A5 | 0.88903 | 5.7578e-08 | 0.0048204 | 0.0011057 | 0.00027437 | 1.0732e-06 | 13.6907 | 970.1492 | 0.0035332
| Civic Offices | Connections to statutory undertakers sewers: Nominal allowance details to be confirmed. (Labour - External works (per ? spent)) | 1701349 | 8404415 | 8 | External works | Labour Effort | Assembly | 16.4402 | Hours | 20 | 44 | 1 | FALSE | 1 | FALSE | 1 | [6 empty] | 0 | A4 | 38.7546 | 6.9633e-06 | 0.1269 | 0.034298 | 0.021648 | 0.00013516 | 577.6997 | 88.2105 | 0.15948
| Civic Offices | Connections to statutory undertakers sewers: Nominal allowance details to be confirmed. (Labour - External works (per ? spent)) | 1701349 | 8404415 | 8 | External works | Labour Effort | Assembly | 16.4402 | Hours | 20 | 44 | 1 | FALSE | 1 | FALSE | 1 | [6 empty] | 20 | B4B5 | 39.6436 | 7.0208e-06 | 0.13172 | 0.035404 | 0.021923 | 0.00013623 | 591.3904 | 1058.3597 | 0.16301
| Civic Offices | Connections to statutory undertakers sewers: Nominal allowance details to be confirmed. (Labour - External works (per ? spent)) | 1701349 | 8404415 | 8 | External works | Labour Effort | Assembly | 16.4402 | Hours | 20 | 44 | 1 | FALSE | 1 | FALSE | 1 | [6 empty] | 40 | B4B5 | 39.6436 | 7.0208e-06 | 0.13172 | 0.035404 | 0.021923 | 0.00013623 | 591.3904 | 1058.3597 | 0.16301
| Civic Offices | Connections to statutory undertakers sewers: Nominal allowance details to be confirmed. (Labour - External works (per ? spent)) | 1701349 | 8404416 | 8 | External works | Labour Effort | Assembly | 2.74 | Hours | 5 | 44 | 1 | FALSE | 1 | FALSE | 1 | [6 empty] | 0 | A5 | 0.14817 | 9.5963e-09 | 0.0008034 | 0.00018428 | 4.5728e-05 | 1.7886e-07 | 2.2818 | 109.631 | 0.00058887
| Civic Offices | Connections to statutory undertakers sewers: Nominal allowance details to be confirmed. (Labour - External works (per ? spent)) | 1701349 | 8404416 | 8 | External works | Labour Effort | Assembly | 2.74 | Hours | 5 | 44 | 1 | FALSE | 1 | FALSE | 1 | [6 empty] | 0 | A4 | 0 | 0 | 0 | 0 | 0 | 0 | 0 | 0 | 0
| Civic Offices | Connections to statutory undertakers sewers: Nominal allowance details to be confirmed. (Labour - External works (per ? spent)) | 1701349 | 8404416 | 8 | External works | Labour Effort | Assembly | 2.74 | Hours | 5 | 44 | 1 | FALSE | 1 | FALSE | 1 | [6 empty] | 5 | B4B5 | 0.14817 | 9.5963e-09 | 0.0008034 | 0.00018428 | 4.5728e-05 | 1.7886e-07 | 2.2818 | 109.631 | 0.00058887
| Civic Offices | Connections to statutory undertakers sewers: Nominal allowance details to be confirmed. (Labour - External works (per ? spent)) | 1701349 | 8404416 | 8 | External works | Labour Effort | Assembly | 2.74 | Hours | 5 | 44 | 1 | FALSE | 1 | FALSE | 1 | [6 empty] | 10 | B4B5 | 0.14817 | 9.5963e-09 | 0.0008034 | 0.00018428 | 4.5728e-05 | 1.7886e-07 | 2.2818 | 109.631 | 0.00058887
| Civic Offices | Connections to statutory undertakers sewers: Nominal allowance details to be confirmed. (Labour - External works (per ? spent)) | 1701349 | 8404416 | 8 | External works | Labour Effort | Assembly | 2.74 | Hours | 5 | 44 | 1 | FALSE | 1 | FALSE | 1 | [6 empty] | 15 | B4B5 | 0.14817 | 9.5963e-09 | 0.0008034 | 0.00018428 | 4.5728e-05 | 1.7886e-07 | 2.2818 | 109.631 | 0.00058887
| Civic Offices | Connections to statutory undertakers sewers: Nominal allowance details to be confirmed. (Labour - External works (per ? spent)) | 1701349 | 8404416 | 8 | External works | Labour Effort | Assembly | 2.74 | Hours | 5 | 44 | 1 | FALSE | 1 | FALSE | 1 | [6 empty] | 20 | B4B5 | 0.14817 | 9.5963e-09 | 0.0008034 | 0.00018428 | 4.5728e-05 | 1.7886e-07 | 2.2818 | 109.631 | 0.00058887
| Civic Offices | Connections to statutory undertakers sewers: Nominal allowance details to be confirmed. (Labour - External works (per ? spent)) | 1701349 | 8404416 | 8 | External works | Labour Effort | Assembly | 2.74 | Hours | 5 | 44 | 1 | FALSE | 1 | FALSE | 1 | [6 empty] | 25 | B4B5 | 0.14817 | 9.5963e-09 | 0.0008034 | 0.00018428 | 4.5728e-05 | 1.7886e-07 | 2.2818 | 109.631 | 0.00058887
| Civic Offices | Connections to statutory undertakers sewers: Nominal allowance details to be confirmed. (Labour - External works (per ? spent)) | 1701349 | 8404416 | 8 | External works | Labour Effort | Assembly | 2.74 | Hours | 5 | 44 | 1 | FALSE | 1 | FALSE | 1 | [6 empty] | 30 | B4B5 | 0.14817 | 9.5963e-09 | 0.0008034 | 0.00018428 | 4.5728e-05 | 1.7886e-07 | 2.2818 | 109.631 | 0.00058887
| Civic Offices | Connections to statutory undertakers sewers: Nominal allowance details to be confirmed. (Labour - External works (per ? spent)) | 1701349 | 8404416 | 8 | External works | Labour Effort | Assembly | 2.74 | Hours | 5 | 44 | 1 | FALSE | 1 | FALSE | 1 | [6 empty] | 35 | B4B5 | 0.14817 | 9.5963e-09 | 0.0008034 | 0.00018428 | 4.5728e-05 | 1.7886e-07 | 2.2818 | 109.631 | 0.00058887
| Civic Offices | Connections to statutory undertakers sewers: Nominal allowance details to be confirmed. (Labour - External works (per ? spent)) | 1701349 | 8404416 | 8 | External works | Labour Effort | Assembly | 2.74 | Hours | 5 | 44 | 1 | FALSE | 1 | FALSE | 1 | [6 empty] | 40 | B4B5 | 0.14817 | 9.5963e-09 | 0.0008034 | 0.00018428 | 4.5728e-05 | 1.7886e-07 | 2.2818 | 109.631 | 0.00058887
| Civic Offices | Connections to statutory undertakers sewers: Nominal allowance details to be confirmed. (Labour - External works (per ? spent)) | 1701349 | 8404416 | 8 | External works | Labour Effort | Assembly | 2.74 | Hours | 5 | 44 | 1 | FALSE | 1 | FALSE | 1 | [6 empty] | 45 | B4B5 | 0.14817 | 9.5963e-09 | 0.0008034 | 0.00018428 | 4.5728e-05 | 1.7886e-07 | 2.2818 | 109.631 | 0.00058887
| Civic Offices | Connections to statutory undertakers sewers: Nominal allowance details to be confirmed. (Labour - External works (per ? spent)) | 1701349 | 8404416 | 8 | External works | Labour Effort | Assembly | 2.74 | Hours | 5 | 44 | 1 | FALSE | 1 | FALSE | 1 | [6 empty] | 50 | B4B5 | 0.14817 | 9.5963e-09 | 0.0008034 | 0.00018428 | 4.5728e-05 | 1.7886e-07 | 2.2818 | 109.631 | 0.00058887
| Civic Offices | Connections to statutory undertakers sewers: Nominal allowance details to be confirmed. (Labour - External works (per ? spent)) | 1701349 | 8404416 | 8 | External works | Labour Effort | Assembly | 2.74 | Hours | 5 | 44 | 1 | FALSE | 1 | FALSE | 1 | [6 empty] | 55 | B4B5 | 0.14817 | 9.5963e-09 | 0.0008034 | 0.00018428 | 4.5728e-05 | 1.7886e-07 | 2.2818 | 109.631 | 0.00058887
| Civic Offices | Connections to statutory undertakers sewers: Nominal allowance details to be confirmed. (Labour - External works (per ? spent)) | 1701349 | 8404417 | 8 | External works | Labour Effort | Assembly | 2.74 | Hours | 20 | 44 | 1 | FALSE | 1 | FALSE | 1 | [6 empty] | 0 | A5 | 0.14817 | 9.5963e-09 | 0.0008034 | 0.00018428 | 4.5728e-05 | 1.7886e-07 | 2.2818 | 109.631 | 0.00058887
| Civic Offices | Connections to statutory undertakers sewers: Nominal allowance details to be confirmed. (Labour - External works (per ? spent)) | 1701349 | 8404417 | 8 | External works | Labour Effort | Assembly | 2.74 | Hours | 20 | 44 | 1 | FALSE | 1 | FALSE | 1 | [6 empty] | 0 | A4 | 0 | 0 | 0 | 0 | 0 | 0 | 0 | 0 | 0
| Civic Offices | Connections to statutory undertakers sewers: Nominal allowance details to be confirmed. (Labour - External works (per ? spent)) | 1701349 | 8404417 | 8 | External works | Labour Effort | Assembly | 2.74 | Hours | 20 | 44 | 1 | FALSE | 1 | FALSE | 1 | [6 empty] | 20 | B4B5 | 0.14817 | 9.5963e-09 | 0.0008034 | 0.00018428 | 4.5728e-05 | 1.7886e-07 | 2.2818 | 109.631 | 0.00058887
| Civic Offices | Connections to statutory undertakers sewers: Nominal allowance details to be confirmed. (Labour - External works (per ? spent)) | 1701349 | 8404417 | 8 | External works | Labour Effort | Assembly | 2.74 | Hours | 20 | 44 | 1 | FALSE | 1 | FALSE | 1 | [6 empty] | 40 | B4B5 | 0.14817 | 9.5963e-09 | 0.0008034 | 0.00018428 | 4.5728e-05 | 1.7886e-07 | 2.2818 | 109.631 | 0.00058887
| Civic Offices | Manholes and the like: storm water not exceeding 1.2m deep. (Labour - External works (per £ spent)) | 1701350 | 8404418 | 8 | External works | Labour Effort | Assembly | 3.5072 | Hours | 10 | 44 | 1 | FALSE | 1 | FALSE | 1 | [6 empty] | 0 | A5 | 0.18966 | 1.2283e-08 | 0.0010284 | 0.00023588 | 5.8532e-05 | 2.2894e-07 | 2.9207 | 140.3277 | 0.00075375
| Civic Offices | Manholes and the like: storm water not exceeding 1.2m deep. (Labour - External works (per £ spent)) | 1701350 | 8404418 | 8 | External works | Labour Effort | Assembly | 3.5072 | Hours | 10 | 44 | 1 | FALSE | 1 | FALSE | 1 | [6 empty] | 0 | A4 | 0 | 0 | 0 | 0 | 0 | 0 | 0 | 0 | 0
| Civic Offices | Manholes and the like: storm water not exceeding 1.2m deep. (Labour - External works (per £ spent)) | 1701350 | 8404418 | 8 | External works | Labour Effort | Assembly | 3.5072 | Hours | 10 | 44 | 1 | FALSE | 1 | FALSE | 1 | [6 empty] | 10 | B4B5 | 0.18966 | 1.2283e-08 | 0.0010284 | 0.00023588 | 5.8532e-05 | 2.2894e-07 | 2.9207 | 140.3277 | 0.00075375
| Civic Offices | Manholes and the like: storm water not exceeding 1.2m deep. (Labour - External works (per £ spent)) | 1701350 | 8404418 | 8 | External works | Labour Effort | Assembly | 3.5072 | Hours | 10 | 44 | 1 | FALSE | 1 | FALSE | 1 | [6 empty] | 20 | B4B5 | 0.18966 | 1.2283e-08 | 0.0010284 | 0.00023588 | 5.8532e-05 | 2.2894e-07 | 2.9207 | 140.3277 | 0.00075375
| Civic Offices | Manholes and the like: storm water not exceeding 1.2m deep. (Labour - External works (per £ spent)) | 1701350 | 8404418 | 8 | External works | Labour Effort | Assembly | 3.5072 | Hours | 10 | 44 | 1 | FALSE | 1 | FALSE | 1 | [6 empty] | 30 | B4B5 | 0.18966 | 1.2283e-08 | 0.0010284 | 0.00023588 | 5.8532e-05 | 2.2894e-07 | 2.9207 | 140.3277 | 0.00075375
| Civic Offices | Manholes and the like: storm water not exceeding 1.2m deep. (Labour - External works (per £ spent)) | 1701350 | 8404418 | 8 | External works | Labour Effort | Assembly | 3.5072 | Hours | 10 | 44 | 1 | FALSE | 1 | FALSE | 1 | [6 empty] | 40 | B4B5 | 0.18966 | 1.2283e-08 | 0.0010284 | 0.00023588 | 5.8532e-05 | 2.2894e-07 | 2.9207 | 140.3277 | 0.00075375
| Civic Offices | Manholes and the like: storm water not exceeding 1.2m deep. (Labour - External works (per £ spent)) | 1701350 | 8404418 | 8 | External works | Labour Effort | Assembly | 3.5072 | Hours | 10 | 44 | 1 | FALSE | 1 | FALSE | 1 | [6 empty] | 50 | B4B5 | 0.18966 | 1.2283e-08 | 0.0010284 | 0.00023588 | 5.8532e-05 | 2.2894e-07 | 2.9207 | 140.3277 | 0.00075375
| Civic Offices | Manholes and the like: storm water not exceeding 1.2m deep. (Labour - External works (per £ spent)) | 1701350 | 8404419 | 8 | External works | Labour Effort | Assembly | 21.0434 | Hours | 10 | 44 | 1 | FALSE | 1 | FALSE | 1 | [6 empty] | 0 | A5 | 1.138 | 7.3699e-08 | 0.0061701 | 0.0014153 | 0.00035119 | 1.3736e-06 | 17.5241 | 1241.791 | 0.0045225
| Civic Offices | Manholes and the like: storm water not exceeding 1.2m deep. (Labour - External works (per £ spent)) | 1701350 | 8404419 | 8 | External works | Labour Effort | Assembly | 21.0434 | Hours | 10 | 44 | 1 | FALSE | 1 | FALSE | 1 | [6 empty] | 0 | A4 | 38.7546 | 6.9633e-06 | 0.1269 | 0.034298 | 0.021648 | 0.00013516 | 577.6997 | 88.2105 | 0.15948
| Civic Offices | Manholes and the like: storm water not exceeding 1.2m deep. (Labour - External works (per £ spent)) | 1701350 | 8404419 | 8 | External works | Labour Effort | Assembly | 21.0434 | Hours | 10 | 44 | 1 | FALSE | 1 | FALSE | 1 | [6 empty] | 10 | B4B5 | 39.8925 | 7.037e-06 | 0.13307 | 0.035713 | 0.021999 | 0.00013653 | 595.2238 | 1330.0015 | 0.164
| Civic Offices | Manholes and the like: storm water not exceeding 1.2m deep. (Labour - External works (per £ spent)) | 1701350 | 8404419 | 8 | External works | Labour Effort | Assembly | 21.0434 | Hours | 10 | 44 | 1 | FALSE | 1 | FALSE | 1 | [6 empty] | 20 | B4B5 | 39.8925 | 7.037e-06 | 0.13307 | 0.035713 | 0.021999 | 0.00013653 | 595.2238 | 1330.0015 | 0.164
| Civic Offices | Manholes and the like: storm water not exceeding 1.2m deep. (Labour - External works (per £ spent)) | 1701350 | 8404419 | 8 | External works | Labour Effort | Assembly | 21.0434 | Hours | 10 | 44 | 1 | FALSE | 1 | FALSE | 1 | [6 empty] | 30 | B4B5 | 39.8925 | 7.037e-06 | 0.13307 | 0.035713 | 0.021999 | 0.00013653 | 595.2238 | 1330.0015 | 0.164
| Civic Offices | Manholes and the like: storm water not exceeding 1.2m deep. (Labour - External works (per £ spent)) | 1701350 | 8404419 | 8 | External works | Labour Effort | Assembly | 21.0434 | Hours | 10 | 44 | 1 | FALSE | 1 | FALSE | 1 | [6 empty] | 40 | B4B5 | 39.8925 | 7.037e-06 | 0.13307 | 0.035713 | 0.021999 | 0.00013653 | 595.2238 | 1330.0015 | 0.164
| Civic Offices | Manholes and the like: storm water not exceeding 1.2m deep. (Labour - External works (per £ spent)) | 1701350 | 8404419 | 8 | External works | Labour Effort | Assembly | 21.0434 | Hours | 10 | 44 | 1 | FALSE | 1 | FALSE | 1 | [6 empty] | 50 | B4B5 | 39.8925 | 7.037e-06 | 0.13307 | 0.035713 | 0.021999 | 0.00013653 | 595.2238 | 1330.0015 | 0.164
| Civic Offices | Manholes and the like: storm water not exceeding 1.2m deep. (Labour - External works (per £ spent)) | 1701350 | 8404420 | 8 | External works | Labour effort | Assembly | 10.5217 | Hours | 5 | 44 | 1 | FALSE | 1 | FALSE | 1 | [6 empty] | 0 | A5 | 0.56898 | 3.685e-08 | 0.0030851 | 0.00070764 | 0.00017559 | 6.8682e-07 | 8.762 | 620.8955 | 0.0022612
| Civic Offices | Manholes and the like: storm water not exceeding 1.2m deep. (Labour - External works (per £ spent)) | 1701350 | 8404420 | 8 | External works | Labour effort | Assembly | 10.5217 | Hours | 5 | 44 | 1 | FALSE | 1 | FALSE | 1 | [6 empty] | 0 | A4 | 25.8364 | 4.6422e-06 | 0.084597 | 0.022865 | 0.014432 | 9.0104e-05 | 385.1331 | 58.807 | 0.10632
| Civic Offices | Manholes and the like: storm water not exceeding 1.2m deep. (Labour - External works (per £ spent)) | 1701350 | 8404420 | 8 | External works | Labour effort | Assembly | 10.5217 | Hours | 5 | 44 | 1 | FALSE | 1 | FALSE | 1 | [6 empty] | 5 | B4B5 | 26.4054 | 4.679e-06 | 0.087682 | 0.023573 | 0.014608 | 9.0791e-05 | 393.8952 | 679.7025 | 0.10858
| Civic Offices | Manholes and the like: storm water not exceeding 1.2m deep. (Labour - External works (per £ spent)) | 1701350 | 8404420 | 8 | External works | Labour effort | Assembly | 10.5217 | Hours | 5 | 44 | 1 | FALSE | 1 | FALSE | 1 | [6 empty] | 10 | B4B5 | 26.4054 | 4.679e-06 | 0.087682 | 0.023573 | 0.014608 | 9.0791e-05 | 393.8952 | 679.7025 | 0.10858
| Civic Offices | Manholes and the like: storm water not exceeding 1.2m deep. (Labour - External works (per £ spent)) | 1701350 | 8404420 | 8 | External works | Labour effort | Assembly | 10.5217 | Hours | 5 | 44 | 1 | FALSE | 1 | FALSE | 1 | [6 empty] | 15 | B4B5 | 26.4054 | 4.679e-06 | 0.087682 | 0.023573 | 0.014608 | 9.0791e-05 | 393.8952 | 679.7025 | 0.10858
| Civic Offices | Manholes and the like: storm water not exceeding 1.2m deep. (Labour - External works (per £ spent)) | 1701350 | 8404420 | 8 | External works | Labour effort | Assembly | 10.5217 | Hours | 5 | 44 | 1 | FALSE | 1 | FALSE | 1 | [6 empty] | 20 | B4B5 | 26.4054 | 4.679e-06 | 0.087682 | 0.023573 | 0.014608 | 9.0791e-05 | 393.8952 | 679.7025 | 0.10858
| Civic Offices | Manholes and the like: storm water not exceeding 1.2m deep. (Labour - External works (per £ spent)) | 1701350 | 8404420 | 8 | External works | Labour effort | Assembly | 10.5217 | Hours | 5 | 44 | 1 | FALSE | 1 | FALSE | 1 | [6 empty] | 25 | B4B5 | 26.4054 | 4.679e-06 | 0.087682 | 0.023573 | 0.014608 | 9.0791e-05 | 393.8952 | 679.7025 | 0.10858
| Civic Offices | Manholes and the like: storm water not exceeding 1.2m deep. (Labour - External works (per £ spent)) | 1701350 | 8404420 | 8 | External works | Labour effort | Assembly | 10.5217 | Hours | 5 | 44 | 1 | FALSE | 1 | FALSE | 1 | [6 empty] | 30 | B4B5 | 26.4054 | 4.679e-06 | 0.087682 | 0.023573 | 0.014608 | 9.0791e-05 | 393.8952 | 679.7025 | 0.10858
| Civic Offices | Manholes and the like: storm water not exceeding 1.2m deep. (Labour - External works (per £ spent)) | 1701350 | 8404420 | 8 | External works | Labour effort | Assembly | 10.5217 | Hours | 5 | 44 | 1 | FALSE | 1 | FALSE | 1 | [6 empty] | 35 | B4B5 | 26.4054 | 4.679e-06 | 0.087682 | 0.023573 | 0.014608 | 9.0791e-05 | 393.8952 | 679.7025 | 0.10858
| Civic Offices | Manholes and the like: storm water not exceeding 1.2m deep. (Labour - External works (per £ spent)) | 1701350 | 8404420 | 8 | External works | Labour effort | Assembly | 10.5217 | Hours | 5 | 44 | 1 | FALSE | 1 | FALSE | 1 | [6 empty] | 40 | B4B5 | 26.4054 | 4.679e-06 | 0.087682 | 0.023573 | 0.014608 | 9.0791e-05 | 393.8952 | 679.7025 | 0.10858
| Civic Offices | Manholes and the like: storm water not exceeding 1.2m deep. (Labour - External works (per £ spent)) | 1701350 | 8404420 | 8 | External works | Labour effort | Assembly | 10.5217 | Hours | 5 | 44 | 1 | FALSE | 1 | FALSE | 1 | [6 empty] | 45 | B4B5 | 26.4054 | 4.679e-06 | 0.087682 | 0.023573 | 0.014608 | 9.0791e-05 | 393.8952 | 679.7025 | 0.10858
| Civic Offices | Manholes and the like: storm water not exceeding 1.2m deep. (Labour - External works (per £ spent)) | 1701350 | 8404420 | 8 | External works | Labour effort | Assembly | 10.5217 | Hours | 5 | 44 | 1 | FALSE | 1 | FALSE | 1 | [6 empty] | 50 | B4B5 | 26.4054 | 4.679e-06 | 0.087682 | 0.023573 | 0.014608 | 9.0791e-05 | 393.8952 | 679.7025 | 0.10858
| Civic Offices | Manholes and the like: storm water not exceeding 1.2m deep. (Labour - External works (per £ spent)) | 1701350 | 8404420 | 8 | External works | Labour effort | Assembly | 10.5217 | Hours | 5 | 44 | 1 | FALSE | 1 | FALSE | 1 | [6 empty] | 55 | B4B5 | 26.4054 | 4.679e-06 | 0.087682 | 0.023573 | 0.014608 | 9.0791e-05 | 393.8952 | 679.7025 | 0.10858
| Civic Offices | Manholes and the like: storm water not exceeding 1.2m deep. (Labour - External works (per £ spent)) | 1701350 | 8404421 | 8 | External works | Labour Effort | Assembly | 10.5217 | Hours | 20 | 44 | 1 | FALSE | 1 | FALSE | 1 | [6 empty] | 0 | A5 | 0.56898 | 3.685e-08 | 0.0030851 | 0.00070764 | 0.00017559 | 6.8682e-07 | 8.762 | 620.8955 | 0.0022612
| Civic Offices | Manholes and the like: storm water not exceeding 1.2m deep. (Labour - External works (per £ spent)) | 1701350 | 8404421 | 8 | External works | Labour Effort | Assembly | 10.5217 | Hours | 20 | 44 | 1 | FALSE | 1 | FALSE | 1 | [6 empty] | 0 | A4 | 25.8364 | 4.6422e-06 | 0.084597 | 0.022865 | 0.014432 | 9.0104e-05 | 385.1331 | 58.807 | 0.10632
| Civic Offices | Manholes and the like: storm water not exceeding 1.2m deep. (Labour - External works (per £ spent)) | 1701350 | 8404421 | 8 | External works | Labour Effort | Assembly | 10.5217 | Hours | 20 | 44 | 1 | FALSE | 1 | FALSE | 1 | [6 empty] | 20 | B4B5 | 26.4054 | 4.679e-06 | 0.087682 | 0.023573 | 0.014608 | 9.0791e-05 | 393.8952 | 679.7025 | 0.10858
| Civic Offices | Manholes and the like: storm water not exceeding 1.2m deep. (Labour - External works (per £ spent)) | 1701350 | 8404421 | 8 | External works | Labour Effort | Assembly | 10.5217 | Hours | 20 | 44 | 1 | FALSE | 1 | FALSE | 1 | [6 empty] | 40 | B4B5 | 26.4054 | 4.679e-06 | 0.087682 | 0.023573 | 0.014608 | 9.0791e-05 | 393.8952 | 679.7025 | 0.10858
| Civic Offices | Manholes and the like: storm water not exceeding 1.2m deep. (Labour - External works (per £ spent)) | 1701350 | 8404422 | 8 | External works | Labour Effort | Assembly | 1.7536 | Hours | 5 | 44 | 1 | FALSE | 1 | FALSE | 1 | [6 empty] | 0 | A5 | 0.09483 | 6.1416e-09 | 0.00051418 | 0.00011794 | 2.9266e-05 | 1.1447e-07 | 1.4603 | 70.1639 | 0.00037687
| Civic Offices | Manholes and the like: storm water not exceeding 1.2m deep. (Labour - External works (per £ spent)) | 1701350 | 8404422 | 8 | External works | Labour Effort | Assembly | 1.7536 | Hours | 5 | 44 | 1 | FALSE | 1 | FALSE | 1 | [6 empty] | 0 | A4 | 0 | 0 | 0 | 0 | 0 | 0 | 0 | 0 | 0
| Civic Offices | Manholes and the like: storm water not exceeding 1.2m deep. (Labour - External works (per £ spent)) | 1701350 | 8404422 | 8 | External works | Labour Effort | Assembly | 1.7536 | Hours | 5 | 44 | 1 | FALSE | 1 | FALSE | 1 | [6 empty] | 5 | B4B5 | 0.09483 | 6.1416e-09 | 0.00051418 | 0.00011794 | 2.9266e-05 | 1.1447e-07 | 1.4603 | 70.1639 | 0.00037687
| Civic Offices | Manholes and the like: storm water not exceeding 1.2m deep. (Labour - External works (per £ spent)) | 1701350 | 8404422 | 8 | External works | Labour Effort | Assembly | 1.7536 | Hours | 5 | 44 | 1 | FALSE | 1 | FALSE | 1 | [6 empty] | 10 | B4B5 | 0.09483 | 6.1416e-09 | 0.00051418 | 0.00011794 | 2.9266e-05 | 1.1447e-07 | 1.4603 | 70.1639 | 0.00037687
| Civic Offices | Manholes and the like: storm water not exceeding 1.2m deep. (Labour - External works (per £ spent)) | 1701350 | 8404422 | 8 | External works | Labour Effort | Assembly | 1.7536 | Hours | 5 | 44 | 1 | FALSE | 1 | FALSE | 1 | [6 empty] | 15 | B4B5 | 0.09483 | 6.1416e-09 | 0.00051418 | 0.00011794 | 2.9266e-05 | 1.1447e-07 | 1.4603 | 70.1639 | 0.00037687
| Civic Offices | Manholes and the like: storm water not exceeding 1.2m deep. (Labour - External works (per £ spent)) | 1701350 | 8404422 | 8 | External works | Labour Effort | Assembly | 1.7536 | Hours | 5 | 44 | 1 | FALSE | 1 | FALSE | 1 | [6 empty] | 20 | B4B5 | 0.09483 | 6.1416e-09 | 0.00051418 | 0.00011794 | 2.9266e-05 | 1.1447e-07 | 1.4603 | 70.1639 | 0.00037687
| Civic Offices | Manholes and the like: storm water not exceeding 1.2m deep. (Labour - External works (per £ spent)) | 1701350 | 8404422 | 8 | External works | Labour Effort | Assembly | 1.7536 | Hours | 5 | 44 | 1 | FALSE | 1 | FALSE | 1 | [6 empty] | 25 | B4B5 | 0.09483 | 6.1416e-09 | 0.00051418 | 0.00011794 | 2.9266e-05 | 1.1447e-07 | 1.4603 | 70.1639 | 0.00037687
| Civic Offices | Manholes and the like: storm water not exceeding 1.2m deep. (Labour - External works (per £ spent)) | 1701350 | 8404422 | 8 | External works | Labour Effort | Assembly | 1.7536 | Hours | 5 | 44 | 1 | FALSE | 1 | FALSE | 1 | [6 empty] | 30 | B4B5 | 0.09483 | 6.1416e-09 | 0.00051418 | 0.00011794 | 2.9266e-05 | 1.1447e-07 | 1.4603 | 70.1639 | 0.00037687
| Civic Offices | Manholes and the like: storm water not exceeding 1.2m deep. (Labour - External works (per £ spent)) | 1701350 | 8404422 | 8 | External works | Labour Effort | Assembly | 1.7536 | Hours | 5 | 44 | 1 | FALSE | 1 | FALSE | 1 | [6 empty] | 35 | B4B5 | 0.09483 | 6.1416e-09 | 0.00051418 | 0.00011794 | 2.9266e-05 | 1.1447e-07 | 1.4603 | 70.1639 | 0.00037687
| Civic Offices | Manholes and the like: storm water not exceeding 1.2m deep. (Labour - External works (per £ spent)) | 1701350 | 8404422 | 8 | External works | Labour Effort | Assembly | 1.7536 | Hours | 5 | 44 | 1 | FALSE | 1 | FALSE | 1 | [6 empty] | 40 | B4B5 | 0.09483 | 6.1416e-09 | 0.00051418 | 0.00011794 | 2.9266e-05 | 1.1447e-07 | 1.4603 | 70.1639 | 0.00037687
| Civic Offices | Manholes and the like: storm water not exceeding 1.2m deep. (Labour - External works (per £ spent)) | 1701350 | 8404422 | 8 | External works | Labour Effort | Assembly | 1.7536 | Hours | 5 | 44 | 1 | FALSE | 1 | FALSE | 1 | [6 empty] | 45 | B4B5 | 0.09483 | 6.1416e-09 | 0.00051418 | 0.00011794 | 2.9266e-05 | 1.1447e-07 | 1.4603 | 70.1639 | 0.00037687
| Civic Offices | Manholes and the like: storm water not exceeding 1.2m deep. (Labour - External works (per £ spent)) | 1701350 | 8404422 | 8 | External works | Labour Effort | Assembly | 1.7536 | Hours | 5 | 44 | 1 | FALSE | 1 | FALSE | 1 | [6 empty] | 50 | B4B5 | 0.09483 | 6.1416e-09 | 0.00051418 | 0.00011794 | 2.9266e-05 | 1.1447e-07 | 1.4603 | 70.1639 | 0.00037687
| Civic Offices | Manholes and the like: storm water not exceeding 1.2m deep. (Labour - External works (per £ spent)) | 1701350 | 8404422 | 8 | External works | Labour Effort | Assembly | 1.7536 | Hours | 5 | 44 | 1 | FALSE | 1 | FALSE | 1 | [6 empty] | 55 | B4B5 | 0.09483 | 6.1416e-09 | 0.00051418 | 0.00011794 | 2.9266e-05 | 1.1447e-07 | 1.4603 | 70.1639 | 0.00037687
| Civic Offices | Manholes and the like: storm water not exceeding 1.2m deep. (Labour - External works (per £ spent)) | 1701350 | 8404423 | 8 | External works | Labour Effort | Assembly | 1.7536 | Hours | 20 | 44 | 1 | FALSE | 1 | FALSE | 1 | [6 empty] | 0 | A5 | 0.09483 | 6.1416e-09 | 0.00051418 | 0.00011794 | 2.9266e-05 | 1.1447e-07 | 1.4603 | 70.1639 | 0.00037687
| Civic Offices | Manholes and the like: storm water not exceeding 1.2m deep. (Labour - External works (per £ spent)) | 1701350 | 8404423 | 8 | External works | Labour Effort | Assembly | 1.7536 | Hours | 20 | 44 | 1 | FALSE | 1 | FALSE | 1 | [6 empty] | 0 | A4 | 0 | 0 | 0 | 0 | 0 | 0 | 0 | 0 | 0
| Civic Offices | Manholes and the like: storm water not exceeding 1.2m deep. (Labour - External works (per £ spent)) | 1701350 | 8404423 | 8 | External works | Labour Effort | Assembly | 1.7536 | Hours | 20 | 44 | 1 | FALSE | 1 | FALSE | 1 | [6 empty] | 20 | B4B5 | 0.09483 | 6.1416e-09 | 0.00051418 | 0.00011794 | 2.9266e-05 | 1.1447e-07 | 1.4603 | 70.1639 | 0.00037687
| Civic Offices | Manholes and the like: storm water not exceeding 1.2m deep. (Labour - External works (per £ spent)) | 1701350 | 8404423 | 8 | External works | Labour Effort | Assembly | 1.7536 | Hours | 20 | 44 | 1 | FALSE | 1 | FALSE | 1 | [6 empty] | 40 | B4B5 | 0.09483 | 6.1416e-09 | 0.00051418 | 0.00011794 | 2.9266e-05 | 1.1447e-07 | 1.4603 | 70.1639 | 0.00037687
| Civic Offices | Work to existing manholes or the like: break into existing manhole for new connection including breaking out and recoinfigure benching. (Labour - External works (per £ spent)) | 1701351 | 8404424 | 8 | External works | Labour Effort | Assembly | 5.4801 | Hours | 10 | 44 | 1 | FALSE | 1 | FALSE | 1 | [6 empty] | 0 | A5 | 0.29634 | 1.9193e-08 | 0.0016068 | 0.00036856 | 9.1456e-05 | 3.5772e-07 | 4.5636 | 219.2621 | 0.0011777
| Civic Offices | Work to existing manholes or the like: break into existing manhole for new connection including breaking out and recoinfigure benching. (Labour - External works (per £ spent)) | 1701351 | 8404424 | 8 | External works | Labour Effort | Assembly | 5.4801 | Hours | 10 | 44 | 1 | FALSE | 1 | FALSE | 1 | [6 empty] | 0 | A4 | 0 | 0 | 0 | 0 | 0 | 0 | 0 | 0 | 0
| Civic Offices | Work to existing manholes or the like: break into existing manhole for new connection including breaking out and recoinfigure benching. (Labour - External works (per £ spent)) | 1701351 | 8404424 | 8 | External works | Labour Effort | Assembly | 5.4801 | Hours | 10 | 44 | 1 | FALSE | 1 | FALSE | 1 | [6 empty] | 10 | B4B5 | 0.29634 | 1.9193e-08 | 0.0016068 | 0.00036856 | 9.1456e-05 | 3.5772e-07 | 4.5636 | 219.2621 | 0.0011777
| Civic Offices | Work to existing manholes or the like: break into existing manhole for new connection including breaking out and recoinfigure benching. (Labour - External works (per £ spent)) | 1701351 | 8404424 | 8 | External works | Labour Effort | Assembly | 5.4801 | Hours | 10 | 44 | 1 | FALSE | 1 | FALSE | 1 | [6 empty] | 20 | B4B5 | 0.29634 | 1.9193e-08 | 0.0016068 | 0.00036856 | 9.1456e-05 | 3.5772e-07 | 4.5636 | 219.2621 | 0.0011777
| Civic Offices | Work to existing manholes or the like: break into existing manhole for new connection including breaking out and recoinfigure benching. (Labour - External works (per £ spent)) | 1701351 | 8404424 | 8 | External works | Labour Effort | Assembly | 5.4801 | Hours | 10 | 44 | 1 | FALSE | 1 | FALSE | 1 | [6 empty] | 30 | B4B5 | 0.29634 | 1.9193e-08 | 0.0016068 | 0.00036856 | 9.1456e-05 | 3.5772e-07 | 4.5636 | 219.2621 | 0.0011777
| Civic Offices | Work to existing manholes or the like: break into existing manhole for new connection including breaking out and recoinfigure benching. (Labour - External works (per £ spent)) | 1701351 | 8404424 | 8 | External works | Labour Effort | Assembly | 5.4801 | Hours | 10 | 44 | 1 | FALSE | 1 | FALSE | 1 | [6 empty] | 40 | B4B5 | 0.29634 | 1.9193e-08 | 0.0016068 | 0.00036856 | 9.1456e-05 | 3.5772e-07 | 4.5636 | 219.2621 | 0.0011777
| Civic Offices | Work to existing manholes or the like: break into existing manhole for new connection including breaking out and recoinfigure benching. (Labour - External works (per £ spent)) | 1701351 | 8404424 | 8 | External works | Labour Effort | Assembly | 5.4801 | Hours | 10 | 44 | 1 | FALSE | 1 | FALSE | 1 | [6 empty] | 50 | B4B5 | 0.29634 | 1.9193e-08 | 0.0016068 | 0.00036856 | 9.1456e-05 | 3.5772e-07 | 4.5636 | 219.2621 | 0.0011777
| Civic Offices | Work to existing manholes or the like: break into existing manhole for new connection including breaking out and recoinfigure benching. (Labour - External works (per £ spent)) | 1701351 | 8404425 | 8 | External works | Labour Effort | Assembly | 32.8803 | Hours | 10 | 44 | 1 | FALSE | 1 | FALSE | 1 | [6 empty] | 0 | A5 | 1.7781 | 1.1516e-07 | 0.0096408 | 0.0022114 | 0.00054873 | 2.1463e-06 | 27.3814 | 1940.2984 | 0.0070664
| Civic Offices | Work to existing manholes or the like: break into existing manhole for new connection including breaking out and recoinfigure benching. (Labour - External works (per £ spent)) | 1701351 | 8404425 | 8 | External works | Labour Effort | Assembly | 32.8803 | Hours | 10 | 44 | 1 | FALSE | 1 | FALSE | 1 | [6 empty] | 0 | A4 | 64.5909 | 1.1605e-05 | 0.21149 | 0.057163 | 0.03608 | 0.00022526 | 962.8329 | 147.0175 | 0.2658
| Civic Offices | Work to existing manholes or the like: break into existing manhole for new connection including breaking out and recoinfigure benching. (Labour - External works (per £ spent)) | 1701351 | 8404425 | 8 | External works | Labour Effort | Assembly | 32.8803 | Hours | 10 | 44 | 1 | FALSE | 1 | FALSE | 1 | [6 empty] | 10 | B4B5 | 66.369 | 1.1721e-05 | 0.22113 | 0.059375 | 0.036629 | 0.00022741 | 990.2142 | 2087.3159 | 0.27287
| Civic Offices | Work to existing manholes or the like: break into existing manhole for new connection including breaking out and recoinfigure benching. (Labour - External works (per £ spent)) | 1701351 | 8404425 | 8 | External works | Labour Effort | Assembly | 32.8803 | Hours | 10 | 44 | 1 | FALSE | 1 | FALSE | 1 | [6 empty] | 20 | B4B5 | 66.369 | 1.1721e-05 | 0.22113 | 0.059375 | 0.036629 | 0.00022741 | 990.2142 | 2087.3159 | 0.27287
| Civic Offices | Work to existing manholes or the like: break into existing manhole for new connection including breaking out and recoinfigure benching. (Labour - External works (per £ spent)) | 1701351 | 8404425 | 8 | External works | Labour Effort | Assembly | 32.8803 | Hours | 10 | 44 | 1 | FALSE | 1 | FALSE | 1 | [6 empty] | 30 | B4B5 | 66.369 | 1.1721e-05 | 0.22113 | 0.059375 | 0.036629 | 0.00022741 | 990.2142 | 2087.3159 | 0.27287
| Civic Offices | Work to existing manholes or the like: break into existing manhole for new connection including breaking out and recoinfigure benching. (Labour - External works (per £ spent)) | 1701351 | 8404425 | 8 | External works | Labour Effort | Assembly | 32.8803 | Hours | 10 | 44 | 1 | FALSE | 1 | FALSE | 1 | [6 empty] | 40 | B4B5 | 66.369 | 1.1721e-05 | 0.22113 | 0.059375 | 0.036629 | 0.00022741 | 990.2142 | 2087.3159 | 0.27287
| Civic Offices | Work to existing manholes or the like: break into existing manhole for new connection including breaking out and recoinfigure benching. (Labour - External works (per £ spent)) | 1701351 | 8404425 | 8 | External works | Labour Effort | Assembly | 32.8803 | Hours | 10 | 44 | 1 | FALSE | 1 | FALSE | 1 | [6 empty] | 50 | B4B5 | 66.369 | 1.1721e-05 | 0.22113 | 0.059375 | 0.036629 | 0.00022741 | 990.2142 | 2087.3159 | 0.27287
| Civic Offices | Work to existing manholes or the like: break into existing manhole for new connection including breaking out and recoinfigure benching. (Labour - External works (per £ spent)) | 1701351 | 8404426 | 8 | External works | Labour effort | Assembly | 16.4402 | Hours | 5 | 44 | 1 | FALSE | 1 | FALSE | 1 | [6 empty] | 0 | A5 | 0.88903 | 5.7578e-08 | 0.0048204 | 0.0011057 | 0.00027437 | 1.0732e-06 | 13.6907 | 970.1492 | 0.0035332
| Civic Offices | Work to existing manholes or the like: break into existing manhole for new connection including breaking out and recoinfigure benching. (Labour - External works (per £ spent)) | 1701351 | 8404426 | 8 | External works | Labour effort | Assembly | 16.4402 | Hours | 5 | 44 | 1 | FALSE | 1 | FALSE | 1 | [6 empty] | 0 | A4 | 38.7546 | 6.9633e-06 | 0.1269 | 0.034298 | 0.021648 | 0.00013516 | 577.6997 | 88.2105 | 0.15948
| Civic Offices | Work to existing manholes or the like: break into existing manhole for new connection including breaking out and recoinfigure benching. (Labour - External works (per £ spent)) | 1701351 | 8404426 | 8 | External works | Labour effort | Assembly | 16.4402 | Hours | 5 | 44 | 1 | FALSE | 1 | FALSE | 1 | [6 empty] | 5 | B4B5 | 39.6436 | 7.0208e-06 | 0.13172 | 0.035404 | 0.021923 | 0.00013623 | 591.3904 | 1058.3597 | 0.16301
| Civic Offices | Work to existing manholes or the like: break into existing manhole for new connection including breaking out and recoinfigure benching. (Labour - External works (per £ spent)) | 1701351 | 8404426 | 8 | External works | Labour effort | Assembly | 16.4402 | Hours | 5 | 44 | 1 | FALSE | 1 | FALSE | 1 | [6 empty] | 10 | B4B5 | 39.6436 | 7.0208e-06 | 0.13172 | 0.035404 | 0.021923 | 0.00013623 | 591.3904 | 1058.3597 | 0.16301
| Civic Offices | Work to existing manholes or the like: break into existing manhole for new connection including breaking out and recoinfigure benching. (Labour - External works (per £ spent)) | 1701351 | 8404426 | 8 | External works | Labour effort | Assembly | 16.4402 | Hours | 5 | 44 | 1 | FALSE | 1 | FALSE | 1 | [6 empty] | 15 | B4B5 | 39.6436 | 7.0208e-06 | 0.13172 | 0.035404 | 0.021923 | 0.00013623 | 591.3904 | 1058.3597 | 0.16301
| Civic Offices | Work to existing manholes or the like: break into existing manhole for new connection including breaking out and recoinfigure benching. (Labour - External works (per £ spent)) | 1701351 | 8404426 | 8 | External works | Labour effort | Assembly | 16.4402 | Hours | 5 | 44 | 1 | FALSE | 1 | FALSE | 1 | [6 empty] | 20 | B4B5 | 39.6436 | 7.0208e-06 | 0.13172 | 0.035404 | 0.021923 | 0.00013623 | 591.3904 | 1058.3597 | 0.16301
| Civic Offices | Work to existing manholes or the like: break into existing manhole for new connection including breaking out and recoinfigure benching. (Labour - External works (per £ spent)) | 1701351 | 8404426 | 8 | External works | Labour effort | Assembly | 16.4402 | Hours | 5 | 44 | 1 | FALSE | 1 | FALSE | 1 | [6 empty] | 25 | B4B5 | 39.6436 | 7.0208e-06 | 0.13172 | 0.035404 | 0.021923 | 0.00013623 | 591.3904 | 1058.3597 | 0.16301
| Civic Offices | Work to existing manholes or the like: break into existing manhole for new connection including breaking out and recoinfigure benching. (Labour - External works (per £ spent)) | 1701351 | 8404426 | 8 | External works | Labour effort | Assembly | 16.4402 | Hours | 5 | 44 | 1 | FALSE | 1 | FALSE | 1 | [6 empty] | 30 | B4B5 | 39.6436 | 7.0208e-06 | 0.13172 | 0.035404 | 0.021923 | 0.00013623 | 591.3904 | 1058.3597 | 0.16301
| Civic Offices | Work to existing manholes or the like: break into existing manhole for new connection including breaking out and recoinfigure benching. (Labour - External works (per £ spent)) | 1701351 | 8404426 | 8 | External works | Labour effort | Assembly | 16.4402 | Hours | 5 | 44 | 1 | FALSE | 1 | FALSE | 1 | [6 empty] | 35 | B4B5 | 39.6436 | 7.0208e-06 | 0.13172 | 0.035404 | 0.021923 | 0.00013623 | 591.3904 | 1058.3597 | 0.16301
| Civic Offices | Work to existing manholes or the like: break into existing manhole for new connection including breaking out and recoinfigure benching. (Labour - External works (per £ spent)) | 1701351 | 8404426 | 8 | External works | Labour effort | Assembly | 16.4402 | Hours | 5 | 44 | 1 | FALSE | 1 | FALSE | 1 | [6 empty] | 40 | B4B5 | 39.6436 | 7.0208e-06 | 0.13172 | 0.035404 | 0.021923 | 0.00013623 | 591.3904 | 1058.3597 | 0.16301
| Civic Offices | Work to existing manholes or the like: break into existing manhole for new connection including breaking out and recoinfigure benching. (Labour - External works (per £ spent)) | 1701351 | 8404426 | 8 | External works | Labour effort | Assembly | 16.4402 | Hours | 5 | 44 | 1 | FALSE | 1 | FALSE | 1 | [6 empty] | 45 | B4B5 | 39.6436 | 7.0208e-06 | 0.13172 | 0.035404 | 0.021923 | 0.00013623 | 591.3904 | 1058.3597 | 0.16301
| Civic Offices | Work to existing manholes or the like: break into existing manhole for new connection including breaking out and recoinfigure benching. (Labour - External works (per £ spent)) | 1701351 | 8404426 | 8 | External works | Labour effort | Assembly | 16.4402 | Hours | 5 | 44 | 1 | FALSE | 1 | FALSE | 1 | [6 empty] | 50 | B4B5 | 39.6436 | 7.0208e-06 | 0.13172 | 0.035404 | 0.021923 | 0.00013623 | 591.3904 | 1058.3597 | 0.16301
| Civic Offices | Work to existing manholes or the like: break into existing manhole for new connection including breaking out and recoinfigure benching. (Labour - External works (per £ spent)) | 1701351 | 8404426 | 8 | External works | Labour effort | Assembly | 16.4402 | Hours | 5 | 44 | 1 | FALSE | 1 | FALSE | 1 | [6 empty] | 55 | B4B5 | 39.6436 | 7.0208e-06 | 0.13172 | 0.035404 | 0.021923 | 0.00013623 | 591.3904 | 1058.3597 | 0.16301
| Civic Offices | Work to existing manholes or the like: break into existing manhole for new connection including breaking out and recoinfigure benching. (Labour - External works (per £ spent)) | 1701351 | 8404427 | 8 | External works | Labour Effort | Assembly | 16.4402 | Hours | 20 | 44 | 1 | FALSE | 1 | FALSE | 1 | [6 empty] | 0 | A5 | 0.88903 | 5.7578e-08 | 0.0048204 | 0.0011057 | 0.00027437 | 1.0732e-06 | 13.6907 | 970.1492 | 0.0035332
| Civic Offices | Work to existing manholes or the like: break into existing manhole for new connection including breaking out and recoinfigure benching. (Labour - External works (per £ spent)) | 1701351 | 8404427 | 8 | External works | Labour Effort | Assembly | 16.4402 | Hours | 20 | 44 | 1 | FALSE | 1 | FALSE | 1 | [6 empty] | 0 | A4 | 38.7546 | 6.9633e-06 | 0.1269 | 0.034298 | 0.021648 | 0.00013516 | 577.6997 | 88.2105 | 0.15948
| Civic Offices | Work to existing manholes or the like: break into existing manhole for new connection including breaking out and recoinfigure benching. (Labour - External works (per £ spent)) | 1701351 | 8404427 | 8 | External works | Labour Effort | Assembly | 16.4402 | Hours | 20 | 44 | 1 | FALSE | 1 | FALSE | 1 | [6 empty] | 20 | B4B5 | 39.6436 | 7.0208e-06 | 0.13172 | 0.035404 | 0.021923 | 0.00013623 | 591.3904 | 1058.3597 | 0.16301
| Civic Offices | Work to existing manholes or the like: break into existing manhole for new connection including breaking out and recoinfigure benching. (Labour - External works (per £ spent)) | 1701351 | 8404427 | 8 | External works | Labour Effort | Assembly | 16.4402 | Hours | 20 | 44 | 1 | FALSE | 1 | FALSE | 1 | [6 empty] | 40 | B4B5 | 39.6436 | 7.0208e-06 | 0.13172 | 0.035404 | 0.021923 | 0.00013623 | 591.3904 | 1058.3597 | 0.16301
| Civic Offices | Work to existing manholes or the like: break into existing manhole for new connection including breaking out and recoinfigure benching. (Labour - External works (per £ spent)) | 1701351 | 8404428 | 8 | External works | Labour Effort | Assembly | 2.74 | Hours | 5 | 44 | 1 | FALSE | 1 | FALSE | 1 | [6 empty] | 0 | A5 | 0.14817 | 9.5963e-09 | 0.0008034 | 0.00018428 | 4.5728e-05 | 1.7886e-07 | 2.2818 | 109.631 | 0.00058887
| Civic Offices | Work to existing manholes or the like: break into existing manhole for new connection including breaking out and recoinfigure benching. (Labour - External works (per £ spent)) | 1701351 | 8404428 | 8 | External works | Labour Effort | Assembly | 2.74 | Hours | 5 | 44 | 1 | FALSE | 1 | FALSE | 1 | [6 empty] | 0 | A4 | 0 | 0 | 0 | 0 | 0 | 0 | 0 | 0 | 0
| Civic Offices | Work to existing manholes or the like: break into existing manhole for new connection including breaking out and recoinfigure benching. (Labour - External works (per £ spent)) | 1701351 | 8404428 | 8 | External works | Labour Effort | Assembly | 2.74 | Hours | 5 | 44 | 1 | FALSE | 1 | FALSE | 1 | [6 empty] | 5 | B4B5 | 0.14817 | 9.5963e-09 | 0.0008034 | 0.00018428 | 4.5728e-05 | 1.7886e-07 | 2.2818 | 109.631 | 0.00058887
| Civic Offices | Work to existing manholes or the like: break into existing manhole for new connection including breaking out and recoinfigure benching. (Labour - External works (per £ spent)) | 1701351 | 8404428 | 8 | External works | Labour Effort | Assembly | 2.74 | Hours | 5 | 44 | 1 | FALSE | 1 | FALSE | 1 | [6 empty] | 10 | B4B5 | 0.14817 | 9.5963e-09 | 0.0008034 | 0.00018428 | 4.5728e-05 | 1.7886e-07 | 2.2818 | 109.631 | 0.00058887
| Civic Offices | Work to existing manholes or the like: break into existing manhole for new connection including breaking out and recoinfigure benching. (Labour - External works (per £ spent)) | 1701351 | 8404428 | 8 | External works | Labour Effort | Assembly | 2.74 | Hours | 5 | 44 | 1 | FALSE | 1 | FALSE | 1 | [6 empty] | 15 | B4B5 | 0.14817 | 9.5963e-09 | 0.0008034 | 0.00018428 | 4.5728e-05 | 1.7886e-07 | 2.2818 | 109.631 | 0.00058887
| Civic Offices | Work to existing manholes or the like: break into existing manhole for new connection including breaking out and recoinfigure benching. (Labour - External works (per £ spent)) | 1701351 | 8404428 | 8 | External works | Labour Effort | Assembly | 2.74 | Hours | 5 | 44 | 1 | FALSE | 1 | FALSE | 1 | [6 empty] | 20 | B4B5 | 0.14817 | 9.5963e-09 | 0.0008034 | 0.00018428 | 4.5728e-05 | 1.7886e-07 | 2.2818 | 109.631 | 0.00058887
| Civic Offices | Work to existing manholes or the like: break into existing manhole for new connection including breaking out and recoinfigure benching. (Labour - External works (per £ spent)) | 1701351 | 8404428 | 8 | External works | Labour Effort | Assembly | 2.74 | Hours | 5 | 44 | 1 | FALSE | 1 | FALSE | 1 | [6 empty] | 25 | B4B5 | 0.14817 | 9.5963e-09 | 0.0008034 | 0.00018428 | 4.5728e-05 | 1.7886e-07 | 2.2818 | 109.631 | 0.00058887
| Civic Offices | Work to existing manholes or the like: break into existing manhole for new connection including breaking out and recoinfigure benching. (Labour - External works (per £ spent)) | 1701351 | 8404428 | 8 | External works | Labour Effort | Assembly | 2.74 | Hours | 5 | 44 | 1 | FALSE | 1 | FALSE | 1 | [6 empty] | 30 | B4B5 | 0.14817 | 9.5963e-09 | 0.0008034 | 0.00018428 | 4.5728e-05 | 1.7886e-07 | 2.2818 | 109.631 | 0.00058887
| Civic Offices | Work to existing manholes or the like: break into existing manhole for new connection including breaking out and recoinfigure benching. (Labour - External works (per £ spent)) | 1701351 | 8404428 | 8 | External works | Labour Effort | Assembly | 2.74 | Hours | 5 | 44 | 1 | FALSE | 1 | FALSE | 1 | [6 empty] | 35 | B4B5 | 0.14817 | 9.5963e-09 | 0.0008034 | 0.00018428 | 4.5728e-05 | 1.7886e-07 | 2.2818 | 109.631 | 0.00058887
| Civic Offices | Work to existing manholes or the like: break into existing manhole for new connection including breaking out and recoinfigure benching. (Labour - External works (per £ spent)) | 1701351 | 8404428 | 8 | External works | Labour Effort | Assembly | 2.74 | Hours | 5 | 44 | 1 | FALSE | 1 | FALSE | 1 | [6 empty] | 40 | B4B5 | 0.14817 | 9.5963e-09 | 0.0008034 | 0.00018428 | 4.5728e-05 | 1.7886e-07 | 2.2818 | 109.631 | 0.00058887
| Civic Offices | Work to existing manholes or the like: break into existing manhole for new connection including breaking out and recoinfigure benching. (Labour - External works (per £ spent)) | 1701351 | 8404428 | 8 | External works | Labour Effort | Assembly | 2.74 | Hours | 5 | 44 | 1 | FALSE | 1 | FALSE | 1 | [6 empty] | 45 | B4B5 | 0.14817 | 9.5963e-09 | 0.0008034 | 0.00018428 | 4.5728e-05 | 1.7886e-07 | 2.2818 | 109.631 | 0.00058887
| Civic Offices | Work to existing manholes or the like: break into existing manhole for new connection including breaking out and recoinfigure benching. (Labour - External works (per £ spent)) | 1701351 | 8404428 | 8 | External works | Labour Effort | Assembly | 2.74 | Hours | 5 | 44 | 1 | FALSE | 1 | FALSE | 1 | [6 empty] | 50 | B4B5 | 0.14817 | 9.5963e-09 | 0.0008034 | 0.00018428 | 4.5728e-05 | 1.7886e-07 | 2.2818 | 109.631 | 0.00058887
| Civic Offices | Work to existing manholes or the like: break into existing manhole for new connection including breaking out and recoinfigure benching. (Labour - External works (per £ spent)) | 1701351 | 8404428 | 8 | External works | Labour Effort | Assembly | 2.74 | Hours | 5 | 44 | 1 | FALSE | 1 | FALSE | 1 | [6 empty] | 55 | B4B5 | 0.14817 | 9.5963e-09 | 0.0008034 | 0.00018428 | 4.5728e-05 | 1.7886e-07 | 2.2818 | 109.631 | 0.00058887
| Civic Offices | Work to existing manholes or the like: break into existing manhole for new connection including breaking out and recoinfigure benching. (Labour - External works (per £ spent)) | 1701351 | 8404429 | 8 | External works | Labour Effort | Assembly | 2.74 | Hours | 20 | 44 | 1 | FALSE | 1 | FALSE | 1 | [6 empty] | 0 | A5 | 0.14817 | 9.5963e-09 | 0.0008034 | 0.00018428 | 4.5728e-05 | 1.7886e-07 | 2.2818 | 109.631 | 0.00058887
| Civic Offices | Work to existing manholes or the like: break into existing manhole for new connection including breaking out and recoinfigure benching. (Labour - External works (per £ spent)) | 1701351 | 8404429 | 8 | External works | Labour Effort | Assembly | 2.74 | Hours | 20 | 44 | 1 | FALSE | 1 | FALSE | 1 | [6 empty] | 0 | A4 | 0 | 0 | 0 | 0 | 0 | 0 | 0 | 0 | 0
| Civic Offices | Work to existing manholes or the like: break into existing manhole for new connection including breaking out and recoinfigure benching. (Labour - External works (per £ spent)) | 1701351 | 8404429 | 8 | External works | Labour Effort | Assembly | 2.74 | Hours | 20 | 44 | 1 | FALSE | 1 | FALSE | 1 | [6 empty] | 20 | B4B5 | 0.14817 | 9.5963e-09 | 0.0008034 | 0.00018428 | 4.5728e-05 | 1.7886e-07 | 2.2818 | 109.631 | 0.00058887
| Civic Offices | Work to existing manholes or the like: break into existing manhole for new connection including breaking out and recoinfigure benching. (Labour - External works (per £ spent)) | 1701351 | 8404429 | 8 | External works | Labour Effort | Assembly | 2.74 | Hours | 20 | 44 | 1 | FALSE | 1 | FALSE | 1 | [6 empty] | 40 | B4B5 | 0.14817 | 9.5963e-09 | 0.0008034 | 0.00018428 | 4.5728e-05 | 1.7886e-07 | 2.2818 | 109.631 | 0.00058887
| Civic Offices | Clearing existing drains: details to be stated. (Labour - External works (per £ spent)) | 1701352 | 8404430 | 8 | External works | Labour Effort | Assembly | 0.54801 | Hours | 10 | 44 | 1 | FALSE | 1 | FALSE | 1 | [6 empty] | 0 | A5 | 0.029634 | 1.9193e-09 | 0.00016068 | 3.6856e-05 | 9.1456e-06 | 3.5772e-08 | 0.45636 | 21.9262 | 0.00011777
| Civic Offices | Clearing existing drains: details to be stated. (Labour - External works (per £ spent)) | 1701352 | 8404430 | 8 | External works | Labour Effort | Assembly | 0.54801 | Hours | 10 | 44 | 1 | FALSE | 1 | FALSE | 1 | [6 empty] | 0 | A4 | 0 | 0 | 0 | 0 | 0 | 0 | 0 | 0 | 0
| Civic Offices | Clearing existing drains: details to be stated. (Labour - External works (per £ spent)) | 1701352 | 8404430 | 8 | External works | Labour Effort | Assembly | 0.54801 | Hours | 10 | 44 | 1 | FALSE | 1 | FALSE | 1 | [6 empty] | 10 | B4B5 | 0.029634 | 1.9193e-09 | 0.00016068 | 3.6856e-05 | 9.1456e-06 | 3.5772e-08 | 0.45636 | 21.9262 | 0.00011777
| Civic Offices | Clearing existing drains: details to be stated. (Labour - External works (per £ spent)) | 1701352 | 8404430 | 8 | External works | Labour Effort | Assembly | 0.54801 | Hours | 10 | 44 | 1 | FALSE | 1 | FALSE | 1 | [6 empty] | 20 | B4B5 | 0.029634 | 1.9193e-09 | 0.00016068 | 3.6856e-05 | 9.1456e-06 | 3.5772e-08 | 0.45636 | 21.9262 | 0.00011777
| Civic Offices | Clearing existing drains: details to be stated. (Labour - External works (per £ spent)) | 1701352 | 8404430 | 8 | External works | Labour Effort | Assembly | 0.54801 | Hours | 10 | 44 | 1 | FALSE | 1 | FALSE | 1 | [6 empty] | 30 | B4B5 | 0.029634 | 1.9193e-09 | 0.00016068 | 3.6856e-05 | 9.1456e-06 | 3.5772e-08 | 0.45636 | 21.9262 | 0.00011777
| Civic Offices | Clearing existing drains: details to be stated. (Labour - External works (per £ spent)) | 1701352 | 8404430 | 8 | External works | Labour Effort | Assembly | 0.54801 | Hours | 10 | 44 | 1 | FALSE | 1 | FALSE | 1 | [6 empty] | 40 | B4B5 | 0.029634 | 1.9193e-09 | 0.00016068 | 3.6856e-05 | 9.1456e-06 | 3.5772e-08 | 0.45636 | 21.9262 | 0.00011777
| Civic Offices | Clearing existing drains: details to be stated. (Labour - External works (per £ spent)) | 1701352 | 8404430 | 8 | External works | Labour Effort | Assembly | 0.54801 | Hours | 10 | 44 | 1 | FALSE | 1 | FALSE | 1 | [6 empty] | 50 | B4B5 | 0.029634 | 1.9193e-09 | 0.00016068 | 3.6856e-05 | 9.1456e-06 | 3.5772e-08 | 0.45636 | 21.9262 | 0.00011777
| Civic Offices | Clearing existing drains: details to be stated. (Labour - External works (per £ spent)) | 1701352 | 8404431 | 8 | External works | Labour Effort | Assembly | 3.288 | Hours | 10 | 44 | 1 | FALSE | 1 | FALSE | 1 | [6 empty] | 0 | A5 | 0.17781 | 1.1516e-08 | 0.00096408 | 0.00022114 | 5.4873e-05 | 2.1463e-07 | 2.7381 | 194.0298 | 0.00070664
| Civic Offices | Clearing existing drains: details to be stated. (Labour - External works (per £ spent)) | 1701352 | 8404431 | 8 | External works | Labour Effort | Assembly | 3.288 | Hours | 10 | 44 | 1 | FALSE | 1 | FALSE | 1 | [6 empty] | 0 | A4 | 12.9182 | 2.3211e-06 | 0.042299 | 0.011433 | 0.0072161 | 4.5052e-05 | 192.5666 | 29.4035 | 0.05316
| Civic Offices | Clearing existing drains: details to be stated. (Labour - External works (per £ spent)) | 1701352 | 8404431 | 8 | External works | Labour Effort | Assembly | 3.288 | Hours | 10 | 44 | 1 | FALSE | 1 | FALSE | 1 | [6 empty] | 10 | B4B5 | 13.096 | 2.3326e-06 | 0.043263 | 0.011654 | 0.007271 | 4.5267e-05 | 195.3047 | 223.4333 | 0.053867
| Civic Offices | Clearing existing drains: details to be stated. (Labour - External works (per £ spent)) | 1701352 | 8404431 | 8 | External works | Labour Effort | Assembly | 3.288 | Hours | 10 | 44 | 1 | FALSE | 1 | FALSE | 1 | [6 empty] | 20 | B4B5 | 13.096 | 2.3326e-06 | 0.043263 | 0.011654 | 0.007271 | 4.5267e-05 | 195.3047 | 223.4333 | 0.053867
| Civic Offices | Clearing existing drains: details to be stated. (Labour - External works (per £ spent)) | 1701352 | 8404431 | 8 | External works | Labour Effort | Assembly | 3.288 | Hours | 10 | 44 | 1 | FALSE | 1 | FALSE | 1 | [6 empty] | 30 | B4B5 | 13.096 | 2.3326e-06 | 0.043263 | 0.011654 | 0.007271 | 4.5267e-05 | 195.3047 | 223.4333 | 0.053867
| Civic Offices | Clearing existing drains: details to be stated. (Labour - External works (per £ spent)) | 1701352 | 8404431 | 8 | External works | Labour Effort | Assembly | 3.288 | Hours | 10 | 44 | 1 | FALSE | 1 | FALSE | 1 | [6 empty] | 40 | B4B5 | 13.096 | 2.3326e-06 | 0.043263 | 0.011654 | 0.007271 | 4.5267e-05 | 195.3047 | 223.4333 | 0.053867
| Civic Offices | Clearing existing drains: details to be stated. (Labour - External works (per £ spent)) | 1701352 | 8404431 | 8 | External works | Labour Effort | Assembly | 3.288 | Hours | 10 | 44 | 1 | FALSE | 1 | FALSE | 1 | [6 empty] | 50 | B4B5 | 13.096 | 2.3326e-06 | 0.043263 | 0.011654 | 0.007271 | 4.5267e-05 | 195.3047 | 223.4333 | 0.053867
| Civic Offices | Clearing existing drains: details to be stated. (Labour - External works (per £ spent)) | 1701352 | 8404432 | 8 | External works | Labour effort | Assembly | 1.644 | Hours | 5 | 44 | 1 | FALSE | 1 | FALSE | 1 | [6 empty] | 0 | A5 | 0.088903 | 5.7578e-09 | 0.00048204 | 0.00011057 | 2.7437e-05 | 1.0732e-07 | 1.3691 | 97.0149 | 0.00035332
| Civic Offices | Clearing existing drains: details to be stated. (Labour - External works (per £ spent)) | 1701352 | 8404432 | 8 | External works | Labour effort | Assembly | 1.644 | Hours | 5 | 44 | 1 | FALSE | 1 | FALSE | 1 | [6 empty] | 0 | A4 | 12.9182 | 2.3211e-06 | 0.042299 | 0.011433 | 0.0072161 | 4.5052e-05 | 192.5666 | 29.4035 | 0.05316
| Civic Offices | Clearing existing drains: details to be stated. (Labour - External works (per £ spent)) | 1701352 | 8404432 | 8 | External works | Labour effort | Assembly | 1.644 | Hours | 5 | 44 | 1 | FALSE | 1 | FALSE | 1 | [6 empty] | 5 | B4B5 | 13.0071 | 2.3268e-06 | 0.042781 | 0.011543 | 0.0072435 | 4.5159e-05 | 193.9356 | 126.4184 | 0.053514
| Civic Offices | Clearing existing drains: details to be stated. (Labour - External works (per £ spent)) | 1701352 | 8404432 | 8 | External works | Labour effort | Assembly | 1.644 | Hours | 5 | 44 | 1 | FALSE | 1 | FALSE | 1 | [6 empty] | 10 | B4B5 | 13.0071 | 2.3268e-06 | 0.042781 | 0.011543 | 0.0072435 | 4.5159e-05 | 193.9356 | 126.4184 | 0.053514
| Civic Offices | Clearing existing drains: details to be stated. (Labour - External works (per £ spent)) | 1701352 | 8404432 | 8 | External works | Labour effort | Assembly | 1.644 | Hours | 5 | 44 | 1 | FALSE | 1 | FALSE | 1 | [6 empty] | 15 | B4B5 | 13.0071 | 2.3268e-06 | 0.042781 | 0.011543 | 0.0072435 | 4.5159e-05 | 193.9356 | 126.4184 | 0.053514
| Civic Offices | Clearing existing drains: details to be stated. (Labour - External works (per £ spent)) | 1701352 | 8404432 | 8 | External works | Labour effort | Assembly | 1.644 | Hours | 5 | 44 | 1 | FALSE | 1 | FALSE | 1 | [6 empty] | 20 | B4B5 | 13.0071 | 2.3268e-06 | 0.042781 | 0.011543 | 0.0072435 | 4.5159e-05 | 193.9356 | 126.4184 | 0.053514
| Civic Offices | Clearing existing drains: details to be stated. (Labour - External works (per £ spent)) | 1701352 | 8404432 | 8 | External works | Labour effort | Assembly | 1.644 | Hours | 5 | 44 | 1 | FALSE | 1 | FALSE | 1 | [6 empty] | 25 | B4B5 | 13.0071 | 2.3268e-06 | 0.042781 | 0.011543 | 0.0072435 | 4.5159e-05 | 193.9356 | 126.4184 | 0.053514
| Civic Offices | Clearing existing drains: details to be stated. (Labour - External works (per £ spent)) | 1701352 | 8404432 | 8 | External works | Labour effort | Assembly | 1.644 | Hours | 5 | 44 | 1 | FALSE | 1 | FALSE | 1 | [6 empty] | 30 | B4B5 | 13.0071 | 2.3268e-06 | 0.042781 | 0.011543 | 0.0072435 | 4.5159e-05 | 193.9356 | 126.4184 | 0.053514
| Civic Offices | Clearing existing drains: details to be stated. (Labour - External works (per £ spent)) | 1701352 | 8404432 | 8 | External works | Labour effort | Assembly | 1.644 | Hours | 5 | 44 | 1 | FALSE | 1 | FALSE | 1 | [6 empty] | 35 | B4B5 | 13.0071 | 2.3268e-06 | 0.042781 | 0.011543 | 0.0072435 | 4.5159e-05 | 193.9356 | 126.4184 | 0.053514
| Civic Offices | Clearing existing drains: details to be stated. (Labour - External works (per £ spent)) | 1701352 | 8404432 | 8 | External works | Labour effort | Assembly | 1.644 | Hours | 5 | 44 | 1 | FALSE | 1 | FALSE | 1 | [6 empty] | 40 | B4B5 | 13.0071 | 2.3268e-06 | 0.042781 | 0.011543 | 0.0072435 | 4.5159e-05 | 193.9356 | 126.4184 | 0.053514
| Civic Offices | Clearing existing drains: details to be stated. (Labour - External works (per £ spent)) | 1701352 | 8404432 | 8 | External works | Labour effort | Assembly | 1.644 | Hours | 5 | 44 | 1 | FALSE | 1 | FALSE | 1 | [6 empty] | 45 | B4B5 | 13.0071 | 2.3268e-06 | 0.042781 | 0.011543 | 0.0072435 | 4.5159e-05 | 193.9356 | 126.4184 | 0.053514
| Civic Offices | Clearing existing drains: details to be stated. (Labour - External works (per £ spent)) | 1701352 | 8404432 | 8 | External works | Labour effort | Assembly | 1.644 | Hours | 5 | 44 | 1 | FALSE | 1 | FALSE | 1 | [6 empty] | 50 | B4B5 | 13.0071 | 2.3268e-06 | 0.042781 | 0.011543 | 0.0072435 | 4.5159e-05 | 193.9356 | 126.4184 | 0.053514
| Civic Offices | Clearing existing drains: details to be stated. (Labour - External works (per £ spent)) | 1701352 | 8404432 | 8 | External works | Labour effort | Assembly | 1.644 | Hours | 5 | 44 | 1 | FALSE | 1 | FALSE | 1 | [6 empty] | 55 | B4B5 | 13.0071 | 2.3268e-06 | 0.042781 | 0.011543 | 0.0072435 | 4.5159e-05 | 193.9356 | 126.4184 | 0.053514
| Civic Offices | Clearing existing drains: details to be stated. (Labour - External works (per £ spent)) | 1701352 | 8404433 | 8 | External works | Labour Effort | Assembly | 1.644 | Hours | 20 | 44 | 1 | FALSE | 1 | FALSE | 1 | [6 empty] | 0 | A5 | 0.088903 | 5.7578e-09 | 0.00048204 | 0.00011057 | 2.7437e-05 | 1.0732e-07 | 1.3691 | 97.0149 | 0.00035332
| Civic Offices | Clearing existing drains: details to be stated. (Labour - External works (per £ spent)) | 1701352 | 8404433 | 8 | External works | Labour Effort | Assembly | 1.644 | Hours | 20 | 44 | 1 | FALSE | 1 | FALSE | 1 | [6 empty] | 0 | A4 | 12.9182 | 2.3211e-06 | 0.042299 | 0.011433 | 0.0072161 | 4.5052e-05 | 192.5666 | 29.4035 | 0.05316
| Civic Offices | Clearing existing drains: details to be stated. (Labour - External works (per £ spent)) | 1701352 | 8404433 | 8 | External works | Labour Effort | Assembly | 1.644 | Hours | 20 | 44 | 1 | FALSE | 1 | FALSE | 1 | [6 empty] | 20 | B4B5 | 13.0071 | 2.3268e-06 | 0.042781 | 0.011543 | 0.0072435 | 4.5159e-05 | 193.9356 | 126.4184 | 0.053514
| Civic Offices | Clearing existing drains: details to be stated. (Labour - External works (per £ spent)) | 1701352 | 8404433 | 8 | External works | Labour Effort | Assembly | 1.644 | Hours | 20 | 44 | 1 | FALSE | 1 | FALSE | 1 | [6 empty] | 40 | B4B5 | 13.0071 | 2.3268e-06 | 0.042781 | 0.011543 | 0.0072435 | 4.5159e-05 | 193.9356 | 126.4184 | 0.053514
| Civic Offices | Clearing existing drains: details to be stated. (Labour - External works (per £ spent)) | 1701352 | 8404434 | 8 | External works | Labour Effort | Assembly | 0.274 | Hours | 5 | 44 | 1 | FALSE | 1 | FALSE | 1 | [6 empty] | 0 | A5 | 0.014817 | 9.5963e-10 | 8.034e-05 | 1.8428e-05 | 4.5728e-06 | 1.7886e-08 | 0.22818 | 10.9631 | 5.8887e-05
| Civic Offices | Clearing existing drains: details to be stated. (Labour - External works (per £ spent)) | 1701352 | 8404434 | 8 | External works | Labour Effort | Assembly | 0.274 | Hours | 5 | 44 | 1 | FALSE | 1 | FALSE | 1 | [6 empty] | 0 | A4 | 0 | 0 | 0 | 0 | 0 | 0 | 0 | 0 | 0
| Civic Offices | Clearing existing drains: details to be stated. (Labour - External works (per £ spent)) | 1701352 | 8404434 | 8 | External works | Labour Effort | Assembly | 0.274 | Hours | 5 | 44 | 1 | FALSE | 1 | FALSE | 1 | [6 empty] | 5 | B4B5 | 0.014817 | 9.5963e-10 | 8.034e-05 | 1.8428e-05 | 4.5728e-06 | 1.7886e-08 | 0.22818 | 10.9631 | 5.8887e-05
| Civic Offices | Clearing existing drains: details to be stated. (Labour - External works (per £ spent)) | 1701352 | 8404434 | 8 | External works | Labour Effort | Assembly | 0.274 | Hours | 5 | 44 | 1 | FALSE | 1 | FALSE | 1 | [6 empty] | 10 | B4B5 | 0.014817 | 9.5963e-10 | 8.034e-05 | 1.8428e-05 | 4.5728e-06 | 1.7886e-08 | 0.22818 | 10.9631 | 5.8887e-05
| Civic Offices | Clearing existing drains: details to be stated. (Labour - External works (per £ spent)) | 1701352 | 8404434 | 8 | External works | Labour Effort | Assembly | 0.274 | Hours | 5 | 44 | 1 | FALSE | 1 | FALSE | 1 | [6 empty] | 15 | B4B5 | 0.014817 | 9.5963e-10 | 8.034e-05 | 1.8428e-05 | 4.5728e-06 | 1.7886e-08 | 0.22818 | 10.9631 | 5.8887e-05
| Civic Offices | Clearing existing drains: details to be stated. (Labour - External works (per £ spent)) | 1701352 | 8404434 | 8 | External works | Labour Effort | Assembly | 0.274 | Hours | 5 | 44 | 1 | FALSE | 1 | FALSE | 1 | [6 empty] | 20 | B4B5 | 0.014817 | 9.5963e-10 | 8.034e-05 | 1.8428e-05 | 4.5728e-06 | 1.7886e-08 | 0.22818 | 10.9631 | 5.8887e-05
| Civic Offices | Clearing existing drains: details to be stated. (Labour - External works (per £ spent)) | 1701352 | 8404434 | 8 | External works | Labour Effort | Assembly | 0.274 | Hours | 5 | 44 | 1 | FALSE | 1 | FALSE | 1 | [6 empty] | 25 | B4B5 | 0.014817 | 9.5963e-10 | 8.034e-05 | 1.8428e-05 | 4.5728e-06 | 1.7886e-08 | 0.22818 | 10.9631 | 5.8887e-05
| Civic Offices | Clearing existing drains: details to be stated. (Labour - External works (per £ spent)) | 1701352 | 8404434 | 8 | External works | Labour Effort | Assembly | 0.274 | Hours | 5 | 44 | 1 | FALSE | 1 | FALSE | 1 | [6 empty] | 30 | B4B5 | 0.014817 | 9.5963e-10 | 8.034e-05 | 1.8428e-05 | 4.5728e-06 | 1.7886e-08 | 0.22818 | 10.9631 | 5.8887e-05
| Civic Offices | Clearing existing drains: details to be stated. (Labour - External works (per £ spent)) | 1701352 | 8404434 | 8 | External works | Labour Effort | Assembly | 0.274 | Hours | 5 | 44 | 1 | FALSE | 1 | FALSE | 1 | [6 empty] | 35 | B4B5 | 0.014817 | 9.5963e-10 | 8.034e-05 | 1.8428e-05 | 4.5728e-06 | 1.7886e-08 | 0.22818 | 10.9631 | 5.8887e-05
| Civic Offices | Clearing existing drains: details to be stated. (Labour - External works (per £ spent)) | 1701352 | 8404434 | 8 | External works | Labour Effort | Assembly | 0.274 | Hours | 5 | 44 | 1 | FALSE | 1 | FALSE | 1 | [6 empty] | 40 | B4B5 | 0.014817 | 9.5963e-10 | 8.034e-05 | 1.8428e-05 | 4.5728e-06 | 1.7886e-08 | 0.22818 | 10.9631 | 5.8887e-05
| Civic Offices | Clearing existing drains: details to be stated. (Labour - External works (per £ spent)) | 1701352 | 8404434 | 8 | External works | Labour Effort | Assembly | 0.274 | Hours | 5 | 44 | 1 | FALSE | 1 | FALSE | 1 | [6 empty] | 45 | B4B5 | 0.014817 | 9.5963e-10 | 8.034e-05 | 1.8428e-05 | 4.5728e-06 | 1.7886e-08 | 0.22818 | 10.9631 | 5.8887e-05
| Civic Offices | Clearing existing drains: details to be stated. (Labour - External works (per £ spent)) | 1701352 | 8404434 | 8 | External works | Labour Effort | Assembly | 0.274 | Hours | 5 | 44 | 1 | FALSE | 1 | FALSE | 1 | [6 empty] | 50 | B4B5 | 0.014817 | 9.5963e-10 | 8.034e-05 | 1.8428e-05 | 4.5728e-06 | 1.7886e-08 | 0.22818 | 10.9631 | 5.8887e-05
| Civic Offices | Clearing existing drains: details to be stated. (Labour - External works (per £ spent)) | 1701352 | 8404434 | 8 | External works | Labour Effort | Assembly | 0.274 | Hours | 5 | 44 | 1 | FALSE | 1 | FALSE | 1 | [6 empty] | 55 | B4B5 | 0.014817 | 9.5963e-10 | 8.034e-05 | 1.8428e-05 | 4.5728e-06 | 1.7886e-08 | 0.22818 | 10.9631 | 5.8887e-05
| Civic Offices | Clearing existing drains: details to be stated. (Labour - External works (per £ spent)) | 1701352 | 8404435 | 8 | External works | Labour Effort | Assembly | 0.274 | Hours | 20 | 44 | 1 | FALSE | 1 | FALSE | 1 | [6 empty] | 0 | A5 | 0.014817 | 9.5963e-10 | 8.034e-05 | 1.8428e-05 | 4.5728e-06 | 1.7886e-08 | 0.22818 | 10.9631 | 5.8887e-05
| Civic Offices | Clearing existing drains: details to be stated. (Labour - External works (per £ spent)) | 1701352 | 8404435 | 8 | External works | Labour Effort | Assembly | 0.274 | Hours | 20 | 44 | 1 | FALSE | 1 | FALSE | 1 | [6 empty] | 0 | A4 | 0 | 0 | 0 | 0 | 0 | 0 | 0 | 0 | 0
| Civic Offices | Clearing existing drains: details to be stated. (Labour - External works (per £ spent)) | 1701352 | 8404435 | 8 | External works | Labour Effort | Assembly | 0.274 | Hours | 20 | 44 | 1 | FALSE | 1 | FALSE | 1 | [6 empty] | 20 | B4B5 | 0.014817 | 9.5963e-10 | 8.034e-05 | 1.8428e-05 | 4.5728e-06 | 1.7886e-08 | 0.22818 | 10.9631 | 5.8887e-05
| Civic Offices | Clearing existing drains: details to be stated. (Labour - External works (per £ spent)) | 1701352 | 8404435 | 8 | External works | Labour Effort | Assembly | 0.274 | Hours | 20 | 44 | 1 | FALSE | 1 | FALSE | 1 | [6 empty] | 40 | B4B5 | 0.014817 | 9.5963e-10 | 8.034e-05 | 1.8428e-05 | 4.5728e-06 | 1.7886e-08 | 0.22818 | 10.9631 | 5.8887e-05
| Civic Offices | Sealing redundant drains: details to be stated. (Labour - External works (per £ spent)) | 1701353 | 8404436 | 8 | External works | Labour Effort | Assembly | 0.54801 | Hours | 10 | 44 | 1 | FALSE | 1 | FALSE | 1 | [6 empty] | 0 | A5 | 0.029634 | 1.9193e-09 | 0.00016068 | 3.6856e-05 | 9.1456e-06 | 3.5772e-08 | 0.45636 | 21.9262 | 0.00011777
| Civic Offices | Sealing redundant drains: details to be stated. (Labour - External works (per £ spent)) | 1701353 | 8404436 | 8 | External works | Labour Effort | Assembly | 0.54801 | Hours | 10 | 44 | 1 | FALSE | 1 | FALSE | 1 | [6 empty] | 0 | A4 | 0 | 0 | 0 | 0 | 0 | 0 | 0 | 0 | 0
| Civic Offices | Sealing redundant drains: details to be stated. (Labour - External works (per £ spent)) | 1701353 | 8404436 | 8 | External works | Labour Effort | Assembly | 0.54801 | Hours | 10 | 44 | 1 | FALSE | 1 | FALSE | 1 | [6 empty] | 10 | B4B5 | 0.029634 | 1.9193e-09 | 0.00016068 | 3.6856e-05 | 9.1456e-06 | 3.5772e-08 | 0.45636 | 21.9262 | 0.00011777
| Civic Offices | Sealing redundant drains: details to be stated. (Labour - External works (per £ spent)) | 1701353 | 8404436 | 8 | External works | Labour Effort | Assembly | 0.54801 | Hours | 10 | 44 | 1 | FALSE | 1 | FALSE | 1 | [6 empty] | 20 | B4B5 | 0.029634 | 1.9193e-09 | 0.00016068 | 3.6856e-05 | 9.1456e-06 | 3.5772e-08 | 0.45636 | 21.9262 | 0.00011777
| Civic Offices | Sealing redundant drains: details to be stated. (Labour - External works (per £ spent)) | 1701353 | 8404436 | 8 | External works | Labour Effort | Assembly | 0.54801 | Hours | 10 | 44 | 1 | FALSE | 1 | FALSE | 1 | [6 empty] | 30 | B4B5 | 0.029634 | 1.9193e-09 | 0.00016068 | 3.6856e-05 | 9.1456e-06 | 3.5772e-08 | 0.45636 | 21.9262 | 0.00011777
| Civic Offices | Sealing redundant drains: details to be stated. (Labour - External works (per £ spent)) | 1701353 | 8404436 | 8 | External works | Labour Effort | Assembly | 0.54801 | Hours | 10 | 44 | 1 | FALSE | 1 | FALSE | 1 | [6 empty] | 40 | B4B5 | 0.029634 | 1.9193e-09 | 0.00016068 | 3.6856e-05 | 9.1456e-06 | 3.5772e-08 | 0.45636 | 21.9262 | 0.00011777
| Civic Offices | Sealing redundant drains: details to be stated. (Labour - External works (per £ spent)) | 1701353 | 8404436 | 8 | External works | Labour Effort | Assembly | 0.54801 | Hours | 10 | 44 | 1 | FALSE | 1 | FALSE | 1 | [6 empty] | 50 | B4B5 | 0.029634 | 1.9193e-09 | 0.00016068 | 3.6856e-05 | 9.1456e-06 | 3.5772e-08 | 0.45636 | 21.9262 | 0.00011777
| Civic Offices | Sealing redundant drains: details to be stated. (Labour - External works (per £ spent)) | 1701353 | 8404437 | 8 | External works | Labour Effort | Assembly | 3.288 | Hours | 10 | 44 | 1 | FALSE | 1 | FALSE | 1 | [6 empty] | 0 | A5 | 0.17781 | 1.1516e-08 | 0.00096408 | 0.00022114 | 5.4873e-05 | 2.1463e-07 | 2.7381 | 194.0298 | 0.00070664
| Civic Offices | Sealing redundant drains: details to be stated. (Labour - External works (per £ spent)) | 1701353 | 8404437 | 8 | External works | Labour Effort | Assembly | 3.288 | Hours | 10 | 44 | 1 | FALSE | 1 | FALSE | 1 | [6 empty] | 0 | A4 | 12.9182 | 2.3211e-06 | 0.042299 | 0.011433 | 0.0072161 | 4.5052e-05 | 192.5666 | 29.4035 | 0.05316
| Civic Offices | Sealing redundant drains: details to be stated. (Labour - External works (per £ spent)) | 1701353 | 8404437 | 8 | External works | Labour Effort | Assembly | 3.288 | Hours | 10 | 44 | 1 | FALSE | 1 | FALSE | 1 | [6 empty] | 10 | B4B5 | 13.096 | 2.3326e-06 | 0.043263 | 0.011654 | 0.007271 | 4.5267e-05 | 195.3047 | 223.4333 | 0.053867
| Civic Offices | Sealing redundant drains: details to be stated. (Labour - External works (per £ spent)) | 1701353 | 8404437 | 8 | External works | Labour Effort | Assembly | 3.288 | Hours | 10 | 44 | 1 | FALSE | 1 | FALSE | 1 | [6 empty] | 20 | B4B5 | 13.096 | 2.3326e-06 | 0.043263 | 0.011654 | 0.007271 | 4.5267e-05 | 195.3047 | 223.4333 | 0.053867
| Civic Offices | Sealing redundant drains: details to be stated. (Labour - External works (per £ spent)) | 1701353 | 8404437 | 8 | External works | Labour Effort | Assembly | 3.288 | Hours | 10 | 44 | 1 | FALSE | 1 | FALSE | 1 | [6 empty] | 30 | B4B5 | 13.096 | 2.3326e-06 | 0.043263 | 0.011654 | 0.007271 | 4.5267e-05 | 195.3047 | 223.4333 | 0.053867
| Civic Offices | Sealing redundant drains: details to be stated. (Labour - External works (per £ spent)) | 1701353 | 8404437 | 8 | External works | Labour Effort | Assembly | 3.288 | Hours | 10 | 44 | 1 | FALSE | 1 | FALSE | 1 | [6 empty] | 40 | B4B5 | 13.096 | 2.3326e-06 | 0.043263 | 0.011654 | 0.007271 | 4.5267e-05 | 195.3047 | 223.4333 | 0.053867
| Civic Offices | Sealing redundant drains: details to be stated. (Labour - External works (per £ spent)) | 1701353 | 8404437 | 8 | External works | Labour Effort | Assembly | 3.288 | Hours | 10 | 44 | 1 | FALSE | 1 | FALSE | 1 | [6 empty] | 50 | B4B5 | 13.096 | 2.3326e-06 | 0.043263 | 0.011654 | 0.007271 | 4.5267e-05 | 195.3047 | 223.4333 | 0.053867
| Civic Offices | Sealing redundant drains: details to be stated. (Labour - External works (per £ spent)) | 1701353 | 8404438 | 8 | External works | Labour effort | Assembly | 1.644 | Hours | 5 | 44 | 1 | FALSE | 1 | FALSE | 1 | [6 empty] | 0 | A5 | 0.088903 | 5.7578e-09 | 0.00048204 | 0.00011057 | 2.7437e-05 | 1.0732e-07 | 1.3691 | 97.0149 | 0.00035332
| Civic Offices | Sealing redundant drains: details to be stated. (Labour - External works (per £ spent)) | 1701353 | 8404438 | 8 | External works | Labour effort | Assembly | 1.644 | Hours | 5 | 44 | 1 | FALSE | 1 | FALSE | 1 | [6 empty] | 0 | A4 | 12.9182 | 2.3211e-06 | 0.042299 | 0.011433 | 0.0072161 | 4.5052e-05 | 192.5666 | 29.4035 | 0.05316
| Civic Offices | Sealing redundant drains: details to be stated. (Labour - External works (per £ spent)) | 1701353 | 8404438 | 8 | External works | Labour effort | Assembly | 1.644 | Hours | 5 | 44 | 1 | FALSE | 1 | FALSE | 1 | [6 empty] | 5 | B4B5 | 13.0071 | 2.3268e-06 | 0.042781 | 0.011543 | 0.0072435 | 4.5159e-05 | 193.9356 | 126.4184 | 0.053514
| Civic Offices | Sealing redundant drains: details to be stated. (Labour - External works (per £ spent)) | 1701353 | 8404438 | 8 | External works | Labour effort | Assembly | 1.644 | Hours | 5 | 44 | 1 | FALSE | 1 | FALSE | 1 | [6 empty] | 10 | B4B5 | 13.0071 | 2.3268e-06 | 0.042781 | 0.011543 | 0.0072435 | 4.5159e-05 | 193.9356 | 126.4184 | 0.053514
| Civic Offices | Sealing redundant drains: details to be stated. (Labour - External works (per £ spent)) | 1701353 | 8404438 | 8 | External works | Labour effort | Assembly | 1.644 | Hours | 5 | 44 | 1 | FALSE | 1 | FALSE | 1 | [6 empty] | 15 | B4B5 | 13.0071 | 2.3268e-06 | 0.042781 | 0.011543 | 0.0072435 | 4.5159e-05 | 193.9356 | 126.4184 | 0.053514
| Civic Offices | Sealing redundant drains: details to be stated. (Labour - External works (per £ spent)) | 1701353 | 8404438 | 8 | External works | Labour effort | Assembly | 1.644 | Hours | 5 | 44 | 1 | FALSE | 1 | FALSE | 1 | [6 empty] | 20 | B4B5 | 13.0071 | 2.3268e-06 | 0.042781 | 0.011543 | 0.0072435 | 4.5159e-05 | 193.9356 | 126.4184 | 0.053514
| Civic Offices | Sealing redundant drains: details to be stated. (Labour - External works (per £ spent)) | 1701353 | 8404438 | 8 | External works | Labour effort | Assembly | 1.644 | Hours | 5 | 44 | 1 | FALSE | 1 | FALSE | 1 | [6 empty] | 25 | B4B5 | 13.0071 | 2.3268e-06 | 0.042781 | 0.011543 | 0.0072435 | 4.5159e-05 | 193.9356 | 126.4184 | 0.053514
| Civic Offices | Sealing redundant drains: details to be stated. (Labour - External works (per £ spent)) | 1701353 | 8404438 | 8 | External works | Labour effort | Assembly | 1.644 | Hours | 5 | 44 | 1 | FALSE | 1 | FALSE | 1 | [6 empty] | 30 | B4B5 | 13.0071 | 2.3268e-06 | 0.042781 | 0.011543 | 0.0072435 | 4.5159e-05 | 193.9356 | 126.4184 | 0.053514
| Civic Offices | Sealing redundant drains: details to be stated. (Labour - External works (per £ spent)) | 1701353 | 8404438 | 8 | External works | Labour effort | Assembly | 1.644 | Hours | 5 | 44 | 1 | FALSE | 1 | FALSE | 1 | [6 empty] | 35 | B4B5 | 13.0071 | 2.3268e-06 | 0.042781 | 0.011543 | 0.0072435 | 4.5159e-05 | 193.9356 | 126.4184 | 0.053514
| Civic Offices | Sealing redundant drains: details to be stated. (Labour - External works (per £ spent)) | 1701353 | 8404438 | 8 | External works | Labour effort | Assembly | 1.644 | Hours | 5 | 44 | 1 | FALSE | 1 | FALSE | 1 | [6 empty] | 40 | B4B5 | 13.0071 | 2.3268e-06 | 0.042781 | 0.011543 | 0.0072435 | 4.5159e-05 | 193.9356 | 126.4184 | 0.053514
| Civic Offices | Sealing redundant drains: details to be stated. (Labour - External works (per £ spent)) | 1701353 | 8404438 | 8 | External works | Labour effort | Assembly | 1.644 | Hours | 5 | 44 | 1 | FALSE | 1 | FALSE | 1 | [6 empty] | 45 | B4B5 | 13.0071 | 2.3268e-06 | 0.042781 | 0.011543 | 0.0072435 | 4.5159e-05 | 193.9356 | 126.4184 | 0.053514
| Civic Offices | Sealing redundant drains: details to be stated. (Labour - External works (per £ spent)) | 1701353 | 8404438 | 8 | External works | Labour effort | Assembly | 1.644 | Hours | 5 | 44 | 1 | FALSE | 1 | FALSE | 1 | [6 empty] | 50 | B4B5 | 13.0071 | 2.3268e-06 | 0.042781 | 0.011543 | 0.0072435 | 4.5159e-05 | 193.9356 | 126.4184 | 0.053514
| Civic Offices | Sealing redundant drains: details to be stated. (Labour - External works (per £ spent)) | 1701353 | 8404438 | 8 | External works | Labour effort | Assembly | 1.644 | Hours | 5 | 44 | 1 | FALSE | 1 | FALSE | 1 | [6 empty] | 55 | B4B5 | 13.0071 | 2.3268e-06 | 0.042781 | 0.011543 | 0.0072435 | 4.5159e-05 | 193.9356 | 126.4184 | 0.053514
| Civic Offices | Sealing redundant drains: details to be stated. (Labour - External works (per £ spent)) | 1701353 | 8404439 | 8 | External works | Labour Effort | Assembly | 1.644 | Hours | 20 | 44 | 1 | FALSE | 1 | FALSE | 1 | [6 empty] | 0 | A5 | 0.088903 | 5.7578e-09 | 0.00048204 | 0.00011057 | 2.7437e-05 | 1.0732e-07 | 1.3691 | 97.0149 | 0.00035332
| Civic Offices | Sealing redundant drains: details to be stated. (Labour - External works (per £ spent)) | 1701353 | 8404439 | 8 | External works | Labour Effort | Assembly | 1.644 | Hours | 20 | 44 | 1 | FALSE | 1 | FALSE | 1 | [6 empty] | 0 | A4 | 12.9182 | 2.3211e-06 | 0.042299 | 0.011433 | 0.0072161 | 4.5052e-05 | 192.5666 | 29.4035 | 0.05316
| Civic Offices | Sealing redundant drains: details to be stated. (Labour - External works (per £ spent)) | 1701353 | 8404439 | 8 | External works | Labour Effort | Assembly | 1.644 | Hours | 20 | 44 | 1 | FALSE | 1 | FALSE | 1 | [6 empty] | 20 | B4B5 | 13.0071 | 2.3268e-06 | 0.042781 | 0.011543 | 0.0072435 | 4.5159e-05 | 193.9356 | 126.4184 | 0.053514
| Civic Offices | Sealing redundant drains: details to be stated. (Labour - External works (per £ spent)) | 1701353 | 8404439 | 8 | External works | Labour Effort | Assembly | 1.644 | Hours | 20 | 44 | 1 | FALSE | 1 | FALSE | 1 | [6 empty] | 40 | B4B5 | 13.0071 | 2.3268e-06 | 0.042781 | 0.011543 | 0.0072435 | 4.5159e-05 | 193.9356 | 126.4184 | 0.053514
| Civic Offices | Sealing redundant drains: details to be stated. (Labour - External works (per £ spent)) | 1701353 | 8404440 | 8 | External works | Labour Effort | Assembly | 0.274 | Hours | 5 | 44 | 1 | FALSE | 1 | FALSE | 1 | [6 empty] | 0 | A5 | 0.014817 | 9.5963e-10 | 8.034e-05 | 1.8428e-05 | 4.5728e-06 | 1.7886e-08 | 0.22818 | 10.9631 | 5.8887e-05
| Civic Offices | Sealing redundant drains: details to be stated. (Labour - External works (per £ spent)) | 1701353 | 8404440 | 8 | External works | Labour Effort | Assembly | 0.274 | Hours | 5 | 44 | 1 | FALSE | 1 | FALSE | 1 | [6 empty] | 0 | A4 | 0 | 0 | 0 | 0 | 0 | 0 | 0 | 0 | 0
| Civic Offices | Sealing redundant drains: details to be stated. (Labour - External works (per £ spent)) | 1701353 | 8404440 | 8 | External works | Labour Effort | Assembly | 0.274 | Hours | 5 | 44 | 1 | FALSE | 1 | FALSE | 1 | [6 empty] | 5 | B4B5 | 0.014817 | 9.5963e-10 | 8.034e-05 | 1.8428e-05 | 4.5728e-06 | 1.7886e-08 | 0.22818 | 10.9631 | 5.8887e-05
| Civic Offices | Sealing redundant drains: details to be stated. (Labour - External works (per £ spent)) | 1701353 | 8404440 | 8 | External works | Labour Effort | Assembly | 0.274 | Hours | 5 | 44 | 1 | FALSE | 1 | FALSE | 1 | [6 empty] | 10 | B4B5 | 0.014817 | 9.5963e-10 | 8.034e-05 | 1.8428e-05 | 4.5728e-06 | 1.7886e-08 | 0.22818 | 10.9631 | 5.8887e-05
| Civic Offices | Sealing redundant drains: details to be stated. (Labour - External works (per £ spent)) | 1701353 | 8404440 | 8 | External works | Labour Effort | Assembly | 0.274 | Hours | 5 | 44 | 1 | FALSE | 1 | FALSE | 1 | [6 empty] | 15 | B4B5 | 0.014817 | 9.5963e-10 | 8.034e-05 | 1.8428e-05 | 4.5728e-06 | 1.7886e-08 | 0.22818 | 10.9631 | 5.8887e-05
| Civic Offices | Sealing redundant drains: details to be stated. (Labour - External works (per £ spent)) | 1701353 | 8404440 | 8 | External works | Labour Effort | Assembly | 0.274 | Hours | 5 | 44 | 1 | FALSE | 1 | FALSE | 1 | [6 empty] | 20 | B4B5 | 0.014817 | 9.5963e-10 | 8.034e-05 | 1.8428e-05 | 4.5728e-06 | 1.7886e-08 | 0.22818 | 10.9631 | 5.8887e-05
| Civic Offices | Sealing redundant drains: details to be stated. (Labour - External works (per £ spent)) | 1701353 | 8404440 | 8 | External works | Labour Effort | Assembly | 0.274 | Hours | 5 | 44 | 1 | FALSE | 1 | FALSE | 1 | [6 empty] | 25 | B4B5 | 0.014817 | 9.5963e-10 | 8.034e-05 | 1.8428e-05 | 4.5728e-06 | 1.7886e-08 | 0.22818 | 10.9631 | 5.8887e-05
| Civic Offices | Sealing redundant drains: details to be stated. (Labour - External works (per £ spent)) | 1701353 | 8404440 | 8 | External works | Labour Effort | Assembly | 0.274 | Hours | 5 | 44 | 1 | FALSE | 1 | FALSE | 1 | [6 empty] | 30 | B4B5 | 0.014817 | 9.5963e-10 | 8.034e-05 | 1.8428e-05 | 4.5728e-06 | 1.7886e-08 | 0.22818 | 10.9631 | 5.8887e-05
| Civic Offices | Sealing redundant drains: details to be stated. (Labour - External works (per £ spent)) | 1701353 | 8404440 | 8 | External works | Labour Effort | Assembly | 0.274 | Hours | 5 | 44 | 1 | FALSE | 1 | FALSE | 1 | [6 empty] | 35 | B4B5 | 0.014817 | 9.5963e-10 | 8.034e-05 | 1.8428e-05 | 4.5728e-06 | 1.7886e-08 | 0.22818 | 10.9631 | 5.8887e-05
| Civic Offices | Sealing redundant drains: details to be stated. (Labour - External works (per £ spent)) | 1701353 | 8404440 | 8 | External works | Labour Effort | Assembly | 0.274 | Hours | 5 | 44 | 1 | FALSE | 1 | FALSE | 1 | [6 empty] | 40 | B4B5 | 0.014817 | 9.5963e-10 | 8.034e-05 | 1.8428e-05 | 4.5728e-06 | 1.7886e-08 | 0.22818 | 10.9631 | 5.8887e-05
| Civic Offices | Sealing redundant drains: details to be stated. (Labour - External works (per £ spent)) | 1701353 | 8404440 | 8 | External works | Labour Effort | Assembly | 0.274 | Hours | 5 | 44 | 1 | FALSE | 1 | FALSE | 1 | [6 empty] | 45 | B4B5 | 0.014817 | 9.5963e-10 | 8.034e-05 | 1.8428e-05 | 4.5728e-06 | 1.7886e-08 | 0.22818 | 10.9631 | 5.8887e-05
| Civic Offices | Sealing redundant drains: details to be stated. (Labour - External works (per £ spent)) | 1701353 | 8404440 | 8 | External works | Labour Effort | Assembly | 0.274 | Hours | 5 | 44 | 1 | FALSE | 1 | FALSE | 1 | [6 empty] | 50 | B4B5 | 0.014817 | 9.5963e-10 | 8.034e-05 | 1.8428e-05 | 4.5728e-06 | 1.7886e-08 | 0.22818 | 10.9631 | 5.8887e-05
| Civic Offices | Sealing redundant drains: details to be stated. (Labour - External works (per £ spent)) | 1701353 | 8404440 | 8 | External works | Labour Effort | Assembly | 0.274 | Hours | 5 | 44 | 1 | FALSE | 1 | FALSE | 1 | [6 empty] | 55 | B4B5 | 0.014817 | 9.5963e-10 | 8.034e-05 | 1.8428e-05 | 4.5728e-06 | 1.7886e-08 | 0.22818 | 10.9631 | 5.8887e-05
| Civic Offices | Sealing redundant drains: details to be stated. (Labour - External works (per £ spent)) | 1701353 | 8404441 | 8 | External works | Labour Effort | Assembly | 0.274 | Hours | 20 | 44 | 1 | FALSE | 1 | FALSE | 1 | [6 empty] | 0 | A5 | 0.014817 | 9.5963e-10 | 8.034e-05 | 1.8428e-05 | 4.5728e-06 | 1.7886e-08 | 0.22818 | 10.9631 | 5.8887e-05
| Civic Offices | Sealing redundant drains: details to be stated. (Labour - External works (per £ spent)) | 1701353 | 8404441 | 8 | External works | Labour Effort | Assembly | 0.274 | Hours | 20 | 44 | 1 | FALSE | 1 | FALSE | 1 | [6 empty] | 0 | A4 | 0 | 0 | 0 | 0 | 0 | 0 | 0 | 0 | 0
| Civic Offices | Sealing redundant drains: details to be stated. (Labour - External works (per £ spent)) | 1701353 | 8404441 | 8 | External works | Labour Effort | Assembly | 0.274 | Hours | 20 | 44 | 1 | FALSE | 1 | FALSE | 1 | [6 empty] | 20 | B4B5 | 0.014817 | 9.5963e-10 | 8.034e-05 | 1.8428e-05 | 4.5728e-06 | 1.7886e-08 | 0.22818 | 10.9631 | 5.8887e-05
| Civic Offices | Sealing redundant drains: details to be stated. (Labour - External works (per £ spent)) | 1701353 | 8404441 | 8 | External works | Labour Effort | Assembly | 0.274 | Hours | 20 | 44 | 1 | FALSE | 1 | FALSE | 1 | [6 empty] | 40 | B4B5 | 0.014817 | 9.5963e-10 | 8.034e-05 | 1.8428e-05 | 4.5728e-06 | 1.7886e-08 | 0.22818 | 10.9631 | 5.8887e-05
| Civic Offices | Filling disused manholes or the like: details to be stated. (Labour - External works (per £ spent)) | 1701354 | 8404442 | 8 | External works | Labour Effort | Assembly | 0.4384 | Hours | 10 | 44 | 1 | FALSE | 1 | FALSE | 1 | [6 empty] | 0 | A5 | 0.023707 | 1.5354e-09 | 0.00012854 | 2.9485e-05 | 7.3165e-06 | 2.8617e-08 | 0.36508 | 17.541 | 9.4218e-05
| Civic Offices | Filling disused manholes or the like: details to be stated. (Labour - External works (per £ spent)) | 1701354 | 8404442 | 8 | External works | Labour Effort | Assembly | 0.4384 | Hours | 10 | 44 | 1 | FALSE | 1 | FALSE | 1 | [6 empty] | 0 | A4 | 0 | 0 | 0 | 0 | 0 | 0 | 0 | 0 | 0
| Civic Offices | Filling disused manholes or the like: details to be stated. (Labour - External works (per £ spent)) | 1701354 | 8404442 | 8 | External works | Labour Effort | Assembly | 0.4384 | Hours | 10 | 44 | 1 | FALSE | 1 | FALSE | 1 | [6 empty] | 10 | B4B5 | 0.023707 | 1.5354e-09 | 0.00012854 | 2.9485e-05 | 7.3165e-06 | 2.8617e-08 | 0.36508 | 17.541 | 9.4218e-05
| Civic Offices | Filling disused manholes or the like: details to be stated. (Labour - External works (per £ spent)) | 1701354 | 8404442 | 8 | External works | Labour Effort | Assembly | 0.4384 | Hours | 10 | 44 | 1 | FALSE | 1 | FALSE | 1 | [6 empty] | 20 | B4B5 | 0.023707 | 1.5354e-09 | 0.00012854 | 2.9485e-05 | 7.3165e-06 | 2.8617e-08 | 0.36508 | 17.541 | 9.4218e-05
| Civic Offices | Filling disused manholes or the like: details to be stated. (Labour - External works (per £ spent)) | 1701354 | 8404442 | 8 | External works | Labour Effort | Assembly | 0.4384 | Hours | 10 | 44 | 1 | FALSE | 1 | FALSE | 1 | [6 empty] | 30 | B4B5 | 0.023707 | 1.5354e-09 | 0.00012854 | 2.9485e-05 | 7.3165e-06 | 2.8617e-08 | 0.36508 | 17.541 | 9.4218e-05
| Civic Offices | Filling disused manholes or the like: details to be stated. (Labour - External works (per £ spent)) | 1701354 | 8404442 | 8 | External works | Labour Effort | Assembly | 0.4384 | Hours | 10 | 44 | 1 | FALSE | 1 | FALSE | 1 | [6 empty] | 40 | B4B5 | 0.023707 | 1.5354e-09 | 0.00012854 | 2.9485e-05 | 7.3165e-06 | 2.8617e-08 | 0.36508 | 17.541 | 9.4218e-05
| Civic Offices | Filling disused manholes or the like: details to be stated. (Labour - External works (per £ spent)) | 1701354 | 8404442 | 8 | External works | Labour Effort | Assembly | 0.4384 | Hours | 10 | 44 | 1 | FALSE | 1 | FALSE | 1 | [6 empty] | 50 | B4B5 | 0.023707 | 1.5354e-09 | 0.00012854 | 2.9485e-05 | 7.3165e-06 | 2.8617e-08 | 0.36508 | 17.541 | 9.4218e-05
| Civic Offices | Filling disused manholes or the like: details to be stated. (Labour - External works (per £ spent)) | 1701354 | 8404443 | 8 | External works | Labour Effort | Assembly | 2.6304 | Hours | 10 | 44 | 1 | FALSE | 1 | FALSE | 1 | [6 empty] | 0 | A5 | 0.14224 | 9.2124e-09 | 0.00077126 | 0.00017691 | 4.3899e-05 | 1.717e-07 | 2.1905 | 155.2239 | 0.00056531
| Civic Offices | Filling disused manholes or the like: details to be stated. (Labour - External works (per £ spent)) | 1701354 | 8404443 | 8 | External works | Labour Effort | Assembly | 2.6304 | Hours | 10 | 44 | 1 | FALSE | 1 | FALSE | 1 | [6 empty] | 0 | A4 | 12.9182 | 2.3211e-06 | 0.042299 | 0.011433 | 0.0072161 | 4.5052e-05 | 192.5666 | 29.4035 | 0.05316
| Civic Offices | Filling disused manholes or the like: details to be stated. (Labour - External works (per £ spent)) | 1701354 | 8404443 | 8 | External works | Labour Effort | Assembly | 2.6304 | Hours | 10 | 44 | 1 | FALSE | 1 | FALSE | 1 | [6 empty] | 10 | B4B5 | 13.0604 | 2.3303e-06 | 0.04307 | 0.01161 | 0.00726 | 4.5224e-05 | 194.7571 | 184.6274 | 0.053726
| Civic Offices | Filling disused manholes or the like: details to be stated. (Labour - External works (per £ spent)) | 1701354 | 8404443 | 8 | External works | Labour Effort | Assembly | 2.6304 | Hours | 10 | 44 | 1 | FALSE | 1 | FALSE | 1 | [6 empty] | 20 | B4B5 | 13.0604 | 2.3303e-06 | 0.04307 | 0.01161 | 0.00726 | 4.5224e-05 | 194.7571 | 184.6274 | 0.053726
| Civic Offices | Filling disused manholes or the like: details to be stated. (Labour - External works (per £ spent)) | 1701354 | 8404443 | 8 | External works | Labour Effort | Assembly | 2.6304 | Hours | 10 | 44 | 1 | FALSE | 1 | FALSE | 1 | [6 empty] | 30 | B4B5 | 13.0604 | 2.3303e-06 | 0.04307 | 0.01161 | 0.00726 | 4.5224e-05 | 194.7571 | 184.6274 | 0.053726
| Civic Offices | Filling disused manholes or the like: details to be stated. (Labour - External works (per £ spent)) | 1701354 | 8404443 | 8 | External works | Labour Effort | Assembly | 2.6304 | Hours | 10 | 44 | 1 | FALSE | 1 | FALSE | 1 | [6 empty] | 40 | B4B5 | 13.0604 | 2.3303e-06 | 0.04307 | 0.01161 | 0.00726 | 4.5224e-05 | 194.7571 | 184.6274 | 0.053726
| Civic Offices | Filling disused manholes or the like: details to be stated. (Labour - External works (per £ spent)) | 1701354 | 8404443 | 8 | External works | Labour Effort | Assembly | 2.6304 | Hours | 10 | 44 | 1 | FALSE | 1 | FALSE | 1 | [6 empty] | 50 | B4B5 | 13.0604 | 2.3303e-06 | 0.04307 | 0.01161 | 0.00726 | 4.5224e-05 | 194.7571 | 184.6274 | 0.053726
| Civic Offices | Filling disused manholes or the like: details to be stated. (Labour - External works (per £ spent)) | 1701354 | 8404444 | 8 | External works | Labour effort | Assembly | 1.3152 | Hours | 5 | 44 | 1 | FALSE | 1 | FALSE | 1 | [6 empty] | 0 | A5 | 0.071122 | 4.6062e-09 | 0.00038563 | 8.8455e-05 | 2.1949e-05 | 8.5852e-08 | 1.0953 | 77.6119 | 0.00028266
| Civic Offices | Filling disused manholes or the like: details to be stated. (Labour - External works (per £ spent)) | 1701354 | 8404444 | 8 | External works | Labour effort | Assembly | 1.3152 | Hours | 5 | 44 | 1 | FALSE | 1 | FALSE | 1 | [6 empty] | 0 | A4 | 12.9182 | 2.3211e-06 | 0.042299 | 0.011433 | 0.0072161 | 4.5052e-05 | 192.5666 | 29.4035 | 0.05316
| Civic Offices | Filling disused manholes or the like: details to be stated. (Labour - External works (per £ spent)) | 1701354 | 8404444 | 8 | External works | Labour effort | Assembly | 1.3152 | Hours | 5 | 44 | 1 | FALSE | 1 | FALSE | 1 | [6 empty] | 5 | B4B5 | 12.9893 | 2.3257e-06 | 0.042684 | 0.011521 | 0.007238 | 4.5138e-05 | 193.6618 | 107.0154 | 0.053443
| Civic Offices | Filling disused manholes or the like: details to be stated. (Labour - External works (per £ spent)) | 1701354 | 8404444 | 8 | External works | Labour effort | Assembly | 1.3152 | Hours | 5 | 44 | 1 | FALSE | 1 | FALSE | 1 | [6 empty] | 10 | B4B5 | 12.9893 | 2.3257e-06 | 0.042684 | 0.011521 | 0.007238 | 4.5138e-05 | 193.6618 | 107.0154 | 0.053443
| Civic Offices | Filling disused manholes or the like: details to be stated. (Labour - External works (per £ spent)) | 1701354 | 8404444 | 8 | External works | Labour effort | Assembly | 1.3152 | Hours | 5 | 44 | 1 | FALSE | 1 | FALSE | 1 | [6 empty] | 15 | B4B5 | 12.9893 | 2.3257e-06 | 0.042684 | 0.011521 | 0.007238 | 4.5138e-05 | 193.6618 | 107.0154 | 0.053443
| Civic Offices | Filling disused manholes or the like: details to be stated. (Labour - External works (per £ spent)) | 1701354 | 8404444 | 8 | External works | Labour effort | Assembly | 1.3152 | Hours | 5 | 44 | 1 | FALSE | 1 | FALSE | 1 | [6 empty] | 20 | B4B5 | 12.9893 | 2.3257e-06 | 0.042684 | 0.011521 | 0.007238 | 4.5138e-05 | 193.6618 | 107.0154 | 0.053443
| Civic Offices | Filling disused manholes or the like: details to be stated. (Labour - External works (per £ spent)) | 1701354 | 8404444 | 8 | External works | Labour effort | Assembly | 1.3152 | Hours | 5 | 44 | 1 | FALSE | 1 | FALSE | 1 | [6 empty] | 25 | B4B5 | 12.9893 | 2.3257e-06 | 0.042684 | 0.011521 | 0.007238 | 4.5138e-05 | 193.6618 | 107.0154 | 0.053443
| Civic Offices | Filling disused manholes or the like: details to be stated. (Labour - External works (per £ spent)) | 1701354 | 8404444 | 8 | External works | Labour effort | Assembly | 1.3152 | Hours | 5 | 44 | 1 | FALSE | 1 | FALSE | 1 | [6 empty] | 30 | B4B5 | 12.9893 | 2.3257e-06 | 0.042684 | 0.011521 | 0.007238 | 4.5138e-05 | 193.6618 | 107.0154 | 0.053443
| Civic Offices | Filling disused manholes or the like: details to be stated. (Labour - External works (per £ spent)) | 1701354 | 8404444 | 8 | External works | Labour effort | Assembly | 1.3152 | Hours | 5 | 44 | 1 | FALSE | 1 | FALSE | 1 | [6 empty] | 35 | B4B5 | 12.9893 | 2.3257e-06 | 0.042684 | 0.011521 | 0.007238 | 4.5138e-05 | 193.6618 | 107.0154 | 0.053443
| Civic Offices | Filling disused manholes or the like: details to be stated. (Labour - External works (per £ spent)) | 1701354 | 8404444 | 8 | External works | Labour effort | Assembly | 1.3152 | Hours | 5 | 44 | 1 | FALSE | 1 | FALSE | 1 | [6 empty] | 40 | B4B5 | 12.9893 | 2.3257e-06 | 0.042684 | 0.011521 | 0.007238 | 4.5138e-05 | 193.6618 | 107.0154 | 0.053443
| Civic Offices | Filling disused manholes or the like: details to be stated. (Labour - External works (per £ spent)) | 1701354 | 8404444 | 8 | External works | Labour effort | Assembly | 1.3152 | Hours | 5 | 44 | 1 | FALSE | 1 | FALSE | 1 | [6 empty] | 45 | B4B5 | 12.9893 | 2.3257e-06 | 0.042684 | 0.011521 | 0.007238 | 4.5138e-05 | 193.6618 | 107.0154 | 0.053443
| Civic Offices | Filling disused manholes or the like: details to be stated. (Labour - External works (per £ spent)) | 1701354 | 8404444 | 8 | External works | Labour effort | Assembly | 1.3152 | Hours | 5 | 44 | 1 | FALSE | 1 | FALSE | 1 | [6 empty] | 50 | B4B5 | 12.9893 | 2.3257e-06 | 0.042684 | 0.011521 | 0.007238 | 4.5138e-05 | 193.6618 | 107.0154 | 0.053443
| Civic Offices | Filling disused manholes or the like: details to be stated. (Labour - External works (per £ spent)) | 1701354 | 8404444 | 8 | External works | Labour effort | Assembly | 1.3152 | Hours | 5 | 44 | 1 | FALSE | 1 | FALSE | 1 | [6 empty] | 55 | B4B5 | 12.9893 | 2.3257e-06 | 0.042684 | 0.011521 | 0.007238 | 4.5138e-05 | 193.6618 | 107.0154 | 0.053443
| Civic Offices | Filling disused manholes or the like: details to be stated. (Labour - External works (per £ spent)) | 1701354 | 8404445 | 8 | External works | Labour Effort | Assembly | 1.3152 | Hours | 20 | 44 | 1 | FALSE | 1 | FALSE | 1 | [6 empty] | 0 | A5 | 0.071122 | 4.6062e-09 | 0.00038563 | 8.8455e-05 | 2.1949e-05 | 8.5852e-08 | 1.0953 | 77.6119 | 0.00028266
| Civic Offices | Filling disused manholes or the like: details to be stated. (Labour - External works (per £ spent)) | 1701354 | 8404445 | 8 | External works | Labour Effort | Assembly | 1.3152 | Hours | 20 | 44 | 1 | FALSE | 1 | FALSE | 1 | [6 empty] | 0 | A4 | 12.9182 | 2.3211e-06 | 0.042299 | 0.011433 | 0.0072161 | 4.5052e-05 | 192.5666 | 29.4035 | 0.05316
| Civic Offices | Filling disused manholes or the like: details to be stated. (Labour - External works (per £ spent)) | 1701354 | 8404445 | 8 | External works | Labour Effort | Assembly | 1.3152 | Hours | 20 | 44 | 1 | FALSE | 1 | FALSE | 1 | [6 empty] | 20 | B4B5 | 12.9893 | 2.3257e-06 | 0.042684 | 0.011521 | 0.007238 | 4.5138e-05 | 193.6618 | 107.0154 | 0.053443
| Civic Offices | Filling disused manholes or the like: details to be stated. (Labour - External works (per £ spent)) | 1701354 | 8404445 | 8 | External works | Labour Effort | Assembly | 1.3152 | Hours | 20 | 44 | 1 | FALSE | 1 | FALSE | 1 | [6 empty] | 40 | B4B5 | 12.9893 | 2.3257e-06 | 0.042684 | 0.011521 | 0.007238 | 4.5138e-05 | 193.6618 | 107.0154 | 0.053443
| Civic Offices | Filling disused manholes or the like: details to be stated. (Labour - External works (per £ spent)) | 1701354 | 8404446 | 8 | External works | Labour Effort | Assembly | 0.2192 | Hours | 5 | 44 | 1 | FALSE | 1 | FALSE | 1 | [6 empty] | 0 | A5 | 0.011854 | 7.677e-10 | 6.4272e-05 | 1.4742e-05 | 3.6582e-06 | 1.4309e-08 | 0.18254 | 8.7705 | 4.7109e-05
| Civic Offices | Filling disused manholes or the like: details to be stated. (Labour - External works (per £ spent)) | 1701354 | 8404446 | 8 | External works | Labour Effort | Assembly | 0.2192 | Hours | 5 | 44 | 1 | FALSE | 1 | FALSE | 1 | [6 empty] | 0 | A4 | 0 | 0 | 0 | 0 | 0 | 0 | 0 | 0 | 0
| Civic Offices | Filling disused manholes or the like: details to be stated. (Labour - External works (per £ spent)) | 1701354 | 8404446 | 8 | External works | Labour Effort | Assembly | 0.2192 | Hours | 5 | 44 | 1 | FALSE | 1 | FALSE | 1 | [6 empty] | 5 | B4B5 | 0.011854 | 7.677e-10 | 6.4272e-05 | 1.4742e-05 | 3.6582e-06 | 1.4309e-08 | 0.18254 | 8.7705 | 4.7109e-05
| Civic Offices | Filling disused manholes or the like: details to be stated. (Labour - External works (per £ spent)) | 1701354 | 8404446 | 8 | External works | Labour Effort | Assembly | 0.2192 | Hours | 5 | 44 | 1 | FALSE | 1 | FALSE | 1 | [6 empty] | 10 | B4B5 | 0.011854 | 7.677e-10 | 6.4272e-05 | 1.4742e-05 | 3.6582e-06 | 1.4309e-08 | 0.18254 | 8.7705 | 4.7109e-05
| Civic Offices | Filling disused manholes or the like: details to be stated. (Labour - External works (per £ spent)) | 1701354 | 8404446 | 8 | External works | Labour Effort | Assembly | 0.2192 | Hours | 5 | 44 | 1 | FALSE | 1 | FALSE | 1 | [6 empty] | 15 | B4B5 | 0.011854 | 7.677e-10 | 6.4272e-05 | 1.4742e-05 | 3.6582e-06 | 1.4309e-08 | 0.18254 | 8.7705 | 4.7109e-05
| Civic Offices | Filling disused manholes or the like: details to be stated. (Labour - External works (per £ spent)) | 1701354 | 8404446 | 8 | External works | Labour Effort | Assembly | 0.2192 | Hours | 5 | 44 | 1 | FALSE | 1 | FALSE | 1 | [6 empty] | 20 | B4B5 | 0.011854 | 7.677e-10 | 6.4272e-05 | 1.4742e-05 | 3.6582e-06 | 1.4309e-08 | 0.18254 | 8.7705 | 4.7109e-05
| Civic Offices | Filling disused manholes or the like: details to be stated. (Labour - External works (per £ spent)) | 1701354 | 8404446 | 8 | External works | Labour Effort | Assembly | 0.2192 | Hours | 5 | 44 | 1 | FALSE | 1 | FALSE | 1 | [6 empty] | 25 | B4B5 | 0.011854 | 7.677e-10 | 6.4272e-05 | 1.4742e-05 | 3.6582e-06 | 1.4309e-08 | 0.18254 | 8.7705 | 4.7109e-05
| Civic Offices | Filling disused manholes or the like: details to be stated. (Labour - External works (per £ spent)) | 1701354 | 8404446 | 8 | External works | Labour Effort | Assembly | 0.2192 | Hours | 5 | 44 | 1 | FALSE | 1 | FALSE | 1 | [6 empty] | 30 | B4B5 | 0.011854 | 7.677e-10 | 6.4272e-05 | 1.4742e-05 | 3.6582e-06 | 1.4309e-08 | 0.18254 | 8.7705 | 4.7109e-05
| Civic Offices | Filling disused manholes or the like: details to be stated. (Labour - External works (per £ spent)) | 1701354 | 8404446 | 8 | External works | Labour Effort | Assembly | 0.2192 | Hours | 5 | 44 | 1 | FALSE | 1 | FALSE | 1 | [6 empty] | 35 | B4B5 | 0.011854 | 7.677e-10 | 6.4272e-05 | 1.4742e-05 | 3.6582e-06 | 1.4309e-08 | 0.18254 | 8.7705 | 4.7109e-05
| Civic Offices | Filling disused manholes or the like: details to be stated. (Labour - External works (per £ spent)) | 1701354 | 8404446 | 8 | External works | Labour Effort | Assembly | 0.2192 | Hours | 5 | 44 | 1 | FALSE | 1 | FALSE | 1 | [6 empty] | 40 | B4B5 | 0.011854 | 7.677e-10 | 6.4272e-05 | 1.4742e-05 | 3.6582e-06 | 1.4309e-08 | 0.18254 | 8.7705 | 4.7109e-05
| Civic Offices | Filling disused manholes or the like: details to be stated. (Labour - External works (per £ spent)) | 1701354 | 8404446 | 8 | External works | Labour Effort | Assembly | 0.2192 | Hours | 5 | 44 | 1 | FALSE | 1 | FALSE | 1 | [6 empty] | 45 | B4B5 | 0.011854 | 7.677e-10 | 6.4272e-05 | 1.4742e-05 | 3.6582e-06 | 1.4309e-08 | 0.18254 | 8.7705 | 4.7109e-05
| Civic Offices | Filling disused manholes or the like: details to be stated. (Labour - External works (per £ spent)) | 1701354 | 8404446 | 8 | External works | Labour Effort | Assembly | 0.2192 | Hours | 5 | 44 | 1 | FALSE | 1 | FALSE | 1 | [6 empty] | 50 | B4B5 | 0.011854 | 7.677e-10 | 6.4272e-05 | 1.4742e-05 | 3.6582e-06 | 1.4309e-08 | 0.18254 | 8.7705 | 4.7109e-05
| Civic Offices | Filling disused manholes or the like: details to be stated. (Labour - External works (per £ spent)) | 1701354 | 8404446 | 8 | External works | Labour Effort | Assembly | 0.2192 | Hours | 5 | 44 | 1 | FALSE | 1 | FALSE | 1 | [6 empty] | 55 | B4B5 | 0.011854 | 7.677e-10 | 6.4272e-05 | 1.4742e-05 | 3.6582e-06 | 1.4309e-08 | 0.18254 | 8.7705 | 4.7109e-05
| Civic Offices | Filling disused manholes or the like: details to be stated. (Labour - External works (per £ spent)) | 1701354 | 8404447 | 8 | External works | Labour Effort | Assembly | 0.2192 | Hours | 20 | 44 | 1 | FALSE | 1 | FALSE | 1 | [6 empty] | 0 | A5 | 0.011854 | 7.677e-10 | 6.4272e-05 | 1.4742e-05 | 3.6582e-06 | 1.4309e-08 | 0.18254 | 8.7705 | 4.7109e-05
| Civic Offices | Filling disused manholes or the like: details to be stated. (Labour - External works (per £ spent)) | 1701354 | 8404447 | 8 | External works | Labour Effort | Assembly | 0.2192 | Hours | 20 | 44 | 1 | FALSE | 1 | FALSE | 1 | [6 empty] | 0 | A4 | 0 | 0 | 0 | 0 | 0 | 0 | 0 | 0 | 0
| Civic Offices | Filling disused manholes or the like: details to be stated. (Labour - External works (per £ spent)) | 1701354 | 8404447 | 8 | External works | Labour Effort | Assembly | 0.2192 | Hours | 20 | 44 | 1 | FALSE | 1 | FALSE | 1 | [6 empty] | 20 | B4B5 | 0.011854 | 7.677e-10 | 6.4272e-05 | 1.4742e-05 | 3.6582e-06 | 1.4309e-08 | 0.18254 | 8.7705 | 4.7109e-05
| Civic Offices | Filling disused manholes or the like: details to be stated. (Labour - External works (per £ spent)) | 1701354 | 8404447 | 8 | External works | Labour Effort | Assembly | 0.2192 | Hours | 20 | 44 | 1 | FALSE | 1 | FALSE | 1 | [6 empty] | 40 | B4B5 | 0.011854 | 7.677e-10 | 6.4272e-05 | 1.4742e-05 | 3.6582e-06 | 1.4309e-08 | 0.18254 | 8.7705 | 4.7109e-05
| Civic Offices | Relocate existing manholes south west corner of building (Labour - External works (per £ spent)) | 1701355 | 8404448 | 8 | External works | Labour Effort | Assembly | 13.1521 | Hours | 10 | 44 | 1 | FALSE | 1 | FALSE | 1 | [6 empty] | 0 | A5 | 0.71122 | 4.6062e-08 | 0.0038563 | 0.00088455 | 0.00021949 | 8.5852e-07 | 10.9525 | 526.229 | 0.0028266
| Civic Offices | Relocate existing manholes south west corner of building (Labour - External works (per £ spent)) | 1701355 | 8404448 | 8 | External works | Labour Effort | Assembly | 13.1521 | Hours | 10 | 44 | 1 | FALSE | 1 | FALSE | 1 | [6 empty] | 0 | A4 | 0 | 0 | 0 | 0 | 0 | 0 | 0 | 0 | 0
| Civic Offices | Relocate existing manholes south west corner of building (Labour - External works (per £ spent)) | 1701355 | 8404448 | 8 | External works | Labour Effort | Assembly | 13.1521 | Hours | 10 | 44 | 1 | FALSE | 1 | FALSE | 1 | [6 empty] | 10 | B4B5 | 0.71122 | 4.6062e-08 | 0.0038563 | 0.00088455 | 0.00021949 | 8.5852e-07 | 10.9525 | 526.229 | 0.0028266
| Civic Offices | Relocate existing manholes south west corner of building (Labour - External works (per £ spent)) | 1701355 | 8404448 | 8 | External works | Labour Effort | Assembly | 13.1521 | Hours | 10 | 44 | 1 | FALSE | 1 | FALSE | 1 | [6 empty] | 20 | B4B5 | 0.71122 | 4.6062e-08 | 0.0038563 | 0.00088455 | 0.00021949 | 8.5852e-07 | 10.9525 | 526.229 | 0.0028266
| Civic Offices | Relocate existing manholes south west corner of building (Labour - External works (per £ spent)) | 1701355 | 8404448 | 8 | External works | Labour Effort | Assembly | 13.1521 | Hours | 10 | 44 | 1 | FALSE | 1 | FALSE | 1 | [6 empty] | 30 | B4B5 | 0.71122 | 4.6062e-08 | 0.0038563 | 0.00088455 | 0.00021949 | 8.5852e-07 | 10.9525 | 526.229 | 0.0028266
| Civic Offices | Relocate existing manholes south west corner of building (Labour - External works (per £ spent)) | 1701355 | 8404448 | 8 | External works | Labour Effort | Assembly | 13.1521 | Hours | 10 | 44 | 1 | FALSE | 1 | FALSE | 1 | [6 empty] | 40 | B4B5 | 0.71122 | 4.6062e-08 | 0.0038563 | 0.00088455 | 0.00021949 | 8.5852e-07 | 10.9525 | 526.229 | 0.0028266
| Civic Offices | Relocate existing manholes south west corner of building (Labour - External works (per £ spent)) | 1701355 | 8404448 | 8 | External works | Labour Effort | Assembly | 13.1521 | Hours | 10 | 44 | 1 | FALSE | 1 | FALSE | 1 | [6 empty] | 50 | B4B5 | 0.71122 | 4.6062e-08 | 0.0038563 | 0.00088455 | 0.00021949 | 8.5852e-07 | 10.9525 | 526.229 | 0.0028266
| Civic Offices | Relocate existing manholes south west corner of building (Labour - External works (per £ spent)) | 1701355 | 8404449 | 8 | External works | Labour Effort | Assembly | 78.9128 | Hours | 10 | 44 | 1 | FALSE | 1 | FALSE | 1 | [6 empty] | 0 | A5 | 4.2673 | 2.7637e-07 | 0.023138 | 0.0053073 | 0.001317 | 5.1511e-06 | 65.7153 | 4656.7161 | 0.016959
| Civic Offices | Relocate existing manholes south west corner of building (Labour - External works (per £ spent)) | 1701355 | 8404449 | 8 | External works | Labour Effort | Assembly | 78.9128 | Hours | 10 | 44 | 1 | FALSE | 1 | FALSE | 1 | [6 empty] | 0 | A4 | 129.1819 | 2.3211e-05 | 0.42299 | 0.11433 | 0.072161 | 0.00045052 | 1925.6657 | 294.0351 | 0.5316
| Civic Offices | Relocate existing manholes south west corner of building (Labour - External works (per £ spent)) | 1701355 | 8404449 | 8 | External works | Labour Effort | Assembly | 78.9128 | Hours | 10 | 44 | 1 | FALSE | 1 | FALSE | 1 | [6 empty] | 10 | B4B5 | 133.4492 | 2.3487e-05 | 0.44612 | 0.11963 | 0.073478 | 0.00045567 | 1991.381 | 4950.7512 | 0.54856
| Civic Offices | Relocate existing manholes south west corner of building (Labour - External works (per £ spent)) | 1701355 | 8404449 | 8 | External works | Labour Effort | Assembly | 78.9128 | Hours | 10 | 44 | 1 | FALSE | 1 | FALSE | 1 | [6 empty] | 20 | B4B5 | 133.4492 | 2.3487e-05 | 0.44612 | 0.11963 | 0.073478 | 0.00045567 | 1991.381 | 4950.7512 | 0.54856
| Civic Offices | Relocate existing manholes south west corner of building (Labour - External works (per £ spent)) | 1701355 | 8404449 | 8 | External works | Labour Effort | Assembly | 78.9128 | Hours | 10 | 44 | 1 | FALSE | 1 | FALSE | 1 | [6 empty] | 30 | B4B5 | 133.4492 | 2.3487e-05 | 0.44612 | 0.11963 | 0.073478 | 0.00045567 | 1991.381 | 4950.7512 | 0.54856
| Civic Offices | Relocate existing manholes south west corner of building (Labour - External works (per £ spent)) | 1701355 | 8404449 | 8 | External works | Labour Effort | Assembly | 78.9128 | Hours | 10 | 44 | 1 | FALSE | 1 | FALSE | 1 | [6 empty] | 40 | B4B5 | 133.4492 | 2.3487e-05 | 0.44612 | 0.11963 | 0.073478 | 0.00045567 | 1991.381 | 4950.7512 | 0.54856
| Civic Offices | Relocate existing manholes south west corner of building (Labour - External works (per £ spent)) | 1701355 | 8404449 | 8 | External works | Labour Effort | Assembly | 78.9128 | Hours | 10 | 44 | 1 | FALSE | 1 | FALSE | 1 | [6 empty] | 50 | B4B5 | 133.4492 | 2.3487e-05 | 0.44612 | 0.11963 | 0.073478 | 0.00045567 | 1991.381 | 4950.7512 | 0.54856
| Civic Offices | Relocate existing manholes south west corner of building (Labour - External works (per £ spent)) | 1701355 | 8404450 | 8 | External works | Labour effort | Assembly | 39.4564 | Hours | 5 | 44 | 1 | FALSE | 1 | FALSE | 1 | [6 empty] | 0 | A5 | 2.1337 | 1.3819e-07 | 0.011569 | 0.0026536 | 0.00065848 | 2.5756e-06 | 32.8576 | 2328.3581 | 0.0084797
| Civic Offices | Relocate existing manholes south west corner of building (Labour - External works (per £ spent)) | 1701355 | 8404450 | 8 | External works | Labour effort | Assembly | 39.4564 | Hours | 5 | 44 | 1 | FALSE | 1 | FALSE | 1 | [6 empty] | 0 | A4 | 64.5909 | 1.1605e-05 | 0.21149 | 0.057163 | 0.03608 | 0.00022526 | 962.8329 | 147.0175 | 0.2658
| Civic Offices | Relocate existing manholes south west corner of building (Labour - External works (per £ spent)) | 1701355 | 8404450 | 8 | External works | Labour effort | Assembly | 39.4564 | Hours | 5 | 44 | 1 | FALSE | 1 | FALSE | 1 | [6 empty] | 5 | B4B5 | 66.7246 | 1.1744e-05 | 0.22306 | 0.059817 | 0.036739 | 0.00022784 | 995.6905 | 2475.3756 | 0.27428
| Civic Offices | Relocate existing manholes south west corner of building (Labour - External works (per £ spent)) | 1701355 | 8404450 | 8 | External works | Labour effort | Assembly | 39.4564 | Hours | 5 | 44 | 1 | FALSE | 1 | FALSE | 1 | [6 empty] | 10 | B4B5 | 66.7246 | 1.1744e-05 | 0.22306 | 0.059817 | 0.036739 | 0.00022784 | 995.6905 | 2475.3756 | 0.27428
| Civic Offices | Relocate existing manholes south west corner of building (Labour - External works (per £ spent)) | 1701355 | 8404450 | 8 | External works | Labour effort | Assembly | 39.4564 | Hours | 5 | 44 | 1 | FALSE | 1 | FALSE | 1 | [6 empty] | 15 | B4B5 | 66.7246 | 1.1744e-05 | 0.22306 | 0.059817 | 0.036739 | 0.00022784 | 995.6905 | 2475.3756 | 0.27428
| Civic Offices | Relocate existing manholes south west corner of building (Labour - External works (per £ spent)) | 1701355 | 8404450 | 8 | External works | Labour effort | Assembly | 39.4564 | Hours | 5 | 44 | 1 | FALSE | 1 | FALSE | 1 | [6 empty] | 20 | B4B5 | 66.7246 | 1.1744e-05 | 0.22306 | 0.059817 | 0.036739 | 0.00022784 | 995.6905 | 2475.3756 | 0.27428
| Civic Offices | Relocate existing manholes south west corner of building (Labour - External works (per £ spent)) | 1701355 | 8404450 | 8 | External works | Labour effort | Assembly | 39.4564 | Hours | 5 | 44 | 1 | FALSE | 1 | FALSE | 1 | [6 empty] | 25 | B4B5 | 66.7246 | 1.1744e-05 | 0.22306 | 0.059817 | 0.036739 | 0.00022784 | 995.6905 | 2475.3756 | 0.27428
| Civic Offices | Relocate existing manholes south west corner of building (Labour - External works (per £ spent)) | 1701355 | 8404450 | 8 | External works | Labour effort | Assembly | 39.4564 | Hours | 5 | 44 | 1 | FALSE | 1 | FALSE | 1 | [6 empty] | 30 | B4B5 | 66.7246 | 1.1744e-05 | 0.22306 | 0.059817 | 0.036739 | 0.00022784 | 995.6905 | 2475.3756 | 0.27428
| Civic Offices | Relocate existing manholes south west corner of building (Labour - External works (per £ spent)) | 1701355 | 8404450 | 8 | External works | Labour effort | Assembly | 39.4564 | Hours | 5 | 44 | 1 | FALSE | 1 | FALSE | 1 | [6 empty] | 35 | B4B5 | 66.7246 | 1.1744e-05 | 0.22306 | 0.059817 | 0.036739 | 0.00022784 | 995.6905 | 2475.3756 | 0.27428
| Civic Offices | Relocate existing manholes south west corner of building (Labour - External works (per £ spent)) | 1701355 | 8404450 | 8 | External works | Labour effort | Assembly | 39.4564 | Hours | 5 | 44 | 1 | FALSE | 1 | FALSE | 1 | [6 empty] | 40 | B4B5 | 66.7246 | 1.1744e-05 | 0.22306 | 0.059817 | 0.036739 | 0.00022784 | 995.6905 | 2475.3756 | 0.27428
| Civic Offices | Relocate existing manholes south west corner of building (Labour - External works (per £ spent)) | 1701355 | 8404450 | 8 | External works | Labour effort | Assembly | 39.4564 | Hours | 5 | 44 | 1 | FALSE | 1 | FALSE | 1 | [6 empty] | 45 | B4B5 | 66.7246 | 1.1744e-05 | 0.22306 | 0.059817 | 0.036739 | 0.00022784 | 995.6905 | 2475.3756 | 0.27428
| Civic Offices | Relocate existing manholes south west corner of building (Labour - External works (per £ spent)) | 1701355 | 8404450 | 8 | External works | Labour effort | Assembly | 39.4564 | Hours | 5 | 44 | 1 | FALSE | 1 | FALSE | 1 | [6 empty] | 50 | B4B5 | 66.7246 | 1.1744e-05 | 0.22306 | 0.059817 | 0.036739 | 0.00022784 | 995.6905 | 2475.3756 | 0.27428
| Civic Offices | Relocate existing manholes south west corner of building (Labour - External works (per £ spent)) | 1701355 | 8404450 | 8 | External works | Labour effort | Assembly | 39.4564 | Hours | 5 | 44 | 1 | FALSE | 1 | FALSE | 1 | [6 empty] | 55 | B4B5 | 66.7246 | 1.1744e-05 | 0.22306 | 0.059817 | 0.036739 | 0.00022784 | 995.6905 | 2475.3756 | 0.27428
| Civic Offices | Relocate existing manholes south west corner of building (Labour - External works (per £ spent)) | 1701355 | 8404451 | 8 | External works | Labour Effort | Assembly | 39.4564 | Hours | 20 | 44 | 1 | FALSE | 1 | FALSE | 1 | [6 empty] | 0 | A5 | 2.1337 | 1.3819e-07 | 0.011569 | 0.0026536 | 0.00065848 | 2.5756e-06 | 32.8576 | 2328.3581 | 0.0084797
| Civic Offices | Relocate existing manholes south west corner of building (Labour - External works (per £ spent)) | 1701355 | 8404451 | 8 | External works | Labour Effort | Assembly | 39.4564 | Hours | 20 | 44 | 1 | FALSE | 1 | FALSE | 1 | [6 empty] | 0 | A4 | 64.5909 | 1.1605e-05 | 0.21149 | 0.057163 | 0.03608 | 0.00022526 | 962.8329 | 147.0175 | 0.2658
| Civic Offices | Relocate existing manholes south west corner of building (Labour - External works (per £ spent)) | 1701355 | 8404451 | 8 | External works | Labour Effort | Assembly | 39.4564 | Hours | 20 | 44 | 1 | FALSE | 1 | FALSE | 1 | [6 empty] | 20 | B4B5 | 66.7246 | 1.1744e-05 | 0.22306 | 0.059817 | 0.036739 | 0.00022784 | 995.6905 | 2475.3756 | 0.27428
| Civic Offices | Relocate existing manholes south west corner of building (Labour - External works (per £ spent)) | 1701355 | 8404451 | 8 | External works | Labour Effort | Assembly | 39.4564 | Hours | 20 | 44 | 1 | FALSE | 1 | FALSE | 1 | [6 empty] | 40 | B4B5 | 66.7246 | 1.1744e-05 | 0.22306 | 0.059817 | 0.036739 | 0.00022784 | 995.6905 | 2475.3756 | 0.27428
| Civic Offices | Relocate existing manholes south west corner of building (Labour - External works (per £ spent)) | 1701355 | 8404452 | 8 | External works | Labour Effort | Assembly | 6.5761 | Hours | 5 | 44 | 1 | FALSE | 1 | FALSE | 1 | [6 empty] | 0 | A5 | 0.35561 | 2.3031e-08 | 0.0019282 | 0.00044227 | 0.00010975 | 4.2926e-07 | 5.4763 | 263.1145 | 0.0014133
| Civic Offices | Relocate existing manholes south west corner of building (Labour - External works (per £ spent)) | 1701355 | 8404452 | 8 | External works | Labour Effort | Assembly | 6.5761 | Hours | 5 | 44 | 1 | FALSE | 1 | FALSE | 1 | [6 empty] | 0 | A4 | 0 | 0 | 0 | 0 | 0 | 0 | 0 | 0 | 0
| Civic Offices | Relocate existing manholes south west corner of building (Labour - External works (per £ spent)) | 1701355 | 8404452 | 8 | External works | Labour Effort | Assembly | 6.5761 | Hours | 5 | 44 | 1 | FALSE | 1 | FALSE | 1 | [6 empty] | 5 | B4B5 | 0.35561 | 2.3031e-08 | 0.0019282 | 0.00044227 | 0.00010975 | 4.2926e-07 | 5.4763 | 263.1145 | 0.0014133
| Civic Offices | Relocate existing manholes south west corner of building (Labour - External works (per £ spent)) | 1701355 | 8404452 | 8 | External works | Labour Effort | Assembly | 6.5761 | Hours | 5 | 44 | 1 | FALSE | 1 | FALSE | 1 | [6 empty] | 10 | B4B5 | 0.35561 | 2.3031e-08 | 0.0019282 | 0.00044227 | 0.00010975 | 4.2926e-07 | 5.4763 | 263.1145 | 0.0014133
| Civic Offices | Relocate existing manholes south west corner of building (Labour - External works (per £ spent)) | 1701355 | 8404452 | 8 | External works | Labour Effort | Assembly | 6.5761 | Hours | 5 | 44 | 1 | FALSE | 1 | FALSE | 1 | [6 empty] | 15 | B4B5 | 0.35561 | 2.3031e-08 | 0.0019282 | 0.00044227 | 0.00010975 | 4.2926e-07 | 5.4763 | 263.1145 | 0.0014133
| Civic Offices | Relocate existing manholes south west corner of building (Labour - External works (per £ spent)) | 1701355 | 8404452 | 8 | External works | Labour Effort | Assembly | 6.5761 | Hours | 5 | 44 | 1 | FALSE | 1 | FALSE | 1 | [6 empty] | 20 | B4B5 | 0.35561 | 2.3031e-08 | 0.0019282 | 0.00044227 | 0.00010975 | 4.2926e-07 | 5.4763 | 263.1145 | 0.0014133
| Civic Offices | Relocate existing manholes south west corner of building (Labour - External works (per £ spent)) | 1701355 | 8404452 | 8 | External works | Labour Effort | Assembly | 6.5761 | Hours | 5 | 44 | 1 | FALSE | 1 | FALSE | 1 | [6 empty] | 25 | B4B5 | 0.35561 | 2.3031e-08 | 0.0019282 | 0.00044227 | 0.00010975 | 4.2926e-07 | 5.4763 | 263.1145 | 0.0014133
| Civic Offices | Relocate existing manholes south west corner of building (Labour - External works (per £ spent)) | 1701355 | 8404452 | 8 | External works | Labour Effort | Assembly | 6.5761 | Hours | 5 | 44 | 1 | FALSE | 1 | FALSE | 1 | [6 empty] | 30 | B4B5 | 0.35561 | 2.3031e-08 | 0.0019282 | 0.00044227 | 0.00010975 | 4.2926e-07 | 5.4763 | 263.1145 | 0.0014133
| Civic Offices | Relocate existing manholes south west corner of building (Labour - External works (per £ spent)) | 1701355 | 8404452 | 8 | External works | Labour Effort | Assembly | 6.5761 | Hours | 5 | 44 | 1 | FALSE | 1 | FALSE | 1 | [6 empty] | 35 | B4B5 | 0.35561 | 2.3031e-08 | 0.0019282 | 0.00044227 | 0.00010975 | 4.2926e-07 | 5.4763 | 263.1145 | 0.0014133
| Civic Offices | Relocate existing manholes south west corner of building (Labour - External works (per £ spent)) | 1701355 | 8404452 | 8 | External works | Labour Effort | Assembly | 6.5761 | Hours | 5 | 44 | 1 | FALSE | 1 | FALSE | 1 | [6 empty] | 40 | B4B5 | 0.35561 | 2.3031e-08 | 0.0019282 | 0.00044227 | 0.00010975 | 4.2926e-07 | 5.4763 | 263.1145 | 0.0014133
| Civic Offices | Relocate existing manholes south west corner of building (Labour - External works (per £ spent)) | 1701355 | 8404452 | 8 | External works | Labour Effort | Assembly | 6.5761 | Hours | 5 | 44 | 1 | FALSE | 1 | FALSE | 1 | [6 empty] | 45 | B4B5 | 0.35561 | 2.3031e-08 | 0.0019282 | 0.00044227 | 0.00010975 | 4.2926e-07 | 5.4763 | 263.1145 | 0.0014133
| Civic Offices | Relocate existing manholes south west corner of building (Labour - External works (per £ spent)) | 1701355 | 8404452 | 8 | External works | Labour Effort | Assembly | 6.5761 | Hours | 5 | 44 | 1 | FALSE | 1 | FALSE | 1 | [6 empty] | 50 | B4B5 | 0.35561 | 2.3031e-08 | 0.0019282 | 0.00044227 | 0.00010975 | 4.2926e-07 | 5.4763 | 263.1145 | 0.0014133
| Civic Offices | Relocate existing manholes south west corner of building (Labour - External works (per £ spent)) | 1701355 | 8404452 | 8 | External works | Labour Effort | Assembly | 6.5761 | Hours | 5 | 44 | 1 | FALSE | 1 | FALSE | 1 | [6 empty] | 55 | B4B5 | 0.35561 | 2.3031e-08 | 0.0019282 | 0.00044227 | 0.00010975 | 4.2926e-07 | 5.4763 | 263.1145 | 0.0014133
| Civic Offices | Relocate existing manholes south west corner of building (Labour - External works (per £ spent)) | 1701355 | 8404453 | 8 | External works | Labour Effort | Assembly | 6.5761 | Hours | 20 | 44 | 1 | FALSE | 1 | FALSE | 1 | [6 empty] | 0 | A5 | 0.35561 | 2.3031e-08 | 0.0019282 | 0.00044227 | 0.00010975 | 4.2926e-07 | 5.4763 | 263.1145 | 0.0014133
| Civic Offices | Relocate existing manholes south west corner of building (Labour - External works (per £ spent)) | 1701355 | 8404453 | 8 | External works | Labour Effort | Assembly | 6.5761 | Hours | 20 | 44 | 1 | FALSE | 1 | FALSE | 1 | [6 empty] | 0 | A4 | 0 | 0 | 0 | 0 | 0 | 0 | 0 | 0 | 0
| Civic Offices | Relocate existing manholes south west corner of building (Labour - External works (per £ spent)) | 1701355 | 8404453 | 8 | External works | Labour Effort | Assembly | 6.5761 | Hours | 20 | 44 | 1 | FALSE | 1 | FALSE | 1 | [6 empty] | 20 | B4B5 | 0.35561 | 2.3031e-08 | 0.0019282 | 0.00044227 | 0.00010975 | 4.2926e-07 | 5.4763 | 263.1145 | 0.0014133
| Civic Offices | Relocate existing manholes south west corner of building (Labour - External works (per £ spent)) | 1701355 | 8404453 | 8 | External works | Labour Effort | Assembly | 6.5761 | Hours | 20 | 44 | 1 | FALSE | 1 | FALSE | 1 | [6 empty] | 40 | B4B5 | 0.35561 | 2.3031e-08 | 0.0019282 | 0.00044227 | 0.00010975 | 4.2926e-07 | 5.4763 | 263.1145 | 0.0014133
| Civic Offices | Connections to statutory undertakers water main: connection from existing building through link. (Labour - External works (per ? spent)) | 1701356 | 8404454 | 8 | External works | Labour Effort | Assembly | 6.5761 | Hours | 10 | 44 | 1 | FALSE | 1 | FALSE | 1 | [6 empty] | 0 | A5 | 0.35561 | 2.3031e-08 | 0.0019282 | 0.00044227 | 0.00010975 | 4.2926e-07 | 5.4763 | 263.1145 | 0.0014133
| Civic Offices | Connections to statutory undertakers water main: connection from existing building through link. (Labour - External works (per ? spent)) | 1701356 | 8404454 | 8 | External works | Labour Effort | Assembly | 6.5761 | Hours | 10 | 44 | 1 | FALSE | 1 | FALSE | 1 | [6 empty] | 0 | A4 | 0 | 0 | 0 | 0 | 0 | 0 | 0 | 0 | 0
| Civic Offices | Connections to statutory undertakers water main: connection from existing building through link. (Labour - External works (per ? spent)) | 1701356 | 8404454 | 8 | External works | Labour Effort | Assembly | 6.5761 | Hours | 10 | 44 | 1 | FALSE | 1 | FALSE | 1 | [6 empty] | 10 | B4B5 | 0.35561 | 2.3031e-08 | 0.0019282 | 0.00044227 | 0.00010975 | 4.2926e-07 | 5.4763 | 263.1145 | 0.0014133
| Civic Offices | Connections to statutory undertakers water main: connection from existing building through link. (Labour - External works (per ? spent)) | 1701356 | 8404454 | 8 | External works | Labour Effort | Assembly | 6.5761 | Hours | 10 | 44 | 1 | FALSE | 1 | FALSE | 1 | [6 empty] | 20 | B4B5 | 0.35561 | 2.3031e-08 | 0.0019282 | 0.00044227 | 0.00010975 | 4.2926e-07 | 5.4763 | 263.1145 | 0.0014133
| Civic Offices | Connections to statutory undertakers water main: connection from existing building through link. (Labour - External works (per ? spent)) | 1701356 | 8404454 | 8 | External works | Labour Effort | Assembly | 6.5761 | Hours | 10 | 44 | 1 | FALSE | 1 | FALSE | 1 | [6 empty] | 30 | B4B5 | 0.35561 | 2.3031e-08 | 0.0019282 | 0.00044227 | 0.00010975 | 4.2926e-07 | 5.4763 | 263.1145 | 0.0014133
| Civic Offices | Connections to statutory undertakers water main: connection from existing building through link. (Labour - External works (per ? spent)) | 1701356 | 8404454 | 8 | External works | Labour Effort | Assembly | 6.5761 | Hours | 10 | 44 | 1 | FALSE | 1 | FALSE | 1 | [6 empty] | 40 | B4B5 | 0.35561 | 2.3031e-08 | 0.0019282 | 0.00044227 | 0.00010975 | 4.2926e-07 | 5.4763 | 263.1145 | 0.0014133
| Civic Offices | Connections to statutory undertakers water main: connection from existing building through link. (Labour - External works (per ? spent)) | 1701356 | 8404454 | 8 | External works | Labour Effort | Assembly | 6.5761 | Hours | 10 | 44 | 1 | FALSE | 1 | FALSE | 1 | [6 empty] | 50 | B4B5 | 0.35561 | 2.3031e-08 | 0.0019282 | 0.00044227 | 0.00010975 | 4.2926e-07 | 5.4763 | 263.1145 | 0.0014133
| Civic Offices | Connections to statutory undertakers water main: connection from existing building through link. (Labour - External works (per ? spent)) | 1701356 | 8404455 | 8 | External works | Labour Effort | Assembly | 39.4564 | Hours | 10 | 44 | 1 | FALSE | 1 | FALSE | 1 | [6 empty] | 0 | A5 | 2.1337 | 1.3819e-07 | 0.011569 | 0.0026536 | 0.00065848 | 2.5756e-06 | 32.8576 | 2328.3581 | 0.0084797
| Civic Offices | Connections to statutory undertakers water main: connection from existing building through link. (Labour - External works (per ? spent)) | 1701356 | 8404455 | 8 | External works | Labour Effort | Assembly | 39.4564 | Hours | 10 | 44 | 1 | FALSE | 1 | FALSE | 1 | [6 empty] | 0 | A4 | 64.5909 | 1.1605e-05 | 0.21149 | 0.057163 | 0.03608 | 0.00022526 | 962.8329 | 147.0175 | 0.2658
| Civic Offices | Connections to statutory undertakers water main: connection from existing building through link. (Labour - External works (per ? spent)) | 1701356 | 8404455 | 8 | External works | Labour Effort | Assembly | 39.4564 | Hours | 10 | 44 | 1 | FALSE | 1 | FALSE | 1 | [6 empty] | 10 | B4B5 | 66.7246 | 1.1744e-05 | 0.22306 | 0.059817 | 0.036739 | 0.00022784 | 995.6905 | 2475.3756 | 0.27428
| Civic Offices | Connections to statutory undertakers water main: connection from existing building through link. (Labour - External works (per ? spent)) | 1701356 | 8404455 | 8 | External works | Labour Effort | Assembly | 39.4564 | Hours | 10 | 44 | 1 | FALSE | 1 | FALSE | 1 | [6 empty] | 20 | B4B5 | 66.7246 | 1.1744e-05 | 0.22306 | 0.059817 | 0.036739 | 0.00022784 | 995.6905 | 2475.3756 | 0.27428
| Civic Offices | Connections to statutory undertakers water main: connection from existing building through link. (Labour - External works (per ? spent)) | 1701356 | 8404455 | 8 | External works | Labour Effort | Assembly | 39.4564 | Hours | 10 | 44 | 1 | FALSE | 1 | FALSE | 1 | [6 empty] | 30 | B4B5 | 66.7246 | 1.1744e-05 | 0.22306 | 0.059817 | 0.036739 | 0.00022784 | 995.6905 | 2475.3756 | 0.27428
| Civic Offices | Connections to statutory undertakers water main: connection from existing building through link. (Labour - External works (per ? spent)) | 1701356 | 8404455 | 8 | External works | Labour Effort | Assembly | 39.4564 | Hours | 10 | 44 | 1 | FALSE | 1 | FALSE | 1 | [6 empty] | 40 | B4B5 | 66.7246 | 1.1744e-05 | 0.22306 | 0.059817 | 0.036739 | 0.00022784 | 995.6905 | 2475.3756 | 0.27428
| Civic Offices | Connections to statutory undertakers water main: connection from existing building through link. (Labour - External works (per ? spent)) | 1701356 | 8404455 | 8 | External works | Labour Effort | Assembly | 39.4564 | Hours | 10 | 44 | 1 | FALSE | 1 | FALSE | 1 | [6 empty] | 50 | B4B5 | 66.7246 | 1.1744e-05 | 0.22306 | 0.059817 | 0.036739 | 0.00022784 | 995.6905 | 2475.3756 | 0.27428
| Civic Offices | Connections to statutory undertakers water main: connection from existing building through link. (Labour - External works (per ? spent)) | 1701356 | 8404456 | 8 | External works | Labour effort | Assembly | 19.7282 | Hours | 5 | 44 | 1 | FALSE | 1 | FALSE | 1 | [6 empty] | 0 | A5 | 1.0668 | 6.9093e-08 | 0.0057845 | 0.0013268 | 0.00032924 | 1.2878e-06 | 16.4288 | 1164.179 | 0.0042398
| Civic Offices | Connections to statutory undertakers water main: connection from existing building through link. (Labour - External works (per ? spent)) | 1701356 | 8404456 | 8 | External works | Labour effort | Assembly | 19.7282 | Hours | 5 | 44 | 1 | FALSE | 1 | FALSE | 1 | [6 empty] | 0 | A4 | 38.7546 | 6.9633e-06 | 0.1269 | 0.034298 | 0.021648 | 0.00013516 | 577.6997 | 88.2105 | 0.15948
| Civic Offices | Connections to statutory undertakers water main: connection from existing building through link. (Labour - External works (per ? spent)) | 1701356 | 8404456 | 8 | External works | Labour effort | Assembly | 19.7282 | Hours | 5 | 44 | 1 | FALSE | 1 | FALSE | 1 | [6 empty] | 5 | B4B5 | 39.8214 | 7.0324e-06 | 0.13268 | 0.035625 | 0.021978 | 0.00013644 | 594.1285 | 1252.3896 | 0.16372
| Civic Offices | Connections to statutory undertakers water main: connection from existing building through link. (Labour - External works (per ? spent)) | 1701356 | 8404456 | 8 | External works | Labour effort | Assembly | 19.7282 | Hours | 5 | 44 | 1 | FALSE | 1 | FALSE | 1 | [6 empty] | 10 | B4B5 | 39.8214 | 7.0324e-06 | 0.13268 | 0.035625 | 0.021978 | 0.00013644 | 594.1285 | 1252.3896 | 0.16372
| Civic Offices | Connections to statutory undertakers water main: connection from existing building through link. (Labour - External works (per ? spent)) | 1701356 | 8404456 | 8 | External works | Labour effort | Assembly | 19.7282 | Hours | 5 | 44 | 1 | FALSE | 1 | FALSE | 1 | [6 empty] | 15 | B4B5 | 39.8214 | 7.0324e-06 | 0.13268 | 0.035625 | 0.021978 | 0.00013644 | 594.1285 | 1252.3896 | 0.16372
| Civic Offices | Connections to statutory undertakers water main: connection from existing building through link. (Labour - External works (per ? spent)) | 1701356 | 8404456 | 8 | External works | Labour effort | Assembly | 19.7282 | Hours | 5 | 44 | 1 | FALSE | 1 | FALSE | 1 | [6 empty] | 20 | B4B5 | 39.8214 | 7.0324e-06 | 0.13268 | 0.035625 | 0.021978 | 0.00013644 | 594.1285 | 1252.3896 | 0.16372
| Civic Offices | Connections to statutory undertakers water main: connection from existing building through link. (Labour - External works (per ? spent)) | 1701356 | 8404456 | 8 | External works | Labour effort | Assembly | 19.7282 | Hours | 5 | 44 | 1 | FALSE | 1 | FALSE | 1 | [6 empty] | 25 | B4B5 | 39.8214 | 7.0324e-06 | 0.13268 | 0.035625 | 0.021978 | 0.00013644 | 594.1285 | 1252.3896 | 0.16372
| Civic Offices | Connections to statutory undertakers water main: connection from existing building through link. (Labour - External works (per ? spent)) | 1701356 | 8404456 | 8 | External works | Labour effort | Assembly | 19.7282 | Hours | 5 | 44 | 1 | FALSE | 1 | FALSE | 1 | [6 empty] | 30 | B4B5 | 39.8214 | 7.0324e-06 | 0.13268 | 0.035625 | 0.021978 | 0.00013644 | 594.1285 | 1252.3896 | 0.16372
| Civic Offices | Connections to statutory undertakers water main: connection from existing building through link. (Labour - External works (per ? spent)) | 1701356 | 8404456 | 8 | External works | Labour effort | Assembly | 19.7282 | Hours | 5 | 44 | 1 | FALSE | 1 | FALSE | 1 | [6 empty] | 35 | B4B5 | 39.8214 | 7.0324e-06 | 0.13268 | 0.035625 | 0.021978 | 0.00013644 | 594.1285 | 1252.3896 | 0.16372
| Civic Offices | Connections to statutory undertakers water main: connection from existing building through link. (Labour - External works (per ? spent)) | 1701356 | 8404456 | 8 | External works | Labour effort | Assembly | 19.7282 | Hours | 5 | 44 | 1 | FALSE | 1 | FALSE | 1 | [6 empty] | 40 | B4B5 | 39.8214 | 7.0324e-06 | 0.13268 | 0.035625 | 0.021978 | 0.00013644 | 594.1285 | 1252.3896 | 0.16372
| Civic Offices | Connections to statutory undertakers water main: connection from existing building through link. (Labour - External works (per ? spent)) | 1701356 | 8404456 | 8 | External works | Labour effort | Assembly | 19.7282 | Hours | 5 | 44 | 1 | FALSE | 1 | FALSE | 1 | [6 empty] | 45 | B4B5 | 39.8214 | 7.0324e-06 | 0.13268 | 0.035625 | 0.021978 | 0.00013644 | 594.1285 | 1252.3896 | 0.16372
| Civic Offices | Connections to statutory undertakers water main: connection from existing building through link. (Labour - External works (per ? spent)) | 1701356 | 8404456 | 8 | External works | Labour effort | Assembly | 19.7282 | Hours | 5 | 44 | 1 | FALSE | 1 | FALSE | 1 | [6 empty] | 50 | B4B5 | 39.8214 | 7.0324e-06 | 0.13268 | 0.035625 | 0.021978 | 0.00013644 | 594.1285 | 1252.3896 | 0.16372
| Civic Offices | Connections to statutory undertakers water main: connection from existing building through link. (Labour - External works (per ? spent)) | 1701356 | 8404456 | 8 | External works | Labour effort | Assembly | 19.7282 | Hours | 5 | 44 | 1 | FALSE | 1 | FALSE | 1 | [6 empty] | 55 | B4B5 | 39.8214 | 7.0324e-06 | 0.13268 | 0.035625 | 0.021978 | 0.00013644 | 594.1285 | 1252.3896 | 0.16372
| Civic Offices | Connections to statutory undertakers water main: connection from existing building through link. (Labour - External works (per ? spent)) | 1701356 | 8404457 | 8 | External works | Labour Effort | Assembly | 19.7282 | Hours | 20 | 44 | 1 | FALSE | 1 | FALSE | 1 | [6 empty] | 0 | A5 | 1.0668 | 6.9093e-08 | 0.0057845 | 0.0013268 | 0.00032924 | 1.2878e-06 | 16.4288 | 1164.179 | 0.0042398
| Civic Offices | Connections to statutory undertakers water main: connection from existing building through link. (Labour - External works (per ? spent)) | 1701356 | 8404457 | 8 | External works | Labour Effort | Assembly | 19.7282 | Hours | 20 | 44 | 1 | FALSE | 1 | FALSE | 1 | [6 empty] | 0 | A4 | 38.7546 | 6.9633e-06 | 0.1269 | 0.034298 | 0.021648 | 0.00013516 | 577.6997 | 88.2105 | 0.15948
| Civic Offices | Connections to statutory undertakers water main: connection from existing building through link. (Labour - External works (per ? spent)) | 1701356 | 8404457 | 8 | External works | Labour Effort | Assembly | 19.7282 | Hours | 20 | 44 | 1 | FALSE | 1 | FALSE | 1 | [6 empty] | 20 | B4B5 | 39.8214 | 7.0324e-06 | 0.13268 | 0.035625 | 0.021978 | 0.00013644 | 594.1285 | 1252.3896 | 0.16372
| Civic Offices | Connections to statutory undertakers water main: connection from existing building through link. (Labour - External works (per ? spent)) | 1701356 | 8404457 | 8 | External works | Labour Effort | Assembly | 19.7282 | Hours | 20 | 44 | 1 | FALSE | 1 | FALSE | 1 | [6 empty] | 40 | B4B5 | 39.8214 | 7.0324e-06 | 0.13268 | 0.035625 | 0.021978 | 0.00013644 | 594.1285 | 1252.3896 | 0.16372
| Civic Offices | Connections to statutory undertakers water main: connection from existing building through link. (Labour - External works (per ? spent)) | 1701356 | 8404458 | 8 | External works | Labour Effort | Assembly | 3.288 | Hours | 5 | 44 | 1 | FALSE | 1 | FALSE | 1 | [6 empty] | 0 | A5 | 0.17781 | 1.1516e-08 | 0.00096408 | 0.00022114 | 5.4873e-05 | 2.1463e-07 | 2.7381 | 131.5572 | 0.00070664
| Civic Offices | Connections to statutory undertakers water main: connection from existing building through link. (Labour - External works (per ? spent)) | 1701356 | 8404458 | 8 | External works | Labour Effort | Assembly | 3.288 | Hours | 5 | 44 | 1 | FALSE | 1 | FALSE | 1 | [6 empty] | 0 | A4 | 0 | 0 | 0 | 0 | 0 | 0 | 0 | 0 | 0
| Civic Offices | Connections to statutory undertakers water main: connection from existing building through link. (Labour - External works (per ? spent)) | 1701356 | 8404458 | 8 | External works | Labour Effort | Assembly | 3.288 | Hours | 5 | 44 | 1 | FALSE | 1 | FALSE | 1 | [6 empty] | 5 | B4B5 | 0.17781 | 1.1516e-08 | 0.00096408 | 0.00022114 | 5.4873e-05 | 2.1463e-07 | 2.7381 | 131.5572 | 0.00070664
| Civic Offices | Connections to statutory undertakers water main: connection from existing building through link. (Labour - External works (per ? spent)) | 1701356 | 8404458 | 8 | External works | Labour Effort | Assembly | 3.288 | Hours | 5 | 44 | 1 | FALSE | 1 | FALSE | 1 | [6 empty] | 10 | B4B5 | 0.17781 | 1.1516e-08 | 0.00096408 | 0.00022114 | 5.4873e-05 | 2.1463e-07 | 2.7381 | 131.5572 | 0.00070664
| Civic Offices | Connections to statutory undertakers water main: connection from existing building through link. (Labour - External works (per ? spent)) | 1701356 | 8404458 | 8 | External works | Labour Effort | Assembly | 3.288 | Hours | 5 | 44 | 1 | FALSE | 1 | FALSE | 1 | [6 empty] | 15 | B4B5 | 0.17781 | 1.1516e-08 | 0.00096408 | 0.00022114 | 5.4873e-05 | 2.1463e-07 | 2.7381 | 131.5572 | 0.00070664
| Civic Offices | Connections to statutory undertakers water main: connection from existing building through link. (Labour - External works (per ? spent)) | 1701356 | 8404458 | 8 | External works | Labour Effort | Assembly | 3.288 | Hours | 5 | 44 | 1 | FALSE | 1 | FALSE | 1 | [6 empty] | 20 | B4B5 | 0.17781 | 1.1516e-08 | 0.00096408 | 0.00022114 | 5.4873e-05 | 2.1463e-07 | 2.7381 | 131.5572 | 0.00070664
| Civic Offices | Connections to statutory undertakers water main: connection from existing building through link. (Labour - External works (per ? spent)) | 1701356 | 8404458 | 8 | External works | Labour Effort | Assembly | 3.288 | Hours | 5 | 44 | 1 | FALSE | 1 | FALSE | 1 | [6 empty] | 25 | B4B5 | 0.17781 | 1.1516e-08 | 0.00096408 | 0.00022114 | 5.4873e-05 | 2.1463e-07 | 2.7381 | 131.5572 | 0.00070664
| Civic Offices | Connections to statutory undertakers water main: connection from existing building through link. (Labour - External works (per ? spent)) | 1701356 | 8404458 | 8 | External works | Labour Effort | Assembly | 3.288 | Hours | 5 | 44 | 1 | FALSE | 1 | FALSE | 1 | [6 empty] | 30 | B4B5 | 0.17781 | 1.1516e-08 | 0.00096408 | 0.00022114 | 5.4873e-05 | 2.1463e-07 | 2.7381 | 131.5572 | 0.00070664
| Civic Offices | Connections to statutory undertakers water main: connection from existing building through link. (Labour - External works (per ? spent)) | 1701356 | 8404458 | 8 | External works | Labour Effort | Assembly | 3.288 | Hours | 5 | 44 | 1 | FALSE | 1 | FALSE | 1 | [6 empty] | 35 | B4B5 | 0.17781 | 1.1516e-08 | 0.00096408 | 0.00022114 | 5.4873e-05 | 2.1463e-07 | 2.7381 | 131.5572 | 0.00070664
| Civic Offices | Connections to statutory undertakers water main: connection from existing building through link. (Labour - External works (per ? spent)) | 1701356 | 8404458 | 8 | External works | Labour Effort | Assembly | 3.288 | Hours | 5 | 44 | 1 | FALSE | 1 | FALSE | 1 | [6 empty] | 40 | B4B5 | 0.17781 | 1.1516e-08 | 0.00096408 | 0.00022114 | 5.4873e-05 | 2.1463e-07 | 2.7381 | 131.5572 | 0.00070664
| Civic Offices | Connections to statutory undertakers water main: connection from existing building through link. (Labour - External works (per ? spent)) | 1701356 | 8404458 | 8 | External works | Labour Effort | Assembly | 3.288 | Hours | 5 | 44 | 1 | FALSE | 1 | FALSE | 1 | [6 empty] | 45 | B4B5 | 0.17781 | 1.1516e-08 | 0.00096408 | 0.00022114 | 5.4873e-05 | 2.1463e-07 | 2.7381 | 131.5572 | 0.00070664
| Civic Offices | Connections to statutory undertakers water main: connection from existing building through link. (Labour - External works (per ? spent)) | 1701356 | 8404458 | 8 | External works | Labour Effort | Assembly | 3.288 | Hours | 5 | 44 | 1 | FALSE | 1 | FALSE | 1 | [6 empty] | 50 | B4B5 | 0.17781 | 1.1516e-08 | 0.00096408 | 0.00022114 | 5.4873e-05 | 2.1463e-07 | 2.7381 | 131.5572 | 0.00070664
| Civic Offices | Connections to statutory undertakers water main: connection from existing building through link. (Labour - External works (per ? spent)) | 1701356 | 8404458 | 8 | External works | Labour Effort | Assembly | 3.288 | Hours | 5 | 44 | 1 | FALSE | 1 | FALSE | 1 | [6 empty] | 55 | B4B5 | 0.17781 | 1.1516e-08 | 0.00096408 | 0.00022114 | 5.4873e-05 | 2.1463e-07 | 2.7381 | 131.5572 | 0.00070664
| Civic Offices | Connections to statutory undertakers water main: connection from existing building through link. (Labour - External works (per ? spent)) | 1701356 | 8404459 | 8 | External works | Labour Effort | Assembly | 3.288 | Hours | 20 | 44 | 1 | FALSE | 1 | FALSE | 1 | [6 empty] | 0 | A5 | 0.17781 | 1.1516e-08 | 0.00096408 | 0.00022114 | 5.4873e-05 | 2.1463e-07 | 2.7381 | 131.5572 | 0.00070664
| Civic Offices | Connections to statutory undertakers water main: connection from existing building through link. (Labour - External works (per ? spent)) | 1701356 | 8404459 | 8 | External works | Labour Effort | Assembly | 3.288 | Hours | 20 | 44 | 1 | FALSE | 1 | FALSE | 1 | [6 empty] | 0 | A4 | 0 | 0 | 0 | 0 | 0 | 0 | 0 | 0 | 0
| Civic Offices | Connections to statutory undertakers water main: connection from existing building through link. (Labour - External works (per ? spent)) | 1701356 | 8404459 | 8 | External works | Labour Effort | Assembly | 3.288 | Hours | 20 | 44 | 1 | FALSE | 1 | FALSE | 1 | [6 empty] | 20 | B4B5 | 0.17781 | 1.1516e-08 | 0.00096408 | 0.00022114 | 5.4873e-05 | 2.1463e-07 | 2.7381 | 131.5572 | 0.00070664
| Civic Offices | Connections to statutory undertakers water main: connection from existing building through link. (Labour - External works (per ? spent)) | 1701356 | 8404459 | 8 | External works | Labour Effort | Assembly | 3.288 | Hours | 20 | 44 | 1 | FALSE | 1 | FALSE | 1 | [6 empty] | 40 | B4B5 | 0.17781 | 1.1516e-08 | 0.00096408 | 0.00022114 | 5.4873e-05 | 2.1463e-07 | 2.7381 | 131.5572 | 0.00070664
| Civic Offices | Service runs: Cable ways from existing building through link. (Labour - External works (per £ spent)) | 1701357 | 8404460 | 8 | External works | Labour Effort | Assembly | 8.7681 | Hours | 10 | 44 | 1 | FALSE | 1 | FALSE | 1 | [6 empty] | 0 | A5 | 0.47415 | 3.0708e-08 | 0.0025709 | 0.0005897 | 0.00014633 | 5.7235e-07 | 7.3017 | 350.8193 | 0.0018844
| Civic Offices | Service runs: Cable ways from existing building through link. (Labour - External works (per £ spent)) | 1701357 | 8404460 | 8 | External works | Labour Effort | Assembly | 8.7681 | Hours | 10 | 44 | 1 | FALSE | 1 | FALSE | 1 | [6 empty] | 0 | A4 | 0 | 0 | 0 | 0 | 0 | 0 | 0 | 0 | 0
| Civic Offices | Service runs: Cable ways from existing building through link. (Labour - External works (per £ spent)) | 1701357 | 8404460 | 8 | External works | Labour Effort | Assembly | 8.7681 | Hours | 10 | 44 | 1 | FALSE | 1 | FALSE | 1 | [6 empty] | 10 | B4B5 | 0.47415 | 3.0708e-08 | 0.0025709 | 0.0005897 | 0.00014633 | 5.7235e-07 | 7.3017 | 350.8193 | 0.0018844
| Civic Offices | Service runs: Cable ways from existing building through link. (Labour - External works (per £ spent)) | 1701357 | 8404460 | 8 | External works | Labour Effort | Assembly | 8.7681 | Hours | 10 | 44 | 1 | FALSE | 1 | FALSE | 1 | [6 empty] | 20 | B4B5 | 0.47415 | 3.0708e-08 | 0.0025709 | 0.0005897 | 0.00014633 | 5.7235e-07 | 7.3017 | 350.8193 | 0.0018844
| Civic Offices | Service runs: Cable ways from existing building through link. (Labour - External works (per £ spent)) | 1701357 | 8404460 | 8 | External works | Labour Effort | Assembly | 8.7681 | Hours | 10 | 44 | 1 | FALSE | 1 | FALSE | 1 | [6 empty] | 30 | B4B5 | 0.47415 | 3.0708e-08 | 0.0025709 | 0.0005897 | 0.00014633 | 5.7235e-07 | 7.3017 | 350.8193 | 0.0018844
| Civic Offices | Service runs: Cable ways from existing building through link. (Labour - External works (per £ spent)) | 1701357 | 8404460 | 8 | External works | Labour Effort | Assembly | 8.7681 | Hours | 10 | 44 | 1 | FALSE | 1 | FALSE | 1 | [6 empty] | 40 | B4B5 | 0.47415 | 3.0708e-08 | 0.0025709 | 0.0005897 | 0.00014633 | 5.7235e-07 | 7.3017 | 350.8193 | 0.0018844
| Civic Offices | Service runs: Cable ways from existing building through link. (Labour - External works (per £ spent)) | 1701357 | 8404460 | 8 | External works | Labour Effort | Assembly | 8.7681 | Hours | 10 | 44 | 1 | FALSE | 1 | FALSE | 1 | [6 empty] | 50 | B4B5 | 0.47415 | 3.0708e-08 | 0.0025709 | 0.0005897 | 0.00014633 | 5.7235e-07 | 7.3017 | 350.8193 | 0.0018844
| Civic Offices | Service runs: Cable ways from existing building through link. (Labour - External works (per £ spent)) | 1701357 | 8404461 | 8 | External works | Labour Effort | Assembly | 52.6085 | Hours | 10 | 44 | 1 | FALSE | 1 | FALSE | 1 | [6 empty] | 0 | A5 | 2.8449 | 1.8425e-07 | 0.015425 | 0.0035382 | 0.00087797 | 3.4341e-06 | 43.8102 | 3104.4774 | 0.011306
| Civic Offices | Service runs: Cable ways from existing building through link. (Labour - External works (per £ spent)) | 1701357 | 8404461 | 8 | External works | Labour Effort | Assembly | 52.6085 | Hours | 10 | 44 | 1 | FALSE | 1 | FALSE | 1 | [6 empty] | 0 | A4 | 90.4273 | 1.6248e-05 | 0.29609 | 0.080028 | 0.050513 | 0.00031536 | 1347.966 | 205.8246 | 0.37212
| Civic Offices | Service runs: Cable ways from existing building through link. (Labour - External works (per £ spent)) | 1701357 | 8404461 | 8 | External works | Labour Effort | Assembly | 52.6085 | Hours | 10 | 44 | 1 | FALSE | 1 | FALSE | 1 | [6 empty] | 10 | B4B5 | 93.2722 | 1.6432e-05 | 0.31152 | 0.083567 | 0.051391 | 0.0003188 | 1391.7762 | 3310.302 | 0.38343
| Civic Offices | Service runs: Cable ways from existing building through link. (Labour - External works (per £ spent)) | 1701357 | 8404461 | 8 | External works | Labour Effort | Assembly | 52.6085 | Hours | 10 | 44 | 1 | FALSE | 1 | FALSE | 1 | [6 empty] | 20 | B4B5 | 93.2722 | 1.6432e-05 | 0.31152 | 0.083567 | 0.051391 | 0.0003188 | 1391.7762 | 3310.302 | 0.38343
| Civic Offices | Service runs: Cable ways from existing building through link. (Labour - External works (per £ spent)) | 1701357 | 8404461 | 8 | External works | Labour Effort | Assembly | 52.6085 | Hours | 10 | 44 | 1 | FALSE | 1 | FALSE | 1 | [6 empty] | 30 | B4B5 | 93.2722 | 1.6432e-05 | 0.31152 | 0.083567 | 0.051391 | 0.0003188 | 1391.7762 | 3310.302 | 0.38343
| Civic Offices | Service runs: Cable ways from existing building through link. (Labour - External works (per £ spent)) | 1701357 | 8404461 | 8 | External works | Labour Effort | Assembly | 52.6085 | Hours | 10 | 44 | 1 | FALSE | 1 | FALSE | 1 | [6 empty] | 40 | B4B5 | 93.2722 | 1.6432e-05 | 0.31152 | 0.083567 | 0.051391 | 0.0003188 | 1391.7762 | 3310.302 | 0.38343
| Civic Offices | Service runs: Cable ways from existing building through link. (Labour - External works (per £ spent)) | 1701357 | 8404461 | 8 | External works | Labour Effort | Assembly | 52.6085 | Hours | 10 | 44 | 1 | FALSE | 1 | FALSE | 1 | [6 empty] | 50 | B4B5 | 93.2722 | 1.6432e-05 | 0.31152 | 0.083567 | 0.051391 | 0.0003188 | 1391.7762 | 3310.302 | 0.38343
| Civic Offices | Service runs: Cable ways from existing building through link. (Labour - External works (per £ spent)) | 1701357 | 8404462 | 8 | External works | Labour effort | Assembly | 26.3043 | Hours | 5 | 44 | 1 | FALSE | 1 | FALSE | 1 | [6 empty] | 0 | A5 | 1.4224 | 9.2124e-08 | 0.0077126 | 0.0017691 | 0.00043899 | 1.717e-06 | 21.9051 | 1552.2387 | 0.0056531
| Civic Offices | Service runs: Cable ways from existing building through link. (Labour - External works (per £ spent)) | 1701357 | 8404462 | 8 | External works | Labour effort | Assembly | 26.3043 | Hours | 5 | 44 | 1 | FALSE | 1 | FALSE | 1 | [6 empty] | 0 | A4 | 51.6727 | 9.2843e-06 | 0.16919 | 0.045731 | 0.028864 | 0.00018021 | 770.2663 | 117.614 | 0.21264
| Civic Offices | Service runs: Cable ways from existing building through link. (Labour - External works (per £ spent)) | 1701357 | 8404462 | 8 | External works | Labour effort | Assembly | 26.3043 | Hours | 5 | 44 | 1 | FALSE | 1 | FALSE | 1 | [6 empty] | 5 | B4B5 | 53.0952 | 9.3765e-06 | 0.17691 | 0.0475 | 0.029303 | 0.00018192 | 792.1714 | 1669.8527 | 0.21829
| Civic Offices | Service runs: Cable ways from existing building through link. (Labour - External works (per £ spent)) | 1701357 | 8404462 | 8 | External works | Labour effort | Assembly | 26.3043 | Hours | 5 | 44 | 1 | FALSE | 1 | FALSE | 1 | [6 empty] | 10 | B4B5 | 53.0952 | 9.3765e-06 | 0.17691 | 0.0475 | 0.029303 | 0.00018192 | 792.1714 | 1669.8527 | 0.21829
| Civic Offices | Service runs: Cable ways from existing building through link. (Labour - External works (per £ spent)) | 1701357 | 8404462 | 8 | External works | Labour effort | Assembly | 26.3043 | Hours | 5 | 44 | 1 | FALSE | 1 | FALSE | 1 | [6 empty] | 15 | B4B5 | 53.0952 | 9.3765e-06 | 0.17691 | 0.0475 | 0.029303 | 0.00018192 | 792.1714 | 1669.8527 | 0.21829
| Civic Offices | Service runs: Cable ways from existing building through link. (Labour - External works (per £ spent)) | 1701357 | 8404462 | 8 | External works | Labour effort | Assembly | 26.3043 | Hours | 5 | 44 | 1 | FALSE | 1 | FALSE | 1 | [6 empty] | 20 | B4B5 | 53.0952 | 9.3765e-06 | 0.17691 | 0.0475 | 0.029303 | 0.00018192 | 792.1714 | 1669.8527 | 0.21829
| Civic Offices | Service runs: Cable ways from existing building through link. (Labour - External works (per £ spent)) | 1701357 | 8404462 | 8 | External works | Labour effort | Assembly | 26.3043 | Hours | 5 | 44 | 1 | FALSE | 1 | FALSE | 1 | [6 empty] | 25 | B4B5 | 53.0952 | 9.3765e-06 | 0.17691 | 0.0475 | 0.029303 | 0.00018192 | 792.1714 | 1669.8527 | 0.21829
| Civic Offices | Service runs: Cable ways from existing building through link. (Labour - External works (per £ spent)) | 1701357 | 8404462 | 8 | External works | Labour effort | Assembly | 26.3043 | Hours | 5 | 44 | 1 | FALSE | 1 | FALSE | 1 | [6 empty] | 30 | B4B5 | 53.0952 | 9.3765e-06 | 0.17691 | 0.0475 | 0.029303 | 0.00018192 | 792.1714 | 1669.8527 | 0.21829
| Civic Offices | Service runs: Cable ways from existing building through link. (Labour - External works (per £ spent)) | 1701357 | 8404462 | 8 | External works | Labour effort | Assembly | 26.3043 | Hours | 5 | 44 | 1 | FALSE | 1 | FALSE | 1 | [6 empty] | 35 | B4B5 | 53.0952 | 9.3765e-06 | 0.17691 | 0.0475 | 0.029303 | 0.00018192 | 792.1714 | 1669.8527 | 0.21829
| Civic Offices | Service runs: Cable ways from existing building through link. (Labour - External works (per £ spent)) | 1701357 | 8404462 | 8 | External works | Labour effort | Assembly | 26.3043 | Hours | 5 | 44 | 1 | FALSE | 1 | FALSE | 1 | [6 empty] | 40 | B4B5 | 53.0952 | 9.3765e-06 | 0.17691 | 0.0475 | 0.029303 | 0.00018192 | 792.1714 | 1669.8527 | 0.21829
| Civic Offices | Service runs: Cable ways from existing building through link. (Labour - External works (per £ spent)) | 1701357 | 8404462 | 8 | External works | Labour effort | Assembly | 26.3043 | Hours | 5 | 44 | 1 | FALSE | 1 | FALSE | 1 | [6 empty] | 45 | B4B5 | 53.0952 | 9.3765e-06 | 0.17691 | 0.0475 | 0.029303 | 0.00018192 | 792.1714 | 1669.8527 | 0.21829
| Civic Offices | Service runs: Cable ways from existing building through link. (Labour - External works (per £ spent)) | 1701357 | 8404462 | 8 | External works | Labour effort | Assembly | 26.3043 | Hours | 5 | 44 | 1 | FALSE | 1 | FALSE | 1 | [6 empty] | 50 | B4B5 | 53.0952 | 9.3765e-06 | 0.17691 | 0.0475 | 0.029303 | 0.00018192 | 792.1714 | 1669.8527 | 0.21829
| Civic Offices | Service runs: Cable ways from existing building through link. (Labour - External works (per £ spent)) | 1701357 | 8404462 | 8 | External works | Labour effort | Assembly | 26.3043 | Hours | 5 | 44 | 1 | FALSE | 1 | FALSE | 1 | [6 empty] | 55 | B4B5 | 53.0952 | 9.3765e-06 | 0.17691 | 0.0475 | 0.029303 | 0.00018192 | 792.1714 | 1669.8527 | 0.21829
| Civic Offices | Service runs: Cable ways from existing building through link. (Labour - External works (per £ spent)) | 1701357 | 8404463 | 8 | External works | Labour Effort | Assembly | 26.3043 | Hours | 20 | 44 | 1 | FALSE | 1 | FALSE | 1 | [6 empty] | 0 | A5 | 1.4224 | 9.2124e-08 | 0.0077126 | 0.0017691 | 0.00043899 | 1.717e-06 | 21.9051 | 1552.2387 | 0.0056531
| Civic Offices | Service runs: Cable ways from existing building through link. (Labour - External works (per £ spent)) | 1701357 | 8404463 | 8 | External works | Labour Effort | Assembly | 26.3043 | Hours | 20 | 44 | 1 | FALSE | 1 | FALSE | 1 | [6 empty] | 0 | A4 | 51.6727 | 9.2843e-06 | 0.16919 | 0.045731 | 0.028864 | 0.00018021 | 770.2663 | 117.614 | 0.21264
| Civic Offices | Service runs: Cable ways from existing building through link. (Labour - External works (per £ spent)) | 1701357 | 8404463 | 8 | External works | Labour Effort | Assembly | 26.3043 | Hours | 20 | 44 | 1 | FALSE | 1 | FALSE | 1 | [6 empty] | 20 | B4B5 | 53.0952 | 9.3765e-06 | 0.17691 | 0.0475 | 0.029303 | 0.00018192 | 792.1714 | 1669.8527 | 0.21829
| Civic Offices | Service runs: Cable ways from existing building through link. (Labour - External works (per £ spent)) | 1701357 | 8404463 | 8 | External works | Labour Effort | Assembly | 26.3043 | Hours | 20 | 44 | 1 | FALSE | 1 | FALSE | 1 | [6 empty] | 40 | B4B5 | 53.0952 | 9.3765e-06 | 0.17691 | 0.0475 | 0.029303 | 0.00018192 | 792.1714 | 1669.8527 | 0.21829
| Civic Offices | Service runs: Cable ways from existing building through link. (Labour - External works (per £ spent)) | 1701357 | 8404464 | 8 | External works | Labour Effort | Assembly | 4.384 | Hours | 5 | 44 | 1 | FALSE | 1 | FALSE | 1 | [6 empty] | 0 | A5 | 0.23707 | 1.5354e-08 | 0.0012854 | 0.00029485 | 7.3165e-05 | 2.8617e-07 | 3.6508 | 175.4097 | 0.00094218
| Civic Offices | Service runs: Cable ways from existing building through link. (Labour - External works (per £ spent)) | 1701357 | 8404464 | 8 | External works | Labour Effort | Assembly | 4.384 | Hours | 5 | 44 | 1 | FALSE | 1 | FALSE | 1 | [6 empty] | 0 | A4 | 0 | 0 | 0 | 0 | 0 | 0 | 0 | 0 | 0
| Civic Offices | Service runs: Cable ways from existing building through link. (Labour - External works (per £ spent)) | 1701357 | 8404464 | 8 | External works | Labour Effort | Assembly | 4.384 | Hours | 5 | 44 | 1 | FALSE | 1 | FALSE | 1 | [6 empty] | 5 | B4B5 | 0.23707 | 1.5354e-08 | 0.0012854 | 0.00029485 | 7.3165e-05 | 2.8617e-07 | 3.6508 | 175.4097 | 0.00094218
| Civic Offices | Service runs: Cable ways from existing building through link. (Labour - External works (per £ spent)) | 1701357 | 8404464 | 8 | External works | Labour Effort | Assembly | 4.384 | Hours | 5 | 44 | 1 | FALSE | 1 | FALSE | 1 | [6 empty] | 10 | B4B5 | 0.23707 | 1.5354e-08 | 0.0012854 | 0.00029485 | 7.3165e-05 | 2.8617e-07 | 3.6508 | 175.4097 | 0.00094218
| Civic Offices | Service runs: Cable ways from existing building through link. (Labour - External works (per £ spent)) | 1701357 | 8404464 | 8 | External works | Labour Effort | Assembly | 4.384 | Hours | 5 | 44 | 1 | FALSE | 1 | FALSE | 1 | [6 empty] | 15 | B4B5 | 0.23707 | 1.5354e-08 | 0.0012854 | 0.00029485 | 7.3165e-05 | 2.8617e-07 | 3.6508 | 175.4097 | 0.00094218
| Civic Offices | Service runs: Cable ways from existing building through link. (Labour - External works (per £ spent)) | 1701357 | 8404464 | 8 | External works | Labour Effort | Assembly | 4.384 | Hours | 5 | 44 | 1 | FALSE | 1 | FALSE | 1 | [6 empty] | 20 | B4B5 | 0.23707 | 1.5354e-08 | 0.0012854 | 0.00029485 | 7.3165e-05 | 2.8617e-07 | 3.6508 | 175.4097 | 0.00094218
| Civic Offices | Service runs: Cable ways from existing building through link. (Labour - External works (per £ spent)) | 1701357 | 8404464 | 8 | External works | Labour Effort | Assembly | 4.384 | Hours | 5 | 44 | 1 | FALSE | 1 | FALSE | 1 | [6 empty] | 25 | B4B5 | 0.23707 | 1.5354e-08 | 0.0012854 | 0.00029485 | 7.3165e-05 | 2.8617e-07 | 3.6508 | 175.4097 | 0.00094218
| Civic Offices | Service runs: Cable ways from existing building through link. (Labour - External works (per £ spent)) | 1701357 | 8404464 | 8 | External works | Labour Effort | Assembly | 4.384 | Hours | 5 | 44 | 1 | FALSE | 1 | FALSE | 1 | [6 empty] | 30 | B4B5 | 0.23707 | 1.5354e-08 | 0.0012854 | 0.00029485 | 7.3165e-05 | 2.8617e-07 | 3.6508 | 175.4097 | 0.00094218
| Civic Offices | Service runs: Cable ways from existing building through link. (Labour - External works (per £ spent)) | 1701357 | 8404464 | 8 | External works | Labour Effort | Assembly | 4.384 | Hours | 5 | 44 | 1 | FALSE | 1 | FALSE | 1 | [6 empty] | 35 | B4B5 | 0.23707 | 1.5354e-08 | 0.0012854 | 0.00029485 | 7.3165e-05 | 2.8617e-07 | 3.6508 | 175.4097 | 0.00094218
| Civic Offices | Service runs: Cable ways from existing building through link. (Labour - External works (per £ spent)) | 1701357 | 8404464 | 8 | External works | Labour Effort | Assembly | 4.384 | Hours | 5 | 44 | 1 | FALSE | 1 | FALSE | 1 | [6 empty] | 40 | B4B5 | 0.23707 | 1.5354e-08 | 0.0012854 | 0.00029485 | 7.3165e-05 | 2.8617e-07 | 3.6508 | 175.4097 | 0.00094218
| Civic Offices | Service runs: Cable ways from existing building through link. (Labour - External works (per £ spent)) | 1701357 | 8404464 | 8 | External works | Labour Effort | Assembly | 4.384 | Hours | 5 | 44 | 1 | FALSE | 1 | FALSE | 1 | [6 empty] | 45 | B4B5 | 0.23707 | 1.5354e-08 | 0.0012854 | 0.00029485 | 7.3165e-05 | 2.8617e-07 | 3.6508 | 175.4097 | 0.00094218
| Civic Offices | Service runs: Cable ways from existing building through link. (Labour - External works (per £ spent)) | 1701357 | 8404464 | 8 | External works | Labour Effort | Assembly | 4.384 | Hours | 5 | 44 | 1 | FALSE | 1 | FALSE | 1 | [6 empty] | 50 | B4B5 | 0.23707 | 1.5354e-08 | 0.0012854 | 0.00029485 | 7.3165e-05 | 2.8617e-07 | 3.6508 | 175.4097 | 0.00094218
| Civic Offices | Service runs: Cable ways from existing building through link. (Labour - External works (per £ spent)) | 1701357 | 8404464 | 8 | External works | Labour Effort | Assembly | 4.384 | Hours | 5 | 44 | 1 | FALSE | 1 | FALSE | 1 | [6 empty] | 55 | B4B5 | 0.23707 | 1.5354e-08 | 0.0012854 | 0.00029485 | 7.3165e-05 | 2.8617e-07 | 3.6508 | 175.4097 | 0.00094218
| Civic Offices | Service runs: Cable ways from existing building through link. (Labour - External works (per £ spent)) | 1701357 | 8404465 | 8 | External works | Labour Effort | Assembly | 4.384 | Hours | 20 | 44 | 1 | FALSE | 1 | FALSE | 1 | [6 empty] | 0 | A5 | 0.23707 | 1.5354e-08 | 0.0012854 | 0.00029485 | 7.3165e-05 | 2.8617e-07 | 3.6508 | 175.4097 | 0.00094218
| Civic Offices | Service runs: Cable ways from existing building through link. (Labour - External works (per £ spent)) | 1701357 | 8404465 | 8 | External works | Labour Effort | Assembly | 4.384 | Hours | 20 | 44 | 1 | FALSE | 1 | FALSE | 1 | [6 empty] | 0 | A4 | 0 | 0 | 0 | 0 | 0 | 0 | 0 | 0 | 0
| Civic Offices | Service runs: Cable ways from existing building through link. (Labour - External works (per £ spent)) | 1701357 | 8404465 | 8 | External works | Labour Effort | Assembly | 4.384 | Hours | 20 | 44 | 1 | FALSE | 1 | FALSE | 1 | [6 empty] | 20 | B4B5 | 0.23707 | 1.5354e-08 | 0.0012854 | 0.00029485 | 7.3165e-05 | 2.8617e-07 | 3.6508 | 175.4097 | 0.00094218
| Civic Offices | Service runs: Cable ways from existing building through link. (Labour - External works (per £ spent)) | 1701357 | 8404465 | 8 | External works | Labour Effort | Assembly | 4.384 | Hours | 20 | 44 | 1 | FALSE | 1 | FALSE | 1 | [6 empty] | 40 | B4B5 | 0.23707 | 1.5354e-08 | 0.0012854 | 0.00029485 | 7.3165e-05 | 2.8617e-07 | 3.6508 | 175.4097 | 0.00094218
| Civic Offices | Telecommunication connections: Connection through existing building via link (Labour - External works (per £ spent)) | 1701358 | 8404466 | 8 | External works | Labour Effort | Assembly | 5.4801 | Hours | 10 | 44 | 1 | FALSE | 1 | FALSE | 1 | [6 empty] | 0 | A5 | 0.29634 | 1.9193e-08 | 0.0016068 | 0.00036856 | 9.1456e-05 | 3.5772e-07 | 4.5636 | 219.2621 | 0.0011777
| Civic Offices | Telecommunication connections: Connection through existing building via link (Labour - External works (per £ spent)) | 1701358 | 8404466 | 8 | External works | Labour Effort | Assembly | 5.4801 | Hours | 10 | 44 | 1 | FALSE | 1 | FALSE | 1 | [6 empty] | 0 | A4 | 0 | 0 | 0 | 0 | 0 | 0 | 0 | 0 | 0
| Civic Offices | Telecommunication connections: Connection through existing building via link (Labour - External works (per £ spent)) | 1701358 | 8404466 | 8 | External works | Labour Effort | Assembly | 5.4801 | Hours | 10 | 44 | 1 | FALSE | 1 | FALSE | 1 | [6 empty] | 10 | B4B5 | 0.29634 | 1.9193e-08 | 0.0016068 | 0.00036856 | 9.1456e-05 | 3.5772e-07 | 4.5636 | 219.2621 | 0.0011777
| Civic Offices | Telecommunication connections: Connection through existing building via link (Labour - External works (per £ spent)) | 1701358 | 8404466 | 8 | External works | Labour Effort | Assembly | 5.4801 | Hours | 10 | 44 | 1 | FALSE | 1 | FALSE | 1 | [6 empty] | 20 | B4B5 | 0.29634 | 1.9193e-08 | 0.0016068 | 0.00036856 | 9.1456e-05 | 3.5772e-07 | 4.5636 | 219.2621 | 0.0011777
| Civic Offices | Telecommunication connections: Connection through existing building via link (Labour - External works (per £ spent)) | 1701358 | 8404466 | 8 | External works | Labour Effort | Assembly | 5.4801 | Hours | 10 | 44 | 1 | FALSE | 1 | FALSE | 1 | [6 empty] | 30 | B4B5 | 0.29634 | 1.9193e-08 | 0.0016068 | 0.00036856 | 9.1456e-05 | 3.5772e-07 | 4.5636 | 219.2621 | 0.0011777
| Civic Offices | Telecommunication connections: Connection through existing building via link (Labour - External works (per £ spent)) | 1701358 | 8404466 | 8 | External works | Labour Effort | Assembly | 5.4801 | Hours | 10 | 44 | 1 | FALSE | 1 | FALSE | 1 | [6 empty] | 40 | B4B5 | 0.29634 | 1.9193e-08 | 0.0016068 | 0.00036856 | 9.1456e-05 | 3.5772e-07 | 4.5636 | 219.2621 | 0.0011777
| Civic Offices | Telecommunication connections: Connection through existing building via link (Labour - External works (per £ spent)) | 1701358 | 8404466 | 8 | External works | Labour Effort | Assembly | 5.4801 | Hours | 10 | 44 | 1 | FALSE | 1 | FALSE | 1 | [6 empty] | 50 | B4B5 | 0.29634 | 1.9193e-08 | 0.0016068 | 0.00036856 | 9.1456e-05 | 3.5772e-07 | 4.5636 | 219.2621 | 0.0011777
| Civic Offices | Telecommunication connections: Connection through existing building via link (Labour - External works (per £ spent)) | 1701358 | 8404467 | 8 | External works | Labour Effort | Assembly | 32.8803 | Hours | 10 | 44 | 1 | FALSE | 1 | FALSE | 1 | [6 empty] | 0 | A5 | 1.7781 | 1.1516e-07 | 0.0096408 | 0.0022114 | 0.00054873 | 2.1463e-06 | 27.3814 | 1940.2984 | 0.0070664
| Civic Offices | Telecommunication connections: Connection through existing building via link (Labour - External works (per £ spent)) | 1701358 | 8404467 | 8 | External works | Labour Effort | Assembly | 32.8803 | Hours | 10 | 44 | 1 | FALSE | 1 | FALSE | 1 | [6 empty] | 0 | A4 | 64.5909 | 1.1605e-05 | 0.21149 | 0.057163 | 0.03608 | 0.00022526 | 962.8329 | 147.0175 | 0.2658
| Civic Offices | Telecommunication connections: Connection through existing building via link (Labour - External works (per £ spent)) | 1701358 | 8404467 | 8 | External works | Labour Effort | Assembly | 32.8803 | Hours | 10 | 44 | 1 | FALSE | 1 | FALSE | 1 | [6 empty] | 10 | B4B5 | 66.369 | 1.1721e-05 | 0.22113 | 0.059375 | 0.036629 | 0.00022741 | 990.2142 | 2087.3159 | 0.27287
| Civic Offices | Telecommunication connections: Connection through existing building via link (Labour - External works (per £ spent)) | 1701358 | 8404467 | 8 | External works | Labour Effort | Assembly | 32.8803 | Hours | 10 | 44 | 1 | FALSE | 1 | FALSE | 1 | [6 empty] | 20 | B4B5 | 66.369 | 1.1721e-05 | 0.22113 | 0.059375 | 0.036629 | 0.00022741 | 990.2142 | 2087.3159 | 0.27287
| Civic Offices | Telecommunication connections: Connection through existing building via link (Labour - External works (per £ spent)) | 1701358 | 8404467 | 8 | External works | Labour Effort | Assembly | 32.8803 | Hours | 10 | 44 | 1 | FALSE | 1 | FALSE | 1 | [6 empty] | 30 | B4B5 | 66.369 | 1.1721e-05 | 0.22113 | 0.059375 | 0.036629 | 0.00022741 | 990.2142 | 2087.3159 | 0.27287
| Civic Offices | Telecommunication connections: Connection through existing building via link (Labour - External works (per £ spent)) | 1701358 | 8404467 | 8 | External works | Labour Effort | Assembly | 32.8803 | Hours | 10 | 44 | 1 | FALSE | 1 | FALSE | 1 | [6 empty] | 40 | B4B5 | 66.369 | 1.1721e-05 | 0.22113 | 0.059375 | 0.036629 | 0.00022741 | 990.2142 | 2087.3159 | 0.27287
| Civic Offices | Telecommunication connections: Connection through existing building via link (Labour - External works (per £ spent)) | 1701358 | 8404467 | 8 | External works | Labour Effort | Assembly | 32.8803 | Hours | 10 | 44 | 1 | FALSE | 1 | FALSE | 1 | [6 empty] | 50 | B4B5 | 66.369 | 1.1721e-05 | 0.22113 | 0.059375 | 0.036629 | 0.00022741 | 990.2142 | 2087.3159 | 0.27287
| Civic Offices | Telecommunication connections: Connection through existing building via link (Labour - External works (per £ spent)) | 1701358 | 8404468 | 8 | External works | Labour effort | Assembly | 16.4402 | Hours | 5 | 44 | 1 | FALSE | 1 | FALSE | 1 | [6 empty] | 0 | A5 | 0.88903 | 5.7578e-08 | 0.0048204 | 0.0011057 | 0.00027437 | 1.0732e-06 | 13.6907 | 970.1492 | 0.0035332
| Civic Offices | Telecommunication connections: Connection through existing building via link (Labour - External works (per £ spent)) | 1701358 | 8404468 | 8 | External works | Labour effort | Assembly | 16.4402 | Hours | 5 | 44 | 1 | FALSE | 1 | FALSE | 1 | [6 empty] | 0 | A4 | 38.7546 | 6.9633e-06 | 0.1269 | 0.034298 | 0.021648 | 0.00013516 | 577.6997 | 88.2105 | 0.15948
| Civic Offices | Telecommunication connections: Connection through existing building via link (Labour - External works (per £ spent)) | 1701358 | 8404468 | 8 | External works | Labour effort | Assembly | 16.4402 | Hours | 5 | 44 | 1 | FALSE | 1 | FALSE | 1 | [6 empty] | 5 | B4B5 | 39.6436 | 7.0208e-06 | 0.13172 | 0.035404 | 0.021923 | 0.00013623 | 591.3904 | 1058.3597 | 0.16301
| Civic Offices | Telecommunication connections: Connection through existing building via link (Labour - External works (per £ spent)) | 1701358 | 8404468 | 8 | External works | Labour effort | Assembly | 16.4402 | Hours | 5 | 44 | 1 | FALSE | 1 | FALSE | 1 | [6 empty] | 10 | B4B5 | 39.6436 | 7.0208e-06 | 0.13172 | 0.035404 | 0.021923 | 0.00013623 | 591.3904 | 1058.3597 | 0.16301
| Civic Offices | Telecommunication connections: Connection through existing building via link (Labour - External works (per £ spent)) | 1701358 | 8404468 | 8 | External works | Labour effort | Assembly | 16.4402 | Hours | 5 | 44 | 1 | FALSE | 1 | FALSE | 1 | [6 empty] | 15 | B4B5 | 39.6436 | 7.0208e-06 | 0.13172 | 0.035404 | 0.021923 | 0.00013623 | 591.3904 | 1058.3597 | 0.16301
| Civic Offices | Telecommunication connections: Connection through existing building via link (Labour - External works (per £ spent)) | 1701358 | 8404468 | 8 | External works | Labour effort | Assembly | 16.4402 | Hours | 5 | 44 | 1 | FALSE | 1 | FALSE | 1 | [6 empty] | 20 | B4B5 | 39.6436 | 7.0208e-06 | 0.13172 | 0.035404 | 0.021923 | 0.00013623 | 591.3904 | 1058.3597 | 0.16301
| Civic Offices | Telecommunication connections: Connection through existing building via link (Labour - External works (per £ spent)) | 1701358 | 8404468 | 8 | External works | Labour effort | Assembly | 16.4402 | Hours | 5 | 44 | 1 | FALSE | 1 | FALSE | 1 | [6 empty] | 25 | B4B5 | 39.6436 | 7.0208e-06 | 0.13172 | 0.035404 | 0.021923 | 0.00013623 | 591.3904 | 1058.3597 | 0.16301
| Civic Offices | Telecommunication connections: Connection through existing building via link (Labour - External works (per £ spent)) | 1701358 | 8404468 | 8 | External works | Labour effort | Assembly | 16.4402 | Hours | 5 | 44 | 1 | FALSE | 1 | FALSE | 1 | [6 empty] | 30 | B4B5 | 39.6436 | 7.0208e-06 | 0.13172 | 0.035404 | 0.021923 | 0.00013623 | 591.3904 | 1058.3597 | 0.16301
| Civic Offices | Telecommunication connections: Connection through existing building via link (Labour - External works (per £ spent)) | 1701358 | 8404468 | 8 | External works | Labour effort | Assembly | 16.4402 | Hours | 5 | 44 | 1 | FALSE | 1 | FALSE | 1 | [6 empty] | 35 | B4B5 | 39.6436 | 7.0208e-06 | 0.13172 | 0.035404 | 0.021923 | 0.00013623 | 591.3904 | 1058.3597 | 0.16301
| Civic Offices | Telecommunication connections: Connection through existing building via link (Labour - External works (per £ spent)) | 1701358 | 8404468 | 8 | External works | Labour effort | Assembly | 16.4402 | Hours | 5 | 44 | 1 | FALSE | 1 | FALSE | 1 | [6 empty] | 40 | B4B5 | 39.6436 | 7.0208e-06 | 0.13172 | 0.035404 | 0.021923 | 0.00013623 | 591.3904 | 1058.3597 | 0.16301
| Civic Offices | Telecommunication connections: Connection through existing building via link (Labour - External works (per £ spent)) | 1701358 | 8404468 | 8 | External works | Labour effort | Assembly | 16.4402 | Hours | 5 | 44 | 1 | FALSE | 1 | FALSE | 1 | [6 empty] | 45 | B4B5 | 39.6436 | 7.0208e-06 | 0.13172 | 0.035404 | 0.021923 | 0.00013623 | 591.3904 | 1058.3597 | 0.16301
| Civic Offices | Telecommunication connections: Connection through existing building via link (Labour - External works (per £ spent)) | 1701358 | 8404468 | 8 | External works | Labour effort | Assembly | 16.4402 | Hours | 5 | 44 | 1 | FALSE | 1 | FALSE | 1 | [6 empty] | 50 | B4B5 | 39.6436 | 7.0208e-06 | 0.13172 | 0.035404 | 0.021923 | 0.00013623 | 591.3904 | 1058.3597 | 0.16301
| Civic Offices | Telecommunication connections: Connection through existing building via link (Labour - External works (per £ spent)) | 1701358 | 8404468 | 8 | External works | Labour effort | Assembly | 16.4402 | Hours | 5 | 44 | 1 | FALSE | 1 | FALSE | 1 | [6 empty] | 55 | B4B5 | 39.6436 | 7.0208e-06 | 0.13172 | 0.035404 | 0.021923 | 0.00013623 | 591.3904 | 1058.3597 | 0.16301
| Civic Offices | Telecommunication connections: Connection through existing building via link (Labour - External works (per £ spent)) | 1701358 | 8404469 | 8 | External works | Labour Effort | Assembly | 16.4402 | Hours | 20 | 44 | 1 | FALSE | 1 | FALSE | 1 | [6 empty] | 0 | A5 | 0.88903 | 5.7578e-08 | 0.0048204 | 0.0011057 | 0.00027437 | 1.0732e-06 | 13.6907 | 970.1492 | 0.0035332
| Civic Offices | Telecommunication connections: Connection through existing building via link (Labour - External works (per £ spent)) | 1701358 | 8404469 | 8 | External works | Labour Effort | Assembly | 16.4402 | Hours | 20 | 44 | 1 | FALSE | 1 | FALSE | 1 | [6 empty] | 0 | A4 | 38.7546 | 6.9633e-06 | 0.1269 | 0.034298 | 0.021648 | 0.00013516 | 577.6997 | 88.2105 | 0.15948
| Civic Offices | Telecommunication connections: Connection through existing building via link (Labour - External works (per £ spent)) | 1701358 | 8404469 | 8 | External works | Labour Effort | Assembly | 16.4402 | Hours | 20 | 44 | 1 | FALSE | 1 | FALSE | 1 | [6 empty] | 20 | B4B5 | 39.6436 | 7.0208e-06 | 0.13172 | 0.035404 | 0.021923 | 0.00013623 | 591.3904 | 1058.3597 | 0.16301
| Civic Offices | Telecommunication connections: Connection through existing building via link (Labour - External works (per £ spent)) | 1701358 | 8404469 | 8 | External works | Labour Effort | Assembly | 16.4402 | Hours | 20 | 44 | 1 | FALSE | 1 | FALSE | 1 | [6 empty] | 40 | B4B5 | 39.6436 | 7.0208e-06 | 0.13172 | 0.035404 | 0.021923 | 0.00013623 | 591.3904 | 1058.3597 | 0.16301
| Civic Offices | Telecommunication connections: Connection through existing building via link (Labour - External works (per £ spent)) | 1701358 | 8404470 | 8 | External works | Labour Effort | Assembly | 2.74 | Hours | 5 | 44 | 1 | FALSE | 1 | FALSE | 1 | [6 empty] | 0 | A5 | 0.14817 | 9.5963e-09 | 0.0008034 | 0.00018428 | 4.5728e-05 | 1.7886e-07 | 2.2818 | 109.631 | 0.00058887
| Civic Offices | Telecommunication connections: Connection through existing building via link (Labour - External works (per £ spent)) | 1701358 | 8404470 | 8 | External works | Labour Effort | Assembly | 2.74 | Hours | 5 | 44 | 1 | FALSE | 1 | FALSE | 1 | [6 empty] | 0 | A4 | 0 | 0 | 0 | 0 | 0 | 0 | 0 | 0 | 0
| Civic Offices | Telecommunication connections: Connection through existing building via link (Labour - External works (per £ spent)) | 1701358 | 8404470 | 8 | External works | Labour Effort | Assembly | 2.74 | Hours | 5 | 44 | 1 | FALSE | 1 | FALSE | 1 | [6 empty] | 5 | B4B5 | 0.14817 | 9.5963e-09 | 0.0008034 | 0.00018428 | 4.5728e-05 | 1.7886e-07 | 2.2818 | 109.631 | 0.00058887
| Civic Offices | Telecommunication connections: Connection through existing building via link (Labour - External works (per £ spent)) | 1701358 | 8404470 | 8 | External works | Labour Effort | Assembly | 2.74 | Hours | 5 | 44 | 1 | FALSE | 1 | FALSE | 1 | [6 empty] | 10 | B4B5 | 0.14817 | 9.5963e-09 | 0.0008034 | 0.00018428 | 4.5728e-05 | 1.7886e-07 | 2.2818 | 109.631 | 0.00058887
| Civic Offices | Telecommunication connections: Connection through existing building via link (Labour - External works (per £ spent)) | 1701358 | 8404470 | 8 | External works | Labour Effort | Assembly | 2.74 | Hours | 5 | 44 | 1 | FALSE | 1 | FALSE | 1 | [6 empty] | 15 | B4B5 | 0.14817 | 9.5963e-09 | 0.0008034 | 0.00018428 | 4.5728e-05 | 1.7886e-07 | 2.2818 | 109.631 | 0.00058887
| Civic Offices | Telecommunication connections: Connection through existing building via link (Labour - External works (per £ spent)) | 1701358 | 8404470 | 8 | External works | Labour Effort | Assembly | 2.74 | Hours | 5 | 44 | 1 | FALSE | 1 | FALSE | 1 | [6 empty] | 20 | B4B5 | 0.14817 | 9.5963e-09 | 0.0008034 | 0.00018428 | 4.5728e-05 | 1.7886e-07 | 2.2818 | 109.631 | 0.00058887
| Civic Offices | Telecommunication connections: Connection through existing building via link (Labour - External works (per £ spent)) | 1701358 | 8404470 | 8 | External works | Labour Effort | Assembly | 2.74 | Hours | 5 | 44 | 1 | FALSE | 1 | FALSE | 1 | [6 empty] | 25 | B4B5 | 0.14817 | 9.5963e-09 | 0.0008034 | 0.00018428 | 4.5728e-05 | 1.7886e-07 | 2.2818 | 109.631 | 0.00058887
| Civic Offices | Telecommunication connections: Connection through existing building via link (Labour - External works (per £ spent)) | 1701358 | 8404470 | 8 | External works | Labour Effort | Assembly | 2.74 | Hours | 5 | 44 | 1 | FALSE | 1 | FALSE | 1 | [6 empty] | 30 | B4B5 | 0.14817 | 9.5963e-09 | 0.0008034 | 0.00018428 | 4.5728e-05 | 1.7886e-07 | 2.2818 | 109.631 | 0.00058887
| Civic Offices | Telecommunication connections: Connection through existing building via link (Labour - External works (per £ spent)) | 1701358 | 8404470 | 8 | External works | Labour Effort | Assembly | 2.74 | Hours | 5 | 44 | 1 | FALSE | 1 | FALSE | 1 | [6 empty] | 35 | B4B5 | 0.14817 | 9.5963e-09 | 0.0008034 | 0.00018428 | 4.5728e-05 | 1.7886e-07 | 2.2818 | 109.631 | 0.00058887
| Civic Offices | Telecommunication connections: Connection through existing building via link (Labour - External works (per £ spent)) | 1701358 | 8404470 | 8 | External works | Labour Effort | Assembly | 2.74 | Hours | 5 | 44 | 1 | FALSE | 1 | FALSE | 1 | [6 empty] | 40 | B4B5 | 0.14817 | 9.5963e-09 | 0.0008034 | 0.00018428 | 4.5728e-05 | 1.7886e-07 | 2.2818 | 109.631 | 0.00058887
| Civic Offices | Telecommunication connections: Connection through existing building via link (Labour - External works (per £ spent)) | 1701358 | 8404470 | 8 | External works | Labour Effort | Assembly | 2.74 | Hours | 5 | 44 | 1 | FALSE | 1 | FALSE | 1 | [6 empty] | 45 | B4B5 | 0.14817 | 9.5963e-09 | 0.0008034 | 0.00018428 | 4.5728e-05 | 1.7886e-07 | 2.2818 | 109.631 | 0.00058887
| Civic Offices | Telecommunication connections: Connection through existing building via link (Labour - External works (per £ spent)) | 1701358 | 8404470 | 8 | External works | Labour Effort | Assembly | 2.74 | Hours | 5 | 44 | 1 | FALSE | 1 | FALSE | 1 | [6 empty] | 50 | B4B5 | 0.14817 | 9.5963e-09 | 0.0008034 | 0.00018428 | 4.5728e-05 | 1.7886e-07 | 2.2818 | 109.631 | 0.00058887
| Civic Offices | Telecommunication connections: Connection through existing building via link (Labour - External works (per £ spent)) | 1701358 | 8404470 | 8 | External works | Labour Effort | Assembly | 2.74 | Hours | 5 | 44 | 1 | FALSE | 1 | FALSE | 1 | [6 empty] | 55 | B4B5 | 0.14817 | 9.5963e-09 | 0.0008034 | 0.00018428 | 4.5728e-05 | 1.7886e-07 | 2.2818 | 109.631 | 0.00058887
| Civic Offices | Telecommunication connections: Connection through existing building via link (Labour - External works (per £ spent)) | 1701358 | 8404471 | 8 | External works | Labour Effort | Assembly | 2.74 | Hours | 20 | 44 | 1 | FALSE | 1 | FALSE | 1 | [6 empty] | 0 | A5 | 0.14817 | 9.5963e-09 | 0.0008034 | 0.00018428 | 4.5728e-05 | 1.7886e-07 | 2.2818 | 109.631 | 0.00058887
| Civic Offices | Telecommunication connections: Connection through existing building via link (Labour - External works (per £ spent)) | 1701358 | 8404471 | 8 | External works | Labour Effort | Assembly | 2.74 | Hours | 20 | 44 | 1 | FALSE | 1 | FALSE | 1 | [6 empty] | 0 | A4 | 0 | 0 | 0 | 0 | 0 | 0 | 0 | 0 | 0
| Civic Offices | Telecommunication connections: Connection through existing building via link (Labour - External works (per £ spent)) | 1701358 | 8404471 | 8 | External works | Labour Effort | Assembly | 2.74 | Hours | 20 | 44 | 1 | FALSE | 1 | FALSE | 1 | [6 empty] | 20 | B4B5 | 0.14817 | 9.5963e-09 | 0.0008034 | 0.00018428 | 4.5728e-05 | 1.7886e-07 | 2.2818 | 109.631 | 0.00058887
| Civic Offices | Telecommunication connections: Connection through existing building via link (Labour - External works (per £ spent)) | 1701358 | 8404471 | 8 | External works | Labour Effort | Assembly | 2.74 | Hours | 20 | 44 | 1 | FALSE | 1 | FALSE | 1 | [6 empty] | 40 | B4B5 | 0.14817 | 9.5963e-09 | 0.0008034 | 0.00018428 | 4.5728e-05 | 1.7886e-07 | 2.2818 | 109.631 | 0.00058887
| Civic Offices | External lighting to pedestrian areas: Nominal allowance details to be determined. (Labour - External works (per £ spent)) | 1701359 | 8404472 | 8 | External works | Labour Effort | Assembly | 5.4801 | Hours | 10 | 44 | 1 | FALSE | 1 | FALSE | 1 | [6 empty] | 0 | A5 | 0.29634 | 1.9193e-08 | 0.0016068 | 0.00036856 | 9.1456e-05 | 3.5772e-07 | 4.5636 | 219.2621 | 0.0011777
| Civic Offices | External lighting to pedestrian areas: Nominal allowance details to be determined. (Labour - External works (per £ spent)) | 1701359 | 8404472 | 8 | External works | Labour Effort | Assembly | 5.4801 | Hours | 10 | 44 | 1 | FALSE | 1 | FALSE | 1 | [6 empty] | 0 | A4 | 0 | 0 | 0 | 0 | 0 | 0 | 0 | 0 | 0
| Civic Offices | External lighting to pedestrian areas: Nominal allowance details to be determined. (Labour - External works (per £ spent)) | 1701359 | 8404472 | 8 | External works | Labour Effort | Assembly | 5.4801 | Hours | 10 | 44 | 1 | FALSE | 1 | FALSE | 1 | [6 empty] | 10 | B4B5 | 0.29634 | 1.9193e-08 | 0.0016068 | 0.00036856 | 9.1456e-05 | 3.5772e-07 | 4.5636 | 219.2621 | 0.0011777
| Civic Offices | External lighting to pedestrian areas: Nominal allowance details to be determined. (Labour - External works (per £ spent)) | 1701359 | 8404472 | 8 | External works | Labour Effort | Assembly | 5.4801 | Hours | 10 | 44 | 1 | FALSE | 1 | FALSE | 1 | [6 empty] | 20 | B4B5 | 0.29634 | 1.9193e-08 | 0.0016068 | 0.00036856 | 9.1456e-05 | 3.5772e-07 | 4.5636 | 219.2621 | 0.0011777
| Civic Offices | External lighting to pedestrian areas: Nominal allowance details to be determined. (Labour - External works (per £ spent)) | 1701359 | 8404472 | 8 | External works | Labour Effort | Assembly | 5.4801 | Hours | 10 | 44 | 1 | FALSE | 1 | FALSE | 1 | [6 empty] | 30 | B4B5 | 0.29634 | 1.9193e-08 | 0.0016068 | 0.00036856 | 9.1456e-05 | 3.5772e-07 | 4.5636 | 219.2621 | 0.0011777
| Civic Offices | External lighting to pedestrian areas: Nominal allowance details to be determined. (Labour - External works (per £ spent)) | 1701359 | 8404472 | 8 | External works | Labour Effort | Assembly | 5.4801 | Hours | 10 | 44 | 1 | FALSE | 1 | FALSE | 1 | [6 empty] | 40 | B4B5 | 0.29634 | 1.9193e-08 | 0.0016068 | 0.00036856 | 9.1456e-05 | 3.5772e-07 | 4.5636 | 219.2621 | 0.0011777
| Civic Offices | External lighting to pedestrian areas: Nominal allowance details to be determined. (Labour - External works (per £ spent)) | 1701359 | 8404472 | 8 | External works | Labour Effort | Assembly | 5.4801 | Hours | 10 | 44 | 1 | FALSE | 1 | FALSE | 1 | [6 empty] | 50 | B4B5 | 0.29634 | 1.9193e-08 | 0.0016068 | 0.00036856 | 9.1456e-05 | 3.5772e-07 | 4.5636 | 219.2621 | 0.0011777
| Civic Offices | External lighting to pedestrian areas: Nominal allowance details to be determined. (Labour - External works (per £ spent)) | 1701359 | 8404473 | 8 | External works | Labour Effort | Assembly | 32.8803 | Hours | 10 | 44 | 1 | FALSE | 1 | FALSE | 1 | [6 empty] | 0 | A5 | 1.7781 | 1.1516e-07 | 0.0096408 | 0.0022114 | 0.00054873 | 2.1463e-06 | 27.3814 | 1940.2984 | 0.0070664
| Civic Offices | External lighting to pedestrian areas: Nominal allowance details to be determined. (Labour - External works (per £ spent)) | 1701359 | 8404473 | 8 | External works | Labour Effort | Assembly | 32.8803 | Hours | 10 | 44 | 1 | FALSE | 1 | FALSE | 1 | [6 empty] | 0 | A4 | 64.5909 | 1.1605e-05 | 0.21149 | 0.057163 | 0.03608 | 0.00022526 | 962.8329 | 147.0175 | 0.2658
| Civic Offices | External lighting to pedestrian areas: Nominal allowance details to be determined. (Labour - External works (per £ spent)) | 1701359 | 8404473 | 8 | External works | Labour Effort | Assembly | 32.8803 | Hours | 10 | 44 | 1 | FALSE | 1 | FALSE | 1 | [6 empty] | 10 | B4B5 | 66.369 | 1.1721e-05 | 0.22113 | 0.059375 | 0.036629 | 0.00022741 | 990.2142 | 2087.3159 | 0.27287
| Civic Offices | External lighting to pedestrian areas: Nominal allowance details to be determined. (Labour - External works (per £ spent)) | 1701359 | 8404473 | 8 | External works | Labour Effort | Assembly | 32.8803 | Hours | 10 | 44 | 1 | FALSE | 1 | FALSE | 1 | [6 empty] | 20 | B4B5 | 66.369 | 1.1721e-05 | 0.22113 | 0.059375 | 0.036629 | 0.00022741 | 990.2142 | 2087.3159 | 0.27287
| Civic Offices | External lighting to pedestrian areas: Nominal allowance details to be determined. (Labour - External works (per £ spent)) | 1701359 | 8404473 | 8 | External works | Labour Effort | Assembly | 32.8803 | Hours | 10 | 44 | 1 | FALSE | 1 | FALSE | 1 | [6 empty] | 30 | B4B5 | 66.369 | 1.1721e-05 | 0.22113 | 0.059375 | 0.036629 | 0.00022741 | 990.2142 | 2087.3159 | 0.27287
| Civic Offices | External lighting to pedestrian areas: Nominal allowance details to be determined. (Labour - External works (per £ spent)) | 1701359 | 8404473 | 8 | External works | Labour Effort | Assembly | 32.8803 | Hours | 10 | 44 | 1 | FALSE | 1 | FALSE | 1 | [6 empty] | 40 | B4B5 | 66.369 | 1.1721e-05 | 0.22113 | 0.059375 | 0.036629 | 0.00022741 | 990.2142 | 2087.3159 | 0.27287
| Civic Offices | External lighting to pedestrian areas: Nominal allowance details to be determined. (Labour - External works (per £ spent)) | 1701359 | 8404473 | 8 | External works | Labour Effort | Assembly | 32.8803 | Hours | 10 | 44 | 1 | FALSE | 1 | FALSE | 1 | [6 empty] | 50 | B4B5 | 66.369 | 1.1721e-05 | 0.22113 | 0.059375 | 0.036629 | 0.00022741 | 990.2142 | 2087.3159 | 0.27287
| Civic Offices | External lighting to pedestrian areas: Nominal allowance details to be determined. (Labour - External works (per £ spent)) | 1701359 | 8404474 | 8 | External works | Labour effort | Assembly | 16.4402 | Hours | 5 | 44 | 1 | FALSE | 1 | FALSE | 1 | [6 empty] | 0 | A5 | 0.88903 | 5.7578e-08 | 0.0048204 | 0.0011057 | 0.00027437 | 1.0732e-06 | 13.6907 | 970.1492 | 0.0035332
| Civic Offices | External lighting to pedestrian areas: Nominal allowance details to be determined. (Labour - External works (per £ spent)) | 1701359 | 8404474 | 8 | External works | Labour effort | Assembly | 16.4402 | Hours | 5 | 44 | 1 | FALSE | 1 | FALSE | 1 | [6 empty] | 0 | A4 | 38.7546 | 6.9633e-06 | 0.1269 | 0.034298 | 0.021648 | 0.00013516 | 577.6997 | 88.2105 | 0.15948
| Civic Offices | External lighting to pedestrian areas: Nominal allowance details to be determined. (Labour - External works (per £ spent)) | 1701359 | 8404474 | 8 | External works | Labour effort | Assembly | 16.4402 | Hours | 5 | 44 | 1 | FALSE | 1 | FALSE | 1 | [6 empty] | 5 | B4B5 | 39.6436 | 7.0208e-06 | 0.13172 | 0.035404 | 0.021923 | 0.00013623 | 591.3904 | 1058.3597 | 0.16301
| Civic Offices | External lighting to pedestrian areas: Nominal allowance details to be determined. (Labour - External works (per £ spent)) | 1701359 | 8404474 | 8 | External works | Labour effort | Assembly | 16.4402 | Hours | 5 | 44 | 1 | FALSE | 1 | FALSE | 1 | [6 empty] | 10 | B4B5 | 39.6436 | 7.0208e-06 | 0.13172 | 0.035404 | 0.021923 | 0.00013623 | 591.3904 | 1058.3597 | 0.16301
| Civic Offices | External lighting to pedestrian areas: Nominal allowance details to be determined. (Labour - External works (per £ spent)) | 1701359 | 8404474 | 8 | External works | Labour effort | Assembly | 16.4402 | Hours | 5 | 44 | 1 | FALSE | 1 | FALSE | 1 | [6 empty] | 15 | B4B5 | 39.6436 | 7.0208e-06 | 0.13172 | 0.035404 | 0.021923 | 0.00013623 | 591.3904 | 1058.3597 | 0.16301
| Civic Offices | External lighting to pedestrian areas: Nominal allowance details to be determined. (Labour - External works (per £ spent)) | 1701359 | 8404474 | 8 | External works | Labour effort | Assembly | 16.4402 | Hours | 5 | 44 | 1 | FALSE | 1 | FALSE | 1 | [6 empty] | 20 | B4B5 | 39.6436 | 7.0208e-06 | 0.13172 | 0.035404 | 0.021923 | 0.00013623 | 591.3904 | 1058.3597 | 0.16301
| Civic Offices | External lighting to pedestrian areas: Nominal allowance details to be determined. (Labour - External works (per £ spent)) | 1701359 | 8404474 | 8 | External works | Labour effort | Assembly | 16.4402 | Hours | 5 | 44 | 1 | FALSE | 1 | FALSE | 1 | [6 empty] | 25 | B4B5 | 39.6436 | 7.0208e-06 | 0.13172 | 0.035404 | 0.021923 | 0.00013623 | 591.3904 | 1058.3597 | 0.16301
| Civic Offices | External lighting to pedestrian areas: Nominal allowance details to be determined. (Labour - External works (per £ spent)) | 1701359 | 8404474 | 8 | External works | Labour effort | Assembly | 16.4402 | Hours | 5 | 44 | 1 | FALSE | 1 | FALSE | 1 | [6 empty] | 30 | B4B5 | 39.6436 | 7.0208e-06 | 0.13172 | 0.035404 | 0.021923 | 0.00013623 | 591.3904 | 1058.3597 | 0.16301
| Civic Offices | External lighting to pedestrian areas: Nominal allowance details to be determined. (Labour - External works (per £ spent)) | 1701359 | 8404474 | 8 | External works | Labour effort | Assembly | 16.4402 | Hours | 5 | 44 | 1 | FALSE | 1 | FALSE | 1 | [6 empty] | 35 | B4B5 | 39.6436 | 7.0208e-06 | 0.13172 | 0.035404 | 0.021923 | 0.00013623 | 591.3904 | 1058.3597 | 0.16301
| Civic Offices | External lighting to pedestrian areas: Nominal allowance details to be determined. (Labour - External works (per £ spent)) | 1701359 | 8404474 | 8 | External works | Labour effort | Assembly | 16.4402 | Hours | 5 | 44 | 1 | FALSE | 1 | FALSE | 1 | [6 empty] | 40 | B4B5 | 39.6436 | 7.0208e-06 | 0.13172 | 0.035404 | 0.021923 | 0.00013623 | 591.3904 | 1058.3597 | 0.16301
| Civic Offices | External lighting to pedestrian areas: Nominal allowance details to be determined. (Labour - External works (per £ spent)) | 1701359 | 8404474 | 8 | External works | Labour effort | Assembly | 16.4402 | Hours | 5 | 44 | 1 | FALSE | 1 | FALSE | 1 | [6 empty] | 45 | B4B5 | 39.6436 | 7.0208e-06 | 0.13172 | 0.035404 | 0.021923 | 0.00013623 | 591.3904 | 1058.3597 | 0.16301
| Civic Offices | External lighting to pedestrian areas: Nominal allowance details to be determined. (Labour - External works (per £ spent)) | 1701359 | 8404474 | 8 | External works | Labour effort | Assembly | 16.4402 | Hours | 5 | 44 | 1 | FALSE | 1 | FALSE | 1 | [6 empty] | 50 | B4B5 | 39.6436 | 7.0208e-06 | 0.13172 | 0.035404 | 0.021923 | 0.00013623 | 591.3904 | 1058.3597 | 0.16301
| Civic Offices | External lighting to pedestrian areas: Nominal allowance details to be determined. (Labour - External works (per £ spent)) | 1701359 | 8404474 | 8 | External works | Labour effort | Assembly | 16.4402 | Hours | 5 | 44 | 1 | FALSE | 1 | FALSE | 1 | [6 empty] | 55 | B4B5 | 39.6436 | 7.0208e-06 | 0.13172 | 0.035404 | 0.021923 | 0.00013623 | 591.3904 | 1058.3597 | 0.16301
| Civic Offices | External lighting to pedestrian areas: Nominal allowance details to be determined. (Labour - External works (per £ spent)) | 1701359 | 8404475 | 8 | External works | Labour Effort | Assembly | 16.4402 | Hours | 20 | 44 | 1 | FALSE | 1 | FALSE | 1 | [6 empty] | 0 | A5 | 0.88903 | 5.7578e-08 | 0.0048204 | 0.0011057 | 0.00027437 | 1.0732e-06 | 13.6907 | 970.1492 | 0.0035332
| Civic Offices | External lighting to pedestrian areas: Nominal allowance details to be determined. (Labour - External works (per £ spent)) | 1701359 | 8404475 | 8 | External works | Labour Effort | Assembly | 16.4402 | Hours | 20 | 44 | 1 | FALSE | 1 | FALSE | 1 | [6 empty] | 0 | A4 | 38.7546 | 6.9633e-06 | 0.1269 | 0.034298 | 0.021648 | 0.00013516 | 577.6997 | 88.2105 | 0.15948
| Civic Offices | External lighting to pedestrian areas: Nominal allowance details to be determined. (Labour - External works (per £ spent)) | 1701359 | 8404475 | 8 | External works | Labour Effort | Assembly | 16.4402 | Hours | 20 | 44 | 1 | FALSE | 1 | FALSE | 1 | [6 empty] | 20 | B4B5 | 39.6436 | 7.0208e-06 | 0.13172 | 0.035404 | 0.021923 | 0.00013623 | 591.3904 | 1058.3597 | 0.16301
| Civic Offices | External lighting to pedestrian areas: Nominal allowance details to be determined. (Labour - External works (per £ spent)) | 1701359 | 8404475 | 8 | External works | Labour Effort | Assembly | 16.4402 | Hours | 20 | 44 | 1 | FALSE | 1 | FALSE | 1 | [6 empty] | 40 | B4B5 | 39.6436 | 7.0208e-06 | 0.13172 | 0.035404 | 0.021923 | 0.00013623 | 591.3904 | 1058.3597 | 0.16301
| Civic Offices | External lighting to pedestrian areas: Nominal allowance details to be determined. (Labour - External works (per £ spent)) | 1701359 | 8404476 | 8 | External works | Labour Effort | Assembly | 2.74 | Hours | 5 | 44 | 1 | FALSE | 1 | FALSE | 1 | [6 empty] | 0 | A5 | 0.14817 | 9.5963e-09 | 0.0008034 | 0.00018428 | 4.5728e-05 | 1.7886e-07 | 2.2818 | 109.631 | 0.00058887
| Civic Offices | External lighting to pedestrian areas: Nominal allowance details to be determined. (Labour - External works (per £ spent)) | 1701359 | 8404476 | 8 | External works | Labour Effort | Assembly | 2.74 | Hours | 5 | 44 | 1 | FALSE | 1 | FALSE | 1 | [6 empty] | 0 | A4 | 0 | 0 | 0 | 0 | 0 | 0 | 0 | 0 | 0
| Civic Offices | External lighting to pedestrian areas: Nominal allowance details to be determined. (Labour - External works (per £ spent)) | 1701359 | 8404476 | 8 | External works | Labour Effort | Assembly | 2.74 | Hours | 5 | 44 | 1 | FALSE | 1 | FALSE | 1 | [6 empty] | 5 | B4B5 | 0.14817 | 9.5963e-09 | 0.0008034 | 0.00018428 | 4.5728e-05 | 1.7886e-07 | 2.2818 | 109.631 | 0.00058887
| Civic Offices | External lighting to pedestrian areas: Nominal allowance details to be determined. (Labour - External works (per £ spent)) | 1701359 | 8404476 | 8 | External works | Labour Effort | Assembly | 2.74 | Hours | 5 | 44 | 1 | FALSE | 1 | FALSE | 1 | [6 empty] | 10 | B4B5 | 0.14817 | 9.5963e-09 | 0.0008034 | 0.00018428 | 4.5728e-05 | 1.7886e-07 | 2.2818 | 109.631 | 0.00058887
| Civic Offices | External lighting to pedestrian areas: Nominal allowance details to be determined. (Labour - External works (per £ spent)) | 1701359 | 8404476 | 8 | External works | Labour Effort | Assembly | 2.74 | Hours | 5 | 44 | 1 | FALSE | 1 | FALSE | 1 | [6 empty] | 15 | B4B5 | 0.14817 | 9.5963e-09 | 0.0008034 | 0.00018428 | 4.5728e-05 | 1.7886e-07 | 2.2818 | 109.631 | 0.00058887
| Civic Offices | External lighting to pedestrian areas: Nominal allowance details to be determined. (Labour - External works (per £ spent)) | 1701359 | 8404476 | 8 | External works | Labour Effort | Assembly | 2.74 | Hours | 5 | 44 | 1 | FALSE | 1 | FALSE | 1 | [6 empty] | 20 | B4B5 | 0.14817 | 9.5963e-09 | 0.0008034 | 0.00018428 | 4.5728e-05 | 1.7886e-07 | 2.2818 | 109.631 | 0.00058887
| Civic Offices | External lighting to pedestrian areas: Nominal allowance details to be determined. (Labour - External works (per £ spent)) | 1701359 | 8404476 | 8 | External works | Labour Effort | Assembly | 2.74 | Hours | 5 | 44 | 1 | FALSE | 1 | FALSE | 1 | [6 empty] | 25 | B4B5 | 0.14817 | 9.5963e-09 | 0.0008034 | 0.00018428 | 4.5728e-05 | 1.7886e-07 | 2.2818 | 109.631 | 0.00058887
| Civic Offices | External lighting to pedestrian areas: Nominal allowance details to be determined. (Labour - External works (per £ spent)) | 1701359 | 8404476 | 8 | External works | Labour Effort | Assembly | 2.74 | Hours | 5 | 44 | 1 | FALSE | 1 | FALSE | 1 | [6 empty] | 30 | B4B5 | 0.14817 | 9.5963e-09 | 0.0008034 | 0.00018428 | 4.5728e-05 | 1.7886e-07 | 2.2818 | 109.631 | 0.00058887
| Civic Offices | External lighting to pedestrian areas: Nominal allowance details to be determined. (Labour - External works (per £ spent)) | 1701359 | 8404476 | 8 | External works | Labour Effort | Assembly | 2.74 | Hours | 5 | 44 | 1 | FALSE | 1 | FALSE | 1 | [6 empty] | 35 | B4B5 | 0.14817 | 9.5963e-09 | 0.0008034 | 0.00018428 | 4.5728e-05 | 1.7886e-07 | 2.2818 | 109.631 | 0.00058887
| Civic Offices | External lighting to pedestrian areas: Nominal allowance details to be determined. (Labour - External works (per £ spent)) | 1701359 | 8404476 | 8 | External works | Labour Effort | Assembly | 2.74 | Hours | 5 | 44 | 1 | FALSE | 1 | FALSE | 1 | [6 empty] | 40 | B4B5 | 0.14817 | 9.5963e-09 | 0.0008034 | 0.00018428 | 4.5728e-05 | 1.7886e-07 | 2.2818 | 109.631 | 0.00058887
| Civic Offices | External lighting to pedestrian areas: Nominal allowance details to be determined. (Labour - External works (per £ spent)) | 1701359 | 8404476 | 8 | External works | Labour Effort | Assembly | 2.74 | Hours | 5 | 44 | 1 | FALSE | 1 | FALSE | 1 | [6 empty] | 45 | B4B5 | 0.14817 | 9.5963e-09 | 0.0008034 | 0.00018428 | 4.5728e-05 | 1.7886e-07 | 2.2818 | 109.631 | 0.00058887
| Civic Offices | External lighting to pedestrian areas: Nominal allowance details to be determined. (Labour - External works (per £ spent)) | 1701359 | 8404476 | 8 | External works | Labour Effort | Assembly | 2.74 | Hours | 5 | 44 | 1 | FALSE | 1 | FALSE | 1 | [6 empty] | 50 | B4B5 | 0.14817 | 9.5963e-09 | 0.0008034 | 0.00018428 | 4.5728e-05 | 1.7886e-07 | 2.2818 | 109.631 | 0.00058887
| Civic Offices | External lighting to pedestrian areas: Nominal allowance details to be determined. (Labour - External works (per £ spent)) | 1701359 | 8404476 | 8 | External works | Labour Effort | Assembly | 2.74 | Hours | 5 | 44 | 1 | FALSE | 1 | FALSE | 1 | [6 empty] | 55 | B4B5 | 0.14817 | 9.5963e-09 | 0.0008034 | 0.00018428 | 4.5728e-05 | 1.7886e-07 | 2.2818 | 109.631 | 0.00058887
| Civic Offices | External lighting to pedestrian areas: Nominal allowance details to be determined. (Labour - External works (per £ spent)) | 1701359 | 8404477 | 8 | External works | Labour Effort | Assembly | 2.74 | Hours | 20 | 44 | 1 | FALSE | 1 | FALSE | 1 | [6 empty] | 0 | A5 | 0.14817 | 9.5963e-09 | 0.0008034 | 0.00018428 | 4.5728e-05 | 1.7886e-07 | 2.2818 | 109.631 | 0.00058887
| Civic Offices | External lighting to pedestrian areas: Nominal allowance details to be determined. (Labour - External works (per £ spent)) | 1701359 | 8404477 | 8 | External works | Labour Effort | Assembly | 2.74 | Hours | 20 | 44 | 1 | FALSE | 1 | FALSE | 1 | [6 empty] | 0 | A4 | 0 | 0 | 0 | 0 | 0 | 0 | 0 | 0 | 0
| Civic Offices | External lighting to pedestrian areas: Nominal allowance details to be determined. (Labour - External works (per £ spent)) | 1701359 | 8404477 | 8 | External works | Labour Effort | Assembly | 2.74 | Hours | 20 | 44 | 1 | FALSE | 1 | FALSE | 1 | [6 empty] | 20 | B4B5 | 0.14817 | 9.5963e-09 | 0.0008034 | 0.00018428 | 4.5728e-05 | 1.7886e-07 | 2.2818 | 109.631 | 0.00058887
| Civic Offices | External lighting to pedestrian areas: Nominal allowance details to be determined. (Labour - External works (per £ spent)) | 1701359 | 8404477 | 8 | External works | Labour Effort | Assembly | 2.74 | Hours | 20 | 44 | 1 | FALSE | 1 | FALSE | 1 | [6 empty] | 40 | B4B5 | 0.14817 | 9.5963e-09 | 0.0008034 | 0.00018428 | 4.5728e-05 | 1.7886e-07 | 2.2818 | 109.631 | 0.00058887
| Civic Offices | External illuminated bollards nimonal allowance including cable trench (Labour - External works (per £ spent)) | 1701360 | 8404478 | 8 | External works | Labour Effort | Assembly | 18.0842 | Hours | 10 | 44 | 1 | FALSE | 1 | FALSE | 1 | [6 empty] | 0 | A5 | 0.97793 | 6.3335e-08 | 0.0053024 | 0.0012163 | 0.0003018 | 1.1805e-06 | 15.0598 | 723.5648 | 0.0038865
| Civic Offices | External illuminated bollards nimonal allowance including cable trench (Labour - External works (per £ spent)) | 1701360 | 8404478 | 8 | External works | Labour Effort | Assembly | 18.0842 | Hours | 10 | 44 | 1 | FALSE | 1 | FALSE | 1 | [6 empty] | 0 | A4 | 0 | 0 | 0 | 0 | 0 | 0 | 0 | 0 | 0
| Civic Offices | External illuminated bollards nimonal allowance including cable trench (Labour - External works (per £ spent)) | 1701360 | 8404478 | 8 | External works | Labour Effort | Assembly | 18.0842 | Hours | 10 | 44 | 1 | FALSE | 1 | FALSE | 1 | [6 empty] | 10 | B4B5 | 0.97793 | 6.3335e-08 | 0.0053024 | 0.0012163 | 0.0003018 | 1.1805e-06 | 15.0598 | 723.5648 | 0.0038865
| Civic Offices | External illuminated bollards nimonal allowance including cable trench (Labour - External works (per £ spent)) | 1701360 | 8404478 | 8 | External works | Labour Effort | Assembly | 18.0842 | Hours | 10 | 44 | 1 | FALSE | 1 | FALSE | 1 | [6 empty] | 20 | B4B5 | 0.97793 | 6.3335e-08 | 0.0053024 | 0.0012163 | 0.0003018 | 1.1805e-06 | 15.0598 | 723.5648 | 0.0038865
| Civic Offices | External illuminated bollards nimonal allowance including cable trench (Labour - External works (per £ spent)) | 1701360 | 8404478 | 8 | External works | Labour Effort | Assembly | 18.0842 | Hours | 10 | 44 | 1 | FALSE | 1 | FALSE | 1 | [6 empty] | 30 | B4B5 | 0.97793 | 6.3335e-08 | 0.0053024 | 0.0012163 | 0.0003018 | 1.1805e-06 | 15.0598 | 723.5648 | 0.0038865
| Civic Offices | External illuminated bollards nimonal allowance including cable trench (Labour - External works (per £ spent)) | 1701360 | 8404478 | 8 | External works | Labour Effort | Assembly | 18.0842 | Hours | 10 | 44 | 1 | FALSE | 1 | FALSE | 1 | [6 empty] | 40 | B4B5 | 0.97793 | 6.3335e-08 | 0.0053024 | 0.0012163 | 0.0003018 | 1.1805e-06 | 15.0598 | 723.5648 | 0.0038865
| Civic Offices | External illuminated bollards nimonal allowance including cable trench (Labour - External works (per £ spent)) | 1701360 | 8404478 | 8 | External works | Labour Effort | Assembly | 18.0842 | Hours | 10 | 44 | 1 | FALSE | 1 | FALSE | 1 | [6 empty] | 50 | B4B5 | 0.97793 | 6.3335e-08 | 0.0053024 | 0.0012163 | 0.0003018 | 1.1805e-06 | 15.0598 | 723.5648 | 0.0038865
| Civic Offices | External illuminated bollards nimonal allowance including cable trench (Labour - External works (per £ spent)) | 1701360 | 8404479 | 8 | External works | Labour Effort | Assembly | 108.505 | Hours | 10 | 44 | 1 | FALSE | 1 | FALSE | 1 | [6 empty] | 0 | A5 | 5.8676 | 3.8001e-07 | 0.031815 | 0.0072975 | 0.0018108 | 7.0828e-06 | 90.3585 | 6402.9846 | 0.023319
| Civic Offices | External illuminated bollards nimonal allowance including cable trench (Labour - External works (per £ spent)) | 1701360 | 8404479 | 8 | External works | Labour Effort | Assembly | 108.505 | Hours | 10 | 44 | 1 | FALSE | 1 | FALSE | 1 | [6 empty] | 0 | A4 | 180.8546 | 3.2495e-05 | 0.59218 | 0.16006 | 0.10103 | 0.00063073 | 2695.932 | 411.6491 | 0.74424
| Civic Offices | External illuminated bollards nimonal allowance including cable trench (Labour - External works (per £ spent)) | 1701360 | 8404479 | 8 | External works | Labour Effort | Assembly | 108.505 | Hours | 10 | 44 | 1 | FALSE | 1 | FALSE | 1 | [6 empty] | 10 | B4B5 | 186.7222 | 3.2875e-05 | 0.624 | 0.16735 | 0.10284 | 0.00063781 | 2786.2906 | 6814.6338 | 0.76756
| Civic Offices | External illuminated bollards nimonal allowance including cable trench (Labour - External works (per £ spent)) | 1701360 | 8404479 | 8 | External works | Labour Effort | Assembly | 108.505 | Hours | 10 | 44 | 1 | FALSE | 1 | FALSE | 1 | [6 empty] | 20 | B4B5 | 186.7222 | 3.2875e-05 | 0.624 | 0.16735 | 0.10284 | 0.00063781 | 2786.2906 | 6814.6338 | 0.76756
| Civic Offices | External illuminated bollards nimonal allowance including cable trench (Labour - External works (per £ spent)) | 1701360 | 8404479 | 8 | External works | Labour Effort | Assembly | 108.505 | Hours | 10 | 44 | 1 | FALSE | 1 | FALSE | 1 | [6 empty] | 30 | B4B5 | 186.7222 | 3.2875e-05 | 0.624 | 0.16735 | 0.10284 | 0.00063781 | 2786.2906 | 6814.6338 | 0.76756
| Civic Offices | External illuminated bollards nimonal allowance including cable trench (Labour - External works (per £ spent)) | 1701360 | 8404479 | 8 | External works | Labour Effort | Assembly | 108.505 | Hours | 10 | 44 | 1 | FALSE | 1 | FALSE | 1 | [6 empty] | 40 | B4B5 | 186.7222 | 3.2875e-05 | 0.624 | 0.16735 | 0.10284 | 0.00063781 | 2786.2906 | 6814.6338 | 0.76756
| Civic Offices | External illuminated bollards nimonal allowance including cable trench (Labour - External works (per £ spent)) | 1701360 | 8404479 | 8 | External works | Labour Effort | Assembly | 108.505 | Hours | 10 | 44 | 1 | FALSE | 1 | FALSE | 1 | [6 empty] | 50 | B4B5 | 186.7222 | 3.2875e-05 | 0.624 | 0.16735 | 0.10284 | 0.00063781 | 2786.2906 | 6814.6338 | 0.76756
| Civic Offices | External illuminated bollards nimonal allowance including cable trench (Labour - External works (per £ spent)) | 1701360 | 8404480 | 8 | External works | Labour effort | Assembly | 54.2525 | Hours | 5 | 44 | 1 | FALSE | 1 | FALSE | 1 | [6 empty] | 0 | A5 | 2.9338 | 1.9001e-07 | 0.015907 | 0.0036488 | 0.00090541 | 3.5414e-06 | 45.1793 | 3201.4923 | 0.01166
| Civic Offices | External illuminated bollards nimonal allowance including cable trench (Labour - External works (per £ spent)) | 1701360 | 8404480 | 8 | External works | Labour effort | Assembly | 54.2525 | Hours | 5 | 44 | 1 | FALSE | 1 | FALSE | 1 | [6 empty] | 0 | A4 | 90.4273 | 1.6248e-05 | 0.29609 | 0.080028 | 0.050513 | 0.00031536 | 1347.966 | 205.8246 | 0.37212
| Civic Offices | External illuminated bollards nimonal allowance including cable trench (Labour - External works (per £ spent)) | 1701360 | 8404480 | 8 | External works | Labour effort | Assembly | 54.2525 | Hours | 5 | 44 | 1 | FALSE | 1 | FALSE | 1 | [6 empty] | 5 | B4B5 | 93.3611 | 1.6438e-05 | 0.312 | 0.083677 | 0.051418 | 0.0003189 | 1393.1453 | 3407.3169 | 0.38378
| Civic Offices | External illuminated bollards nimonal allowance including cable trench (Labour - External works (per £ spent)) | 1701360 | 8404480 | 8 | External works | Labour effort | Assembly | 54.2525 | Hours | 5 | 44 | 1 | FALSE | 1 | FALSE | 1 | [6 empty] | 10 | B4B5 | 93.3611 | 1.6438e-05 | 0.312 | 0.083677 | 0.051418 | 0.0003189 | 1393.1453 | 3407.3169 | 0.38378
| Civic Offices | External illuminated bollards nimonal allowance including cable trench (Labour - External works (per £ spent)) | 1701360 | 8404480 | 8 | External works | Labour effort | Assembly | 54.2525 | Hours | 5 | 44 | 1 | FALSE | 1 | FALSE | 1 | [6 empty] | 15 | B4B5 | 93.3611 | 1.6438e-05 | 0.312 | 0.083677 | 0.051418 | 0.0003189 | 1393.1453 | 3407.3169 | 0.38378
| Civic Offices | External illuminated bollards nimonal allowance including cable trench (Labour - External works (per £ spent)) | 1701360 | 8404480 | 8 | External works | Labour effort | Assembly | 54.2525 | Hours | 5 | 44 | 1 | FALSE | 1 | FALSE | 1 | [6 empty] | 20 | B4B5 | 93.3611 | 1.6438e-05 | 0.312 | 0.083677 | 0.051418 | 0.0003189 | 1393.1453 | 3407.3169 | 0.38378
| Civic Offices | External illuminated bollards nimonal allowance including cable trench (Labour - External works (per £ spent)) | 1701360 | 8404480 | 8 | External works | Labour effort | Assembly | 54.2525 | Hours | 5 | 44 | 1 | FALSE | 1 | FALSE | 1 | [6 empty] | 25 | B4B5 | 93.3611 | 1.6438e-05 | 0.312 | 0.083677 | 0.051418 | 0.0003189 | 1393.1453 | 3407.3169 | 0.38378
| Civic Offices | External illuminated bollards nimonal allowance including cable trench (Labour - External works (per £ spent)) | 1701360 | 8404480 | 8 | External works | Labour effort | Assembly | 54.2525 | Hours | 5 | 44 | 1 | FALSE | 1 | FALSE | 1 | [6 empty] | 30 | B4B5 | 93.3611 | 1.6438e-05 | 0.312 | 0.083677 | 0.051418 | 0.0003189 | 1393.1453 | 3407.3169 | 0.38378
| Civic Offices | External illuminated bollards nimonal allowance including cable trench (Labour - External works (per £ spent)) | 1701360 | 8404480 | 8 | External works | Labour effort | Assembly | 54.2525 | Hours | 5 | 44 | 1 | FALSE | 1 | FALSE | 1 | [6 empty] | 35 | B4B5 | 93.3611 | 1.6438e-05 | 0.312 | 0.083677 | 0.051418 | 0.0003189 | 1393.1453 | 3407.3169 | 0.38378
| Civic Offices | External illuminated bollards nimonal allowance including cable trench (Labour - External works (per £ spent)) | 1701360 | 8404480 | 8 | External works | Labour effort | Assembly | 54.2525 | Hours | 5 | 44 | 1 | FALSE | 1 | FALSE | 1 | [6 empty] | 40 | B4B5 | 93.3611 | 1.6438e-05 | 0.312 | 0.083677 | 0.051418 | 0.0003189 | 1393.1453 | 3407.3169 | 0.38378
| Civic Offices | External illuminated bollards nimonal allowance including cable trench (Labour - External works (per £ spent)) | 1701360 | 8404480 | 8 | External works | Labour effort | Assembly | 54.2525 | Hours | 5 | 44 | 1 | FALSE | 1 | FALSE | 1 | [6 empty] | 45 | B4B5 | 93.3611 | 1.6438e-05 | 0.312 | 0.083677 | 0.051418 | 0.0003189 | 1393.1453 | 3407.3169 | 0.38378
| Civic Offices | External illuminated bollards nimonal allowance including cable trench (Labour - External works (per £ spent)) | 1701360 | 8404480 | 8 | External works | Labour effort | Assembly | 54.2525 | Hours | 5 | 44 | 1 | FALSE | 1 | FALSE | 1 | [6 empty] | 50 | B4B5 | 93.3611 | 1.6438e-05 | 0.312 | 0.083677 | 0.051418 | 0.0003189 | 1393.1453 | 3407.3169 | 0.38378
| Civic Offices | External illuminated bollards nimonal allowance including cable trench (Labour - External works (per £ spent)) | 1701360 | 8404480 | 8 | External works | Labour effort | Assembly | 54.2525 | Hours | 5 | 44 | 1 | FALSE | 1 | FALSE | 1 | [6 empty] | 55 | B4B5 | 93.3611 | 1.6438e-05 | 0.312 | 0.083677 | 0.051418 | 0.0003189 | 1393.1453 | 3407.3169 | 0.38378
| Civic Offices | External illuminated bollards nimonal allowance including cable trench (Labour - External works (per £ spent)) | 1701360 | 8404481 | 8 | External works | Labour Effort | Assembly | 54.2525 | Hours | 20 | 44 | 1 | FALSE | 1 | FALSE | 1 | [6 empty] | 0 | A5 | 2.9338 | 1.9001e-07 | 0.015907 | 0.0036488 | 0.00090541 | 3.5414e-06 | 45.1793 | 3201.4923 | 0.01166
| Civic Offices | External illuminated bollards nimonal allowance including cable trench (Labour - External works (per £ spent)) | 1701360 | 8404481 | 8 | External works | Labour Effort | Assembly | 54.2525 | Hours | 20 | 44 | 1 | FALSE | 1 | FALSE | 1 | [6 empty] | 0 | A4 | 90.4273 | 1.6248e-05 | 0.29609 | 0.080028 | 0.050513 | 0.00031536 | 1347.966 | 205.8246 | 0.37212
| Civic Offices | External illuminated bollards nimonal allowance including cable trench (Labour - External works (per £ spent)) | 1701360 | 8404481 | 8 | External works | Labour Effort | Assembly | 54.2525 | Hours | 20 | 44 | 1 | FALSE | 1 | FALSE | 1 | [6 empty] | 20 | B4B5 | 93.3611 | 1.6438e-05 | 0.312 | 0.083677 | 0.051418 | 0.0003189 | 1393.1453 | 3407.3169 | 0.38378
| Civic Offices | External illuminated bollards nimonal allowance including cable trench (Labour - External works (per £ spent)) | 1701360 | 8404481 | 8 | External works | Labour Effort | Assembly | 54.2525 | Hours | 20 | 44 | 1 | FALSE | 1 | FALSE | 1 | [6 empty] | 40 | B4B5 | 93.3611 | 1.6438e-05 | 0.312 | 0.083677 | 0.051418 | 0.0003189 | 1393.1453 | 3407.3169 | 0.38378
| Civic Offices | External illuminated bollards nimonal allowance including cable trench (Labour - External works (per £ spent)) | 1701360 | 8404482 | 8 | External works | Labour Effort | Assembly | 9.0421 | Hours | 5 | 44 | 1 | FALSE | 1 | FALSE | 1 | [6 empty] | 0 | A5 | 0.48897 | 3.1668e-08 | 0.0026512 | 0.00060813 | 0.0001509 | 5.9023e-07 | 7.5299 | 361.7824 | 0.0019433
| Civic Offices | External illuminated bollards nimonal allowance including cable trench (Labour - External works (per £ spent)) | 1701360 | 8404482 | 8 | External works | Labour Effort | Assembly | 9.0421 | Hours | 5 | 44 | 1 | FALSE | 1 | FALSE | 1 | [6 empty] | 0 | A4 | 0 | 0 | 0 | 0 | 0 | 0 | 0 | 0 | 0
| Civic Offices | External illuminated bollards nimonal allowance including cable trench (Labour - External works (per £ spent)) | 1701360 | 8404482 | 8 | External works | Labour Effort | Assembly | 9.0421 | Hours | 5 | 44 | 1 | FALSE | 1 | FALSE | 1 | [6 empty] | 5 | B4B5 | 0.48897 | 3.1668e-08 | 0.0026512 | 0.00060813 | 0.0001509 | 5.9023e-07 | 7.5299 | 361.7824 | 0.0019433
| Civic Offices | External illuminated bollards nimonal allowance including cable trench (Labour - External works (per £ spent)) | 1701360 | 8404482 | 8 | External works | Labour Effort | Assembly | 9.0421 | Hours | 5 | 44 | 1 | FALSE | 1 | FALSE | 1 | [6 empty] | 10 | B4B5 | 0.48897 | 3.1668e-08 | 0.0026512 | 0.00060813 | 0.0001509 | 5.9023e-07 | 7.5299 | 361.7824 | 0.0019433
| Civic Offices | External illuminated bollards nimonal allowance including cable trench (Labour - External works (per £ spent)) | 1701360 | 8404482 | 8 | External works | Labour Effort | Assembly | 9.0421 | Hours | 5 | 44 | 1 | FALSE | 1 | FALSE | 1 | [6 empty] | 15 | B4B5 | 0.48897 | 3.1668e-08 | 0.0026512 | 0.00060813 | 0.0001509 | 5.9023e-07 | 7.5299 | 361.7824 | 0.0019433
| Civic Offices | External illuminated bollards nimonal allowance including cable trench (Labour - External works (per £ spent)) | 1701360 | 8404482 | 8 | External works | Labour Effort | Assembly | 9.0421 | Hours | 5 | 44 | 1 | FALSE | 1 | FALSE | 1 | [6 empty] | 20 | B4B5 | 0.48897 | 3.1668e-08 | 0.0026512 | 0.00060813 | 0.0001509 | 5.9023e-07 | 7.5299 | 361.7824 | 0.0019433
| Civic Offices | External illuminated bollards nimonal allowance including cable trench (Labour - External works (per £ spent)) | 1701360 | 8404482 | 8 | External works | Labour Effort | Assembly | 9.0421 | Hours | 5 | 44 | 1 | FALSE | 1 | FALSE | 1 | [6 empty] | 25 | B4B5 | 0.48897 | 3.1668e-08 | 0.0026512 | 0.00060813 | 0.0001509 | 5.9023e-07 | 7.5299 | 361.7824 | 0.0019433
| Civic Offices | External illuminated bollards nimonal allowance including cable trench (Labour - External works (per £ spent)) | 1701360 | 8404482 | 8 | External works | Labour Effort | Assembly | 9.0421 | Hours | 5 | 44 | 1 | FALSE | 1 | FALSE | 1 | [6 empty] | 30 | B4B5 | 0.48897 | 3.1668e-08 | 0.0026512 | 0.00060813 | 0.0001509 | 5.9023e-07 | 7.5299 | 361.7824 | 0.0019433
| Civic Offices | External illuminated bollards nimonal allowance including cable trench (Labour - External works (per £ spent)) | 1701360 | 8404482 | 8 | External works | Labour Effort | Assembly | 9.0421 | Hours | 5 | 44 | 1 | FALSE | 1 | FALSE | 1 | [6 empty] | 35 | B4B5 | 0.48897 | 3.1668e-08 | 0.0026512 | 0.00060813 | 0.0001509 | 5.9023e-07 | 7.5299 | 361.7824 | 0.0019433
| Civic Offices | External illuminated bollards nimonal allowance including cable trench (Labour - External works (per £ spent)) | 1701360 | 8404482 | 8 | External works | Labour Effort | Assembly | 9.0421 | Hours | 5 | 44 | 1 | FALSE | 1 | FALSE | 1 | [6 empty] | 40 | B4B5 | 0.48897 | 3.1668e-08 | 0.0026512 | 0.00060813 | 0.0001509 | 5.9023e-07 | 7.5299 | 361.7824 | 0.0019433
| Civic Offices | External illuminated bollards nimonal allowance including cable trench (Labour - External works (per £ spent)) | 1701360 | 8404482 | 8 | External works | Labour Effort | Assembly | 9.0421 | Hours | 5 | 44 | 1 | FALSE | 1 | FALSE | 1 | [6 empty] | 45 | B4B5 | 0.48897 | 3.1668e-08 | 0.0026512 | 0.00060813 | 0.0001509 | 5.9023e-07 | 7.5299 | 361.7824 | 0.0019433
| Civic Offices | External illuminated bollards nimonal allowance including cable trench (Labour - External works (per £ spent)) | 1701360 | 8404482 | 8 | External works | Labour Effort | Assembly | 9.0421 | Hours | 5 | 44 | 1 | FALSE | 1 | FALSE | 1 | [6 empty] | 50 | B4B5 | 0.48897 | 3.1668e-08 | 0.0026512 | 0.00060813 | 0.0001509 | 5.9023e-07 | 7.5299 | 361.7824 | 0.0019433
| Civic Offices | External illuminated bollards nimonal allowance including cable trench (Labour - External works (per £ spent)) | 1701360 | 8404482 | 8 | External works | Labour Effort | Assembly | 9.0421 | Hours | 5 | 44 | 1 | FALSE | 1 | FALSE | 1 | [6 empty] | 55 | B4B5 | 0.48897 | 3.1668e-08 | 0.0026512 | 0.00060813 | 0.0001509 | 5.9023e-07 | 7.5299 | 361.7824 | 0.0019433
| Civic Offices | External illuminated bollards nimonal allowance including cable trench (Labour - External works (per £ spent)) | 1701360 | 8404483 | 8 | External works | Labour Effort | Assembly | 9.0421 | Hours | 20 | 44 | 1 | FALSE | 1 | FALSE | 1 | [6 empty] | 0 | A5 | 0.48897 | 3.1668e-08 | 0.0026512 | 0.00060813 | 0.0001509 | 5.9023e-07 | 7.5299 | 361.7824 | 0.0019433
| Civic Offices | External illuminated bollards nimonal allowance including cable trench (Labour - External works (per £ spent)) | 1701360 | 8404483 | 8 | External works | Labour Effort | Assembly | 9.0421 | Hours | 20 | 44 | 1 | FALSE | 1 | FALSE | 1 | [6 empty] | 0 | A4 | 0 | 0 | 0 | 0 | 0 | 0 | 0 | 0 | 0
| Civic Offices | External illuminated bollards nimonal allowance including cable trench (Labour - External works (per £ spent)) | 1701360 | 8404483 | 8 | External works | Labour Effort | Assembly | 9.0421 | Hours | 20 | 44 | 1 | FALSE | 1 | FALSE | 1 | [6 empty] | 20 | B4B5 | 0.48897 | 3.1668e-08 | 0.0026512 | 0.00060813 | 0.0001509 | 5.9023e-07 | 7.5299 | 361.7824 | 0.0019433
| Civic Offices | External illuminated bollards nimonal allowance including cable trench (Labour - External works (per £ spent)) | 1701360 | 8404483 | 8 | External works | Labour Effort | Assembly | 9.0421 | Hours | 20 | 44 | 1 | FALSE | 1 | FALSE | 1 | [6 empty] | 40 | B4B5 | 0.48897 | 3.1668e-08 | 0.0026512 | 0.00060813 | 0.0001509 | 5.9023e-07 | 7.5299 | 361.7824 | 0.0019433
| Civic Offices | External lighting columns nominal allowance including cable trench (Labour - External works (per £ spent)) | 1701361 | 8404484 | 8 | External works | Labour Effort | Assembly | 3.9456 | Hours | 10 | 44 | 1 | FALSE | 1 | FALSE | 1 | [6 empty] | 0 | A5 | 0.21337 | 1.3819e-08 | 0.0011569 | 0.00026536 | 6.5848e-05 | 2.5756e-07 | 3.2858 | 157.8687 | 0.00084797
| Civic Offices | External lighting columns nominal allowance including cable trench (Labour - External works (per £ spent)) | 1701361 | 8404484 | 8 | External works | Labour Effort | Assembly | 3.9456 | Hours | 10 | 44 | 1 | FALSE | 1 | FALSE | 1 | [6 empty] | 0 | A4 | 0 | 0 | 0 | 0 | 0 | 0 | 0 | 0 | 0
| Civic Offices | External lighting columns nominal allowance including cable trench (Labour - External works (per £ spent)) | 1701361 | 8404484 | 8 | External works | Labour Effort | Assembly | 3.9456 | Hours | 10 | 44 | 1 | FALSE | 1 | FALSE | 1 | [6 empty] | 10 | B4B5 | 0.21337 | 1.3819e-08 | 0.0011569 | 0.00026536 | 6.5848e-05 | 2.5756e-07 | 3.2858 | 157.8687 | 0.00084797
| Civic Offices | External lighting columns nominal allowance including cable trench (Labour - External works (per £ spent)) | 1701361 | 8404484 | 8 | External works | Labour Effort | Assembly | 3.9456 | Hours | 10 | 44 | 1 | FALSE | 1 | FALSE | 1 | [6 empty] | 20 | B4B5 | 0.21337 | 1.3819e-08 | 0.0011569 | 0.00026536 | 6.5848e-05 | 2.5756e-07 | 3.2858 | 157.8687 | 0.00084797
| Civic Offices | External lighting columns nominal allowance including cable trench (Labour - External works (per £ spent)) | 1701361 | 8404484 | 8 | External works | Labour Effort | Assembly | 3.9456 | Hours | 10 | 44 | 1 | FALSE | 1 | FALSE | 1 | [6 empty] | 30 | B4B5 | 0.21337 | 1.3819e-08 | 0.0011569 | 0.00026536 | 6.5848e-05 | 2.5756e-07 | 3.2858 | 157.8687 | 0.00084797
| Civic Offices | External lighting columns nominal allowance including cable trench (Labour - External works (per £ spent)) | 1701361 | 8404484 | 8 | External works | Labour Effort | Assembly | 3.9456 | Hours | 10 | 44 | 1 | FALSE | 1 | FALSE | 1 | [6 empty] | 40 | B4B5 | 0.21337 | 1.3819e-08 | 0.0011569 | 0.00026536 | 6.5848e-05 | 2.5756e-07 | 3.2858 | 157.8687 | 0.00084797
| Civic Offices | External lighting columns nominal allowance including cable trench (Labour - External works (per £ spent)) | 1701361 | 8404484 | 8 | External works | Labour Effort | Assembly | 3.9456 | Hours | 10 | 44 | 1 | FALSE | 1 | FALSE | 1 | [6 empty] | 50 | B4B5 | 0.21337 | 1.3819e-08 | 0.0011569 | 0.00026536 | 6.5848e-05 | 2.5756e-07 | 3.2858 | 157.8687 | 0.00084797
| Civic Offices | External lighting columns nominal allowance including cable trench (Labour - External works (per £ spent)) | 1701361 | 8404485 | 8 | External works | Labour Effort | Assembly | 23.6738 | Hours | 10 | 44 | 1 | FALSE | 1 | FALSE | 1 | [6 empty] | 0 | A5 | 1.2802 | 8.2912e-08 | 0.0069414 | 0.0015922 | 0.00039509 | 1.5453e-06 | 19.7146 | 1397.0148 | 0.0050878
| Civic Offices | External lighting columns nominal allowance including cable trench (Labour - External works (per £ spent)) | 1701361 | 8404485 | 8 | External works | Labour Effort | Assembly | 23.6738 | Hours | 10 | 44 | 1 | FALSE | 1 | FALSE | 1 | [6 empty] | 0 | A4 | 38.7546 | 6.9633e-06 | 0.1269 | 0.034298 | 0.021648 | 0.00013516 | 577.6997 | 88.2105 | 0.15948
| Civic Offices | External lighting columns nominal allowance including cable trench (Labour - External works (per £ spent)) | 1701361 | 8404485 | 8 | External works | Labour Effort | Assembly | 23.6738 | Hours | 10 | 44 | 1 | FALSE | 1 | FALSE | 1 | [6 empty] | 10 | B4B5 | 40.0348 | 7.0462e-06 | 0.13384 | 0.03589 | 0.022043 | 0.0001367 | 597.4143 | 1485.2254 | 0.16457
| Civic Offices | External lighting columns nominal allowance including cable trench (Labour - External works (per £ spent)) | 1701361 | 8404485 | 8 | External works | Labour Effort | Assembly | 23.6738 | Hours | 10 | 44 | 1 | FALSE | 1 | FALSE | 1 | [6 empty] | 20 | B4B5 | 40.0348 | 7.0462e-06 | 0.13384 | 0.03589 | 0.022043 | 0.0001367 | 597.4143 | 1485.2254 | 0.16457
| Civic Offices | External lighting columns nominal allowance including cable trench (Labour - External works (per £ spent)) | 1701361 | 8404485 | 8 | External works | Labour Effort | Assembly | 23.6738 | Hours | 10 | 44 | 1 | FALSE | 1 | FALSE | 1 | [6 empty] | 30 | B4B5 | 40.0348 | 7.0462e-06 | 0.13384 | 0.03589 | 0.022043 | 0.0001367 | 597.4143 | 1485.2254 | 0.16457
| Civic Offices | External lighting columns nominal allowance including cable trench (Labour - External works (per £ spent)) | 1701361 | 8404485 | 8 | External works | Labour Effort | Assembly | 23.6738 | Hours | 10 | 44 | 1 | FALSE | 1 | FALSE | 1 | [6 empty] | 40 | B4B5 | 40.0348 | 7.0462e-06 | 0.13384 | 0.03589 | 0.022043 | 0.0001367 | 597.4143 | 1485.2254 | 0.16457
| Civic Offices | External lighting columns nominal allowance including cable trench (Labour - External works (per £ spent)) | 1701361 | 8404485 | 8 | External works | Labour Effort | Assembly | 23.6738 | Hours | 10 | 44 | 1 | FALSE | 1 | FALSE | 1 | [6 empty] | 50 | B4B5 | 40.0348 | 7.0462e-06 | 0.13384 | 0.03589 | 0.022043 | 0.0001367 | 597.4143 | 1485.2254 | 0.16457
| Civic Offices | External lighting columns nominal allowance including cable trench (Labour - External works (per £ spent)) | 1701361 | 8404486 | 8 | External works | Labour effort | Assembly | 11.8369 | Hours | 5 | 44 | 1 | FALSE | 1 | FALSE | 1 | [6 empty] | 0 | A5 | 0.6401 | 4.1456e-08 | 0.0034707 | 0.00079609 | 0.00019754 | 7.7267e-07 | 9.8573 | 698.5074 | 0.0025439
| Civic Offices | External lighting columns nominal allowance including cable trench (Labour - External works (per £ spent)) | 1701361 | 8404486 | 8 | External works | Labour effort | Assembly | 11.8369 | Hours | 5 | 44 | 1 | FALSE | 1 | FALSE | 1 | [6 empty] | 0 | A4 | 25.8364 | 4.6422e-06 | 0.084597 | 0.022865 | 0.014432 | 9.0104e-05 | 385.1331 | 58.807 | 0.10632
| Civic Offices | External lighting columns nominal allowance including cable trench (Labour - External works (per £ spent)) | 1701361 | 8404486 | 8 | External works | Labour effort | Assembly | 11.8369 | Hours | 5 | 44 | 1 | FALSE | 1 | FALSE | 1 | [6 empty] | 5 | B4B5 | 26.4765 | 4.6836e-06 | 0.088068 | 0.023661 | 0.01463 | 9.0877e-05 | 394.9904 | 757.3144 | 0.10886
| Civic Offices | External lighting columns nominal allowance including cable trench (Labour - External works (per £ spent)) | 1701361 | 8404486 | 8 | External works | Labour effort | Assembly | 11.8369 | Hours | 5 | 44 | 1 | FALSE | 1 | FALSE | 1 | [6 empty] | 10 | B4B5 | 26.4765 | 4.6836e-06 | 0.088068 | 0.023661 | 0.01463 | 9.0877e-05 | 394.9904 | 757.3144 | 0.10886
| Civic Offices | External lighting columns nominal allowance including cable trench (Labour - External works (per £ spent)) | 1701361 | 8404486 | 8 | External works | Labour effort | Assembly | 11.8369 | Hours | 5 | 44 | 1 | FALSE | 1 | FALSE | 1 | [6 empty] | 15 | B4B5 | 26.4765 | 4.6836e-06 | 0.088068 | 0.023661 | 0.01463 | 9.0877e-05 | 394.9904 | 757.3144 | 0.10886
| Civic Offices | External lighting columns nominal allowance including cable trench (Labour - External works (per £ spent)) | 1701361 | 8404486 | 8 | External works | Labour effort | Assembly | 11.8369 | Hours | 5 | 44 | 1 | FALSE | 1 | FALSE | 1 | [6 empty] | 20 | B4B5 | 26.4765 | 4.6836e-06 | 0.088068 | 0.023661 | 0.01463 | 9.0877e-05 | 394.9904 | 757.3144 | 0.10886
| Civic Offices | External lighting columns nominal allowance including cable trench (Labour - External works (per £ spent)) | 1701361 | 8404486 | 8 | External works | Labour effort | Assembly | 11.8369 | Hours | 5 | 44 | 1 | FALSE | 1 | FALSE | 1 | [6 empty] | 25 | B4B5 | 26.4765 | 4.6836e-06 | 0.088068 | 0.023661 | 0.01463 | 9.0877e-05 | 394.9904 | 757.3144 | 0.10886
| Civic Offices | External lighting columns nominal allowance including cable trench (Labour - External works (per £ spent)) | 1701361 | 8404486 | 8 | External works | Labour effort | Assembly | 11.8369 | Hours | 5 | 44 | 1 | FALSE | 1 | FALSE | 1 | [6 empty] | 30 | B4B5 | 26.4765 | 4.6836e-06 | 0.088068 | 0.023661 | 0.01463 | 9.0877e-05 | 394.9904 | 757.3144 | 0.10886
| Civic Offices | External lighting columns nominal allowance including cable trench (Labour - External works (per £ spent)) | 1701361 | 8404486 | 8 | External works | Labour effort | Assembly | 11.8369 | Hours | 5 | 44 | 1 | FALSE | 1 | FALSE | 1 | [6 empty] | 35 | B4B5 | 26.4765 | 4.6836e-06 | 0.088068 | 0.023661 | 0.01463 | 9.0877e-05 | 394.9904 | 757.3144 | 0.10886
| Civic Offices | External lighting columns nominal allowance including cable trench (Labour - External works (per £ spent)) | 1701361 | 8404486 | 8 | External works | Labour effort | Assembly | 11.8369 | Hours | 5 | 44 | 1 | FALSE | 1 | FALSE | 1 | [6 empty] | 40 | B4B5 | 26.4765 | 4.6836e-06 | 0.088068 | 0.023661 | 0.01463 | 9.0877e-05 | 394.9904 | 757.3144 | 0.10886
| Civic Offices | External lighting columns nominal allowance including cable trench (Labour - External works (per £ spent)) | 1701361 | 8404486 | 8 | External works | Labour effort | Assembly | 11.8369 | Hours | 5 | 44 | 1 | FALSE | 1 | FALSE | 1 | [6 empty] | 45 | B4B5 | 26.4765 | 4.6836e-06 | 0.088068 | 0.023661 | 0.01463 | 9.0877e-05 | 394.9904 | 757.3144 | 0.10886
| Civic Offices | External lighting columns nominal allowance including cable trench (Labour - External works (per £ spent)) | 1701361 | 8404486 | 8 | External works | Labour effort | Assembly | 11.8369 | Hours | 5 | 44 | 1 | FALSE | 1 | FALSE | 1 | [6 empty] | 50 | B4B5 | 26.4765 | 4.6836e-06 | 0.088068 | 0.023661 | 0.01463 | 9.0877e-05 | 394.9904 | 757.3144 | 0.10886
| Civic Offices | External lighting columns nominal allowance including cable trench (Labour - External works (per £ spent)) | 1701361 | 8404486 | 8 | External works | Labour effort | Assembly | 11.8369 | Hours | 5 | 44 | 1 | FALSE | 1 | FALSE | 1 | [6 empty] | 55 | B4B5 | 26.4765 | 4.6836e-06 | 0.088068 | 0.023661 | 0.01463 | 9.0877e-05 | 394.9904 | 757.3144 | 0.10886
| Civic Offices | External lighting columns nominal allowance including cable trench (Labour - External works (per £ spent)) | 1701361 | 8404487 | 8 | External works | Labour Effort | Assembly | 11.8369 | Hours | 20 | 44 | 1 | FALSE | 1 | FALSE | 1 | [6 empty] | 0 | A5 | 0.6401 | 4.1456e-08 | 0.0034707 | 0.00079609 | 0.00019754 | 7.7267e-07 | 9.8573 | 698.5074 | 0.0025439
| Civic Offices | External lighting columns nominal allowance including cable trench (Labour - External works (per £ spent)) | 1701361 | 8404487 | 8 | External works | Labour Effort | Assembly | 11.8369 | Hours | 20 | 44 | 1 | FALSE | 1 | FALSE | 1 | [6 empty] | 0 | A4 | 25.8364 | 4.6422e-06 | 0.084597 | 0.022865 | 0.014432 | 9.0104e-05 | 385.1331 | 58.807 | 0.10632
| Civic Offices | External lighting columns nominal allowance including cable trench (Labour - External works (per £ spent)) | 1701361 | 8404487 | 8 | External works | Labour Effort | Assembly | 11.8369 | Hours | 20 | 44 | 1 | FALSE | 1 | FALSE | 1 | [6 empty] | 20 | B4B5 | 26.4765 | 4.6836e-06 | 0.088068 | 0.023661 | 0.01463 | 9.0877e-05 | 394.9904 | 757.3144 | 0.10886
| Civic Offices | External lighting columns nominal allowance including cable trench (Labour - External works (per £ spent)) | 1701361 | 8404487 | 8 | External works | Labour Effort | Assembly | 11.8369 | Hours | 20 | 44 | 1 | FALSE | 1 | FALSE | 1 | [6 empty] | 40 | B4B5 | 26.4765 | 4.6836e-06 | 0.088068 | 0.023661 | 0.01463 | 9.0877e-05 | 394.9904 | 757.3144 | 0.10886
| Civic Offices | External lighting columns nominal allowance including cable trench (Labour - External works (per £ spent)) | 1701361 | 8404488 | 8 | External works | Labour Effort | Assembly | 1.9728 | Hours | 5 | 44 | 1 | FALSE | 1 | FALSE | 1 | [6 empty] | 0 | A5 | 0.10668 | 6.9093e-09 | 0.00057845 | 0.00013268 | 3.2924e-05 | 1.2878e-07 | 1.6429 | 78.9343 | 0.00042398
| Civic Offices | External lighting columns nominal allowance including cable trench (Labour - External works (per £ spent)) | 1701361 | 8404488 | 8 | External works | Labour Effort | Assembly | 1.9728 | Hours | 5 | 44 | 1 | FALSE | 1 | FALSE | 1 | [6 empty] | 0 | A4 | 0 | 0 | 0 | 0 | 0 | 0 | 0 | 0 | 0
| Civic Offices | External lighting columns nominal allowance including cable trench (Labour - External works (per £ spent)) | 1701361 | 8404488 | 8 | External works | Labour Effort | Assembly | 1.9728 | Hours | 5 | 44 | 1 | FALSE | 1 | FALSE | 1 | [6 empty] | 5 | B4B5 | 0.10668 | 6.9093e-09 | 0.00057845 | 0.00013268 | 3.2924e-05 | 1.2878e-07 | 1.6429 | 78.9343 | 0.00042398
| Civic Offices | External lighting columns nominal allowance including cable trench (Labour - External works (per £ spent)) | 1701361 | 8404488 | 8 | External works | Labour Effort | Assembly | 1.9728 | Hours | 5 | 44 | 1 | FALSE | 1 | FALSE | 1 | [6 empty] | 10 | B4B5 | 0.10668 | 6.9093e-09 | 0.00057845 | 0.00013268 | 3.2924e-05 | 1.2878e-07 | 1.6429 | 78.9343 | 0.00042398
| Civic Offices | External lighting columns nominal allowance including cable trench (Labour - External works (per £ spent)) | 1701361 | 8404488 | 8 | External works | Labour Effort | Assembly | 1.9728 | Hours | 5 | 44 | 1 | FALSE | 1 | FALSE | 1 | [6 empty] | 15 | B4B5 | 0.10668 | 6.9093e-09 | 0.00057845 | 0.00013268 | 3.2924e-05 | 1.2878e-07 | 1.6429 | 78.9343 | 0.00042398
| Civic Offices | External lighting columns nominal allowance including cable trench (Labour - External works (per £ spent)) | 1701361 | 8404488 | 8 | External works | Labour Effort | Assembly | 1.9728 | Hours | 5 | 44 | 1 | FALSE | 1 | FALSE | 1 | [6 empty] | 20 | B4B5 | 0.10668 | 6.9093e-09 | 0.00057845 | 0.00013268 | 3.2924e-05 | 1.2878e-07 | 1.6429 | 78.9343 | 0.00042398
| Civic Offices | External lighting columns nominal allowance including cable trench (Labour - External works (per £ spent)) | 1701361 | 8404488 | 8 | External works | Labour Effort | Assembly | 1.9728 | Hours | 5 | 44 | 1 | FALSE | 1 | FALSE | 1 | [6 empty] | 25 | B4B5 | 0.10668 | 6.9093e-09 | 0.00057845 | 0.00013268 | 3.2924e-05 | 1.2878e-07 | 1.6429 | 78.9343 | 0.00042398
| Civic Offices | External lighting columns nominal allowance including cable trench (Labour - External works (per £ spent)) | 1701361 | 8404488 | 8 | External works | Labour Effort | Assembly | 1.9728 | Hours | 5 | 44 | 1 | FALSE | 1 | FALSE | 1 | [6 empty] | 30 | B4B5 | 0.10668 | 6.9093e-09 | 0.00057845 | 0.00013268 | 3.2924e-05 | 1.2878e-07 | 1.6429 | 78.9343 | 0.00042398
| Civic Offices | External lighting columns nominal allowance including cable trench (Labour - External works (per £ spent)) | 1701361 | 8404488 | 8 | External works | Labour Effort | Assembly | 1.9728 | Hours | 5 | 44 | 1 | FALSE | 1 | FALSE | 1 | [6 empty] | 35 | B4B5 | 0.10668 | 6.9093e-09 | 0.00057845 | 0.00013268 | 3.2924e-05 | 1.2878e-07 | 1.6429 | 78.9343 | 0.00042398
| Civic Offices | External lighting columns nominal allowance including cable trench (Labour - External works (per £ spent)) | 1701361 | 8404488 | 8 | External works | Labour Effort | Assembly | 1.9728 | Hours | 5 | 44 | 1 | FALSE | 1 | FALSE | 1 | [6 empty] | 40 | B4B5 | 0.10668 | 6.9093e-09 | 0.00057845 | 0.00013268 | 3.2924e-05 | 1.2878e-07 | 1.6429 | 78.9343 | 0.00042398
| Civic Offices | External lighting columns nominal allowance including cable trench (Labour - External works (per £ spent)) | 1701361 | 8404488 | 8 | External works | Labour Effort | Assembly | 1.9728 | Hours | 5 | 44 | 1 | FALSE | 1 | FALSE | 1 | [6 empty] | 45 | B4B5 | 0.10668 | 6.9093e-09 | 0.00057845 | 0.00013268 | 3.2924e-05 | 1.2878e-07 | 1.6429 | 78.9343 | 0.00042398
| Civic Offices | External lighting columns nominal allowance including cable trench (Labour - External works (per £ spent)) | 1701361 | 8404488 | 8 | External works | Labour Effort | Assembly | 1.9728 | Hours | 5 | 44 | 1 | FALSE | 1 | FALSE | 1 | [6 empty] | 50 | B4B5 | 0.10668 | 6.9093e-09 | 0.00057845 | 0.00013268 | 3.2924e-05 | 1.2878e-07 | 1.6429 | 78.9343 | 0.00042398
| Civic Offices | External lighting columns nominal allowance including cable trench (Labour - External works (per £ spent)) | 1701361 | 8404488 | 8 | External works | Labour Effort | Assembly | 1.9728 | Hours | 5 | 44 | 1 | FALSE | 1 | FALSE | 1 | [6 empty] | 55 | B4B5 | 0.10668 | 6.9093e-09 | 0.00057845 | 0.00013268 | 3.2924e-05 | 1.2878e-07 | 1.6429 | 78.9343 | 0.00042398
| Civic Offices | External lighting columns nominal allowance including cable trench (Labour - External works (per £ spent)) | 1701361 | 8404489 | 8 | External works | Labour Effort | Assembly | 1.9728 | Hours | 20 | 44 | 1 | FALSE | 1 | FALSE | 1 | [6 empty] | 0 | A5 | 0.10668 | 6.9093e-09 | 0.00057845 | 0.00013268 | 3.2924e-05 | 1.2878e-07 | 1.6429 | 78.9343 | 0.00042398
| Civic Offices | External lighting columns nominal allowance including cable trench (Labour - External works (per £ spent)) | 1701361 | 8404489 | 8 | External works | Labour Effort | Assembly | 1.9728 | Hours | 20 | 44 | 1 | FALSE | 1 | FALSE | 1 | [6 empty] | 0 | A4 | 0 | 0 | 0 | 0 | 0 | 0 | 0 | 0 | 0
| Civic Offices | External lighting columns nominal allowance including cable trench (Labour - External works (per £ spent)) | 1701361 | 8404489 | 8 | External works | Labour Effort | Assembly | 1.9728 | Hours | 20 | 44 | 1 | FALSE | 1 | FALSE | 1 | [6 empty] | 20 | B4B5 | 0.10668 | 6.9093e-09 | 0.00057845 | 0.00013268 | 3.2924e-05 | 1.2878e-07 | 1.6429 | 78.9343 | 0.00042398
| Civic Offices | External lighting columns nominal allowance including cable trench (Labour - External works (per £ spent)) | 1701361 | 8404489 | 8 | External works | Labour Effort | Assembly | 1.9728 | Hours | 20 | 44 | 1 | FALSE | 1 | FALSE | 1 | [6 empty] | 40 | B4B5 | 0.10668 | 6.9093e-09 | 0.00057845 | 0.00013268 | 3.2924e-05 | 1.2878e-07 | 1.6429 | 78.9343 | 0.00042398
| Civic Offices | Testing of installations (5%). (Labour - External works (per £ spent)) | 1701362 | 8404490 | 8 | External works | Labour Effort | Assembly | 1.4248 | Hours | 10 | 44 | 1 | FALSE | 1 | FALSE | 1 | [6 empty] | 0 | A5 | 0.077049 | 4.9901e-09 | 0.00041777 | 9.5826e-05 | 2.3778e-05 | 9.3006e-08 | 1.1865 | 57.0081 | 0.00030621
| Civic Offices | Testing of installations (5%). (Labour - External works (per £ spent)) | 1701362 | 8404490 | 8 | External works | Labour Effort | Assembly | 1.4248 | Hours | 10 | 44 | 1 | FALSE | 1 | FALSE | 1 | [6 empty] | 0 | A4 | 0 | 0 | 0 | 0 | 0 | 0 | 0 | 0 | 0
| Civic Offices | Testing of installations (5%). (Labour - External works (per £ spent)) | 1701362 | 8404490 | 8 | External works | Labour Effort | Assembly | 1.4248 | Hours | 10 | 44 | 1 | FALSE | 1 | FALSE | 1 | [6 empty] | 10 | B4B5 | 0.077049 | 4.9901e-09 | 0.00041777 | 9.5826e-05 | 2.3778e-05 | 9.3006e-08 | 1.1865 | 57.0081 | 0.00030621
| Civic Offices | Testing of installations (5%). (Labour - External works (per £ spent)) | 1701362 | 8404490 | 8 | External works | Labour Effort | Assembly | 1.4248 | Hours | 10 | 44 | 1 | FALSE | 1 | FALSE | 1 | [6 empty] | 20 | B4B5 | 0.077049 | 4.9901e-09 | 0.00041777 | 9.5826e-05 | 2.3778e-05 | 9.3006e-08 | 1.1865 | 57.0081 | 0.00030621
| Civic Offices | Testing of installations (5%). (Labour - External works (per £ spent)) | 1701362 | 8404490 | 8 | External works | Labour Effort | Assembly | 1.4248 | Hours | 10 | 44 | 1 | FALSE | 1 | FALSE | 1 | [6 empty] | 30 | B4B5 | 0.077049 | 4.9901e-09 | 0.00041777 | 9.5826e-05 | 2.3778e-05 | 9.3006e-08 | 1.1865 | 57.0081 | 0.00030621
| Civic Offices | Testing of installations (5%). (Labour - External works (per £ spent)) | 1701362 | 8404490 | 8 | External works | Labour Effort | Assembly | 1.4248 | Hours | 10 | 44 | 1 | FALSE | 1 | FALSE | 1 | [6 empty] | 40 | B4B5 | 0.077049 | 4.9901e-09 | 0.00041777 | 9.5826e-05 | 2.3778e-05 | 9.3006e-08 | 1.1865 | 57.0081 | 0.00030621
| Civic Offices | Testing of installations (5%). (Labour - External works (per £ spent)) | 1701362 | 8404490 | 8 | External works | Labour Effort | Assembly | 1.4248 | Hours | 10 | 44 | 1 | FALSE | 1 | FALSE | 1 | [6 empty] | 50 | B4B5 | 0.077049 | 4.9901e-09 | 0.00041777 | 9.5826e-05 | 2.3778e-05 | 9.3006e-08 | 1.1865 | 57.0081 | 0.00030621
| Civic Offices | Testing of installations (5%). (Labour - External works (per £ spent)) | 1701362 | 8404491 | 8 | External works | Labour Effort | Assembly | 8.5489 | Hours | 10 | 44 | 1 | FALSE | 1 | FALSE | 1 | [6 empty] | 0 | A5 | 0.4623 | 2.994e-08 | 0.0025066 | 0.00057496 | 0.00014267 | 5.5804e-07 | 7.1192 | 504.4776 | 0.0018373
| Civic Offices | Testing of installations (5%). (Labour - External works (per £ spent)) | 1701362 | 8404491 | 8 | External works | Labour Effort | Assembly | 8.5489 | Hours | 10 | 44 | 1 | FALSE | 1 | FALSE | 1 | [6 empty] | 0 | A4 | 25.8364 | 4.6422e-06 | 0.084597 | 0.022865 | 0.014432 | 9.0104e-05 | 385.1331 | 58.807 | 0.10632
| Civic Offices | Testing of installations (5%). (Labour - External works (per £ spent)) | 1701362 | 8404491 | 8 | External works | Labour Effort | Assembly | 8.5489 | Hours | 10 | 44 | 1 | FALSE | 1 | FALSE | 1 | [6 empty] | 10 | B4B5 | 26.2987 | 4.6721e-06 | 0.087104 | 0.02344 | 0.014575 | 9.0662e-05 | 392.2523 | 563.2846 | 0.10816
| Civic Offices | Testing of installations (5%). (Labour - External works (per £ spent)) | 1701362 | 8404491 | 8 | External works | Labour Effort | Assembly | 8.5489 | Hours | 10 | 44 | 1 | FALSE | 1 | FALSE | 1 | [6 empty] | 20 | B4B5 | 26.2987 | 4.6721e-06 | 0.087104 | 0.02344 | 0.014575 | 9.0662e-05 | 392.2523 | 563.2846 | 0.10816
| Civic Offices | Testing of installations (5%). (Labour - External works (per £ spent)) | 1701362 | 8404491 | 8 | External works | Labour Effort | Assembly | 8.5489 | Hours | 10 | 44 | 1 | FALSE | 1 | FALSE | 1 | [6 empty] | 30 | B4B5 | 26.2987 | 4.6721e-06 | 0.087104 | 0.02344 | 0.014575 | 9.0662e-05 | 392.2523 | 563.2846 | 0.10816
| Civic Offices | Testing of installations (5%). (Labour - External works (per £ spent)) | 1701362 | 8404491 | 8 | External works | Labour Effort | Assembly | 8.5489 | Hours | 10 | 44 | 1 | FALSE | 1 | FALSE | 1 | [6 empty] | 40 | B4B5 | 26.2987 | 4.6721e-06 | 0.087104 | 0.02344 | 0.014575 | 9.0662e-05 | 392.2523 | 563.2846 | 0.10816
| Civic Offices | Testing of installations (5%). (Labour - External works (per £ spent)) | 1701362 | 8404491 | 8 | External works | Labour Effort | Assembly | 8.5489 | Hours | 10 | 44 | 1 | FALSE | 1 | FALSE | 1 | [6 empty] | 50 | B4B5 | 26.2987 | 4.6721e-06 | 0.087104 | 0.02344 | 0.014575 | 9.0662e-05 | 392.2523 | 563.2846 | 0.10816
| Civic Offices | Testing of installations (5%). (Labour - External works (per £ spent)) | 1701362 | 8404492 | 8 | External works | Labour effort | Assembly | 4.2744 | Hours | 5 | 44 | 1 | FALSE | 1 | FALSE | 1 | [6 empty] | 0 | A5 | 0.23115 | 1.497e-08 | 0.0012533 | 0.00028748 | 7.1335e-05 | 2.7902e-07 | 3.5596 | 252.2388 | 0.00091863
| Civic Offices | Testing of installations (5%). (Labour - External works (per £ spent)) | 1701362 | 8404492 | 8 | External works | Labour effort | Assembly | 4.2744 | Hours | 5 | 44 | 1 | FALSE | 1 | FALSE | 1 | [6 empty] | 0 | A4 | 12.9182 | 2.3211e-06 | 0.042299 | 0.011433 | 0.0072161 | 4.5052e-05 | 192.5666 | 29.4035 | 0.05316
| Civic Offices | Testing of installations (5%). (Labour - External works (per £ spent)) | 1701362 | 8404492 | 8 | External works | Labour effort | Assembly | 4.2744 | Hours | 5 | 44 | 1 | FALSE | 1 | FALSE | 1 | [6 empty] | 5 | B4B5 | 13.1493 | 2.3361e-06 | 0.043552 | 0.01172 | 0.0072874 | 4.5331e-05 | 196.1262 | 281.6423 | 0.054079
| Civic Offices | Testing of installations (5%). (Labour - External works (per £ spent)) | 1701362 | 8404492 | 8 | External works | Labour effort | Assembly | 4.2744 | Hours | 5 | 44 | 1 | FALSE | 1 | FALSE | 1 | [6 empty] | 10 | B4B5 | 13.1493 | 2.3361e-06 | 0.043552 | 0.01172 | 0.0072874 | 4.5331e-05 | 196.1262 | 281.6423 | 0.054079
| Civic Offices | Testing of installations (5%). (Labour - External works (per £ spent)) | 1701362 | 8404492 | 8 | External works | Labour effort | Assembly | 4.2744 | Hours | 5 | 44 | 1 | FALSE | 1 | FALSE | 1 | [6 empty] | 15 | B4B5 | 13.1493 | 2.3361e-06 | 0.043552 | 0.01172 | 0.0072874 | 4.5331e-05 | 196.1262 | 281.6423 | 0.054079
| Civic Offices | Testing of installations (5%). (Labour - External works (per £ spent)) | 1701362 | 8404492 | 8 | External works | Labour effort | Assembly | 4.2744 | Hours | 5 | 44 | 1 | FALSE | 1 | FALSE | 1 | [6 empty] | 20 | B4B5 | 13.1493 | 2.3361e-06 | 0.043552 | 0.01172 | 0.0072874 | 4.5331e-05 | 196.1262 | 281.6423 | 0.054079
| Civic Offices | Testing of installations (5%). (Labour - External works (per £ spent)) | 1701362 | 8404492 | 8 | External works | Labour effort | Assembly | 4.2744 | Hours | 5 | 44 | 1 | FALSE | 1 | FALSE | 1 | [6 empty] | 25 | B4B5 | 13.1493 | 2.3361e-06 | 0.043552 | 0.01172 | 0.0072874 | 4.5331e-05 | 196.1262 | 281.6423 | 0.054079
| Civic Offices | Testing of installations (5%). (Labour - External works (per £ spent)) | 1701362 | 8404492 | 8 | External works | Labour effort | Assembly | 4.2744 | Hours | 5 | 44 | 1 | FALSE | 1 | FALSE | 1 | [6 empty] | 30 | B4B5 | 13.1493 | 2.3361e-06 | 0.043552 | 0.01172 | 0.0072874 | 4.5331e-05 | 196.1262 | 281.6423 | 0.054079
| Civic Offices | Testing of installations (5%). (Labour - External works (per £ spent)) | 1701362 | 8404492 | 8 | External works | Labour effort | Assembly | 4.2744 | Hours | 5 | 44 | 1 | FALSE | 1 | FALSE | 1 | [6 empty] | 35 | B4B5 | 13.1493 | 2.3361e-06 | 0.043552 | 0.01172 | 0.0072874 | 4.5331e-05 | 196.1262 | 281.6423 | 0.054079
| Civic Offices | Testing of installations (5%). (Labour - External works (per £ spent)) | 1701362 | 8404492 | 8 | External works | Labour effort | Assembly | 4.2744 | Hours | 5 | 44 | 1 | FALSE | 1 | FALSE | 1 | [6 empty] | 40 | B4B5 | 13.1493 | 2.3361e-06 | 0.043552 | 0.01172 | 0.0072874 | 4.5331e-05 | 196.1262 | 281.6423 | 0.054079
| Civic Offices | Testing of installations (5%). (Labour - External works (per £ spent)) | 1701362 | 8404492 | 8 | External works | Labour effort | Assembly | 4.2744 | Hours | 5 | 44 | 1 | FALSE | 1 | FALSE | 1 | [6 empty] | 45 | B4B5 | 13.1493 | 2.3361e-06 | 0.043552 | 0.01172 | 0.0072874 | 4.5331e-05 | 196.1262 | 281.6423 | 0.054079
| Civic Offices | Testing of installations (5%). (Labour - External works (per £ spent)) | 1701362 | 8404492 | 8 | External works | Labour effort | Assembly | 4.2744 | Hours | 5 | 44 | 1 | FALSE | 1 | FALSE | 1 | [6 empty] | 50 | B4B5 | 13.1493 | 2.3361e-06 | 0.043552 | 0.01172 | 0.0072874 | 4.5331e-05 | 196.1262 | 281.6423 | 0.054079
| Civic Offices | Testing of installations (5%). (Labour - External works (per £ spent)) | 1701362 | 8404492 | 8 | External works | Labour effort | Assembly | 4.2744 | Hours | 5 | 44 | 1 | FALSE | 1 | FALSE | 1 | [6 empty] | 55 | B4B5 | 13.1493 | 2.3361e-06 | 0.043552 | 0.01172 | 0.0072874 | 4.5331e-05 | 196.1262 | 281.6423 | 0.054079
| Civic Offices | Testing of installations (5%). (Labour - External works (per £ spent)) | 1701362 | 8404493 | 8 | External works | Labour Effort | Assembly | 4.2744 | Hours | 20 | 44 | 1 | FALSE | 1 | FALSE | 1 | [6 empty] | 0 | A5 | 0.23115 | 1.497e-08 | 0.0012533 | 0.00028748 | 7.1335e-05 | 2.7902e-07 | 3.5596 | 252.2388 | 0.00091863
| Civic Offices | Testing of installations (5%). (Labour - External works (per £ spent)) | 1701362 | 8404493 | 8 | External works | Labour Effort | Assembly | 4.2744 | Hours | 20 | 44 | 1 | FALSE | 1 | FALSE | 1 | [6 empty] | 0 | A4 | 12.9182 | 2.3211e-06 | 0.042299 | 0.011433 | 0.0072161 | 4.5052e-05 | 192.5666 | 29.4035 | 0.05316
| Civic Offices | Testing of installations (5%). (Labour - External works (per £ spent)) | 1701362 | 8404493 | 8 | External works | Labour Effort | Assembly | 4.2744 | Hours | 20 | 44 | 1 | FALSE | 1 | FALSE | 1 | [6 empty] | 20 | B4B5 | 13.1493 | 2.3361e-06 | 0.043552 | 0.01172 | 0.0072874 | 4.5331e-05 | 196.1262 | 281.6423 | 0.054079
| Civic Offices | Testing of installations (5%). (Labour - External works (per £ spent)) | 1701362 | 8404493 | 8 | External works | Labour Effort | Assembly | 4.2744 | Hours | 20 | 44 | 1 | FALSE | 1 | FALSE | 1 | [6 empty] | 40 | B4B5 | 13.1493 | 2.3361e-06 | 0.043552 | 0.01172 | 0.0072874 | 4.5331e-05 | 196.1262 | 281.6423 | 0.054079
| Civic Offices | Testing of installations (5%). (Labour - External works (per £ spent)) | 1701362 | 8404494 | 8 | External works | Labour Effort | Assembly | 0.71241 | Hours | 5 | 44 | 1 | FALSE | 1 | FALSE | 1 | [6 empty] | 0 | A5 | 0.038525 | 2.495e-09 | 0.00020888 | 4.7913e-05 | 1.1889e-05 | 4.6503e-08 | 0.59326 | 28.5041 | 0.0001531
| Civic Offices | Testing of installations (5%). (Labour - External works (per £ spent)) | 1701362 | 8404494 | 8 | External works | Labour Effort | Assembly | 0.71241 | Hours | 5 | 44 | 1 | FALSE | 1 | FALSE | 1 | [6 empty] | 0 | A4 | 0 | 0 | 0 | 0 | 0 | 0 | 0 | 0 | 0
| Civic Offices | Testing of installations (5%). (Labour - External works (per £ spent)) | 1701362 | 8404494 | 8 | External works | Labour Effort | Assembly | 0.71241 | Hours | 5 | 44 | 1 | FALSE | 1 | FALSE | 1 | [6 empty] | 5 | B4B5 | 0.038525 | 2.495e-09 | 0.00020888 | 4.7913e-05 | 1.1889e-05 | 4.6503e-08 | 0.59326 | 28.5041 | 0.0001531
| Civic Offices | Testing of installations (5%). (Labour - External works (per £ spent)) | 1701362 | 8404494 | 8 | External works | Labour Effort | Assembly | 0.71241 | Hours | 5 | 44 | 1 | FALSE | 1 | FALSE | 1 | [6 empty] | 10 | B4B5 | 0.038525 | 2.495e-09 | 0.00020888 | 4.7913e-05 | 1.1889e-05 | 4.6503e-08 | 0.59326 | 28.5041 | 0.0001531
| Civic Offices | Testing of installations (5%). (Labour - External works (per £ spent)) | 1701362 | 8404494 | 8 | External works | Labour Effort | Assembly | 0.71241 | Hours | 5 | 44 | 1 | FALSE | 1 | FALSE | 1 | [6 empty] | 15 | B4B5 | 0.038525 | 2.495e-09 | 0.00020888 | 4.7913e-05 | 1.1889e-05 | 4.6503e-08 | 0.59326 | 28.5041 | 0.0001531
| Civic Offices | Testing of installations (5%). (Labour - External works (per £ spent)) | 1701362 | 8404494 | 8 | External works | Labour Effort | Assembly | 0.71241 | Hours | 5 | 44 | 1 | FALSE | 1 | FALSE | 1 | [6 empty] | 20 | B4B5 | 0.038525 | 2.495e-09 | 0.00020888 | 4.7913e-05 | 1.1889e-05 | 4.6503e-08 | 0.59326 | 28.5041 | 0.0001531
| Civic Offices | Testing of installations (5%). (Labour - External works (per £ spent)) | 1701362 | 8404494 | 8 | External works | Labour Effort | Assembly | 0.71241 | Hours | 5 | 44 | 1 | FALSE | 1 | FALSE | 1 | [6 empty] | 25 | B4B5 | 0.038525 | 2.495e-09 | 0.00020888 | 4.7913e-05 | 1.1889e-05 | 4.6503e-08 | 0.59326 | 28.5041 | 0.0001531
| Civic Offices | Testing of installations (5%). (Labour - External works (per £ spent)) | 1701362 | 8404494 | 8 | External works | Labour Effort | Assembly | 0.71241 | Hours | 5 | 44 | 1 | FALSE | 1 | FALSE | 1 | [6 empty] | 30 | B4B5 | 0.038525 | 2.495e-09 | 0.00020888 | 4.7913e-05 | 1.1889e-05 | 4.6503e-08 | 0.59326 | 28.5041 | 0.0001531
| Civic Offices | Testing of installations (5%). (Labour - External works (per £ spent)) | 1701362 | 8404494 | 8 | External works | Labour Effort | Assembly | 0.71241 | Hours | 5 | 44 | 1 | FALSE | 1 | FALSE | 1 | [6 empty] | 35 | B4B5 | 0.038525 | 2.495e-09 | 0.00020888 | 4.7913e-05 | 1.1889e-05 | 4.6503e-08 | 0.59326 | 28.5041 | 0.0001531
| Civic Offices | Testing of installations (5%). (Labour - External works (per £ spent)) | 1701362 | 8404494 | 8 | External works | Labour Effort | Assembly | 0.71241 | Hours | 5 | 44 | 1 | FALSE | 1 | FALSE | 1 | [6 empty] | 40 | B4B5 | 0.038525 | 2.495e-09 | 0.00020888 | 4.7913e-05 | 1.1889e-05 | 4.6503e-08 | 0.59326 | 28.5041 | 0.0001531
| Civic Offices | Testing of installations (5%). (Labour - External works (per £ spent)) | 1701362 | 8404494 | 8 | External works | Labour Effort | Assembly | 0.71241 | Hours | 5 | 44 | 1 | FALSE | 1 | FALSE | 1 | [6 empty] | 45 | B4B5 | 0.038525 | 2.495e-09 | 0.00020888 | 4.7913e-05 | 1.1889e-05 | 4.6503e-08 | 0.59326 | 28.5041 | 0.0001531
| Civic Offices | Testing of installations (5%). (Labour - External works (per £ spent)) | 1701362 | 8404494 | 8 | External works | Labour Effort | Assembly | 0.71241 | Hours | 5 | 44 | 1 | FALSE | 1 | FALSE | 1 | [6 empty] | 50 | B4B5 | 0.038525 | 2.495e-09 | 0.00020888 | 4.7913e-05 | 1.1889e-05 | 4.6503e-08 | 0.59326 | 28.5041 | 0.0001531
| Civic Offices | Testing of installations (5%). (Labour - External works (per £ spent)) | 1701362 | 8404494 | 8 | External works | Labour Effort | Assembly | 0.71241 | Hours | 5 | 44 | 1 | FALSE | 1 | FALSE | 1 | [6 empty] | 55 | B4B5 | 0.038525 | 2.495e-09 | 0.00020888 | 4.7913e-05 | 1.1889e-05 | 4.6503e-08 | 0.59326 | 28.5041 | 0.0001531
| Civic Offices | Testing of installations (5%). (Labour - External works (per £ spent)) | 1701362 | 8404495 | 8 | External works | Labour Effort | Assembly | 0.71241 | Hours | 20 | 44 | 1 | FALSE | 1 | FALSE | 1 | [6 empty] | 0 | A5 | 0.038525 | 2.495e-09 | 0.00020888 | 4.7913e-05 | 1.1889e-05 | 4.6503e-08 | 0.59326 | 28.5041 | 0.0001531
| Civic Offices | Testing of installations (5%). (Labour - External works (per £ spent)) | 1701362 | 8404495 | 8 | External works | Labour Effort | Assembly | 0.71241 | Hours | 20 | 44 | 1 | FALSE | 1 | FALSE | 1 | [6 empty] | 0 | A4 | 0 | 0 | 0 | 0 | 0 | 0 | 0 | 0 | 0
| Civic Offices | Testing of installations (5%). (Labour - External works (per £ spent)) | 1701362 | 8404495 | 8 | External works | Labour Effort | Assembly | 0.71241 | Hours | 20 | 44 | 1 | FALSE | 1 | FALSE | 1 | [6 empty] | 20 | B4B5 | 0.038525 | 2.495e-09 | 0.00020888 | 4.7913e-05 | 1.1889e-05 | 4.6503e-08 | 0.59326 | 28.5041 | 0.0001531
| Civic Offices | Testing of installations (5%). (Labour - External works (per £ spent)) | 1701362 | 8404495 | 8 | External works | Labour Effort | Assembly | 0.71241 | Hours | 20 | 44 | 1 | FALSE | 1 | FALSE | 1 | [6 empty] | 40 | B4B5 | 0.038525 | 2.495e-09 | 0.00020888 | 4.7913e-05 | 1.1889e-05 | 4.6503e-08 | 0.59326 | 28.5041 | 0.0001531
| Civic Offices | Commissioning of installations(4%). (Labour - External works (per £ spent)) | 1701363 | 8404496 | 8 | External works | Labour Effort | Assembly | 1.096 | Hours | 10 | 44 | 1 | FALSE | 1 | FALSE | 1 | [6 empty] | 0 | A5 | 0.059269 | 3.8385e-09 | 0.00032136 | 7.3712e-05 | 1.8291e-05 | 7.1543e-08 | 0.91271 | 43.8524 | 0.00023555
| Civic Offices | Commissioning of installations(4%). (Labour - External works (per £ spent)) | 1701363 | 8404496 | 8 | External works | Labour Effort | Assembly | 1.096 | Hours | 10 | 44 | 1 | FALSE | 1 | FALSE | 1 | [6 empty] | 0 | A4 | 0 | 0 | 0 | 0 | 0 | 0 | 0 | 0 | 0
| Civic Offices | Commissioning of installations(4%). (Labour - External works (per £ spent)) | 1701363 | 8404496 | 8 | External works | Labour Effort | Assembly | 1.096 | Hours | 10 | 44 | 1 | FALSE | 1 | FALSE | 1 | [6 empty] | 10 | B4B5 | 0.059269 | 3.8385e-09 | 0.00032136 | 7.3712e-05 | 1.8291e-05 | 7.1543e-08 | 0.91271 | 43.8524 | 0.00023555
| Civic Offices | Commissioning of installations(4%). (Labour - External works (per £ spent)) | 1701363 | 8404496 | 8 | External works | Labour Effort | Assembly | 1.096 | Hours | 10 | 44 | 1 | FALSE | 1 | FALSE | 1 | [6 empty] | 20 | B4B5 | 0.059269 | 3.8385e-09 | 0.00032136 | 7.3712e-05 | 1.8291e-05 | 7.1543e-08 | 0.91271 | 43.8524 | 0.00023555
| Civic Offices | Commissioning of installations(4%). (Labour - External works (per £ spent)) | 1701363 | 8404496 | 8 | External works | Labour Effort | Assembly | 1.096 | Hours | 10 | 44 | 1 | FALSE | 1 | FALSE | 1 | [6 empty] | 30 | B4B5 | 0.059269 | 3.8385e-09 | 0.00032136 | 7.3712e-05 | 1.8291e-05 | 7.1543e-08 | 0.91271 | 43.8524 | 0.00023555
| Civic Offices | Commissioning of installations(4%). (Labour - External works (per £ spent)) | 1701363 | 8404496 | 8 | External works | Labour Effort | Assembly | 1.096 | Hours | 10 | 44 | 1 | FALSE | 1 | FALSE | 1 | [6 empty] | 40 | B4B5 | 0.059269 | 3.8385e-09 | 0.00032136 | 7.3712e-05 | 1.8291e-05 | 7.1543e-08 | 0.91271 | 43.8524 | 0.00023555
| Civic Offices | Commissioning of installations(4%). (Labour - External works (per £ spent)) | 1701363 | 8404496 | 8 | External works | Labour Effort | Assembly | 1.096 | Hours | 10 | 44 | 1 | FALSE | 1 | FALSE | 1 | [6 empty] | 50 | B4B5 | 0.059269 | 3.8385e-09 | 0.00032136 | 7.3712e-05 | 1.8291e-05 | 7.1543e-08 | 0.91271 | 43.8524 | 0.00023555
| Civic Offices | Commissioning of installations(4%). (Labour - External works (per £ spent)) | 1701363 | 8404497 | 8 | External works | Labour Effort | Assembly | 6.5761 | Hours | 10 | 44 | 1 | FALSE | 1 | FALSE | 1 | [6 empty] | 0 | A5 | 0.35561 | 2.3031e-08 | 0.0019282 | 0.00044227 | 0.00010975 | 4.2926e-07 | 5.4763 | 388.0597 | 0.0014133
| Civic Offices | Commissioning of installations(4%). (Labour - External works (per £ spent)) | 1701363 | 8404497 | 8 | External works | Labour Effort | Assembly | 6.5761 | Hours | 10 | 44 | 1 | FALSE | 1 | FALSE | 1 | [6 empty] | 0 | A4 | 12.9182 | 2.3211e-06 | 0.042299 | 0.011433 | 0.0072161 | 4.5052e-05 | 192.5666 | 29.4035 | 0.05316
| Civic Offices | Commissioning of installations(4%). (Labour - External works (per £ spent)) | 1701363 | 8404497 | 8 | External works | Labour Effort | Assembly | 6.5761 | Hours | 10 | 44 | 1 | FALSE | 1 | FALSE | 1 | [6 empty] | 10 | B4B5 | 13.2738 | 2.3441e-06 | 0.044227 | 0.011875 | 0.0073258 | 4.5481e-05 | 198.0428 | 417.4632 | 0.054573
| Civic Offices | Commissioning of installations(4%). (Labour - External works (per £ spent)) | 1701363 | 8404497 | 8 | External works | Labour Effort | Assembly | 6.5761 | Hours | 10 | 44 | 1 | FALSE | 1 | FALSE | 1 | [6 empty] | 20 | B4B5 | 13.2738 | 2.3441e-06 | 0.044227 | 0.011875 | 0.0073258 | 4.5481e-05 | 198.0428 | 417.4632 | 0.054573
| Civic Offices | Commissioning of installations(4%). (Labour - External works (per £ spent)) | 1701363 | 8404497 | 8 | External works | Labour Effort | Assembly | 6.5761 | Hours | 10 | 44 | 1 | FALSE | 1 | FALSE | 1 | [6 empty] | 30 | B4B5 | 13.2738 | 2.3441e-06 | 0.044227 | 0.011875 | 0.0073258 | 4.5481e-05 | 198.0428 | 417.4632 | 0.054573
| Civic Offices | Commissioning of installations(4%). (Labour - External works (per £ spent)) | 1701363 | 8404497 | 8 | External works | Labour Effort | Assembly | 6.5761 | Hours | 10 | 44 | 1 | FALSE | 1 | FALSE | 1 | [6 empty] | 40 | B4B5 | 13.2738 | 2.3441e-06 | 0.044227 | 0.011875 | 0.0073258 | 4.5481e-05 | 198.0428 | 417.4632 | 0.054573
| Civic Offices | Commissioning of installations(4%). (Labour - External works (per £ spent)) | 1701363 | 8404497 | 8 | External works | Labour Effort | Assembly | 6.5761 | Hours | 10 | 44 | 1 | FALSE | 1 | FALSE | 1 | [6 empty] | 50 | B4B5 | 13.2738 | 2.3441e-06 | 0.044227 | 0.011875 | 0.0073258 | 4.5481e-05 | 198.0428 | 417.4632 | 0.054573
| Civic Offices | Commissioning of installations(4%). (Labour - External works (per £ spent)) | 1701363 | 8404498 | 8 | External works | Labour effort | Assembly | 3.288 | Hours | 5 | 44 | 1 | FALSE | 1 | FALSE | 1 | [6 empty] | 0 | A5 | 0.17781 | 1.1516e-08 | 0.00096408 | 0.00022114 | 5.4873e-05 | 2.1463e-07 | 2.7381 | 194.0298 | 0.00070664
| Civic Offices | Commissioning of installations(4%). (Labour - External works (per £ spent)) | 1701363 | 8404498 | 8 | External works | Labour effort | Assembly | 3.288 | Hours | 5 | 44 | 1 | FALSE | 1 | FALSE | 1 | [6 empty] | 0 | A4 | 12.9182 | 2.3211e-06 | 0.042299 | 0.011433 | 0.0072161 | 4.5052e-05 | 192.5666 | 29.4035 | 0.05316
| Civic Offices | Commissioning of installations(4%). (Labour - External works (per £ spent)) | 1701363 | 8404498 | 8 | External works | Labour effort | Assembly | 3.288 | Hours | 5 | 44 | 1 | FALSE | 1 | FALSE | 1 | [6 empty] | 5 | B4B5 | 13.096 | 2.3326e-06 | 0.043263 | 0.011654 | 0.007271 | 4.5267e-05 | 195.3047 | 223.4333 | 0.053867
| Civic Offices | Commissioning of installations(4%). (Labour - External works (per £ spent)) | 1701363 | 8404498 | 8 | External works | Labour effort | Assembly | 3.288 | Hours | 5 | 44 | 1 | FALSE | 1 | FALSE | 1 | [6 empty] | 10 | B4B5 | 13.096 | 2.3326e-06 | 0.043263 | 0.011654 | 0.007271 | 4.5267e-05 | 195.3047 | 223.4333 | 0.053867
| Civic Offices | Commissioning of installations(4%). (Labour - External works (per £ spent)) | 1701363 | 8404498 | 8 | External works | Labour effort | Assembly | 3.288 | Hours | 5 | 44 | 1 | FALSE | 1 | FALSE | 1 | [6 empty] | 15 | B4B5 | 13.096 | 2.3326e-06 | 0.043263 | 0.011654 | 0.007271 | 4.5267e-05 | 195.3047 | 223.4333 | 0.053867
| Civic Offices | Commissioning of installations(4%). (Labour - External works (per £ spent)) | 1701363 | 8404498 | 8 | External works | Labour effort | Assembly | 3.288 | Hours | 5 | 44 | 1 | FALSE | 1 | FALSE | 1 | [6 empty] | 20 | B4B5 | 13.096 | 2.3326e-06 | 0.043263 | 0.011654 | 0.007271 | 4.5267e-05 | 195.3047 | 223.4333 | 0.053867
| Civic Offices | Commissioning of installations(4%). (Labour - External works (per £ spent)) | 1701363 | 8404498 | 8 | External works | Labour effort | Assembly | 3.288 | Hours | 5 | 44 | 1 | FALSE | 1 | FALSE | 1 | [6 empty] | 25 | B4B5 | 13.096 | 2.3326e-06 | 0.043263 | 0.011654 | 0.007271 | 4.5267e-05 | 195.3047 | 223.4333 | 0.053867
| Civic Offices | Commissioning of installations(4%). (Labour - External works (per £ spent)) | 1701363 | 8404498 | 8 | External works | Labour effort | Assembly | 3.288 | Hours | 5 | 44 | 1 | FALSE | 1 | FALSE | 1 | [6 empty] | 30 | B4B5 | 13.096 | 2.3326e-06 | 0.043263 | 0.011654 | 0.007271 | 4.5267e-05 | 195.3047 | 223.4333 | 0.053867
| Civic Offices | Commissioning of installations(4%). (Labour - External works (per £ spent)) | 1701363 | 8404498 | 8 | External works | Labour effort | Assembly | 3.288 | Hours | 5 | 44 | 1 | FALSE | 1 | FALSE | 1 | [6 empty] | 35 | B4B5 | 13.096 | 2.3326e-06 | 0.043263 | 0.011654 | 0.007271 | 4.5267e-05 | 195.3047 | 223.4333 | 0.053867
| Civic Offices | Commissioning of installations(4%). (Labour - External works (per £ spent)) | 1701363 | 8404498 | 8 | External works | Labour effort | Assembly | 3.288 | Hours | 5 | 44 | 1 | FALSE | 1 | FALSE | 1 | [6 empty] | 40 | B4B5 | 13.096 | 2.3326e-06 | 0.043263 | 0.011654 | 0.007271 | 4.5267e-05 | 195.3047 | 223.4333 | 0.053867
| Civic Offices | Commissioning of installations(4%). (Labour - External works (per £ spent)) | 1701363 | 8404498 | 8 | External works | Labour effort | Assembly | 3.288 | Hours | 5 | 44 | 1 | FALSE | 1 | FALSE | 1 | [6 empty] | 45 | B4B5 | 13.096 | 2.3326e-06 | 0.043263 | 0.011654 | 0.007271 | 4.5267e-05 | 195.3047 | 223.4333 | 0.053867
| Civic Offices | Commissioning of installations(4%). (Labour - External works (per £ spent)) | 1701363 | 8404498 | 8 | External works | Labour effort | Assembly | 3.288 | Hours | 5 | 44 | 1 | FALSE | 1 | FALSE | 1 | [6 empty] | 50 | B4B5 | 13.096 | 2.3326e-06 | 0.043263 | 0.011654 | 0.007271 | 4.5267e-05 | 195.3047 | 223.4333 | 0.053867
| Civic Offices | Commissioning of installations(4%). (Labour - External works (per £ spent)) | 1701363 | 8404498 | 8 | External works | Labour effort | Assembly | 3.288 | Hours | 5 | 44 | 1 | FALSE | 1 | FALSE | 1 | [6 empty] | 55 | B4B5 | 13.096 | 2.3326e-06 | 0.043263 | 0.011654 | 0.007271 | 4.5267e-05 | 195.3047 | 223.4333 | 0.053867
| Civic Offices | Commissioning of installations(4%). (Labour - External works (per £ spent)) | 1701363 | 8404499 | 8 | External works | Labour Effort | Assembly | 3.288 | Hours | 20 | 44 | 1 | FALSE | 1 | FALSE | 1 | [6 empty] | 0 | A5 | 0.17781 | 1.1516e-08 | 0.00096408 | 0.00022114 | 5.4873e-05 | 2.1463e-07 | 2.7381 | 194.0298 | 0.00070664
| Civic Offices | Commissioning of installations(4%). (Labour - External works (per £ spent)) | 1701363 | 8404499 | 8 | External works | Labour Effort | Assembly | 3.288 | Hours | 20 | 44 | 1 | FALSE | 1 | FALSE | 1 | [6 empty] | 0 | A4 | 12.9182 | 2.3211e-06 | 0.042299 | 0.011433 | 0.0072161 | 4.5052e-05 | 192.5666 | 29.4035 | 0.05316
| Civic Offices | Commissioning of installations(4%). (Labour - External works (per £ spent)) | 1701363 | 8404499 | 8 | External works | Labour Effort | Assembly | 3.288 | Hours | 20 | 44 | 1 | FALSE | 1 | FALSE | 1 | [6 empty] | 20 | B4B5 | 13.096 | 2.3326e-06 | 0.043263 | 0.011654 | 0.007271 | 4.5267e-05 | 195.3047 | 223.4333 | 0.053867
| Civic Offices | Commissioning of installations(4%). (Labour - External works (per £ spent)) | 1701363 | 8404499 | 8 | External works | Labour Effort | Assembly | 3.288 | Hours | 20 | 44 | 1 | FALSE | 1 | FALSE | 1 | [6 empty] | 40 | B4B5 | 13.096 | 2.3326e-06 | 0.043263 | 0.011654 | 0.007271 | 4.5267e-05 | 195.3047 | 223.4333 | 0.053867
| Civic Offices | Commissioning of installations(4%). (Labour - External works (per £ spent)) | 1701363 | 8404500 | 8 | External works | Labour Effort | Assembly | 0.54801 | Hours | 5 | 44 | 1 | FALSE | 1 | FALSE | 1 | [6 empty] | 0 | A5 | 0.029634 | 1.9193e-09 | 0.00016068 | 3.6856e-05 | 9.1456e-06 | 3.5772e-08 | 0.45636 | 21.9262 | 0.00011777
| Civic Offices | Commissioning of installations(4%). (Labour - External works (per £ spent)) | 1701363 | 8404500 | 8 | External works | Labour Effort | Assembly | 0.54801 | Hours | 5 | 44 | 1 | FALSE | 1 | FALSE | 1 | [6 empty] | 0 | A4 | 0 | 0 | 0 | 0 | 0 | 0 | 0 | 0 | 0
| Civic Offices | Commissioning of installations(4%). (Labour - External works (per £ spent)) | 1701363 | 8404500 | 8 | External works | Labour Effort | Assembly | 0.54801 | Hours | 5 | 44 | 1 | FALSE | 1 | FALSE | 1 | [6 empty] | 5 | B4B5 | 0.029634 | 1.9193e-09 | 0.00016068 | 3.6856e-05 | 9.1456e-06 | 3.5772e-08 | 0.45636 | 21.9262 | 0.00011777
| Civic Offices | Commissioning of installations(4%). (Labour - External works (per £ spent)) | 1701363 | 8404500 | 8 | External works | Labour Effort | Assembly | 0.54801 | Hours | 5 | 44 | 1 | FALSE | 1 | FALSE | 1 | [6 empty] | 10 | B4B5 | 0.029634 | 1.9193e-09 | 0.00016068 | 3.6856e-05 | 9.1456e-06 | 3.5772e-08 | 0.45636 | 21.9262 | 0.00011777
| Civic Offices | Commissioning of installations(4%). (Labour - External works (per £ spent)) | 1701363 | 8404500 | 8 | External works | Labour Effort | Assembly | 0.54801 | Hours | 5 | 44 | 1 | FALSE | 1 | FALSE | 1 | [6 empty] | 15 | B4B5 | 0.029634 | 1.9193e-09 | 0.00016068 | 3.6856e-05 | 9.1456e-06 | 3.5772e-08 | 0.45636 | 21.9262 | 0.00011777
| Civic Offices | Commissioning of installations(4%). (Labour - External works (per £ spent)) | 1701363 | 8404500 | 8 | External works | Labour Effort | Assembly | 0.54801 | Hours | 5 | 44 | 1 | FALSE | 1 | FALSE | 1 | [6 empty] | 20 | B4B5 | 0.029634 | 1.9193e-09 | 0.00016068 | 3.6856e-05 | 9.1456e-06 | 3.5772e-08 | 0.45636 | 21.9262 | 0.00011777
| Civic Offices | Commissioning of installations(4%). (Labour - External works (per £ spent)) | 1701363 | 8404500 | 8 | External works | Labour Effort | Assembly | 0.54801 | Hours | 5 | 44 | 1 | FALSE | 1 | FALSE | 1 | [6 empty] | 25 | B4B5 | 0.029634 | 1.9193e-09 | 0.00016068 | 3.6856e-05 | 9.1456e-06 | 3.5772e-08 | 0.45636 | 21.9262 | 0.00011777
| Civic Offices | Commissioning of installations(4%). (Labour - External works (per £ spent)) | 1701363 | 8404500 | 8 | External works | Labour Effort | Assembly | 0.54801 | Hours | 5 | 44 | 1 | FALSE | 1 | FALSE | 1 | [6 empty] | 30 | B4B5 | 0.029634 | 1.9193e-09 | 0.00016068 | 3.6856e-05 | 9.1456e-06 | 3.5772e-08 | 0.45636 | 21.9262 | 0.00011777
| Civic Offices | Commissioning of installations(4%). (Labour - External works (per £ spent)) | 1701363 | 8404500 | 8 | External works | Labour Effort | Assembly | 0.54801 | Hours | 5 | 44 | 1 | FALSE | 1 | FALSE | 1 | [6 empty] | 35 | B4B5 | 0.029634 | 1.9193e-09 | 0.00016068 | 3.6856e-05 | 9.1456e-06 | 3.5772e-08 | 0.45636 | 21.9262 | 0.00011777
| Civic Offices | Commissioning of installations(4%). (Labour - External works (per £ spent)) | 1701363 | 8404500 | 8 | External works | Labour Effort | Assembly | 0.54801 | Hours | 5 | 44 | 1 | FALSE | 1 | FALSE | 1 | [6 empty] | 40 | B4B5 | 0.029634 | 1.9193e-09 | 0.00016068 | 3.6856e-05 | 9.1456e-06 | 3.5772e-08 | 0.45636 | 21.9262 | 0.00011777
| Civic Offices | Commissioning of installations(4%). (Labour - External works (per £ spent)) | 1701363 | 8404500 | 8 | External works | Labour Effort | Assembly | 0.54801 | Hours | 5 | 44 | 1 | FALSE | 1 | FALSE | 1 | [6 empty] | 45 | B4B5 | 0.029634 | 1.9193e-09 | 0.00016068 | 3.6856e-05 | 9.1456e-06 | 3.5772e-08 | 0.45636 | 21.9262 | 0.00011777
| Civic Offices | Commissioning of installations(4%). (Labour - External works (per £ spent)) | 1701363 | 8404500 | 8 | External works | Labour Effort | Assembly | 0.54801 | Hours | 5 | 44 | 1 | FALSE | 1 | FALSE | 1 | [6 empty] | 50 | B4B5 | 0.029634 | 1.9193e-09 | 0.00016068 | 3.6856e-05 | 9.1456e-06 | 3.5772e-08 | 0.45636 | 21.9262 | 0.00011777
| Civic Offices | Commissioning of installations(4%). (Labour - External works (per £ spent)) | 1701363 | 8404500 | 8 | External works | Labour Effort | Assembly | 0.54801 | Hours | 5 | 44 | 1 | FALSE | 1 | FALSE | 1 | [6 empty] | 55 | B4B5 | 0.029634 | 1.9193e-09 | 0.00016068 | 3.6856e-05 | 9.1456e-06 | 3.5772e-08 | 0.45636 | 21.9262 | 0.00011777
| Civic Offices | Commissioning of installations(4%). (Labour - External works (per £ spent)) | 1701363 | 8404501 | 8 | External works | Labour Effort | Assembly | 0.54801 | Hours | 20 | 44 | 1 | FALSE | 1 | FALSE | 1 | [6 empty] | 0 | A5 | 0.029634 | 1.9193e-09 | 0.00016068 | 3.6856e-05 | 9.1456e-06 | 3.5772e-08 | 0.45636 | 21.9262 | 0.00011777
| Civic Offices | Commissioning of installations(4%). (Labour - External works (per £ spent)) | 1701363 | 8404501 | 8 | External works | Labour Effort | Assembly | 0.54801 | Hours | 20 | 44 | 1 | FALSE | 1 | FALSE | 1 | [6 empty] | 0 | A4 | 0 | 0 | 0 | 0 | 0 | 0 | 0 | 0 | 0
| Civic Offices | Commissioning of installations(4%). (Labour - External works (per £ spent)) | 1701363 | 8404501 | 8 | External works | Labour Effort | Assembly | 0.54801 | Hours | 20 | 44 | 1 | FALSE | 1 | FALSE | 1 | [6 empty] | 20 | B4B5 | 0.029634 | 1.9193e-09 | 0.00016068 | 3.6856e-05 | 9.1456e-06 | 3.5772e-08 | 0.45636 | 21.9262 | 0.00011777
| Civic Offices | Commissioning of installations(4%). (Labour - External works (per £ spent)) | 1701363 | 8404501 | 8 | External works | Labour Effort | Assembly | 0.54801 | Hours | 20 | 44 | 1 | FALSE | 1 | FALSE | 1 | [6 empty] | 40 | B4B5 | 0.029634 | 1.9193e-09 | 0.00016068 | 3.6856e-05 | 9.1456e-06 | 3.5772e-08 | 0.45636 | 21.9262 | 0.00011777
| Civic Offices | Cubicles: details to be stated. (WC, Commercial Cubicle) | 1701364 | 8404503 | 4 | Fittings, furnishings and equipment | Install and replace sundries | Assembly | 24 | Hours | 5 | 44 | 1 | FALSE | 1 | FALSE | 1 | [6 empty] | 0 | A5 | 1.2978 | 8.4054e-08 | 0.007037 | 0.0016141 | 0.00040053 | 1.5666e-06 | 19.9862 | 960.2626 | 0.0051579
| Civic Offices | Cubicles: details to be stated. (WC, Commercial Cubicle) | 1701364 | 8404503 | 4 | Fittings, furnishings and equipment | Install and replace sundries | Assembly | 24 | Hours | 5 | 44 | 1 | FALSE | 1 | FALSE | 1 | [6 empty] | 0 | A4 | 0 | 0 | 0 | 0 | 0 | 0 | 0 | 0 | 0
| Civic Offices | Cubicles: details to be stated. (WC, Commercial Cubicle) | 1701364 | 8404503 | 4 | Fittings, furnishings and equipment | Install and replace sundries | Assembly | 24 | Hours | 5 | 44 | 1 | FALSE | 1 | FALSE | 1 | [6 empty] | 5 | B4B5 | 1.2978 | 8.4054e-08 | 0.007037 | 0.0016141 | 0.00040053 | 1.5666e-06 | 19.9862 | 960.2626 | 0.0051579
| Civic Offices | Cubicles: details to be stated. (WC, Commercial Cubicle) | 1701364 | 8404503 | 4 | Fittings, furnishings and equipment | Install and replace sundries | Assembly | 24 | Hours | 5 | 44 | 1 | FALSE | 1 | FALSE | 1 | [6 empty] | 10 | B4B5 | 1.2978 | 8.4054e-08 | 0.007037 | 0.0016141 | 0.00040053 | 1.5666e-06 | 19.9862 | 960.2626 | 0.0051579
| Civic Offices | Cubicles: details to be stated. (WC, Commercial Cubicle) | 1701364 | 8404503 | 4 | Fittings, furnishings and equipment | Install and replace sundries | Assembly | 24 | Hours | 5 | 44 | 1 | FALSE | 1 | FALSE | 1 | [6 empty] | 15 | B4B5 | 1.2978 | 8.4054e-08 | 0.007037 | 0.0016141 | 0.00040053 | 1.5666e-06 | 19.9862 | 960.2626 | 0.0051579
| Civic Offices | Cubicles: details to be stated. (WC, Commercial Cubicle) | 1701364 | 8404503 | 4 | Fittings, furnishings and equipment | Install and replace sundries | Assembly | 24 | Hours | 5 | 44 | 1 | FALSE | 1 | FALSE | 1 | [6 empty] | 20 | B4B5 | 1.2978 | 8.4054e-08 | 0.007037 | 0.0016141 | 0.00040053 | 1.5666e-06 | 19.9862 | 960.2626 | 0.0051579
| Civic Offices | Cubicles: details to be stated. (WC, Commercial Cubicle) | 1701364 | 8404503 | 4 | Fittings, furnishings and equipment | Install and replace sundries | Assembly | 24 | Hours | 5 | 44 | 1 | FALSE | 1 | FALSE | 1 | [6 empty] | 25 | B4B5 | 1.2978 | 8.4054e-08 | 0.007037 | 0.0016141 | 0.00040053 | 1.5666e-06 | 19.9862 | 960.2626 | 0.0051579
| Civic Offices | Cubicles: details to be stated. (WC, Commercial Cubicle) | 1701364 | 8404503 | 4 | Fittings, furnishings and equipment | Install and replace sundries | Assembly | 24 | Hours | 5 | 44 | 1 | FALSE | 1 | FALSE | 1 | [6 empty] | 30 | B4B5 | 1.2978 | 8.4054e-08 | 0.007037 | 0.0016141 | 0.00040053 | 1.5666e-06 | 19.9862 | 960.2626 | 0.0051579
| Civic Offices | Cubicles: details to be stated. (WC, Commercial Cubicle) | 1701364 | 8404503 | 4 | Fittings, furnishings and equipment | Install and replace sundries | Assembly | 24 | Hours | 5 | 44 | 1 | FALSE | 1 | FALSE | 1 | [6 empty] | 35 | B4B5 | 1.2978 | 8.4054e-08 | 0.007037 | 0.0016141 | 0.00040053 | 1.5666e-06 | 19.9862 | 960.2626 | 0.0051579
| Civic Offices | Cubicles: details to be stated. (WC, Commercial Cubicle) | 1701364 | 8404503 | 4 | Fittings, furnishings and equipment | Install and replace sundries | Assembly | 24 | Hours | 5 | 44 | 1 | FALSE | 1 | FALSE | 1 | [6 empty] | 40 | B4B5 | 1.2978 | 8.4054e-08 | 0.007037 | 0.0016141 | 0.00040053 | 1.5666e-06 | 19.9862 | 960.2626 | 0.0051579
| Civic Offices | Cubicles: details to be stated. (WC, Commercial Cubicle) | 1701364 | 8404503 | 4 | Fittings, furnishings and equipment | Install and replace sundries | Assembly | 24 | Hours | 5 | 44 | 1 | FALSE | 1 | FALSE | 1 | [6 empty] | 45 | B4B5 | 1.2978 | 8.4054e-08 | 0.007037 | 0.0016141 | 0.00040053 | 1.5666e-06 | 19.9862 | 960.2626 | 0.0051579
| Civic Offices | Cubicles: details to be stated. (WC, Commercial Cubicle) | 1701364 | 8404503 | 4 | Fittings, furnishings and equipment | Install and replace sundries | Assembly | 24 | Hours | 5 | 44 | 1 | FALSE | 1 | FALSE | 1 | [6 empty] | 50 | B4B5 | 1.2978 | 8.4054e-08 | 0.007037 | 0.0016141 | 0.00040053 | 1.5666e-06 | 19.9862 | 960.2626 | 0.0051579
| Civic Offices | Cubicles: details to be stated. (WC, Commercial Cubicle) | 1701364 | 8404503 | 4 | Fittings, furnishings and equipment | Install and replace sundries | Assembly | 24 | Hours | 5 | 44 | 1 | FALSE | 1 | FALSE | 1 | [6 empty] | 55 | B4B5 | 1.2978 | 8.4054e-08 | 0.007037 | 0.0016141 | 0.00040053 | 1.5666e-06 | 19.9862 | 960.2626 | 0.0051579
| Civic Offices | WC | 1701365 | 8404506 | 5 | Services equipment | Install | Assembly | 24 | Hours | 50 | 44 | 1 | FALSE | 1 | FALSE | 3 | [6 empty] | 50 | B2B3 | 1.2978 | 8.4054e-08 | 0.007037 | 0.0016141 | 0.00040053 | 1.5666e-06 | 19.9862 | 960.2626 | 0.0051579
| Civic Offices | WC | 1701365 | 8404507 | 5 | Services equipment | Fit flush | Assembly | 6 | Hours | 30 | 44 | 1 | FALSE | 1 | FALSE | 3 | [6 empty] | 30 | B2B3 | 0.32446 | 2.1013e-08 | 0.0017593 | 0.00040353 | 0.00010013 | 3.9166e-07 | 4.9966 | 240.0656 | 0.0012895
| Civic Offices | WC | 1701365 | 8404507 | 5 | Services equipment | Fit flush | Assembly | 6 | Hours | 30 | 44 | 1 | FALSE | 1 | FALSE | 3 | [6 empty] | 60 | B2B3 | 0.32446 | 2.1013e-08 | 0.0017593 | 0.00040353 | 0.00010013 | 3.9166e-07 | 4.9966 | 240.0656 | 0.0012895
| Civic Offices | Services pipework (copper water supplyx1 and PVC waste) | 1701366 | 8404510 | 5 | Services equipment | Install | Assembly | 3.6 | Hours | 200 | 44 | 1 | FALSE | 1 | FALSE | 1 | [6 empty] | 0 | A5 | 0.19468 | 1.2608e-08 | 0.0010556 | 0.00024212 | 6.008e-05 | 2.3499e-07 | 2.9979 | 144.0394 | 0.00077368
| Civic Offices | Services pipework (copper water supplyx1 and PVC waste) | 1701366 | 8404510 | 5 | Services equipment | Install | Assembly | 3.6 | Hours | 200 | 44 | 1 | FALSE | 1 | FALSE | 1 | [6 empty] | 0 | A4 | 0 | 0 | 0 | 0 | 0 | 0 | 0 | 0 | 0
| Civic Offices | Services pipework 22mm copper pipe (water supply) | 1701367 | 8404512 | 5 | Services equipment | Install | Assembly | 1.8 | Hours | 150 | 44 | 1 | FALSE | 1 | FALSE | 1 | [6 empty] | 0 | A5 | 0.097338 | 6.304e-09 | 0.00052778 | 0.00012106 | 3.004e-05 | 1.175e-07 | 1.499 | 72.0197 | 0.00038684
| Civic Offices | Services pipework 22mm copper pipe (water supply) | 1701367 | 8404512 | 5 | Services equipment | Install | Assembly | 1.8 | Hours | 150 | 44 | 1 | FALSE | 1 | FALSE | 1 | [6 empty] | 0 | A4 | 0 | 0 | 0 | 0 | 0 | 0 | 0 | 0 | 0
| Civic Offices | Services pipework PVC waste 94mm | 1701368 | 8404514 | 5 | Services equipment | Install | Assembly | 1.8 | Hours | 150 | 44 | 1 | FALSE | 1 | FALSE | 1 | [6 empty] | 0 | A5 | 0.097338 | 6.304e-09 | 0.00052778 | 0.00012106 | 3.004e-05 | 1.175e-07 | 1.499 | 72.0197 | 0.00038684
| Civic Offices | Services pipework PVC waste 94mm | 1701368 | 8404514 | 5 | Services equipment | Install | Assembly | 1.8 | Hours | 150 | 44 | 1 | FALSE | 1 | FALSE | 1 | [6 empty] | 0 | A4 | 0 | 0 | 0 | 0 | 0 | 0 | 0 | 0 | 0
| Civic Offices | Wall basin/sink ceramic | 1701369 | 8404517 | 5 | Services equipment | Install sink | Assembly | 24 | Hours | 50 | 44 | 1 | FALSE | 1 | FALSE | 1 | [6 empty] | 0 | A5 | 1.2978 | 8.4054e-08 | 0.007037 | 0.0016141 | 0.00040053 | 1.5666e-06 | 19.9862 | 960.2626 | 0.0051579
| Civic Offices | Wall basin/sink ceramic | 1701369 | 8404517 | 5 | Services equipment | Install sink | Assembly | 24 | Hours | 50 | 44 | 1 | FALSE | 1 | FALSE | 1 | [6 empty] | 0 | A4 | 0 | 0 | 0 | 0 | 0 | 0 | 0 | 0 | 0
| Civic Offices | Wall basin/sink ceramic | 1701369 | 8404517 | 5 | Services equipment | Install sink | Assembly | 24 | Hours | 50 | 44 | 1 | FALSE | 1 | FALSE | 1 | [6 empty] | 50 | B4B5 | 1.2978 | 8.4054e-08 | 0.007037 | 0.0016141 | 0.00040053 | 1.5666e-06 | 19.9862 | 960.2626 | 0.0051579
| Civic Offices | Wall basin/sink ceramic | 1701369 | 8404518 | 5 | Services equipment | Fit taps | Assembly | 6 | Hours | 20 | 44 | 1 | FALSE | 1 | FALSE | 1 | [6 empty] | 0 | A5 | 0.32446 | 2.1013e-08 | 0.0017593 | 0.00040353 | 0.00010013 | 3.9166e-07 | 4.9966 | 240.0656 | 0.0012895
| Civic Offices | Wall basin/sink ceramic | 1701369 | 8404518 | 5 | Services equipment | Fit taps | Assembly | 6 | Hours | 20 | 44 | 1 | FALSE | 1 | FALSE | 1 | [6 empty] | 0 | A4 | 0 | 0 | 0 | 0 | 0 | 0 | 0 | 0 | 0
| Civic Offices | Wall basin/sink ceramic | 1701369 | 8404518 | 5 | Services equipment | Fit taps | Assembly | 6 | Hours | 20 | 44 | 1 | FALSE | 1 | FALSE | 1 | [6 empty] | 20 | B4B5 | 0.32446 | 2.1013e-08 | 0.0017593 | 0.00040353 | 0.00010013 | 3.9166e-07 | 4.9966 | 240.0656 | 0.0012895
| Civic Offices | Wall basin/sink ceramic | 1701369 | 8404518 | 5 | Services equipment | Fit taps | Assembly | 6 | Hours | 20 | 44 | 1 | FALSE | 1 | FALSE | 1 | [6 empty] | 40 | B4B5 | 0.32446 | 2.1013e-08 | 0.0017593 | 0.00040353 | 0.00010013 | 3.9166e-07 | 4.9966 | 240.0656 | 0.0012895
| Civic Offices | Services pipework 22mm copper pipe (water supply) | 1701371 | 8404520 | 5 | Services equipment | Install | Assembly | 1.8 | Hours | 150 | 44 | 1 | FALSE | 1 | FALSE | 1 | [6 empty] | 0 | A5 | 0.097338 | 6.304e-09 | 0.00052778 | 0.00012106 | 3.004e-05 | 1.175e-07 | 1.499 | 72.0197 | 0.00038684
| Civic Offices | Services pipework 22mm copper pipe (water supply) | 1701371 | 8404520 | 5 | Services equipment | Install | Assembly | 1.8 | Hours | 150 | 44 | 1 | FALSE | 1 | FALSE | 1 | [6 empty] | 0 | A4 | 0 | 0 | 0 | 0 | 0 | 0 | 0 | 0 | 0
| Civic Offices | Services pipework PVC waste 94mm | 1701372 | 8404522 | 5 | Services equipment | Install | Assembly | 1.8 | Hours | 150 | 44 | 1 | FALSE | 1 | FALSE | 1 | [6 empty] | 0 | A5 | 0.097338 | 6.304e-09 | 0.00052778 | 0.00012106 | 3.004e-05 | 1.175e-07 | 1.499 | 72.0197 | 0.00038684
| Civic Offices | Services pipework PVC waste 94mm | 1701372 | 8404522 | 5 | Services equipment | Install | Assembly | 1.8 | Hours | 150 | 44 | 1 | FALSE | 1 | FALSE | 1 | [6 empty] | 0 | A4 | 0 | 0 | 0 | 0 | 0 | 0 | 0 | 0 | 0
| Civic Offices | Services pipework 22mm copper pipe (water supply) | 1701374 | 8404524 | 5 | Services equipment | Install | Assembly | 1.8 | Hours | 150 | 44 | 1 | FALSE | 1 | FALSE | 1 | [6 empty] | 0 | A5 | 0.097338 | 6.304e-09 | 0.00052778 | 0.00012106 | 3.004e-05 | 1.175e-07 | 1.499 | 72.0197 | 0.00038684
| Civic Offices | Services pipework 22mm copper pipe (water supply) | 1701374 | 8404524 | 5 | Services equipment | Install | Assembly | 1.8 | Hours | 150 | 44 | 1 | FALSE | 1 | FALSE | 1 | [6 empty] | 0 | A4 | 0 | 0 | 0 | 0 | 0 | 0 | 0 | 0 | 0
| Civic Offices | Services pipework insulation (50mm) | 1701375 | 8404526 | 5 | Services equipment | Install | Assembly | 0.1242 | Hours | 70 | 44 | 1 | FALSE | 1 | FALSE | 1 | [6 empty] | 0 | A5 | 0.0067163 | 4.3498e-10 | 3.6416e-05 | 8.3531e-06 | 2.0728e-06 | 8.1073e-09 | 0.10343 | 4.9694 | 2.6692e-05
| Civic Offices | Services pipework insulation (50mm) | 1701375 | 8404526 | 5 | Services equipment | Install | Assembly | 0.1242 | Hours | 70 | 44 | 1 | FALSE | 1 | FALSE | 1 | [6 empty] | 0 | A4 | 0 | 0 | 0 | 0 | 0 | 0 | 0 | 0 | 0
| Civic Offices | Wall lining laminate panel | 1701377 | 8404528 | 3 | Internal finishes | install | Assembly | 58.32 | Hours | 15 | 44 | 1 | FALSE | 1 | FALSE | 1 | [6 empty] | 0 | A5 | 3.1538 | 2.0425e-07 | 0.0171 | 0.0039223 | 0.00097329 | 3.8069e-06 | 48.5665 | 2333.4381 | 0.012534
| Civic Offices | Wall lining laminate panel | 1701377 | 8404528 | 3 | Internal finishes | install | Assembly | 58.32 | Hours | 15 | 44 | 1 | FALSE | 1 | FALSE | 1 | [6 empty] | 0 | A4 | 0 | 0 | 0 | 0 | 0 | 0 | 0 | 0 | 0
| Civic Offices | Wall lining laminate panel | 1701377 | 8404528 | 3 | Internal finishes | install | Assembly | 58.32 | Hours | 15 | 44 | 1 | FALSE | 1 | FALSE | 1 | [6 empty] | 15 | B4B5 | 3.1538 | 2.0425e-07 | 0.0171 | 0.0039223 | 0.00097329 | 3.8069e-06 | 48.5665 | 2333.4381 | 0.012534
| Civic Offices | Wall lining laminate panel | 1701377 | 8404528 | 3 | Internal finishes | install | Assembly | 58.32 | Hours | 15 | 44 | 1 | FALSE | 1 | FALSE | 1 | [6 empty] | 30 | B4B5 | 3.1538 | 2.0425e-07 | 0.0171 | 0.0039223 | 0.00097329 | 3.8069e-06 | 48.5665 | 2333.4381 | 0.012534
| Civic Offices | Wall lining laminate panel | 1701377 | 8404528 | 3 | Internal finishes | install | Assembly | 58.32 | Hours | 15 | 44 | 1 | FALSE | 1 | FALSE | 1 | [6 empty] | 45 | B4B5 | 3.1538 | 2.0425e-07 | 0.0171 | 0.0039223 | 0.00097329 | 3.8069e-06 | 48.5665 | 2333.4381 | 0.012534
| Civic Offices | Fittings mirror (m2) | 1701378 | 8404531 | 4.1.1 | General fittings, furnishings and equipment | install mirror | Assembly | 1.44 | Hours | 20 | 44 | 1 | FALSE | 1 | FALSE | 1 | [6 empty] | 0 | A5 | 0.07787 | 5.0432e-09 | 0.00042222 | 9.6847e-05 | 2.4032e-05 | 9.3998e-08 | 1.1992 | 84.9758 | 0.00030947
| Civic Offices | Fittings mirror (m2) | 1701378 | 8404531 | 4.1.1 | General fittings, furnishings and equipment | install mirror | Assembly | 1.44 | Hours | 20 | 44 | 1 | FALSE | 1 | FALSE | 1 | [6 empty] | 0 | A4 | 12.9182 | 2.3211e-06 | 0.042299 | 0.011433 | 0.0072161 | 4.5052e-05 | 192.5666 | 29.4035 | 0.05316
| Civic Offices | Fittings mirror (m2) | 1701378 | 8404531 | 4.1.1 | General fittings, furnishings and equipment | install mirror | Assembly | 1.44 | Hours | 20 | 44 | 1 | FALSE | 1 | FALSE | 1 | [6 empty] | 20 | B4B5 | 12.9961 | 2.3261e-06 | 0.042721 | 0.011529 | 0.0072401 | 4.5146e-05 | 193.7657 | 114.3793 | 0.05347
| Civic Offices | Fittings mirror (m2) | 1701378 | 8404531 | 4.1.1 | General fittings, furnishings and equipment | install mirror | Assembly | 1.44 | Hours | 20 | 44 | 1 | FALSE | 1 | FALSE | 1 | [6 empty] | 40 | B4B5 | 12.9961 | 2.3261e-06 | 0.042721 | 0.011529 | 0.0072401 | 4.5146e-05 | 193.7657 | 114.3793 | 0.05347
| Civic Offices | Mixer Tap | 1701380 | 8404533 | 5 | Services equipment | install | Assembly | 3 | Hours | 15 | 44 | 1 | FALSE | 1 | FALSE | 3 | [6 empty] | 15 | B2B3 | 0.16223 | 1.0507e-08 | 0.00087963 | 0.00020177 | 5.0066e-05 | 1.9583e-07 | 2.4983 | 120.0328 | 0.00064474
| Civic Offices | Mixer Tap | 1701380 | 8404533 | 5 | Services equipment | install | Assembly | 3 | Hours | 15 | 44 | 1 | FALSE | 1 | FALSE | 3 | [6 empty] | 30 | B2B3 | 0.16223 | 1.0507e-08 | 0.00087963 | 0.00020177 | 5.0066e-05 | 1.9583e-07 | 2.4983 | 120.0328 | 0.00064474
| Civic Offices | Mixer Tap | 1701380 | 8404533 | 5 | Services equipment | install | Assembly | 3 | Hours | 15 | 44 | 1 | FALSE | 1 | FALSE | 3 | [6 empty] | 45 | B2B3 | 0.16223 | 1.0507e-08 | 0.00087963 | 0.00020177 | 5.0066e-05 | 1.9583e-07 | 2.4983 | 120.0328 | 0.00064474
| Civic Offices | Mixer Tap | 1701380 | 8404533 | 5 | Services equipment | install | Assembly | 3 | Hours | 15 | 44 | 1 | FALSE | 1 | FALSE | 3 | [6 empty] | 60 | B2B3 | 0.16223 | 1.0507e-08 | 0.00087963 | 0.00020177 | 5.0066e-05 | 1.9583e-07 | 2.4983 | 120.0328 | 0.00064474
| Civic Offices | Services pipework 22mm copper pipe (water supply) | 1701382 | 8404535 | 5 | Services equipment | Install | Assembly | 9 | Hours | 150 | 44 | 1 | FALSE | 1 | FALSE | 1 | [6 empty] | 0 | A5 | 0.48669 | 3.152e-08 | 0.0026389 | 0.0006053 | 0.0001502 | 5.8749e-07 | 7.4948 | 360.0985 | 0.0019342
| Civic Offices | Services pipework 22mm copper pipe (water supply) | 1701382 | 8404535 | 5 | Services equipment | Install | Assembly | 9 | Hours | 150 | 44 | 1 | FALSE | 1 | FALSE | 1 | [6 empty] | 0 | A4 | 0 | 0 | 0 | 0 | 0 | 0 | 0 | 0 | 0
| Civic Offices | Services pipework PVC waste 94mm | 1701383 | 8404537 | 5 | Services equipment | Install | Assembly | 9 | Hours | 150 | 44 | 1 | FALSE | 1 | FALSE | 1 | [6 empty] | 0 | A5 | 0.48669 | 3.152e-08 | 0.0026389 | 0.0006053 | 0.0001502 | 5.8749e-07 | 7.4948 | 360.0985 | 0.0019342
| Civic Offices | Services pipework PVC waste 94mm | 1701383 | 8404537 | 5 | Services equipment | Install | Assembly | 9 | Hours | 150 | 44 | 1 | FALSE | 1 | FALSE | 1 | [6 empty] | 0 | A4 | 0 | 0 | 0 | 0 | 0 | 0 | 0 | 0 | 0
| Civic Offices | Services pipework 22mm copper pipe (water supply) | 1701385 | 8404539 | 5 | Services equipment | Install | Assembly | 9 | Hours | 150 | 44 | 1 | FALSE | 1 | FALSE | 1 | [6 empty] | 0 | A5 | 0.48669 | 3.152e-08 | 0.0026389 | 0.0006053 | 0.0001502 | 5.8749e-07 | 7.4948 | 360.0985 | 0.0019342
| Civic Offices | Services pipework 22mm copper pipe (water supply) | 1701385 | 8404539 | 5 | Services equipment | Install | Assembly | 9 | Hours | 150 | 44 | 1 | FALSE | 1 | FALSE | 1 | [6 empty] | 0 | A4 | 0 | 0 | 0 | 0 | 0 | 0 | 0 | 0 | 0
| Civic Offices | Services pipework insulation (50mm) | 1701386 | 8404541 | 5 | Services equipment | Install | Assembly | 0.621 | Hours | 70 | 44 | 1 | FALSE | 1 | FALSE | 1 | [6 empty] | 0 | A5 | 0.033582 | 2.1749e-09 | 0.00018208 | 4.1765e-05 | 1.0364e-05 | 4.0537e-08 | 0.51714 | 24.8468 | 0.00013346
| Civic Offices | Services pipework insulation (50mm) | 1701386 | 8404541 | 5 | Services equipment | Install | Assembly | 0.621 | Hours | 70 | 44 | 1 | FALSE | 1 | FALSE | 1 | [6 empty] | 0 | A4 | 0 | 0 | 0 | 0 | 0 | 0 | 0 | 0 | 0
| Civic Offices | Services pipework (copper water supplyx1 and PVC waste) | 1701388 | 8404544 | 5 | Services equipment | Install | Assembly | 18 | Hours | 200 | 44 | 1 | FALSE | 1 | FALSE | 1 | [6 empty] | 0 | A5 | 0.97338 | 6.304e-08 | 0.0052778 | 0.0012106 | 0.0003004 | 1.175e-06 | 14.9897 | 720.1969 | 0.0038684
| Civic Offices | Services pipework (copper water supplyx1 and PVC waste) | 1701388 | 8404544 | 5 | Services equipment | Install | Assembly | 18 | Hours | 200 | 44 | 1 | FALSE | 1 | FALSE | 1 | [6 empty] | 0 | A4 | 0 | 0 | 0 | 0 | 0 | 0 | 0 | 0 | 0
| Civic Offices | Services pipework 22mm copper pipe (water supply) | 1701389 | 8404546 | 5 | Services equipment | Install | Assembly | 9 | Hours | 150 | 44 | 1 | FALSE | 1 | FALSE | 1 | [6 empty] | 0 | A5 | 0.48669 | 3.152e-08 | 0.0026389 | 0.0006053 | 0.0001502 | 5.8749e-07 | 7.4948 | 360.0985 | 0.0019342
| Civic Offices | Services pipework 22mm copper pipe (water supply) | 1701389 | 8404546 | 5 | Services equipment | Install | Assembly | 9 | Hours | 150 | 44 | 1 | FALSE | 1 | FALSE | 1 | [6 empty] | 0 | A4 | 0 | 0 | 0 | 0 | 0 | 0 | 0 | 0 | 0
| Civic Offices | Services pipework PVC waste 94mm | 1701390 | 8404548 | 5 | Services equipment | Install | Assembly | 9 | Hours | 150 | 44 | 1 | FALSE | 1 | FALSE | 1 | [6 empty] | 0 | A5 | 0.48669 | 3.152e-08 | 0.0026389 | 0.0006053 | 0.0001502 | 5.8749e-07 | 7.4948 | 360.0985 | 0.0019342
| Civic Offices | Services pipework PVC waste 94mm | 1701390 | 8404548 | 5 | Services equipment | Install | Assembly | 9 | Hours | 150 | 44 | 1 | FALSE | 1 | FALSE | 1 | [6 empty] | 0 | A4 | 0 | 0 | 0 | 0 | 0 | 0 | 0 | 0 | 0
| Civic Offices | Internal above ceiling units including grilles valve sets and flexible ducts (Services steel circular ducting (250mm)) | 1701391 | 8404550 | 5 | Services equipment | install | Assembly | 117.5 | Hours | 40 | 44 | 1 | FALSE | 1 | FALSE | 1 | [6 empty] | 0 | A5 | 6.354 | 4.1151e-07 | 0.034452 | 0.0079025 | 0.0019609 | 7.67e-06 | 97.8492 | 4701.2856 | 0.025252
| Civic Offices | Internal above ceiling units including grilles valve sets and flexible ducts (Services steel circular ducting (250mm)) | 1701391 | 8404550 | 5 | Services equipment | install | Assembly | 117.5 | Hours | 40 | 44 | 1 | FALSE | 1 | FALSE | 1 | [6 empty] | 0 | A4 | 0 | 0 | 0 | 0 | 0 | 0 | 0 | 0 | 0
| Civic Offices | Internal above ceiling units including grilles valve sets and flexible ducts (Services steel circular ducting (250mm)) | 1701391 | 8404550 | 5 | Services equipment | install | Assembly | 117.5 | Hours | 40 | 44 | 1 | FALSE | 1 | FALSE | 1 | [6 empty] | 40 | B4B5 | 6.354 | 4.1151e-07 | 0.034452 | 0.0079025 | 0.0019609 | 7.67e-06 | 97.8492 | 4701.2856 | 0.025252
| Civic Offices | Interconnecting pipework (Services steel circular ducting (250mm)) | 1701392 | 8404552 | 5 | Services equipment | install | Assembly | 117.5 | Hours | 40 | 44 | 1 | FALSE | 1 | FALSE | 1 | [6 empty] | 0 | A5 | 6.354 | 4.1151e-07 | 0.034452 | 0.0079025 | 0.0019609 | 7.67e-06 | 97.8492 | 4701.2856 | 0.025252
| Civic Offices | Interconnecting pipework (Services steel circular ducting (250mm)) | 1701392 | 8404552 | 5 | Services equipment | install | Assembly | 117.5 | Hours | 40 | 44 | 1 | FALSE | 1 | FALSE | 1 | [6 empty] | 0 | A4 | 0 | 0 | 0 | 0 | 0 | 0 | 0 | 0 | 0
| Civic Offices | Interconnecting pipework (Services steel circular ducting (250mm)) | 1701392 | 8404552 | 5 | Services equipment | install | Assembly | 117.5 | Hours | 40 | 44 | 1 | FALSE | 1 | FALSE | 1 | [6 empty] | 40 | B4B5 | 6.354 | 4.1151e-07 | 0.034452 | 0.0079025 | 0.0019609 | 7.67e-06 | 97.8492 | 4701.2856 | 0.025252
| Civic Offices | Services pipework 22mm copper pipe (water supply) | 1701394 | 8404554 | 5 | Services equipment | Install | Assembly | 68.7 | Hours | 150 | 44 | 1 | FALSE | 1 | FALSE | 1 | [6 empty] | 0 | A5 | 3.7151 | 2.406e-07 | 0.020143 | 0.0046204 | 0.0011465 | 4.4845e-06 | 57.2105 | 2748.7517 | 0.014764
| Civic Offices | Services pipework 22mm copper pipe (water supply) | 1701394 | 8404554 | 5 | Services equipment | Install | Assembly | 68.7 | Hours | 150 | 44 | 1 | FALSE | 1 | FALSE | 1 | [6 empty] | 0 | A4 | 0 | 0 | 0 | 0 | 0 | 0 | 0 | 0 | 0
| Civic Offices | Services pipework insulation (50mm) | 1701395 | 8404556 | 5 | Services equipment | Install | Assembly | 4.7403 | Hours | 70 | 44 | 1 | FALSE | 1 | FALSE | 1 | [6 empty] | 0 | A5 | 0.25634 | 1.6602e-08 | 0.0013899 | 0.00031881 | 7.911e-05 | 3.0943e-07 | 3.9475 | 189.6639 | 0.0010187
| Civic Offices | Services pipework insulation (50mm) | 1701395 | 8404556 | 5 | Services equipment | Install | Assembly | 4.7403 | Hours | 70 | 44 | 1 | FALSE | 1 | FALSE | 1 | [6 empty] | 0 | A4 | 0 | 0 | 0 | 0 | 0 | 0 | 0 | 0 | 0
| Civic Offices | Close control AHu for registry records room including humidity temperature and ventilation (Services air handling unit (commercial size)) | 1701396 | 8404561 | 5 | Services equipment | Installation and commissioning | Assembly | 32 | Hours | 15 | 44 | 1 | FALSE | 1 | FALSE | 1 | [6 empty] | 0 | A5 | 1.7305 | 1.1207e-07 | 0.0093827 | 0.0021522 | 0.00053404 | 2.0888e-06 | 26.6483 | 1280.3501 | 0.0068772
| Civic Offices | Close control AHu for registry records room including humidity temperature and ventilation (Services air handling unit (commercial size)) | 1701396 | 8404561 | 5 | Services equipment | Installation and commissioning | Assembly | 32 | Hours | 15 | 44 | 1 | FALSE | 1 | FALSE | 1 | [6 empty] | 0 | A4 | 0 | 0 | 0 | 0 | 0 | 0 | 0 | 0 | 0
| Civic Offices | Close control AHu for registry records room including humidity temperature and ventilation (Services air handling unit (commercial size)) | 1701396 | 8404561 | 5 | Services equipment | Installation and commissioning | Assembly | 32 | Hours | 15 | 44 | 1 | FALSE | 1 | FALSE | 1 | [6 empty] | 15 | B4B5 | 1.7305 | 1.1207e-07 | 0.0093827 | 0.0021522 | 0.00053404 | 2.0888e-06 | 26.6483 | 1280.3501 | 0.0068772
| Civic Offices | Close control AHu for registry records room including humidity temperature and ventilation (Services air handling unit (commercial size)) | 1701396 | 8404561 | 5 | Services equipment | Installation and commissioning | Assembly | 32 | Hours | 15 | 44 | 1 | FALSE | 1 | FALSE | 1 | [6 empty] | 30 | B4B5 | 1.7305 | 1.1207e-07 | 0.0093827 | 0.0021522 | 0.00053404 | 2.0888e-06 | 26.6483 | 1280.3501 | 0.0068772
| Civic Offices | Close control AHu for registry records room including humidity temperature and ventilation (Services air handling unit (commercial size)) | 1701396 | 8404561 | 5 | Services equipment | Installation and commissioning | Assembly | 32 | Hours | 15 | 44 | 1 | FALSE | 1 | FALSE | 1 | [6 empty] | 45 | B4B5 | 1.7305 | 1.1207e-07 | 0.0093827 | 0.0021522 | 0.00053404 | 2.0888e-06 | 26.6483 | 1280.3501 | 0.0068772
| Civic Offices | Close control AHu for registry records room including humidity temperature and ventilation (Services air handling unit (commercial size)) | 1701396 | 8404562 | 5 | Services equipment | quarterly inspection | Assembly | 8 | Hours | 1 | 44 | 1 | FALSE | 1 | FALSE | 3 | [6 empty] | 1 | B2B3 | 0.43261 | 2.8018e-08 | 0.0023457 | 0.00053804 | 0.00013351 | 5.2221e-07 | 6.6621 | 320.0875 | 0.0017193
| Civic Offices | Close control AHu for registry records room including humidity temperature and ventilation (Services air handling unit (commercial size)) | 1701396 | 8404562 | 5 | Services equipment | quarterly inspection | Assembly | 8 | Hours | 1 | 44 | 1 | FALSE | 1 | FALSE | 3 | [6 empty] | 2 | B2B3 | 0.43261 | 2.8018e-08 | 0.0023457 | 0.00053804 | 0.00013351 | 5.2221e-07 | 6.6621 | 320.0875 | 0.0017193
| Civic Offices | Close control AHu for registry records room including humidity temperature and ventilation (Services air handling unit (commercial size)) | 1701396 | 8404562 | 5 | Services equipment | quarterly inspection | Assembly | 8 | Hours | 1 | 44 | 1 | FALSE | 1 | FALSE | 3 | [6 empty] | 3 | B2B3 | 0.43261 | 2.8018e-08 | 0.0023457 | 0.00053804 | 0.00013351 | 5.2221e-07 | 6.6621 | 320.0875 | 0.0017193
| Civic Offices | Close control AHu for registry records room including humidity temperature and ventilation (Services air handling unit (commercial size)) | 1701396 | 8404562 | 5 | Services equipment | quarterly inspection | Assembly | 8 | Hours | 1 | 44 | 1 | FALSE | 1 | FALSE | 3 | [6 empty] | 4 | B2B3 | 0.43261 | 2.8018e-08 | 0.0023457 | 0.00053804 | 0.00013351 | 5.2221e-07 | 6.6621 | 320.0875 | 0.0017193
| Civic Offices | Close control AHu for registry records room including humidity temperature and ventilation (Services air handling unit (commercial size)) | 1701396 | 8404562 | 5 | Services equipment | quarterly inspection | Assembly | 8 | Hours | 1 | 44 | 1 | FALSE | 1 | FALSE | 3 | [6 empty] | 5 | B2B3 | 0.43261 | 2.8018e-08 | 0.0023457 | 0.00053804 | 0.00013351 | 5.2221e-07 | 6.6621 | 320.0875 | 0.0017193
| Civic Offices | Close control AHu for registry records room including humidity temperature and ventilation (Services air handling unit (commercial size)) | 1701396 | 8404562 | 5 | Services equipment | quarterly inspection | Assembly | 8 | Hours | 1 | 44 | 1 | FALSE | 1 | FALSE | 3 | [6 empty] | 6 | B2B3 | 0.43261 | 2.8018e-08 | 0.0023457 | 0.00053804 | 0.00013351 | 5.2221e-07 | 6.6621 | 320.0875 | 0.0017193
| Civic Offices | Close control AHu for registry records room including humidity temperature and ventilation (Services air handling unit (commercial size)) | 1701396 | 8404562 | 5 | Services equipment | quarterly inspection | Assembly | 8 | Hours | 1 | 44 | 1 | FALSE | 1 | FALSE | 3 | [6 empty] | 7 | B2B3 | 0.43261 | 2.8018e-08 | 0.0023457 | 0.00053804 | 0.00013351 | 5.2221e-07 | 6.6621 | 320.0875 | 0.0017193
| Civic Offices | Close control AHu for registry records room including humidity temperature and ventilation (Services air handling unit (commercial size)) | 1701396 | 8404562 | 5 | Services equipment | quarterly inspection | Assembly | 8 | Hours | 1 | 44 | 1 | FALSE | 1 | FALSE | 3 | [6 empty] | 8 | B2B3 | 0.43261 | 2.8018e-08 | 0.0023457 | 0.00053804 | 0.00013351 | 5.2221e-07 | 6.6621 | 320.0875 | 0.0017193
| Civic Offices | Close control AHu for registry records room including humidity temperature and ventilation (Services air handling unit (commercial size)) | 1701396 | 8404562 | 5 | Services equipment | quarterly inspection | Assembly | 8 | Hours | 1 | 44 | 1 | FALSE | 1 | FALSE | 3 | [6 empty] | 9 | B2B3 | 0.43261 | 2.8018e-08 | 0.0023457 | 0.00053804 | 0.00013351 | 5.2221e-07 | 6.6621 | 320.0875 | 0.0017193
| Civic Offices | Close control AHu for registry records room including humidity temperature and ventilation (Services air handling unit (commercial size)) | 1701396 | 8404562 | 5 | Services equipment | quarterly inspection | Assembly | 8 | Hours | 1 | 44 | 1 | FALSE | 1 | FALSE | 3 | [6 empty] | 10 | B2B3 | 0.43261 | 2.8018e-08 | 0.0023457 | 0.00053804 | 0.00013351 | 5.2221e-07 | 6.6621 | 320.0875 | 0.0017193
| Civic Offices | Close control AHu for registry records room including humidity temperature and ventilation (Services air handling unit (commercial size)) | 1701396 | 8404562 | 5 | Services equipment | quarterly inspection | Assembly | 8 | Hours | 1 | 44 | 1 | FALSE | 1 | FALSE | 3 | [6 empty] | 11 | B2B3 | 0.43261 | 2.8018e-08 | 0.0023457 | 0.00053804 | 0.00013351 | 5.2221e-07 | 6.6621 | 320.0875 | 0.0017193
| Civic Offices | Close control AHu for registry records room including humidity temperature and ventilation (Services air handling unit (commercial size)) | 1701396 | 8404562 | 5 | Services equipment | quarterly inspection | Assembly | 8 | Hours | 1 | 44 | 1 | FALSE | 1 | FALSE | 3 | [6 empty] | 12 | B2B3 | 0.43261 | 2.8018e-08 | 0.0023457 | 0.00053804 | 0.00013351 | 5.2221e-07 | 6.6621 | 320.0875 | 0.0017193
| Civic Offices | Close control AHu for registry records room including humidity temperature and ventilation (Services air handling unit (commercial size)) | 1701396 | 8404562 | 5 | Services equipment | quarterly inspection | Assembly | 8 | Hours | 1 | 44 | 1 | FALSE | 1 | FALSE | 3 | [6 empty] | 13 | B2B3 | 0.43261 | 2.8018e-08 | 0.0023457 | 0.00053804 | 0.00013351 | 5.2221e-07 | 6.6621 | 320.0875 | 0.0017193
| Civic Offices | Close control AHu for registry records room including humidity temperature and ventilation (Services air handling unit (commercial size)) | 1701396 | 8404562 | 5 | Services equipment | quarterly inspection | Assembly | 8 | Hours | 1 | 44 | 1 | FALSE | 1 | FALSE | 3 | [6 empty] | 14 | B2B3 | 0.43261 | 2.8018e-08 | 0.0023457 | 0.00053804 | 0.00013351 | 5.2221e-07 | 6.6621 | 320.0875 | 0.0017193
| Civic Offices | Close control AHu for registry records room including humidity temperature and ventilation (Services air handling unit (commercial size)) | 1701396 | 8404562 | 5 | Services equipment | quarterly inspection | Assembly | 8 | Hours | 1 | 44 | 1 | FALSE | 1 | FALSE | 3 | [6 empty] | 15 | B2B3 | 0.43261 | 2.8018e-08 | 0.0023457 | 0.00053804 | 0.00013351 | 5.2221e-07 | 6.6621 | 320.0875 | 0.0017193
| Civic Offices | Close control AHu for registry records room including humidity temperature and ventilation (Services air handling unit (commercial size)) | 1701396 | 8404562 | 5 | Services equipment | quarterly inspection | Assembly | 8 | Hours | 1 | 44 | 1 | FALSE | 1 | FALSE | 3 | [6 empty] | 16 | B2B3 | 0.43261 | 2.8018e-08 | 0.0023457 | 0.00053804 | 0.00013351 | 5.2221e-07 | 6.6621 | 320.0875 | 0.0017193
| Civic Offices | Close control AHu for registry records room including humidity temperature and ventilation (Services air handling unit (commercial size)) | 1701396 | 8404562 | 5 | Services equipment | quarterly inspection | Assembly | 8 | Hours | 1 | 44 | 1 | FALSE | 1 | FALSE | 3 | [6 empty] | 17 | B2B3 | 0.43261 | 2.8018e-08 | 0.0023457 | 0.00053804 | 0.00013351 | 5.2221e-07 | 6.6621 | 320.0875 | 0.0017193
| Civic Offices | Close control AHu for registry records room including humidity temperature and ventilation (Services air handling unit (commercial size)) | 1701396 | 8404562 | 5 | Services equipment | quarterly inspection | Assembly | 8 | Hours | 1 | 44 | 1 | FALSE | 1 | FALSE | 3 | [6 empty] | 18 | B2B3 | 0.43261 | 2.8018e-08 | 0.0023457 | 0.00053804 | 0.00013351 | 5.2221e-07 | 6.6621 | 320.0875 | 0.0017193
| Civic Offices | Close control AHu for registry records room including humidity temperature and ventilation (Services air handling unit (commercial size)) | 1701396 | 8404562 | 5 | Services equipment | quarterly inspection | Assembly | 8 | Hours | 1 | 44 | 1 | FALSE | 1 | FALSE | 3 | [6 empty] | 19 | B2B3 | 0.43261 | 2.8018e-08 | 0.0023457 | 0.00053804 | 0.00013351 | 5.2221e-07 | 6.6621 | 320.0875 | 0.0017193
| Civic Offices | Close control AHu for registry records room including humidity temperature and ventilation (Services air handling unit (commercial size)) | 1701396 | 8404562 | 5 | Services equipment | quarterly inspection | Assembly | 8 | Hours | 1 | 44 | 1 | FALSE | 1 | FALSE | 3 | [6 empty] | 20 | B2B3 | 0.43261 | 2.8018e-08 | 0.0023457 | 0.00053804 | 0.00013351 | 5.2221e-07 | 6.6621 | 320.0875 | 0.0017193
| Civic Offices | Close control AHu for registry records room including humidity temperature and ventilation (Services air handling unit (commercial size)) | 1701396 | 8404562 | 5 | Services equipment | quarterly inspection | Assembly | 8 | Hours | 1 | 44 | 1 | FALSE | 1 | FALSE | 3 | [6 empty] | 21 | B2B3 | 0.43261 | 2.8018e-08 | 0.0023457 | 0.00053804 | 0.00013351 | 5.2221e-07 | 6.6621 | 320.0875 | 0.0017193
| Civic Offices | Close control AHu for registry records room including humidity temperature and ventilation (Services air handling unit (commercial size)) | 1701396 | 8404562 | 5 | Services equipment | quarterly inspection | Assembly | 8 | Hours | 1 | 44 | 1 | FALSE | 1 | FALSE | 3 | [6 empty] | 22 | B2B3 | 0.43261 | 2.8018e-08 | 0.0023457 | 0.00053804 | 0.00013351 | 5.2221e-07 | 6.6621 | 320.0875 | 0.0017193
| Civic Offices | Close control AHu for registry records room including humidity temperature and ventilation (Services air handling unit (commercial size)) | 1701396 | 8404562 | 5 | Services equipment | quarterly inspection | Assembly | 8 | Hours | 1 | 44 | 1 | FALSE | 1 | FALSE | 3 | [6 empty] | 23 | B2B3 | 0.43261 | 2.8018e-08 | 0.0023457 | 0.00053804 | 0.00013351 | 5.2221e-07 | 6.6621 | 320.0875 | 0.0017193
| Civic Offices | Close control AHu for registry records room including humidity temperature and ventilation (Services air handling unit (commercial size)) | 1701396 | 8404562 | 5 | Services equipment | quarterly inspection | Assembly | 8 | Hours | 1 | 44 | 1 | FALSE | 1 | FALSE | 3 | [6 empty] | 24 | B2B3 | 0.43261 | 2.8018e-08 | 0.0023457 | 0.00053804 | 0.00013351 | 5.2221e-07 | 6.6621 | 320.0875 | 0.0017193
| Civic Offices | Close control AHu for registry records room including humidity temperature and ventilation (Services air handling unit (commercial size)) | 1701396 | 8404562 | 5 | Services equipment | quarterly inspection | Assembly | 8 | Hours | 1 | 44 | 1 | FALSE | 1 | FALSE | 3 | [6 empty] | 25 | B2B3 | 0.43261 | 2.8018e-08 | 0.0023457 | 0.00053804 | 0.00013351 | 5.2221e-07 | 6.6621 | 320.0875 | 0.0017193
| Civic Offices | Close control AHu for registry records room including humidity temperature and ventilation (Services air handling unit (commercial size)) | 1701396 | 8404562 | 5 | Services equipment | quarterly inspection | Assembly | 8 | Hours | 1 | 44 | 1 | FALSE | 1 | FALSE | 3 | [6 empty] | 26 | B2B3 | 0.43261 | 2.8018e-08 | 0.0023457 | 0.00053804 | 0.00013351 | 5.2221e-07 | 6.6621 | 320.0875 | 0.0017193
| Civic Offices | Close control AHu for registry records room including humidity temperature and ventilation (Services air handling unit (commercial size)) | 1701396 | 8404562 | 5 | Services equipment | quarterly inspection | Assembly | 8 | Hours | 1 | 44 | 1 | FALSE | 1 | FALSE | 3 | [6 empty] | 27 | B2B3 | 0.43261 | 2.8018e-08 | 0.0023457 | 0.00053804 | 0.00013351 | 5.2221e-07 | 6.6621 | 320.0875 | 0.0017193
| Civic Offices | Close control AHu for registry records room including humidity temperature and ventilation (Services air handling unit (commercial size)) | 1701396 | 8404562 | 5 | Services equipment | quarterly inspection | Assembly | 8 | Hours | 1 | 44 | 1 | FALSE | 1 | FALSE | 3 | [6 empty] | 28 | B2B3 | 0.43261 | 2.8018e-08 | 0.0023457 | 0.00053804 | 0.00013351 | 5.2221e-07 | 6.6621 | 320.0875 | 0.0017193
| Civic Offices | Close control AHu for registry records room including humidity temperature and ventilation (Services air handling unit (commercial size)) | 1701396 | 8404562 | 5 | Services equipment | quarterly inspection | Assembly | 8 | Hours | 1 | 44 | 1 | FALSE | 1 | FALSE | 3 | [6 empty] | 29 | B2B3 | 0.43261 | 2.8018e-08 | 0.0023457 | 0.00053804 | 0.00013351 | 5.2221e-07 | 6.6621 | 320.0875 | 0.0017193
| Civic Offices | Close control AHu for registry records room including humidity temperature and ventilation (Services air handling unit (commercial size)) | 1701396 | 8404562 | 5 | Services equipment | quarterly inspection | Assembly | 8 | Hours | 1 | 44 | 1 | FALSE | 1 | FALSE | 3 | [6 empty] | 30 | B2B3 | 0.43261 | 2.8018e-08 | 0.0023457 | 0.00053804 | 0.00013351 | 5.2221e-07 | 6.6621 | 320.0875 | 0.0017193
| Civic Offices | Close control AHu for registry records room including humidity temperature and ventilation (Services air handling unit (commercial size)) | 1701396 | 8404562 | 5 | Services equipment | quarterly inspection | Assembly | 8 | Hours | 1 | 44 | 1 | FALSE | 1 | FALSE | 3 | [6 empty] | 31 | B2B3 | 0.43261 | 2.8018e-08 | 0.0023457 | 0.00053804 | 0.00013351 | 5.2221e-07 | 6.6621 | 320.0875 | 0.0017193
| Civic Offices | Close control AHu for registry records room including humidity temperature and ventilation (Services air handling unit (commercial size)) | 1701396 | 8404562 | 5 | Services equipment | quarterly inspection | Assembly | 8 | Hours | 1 | 44 | 1 | FALSE | 1 | FALSE | 3 | [6 empty] | 32 | B2B3 | 0.43261 | 2.8018e-08 | 0.0023457 | 0.00053804 | 0.00013351 | 5.2221e-07 | 6.6621 | 320.0875 | 0.0017193
| Civic Offices | Close control AHu for registry records room including humidity temperature and ventilation (Services air handling unit (commercial size)) | 1701396 | 8404562 | 5 | Services equipment | quarterly inspection | Assembly | 8 | Hours | 1 | 44 | 1 | FALSE | 1 | FALSE | 3 | [6 empty] | 33 | B2B3 | 0.43261 | 2.8018e-08 | 0.0023457 | 0.00053804 | 0.00013351 | 5.2221e-07 | 6.6621 | 320.0875 | 0.0017193
| Civic Offices | Close control AHu for registry records room including humidity temperature and ventilation (Services air handling unit (commercial size)) | 1701396 | 8404562 | 5 | Services equipment | quarterly inspection | Assembly | 8 | Hours | 1 | 44 | 1 | FALSE | 1 | FALSE | 3 | [6 empty] | 34 | B2B3 | 0.43261 | 2.8018e-08 | 0.0023457 | 0.00053804 | 0.00013351 | 5.2221e-07 | 6.6621 | 320.0875 | 0.0017193
| Civic Offices | Close control AHu for registry records room including humidity temperature and ventilation (Services air handling unit (commercial size)) | 1701396 | 8404562 | 5 | Services equipment | quarterly inspection | Assembly | 8 | Hours | 1 | 44 | 1 | FALSE | 1 | FALSE | 3 | [6 empty] | 35 | B2B3 | 0.43261 | 2.8018e-08 | 0.0023457 | 0.00053804 | 0.00013351 | 5.2221e-07 | 6.6621 | 320.0875 | 0.0017193
| Civic Offices | Close control AHu for registry records room including humidity temperature and ventilation (Services air handling unit (commercial size)) | 1701396 | 8404562 | 5 | Services equipment | quarterly inspection | Assembly | 8 | Hours | 1 | 44 | 1 | FALSE | 1 | FALSE | 3 | [6 empty] | 36 | B2B3 | 0.43261 | 2.8018e-08 | 0.0023457 | 0.00053804 | 0.00013351 | 5.2221e-07 | 6.6621 | 320.0875 | 0.0017193
| Civic Offices | Close control AHu for registry records room including humidity temperature and ventilation (Services air handling unit (commercial size)) | 1701396 | 8404562 | 5 | Services equipment | quarterly inspection | Assembly | 8 | Hours | 1 | 44 | 1 | FALSE | 1 | FALSE | 3 | [6 empty] | 37 | B2B3 | 0.43261 | 2.8018e-08 | 0.0023457 | 0.00053804 | 0.00013351 | 5.2221e-07 | 6.6621 | 320.0875 | 0.0017193
| Civic Offices | Close control AHu for registry records room including humidity temperature and ventilation (Services air handling unit (commercial size)) | 1701396 | 8404562 | 5 | Services equipment | quarterly inspection | Assembly | 8 | Hours | 1 | 44 | 1 | FALSE | 1 | FALSE | 3 | [6 empty] | 38 | B2B3 | 0.43261 | 2.8018e-08 | 0.0023457 | 0.00053804 | 0.00013351 | 5.2221e-07 | 6.6621 | 320.0875 | 0.0017193
| Civic Offices | Close control AHu for registry records room including humidity temperature and ventilation (Services air handling unit (commercial size)) | 1701396 | 8404562 | 5 | Services equipment | quarterly inspection | Assembly | 8 | Hours | 1 | 44 | 1 | FALSE | 1 | FALSE | 3 | [6 empty] | 39 | B2B3 | 0.43261 | 2.8018e-08 | 0.0023457 | 0.00053804 | 0.00013351 | 5.2221e-07 | 6.6621 | 320.0875 | 0.0017193
| Civic Offices | Close control AHu for registry records room including humidity temperature and ventilation (Services air handling unit (commercial size)) | 1701396 | 8404562 | 5 | Services equipment | quarterly inspection | Assembly | 8 | Hours | 1 | 44 | 1 | FALSE | 1 | FALSE | 3 | [6 empty] | 40 | B2B3 | 0.43261 | 2.8018e-08 | 0.0023457 | 0.00053804 | 0.00013351 | 5.2221e-07 | 6.6621 | 320.0875 | 0.0017193
| Civic Offices | Close control AHu for registry records room including humidity temperature and ventilation (Services air handling unit (commercial size)) | 1701396 | 8404562 | 5 | Services equipment | quarterly inspection | Assembly | 8 | Hours | 1 | 44 | 1 | FALSE | 1 | FALSE | 3 | [6 empty] | 41 | B2B3 | 0.43261 | 2.8018e-08 | 0.0023457 | 0.00053804 | 0.00013351 | 5.2221e-07 | 6.6621 | 320.0875 | 0.0017193
| Civic Offices | Close control AHu for registry records room including humidity temperature and ventilation (Services air handling unit (commercial size)) | 1701396 | 8404562 | 5 | Services equipment | quarterly inspection | Assembly | 8 | Hours | 1 | 44 | 1 | FALSE | 1 | FALSE | 3 | [6 empty] | 42 | B2B3 | 0.43261 | 2.8018e-08 | 0.0023457 | 0.00053804 | 0.00013351 | 5.2221e-07 | 6.6621 | 320.0875 | 0.0017193
| Civic Offices | Close control AHu for registry records room including humidity temperature and ventilation (Services air handling unit (commercial size)) | 1701396 | 8404562 | 5 | Services equipment | quarterly inspection | Assembly | 8 | Hours | 1 | 44 | 1 | FALSE | 1 | FALSE | 3 | [6 empty] | 43 | B2B3 | 0.43261 | 2.8018e-08 | 0.0023457 | 0.00053804 | 0.00013351 | 5.2221e-07 | 6.6621 | 320.0875 | 0.0017193
| Civic Offices | Close control AHu for registry records room including humidity temperature and ventilation (Services air handling unit (commercial size)) | 1701396 | 8404562 | 5 | Services equipment | quarterly inspection | Assembly | 8 | Hours | 1 | 44 | 1 | FALSE | 1 | FALSE | 3 | [6 empty] | 44 | B2B3 | 0.43261 | 2.8018e-08 | 0.0023457 | 0.00053804 | 0.00013351 | 5.2221e-07 | 6.6621 | 320.0875 | 0.0017193
| Civic Offices | Close control AHu for registry records room including humidity temperature and ventilation (Services air handling unit (commercial size)) | 1701396 | 8404562 | 5 | Services equipment | quarterly inspection | Assembly | 8 | Hours | 1 | 44 | 1 | FALSE | 1 | FALSE | 3 | [6 empty] | 45 | B2B3 | 0.43261 | 2.8018e-08 | 0.0023457 | 0.00053804 | 0.00013351 | 5.2221e-07 | 6.6621 | 320.0875 | 0.0017193
| Civic Offices | Close control AHu for registry records room including humidity temperature and ventilation (Services air handling unit (commercial size)) | 1701396 | 8404562 | 5 | Services equipment | quarterly inspection | Assembly | 8 | Hours | 1 | 44 | 1 | FALSE | 1 | FALSE | 3 | [6 empty] | 46 | B2B3 | 0.43261 | 2.8018e-08 | 0.0023457 | 0.00053804 | 0.00013351 | 5.2221e-07 | 6.6621 | 320.0875 | 0.0017193
| Civic Offices | Close control AHu for registry records room including humidity temperature and ventilation (Services air handling unit (commercial size)) | 1701396 | 8404562 | 5 | Services equipment | quarterly inspection | Assembly | 8 | Hours | 1 | 44 | 1 | FALSE | 1 | FALSE | 3 | [6 empty] | 47 | B2B3 | 0.43261 | 2.8018e-08 | 0.0023457 | 0.00053804 | 0.00013351 | 5.2221e-07 | 6.6621 | 320.0875 | 0.0017193
| Civic Offices | Close control AHu for registry records room including humidity temperature and ventilation (Services air handling unit (commercial size)) | 1701396 | 8404562 | 5 | Services equipment | quarterly inspection | Assembly | 8 | Hours | 1 | 44 | 1 | FALSE | 1 | FALSE | 3 | [6 empty] | 48 | B2B3 | 0.43261 | 2.8018e-08 | 0.0023457 | 0.00053804 | 0.00013351 | 5.2221e-07 | 6.6621 | 320.0875 | 0.0017193
| Civic Offices | Close control AHu for registry records room including humidity temperature and ventilation (Services air handling unit (commercial size)) | 1701396 | 8404562 | 5 | Services equipment | quarterly inspection | Assembly | 8 | Hours | 1 | 44 | 1 | FALSE | 1 | FALSE | 3 | [6 empty] | 49 | B2B3 | 0.43261 | 2.8018e-08 | 0.0023457 | 0.00053804 | 0.00013351 | 5.2221e-07 | 6.6621 | 320.0875 | 0.0017193
| Civic Offices | Close control AHu for registry records room including humidity temperature and ventilation (Services air handling unit (commercial size)) | 1701396 | 8404562 | 5 | Services equipment | quarterly inspection | Assembly | 8 | Hours | 1 | 44 | 1 | FALSE | 1 | FALSE | 3 | [6 empty] | 50 | B2B3 | 0.43261 | 2.8018e-08 | 0.0023457 | 0.00053804 | 0.00013351 | 5.2221e-07 | 6.6621 | 320.0875 | 0.0017193
| Civic Offices | Close control AHu for registry records room including humidity temperature and ventilation (Services air handling unit (commercial size)) | 1701396 | 8404562 | 5 | Services equipment | quarterly inspection | Assembly | 8 | Hours | 1 | 44 | 1 | FALSE | 1 | FALSE | 3 | [6 empty] | 51 | B2B3 | 0.43261 | 2.8018e-08 | 0.0023457 | 0.00053804 | 0.00013351 | 5.2221e-07 | 6.6621 | 320.0875 | 0.0017193
| Civic Offices | Close control AHu for registry records room including humidity temperature and ventilation (Services air handling unit (commercial size)) | 1701396 | 8404562 | 5 | Services equipment | quarterly inspection | Assembly | 8 | Hours | 1 | 44 | 1 | FALSE | 1 | FALSE | 3 | [6 empty] | 52 | B2B3 | 0.43261 | 2.8018e-08 | 0.0023457 | 0.00053804 | 0.00013351 | 5.2221e-07 | 6.6621 | 320.0875 | 0.0017193
| Civic Offices | Close control AHu for registry records room including humidity temperature and ventilation (Services air handling unit (commercial size)) | 1701396 | 8404562 | 5 | Services equipment | quarterly inspection | Assembly | 8 | Hours | 1 | 44 | 1 | FALSE | 1 | FALSE | 3 | [6 empty] | 53 | B2B3 | 0.43261 | 2.8018e-08 | 0.0023457 | 0.00053804 | 0.00013351 | 5.2221e-07 | 6.6621 | 320.0875 | 0.0017193
| Civic Offices | Close control AHu for registry records room including humidity temperature and ventilation (Services air handling unit (commercial size)) | 1701396 | 8404562 | 5 | Services equipment | quarterly inspection | Assembly | 8 | Hours | 1 | 44 | 1 | FALSE | 1 | FALSE | 3 | [6 empty] | 54 | B2B3 | 0.43261 | 2.8018e-08 | 0.0023457 | 0.00053804 | 0.00013351 | 5.2221e-07 | 6.6621 | 320.0875 | 0.0017193
| Civic Offices | Close control AHu for registry records room including humidity temperature and ventilation (Services air handling unit (commercial size)) | 1701396 | 8404562 | 5 | Services equipment | quarterly inspection | Assembly | 8 | Hours | 1 | 44 | 1 | FALSE | 1 | FALSE | 3 | [6 empty] | 55 | B2B3 | 0.43261 | 2.8018e-08 | 0.0023457 | 0.00053804 | 0.00013351 | 5.2221e-07 | 6.6621 | 320.0875 | 0.0017193
| Civic Offices | Close control AHu for registry records room including humidity temperature and ventilation (Services air handling unit (commercial size)) | 1701396 | 8404562 | 5 | Services equipment | quarterly inspection | Assembly | 8 | Hours | 1 | 44 | 1 | FALSE | 1 | FALSE | 3 | [6 empty] | 56 | B2B3 | 0.43261 | 2.8018e-08 | 0.0023457 | 0.00053804 | 0.00013351 | 5.2221e-07 | 6.6621 | 320.0875 | 0.0017193
| Civic Offices | Close control AHu for registry records room including humidity temperature and ventilation (Services air handling unit (commercial size)) | 1701396 | 8404562 | 5 | Services equipment | quarterly inspection | Assembly | 8 | Hours | 1 | 44 | 1 | FALSE | 1 | FALSE | 3 | [6 empty] | 57 | B2B3 | 0.43261 | 2.8018e-08 | 0.0023457 | 0.00053804 | 0.00013351 | 5.2221e-07 | 6.6621 | 320.0875 | 0.0017193
| Civic Offices | Close control AHu for registry records room including humidity temperature and ventilation (Services air handling unit (commercial size)) | 1701396 | 8404562 | 5 | Services equipment | quarterly inspection | Assembly | 8 | Hours | 1 | 44 | 1 | FALSE | 1 | FALSE | 3 | [6 empty] | 58 | B2B3 | 0.43261 | 2.8018e-08 | 0.0023457 | 0.00053804 | 0.00013351 | 5.2221e-07 | 6.6621 | 320.0875 | 0.0017193
| Civic Offices | Close control AHu for registry records room including humidity temperature and ventilation (Services air handling unit (commercial size)) | 1701396 | 8404562 | 5 | Services equipment | quarterly inspection | Assembly | 8 | Hours | 1 | 44 | 1 | FALSE | 1 | FALSE | 3 | [6 empty] | 59 | B2B3 | 0.43261 | 2.8018e-08 | 0.0023457 | 0.00053804 | 0.00013351 | 5.2221e-07 | 6.6621 | 320.0875 | 0.0017193
| Civic Offices | Close control AHu for registry records room including humidity temperature and ventilation (Services air handling unit (commercial size)) | 1701396 | 8404562 | 5 | Services equipment | quarterly inspection | Assembly | 8 | Hours | 1 | 44 | 1 | FALSE | 1 | FALSE | 3 | [6 empty] | 60 | B2B3 | 0.43261 | 2.8018e-08 | 0.0023457 | 0.00053804 | 0.00013351 | 5.2221e-07 | 6.6621 | 320.0875 | 0.0017193
| Civic Offices | Close control AHu for registry records room including humidity temperature and ventilation (Services air handling unit (commercial size)) | 1701396 | 8404563 | 5 | Services equipment | Assume 10% manufacturing impacts | Assembly | 100 | Hours | 15 | 44 | 1 | FALSE | 1 | FALSE | 1 | [6 empty] | 0 | A5 | 28.24 | 1.829e-06 | 0.15312 | 0.035122 | 0.0087153 | 3.4089e-05 | 434.8851 | 595.7138 | 0.11223
| Civic Offices | Close control AHu for registry records room including humidity temperature and ventilation (Services air handling unit (commercial size)) | 1701396 | 8404563 | 5 | Services equipment | Assume 10% manufacturing impacts | Assembly | 100 | Hours | 15 | 44 | 1 | FALSE | 1 | FALSE | 1 | [6 empty] | 0 | A4 | 0 | 0 | 0 | 0 | 0 | 0 | 0 | 0 | 0
| Civic Offices | Close control AHu for registry records room including humidity temperature and ventilation (Services air handling unit (commercial size)) | 1701396 | 8404563 | 5 | Services equipment | Assume 10% manufacturing impacts | Assembly | 100 | Hours | 15 | 44 | 1 | FALSE | 1 | FALSE | 1 | [6 empty] | 15 | B4B5 | 28.24 | 1.829e-06 | 0.15312 | 0.035122 | 0.0087153 | 3.4089e-05 | 434.8851 | 595.7138 | 0.11223
| Civic Offices | Close control AHu for registry records room including humidity temperature and ventilation (Services air handling unit (commercial size)) | 1701396 | 8404563 | 5 | Services equipment | Assume 10% manufacturing impacts | Assembly | 100 | Hours | 15 | 44 | 1 | FALSE | 1 | FALSE | 1 | [6 empty] | 30 | B4B5 | 28.24 | 1.829e-06 | 0.15312 | 0.035122 | 0.0087153 | 3.4089e-05 | 434.8851 | 595.7138 | 0.11223
| Civic Offices | Close control AHu for registry records room including humidity temperature and ventilation (Services air handling unit (commercial size)) | 1701396 | 8404563 | 5 | Services equipment | Assume 10% manufacturing impacts | Assembly | 100 | Hours | 15 | 44 | 1 | FALSE | 1 | FALSE | 1 | [6 empty] | 45 | B4B5 | 28.24 | 1.829e-06 | 0.15312 | 0.035122 | 0.0087153 | 3.4089e-05 | 434.8851 | 595.7138 | 0.11223
| Civic Offices | Fresh air ventilation to council chamber AHU 2.9m3/s with plate heat exchanger to roof (Services air handling unit (commercial size)) | 1701397 | 8404568 | 5 | Services equipment | Installation and commissioning | Assembly | 32 | Hours | 15 | 44 | 1 | FALSE | 1 | FALSE | 1 | [6 empty] | 0 | A5 | 1.7305 | 1.1207e-07 | 0.0093827 | 0.0021522 | 0.00053404 | 2.0888e-06 | 26.6483 | 1280.3501 | 0.0068772
| Civic Offices | Fresh air ventilation to council chamber AHU 2.9m3/s with plate heat exchanger to roof (Services air handling unit (commercial size)) | 1701397 | 8404568 | 5 | Services equipment | Installation and commissioning | Assembly | 32 | Hours | 15 | 44 | 1 | FALSE | 1 | FALSE | 1 | [6 empty] | 0 | A4 | 0 | 0 | 0 | 0 | 0 | 0 | 0 | 0 | 0
| Civic Offices | Fresh air ventilation to council chamber AHU 2.9m3/s with plate heat exchanger to roof (Services air handling unit (commercial size)) | 1701397 | 8404568 | 5 | Services equipment | Installation and commissioning | Assembly | 32 | Hours | 15 | 44 | 1 | FALSE | 1 | FALSE | 1 | [6 empty] | 15 | B4B5 | 1.7305 | 1.1207e-07 | 0.0093827 | 0.0021522 | 0.00053404 | 2.0888e-06 | 26.6483 | 1280.3501 | 0.0068772
| Civic Offices | Fresh air ventilation to council chamber AHU 2.9m3/s with plate heat exchanger to roof (Services air handling unit (commercial size)) | 1701397 | 8404568 | 5 | Services equipment | Installation and commissioning | Assembly | 32 | Hours | 15 | 44 | 1 | FALSE | 1 | FALSE | 1 | [6 empty] | 30 | B4B5 | 1.7305 | 1.1207e-07 | 0.0093827 | 0.0021522 | 0.00053404 | 2.0888e-06 | 26.6483 | 1280.3501 | 0.0068772
| Civic Offices | Fresh air ventilation to council chamber AHU 2.9m3/s with plate heat exchanger to roof (Services air handling unit (commercial size)) | 1701397 | 8404568 | 5 | Services equipment | Installation and commissioning | Assembly | 32 | Hours | 15 | 44 | 1 | FALSE | 1 | FALSE | 1 | [6 empty] | 45 | B4B5 | 1.7305 | 1.1207e-07 | 0.0093827 | 0.0021522 | 0.00053404 | 2.0888e-06 | 26.6483 | 1280.3501 | 0.0068772
| Civic Offices | Fresh air ventilation to council chamber AHU 2.9m3/s with plate heat exchanger to roof (Services air handling unit (commercial size)) | 1701397 | 8404569 | 5 | Services equipment | quarterly inspection | Assembly | 8 | Hours | 1 | 44 | 1 | FALSE | 1 | FALSE | 3 | [6 empty] | 1 | B2B3 | 0.43261 | 2.8018e-08 | 0.0023457 | 0.00053804 | 0.00013351 | 5.2221e-07 | 6.6621 | 320.0875 | 0.0017193
| Civic Offices | Fresh air ventilation to council chamber AHU 2.9m3/s with plate heat exchanger to roof (Services air handling unit (commercial size)) | 1701397 | 8404569 | 5 | Services equipment | quarterly inspection | Assembly | 8 | Hours | 1 | 44 | 1 | FALSE | 1 | FALSE | 3 | [6 empty] | 2 | B2B3 | 0.43261 | 2.8018e-08 | 0.0023457 | 0.00053804 | 0.00013351 | 5.2221e-07 | 6.6621 | 320.0875 | 0.0017193
| Civic Offices | Fresh air ventilation to council chamber AHU 2.9m3/s with plate heat exchanger to roof (Services air handling unit (commercial size)) | 1701397 | 8404569 | 5 | Services equipment | quarterly inspection | Assembly | 8 | Hours | 1 | 44 | 1 | FALSE | 1 | FALSE | 3 | [6 empty] | 3 | B2B3 | 0.43261 | 2.8018e-08 | 0.0023457 | 0.00053804 | 0.00013351 | 5.2221e-07 | 6.6621 | 320.0875 | 0.0017193
| Civic Offices | Fresh air ventilation to council chamber AHU 2.9m3/s with plate heat exchanger to roof (Services air handling unit (commercial size)) | 1701397 | 8404569 | 5 | Services equipment | quarterly inspection | Assembly | 8 | Hours | 1 | 44 | 1 | FALSE | 1 | FALSE | 3 | [6 empty] | 4 | B2B3 | 0.43261 | 2.8018e-08 | 0.0023457 | 0.00053804 | 0.00013351 | 5.2221e-07 | 6.6621 | 320.0875 | 0.0017193
| Civic Offices | Fresh air ventilation to council chamber AHU 2.9m3/s with plate heat exchanger to roof (Services air handling unit (commercial size)) | 1701397 | 8404569 | 5 | Services equipment | quarterly inspection | Assembly | 8 | Hours | 1 | 44 | 1 | FALSE | 1 | FALSE | 3 | [6 empty] | 5 | B2B3 | 0.43261 | 2.8018e-08 | 0.0023457 | 0.00053804 | 0.00013351 | 5.2221e-07 | 6.6621 | 320.0875 | 0.0017193
| Civic Offices | Fresh air ventilation to council chamber AHU 2.9m3/s with plate heat exchanger to roof (Services air handling unit (commercial size)) | 1701397 | 8404569 | 5 | Services equipment | quarterly inspection | Assembly | 8 | Hours | 1 | 44 | 1 | FALSE | 1 | FALSE | 3 | [6 empty] | 6 | B2B3 | 0.43261 | 2.8018e-08 | 0.0023457 | 0.00053804 | 0.00013351 | 5.2221e-07 | 6.6621 | 320.0875 | 0.0017193
| Civic Offices | Fresh air ventilation to council chamber AHU 2.9m3/s with plate heat exchanger to roof (Services air handling unit (commercial size)) | 1701397 | 8404569 | 5 | Services equipment | quarterly inspection | Assembly | 8 | Hours | 1 | 44 | 1 | FALSE | 1 | FALSE | 3 | [6 empty] | 7 | B2B3 | 0.43261 | 2.8018e-08 | 0.0023457 | 0.00053804 | 0.00013351 | 5.2221e-07 | 6.6621 | 320.0875 | 0.0017193
| Civic Offices | Fresh air ventilation to council chamber AHU 2.9m3/s with plate heat exchanger to roof (Services air handling unit (commercial size)) | 1701397 | 8404569 | 5 | Services equipment | quarterly inspection | Assembly | 8 | Hours | 1 | 44 | 1 | FALSE | 1 | FALSE | 3 | [6 empty] | 8 | B2B3 | 0.43261 | 2.8018e-08 | 0.0023457 | 0.00053804 | 0.00013351 | 5.2221e-07 | 6.6621 | 320.0875 | 0.0017193
| Civic Offices | Fresh air ventilation to council chamber AHU 2.9m3/s with plate heat exchanger to roof (Services air handling unit (commercial size)) | 1701397 | 8404569 | 5 | Services equipment | quarterly inspection | Assembly | 8 | Hours | 1 | 44 | 1 | FALSE | 1 | FALSE | 3 | [6 empty] | 9 | B2B3 | 0.43261 | 2.8018e-08 | 0.0023457 | 0.00053804 | 0.00013351 | 5.2221e-07 | 6.6621 | 320.0875 | 0.0017193
| Civic Offices | Fresh air ventilation to council chamber AHU 2.9m3/s with plate heat exchanger to roof (Services air handling unit (commercial size)) | 1701397 | 8404569 | 5 | Services equipment | quarterly inspection | Assembly | 8 | Hours | 1 | 44 | 1 | FALSE | 1 | FALSE | 3 | [6 empty] | 10 | B2B3 | 0.43261 | 2.8018e-08 | 0.0023457 | 0.00053804 | 0.00013351 | 5.2221e-07 | 6.6621 | 320.0875 | 0.0017193
| Civic Offices | Fresh air ventilation to council chamber AHU 2.9m3/s with plate heat exchanger to roof (Services air handling unit (commercial size)) | 1701397 | 8404569 | 5 | Services equipment | quarterly inspection | Assembly | 8 | Hours | 1 | 44 | 1 | FALSE | 1 | FALSE | 3 | [6 empty] | 11 | B2B3 | 0.43261 | 2.8018e-08 | 0.0023457 | 0.00053804 | 0.00013351 | 5.2221e-07 | 6.6621 | 320.0875 | 0.0017193
| Civic Offices | Fresh air ventilation to council chamber AHU 2.9m3/s with plate heat exchanger to roof (Services air handling unit (commercial size)) | 1701397 | 8404569 | 5 | Services equipment | quarterly inspection | Assembly | 8 | Hours | 1 | 44 | 1 | FALSE | 1 | FALSE | 3 | [6 empty] | 12 | B2B3 | 0.43261 | 2.8018e-08 | 0.0023457 | 0.00053804 | 0.00013351 | 5.2221e-07 | 6.6621 | 320.0875 | 0.0017193
| Civic Offices | Fresh air ventilation to council chamber AHU 2.9m3/s with plate heat exchanger to roof (Services air handling unit (commercial size)) | 1701397 | 8404569 | 5 | Services equipment | quarterly inspection | Assembly | 8 | Hours | 1 | 44 | 1 | FALSE | 1 | FALSE | 3 | [6 empty] | 13 | B2B3 | 0.43261 | 2.8018e-08 | 0.0023457 | 0.00053804 | 0.00013351 | 5.2221e-07 | 6.6621 | 320.0875 | 0.0017193
| Civic Offices | Fresh air ventilation to council chamber AHU 2.9m3/s with plate heat exchanger to roof (Services air handling unit (commercial size)) | 1701397 | 8404569 | 5 | Services equipment | quarterly inspection | Assembly | 8 | Hours | 1 | 44 | 1 | FALSE | 1 | FALSE | 3 | [6 empty] | 14 | B2B3 | 0.43261 | 2.8018e-08 | 0.0023457 | 0.00053804 | 0.00013351 | 5.2221e-07 | 6.6621 | 320.0875 | 0.0017193
| Civic Offices | Fresh air ventilation to council chamber AHU 2.9m3/s with plate heat exchanger to roof (Services air handling unit (commercial size)) | 1701397 | 8404569 | 5 | Services equipment | quarterly inspection | Assembly | 8 | Hours | 1 | 44 | 1 | FALSE | 1 | FALSE | 3 | [6 empty] | 15 | B2B3 | 0.43261 | 2.8018e-08 | 0.0023457 | 0.00053804 | 0.00013351 | 5.2221e-07 | 6.6621 | 320.0875 | 0.0017193
| Civic Offices | Fresh air ventilation to council chamber AHU 2.9m3/s with plate heat exchanger to roof (Services air handling unit (commercial size)) | 1701397 | 8404569 | 5 | Services equipment | quarterly inspection | Assembly | 8 | Hours | 1 | 44 | 1 | FALSE | 1 | FALSE | 3 | [6 empty] | 16 | B2B3 | 0.43261 | 2.8018e-08 | 0.0023457 | 0.00053804 | 0.00013351 | 5.2221e-07 | 6.6621 | 320.0875 | 0.0017193
| Civic Offices | Fresh air ventilation to council chamber AHU 2.9m3/s with plate heat exchanger to roof (Services air handling unit (commercial size)) | 1701397 | 8404569 | 5 | Services equipment | quarterly inspection | Assembly | 8 | Hours | 1 | 44 | 1 | FALSE | 1 | FALSE | 3 | [6 empty] | 17 | B2B3 | 0.43261 | 2.8018e-08 | 0.0023457 | 0.00053804 | 0.00013351 | 5.2221e-07 | 6.6621 | 320.0875 | 0.0017193
| Civic Offices | Fresh air ventilation to council chamber AHU 2.9m3/s with plate heat exchanger to roof (Services air handling unit (commercial size)) | 1701397 | 8404569 | 5 | Services equipment | quarterly inspection | Assembly | 8 | Hours | 1 | 44 | 1 | FALSE | 1 | FALSE | 3 | [6 empty] | 18 | B2B3 | 0.43261 | 2.8018e-08 | 0.0023457 | 0.00053804 | 0.00013351 | 5.2221e-07 | 6.6621 | 320.0875 | 0.0017193
| Civic Offices | Fresh air ventilation to council chamber AHU 2.9m3/s with plate heat exchanger to roof (Services air handling unit (commercial size)) | 1701397 | 8404569 | 5 | Services equipment | quarterly inspection | Assembly | 8 | Hours | 1 | 44 | 1 | FALSE | 1 | FALSE | 3 | [6 empty] | 19 | B2B3 | 0.43261 | 2.8018e-08 | 0.0023457 | 0.00053804 | 0.00013351 | 5.2221e-07 | 6.6621 | 320.0875 | 0.0017193
| Civic Offices | Fresh air ventilation to council chamber AHU 2.9m3/s with plate heat exchanger to roof (Services air handling unit (commercial size)) | 1701397 | 8404569 | 5 | Services equipment | quarterly inspection | Assembly | 8 | Hours | 1 | 44 | 1 | FALSE | 1 | FALSE | 3 | [6 empty] | 20 | B2B3 | 0.43261 | 2.8018e-08 | 0.0023457 | 0.00053804 | 0.00013351 | 5.2221e-07 | 6.6621 | 320.0875 | 0.0017193
| Civic Offices | Fresh air ventilation to council chamber AHU 2.9m3/s with plate heat exchanger to roof (Services air handling unit (commercial size)) | 1701397 | 8404569 | 5 | Services equipment | quarterly inspection | Assembly | 8 | Hours | 1 | 44 | 1 | FALSE | 1 | FALSE | 3 | [6 empty] | 21 | B2B3 | 0.43261 | 2.8018e-08 | 0.0023457 | 0.00053804 | 0.00013351 | 5.2221e-07 | 6.6621 | 320.0875 | 0.0017193
| Civic Offices | Fresh air ventilation to council chamber AHU 2.9m3/s with plate heat exchanger to roof (Services air handling unit (commercial size)) | 1701397 | 8404569 | 5 | Services equipment | quarterly inspection | Assembly | 8 | Hours | 1 | 44 | 1 | FALSE | 1 | FALSE | 3 | [6 empty] | 22 | B2B3 | 0.43261 | 2.8018e-08 | 0.0023457 | 0.00053804 | 0.00013351 | 5.2221e-07 | 6.6621 | 320.0875 | 0.0017193
| Civic Offices | Fresh air ventilation to council chamber AHU 2.9m3/s with plate heat exchanger to roof (Services air handling unit (commercial size)) | 1701397 | 8404569 | 5 | Services equipment | quarterly inspection | Assembly | 8 | Hours | 1 | 44 | 1 | FALSE | 1 | FALSE | 3 | [6 empty] | 23 | B2B3 | 0.43261 | 2.8018e-08 | 0.0023457 | 0.00053804 | 0.00013351 | 5.2221e-07 | 6.6621 | 320.0875 | 0.0017193
| Civic Offices | Fresh air ventilation to council chamber AHU 2.9m3/s with plate heat exchanger to roof (Services air handling unit (commercial size)) | 1701397 | 8404569 | 5 | Services equipment | quarterly inspection | Assembly | 8 | Hours | 1 | 44 | 1 | FALSE | 1 | FALSE | 3 | [6 empty] | 24 | B2B3 | 0.43261 | 2.8018e-08 | 0.0023457 | 0.00053804 | 0.00013351 | 5.2221e-07 | 6.6621 | 320.0875 | 0.0017193
| Civic Offices | Fresh air ventilation to council chamber AHU 2.9m3/s with plate heat exchanger to roof (Services air handling unit (commercial size)) | 1701397 | 8404569 | 5 | Services equipment | quarterly inspection | Assembly | 8 | Hours | 1 | 44 | 1 | FALSE | 1 | FALSE | 3 | [6 empty] | 25 | B2B3 | 0.43261 | 2.8018e-08 | 0.0023457 | 0.00053804 | 0.00013351 | 5.2221e-07 | 6.6621 | 320.0875 | 0.0017193
| Civic Offices | Fresh air ventilation to council chamber AHU 2.9m3/s with plate heat exchanger to roof (Services air handling unit (commercial size)) | 1701397 | 8404569 | 5 | Services equipment | quarterly inspection | Assembly | 8 | Hours | 1 | 44 | 1 | FALSE | 1 | FALSE | 3 | [6 empty] | 26 | B2B3 | 0.43261 | 2.8018e-08 | 0.0023457 | 0.00053804 | 0.00013351 | 5.2221e-07 | 6.6621 | 320.0875 | 0.0017193
| Civic Offices | Fresh air ventilation to council chamber AHU 2.9m3/s with plate heat exchanger to roof (Services air handling unit (commercial size)) | 1701397 | 8404569 | 5 | Services equipment | quarterly inspection | Assembly | 8 | Hours | 1 | 44 | 1 | FALSE | 1 | FALSE | 3 | [6 empty] | 27 | B2B3 | 0.43261 | 2.8018e-08 | 0.0023457 | 0.00053804 | 0.00013351 | 5.2221e-07 | 6.6621 | 320.0875 | 0.0017193
| Civic Offices | Fresh air ventilation to council chamber AHU 2.9m3/s with plate heat exchanger to roof (Services air handling unit (commercial size)) | 1701397 | 8404569 | 5 | Services equipment | quarterly inspection | Assembly | 8 | Hours | 1 | 44 | 1 | FALSE | 1 | FALSE | 3 | [6 empty] | 28 | B2B3 | 0.43261 | 2.8018e-08 | 0.0023457 | 0.00053804 | 0.00013351 | 5.2221e-07 | 6.6621 | 320.0875 | 0.0017193
| Civic Offices | Fresh air ventilation to council chamber AHU 2.9m3/s with plate heat exchanger to roof (Services air handling unit (commercial size)) | 1701397 | 8404569 | 5 | Services equipment | quarterly inspection | Assembly | 8 | Hours | 1 | 44 | 1 | FALSE | 1 | FALSE | 3 | [6 empty] | 29 | B2B3 | 0.43261 | 2.8018e-08 | 0.0023457 | 0.00053804 | 0.00013351 | 5.2221e-07 | 6.6621 | 320.0875 | 0.0017193
| Civic Offices | Fresh air ventilation to council chamber AHU 2.9m3/s with plate heat exchanger to roof (Services air handling unit (commercial size)) | 1701397 | 8404569 | 5 | Services equipment | quarterly inspection | Assembly | 8 | Hours | 1 | 44 | 1 | FALSE | 1 | FALSE | 3 | [6 empty] | 30 | B2B3 | 0.43261 | 2.8018e-08 | 0.0023457 | 0.00053804 | 0.00013351 | 5.2221e-07 | 6.6621 | 320.0875 | 0.0017193
| Civic Offices | Fresh air ventilation to council chamber AHU 2.9m3/s with plate heat exchanger to roof (Services air handling unit (commercial size)) | 1701397 | 8404569 | 5 | Services equipment | quarterly inspection | Assembly | 8 | Hours | 1 | 44 | 1 | FALSE | 1 | FALSE | 3 | [6 empty] | 31 | B2B3 | 0.43261 | 2.8018e-08 | 0.0023457 | 0.00053804 | 0.00013351 | 5.2221e-07 | 6.6621 | 320.0875 | 0.0017193
| Civic Offices | Fresh air ventilation to council chamber AHU 2.9m3/s with plate heat exchanger to roof (Services air handling unit (commercial size)) | 1701397 | 8404569 | 5 | Services equipment | quarterly inspection | Assembly | 8 | Hours | 1 | 44 | 1 | FALSE | 1 | FALSE | 3 | [6 empty] | 32 | B2B3 | 0.43261 | 2.8018e-08 | 0.0023457 | 0.00053804 | 0.00013351 | 5.2221e-07 | 6.6621 | 320.0875 | 0.0017193
| Civic Offices | Fresh air ventilation to council chamber AHU 2.9m3/s with plate heat exchanger to roof (Services air handling unit (commercial size)) | 1701397 | 8404569 | 5 | Services equipment | quarterly inspection | Assembly | 8 | Hours | 1 | 44 | 1 | FALSE | 1 | FALSE | 3 | [6 empty] | 33 | B2B3 | 0.43261 | 2.8018e-08 | 0.0023457 | 0.00053804 | 0.00013351 | 5.2221e-07 | 6.6621 | 320.0875 | 0.0017193
| Civic Offices | Fresh air ventilation to council chamber AHU 2.9m3/s with plate heat exchanger to roof (Services air handling unit (commercial size)) | 1701397 | 8404569 | 5 | Services equipment | quarterly inspection | Assembly | 8 | Hours | 1 | 44 | 1 | FALSE | 1 | FALSE | 3 | [6 empty] | 34 | B2B3 | 0.43261 | 2.8018e-08 | 0.0023457 | 0.00053804 | 0.00013351 | 5.2221e-07 | 6.6621 | 320.0875 | 0.0017193
| Civic Offices | Fresh air ventilation to council chamber AHU 2.9m3/s with plate heat exchanger to roof (Services air handling unit (commercial size)) | 1701397 | 8404569 | 5 | Services equipment | quarterly inspection | Assembly | 8 | Hours | 1 | 44 | 1 | FALSE | 1 | FALSE | 3 | [6 empty] | 35 | B2B3 | 0.43261 | 2.8018e-08 | 0.0023457 | 0.00053804 | 0.00013351 | 5.2221e-07 | 6.6621 | 320.0875 | 0.0017193
| Civic Offices | Fresh air ventilation to council chamber AHU 2.9m3/s with plate heat exchanger to roof (Services air handling unit (commercial size)) | 1701397 | 8404569 | 5 | Services equipment | quarterly inspection | Assembly | 8 | Hours | 1 | 44 | 1 | FALSE | 1 | FALSE | 3 | [6 empty] | 36 | B2B3 | 0.43261 | 2.8018e-08 | 0.0023457 | 0.00053804 | 0.00013351 | 5.2221e-07 | 6.6621 | 320.0875 | 0.0017193
| Civic Offices | Fresh air ventilation to council chamber AHU 2.9m3/s with plate heat exchanger to roof (Services air handling unit (commercial size)) | 1701397 | 8404569 | 5 | Services equipment | quarterly inspection | Assembly | 8 | Hours | 1 | 44 | 1 | FALSE | 1 | FALSE | 3 | [6 empty] | 37 | B2B3 | 0.43261 | 2.8018e-08 | 0.0023457 | 0.00053804 | 0.00013351 | 5.2221e-07 | 6.6621 | 320.0875 | 0.0017193
| Civic Offices | Fresh air ventilation to council chamber AHU 2.9m3/s with plate heat exchanger to roof (Services air handling unit (commercial size)) | 1701397 | 8404569 | 5 | Services equipment | quarterly inspection | Assembly | 8 | Hours | 1 | 44 | 1 | FALSE | 1 | FALSE | 3 | [6 empty] | 38 | B2B3 | 0.43261 | 2.8018e-08 | 0.0023457 | 0.00053804 | 0.00013351 | 5.2221e-07 | 6.6621 | 320.0875 | 0.0017193
| Civic Offices | Fresh air ventilation to council chamber AHU 2.9m3/s with plate heat exchanger to roof (Services air handling unit (commercial size)) | 1701397 | 8404569 | 5 | Services equipment | quarterly inspection | Assembly | 8 | Hours | 1 | 44 | 1 | FALSE | 1 | FALSE | 3 | [6 empty] | 39 | B2B3 | 0.43261 | 2.8018e-08 | 0.0023457 | 0.00053804 | 0.00013351 | 5.2221e-07 | 6.6621 | 320.0875 | 0.0017193
| Civic Offices | Fresh air ventilation to council chamber AHU 2.9m3/s with plate heat exchanger to roof (Services air handling unit (commercial size)) | 1701397 | 8404569 | 5 | Services equipment | quarterly inspection | Assembly | 8 | Hours | 1 | 44 | 1 | FALSE | 1 | FALSE | 3 | [6 empty] | 40 | B2B3 | 0.43261 | 2.8018e-08 | 0.0023457 | 0.00053804 | 0.00013351 | 5.2221e-07 | 6.6621 | 320.0875 | 0.0017193
| Civic Offices | Fresh air ventilation to council chamber AHU 2.9m3/s with plate heat exchanger to roof (Services air handling unit (commercial size)) | 1701397 | 8404569 | 5 | Services equipment | quarterly inspection | Assembly | 8 | Hours | 1 | 44 | 1 | FALSE | 1 | FALSE | 3 | [6 empty] | 41 | B2B3 | 0.43261 | 2.8018e-08 | 0.0023457 | 0.00053804 | 0.00013351 | 5.2221e-07 | 6.6621 | 320.0875 | 0.0017193
| Civic Offices | Fresh air ventilation to council chamber AHU 2.9m3/s with plate heat exchanger to roof (Services air handling unit (commercial size)) | 1701397 | 8404569 | 5 | Services equipment | quarterly inspection | Assembly | 8 | Hours | 1 | 44 | 1 | FALSE | 1 | FALSE | 3 | [6 empty] | 42 | B2B3 | 0.43261 | 2.8018e-08 | 0.0023457 | 0.00053804 | 0.00013351 | 5.2221e-07 | 6.6621 | 320.0875 | 0.0017193
| Civic Offices | Fresh air ventilation to council chamber AHU 2.9m3/s with plate heat exchanger to roof (Services air handling unit (commercial size)) | 1701397 | 8404569 | 5 | Services equipment | quarterly inspection | Assembly | 8 | Hours | 1 | 44 | 1 | FALSE | 1 | FALSE | 3 | [6 empty] | 43 | B2B3 | 0.43261 | 2.8018e-08 | 0.0023457 | 0.00053804 | 0.00013351 | 5.2221e-07 | 6.6621 | 320.0875 | 0.0017193
| Civic Offices | Fresh air ventilation to council chamber AHU 2.9m3/s with plate heat exchanger to roof (Services air handling unit (commercial size)) | 1701397 | 8404569 | 5 | Services equipment | quarterly inspection | Assembly | 8 | Hours | 1 | 44 | 1 | FALSE | 1 | FALSE | 3 | [6 empty] | 44 | B2B3 | 0.43261 | 2.8018e-08 | 0.0023457 | 0.00053804 | 0.00013351 | 5.2221e-07 | 6.6621 | 320.0875 | 0.0017193
| Civic Offices | Fresh air ventilation to council chamber AHU 2.9m3/s with plate heat exchanger to roof (Services air handling unit (commercial size)) | 1701397 | 8404569 | 5 | Services equipment | quarterly inspection | Assembly | 8 | Hours | 1 | 44 | 1 | FALSE | 1 | FALSE | 3 | [6 empty] | 45 | B2B3 | 0.43261 | 2.8018e-08 | 0.0023457 | 0.00053804 | 0.00013351 | 5.2221e-07 | 6.6621 | 320.0875 | 0.0017193
| Civic Offices | Fresh air ventilation to council chamber AHU 2.9m3/s with plate heat exchanger to roof (Services air handling unit (commercial size)) | 1701397 | 8404569 | 5 | Services equipment | quarterly inspection | Assembly | 8 | Hours | 1 | 44 | 1 | FALSE | 1 | FALSE | 3 | [6 empty] | 46 | B2B3 | 0.43261 | 2.8018e-08 | 0.0023457 | 0.00053804 | 0.00013351 | 5.2221e-07 | 6.6621 | 320.0875 | 0.0017193
| Civic Offices | Fresh air ventilation to council chamber AHU 2.9m3/s with plate heat exchanger to roof (Services air handling unit (commercial size)) | 1701397 | 8404569 | 5 | Services equipment | quarterly inspection | Assembly | 8 | Hours | 1 | 44 | 1 | FALSE | 1 | FALSE | 3 | [6 empty] | 47 | B2B3 | 0.43261 | 2.8018e-08 | 0.0023457 | 0.00053804 | 0.00013351 | 5.2221e-07 | 6.6621 | 320.0875 | 0.0017193
| Civic Offices | Fresh air ventilation to council chamber AHU 2.9m3/s with plate heat exchanger to roof (Services air handling unit (commercial size)) | 1701397 | 8404569 | 5 | Services equipment | quarterly inspection | Assembly | 8 | Hours | 1 | 44 | 1 | FALSE | 1 | FALSE | 3 | [6 empty] | 48 | B2B3 | 0.43261 | 2.8018e-08 | 0.0023457 | 0.00053804 | 0.00013351 | 5.2221e-07 | 6.6621 | 320.0875 | 0.0017193
| Civic Offices | Fresh air ventilation to council chamber AHU 2.9m3/s with plate heat exchanger to roof (Services air handling unit (commercial size)) | 1701397 | 8404569 | 5 | Services equipment | quarterly inspection | Assembly | 8 | Hours | 1 | 44 | 1 | FALSE | 1 | FALSE | 3 | [6 empty] | 49 | B2B3 | 0.43261 | 2.8018e-08 | 0.0023457 | 0.00053804 | 0.00013351 | 5.2221e-07 | 6.6621 | 320.0875 | 0.0017193
| Civic Offices | Fresh air ventilation to council chamber AHU 2.9m3/s with plate heat exchanger to roof (Services air handling unit (commercial size)) | 1701397 | 8404569 | 5 | Services equipment | quarterly inspection | Assembly | 8 | Hours | 1 | 44 | 1 | FALSE | 1 | FALSE | 3 | [6 empty] | 50 | B2B3 | 0.43261 | 2.8018e-08 | 0.0023457 | 0.00053804 | 0.00013351 | 5.2221e-07 | 6.6621 | 320.0875 | 0.0017193
| Civic Offices | Fresh air ventilation to council chamber AHU 2.9m3/s with plate heat exchanger to roof (Services air handling unit (commercial size)) | 1701397 | 8404569 | 5 | Services equipment | quarterly inspection | Assembly | 8 | Hours | 1 | 44 | 1 | FALSE | 1 | FALSE | 3 | [6 empty] | 51 | B2B3 | 0.43261 | 2.8018e-08 | 0.0023457 | 0.00053804 | 0.00013351 | 5.2221e-07 | 6.6621 | 320.0875 | 0.0017193
| Civic Offices | Fresh air ventilation to council chamber AHU 2.9m3/s with plate heat exchanger to roof (Services air handling unit (commercial size)) | 1701397 | 8404569 | 5 | Services equipment | quarterly inspection | Assembly | 8 | Hours | 1 | 44 | 1 | FALSE | 1 | FALSE | 3 | [6 empty] | 52 | B2B3 | 0.43261 | 2.8018e-08 | 0.0023457 | 0.00053804 | 0.00013351 | 5.2221e-07 | 6.6621 | 320.0875 | 0.0017193
| Civic Offices | Fresh air ventilation to council chamber AHU 2.9m3/s with plate heat exchanger to roof (Services air handling unit (commercial size)) | 1701397 | 8404569 | 5 | Services equipment | quarterly inspection | Assembly | 8 | Hours | 1 | 44 | 1 | FALSE | 1 | FALSE | 3 | [6 empty] | 53 | B2B3 | 0.43261 | 2.8018e-08 | 0.0023457 | 0.00053804 | 0.00013351 | 5.2221e-07 | 6.6621 | 320.0875 | 0.0017193
| Civic Offices | Fresh air ventilation to council chamber AHU 2.9m3/s with plate heat exchanger to roof (Services air handling unit (commercial size)) | 1701397 | 8404569 | 5 | Services equipment | quarterly inspection | Assembly | 8 | Hours | 1 | 44 | 1 | FALSE | 1 | FALSE | 3 | [6 empty] | 54 | B2B3 | 0.43261 | 2.8018e-08 | 0.0023457 | 0.00053804 | 0.00013351 | 5.2221e-07 | 6.6621 | 320.0875 | 0.0017193
| Civic Offices | Fresh air ventilation to council chamber AHU 2.9m3/s with plate heat exchanger to roof (Services air handling unit (commercial size)) | 1701397 | 8404569 | 5 | Services equipment | quarterly inspection | Assembly | 8 | Hours | 1 | 44 | 1 | FALSE | 1 | FALSE | 3 | [6 empty] | 55 | B2B3 | 0.43261 | 2.8018e-08 | 0.0023457 | 0.00053804 | 0.00013351 | 5.2221e-07 | 6.6621 | 320.0875 | 0.0017193
| Civic Offices | Fresh air ventilation to council chamber AHU 2.9m3/s with plate heat exchanger to roof (Services air handling unit (commercial size)) | 1701397 | 8404569 | 5 | Services equipment | quarterly inspection | Assembly | 8 | Hours | 1 | 44 | 1 | FALSE | 1 | FALSE | 3 | [6 empty] | 56 | B2B3 | 0.43261 | 2.8018e-08 | 0.0023457 | 0.00053804 | 0.00013351 | 5.2221e-07 | 6.6621 | 320.0875 | 0.0017193
| Civic Offices | Fresh air ventilation to council chamber AHU 2.9m3/s with plate heat exchanger to roof (Services air handling unit (commercial size)) | 1701397 | 8404569 | 5 | Services equipment | quarterly inspection | Assembly | 8 | Hours | 1 | 44 | 1 | FALSE | 1 | FALSE | 3 | [6 empty] | 57 | B2B3 | 0.43261 | 2.8018e-08 | 0.0023457 | 0.00053804 | 0.00013351 | 5.2221e-07 | 6.6621 | 320.0875 | 0.0017193
| Civic Offices | Fresh air ventilation to council chamber AHU 2.9m3/s with plate heat exchanger to roof (Services air handling unit (commercial size)) | 1701397 | 8404569 | 5 | Services equipment | quarterly inspection | Assembly | 8 | Hours | 1 | 44 | 1 | FALSE | 1 | FALSE | 3 | [6 empty] | 58 | B2B3 | 0.43261 | 2.8018e-08 | 0.0023457 | 0.00053804 | 0.00013351 | 5.2221e-07 | 6.6621 | 320.0875 | 0.0017193
| Civic Offices | Fresh air ventilation to council chamber AHU 2.9m3/s with plate heat exchanger to roof (Services air handling unit (commercial size)) | 1701397 | 8404569 | 5 | Services equipment | quarterly inspection | Assembly | 8 | Hours | 1 | 44 | 1 | FALSE | 1 | FALSE | 3 | [6 empty] | 59 | B2B3 | 0.43261 | 2.8018e-08 | 0.0023457 | 0.00053804 | 0.00013351 | 5.2221e-07 | 6.6621 | 320.0875 | 0.0017193
| Civic Offices | Fresh air ventilation to council chamber AHU 2.9m3/s with plate heat exchanger to roof (Services air handling unit (commercial size)) | 1701397 | 8404569 | 5 | Services equipment | quarterly inspection | Assembly | 8 | Hours | 1 | 44 | 1 | FALSE | 1 | FALSE | 3 | [6 empty] | 60 | B2B3 | 0.43261 | 2.8018e-08 | 0.0023457 | 0.00053804 | 0.00013351 | 5.2221e-07 | 6.6621 | 320.0875 | 0.0017193
| Civic Offices | Fresh air ventilation to council chamber AHU 2.9m3/s with plate heat exchanger to roof (Services air handling unit (commercial size)) | 1701397 | 8404570 | 5 | Services equipment | Assume 10% manufacturing impacts | Assembly | 100 | Hours | 15 | 44 | 1 | FALSE | 1 | FALSE | 1 | [6 empty] | 0 | A5 | 28.24 | 1.829e-06 | 0.15312 | 0.035122 | 0.0087153 | 3.4089e-05 | 434.8851 | 595.7138 | 0.11223
| Civic Offices | Fresh air ventilation to council chamber AHU 2.9m3/s with plate heat exchanger to roof (Services air handling unit (commercial size)) | 1701397 | 8404570 | 5 | Services equipment | Assume 10% manufacturing impacts | Assembly | 100 | Hours | 15 | 44 | 1 | FALSE | 1 | FALSE | 1 | [6 empty] | 0 | A4 | 0 | 0 | 0 | 0 | 0 | 0 | 0 | 0 | 0
| Civic Offices | Fresh air ventilation to council chamber AHU 2.9m3/s with plate heat exchanger to roof (Services air handling unit (commercial size)) | 1701397 | 8404570 | 5 | Services equipment | Assume 10% manufacturing impacts | Assembly | 100 | Hours | 15 | 44 | 1 | FALSE | 1 | FALSE | 1 | [6 empty] | 15 | B4B5 | 28.24 | 1.829e-06 | 0.15312 | 0.035122 | 0.0087153 | 3.4089e-05 | 434.8851 | 595.7138 | 0.11223
| Civic Offices | Fresh air ventilation to council chamber AHU 2.9m3/s with plate heat exchanger to roof (Services air handling unit (commercial size)) | 1701397 | 8404570 | 5 | Services equipment | Assume 10% manufacturing impacts | Assembly | 100 | Hours | 15 | 44 | 1 | FALSE | 1 | FALSE | 1 | [6 empty] | 30 | B4B5 | 28.24 | 1.829e-06 | 0.15312 | 0.035122 | 0.0087153 | 3.4089e-05 | 434.8851 | 595.7138 | 0.11223
| Civic Offices | Fresh air ventilation to council chamber AHU 2.9m3/s with plate heat exchanger to roof (Services air handling unit (commercial size)) | 1701397 | 8404570 | 5 | Services equipment | Assume 10% manufacturing impacts | Assembly | 100 | Hours | 15 | 44 | 1 | FALSE | 1 | FALSE | 1 | [6 empty] | 45 | B4B5 | 28.24 | 1.829e-06 | 0.15312 | 0.035122 | 0.0087153 | 3.4089e-05 | 434.8851 | 595.7138 | 0.11223
| Civic Offices | Fresh air ventilation to all general areas AHU 1.4m3/s with plate heat exchanger to roof (Services air handling unit (commercial size)) | 1701398 | 8404575 | 5 | Services equipment | Installation and commissioning | Assembly | 32 | Hours | 15 | 44 | 1 | FALSE | 1 | FALSE | 1 | [6 empty] | 0 | A5 | 1.7305 | 1.1207e-07 | 0.0093827 | 0.0021522 | 0.00053404 | 2.0888e-06 | 26.6483 | 1280.3501 | 0.0068772
| Civic Offices | Fresh air ventilation to all general areas AHU 1.4m3/s with plate heat exchanger to roof (Services air handling unit (commercial size)) | 1701398 | 8404575 | 5 | Services equipment | Installation and commissioning | Assembly | 32 | Hours | 15 | 44 | 1 | FALSE | 1 | FALSE | 1 | [6 empty] | 0 | A4 | 0 | 0 | 0 | 0 | 0 | 0 | 0 | 0 | 0
| Civic Offices | Fresh air ventilation to all general areas AHU 1.4m3/s with plate heat exchanger to roof (Services air handling unit (commercial size)) | 1701398 | 8404575 | 5 | Services equipment | Installation and commissioning | Assembly | 32 | Hours | 15 | 44 | 1 | FALSE | 1 | FALSE | 1 | [6 empty] | 15 | B4B5 | 1.7305 | 1.1207e-07 | 0.0093827 | 0.0021522 | 0.00053404 | 2.0888e-06 | 26.6483 | 1280.3501 | 0.0068772
| Civic Offices | Fresh air ventilation to all general areas AHU 1.4m3/s with plate heat exchanger to roof (Services air handling unit (commercial size)) | 1701398 | 8404575 | 5 | Services equipment | Installation and commissioning | Assembly | 32 | Hours | 15 | 44 | 1 | FALSE | 1 | FALSE | 1 | [6 empty] | 30 | B4B5 | 1.7305 | 1.1207e-07 | 0.0093827 | 0.0021522 | 0.00053404 | 2.0888e-06 | 26.6483 | 1280.3501 | 0.0068772
| Civic Offices | Fresh air ventilation to all general areas AHU 1.4m3/s with plate heat exchanger to roof (Services air handling unit (commercial size)) | 1701398 | 8404575 | 5 | Services equipment | Installation and commissioning | Assembly | 32 | Hours | 15 | 44 | 1 | FALSE | 1 | FALSE | 1 | [6 empty] | 45 | B4B5 | 1.7305 | 1.1207e-07 | 0.0093827 | 0.0021522 | 0.00053404 | 2.0888e-06 | 26.6483 | 1280.3501 | 0.0068772
| Civic Offices | Fresh air ventilation to all general areas AHU 1.4m3/s with plate heat exchanger to roof (Services air handling unit (commercial size)) | 1701398 | 8404576 | 5 | Services equipment | quarterly inspection | Assembly | 8 | Hours | 1 | 44 | 1 | FALSE | 1 | FALSE | 3 | [6 empty] | 1 | B2B3 | 0.43261 | 2.8018e-08 | 0.0023457 | 0.00053804 | 0.00013351 | 5.2221e-07 | 6.6621 | 320.0875 | 0.0017193
| Civic Offices | Fresh air ventilation to all general areas AHU 1.4m3/s with plate heat exchanger to roof (Services air handling unit (commercial size)) | 1701398 | 8404576 | 5 | Services equipment | quarterly inspection | Assembly | 8 | Hours | 1 | 44 | 1 | FALSE | 1 | FALSE | 3 | [6 empty] | 2 | B2B3 | 0.43261 | 2.8018e-08 | 0.0023457 | 0.00053804 | 0.00013351 | 5.2221e-07 | 6.6621 | 320.0875 | 0.0017193
| Civic Offices | Fresh air ventilation to all general areas AHU 1.4m3/s with plate heat exchanger to roof (Services air handling unit (commercial size)) | 1701398 | 8404576 | 5 | Services equipment | quarterly inspection | Assembly | 8 | Hours | 1 | 44 | 1 | FALSE | 1 | FALSE | 3 | [6 empty] | 3 | B2B3 | 0.43261 | 2.8018e-08 | 0.0023457 | 0.00053804 | 0.00013351 | 5.2221e-07 | 6.6621 | 320.0875 | 0.0017193
| Civic Offices | Fresh air ventilation to all general areas AHU 1.4m3/s with plate heat exchanger to roof (Services air handling unit (commercial size)) | 1701398 | 8404576 | 5 | Services equipment | quarterly inspection | Assembly | 8 | Hours | 1 | 44 | 1 | FALSE | 1 | FALSE | 3 | [6 empty] | 4 | B2B3 | 0.43261 | 2.8018e-08 | 0.0023457 | 0.00053804 | 0.00013351 | 5.2221e-07 | 6.6621 | 320.0875 | 0.0017193
| Civic Offices | Fresh air ventilation to all general areas AHU 1.4m3/s with plate heat exchanger to roof (Services air handling unit (commercial size)) | 1701398 | 8404576 | 5 | Services equipment | quarterly inspection | Assembly | 8 | Hours | 1 | 44 | 1 | FALSE | 1 | FALSE | 3 | [6 empty] | 5 | B2B3 | 0.43261 | 2.8018e-08 | 0.0023457 | 0.00053804 | 0.00013351 | 5.2221e-07 | 6.6621 | 320.0875 | 0.0017193
| Civic Offices | Fresh air ventilation to all general areas AHU 1.4m3/s with plate heat exchanger to roof (Services air handling unit (commercial size)) | 1701398 | 8404576 | 5 | Services equipment | quarterly inspection | Assembly | 8 | Hours | 1 | 44 | 1 | FALSE | 1 | FALSE | 3 | [6 empty] | 6 | B2B3 | 0.43261 | 2.8018e-08 | 0.0023457 | 0.00053804 | 0.00013351 | 5.2221e-07 | 6.6621 | 320.0875 | 0.0017193
| Civic Offices | Fresh air ventilation to all general areas AHU 1.4m3/s with plate heat exchanger to roof (Services air handling unit (commercial size)) | 1701398 | 8404576 | 5 | Services equipment | quarterly inspection | Assembly | 8 | Hours | 1 | 44 | 1 | FALSE | 1 | FALSE | 3 | [6 empty] | 7 | B2B3 | 0.43261 | 2.8018e-08 | 0.0023457 | 0.00053804 | 0.00013351 | 5.2221e-07 | 6.6621 | 320.0875 | 0.0017193
| Civic Offices | Fresh air ventilation to all general areas AHU 1.4m3/s with plate heat exchanger to roof (Services air handling unit (commercial size)) | 1701398 | 8404576 | 5 | Services equipment | quarterly inspection | Assembly | 8 | Hours | 1 | 44 | 1 | FALSE | 1 | FALSE | 3 | [6 empty] | 8 | B2B3 | 0.43261 | 2.8018e-08 | 0.0023457 | 0.00053804 | 0.00013351 | 5.2221e-07 | 6.6621 | 320.0875 | 0.0017193
| Civic Offices | Fresh air ventilation to all general areas AHU 1.4m3/s with plate heat exchanger to roof (Services air handling unit (commercial size)) | 1701398 | 8404576 | 5 | Services equipment | quarterly inspection | Assembly | 8 | Hours | 1 | 44 | 1 | FALSE | 1 | FALSE | 3 | [6 empty] | 9 | B2B3 | 0.43261 | 2.8018e-08 | 0.0023457 | 0.00053804 | 0.00013351 | 5.2221e-07 | 6.6621 | 320.0875 | 0.0017193
| Civic Offices | Fresh air ventilation to all general areas AHU 1.4m3/s with plate heat exchanger to roof (Services air handling unit (commercial size)) | 1701398 | 8404576 | 5 | Services equipment | quarterly inspection | Assembly | 8 | Hours | 1 | 44 | 1 | FALSE | 1 | FALSE | 3 | [6 empty] | 10 | B2B3 | 0.43261 | 2.8018e-08 | 0.0023457 | 0.00053804 | 0.00013351 | 5.2221e-07 | 6.6621 | 320.0875 | 0.0017193
| Civic Offices | Fresh air ventilation to all general areas AHU 1.4m3/s with plate heat exchanger to roof (Services air handling unit (commercial size)) | 1701398 | 8404576 | 5 | Services equipment | quarterly inspection | Assembly | 8 | Hours | 1 | 44 | 1 | FALSE | 1 | FALSE | 3 | [6 empty] | 11 | B2B3 | 0.43261 | 2.8018e-08 | 0.0023457 | 0.00053804 | 0.00013351 | 5.2221e-07 | 6.6621 | 320.0875 | 0.0017193
| Civic Offices | Fresh air ventilation to all general areas AHU 1.4m3/s with plate heat exchanger to roof (Services air handling unit (commercial size)) | 1701398 | 8404576 | 5 | Services equipment | quarterly inspection | Assembly | 8 | Hours | 1 | 44 | 1 | FALSE | 1 | FALSE | 3 | [6 empty] | 12 | B2B3 | 0.43261 | 2.8018e-08 | 0.0023457 | 0.00053804 | 0.00013351 | 5.2221e-07 | 6.6621 | 320.0875 | 0.0017193
| Civic Offices | Fresh air ventilation to all general areas AHU 1.4m3/s with plate heat exchanger to roof (Services air handling unit (commercial size)) | 1701398 | 8404576 | 5 | Services equipment | quarterly inspection | Assembly | 8 | Hours | 1 | 44 | 1 | FALSE | 1 | FALSE | 3 | [6 empty] | 13 | B2B3 | 0.43261 | 2.8018e-08 | 0.0023457 | 0.00053804 | 0.00013351 | 5.2221e-07 | 6.6621 | 320.0875 | 0.0017193
| Civic Offices | Fresh air ventilation to all general areas AHU 1.4m3/s with plate heat exchanger to roof (Services air handling unit (commercial size)) | 1701398 | 8404576 | 5 | Services equipment | quarterly inspection | Assembly | 8 | Hours | 1 | 44 | 1 | FALSE | 1 | FALSE | 3 | [6 empty] | 14 | B2B3 | 0.43261 | 2.8018e-08 | 0.0023457 | 0.00053804 | 0.00013351 | 5.2221e-07 | 6.6621 | 320.0875 | 0.0017193
| Civic Offices | Fresh air ventilation to all general areas AHU 1.4m3/s with plate heat exchanger to roof (Services air handling unit (commercial size)) | 1701398 | 8404576 | 5 | Services equipment | quarterly inspection | Assembly | 8 | Hours | 1 | 44 | 1 | FALSE | 1 | FALSE | 3 | [6 empty] | 15 | B2B3 | 0.43261 | 2.8018e-08 | 0.0023457 | 0.00053804 | 0.00013351 | 5.2221e-07 | 6.6621 | 320.0875 | 0.0017193
| Civic Offices | Fresh air ventilation to all general areas AHU 1.4m3/s with plate heat exchanger to roof (Services air handling unit (commercial size)) | 1701398 | 8404576 | 5 | Services equipment | quarterly inspection | Assembly | 8 | Hours | 1 | 44 | 1 | FALSE | 1 | FALSE | 3 | [6 empty] | 16 | B2B3 | 0.43261 | 2.8018e-08 | 0.0023457 | 0.00053804 | 0.00013351 | 5.2221e-07 | 6.6621 | 320.0875 | 0.0017193
| Civic Offices | Fresh air ventilation to all general areas AHU 1.4m3/s with plate heat exchanger to roof (Services air handling unit (commercial size)) | 1701398 | 8404576 | 5 | Services equipment | quarterly inspection | Assembly | 8 | Hours | 1 | 44 | 1 | FALSE | 1 | FALSE | 3 | [6 empty] | 17 | B2B3 | 0.43261 | 2.8018e-08 | 0.0023457 | 0.00053804 | 0.00013351 | 5.2221e-07 | 6.6621 | 320.0875 | 0.0017193
| Civic Offices | Fresh air ventilation to all general areas AHU 1.4m3/s with plate heat exchanger to roof (Services air handling unit (commercial size)) | 1701398 | 8404576 | 5 | Services equipment | quarterly inspection | Assembly | 8 | Hours | 1 | 44 | 1 | FALSE | 1 | FALSE | 3 | [6 empty] | 18 | B2B3 | 0.43261 | 2.8018e-08 | 0.0023457 | 0.00053804 | 0.00013351 | 5.2221e-07 | 6.6621 | 320.0875 | 0.0017193
| Civic Offices | Fresh air ventilation to all general areas AHU 1.4m3/s with plate heat exchanger to roof (Services air handling unit (commercial size)) | 1701398 | 8404576 | 5 | Services equipment | quarterly inspection | Assembly | 8 | Hours | 1 | 44 | 1 | FALSE | 1 | FALSE | 3 | [6 empty] | 19 | B2B3 | 0.43261 | 2.8018e-08 | 0.0023457 | 0.00053804 | 0.00013351 | 5.2221e-07 | 6.6621 | 320.0875 | 0.0017193
| Civic Offices | Fresh air ventilation to all general areas AHU 1.4m3/s with plate heat exchanger to roof (Services air handling unit (commercial size)) | 1701398 | 8404576 | 5 | Services equipment | quarterly inspection | Assembly | 8 | Hours | 1 | 44 | 1 | FALSE | 1 | FALSE | 3 | [6 empty] | 20 | B2B3 | 0.43261 | 2.8018e-08 | 0.0023457 | 0.00053804 | 0.00013351 | 5.2221e-07 | 6.6621 | 320.0875 | 0.0017193
| Civic Offices | Fresh air ventilation to all general areas AHU 1.4m3/s with plate heat exchanger to roof (Services air handling unit (commercial size)) | 1701398 | 8404576 | 5 | Services equipment | quarterly inspection | Assembly | 8 | Hours | 1 | 44 | 1 | FALSE | 1 | FALSE | 3 | [6 empty] | 21 | B2B3 | 0.43261 | 2.8018e-08 | 0.0023457 | 0.00053804 | 0.00013351 | 5.2221e-07 | 6.6621 | 320.0875 | 0.0017193
| Civic Offices | Fresh air ventilation to all general areas AHU 1.4m3/s with plate heat exchanger to roof (Services air handling unit (commercial size)) | 1701398 | 8404576 | 5 | Services equipment | quarterly inspection | Assembly | 8 | Hours | 1 | 44 | 1 | FALSE | 1 | FALSE | 3 | [6 empty] | 22 | B2B3 | 0.43261 | 2.8018e-08 | 0.0023457 | 0.00053804 | 0.00013351 | 5.2221e-07 | 6.6621 | 320.0875 | 0.0017193
| Civic Offices | Fresh air ventilation to all general areas AHU 1.4m3/s with plate heat exchanger to roof (Services air handling unit (commercial size)) | 1701398 | 8404576 | 5 | Services equipment | quarterly inspection | Assembly | 8 | Hours | 1 | 44 | 1 | FALSE | 1 | FALSE | 3 | [6 empty] | 23 | B2B3 | 0.43261 | 2.8018e-08 | 0.0023457 | 0.00053804 | 0.00013351 | 5.2221e-07 | 6.6621 | 320.0875 | 0.0017193
| Civic Offices | Fresh air ventilation to all general areas AHU 1.4m3/s with plate heat exchanger to roof (Services air handling unit (commercial size)) | 1701398 | 8404576 | 5 | Services equipment | quarterly inspection | Assembly | 8 | Hours | 1 | 44 | 1 | FALSE | 1 | FALSE | 3 | [6 empty] | 24 | B2B3 | 0.43261 | 2.8018e-08 | 0.0023457 | 0.00053804 | 0.00013351 | 5.2221e-07 | 6.6621 | 320.0875 | 0.0017193
| Civic Offices | Fresh air ventilation to all general areas AHU 1.4m3/s with plate heat exchanger to roof (Services air handling unit (commercial size)) | 1701398 | 8404576 | 5 | Services equipment | quarterly inspection | Assembly | 8 | Hours | 1 | 44 | 1 | FALSE | 1 | FALSE | 3 | [6 empty] | 25 | B2B3 | 0.43261 | 2.8018e-08 | 0.0023457 | 0.00053804 | 0.00013351 | 5.2221e-07 | 6.6621 | 320.0875 | 0.0017193
| Civic Offices | Fresh air ventilation to all general areas AHU 1.4m3/s with plate heat exchanger to roof (Services air handling unit (commercial size)) | 1701398 | 8404576 | 5 | Services equipment | quarterly inspection | Assembly | 8 | Hours | 1 | 44 | 1 | FALSE | 1 | FALSE | 3 | [6 empty] | 26 | B2B3 | 0.43261 | 2.8018e-08 | 0.0023457 | 0.00053804 | 0.00013351 | 5.2221e-07 | 6.6621 | 320.0875 | 0.0017193
| Civic Offices | Fresh air ventilation to all general areas AHU 1.4m3/s with plate heat exchanger to roof (Services air handling unit (commercial size)) | 1701398 | 8404576 | 5 | Services equipment | quarterly inspection | Assembly | 8 | Hours | 1 | 44 | 1 | FALSE | 1 | FALSE | 3 | [6 empty] | 27 | B2B3 | 0.43261 | 2.8018e-08 | 0.0023457 | 0.00053804 | 0.00013351 | 5.2221e-07 | 6.6621 | 320.0875 | 0.0017193
| Civic Offices | Fresh air ventilation to all general areas AHU 1.4m3/s with plate heat exchanger to roof (Services air handling unit (commercial size)) | 1701398 | 8404576 | 5 | Services equipment | quarterly inspection | Assembly | 8 | Hours | 1 | 44 | 1 | FALSE | 1 | FALSE | 3 | [6 empty] | 28 | B2B3 | 0.43261 | 2.8018e-08 | 0.0023457 | 0.00053804 | 0.00013351 | 5.2221e-07 | 6.6621 | 320.0875 | 0.0017193
| Civic Offices | Fresh air ventilation to all general areas AHU 1.4m3/s with plate heat exchanger to roof (Services air handling unit (commercial size)) | 1701398 | 8404576 | 5 | Services equipment | quarterly inspection | Assembly | 8 | Hours | 1 | 44 | 1 | FALSE | 1 | FALSE | 3 | [6 empty] | 29 | B2B3 | 0.43261 | 2.8018e-08 | 0.0023457 | 0.00053804 | 0.00013351 | 5.2221e-07 | 6.6621 | 320.0875 | 0.0017193
| Civic Offices | Fresh air ventilation to all general areas AHU 1.4m3/s with plate heat exchanger to roof (Services air handling unit (commercial size)) | 1701398 | 8404576 | 5 | Services equipment | quarterly inspection | Assembly | 8 | Hours | 1 | 44 | 1 | FALSE | 1 | FALSE | 3 | [6 empty] | 30 | B2B3 | 0.43261 | 2.8018e-08 | 0.0023457 | 0.00053804 | 0.00013351 | 5.2221e-07 | 6.6621 | 320.0875 | 0.0017193
| Civic Offices | Fresh air ventilation to all general areas AHU 1.4m3/s with plate heat exchanger to roof (Services air handling unit (commercial size)) | 1701398 | 8404576 | 5 | Services equipment | quarterly inspection | Assembly | 8 | Hours | 1 | 44 | 1 | FALSE | 1 | FALSE | 3 | [6 empty] | 31 | B2B3 | 0.43261 | 2.8018e-08 | 0.0023457 | 0.00053804 | 0.00013351 | 5.2221e-07 | 6.6621 | 320.0875 | 0.0017193
| Civic Offices | Fresh air ventilation to all general areas AHU 1.4m3/s with plate heat exchanger to roof (Services air handling unit (commercial size)) | 1701398 | 8404576 | 5 | Services equipment | quarterly inspection | Assembly | 8 | Hours | 1 | 44 | 1 | FALSE | 1 | FALSE | 3 | [6 empty] | 32 | B2B3 | 0.43261 | 2.8018e-08 | 0.0023457 | 0.00053804 | 0.00013351 | 5.2221e-07 | 6.6621 | 320.0875 | 0.0017193
| Civic Offices | Fresh air ventilation to all general areas AHU 1.4m3/s with plate heat exchanger to roof (Services air handling unit (commercial size)) | 1701398 | 8404576 | 5 | Services equipment | quarterly inspection | Assembly | 8 | Hours | 1 | 44 | 1 | FALSE | 1 | FALSE | 3 | [6 empty] | 33 | B2B3 | 0.43261 | 2.8018e-08 | 0.0023457 | 0.00053804 | 0.00013351 | 5.2221e-07 | 6.6621 | 320.0875 | 0.0017193
| Civic Offices | Fresh air ventilation to all general areas AHU 1.4m3/s with plate heat exchanger to roof (Services air handling unit (commercial size)) | 1701398 | 8404576 | 5 | Services equipment | quarterly inspection | Assembly | 8 | Hours | 1 | 44 | 1 | FALSE | 1 | FALSE | 3 | [6 empty] | 34 | B2B3 | 0.43261 | 2.8018e-08 | 0.0023457 | 0.00053804 | 0.00013351 | 5.2221e-07 | 6.6621 | 320.0875 | 0.0017193
| Civic Offices | Fresh air ventilation to all general areas AHU 1.4m3/s with plate heat exchanger to roof (Services air handling unit (commercial size)) | 1701398 | 8404576 | 5 | Services equipment | quarterly inspection | Assembly | 8 | Hours | 1 | 44 | 1 | FALSE | 1 | FALSE | 3 | [6 empty] | 35 | B2B3 | 0.43261 | 2.8018e-08 | 0.0023457 | 0.00053804 | 0.00013351 | 5.2221e-07 | 6.6621 | 320.0875 | 0.0017193
| Civic Offices | Fresh air ventilation to all general areas AHU 1.4m3/s with plate heat exchanger to roof (Services air handling unit (commercial size)) | 1701398 | 8404576 | 5 | Services equipment | quarterly inspection | Assembly | 8 | Hours | 1 | 44 | 1 | FALSE | 1 | FALSE | 3 | [6 empty] | 36 | B2B3 | 0.43261 | 2.8018e-08 | 0.0023457 | 0.00053804 | 0.00013351 | 5.2221e-07 | 6.6621 | 320.0875 | 0.0017193
| Civic Offices | Fresh air ventilation to all general areas AHU 1.4m3/s with plate heat exchanger to roof (Services air handling unit (commercial size)) | 1701398 | 8404576 | 5 | Services equipment | quarterly inspection | Assembly | 8 | Hours | 1 | 44 | 1 | FALSE | 1 | FALSE | 3 | [6 empty] | 37 | B2B3 | 0.43261 | 2.8018e-08 | 0.0023457 | 0.00053804 | 0.00013351 | 5.2221e-07 | 6.6621 | 320.0875 | 0.0017193
| Civic Offices | Fresh air ventilation to all general areas AHU 1.4m3/s with plate heat exchanger to roof (Services air handling unit (commercial size)) | 1701398 | 8404576 | 5 | Services equipment | quarterly inspection | Assembly | 8 | Hours | 1 | 44 | 1 | FALSE | 1 | FALSE | 3 | [6 empty] | 38 | B2B3 | 0.43261 | 2.8018e-08 | 0.0023457 | 0.00053804 | 0.00013351 | 5.2221e-07 | 6.6621 | 320.0875 | 0.0017193
| Civic Offices | Fresh air ventilation to all general areas AHU 1.4m3/s with plate heat exchanger to roof (Services air handling unit (commercial size)) | 1701398 | 8404576 | 5 | Services equipment | quarterly inspection | Assembly | 8 | Hours | 1 | 44 | 1 | FALSE | 1 | FALSE | 3 | [6 empty] | 39 | B2B3 | 0.43261 | 2.8018e-08 | 0.0023457 | 0.00053804 | 0.00013351 | 5.2221e-07 | 6.6621 | 320.0875 | 0.0017193
| Civic Offices | Fresh air ventilation to all general areas AHU 1.4m3/s with plate heat exchanger to roof (Services air handling unit (commercial size)) | 1701398 | 8404576 | 5 | Services equipment | quarterly inspection | Assembly | 8 | Hours | 1 | 44 | 1 | FALSE | 1 | FALSE | 3 | [6 empty] | 40 | B2B3 | 0.43261 | 2.8018e-08 | 0.0023457 | 0.00053804 | 0.00013351 | 5.2221e-07 | 6.6621 | 320.0875 | 0.0017193
| Civic Offices | Fresh air ventilation to all general areas AHU 1.4m3/s with plate heat exchanger to roof (Services air handling unit (commercial size)) | 1701398 | 8404576 | 5 | Services equipment | quarterly inspection | Assembly | 8 | Hours | 1 | 44 | 1 | FALSE | 1 | FALSE | 3 | [6 empty] | 41 | B2B3 | 0.43261 | 2.8018e-08 | 0.0023457 | 0.00053804 | 0.00013351 | 5.2221e-07 | 6.6621 | 320.0875 | 0.0017193
| Civic Offices | Fresh air ventilation to all general areas AHU 1.4m3/s with plate heat exchanger to roof (Services air handling unit (commercial size)) | 1701398 | 8404576 | 5 | Services equipment | quarterly inspection | Assembly | 8 | Hours | 1 | 44 | 1 | FALSE | 1 | FALSE | 3 | [6 empty] | 42 | B2B3 | 0.43261 | 2.8018e-08 | 0.0023457 | 0.00053804 | 0.00013351 | 5.2221e-07 | 6.6621 | 320.0875 | 0.0017193
| Civic Offices | Fresh air ventilation to all general areas AHU 1.4m3/s with plate heat exchanger to roof (Services air handling unit (commercial size)) | 1701398 | 8404576 | 5 | Services equipment | quarterly inspection | Assembly | 8 | Hours | 1 | 44 | 1 | FALSE | 1 | FALSE | 3 | [6 empty] | 43 | B2B3 | 0.43261 | 2.8018e-08 | 0.0023457 | 0.00053804 | 0.00013351 | 5.2221e-07 | 6.6621 | 320.0875 | 0.0017193
| Civic Offices | Fresh air ventilation to all general areas AHU 1.4m3/s with plate heat exchanger to roof (Services air handling unit (commercial size)) | 1701398 | 8404576 | 5 | Services equipment | quarterly inspection | Assembly | 8 | Hours | 1 | 44 | 1 | FALSE | 1 | FALSE | 3 | [6 empty] | 44 | B2B3 | 0.43261 | 2.8018e-08 | 0.0023457 | 0.00053804 | 0.00013351 | 5.2221e-07 | 6.6621 | 320.0875 | 0.0017193
| Civic Offices | Fresh air ventilation to all general areas AHU 1.4m3/s with plate heat exchanger to roof (Services air handling unit (commercial size)) | 1701398 | 8404576 | 5 | Services equipment | quarterly inspection | Assembly | 8 | Hours | 1 | 44 | 1 | FALSE | 1 | FALSE | 3 | [6 empty] | 45 | B2B3 | 0.43261 | 2.8018e-08 | 0.0023457 | 0.00053804 | 0.00013351 | 5.2221e-07 | 6.6621 | 320.0875 | 0.0017193
| Civic Offices | Fresh air ventilation to all general areas AHU 1.4m3/s with plate heat exchanger to roof (Services air handling unit (commercial size)) | 1701398 | 8404576 | 5 | Services equipment | quarterly inspection | Assembly | 8 | Hours | 1 | 44 | 1 | FALSE | 1 | FALSE | 3 | [6 empty] | 46 | B2B3 | 0.43261 | 2.8018e-08 | 0.0023457 | 0.00053804 | 0.00013351 | 5.2221e-07 | 6.6621 | 320.0875 | 0.0017193
| Civic Offices | Fresh air ventilation to all general areas AHU 1.4m3/s with plate heat exchanger to roof (Services air handling unit (commercial size)) | 1701398 | 8404576 | 5 | Services equipment | quarterly inspection | Assembly | 8 | Hours | 1 | 44 | 1 | FALSE | 1 | FALSE | 3 | [6 empty] | 47 | B2B3 | 0.43261 | 2.8018e-08 | 0.0023457 | 0.00053804 | 0.00013351 | 5.2221e-07 | 6.6621 | 320.0875 | 0.0017193
| Civic Offices | Fresh air ventilation to all general areas AHU 1.4m3/s with plate heat exchanger to roof (Services air handling unit (commercial size)) | 1701398 | 8404576 | 5 | Services equipment | quarterly inspection | Assembly | 8 | Hours | 1 | 44 | 1 | FALSE | 1 | FALSE | 3 | [6 empty] | 48 | B2B3 | 0.43261 | 2.8018e-08 | 0.0023457 | 0.00053804 | 0.00013351 | 5.2221e-07 | 6.6621 | 320.0875 | 0.0017193
| Civic Offices | Fresh air ventilation to all general areas AHU 1.4m3/s with plate heat exchanger to roof (Services air handling unit (commercial size)) | 1701398 | 8404576 | 5 | Services equipment | quarterly inspection | Assembly | 8 | Hours | 1 | 44 | 1 | FALSE | 1 | FALSE | 3 | [6 empty] | 49 | B2B3 | 0.43261 | 2.8018e-08 | 0.0023457 | 0.00053804 | 0.00013351 | 5.2221e-07 | 6.6621 | 320.0875 | 0.0017193
| Civic Offices | Fresh air ventilation to all general areas AHU 1.4m3/s with plate heat exchanger to roof (Services air handling unit (commercial size)) | 1701398 | 8404576 | 5 | Services equipment | quarterly inspection | Assembly | 8 | Hours | 1 | 44 | 1 | FALSE | 1 | FALSE | 3 | [6 empty] | 50 | B2B3 | 0.43261 | 2.8018e-08 | 0.0023457 | 0.00053804 | 0.00013351 | 5.2221e-07 | 6.6621 | 320.0875 | 0.0017193
| Civic Offices | Fresh air ventilation to all general areas AHU 1.4m3/s with plate heat exchanger to roof (Services air handling unit (commercial size)) | 1701398 | 8404576 | 5 | Services equipment | quarterly inspection | Assembly | 8 | Hours | 1 | 44 | 1 | FALSE | 1 | FALSE | 3 | [6 empty] | 51 | B2B3 | 0.43261 | 2.8018e-08 | 0.0023457 | 0.00053804 | 0.00013351 | 5.2221e-07 | 6.6621 | 320.0875 | 0.0017193
| Civic Offices | Fresh air ventilation to all general areas AHU 1.4m3/s with plate heat exchanger to roof (Services air handling unit (commercial size)) | 1701398 | 8404576 | 5 | Services equipment | quarterly inspection | Assembly | 8 | Hours | 1 | 44 | 1 | FALSE | 1 | FALSE | 3 | [6 empty] | 52 | B2B3 | 0.43261 | 2.8018e-08 | 0.0023457 | 0.00053804 | 0.00013351 | 5.2221e-07 | 6.6621 | 320.0875 | 0.0017193
| Civic Offices | Fresh air ventilation to all general areas AHU 1.4m3/s with plate heat exchanger to roof (Services air handling unit (commercial size)) | 1701398 | 8404576 | 5 | Services equipment | quarterly inspection | Assembly | 8 | Hours | 1 | 44 | 1 | FALSE | 1 | FALSE | 3 | [6 empty] | 53 | B2B3 | 0.43261 | 2.8018e-08 | 0.0023457 | 0.00053804 | 0.00013351 | 5.2221e-07 | 6.6621 | 320.0875 | 0.0017193
| Civic Offices | Fresh air ventilation to all general areas AHU 1.4m3/s with plate heat exchanger to roof (Services air handling unit (commercial size)) | 1701398 | 8404576 | 5 | Services equipment | quarterly inspection | Assembly | 8 | Hours | 1 | 44 | 1 | FALSE | 1 | FALSE | 3 | [6 empty] | 54 | B2B3 | 0.43261 | 2.8018e-08 | 0.0023457 | 0.00053804 | 0.00013351 | 5.2221e-07 | 6.6621 | 320.0875 | 0.0017193
| Civic Offices | Fresh air ventilation to all general areas AHU 1.4m3/s with plate heat exchanger to roof (Services air handling unit (commercial size)) | 1701398 | 8404576 | 5 | Services equipment | quarterly inspection | Assembly | 8 | Hours | 1 | 44 | 1 | FALSE | 1 | FALSE | 3 | [6 empty] | 55 | B2B3 | 0.43261 | 2.8018e-08 | 0.0023457 | 0.00053804 | 0.00013351 | 5.2221e-07 | 6.6621 | 320.0875 | 0.0017193
| Civic Offices | Fresh air ventilation to all general areas AHU 1.4m3/s with plate heat exchanger to roof (Services air handling unit (commercial size)) | 1701398 | 8404576 | 5 | Services equipment | quarterly inspection | Assembly | 8 | Hours | 1 | 44 | 1 | FALSE | 1 | FALSE | 3 | [6 empty] | 56 | B2B3 | 0.43261 | 2.8018e-08 | 0.0023457 | 0.00053804 | 0.00013351 | 5.2221e-07 | 6.6621 | 320.0875 | 0.0017193
| Civic Offices | Fresh air ventilation to all general areas AHU 1.4m3/s with plate heat exchanger to roof (Services air handling unit (commercial size)) | 1701398 | 8404576 | 5 | Services equipment | quarterly inspection | Assembly | 8 | Hours | 1 | 44 | 1 | FALSE | 1 | FALSE | 3 | [6 empty] | 57 | B2B3 | 0.43261 | 2.8018e-08 | 0.0023457 | 0.00053804 | 0.00013351 | 5.2221e-07 | 6.6621 | 320.0875 | 0.0017193
| Civic Offices | Fresh air ventilation to all general areas AHU 1.4m3/s with plate heat exchanger to roof (Services air handling unit (commercial size)) | 1701398 | 8404576 | 5 | Services equipment | quarterly inspection | Assembly | 8 | Hours | 1 | 44 | 1 | FALSE | 1 | FALSE | 3 | [6 empty] | 58 | B2B3 | 0.43261 | 2.8018e-08 | 0.0023457 | 0.00053804 | 0.00013351 | 5.2221e-07 | 6.6621 | 320.0875 | 0.0017193
| Civic Offices | Fresh air ventilation to all general areas AHU 1.4m3/s with plate heat exchanger to roof (Services air handling unit (commercial size)) | 1701398 | 8404576 | 5 | Services equipment | quarterly inspection | Assembly | 8 | Hours | 1 | 44 | 1 | FALSE | 1 | FALSE | 3 | [6 empty] | 59 | B2B3 | 0.43261 | 2.8018e-08 | 0.0023457 | 0.00053804 | 0.00013351 | 5.2221e-07 | 6.6621 | 320.0875 | 0.0017193
| Civic Offices | Fresh air ventilation to all general areas AHU 1.4m3/s with plate heat exchanger to roof (Services air handling unit (commercial size)) | 1701398 | 8404576 | 5 | Services equipment | quarterly inspection | Assembly | 8 | Hours | 1 | 44 | 1 | FALSE | 1 | FALSE | 3 | [6 empty] | 60 | B2B3 | 0.43261 | 2.8018e-08 | 0.0023457 | 0.00053804 | 0.00013351 | 5.2221e-07 | 6.6621 | 320.0875 | 0.0017193
| Civic Offices | Fresh air ventilation to all general areas AHU 1.4m3/s with plate heat exchanger to roof (Services air handling unit (commercial size)) | 1701398 | 8404577 | 5 | Services equipment | Assume 10% manufacturing impacts | Assembly | 100 | Hours | 15 | 44 | 1 | FALSE | 1 | FALSE | 1 | [6 empty] | 0 | A5 | 28.24 | 1.829e-06 | 0.15312 | 0.035122 | 0.0087153 | 3.4089e-05 | 434.8851 | 595.7138 | 0.11223
| Civic Offices | Fresh air ventilation to all general areas AHU 1.4m3/s with plate heat exchanger to roof (Services air handling unit (commercial size)) | 1701398 | 8404577 | 5 | Services equipment | Assume 10% manufacturing impacts | Assembly | 100 | Hours | 15 | 44 | 1 | FALSE | 1 | FALSE | 1 | [6 empty] | 0 | A4 | 0 | 0 | 0 | 0 | 0 | 0 | 0 | 0 | 0
| Civic Offices | Fresh air ventilation to all general areas AHU 1.4m3/s with plate heat exchanger to roof (Services air handling unit (commercial size)) | 1701398 | 8404577 | 5 | Services equipment | Assume 10% manufacturing impacts | Assembly | 100 | Hours | 15 | 44 | 1 | FALSE | 1 | FALSE | 1 | [6 empty] | 15 | B4B5 | 28.24 | 1.829e-06 | 0.15312 | 0.035122 | 0.0087153 | 3.4089e-05 | 434.8851 | 595.7138 | 0.11223
| Civic Offices | Fresh air ventilation to all general areas AHU 1.4m3/s with plate heat exchanger to roof (Services air handling unit (commercial size)) | 1701398 | 8404577 | 5 | Services equipment | Assume 10% manufacturing impacts | Assembly | 100 | Hours | 15 | 44 | 1 | FALSE | 1 | FALSE | 1 | [6 empty] | 30 | B4B5 | 28.24 | 1.829e-06 | 0.15312 | 0.035122 | 0.0087153 | 3.4089e-05 | 434.8851 | 595.7138 | 0.11223
| Civic Offices | Fresh air ventilation to all general areas AHU 1.4m3/s with plate heat exchanger to roof (Services air handling unit (commercial size)) | 1701398 | 8404577 | 5 | Services equipment | Assume 10% manufacturing impacts | Assembly | 100 | Hours | 15 | 44 | 1 | FALSE | 1 | FALSE | 1 | [6 empty] | 45 | B4B5 | 28.24 | 1.829e-06 | 0.15312 | 0.035122 | 0.0087153 | 3.4089e-05 | 434.8851 | 595.7138 | 0.11223
| Civic Offices | Fresh air ventilation to all general areas AHU 0.9m3/s with plate heat exchanger to roof (Services air handling unit (commercial size)) | 1701399 | 8404582 | 5 | Services equipment | Installation and commissioning | Assembly | 32 | Hours | 15 | 44 | 1 | FALSE | 1 | FALSE | 1 | [6 empty] | 0 | A5 | 1.7305 | 1.1207e-07 | 0.0093827 | 0.0021522 | 0.00053404 | 2.0888e-06 | 26.6483 | 1280.3501 | 0.0068772
| Civic Offices | Fresh air ventilation to all general areas AHU 0.9m3/s with plate heat exchanger to roof (Services air handling unit (commercial size)) | 1701399 | 8404582 | 5 | Services equipment | Installation and commissioning | Assembly | 32 | Hours | 15 | 44 | 1 | FALSE | 1 | FALSE | 1 | [6 empty] | 0 | A4 | 0 | 0 | 0 | 0 | 0 | 0 | 0 | 0 | 0
| Civic Offices | Fresh air ventilation to all general areas AHU 0.9m3/s with plate heat exchanger to roof (Services air handling unit (commercial size)) | 1701399 | 8404582 | 5 | Services equipment | Installation and commissioning | Assembly | 32 | Hours | 15 | 44 | 1 | FALSE | 1 | FALSE | 1 | [6 empty] | 15 | B4B5 | 1.7305 | 1.1207e-07 | 0.0093827 | 0.0021522 | 0.00053404 | 2.0888e-06 | 26.6483 | 1280.3501 | 0.0068772
| Civic Offices | Fresh air ventilation to all general areas AHU 0.9m3/s with plate heat exchanger to roof (Services air handling unit (commercial size)) | 1701399 | 8404582 | 5 | Services equipment | Installation and commissioning | Assembly | 32 | Hours | 15 | 44 | 1 | FALSE | 1 | FALSE | 1 | [6 empty] | 30 | B4B5 | 1.7305 | 1.1207e-07 | 0.0093827 | 0.0021522 | 0.00053404 | 2.0888e-06 | 26.6483 | 1280.3501 | 0.0068772
| Civic Offices | Fresh air ventilation to all general areas AHU 0.9m3/s with plate heat exchanger to roof (Services air handling unit (commercial size)) | 1701399 | 8404582 | 5 | Services equipment | Installation and commissioning | Assembly | 32 | Hours | 15 | 44 | 1 | FALSE | 1 | FALSE | 1 | [6 empty] | 45 | B4B5 | 1.7305 | 1.1207e-07 | 0.0093827 | 0.0021522 | 0.00053404 | 2.0888e-06 | 26.6483 | 1280.3501 | 0.0068772
| Civic Offices | Fresh air ventilation to all general areas AHU 0.9m3/s with plate heat exchanger to roof (Services air handling unit (commercial size)) | 1701399 | 8404583 | 5 | Services equipment | quarterly inspection | Assembly | 8 | Hours | 1 | 44 | 1 | FALSE | 1 | FALSE | 3 | [6 empty] | 1 | B2B3 | 0.43261 | 2.8018e-08 | 0.0023457 | 0.00053804 | 0.00013351 | 5.2221e-07 | 6.6621 | 320.0875 | 0.0017193
| Civic Offices | Fresh air ventilation to all general areas AHU 0.9m3/s with plate heat exchanger to roof (Services air handling unit (commercial size)) | 1701399 | 8404583 | 5 | Services equipment | quarterly inspection | Assembly | 8 | Hours | 1 | 44 | 1 | FALSE | 1 | FALSE | 3 | [6 empty] | 2 | B2B3 | 0.43261 | 2.8018e-08 | 0.0023457 | 0.00053804 | 0.00013351 | 5.2221e-07 | 6.6621 | 320.0875 | 0.0017193
| Civic Offices | Fresh air ventilation to all general areas AHU 0.9m3/s with plate heat exchanger to roof (Services air handling unit (commercial size)) | 1701399 | 8404583 | 5 | Services equipment | quarterly inspection | Assembly | 8 | Hours | 1 | 44 | 1 | FALSE | 1 | FALSE | 3 | [6 empty] | 3 | B2B3 | 0.43261 | 2.8018e-08 | 0.0023457 | 0.00053804 | 0.00013351 | 5.2221e-07 | 6.6621 | 320.0875 | 0.0017193
| Civic Offices | Fresh air ventilation to all general areas AHU 0.9m3/s with plate heat exchanger to roof (Services air handling unit (commercial size)) | 1701399 | 8404583 | 5 | Services equipment | quarterly inspection | Assembly | 8 | Hours | 1 | 44 | 1 | FALSE | 1 | FALSE | 3 | [6 empty] | 4 | B2B3 | 0.43261 | 2.8018e-08 | 0.0023457 | 0.00053804 | 0.00013351 | 5.2221e-07 | 6.6621 | 320.0875 | 0.0017193
| Civic Offices | Fresh air ventilation to all general areas AHU 0.9m3/s with plate heat exchanger to roof (Services air handling unit (commercial size)) | 1701399 | 8404583 | 5 | Services equipment | quarterly inspection | Assembly | 8 | Hours | 1 | 44 | 1 | FALSE | 1 | FALSE | 3 | [6 empty] | 5 | B2B3 | 0.43261 | 2.8018e-08 | 0.0023457 | 0.00053804 | 0.00013351 | 5.2221e-07 | 6.6621 | 320.0875 | 0.0017193
| Civic Offices | Fresh air ventilation to all general areas AHU 0.9m3/s with plate heat exchanger to roof (Services air handling unit (commercial size)) | 1701399 | 8404583 | 5 | Services equipment | quarterly inspection | Assembly | 8 | Hours | 1 | 44 | 1 | FALSE | 1 | FALSE | 3 | [6 empty] | 6 | B2B3 | 0.43261 | 2.8018e-08 | 0.0023457 | 0.00053804 | 0.00013351 | 5.2221e-07 | 6.6621 | 320.0875 | 0.0017193
| Civic Offices | Fresh air ventilation to all general areas AHU 0.9m3/s with plate heat exchanger to roof (Services air handling unit (commercial size)) | 1701399 | 8404583 | 5 | Services equipment | quarterly inspection | Assembly | 8 | Hours | 1 | 44 | 1 | FALSE | 1 | FALSE | 3 | [6 empty] | 7 | B2B3 | 0.43261 | 2.8018e-08 | 0.0023457 | 0.00053804 | 0.00013351 | 5.2221e-07 | 6.6621 | 320.0875 | 0.0017193
| Civic Offices | Fresh air ventilation to all general areas AHU 0.9m3/s with plate heat exchanger to roof (Services air handling unit (commercial size)) | 1701399 | 8404583 | 5 | Services equipment | quarterly inspection | Assembly | 8 | Hours | 1 | 44 | 1 | FALSE | 1 | FALSE | 3 | [6 empty] | 8 | B2B3 | 0.43261 | 2.8018e-08 | 0.0023457 | 0.00053804 | 0.00013351 | 5.2221e-07 | 6.6621 | 320.0875 | 0.0017193
| Civic Offices | Fresh air ventilation to all general areas AHU 0.9m3/s with plate heat exchanger to roof (Services air handling unit (commercial size)) | 1701399 | 8404583 | 5 | Services equipment | quarterly inspection | Assembly | 8 | Hours | 1 | 44 | 1 | FALSE | 1 | FALSE | 3 | [6 empty] | 9 | B2B3 | 0.43261 | 2.8018e-08 | 0.0023457 | 0.00053804 | 0.00013351 | 5.2221e-07 | 6.6621 | 320.0875 | 0.0017193
| Civic Offices | Fresh air ventilation to all general areas AHU 0.9m3/s with plate heat exchanger to roof (Services air handling unit (commercial size)) | 1701399 | 8404583 | 5 | Services equipment | quarterly inspection | Assembly | 8 | Hours | 1 | 44 | 1 | FALSE | 1 | FALSE | 3 | [6 empty] | 10 | B2B3 | 0.43261 | 2.8018e-08 | 0.0023457 | 0.00053804 | 0.00013351 | 5.2221e-07 | 6.6621 | 320.0875 | 0.0017193
| Civic Offices | Fresh air ventilation to all general areas AHU 0.9m3/s with plate heat exchanger to roof (Services air handling unit (commercial size)) | 1701399 | 8404583 | 5 | Services equipment | quarterly inspection | Assembly | 8 | Hours | 1 | 44 | 1 | FALSE | 1 | FALSE | 3 | [6 empty] | 11 | B2B3 | 0.43261 | 2.8018e-08 | 0.0023457 | 0.00053804 | 0.00013351 | 5.2221e-07 | 6.6621 | 320.0875 | 0.0017193
| Civic Offices | Fresh air ventilation to all general areas AHU 0.9m3/s with plate heat exchanger to roof (Services air handling unit (commercial size)) | 1701399 | 8404583 | 5 | Services equipment | quarterly inspection | Assembly | 8 | Hours | 1 | 44 | 1 | FALSE | 1 | FALSE | 3 | [6 empty] | 12 | B2B3 | 0.43261 | 2.8018e-08 | 0.0023457 | 0.00053804 | 0.00013351 | 5.2221e-07 | 6.6621 | 320.0875 | 0.0017193
| Civic Offices | Fresh air ventilation to all general areas AHU 0.9m3/s with plate heat exchanger to roof (Services air handling unit (commercial size)) | 1701399 | 8404583 | 5 | Services equipment | quarterly inspection | Assembly | 8 | Hours | 1 | 44 | 1 | FALSE | 1 | FALSE | 3 | [6 empty] | 13 | B2B3 | 0.43261 | 2.8018e-08 | 0.0023457 | 0.00053804 | 0.00013351 | 5.2221e-07 | 6.6621 | 320.0875 | 0.0017193
| Civic Offices | Fresh air ventilation to all general areas AHU 0.9m3/s with plate heat exchanger to roof (Services air handling unit (commercial size)) | 1701399 | 8404583 | 5 | Services equipment | quarterly inspection | Assembly | 8 | Hours | 1 | 44 | 1 | FALSE | 1 | FALSE | 3 | [6 empty] | 14 | B2B3 | 0.43261 | 2.8018e-08 | 0.0023457 | 0.00053804 | 0.00013351 | 5.2221e-07 | 6.6621 | 320.0875 | 0.0017193
| Civic Offices | Fresh air ventilation to all general areas AHU 0.9m3/s with plate heat exchanger to roof (Services air handling unit (commercial size)) | 1701399 | 8404583 | 5 | Services equipment | quarterly inspection | Assembly | 8 | Hours | 1 | 44 | 1 | FALSE | 1 | FALSE | 3 | [6 empty] | 15 | B2B3 | 0.43261 | 2.8018e-08 | 0.0023457 | 0.00053804 | 0.00013351 | 5.2221e-07 | 6.6621 | 320.0875 | 0.0017193
| Civic Offices | Fresh air ventilation to all general areas AHU 0.9m3/s with plate heat exchanger to roof (Services air handling unit (commercial size)) | 1701399 | 8404583 | 5 | Services equipment | quarterly inspection | Assembly | 8 | Hours | 1 | 44 | 1 | FALSE | 1 | FALSE | 3 | [6 empty] | 16 | B2B3 | 0.43261 | 2.8018e-08 | 0.0023457 | 0.00053804 | 0.00013351 | 5.2221e-07 | 6.6621 | 320.0875 | 0.0017193
| Civic Offices | Fresh air ventilation to all general areas AHU 0.9m3/s with plate heat exchanger to roof (Services air handling unit (commercial size)) | 1701399 | 8404583 | 5 | Services equipment | quarterly inspection | Assembly | 8 | Hours | 1 | 44 | 1 | FALSE | 1 | FALSE | 3 | [6 empty] | 17 | B2B3 | 0.43261 | 2.8018e-08 | 0.0023457 | 0.00053804 | 0.00013351 | 5.2221e-07 | 6.6621 | 320.0875 | 0.0017193
| Civic Offices | Fresh air ventilation to all general areas AHU 0.9m3/s with plate heat exchanger to roof (Services air handling unit (commercial size)) | 1701399 | 8404583 | 5 | Services equipment | quarterly inspection | Assembly | 8 | Hours | 1 | 44 | 1 | FALSE | 1 | FALSE | 3 | [6 empty] | 18 | B2B3 | 0.43261 | 2.8018e-08 | 0.0023457 | 0.00053804 | 0.00013351 | 5.2221e-07 | 6.6621 | 320.0875 | 0.0017193
| Civic Offices | Fresh air ventilation to all general areas AHU 0.9m3/s with plate heat exchanger to roof (Services air handling unit (commercial size)) | 1701399 | 8404583 | 5 | Services equipment | quarterly inspection | Assembly | 8 | Hours | 1 | 44 | 1 | FALSE | 1 | FALSE | 3 | [6 empty] | 19 | B2B3 | 0.43261 | 2.8018e-08 | 0.0023457 | 0.00053804 | 0.00013351 | 5.2221e-07 | 6.6621 | 320.0875 | 0.0017193
| Civic Offices | Fresh air ventilation to all general areas AHU 0.9m3/s with plate heat exchanger to roof (Services air handling unit (commercial size)) | 1701399 | 8404583 | 5 | Services equipment | quarterly inspection | Assembly | 8 | Hours | 1 | 44 | 1 | FALSE | 1 | FALSE | 3 | [6 empty] | 20 | B2B3 | 0.43261 | 2.8018e-08 | 0.0023457 | 0.00053804 | 0.00013351 | 5.2221e-07 | 6.6621 | 320.0875 | 0.0017193
| Civic Offices | Fresh air ventilation to all general areas AHU 0.9m3/s with plate heat exchanger to roof (Services air handling unit (commercial size)) | 1701399 | 8404583 | 5 | Services equipment | quarterly inspection | Assembly | 8 | Hours | 1 | 44 | 1 | FALSE | 1 | FALSE | 3 | [6 empty] | 21 | B2B3 | 0.43261 | 2.8018e-08 | 0.0023457 | 0.00053804 | 0.00013351 | 5.2221e-07 | 6.6621 | 320.0875 | 0.0017193
| Civic Offices | Fresh air ventilation to all general areas AHU 0.9m3/s with plate heat exchanger to roof (Services air handling unit (commercial size)) | 1701399 | 8404583 | 5 | Services equipment | quarterly inspection | Assembly | 8 | Hours | 1 | 44 | 1 | FALSE | 1 | FALSE | 3 | [6 empty] | 22 | B2B3 | 0.43261 | 2.8018e-08 | 0.0023457 | 0.00053804 | 0.00013351 | 5.2221e-07 | 6.6621 | 320.0875 | 0.0017193
| Civic Offices | Fresh air ventilation to all general areas AHU 0.9m3/s with plate heat exchanger to roof (Services air handling unit (commercial size)) | 1701399 | 8404583 | 5 | Services equipment | quarterly inspection | Assembly | 8 | Hours | 1 | 44 | 1 | FALSE | 1 | FALSE | 3 | [6 empty] | 23 | B2B3 | 0.43261 | 2.8018e-08 | 0.0023457 | 0.00053804 | 0.00013351 | 5.2221e-07 | 6.6621 | 320.0875 | 0.0017193
| Civic Offices | Fresh air ventilation to all general areas AHU 0.9m3/s with plate heat exchanger to roof (Services air handling unit (commercial size)) | 1701399 | 8404583 | 5 | Services equipment | quarterly inspection | Assembly | 8 | Hours | 1 | 44 | 1 | FALSE | 1 | FALSE | 3 | [6 empty] | 24 | B2B3 | 0.43261 | 2.8018e-08 | 0.0023457 | 0.00053804 | 0.00013351 | 5.2221e-07 | 6.6621 | 320.0875 | 0.0017193
| Civic Offices | Fresh air ventilation to all general areas AHU 0.9m3/s with plate heat exchanger to roof (Services air handling unit (commercial size)) | 1701399 | 8404583 | 5 | Services equipment | quarterly inspection | Assembly | 8 | Hours | 1 | 44 | 1 | FALSE | 1 | FALSE | 3 | [6 empty] | 25 | B2B3 | 0.43261 | 2.8018e-08 | 0.0023457 | 0.00053804 | 0.00013351 | 5.2221e-07 | 6.6621 | 320.0875 | 0.0017193
| Civic Offices | Fresh air ventilation to all general areas AHU 0.9m3/s with plate heat exchanger to roof (Services air handling unit (commercial size)) | 1701399 | 8404583 | 5 | Services equipment | quarterly inspection | Assembly | 8 | Hours | 1 | 44 | 1 | FALSE | 1 | FALSE | 3 | [6 empty] | 26 | B2B3 | 0.43261 | 2.8018e-08 | 0.0023457 | 0.00053804 | 0.00013351 | 5.2221e-07 | 6.6621 | 320.0875 | 0.0017193
| Civic Offices | Fresh air ventilation to all general areas AHU 0.9m3/s with plate heat exchanger to roof (Services air handling unit (commercial size)) | 1701399 | 8404583 | 5 | Services equipment | quarterly inspection | Assembly | 8 | Hours | 1 | 44 | 1 | FALSE | 1 | FALSE | 3 | [6 empty] | 27 | B2B3 | 0.43261 | 2.8018e-08 | 0.0023457 | 0.00053804 | 0.00013351 | 5.2221e-07 | 6.6621 | 320.0875 | 0.0017193
| Civic Offices | Fresh air ventilation to all general areas AHU 0.9m3/s with plate heat exchanger to roof (Services air handling unit (commercial size)) | 1701399 | 8404583 | 5 | Services equipment | quarterly inspection | Assembly | 8 | Hours | 1 | 44 | 1 | FALSE | 1 | FALSE | 3 | [6 empty] | 28 | B2B3 | 0.43261 | 2.8018e-08 | 0.0023457 | 0.00053804 | 0.00013351 | 5.2221e-07 | 6.6621 | 320.0875 | 0.0017193
| Civic Offices | Fresh air ventilation to all general areas AHU 0.9m3/s with plate heat exchanger to roof (Services air handling unit (commercial size)) | 1701399 | 8404583 | 5 | Services equipment | quarterly inspection | Assembly | 8 | Hours | 1 | 44 | 1 | FALSE | 1 | FALSE | 3 | [6 empty] | 29 | B2B3 | 0.43261 | 2.8018e-08 | 0.0023457 | 0.00053804 | 0.00013351 | 5.2221e-07 | 6.6621 | 320.0875 | 0.0017193
| Civic Offices | Fresh air ventilation to all general areas AHU 0.9m3/s with plate heat exchanger to roof (Services air handling unit (commercial size)) | 1701399 | 8404583 | 5 | Services equipment | quarterly inspection | Assembly | 8 | Hours | 1 | 44 | 1 | FALSE | 1 | FALSE | 3 | [6 empty] | 30 | B2B3 | 0.43261 | 2.8018e-08 | 0.0023457 | 0.00053804 | 0.00013351 | 5.2221e-07 | 6.6621 | 320.0875 | 0.0017193
| Civic Offices | Fresh air ventilation to all general areas AHU 0.9m3/s with plate heat exchanger to roof (Services air handling unit (commercial size)) | 1701399 | 8404583 | 5 | Services equipment | quarterly inspection | Assembly | 8 | Hours | 1 | 44 | 1 | FALSE | 1 | FALSE | 3 | [6 empty] | 31 | B2B3 | 0.43261 | 2.8018e-08 | 0.0023457 | 0.00053804 | 0.00013351 | 5.2221e-07 | 6.6621 | 320.0875 | 0.0017193
| Civic Offices | Fresh air ventilation to all general areas AHU 0.9m3/s with plate heat exchanger to roof (Services air handling unit (commercial size)) | 1701399 | 8404583 | 5 | Services equipment | quarterly inspection | Assembly | 8 | Hours | 1 | 44 | 1 | FALSE | 1 | FALSE | 3 | [6 empty] | 32 | B2B3 | 0.43261 | 2.8018e-08 | 0.0023457 | 0.00053804 | 0.00013351 | 5.2221e-07 | 6.6621 | 320.0875 | 0.0017193
| Civic Offices | Fresh air ventilation to all general areas AHU 0.9m3/s with plate heat exchanger to roof (Services air handling unit (commercial size)) | 1701399 | 8404583 | 5 | Services equipment | quarterly inspection | Assembly | 8 | Hours | 1 | 44 | 1 | FALSE | 1 | FALSE | 3 | [6 empty] | 33 | B2B3 | 0.43261 | 2.8018e-08 | 0.0023457 | 0.00053804 | 0.00013351 | 5.2221e-07 | 6.6621 | 320.0875 | 0.0017193
| Civic Offices | Fresh air ventilation to all general areas AHU 0.9m3/s with plate heat exchanger to roof (Services air handling unit (commercial size)) | 1701399 | 8404583 | 5 | Services equipment | quarterly inspection | Assembly | 8 | Hours | 1 | 44 | 1 | FALSE | 1 | FALSE | 3 | [6 empty] | 34 | B2B3 | 0.43261 | 2.8018e-08 | 0.0023457 | 0.00053804 | 0.00013351 | 5.2221e-07 | 6.6621 | 320.0875 | 0.0017193
| Civic Offices | Fresh air ventilation to all general areas AHU 0.9m3/s with plate heat exchanger to roof (Services air handling unit (commercial size)) | 1701399 | 8404583 | 5 | Services equipment | quarterly inspection | Assembly | 8 | Hours | 1 | 44 | 1 | FALSE | 1 | FALSE | 3 | [6 empty] | 35 | B2B3 | 0.43261 | 2.8018e-08 | 0.0023457 | 0.00053804 | 0.00013351 | 5.2221e-07 | 6.6621 | 320.0875 | 0.0017193
| Civic Offices | Fresh air ventilation to all general areas AHU 0.9m3/s with plate heat exchanger to roof (Services air handling unit (commercial size)) | 1701399 | 8404583 | 5 | Services equipment | quarterly inspection | Assembly | 8 | Hours | 1 | 44 | 1 | FALSE | 1 | FALSE | 3 | [6 empty] | 36 | B2B3 | 0.43261 | 2.8018e-08 | 0.0023457 | 0.00053804 | 0.00013351 | 5.2221e-07 | 6.6621 | 320.0875 | 0.0017193
| Civic Offices | Fresh air ventilation to all general areas AHU 0.9m3/s with plate heat exchanger to roof (Services air handling unit (commercial size)) | 1701399 | 8404583 | 5 | Services equipment | quarterly inspection | Assembly | 8 | Hours | 1 | 44 | 1 | FALSE | 1 | FALSE | 3 | [6 empty] | 37 | B2B3 | 0.43261 | 2.8018e-08 | 0.0023457 | 0.00053804 | 0.00013351 | 5.2221e-07 | 6.6621 | 320.0875 | 0.0017193
| Civic Offices | Fresh air ventilation to all general areas AHU 0.9m3/s with plate heat exchanger to roof (Services air handling unit (commercial size)) | 1701399 | 8404583 | 5 | Services equipment | quarterly inspection | Assembly | 8 | Hours | 1 | 44 | 1 | FALSE | 1 | FALSE | 3 | [6 empty] | 38 | B2B3 | 0.43261 | 2.8018e-08 | 0.0023457 | 0.00053804 | 0.00013351 | 5.2221e-07 | 6.6621 | 320.0875 | 0.0017193
| Civic Offices | Fresh air ventilation to all general areas AHU 0.9m3/s with plate heat exchanger to roof (Services air handling unit (commercial size)) | 1701399 | 8404583 | 5 | Services equipment | quarterly inspection | Assembly | 8 | Hours | 1 | 44 | 1 | FALSE | 1 | FALSE | 3 | [6 empty] | 39 | B2B3 | 0.43261 | 2.8018e-08 | 0.0023457 | 0.00053804 | 0.00013351 | 5.2221e-07 | 6.6621 | 320.0875 | 0.0017193
| Civic Offices | Fresh air ventilation to all general areas AHU 0.9m3/s with plate heat exchanger to roof (Services air handling unit (commercial size)) | 1701399 | 8404583 | 5 | Services equipment | quarterly inspection | Assembly | 8 | Hours | 1 | 44 | 1 | FALSE | 1 | FALSE | 3 | [6 empty] | 40 | B2B3 | 0.43261 | 2.8018e-08 | 0.0023457 | 0.00053804 | 0.00013351 | 5.2221e-07 | 6.6621 | 320.0875 | 0.0017193
| Civic Offices | Fresh air ventilation to all general areas AHU 0.9m3/s with plate heat exchanger to roof (Services air handling unit (commercial size)) | 1701399 | 8404583 | 5 | Services equipment | quarterly inspection | Assembly | 8 | Hours | 1 | 44 | 1 | FALSE | 1 | FALSE | 3 | [6 empty] | 41 | B2B3 | 0.43261 | 2.8018e-08 | 0.0023457 | 0.00053804 | 0.00013351 | 5.2221e-07 | 6.6621 | 320.0875 | 0.0017193
| Civic Offices | Fresh air ventilation to all general areas AHU 0.9m3/s with plate heat exchanger to roof (Services air handling unit (commercial size)) | 1701399 | 8404583 | 5 | Services equipment | quarterly inspection | Assembly | 8 | Hours | 1 | 44 | 1 | FALSE | 1 | FALSE | 3 | [6 empty] | 42 | B2B3 | 0.43261 | 2.8018e-08 | 0.0023457 | 0.00053804 | 0.00013351 | 5.2221e-07 | 6.6621 | 320.0875 | 0.0017193
| Civic Offices | Fresh air ventilation to all general areas AHU 0.9m3/s with plate heat exchanger to roof (Services air handling unit (commercial size)) | 1701399 | 8404583 | 5 | Services equipment | quarterly inspection | Assembly | 8 | Hours | 1 | 44 | 1 | FALSE | 1 | FALSE | 3 | [6 empty] | 43 | B2B3 | 0.43261 | 2.8018e-08 | 0.0023457 | 0.00053804 | 0.00013351 | 5.2221e-07 | 6.6621 | 320.0875 | 0.0017193
| Civic Offices | Fresh air ventilation to all general areas AHU 0.9m3/s with plate heat exchanger to roof (Services air handling unit (commercial size)) | 1701399 | 8404583 | 5 | Services equipment | quarterly inspection | Assembly | 8 | Hours | 1 | 44 | 1 | FALSE | 1 | FALSE | 3 | [6 empty] | 44 | B2B3 | 0.43261 | 2.8018e-08 | 0.0023457 | 0.00053804 | 0.00013351 | 5.2221e-07 | 6.6621 | 320.0875 | 0.0017193
| Civic Offices | Fresh air ventilation to all general areas AHU 0.9m3/s with plate heat exchanger to roof (Services air handling unit (commercial size)) | 1701399 | 8404583 | 5 | Services equipment | quarterly inspection | Assembly | 8 | Hours | 1 | 44 | 1 | FALSE | 1 | FALSE | 3 | [6 empty] | 45 | B2B3 | 0.43261 | 2.8018e-08 | 0.0023457 | 0.00053804 | 0.00013351 | 5.2221e-07 | 6.6621 | 320.0875 | 0.0017193
| Civic Offices | Fresh air ventilation to all general areas AHU 0.9m3/s with plate heat exchanger to roof (Services air handling unit (commercial size)) | 1701399 | 8404583 | 5 | Services equipment | quarterly inspection | Assembly | 8 | Hours | 1 | 44 | 1 | FALSE | 1 | FALSE | 3 | [6 empty] | 46 | B2B3 | 0.43261 | 2.8018e-08 | 0.0023457 | 0.00053804 | 0.00013351 | 5.2221e-07 | 6.6621 | 320.0875 | 0.0017193
| Civic Offices | Fresh air ventilation to all general areas AHU 0.9m3/s with plate heat exchanger to roof (Services air handling unit (commercial size)) | 1701399 | 8404583 | 5 | Services equipment | quarterly inspection | Assembly | 8 | Hours | 1 | 44 | 1 | FALSE | 1 | FALSE | 3 | [6 empty] | 47 | B2B3 | 0.43261 | 2.8018e-08 | 0.0023457 | 0.00053804 | 0.00013351 | 5.2221e-07 | 6.6621 | 320.0875 | 0.0017193
| Civic Offices | Fresh air ventilation to all general areas AHU 0.9m3/s with plate heat exchanger to roof (Services air handling unit (commercial size)) | 1701399 | 8404583 | 5 | Services equipment | quarterly inspection | Assembly | 8 | Hours | 1 | 44 | 1 | FALSE | 1 | FALSE | 3 | [6 empty] | 48 | B2B3 | 0.43261 | 2.8018e-08 | 0.0023457 | 0.00053804 | 0.00013351 | 5.2221e-07 | 6.6621 | 320.0875 | 0.0017193
| Civic Offices | Fresh air ventilation to all general areas AHU 0.9m3/s with plate heat exchanger to roof (Services air handling unit (commercial size)) | 1701399 | 8404583 | 5 | Services equipment | quarterly inspection | Assembly | 8 | Hours | 1 | 44 | 1 | FALSE | 1 | FALSE | 3 | [6 empty] | 49 | B2B3 | 0.43261 | 2.8018e-08 | 0.0023457 | 0.00053804 | 0.00013351 | 5.2221e-07 | 6.6621 | 320.0875 | 0.0017193
| Civic Offices | Fresh air ventilation to all general areas AHU 0.9m3/s with plate heat exchanger to roof (Services air handling unit (commercial size)) | 1701399 | 8404583 | 5 | Services equipment | quarterly inspection | Assembly | 8 | Hours | 1 | 44 | 1 | FALSE | 1 | FALSE | 3 | [6 empty] | 50 | B2B3 | 0.43261 | 2.8018e-08 | 0.0023457 | 0.00053804 | 0.00013351 | 5.2221e-07 | 6.6621 | 320.0875 | 0.0017193
| Civic Offices | Fresh air ventilation to all general areas AHU 0.9m3/s with plate heat exchanger to roof (Services air handling unit (commercial size)) | 1701399 | 8404583 | 5 | Services equipment | quarterly inspection | Assembly | 8 | Hours | 1 | 44 | 1 | FALSE | 1 | FALSE | 3 | [6 empty] | 51 | B2B3 | 0.43261 | 2.8018e-08 | 0.0023457 | 0.00053804 | 0.00013351 | 5.2221e-07 | 6.6621 | 320.0875 | 0.0017193
| Civic Offices | Fresh air ventilation to all general areas AHU 0.9m3/s with plate heat exchanger to roof (Services air handling unit (commercial size)) | 1701399 | 8404583 | 5 | Services equipment | quarterly inspection | Assembly | 8 | Hours | 1 | 44 | 1 | FALSE | 1 | FALSE | 3 | [6 empty] | 52 | B2B3 | 0.43261 | 2.8018e-08 | 0.0023457 | 0.00053804 | 0.00013351 | 5.2221e-07 | 6.6621 | 320.0875 | 0.0017193
| Civic Offices | Fresh air ventilation to all general areas AHU 0.9m3/s with plate heat exchanger to roof (Services air handling unit (commercial size)) | 1701399 | 8404583 | 5 | Services equipment | quarterly inspection | Assembly | 8 | Hours | 1 | 44 | 1 | FALSE | 1 | FALSE | 3 | [6 empty] | 53 | B2B3 | 0.43261 | 2.8018e-08 | 0.0023457 | 0.00053804 | 0.00013351 | 5.2221e-07 | 6.6621 | 320.0875 | 0.0017193
| Civic Offices | Fresh air ventilation to all general areas AHU 0.9m3/s with plate heat exchanger to roof (Services air handling unit (commercial size)) | 1701399 | 8404583 | 5 | Services equipment | quarterly inspection | Assembly | 8 | Hours | 1 | 44 | 1 | FALSE | 1 | FALSE | 3 | [6 empty] | 54 | B2B3 | 0.43261 | 2.8018e-08 | 0.0023457 | 0.00053804 | 0.00013351 | 5.2221e-07 | 6.6621 | 320.0875 | 0.0017193
| Civic Offices | Fresh air ventilation to all general areas AHU 0.9m3/s with plate heat exchanger to roof (Services air handling unit (commercial size)) | 1701399 | 8404583 | 5 | Services equipment | quarterly inspection | Assembly | 8 | Hours | 1 | 44 | 1 | FALSE | 1 | FALSE | 3 | [6 empty] | 55 | B2B3 | 0.43261 | 2.8018e-08 | 0.0023457 | 0.00053804 | 0.00013351 | 5.2221e-07 | 6.6621 | 320.0875 | 0.0017193
| Civic Offices | Fresh air ventilation to all general areas AHU 0.9m3/s with plate heat exchanger to roof (Services air handling unit (commercial size)) | 1701399 | 8404583 | 5 | Services equipment | quarterly inspection | Assembly | 8 | Hours | 1 | 44 | 1 | FALSE | 1 | FALSE | 3 | [6 empty] | 56 | B2B3 | 0.43261 | 2.8018e-08 | 0.0023457 | 0.00053804 | 0.00013351 | 5.2221e-07 | 6.6621 | 320.0875 | 0.0017193
| Civic Offices | Fresh air ventilation to all general areas AHU 0.9m3/s with plate heat exchanger to roof (Services air handling unit (commercial size)) | 1701399 | 8404583 | 5 | Services equipment | quarterly inspection | Assembly | 8 | Hours | 1 | 44 | 1 | FALSE | 1 | FALSE | 3 | [6 empty] | 57 | B2B3 | 0.43261 | 2.8018e-08 | 0.0023457 | 0.00053804 | 0.00013351 | 5.2221e-07 | 6.6621 | 320.0875 | 0.0017193
| Civic Offices | Fresh air ventilation to all general areas AHU 0.9m3/s with plate heat exchanger to roof (Services air handling unit (commercial size)) | 1701399 | 8404583 | 5 | Services equipment | quarterly inspection | Assembly | 8 | Hours | 1 | 44 | 1 | FALSE | 1 | FALSE | 3 | [6 empty] | 58 | B2B3 | 0.43261 | 2.8018e-08 | 0.0023457 | 0.00053804 | 0.00013351 | 5.2221e-07 | 6.6621 | 320.0875 | 0.0017193
| Civic Offices | Fresh air ventilation to all general areas AHU 0.9m3/s with plate heat exchanger to roof (Services air handling unit (commercial size)) | 1701399 | 8404583 | 5 | Services equipment | quarterly inspection | Assembly | 8 | Hours | 1 | 44 | 1 | FALSE | 1 | FALSE | 3 | [6 empty] | 59 | B2B3 | 0.43261 | 2.8018e-08 | 0.0023457 | 0.00053804 | 0.00013351 | 5.2221e-07 | 6.6621 | 320.0875 | 0.0017193
| Civic Offices | Fresh air ventilation to all general areas AHU 0.9m3/s with plate heat exchanger to roof (Services air handling unit (commercial size)) | 1701399 | 8404583 | 5 | Services equipment | quarterly inspection | Assembly | 8 | Hours | 1 | 44 | 1 | FALSE | 1 | FALSE | 3 | [6 empty] | 60 | B2B3 | 0.43261 | 2.8018e-08 | 0.0023457 | 0.00053804 | 0.00013351 | 5.2221e-07 | 6.6621 | 320.0875 | 0.0017193
| Civic Offices | Fresh air ventilation to all general areas AHU 0.9m3/s with plate heat exchanger to roof (Services air handling unit (commercial size)) | 1701399 | 8404584 | 5 | Services equipment | Assume 10% manufacturing impacts | Assembly | 100 | Hours | 15 | 44 | 1 | FALSE | 1 | FALSE | 1 | [6 empty] | 0 | A5 | 28.24 | 1.829e-06 | 0.15312 | 0.035122 | 0.0087153 | 3.4089e-05 | 434.8851 | 595.7138 | 0.11223
| Civic Offices | Fresh air ventilation to all general areas AHU 0.9m3/s with plate heat exchanger to roof (Services air handling unit (commercial size)) | 1701399 | 8404584 | 5 | Services equipment | Assume 10% manufacturing impacts | Assembly | 100 | Hours | 15 | 44 | 1 | FALSE | 1 | FALSE | 1 | [6 empty] | 0 | A4 | 0 | 0 | 0 | 0 | 0 | 0 | 0 | 0 | 0
| Civic Offices | Fresh air ventilation to all general areas AHU 0.9m3/s with plate heat exchanger to roof (Services air handling unit (commercial size)) | 1701399 | 8404584 | 5 | Services equipment | Assume 10% manufacturing impacts | Assembly | 100 | Hours | 15 | 44 | 1 | FALSE | 1 | FALSE | 1 | [6 empty] | 15 | B4B5 | 28.24 | 1.829e-06 | 0.15312 | 0.035122 | 0.0087153 | 3.4089e-05 | 434.8851 | 595.7138 | 0.11223
| Civic Offices | Fresh air ventilation to all general areas AHU 0.9m3/s with plate heat exchanger to roof (Services air handling unit (commercial size)) | 1701399 | 8404584 | 5 | Services equipment | Assume 10% manufacturing impacts | Assembly | 100 | Hours | 15 | 44 | 1 | FALSE | 1 | FALSE | 1 | [6 empty] | 30 | B4B5 | 28.24 | 1.829e-06 | 0.15312 | 0.035122 | 0.0087153 | 3.4089e-05 | 434.8851 | 595.7138 | 0.11223
| Civic Offices | Fresh air ventilation to all general areas AHU 0.9m3/s with plate heat exchanger to roof (Services air handling unit (commercial size)) | 1701399 | 8404584 | 5 | Services equipment | Assume 10% manufacturing impacts | Assembly | 100 | Hours | 15 | 44 | 1 | FALSE | 1 | FALSE | 1 | [6 empty] | 45 | B4B5 | 28.24 | 1.829e-06 | 0.15312 | 0.035122 | 0.0087153 | 3.4089e-05 | 434.8851 | 595.7138 | 0.11223
| Civic Offices | Drainage runs; Storm water below ground: 100mm diameter trench n.e. 1m deep pipe and fittings including backfill (Services Trench 1m Depth per lm) | 1701400 | 8404585 | 8 | External works | Excavate Trench | Assembly | 7.08 | Hours | 30 | 44 | 1 | FALSE | 1 | FALSE | 1 | [6 empty] | 0 | A5 | 774.613 | 0.00014226 | 5.9256 | 1.4741 | 1.0188 | 0.00026566 | 11164.0657 | 1770.836 | 3.6614
| Civic Offices | Drainage runs; Storm water below ground: 100mm diameter trench n.e. 1m deep pipe and fittings including backfill (Services Trench 1m Depth per lm) | 1701400 | 8404585 | 8 | External works | Excavate Trench | Assembly | 7.08 | Hours | 30 | 44 | 1 | FALSE | 1 | FALSE | 1 | [6 empty] | 0 | A4 | 125.4028 | 2.3083e-05 | 0.41934 | 0.11064 | 0.073153 | 0.00033026 | 1893.8328 | 233.9912 | 0.51956
| Civic Offices | Drainage runs; Storm water below ground: 100mm diameter trench n.e. 1m deep pipe and fittings including backfill (Services Trench 1m Depth per lm) | 1701400 | 8404585 | 8 | External works | Excavate Trench | Assembly | 7.08 | Hours | 30 | 44 | 1 | FALSE | 1 | FALSE | 1 | [6 empty] | 30 | B4B5 | 900.0159 | 0.00016534 | 6.345 | 1.5847 | 1.0919 | 0.00059592 | 13057.8985 | 2004.8273 | 4.1809
| Civic Offices | Drainage runs; Storm water below ground: 100mm diameter trench n.e. 1m deep pipe and fittings including backfill (Services Trench 1m Depth per lm) | 1701400 | 8404586 | 8 | External works | Excavate Trench | Assembly | 7.08 | Hours | 30 | 44 | 1 | FALSE | 1 | FALSE | 1 | [6 empty] | 0 | A5 | 0 | 0 | 0 | 0 | 0 | 0 | 0 | 283.2 | 0
| Civic Offices | Drainage runs; Storm water below ground: 100mm diameter trench n.e. 1m deep pipe and fittings including backfill (Services Trench 1m Depth per lm) | 1701400 | 8404586 | 8 | External works | Excavate Trench | Assembly | 7.08 | Hours | 30 | 44 | 1 | FALSE | 1 | FALSE | 1 | [6 empty] | 0 | A4 | 12.9182 | 2.3211e-06 | 0.042299 | 0.011433 | 0.0072161 | 4.5052e-05 | 192.5666 | 29.4035 | 0.05316
| Civic Offices | Drainage runs; Storm water below ground: 100mm diameter trench n.e. 1m deep pipe and fittings including backfill (Services Trench 1m Depth per lm) | 1701400 | 8404586 | 8 | External works | Excavate Trench | Assembly | 7.08 | Hours | 30 | 44 | 1 | FALSE | 1 | FALSE | 1 | [6 empty] | 30 | B4B5 | 12.9182 | 2.3211e-06 | 0.042299 | 0.011433 | 0.0072161 | 4.5052e-05 | 192.5666 | 312.6035 | 0.05316
| Civic Offices | Drainage runs; Foul water below ground: 100mm diameter trench n.e. 1m deep pipe and fittings including backfill (Services Trench 1m Depth per lm) | 1701401 | 8404587 | 8 | External works | Excavate Trench | Assembly | 0.52 | Hours | 30 | 44 | 1 | FALSE | 1 | FALSE | 1 | [6 empty] | 0 | A5 | 56.8925 | 1.0449e-05 | 0.43522 | 0.10827 | 0.074825 | 1.9512e-05 | 819.9596 | 130.0614 | 0.26891
| Civic Offices | Drainage runs; Foul water below ground: 100mm diameter trench n.e. 1m deep pipe and fittings including backfill (Services Trench 1m Depth per lm) | 1701401 | 8404587 | 8 | External works | Excavate Trench | Assembly | 0.52 | Hours | 30 | 44 | 1 | FALSE | 1 | FALSE | 1 | [6 empty] | 0 | A4 | 125.4028 | 2.3083e-05 | 0.41934 | 0.11064 | 0.073153 | 0.00033026 | 1893.8328 | 233.9912 | 0.51956
| Civic Offices | Drainage runs; Foul water below ground: 100mm diameter trench n.e. 1m deep pipe and fittings including backfill (Services Trench 1m Depth per lm) | 1701401 | 8404587 | 8 | External works | Excavate Trench | Assembly | 0.52 | Hours | 30 | 44 | 1 | FALSE | 1 | FALSE | 1 | [6 empty] | 30 | B4B5 | 182.2953 | 3.3531e-05 | 0.85455 | 0.21891 | 0.14798 | 0.00034977 | 2713.7924 | 364.0526 | 0.78847
| Civic Offices | Drainage runs; Foul water below ground: 100mm diameter trench n.e. 1m deep pipe and fittings including backfill (Services Trench 1m Depth per lm) | 1701401 | 8404588 | 8 | External works | Excavate Trench | Assembly | 0.52 | Hours | 30 | 44 | 1 | FALSE | 1 | FALSE | 1 | [6 empty] | 0 | A5 | 0 | 0 | 0 | 0 | 0 | 0 | 0 | 20.8 | 0
| Civic Offices | Drainage runs; Foul water below ground: 100mm diameter trench n.e. 1m deep pipe and fittings including backfill (Services Trench 1m Depth per lm) | 1701401 | 8404588 | 8 | External works | Excavate Trench | Assembly | 0.52 | Hours | 30 | 44 | 1 | FALSE | 1 | FALSE | 1 | [6 empty] | 0 | A4 | 12.9182 | 2.3211e-06 | 0.042299 | 0.011433 | 0.0072161 | 4.5052e-05 | 192.5666 | 29.4035 | 0.05316
| Civic Offices | Drainage runs; Foul water below ground: 100mm diameter trench n.e. 1m deep pipe and fittings including backfill (Services Trench 1m Depth per lm) | 1701401 | 8404588 | 8 | External works | Excavate Trench | Assembly | 0.52 | Hours | 30 | 44 | 1 | FALSE | 1 | FALSE | 1 | [6 empty] | 30 | B4B5 | 12.9182 | 2.3211e-06 | 0.042299 | 0.011433 | 0.0072161 | 4.5052e-05 | 192.5666 | 50.2035 | 0.05316
| Civic Offices | Air source heat pump to provide low temp hot water for domestic services 4 pipe fan coil units AHUs and underfloor heating (Services air source, large commercial (~150kW)) | 1701402 | 8404594 | 5 | Services equipment | install | Assembly | 24 | Hours | 20 | 44 | 1 | FALSE | 1 | FALSE | 1 | [6 empty] | 0 | A5 | 1.2978 | 8.4054e-08 | 0.007037 | 0.0016141 | 0.00040053 | 1.5666e-06 | 19.9862 | 960.2626 | 0.0051579
| Civic Offices | Air source heat pump to provide low temp hot water for domestic services 4 pipe fan coil units AHUs and underfloor heating (Services air source, large commercial (~150kW)) | 1701402 | 8404594 | 5 | Services equipment | install | Assembly | 24 | Hours | 20 | 44 | 1 | FALSE | 1 | FALSE | 1 | [6 empty] | 0 | A4 | 0 | 0 | 0 | 0 | 0 | 0 | 0 | 0 | 0
| Civic Offices | Air source heat pump to provide low temp hot water for domestic services 4 pipe fan coil units AHUs and underfloor heating (Services air source, large commercial (~150kW)) | 1701402 | 8404594 | 5 | Services equipment | install | Assembly | 24 | Hours | 20 | 44 | 1 | FALSE | 1 | FALSE | 1 | [6 empty] | 20 | B4B5 | 1.2978 | 8.4054e-08 | 0.007037 | 0.0016141 | 0.00040053 | 1.5666e-06 | 19.9862 | 960.2626 | 0.0051579
| Civic Offices | Air source heat pump to provide low temp hot water for domestic services 4 pipe fan coil units AHUs and underfloor heating (Services air source, large commercial (~150kW)) | 1701402 | 8404594 | 5 | Services equipment | install | Assembly | 24 | Hours | 20 | 44 | 1 | FALSE | 1 | FALSE | 1 | [6 empty] | 40 | B4B5 | 1.2978 | 8.4054e-08 | 0.007037 | 0.0016141 | 0.00040053 | 1.5666e-06 | 19.9862 | 960.2626 | 0.0051579
| Civic Offices | Air source heat pump to provide low temp hot water for domestic services 4 pipe fan coil units AHUs and underfloor heating (Services air source, large commercial (~150kW)) | 1701402 | 8404595 | 5 | Services equipment | Manufacture | Assembly | 142 | Hours | 20 | 44 | 1 | FALSE | 1 | FALSE | 1 | [6 empty] | 0 | A5 | 40.1008 | 2.5971e-06 | 0.21743 | 0.049873 | 0.012376 | 4.8406e-05 | 617.5369 | 845.9136 | 0.15937
| Civic Offices | Air source heat pump to provide low temp hot water for domestic services 4 pipe fan coil units AHUs and underfloor heating (Services air source, large commercial (~150kW)) | 1701402 | 8404595 | 5 | Services equipment | Manufacture | Assembly | 142 | Hours | 20 | 44 | 1 | FALSE | 1 | FALSE | 1 | [6 empty] | 0 | A4 | 0 | 0 | 0 | 0 | 0 | 0 | 0 | 0 | 0
| Civic Offices | Air source heat pump to provide low temp hot water for domestic services 4 pipe fan coil units AHUs and underfloor heating (Services air source, large commercial (~150kW)) | 1701402 | 8404595 | 5 | Services equipment | Manufacture | Assembly | 142 | Hours | 20 | 44 | 1 | FALSE | 1 | FALSE | 1 | [6 empty] | 20 | B4B5 | 40.1008 | 2.5971e-06 | 0.21743 | 0.049873 | 0.012376 | 4.8406e-05 | 617.5369 | 845.9136 | 0.15937
| Civic Offices | Air source heat pump to provide low temp hot water for domestic services 4 pipe fan coil units AHUs and underfloor heating (Services air source, large commercial (~150kW)) | 1701402 | 8404595 | 5 | Services equipment | Manufacture | Assembly | 142 | Hours | 20 | 44 | 1 | FALSE | 1 | FALSE | 1 | [6 empty] | 40 | B4B5 | 40.1008 | 2.5971e-06 | 0.21743 | 0.049873 | 0.012376 | 4.8406e-05 | 617.5369 | 845.9136 | 0.15937
| Civic Offices | Air source heat pump to provide low temp hot water for domestic services 4 pipe fan coil units AHUs and underfloor heating (Services air source, large commercial (~150kW)) | 1701402 | 8404596 | 5 | Services equipment | MAintenance Checks | Assembly | 4 | Hours | 1 | 44 | 1 | FALSE | 1 | FALSE | 3 | [6 empty] | 1 | B2B3 | 0.21631 | 1.4009e-08 | 0.0011728 | 0.00026902 | 6.6755e-05 | 2.611e-07 | 3.331 | 160.0438 | 0.00085965
| Civic Offices | Air source heat pump to provide low temp hot water for domestic services 4 pipe fan coil units AHUs and underfloor heating (Services air source, large commercial (~150kW)) | 1701402 | 8404596 | 5 | Services equipment | MAintenance Checks | Assembly | 4 | Hours | 1 | 44 | 1 | FALSE | 1 | FALSE | 3 | [6 empty] | 2 | B2B3 | 0.21631 | 1.4009e-08 | 0.0011728 | 0.00026902 | 6.6755e-05 | 2.611e-07 | 3.331 | 160.0438 | 0.00085965
| Civic Offices | Air source heat pump to provide low temp hot water for domestic services 4 pipe fan coil units AHUs and underfloor heating (Services air source, large commercial (~150kW)) | 1701402 | 8404596 | 5 | Services equipment | MAintenance Checks | Assembly | 4 | Hours | 1 | 44 | 1 | FALSE | 1 | FALSE | 3 | [6 empty] | 3 | B2B3 | 0.21631 | 1.4009e-08 | 0.0011728 | 0.00026902 | 6.6755e-05 | 2.611e-07 | 3.331 | 160.0438 | 0.00085965
| Civic Offices | Air source heat pump to provide low temp hot water for domestic services 4 pipe fan coil units AHUs and underfloor heating (Services air source, large commercial (~150kW)) | 1701402 | 8404596 | 5 | Services equipment | MAintenance Checks | Assembly | 4 | Hours | 1 | 44 | 1 | FALSE | 1 | FALSE | 3 | [6 empty] | 4 | B2B3 | 0.21631 | 1.4009e-08 | 0.0011728 | 0.00026902 | 6.6755e-05 | 2.611e-07 | 3.331 | 160.0438 | 0.00085965
| Civic Offices | Air source heat pump to provide low temp hot water for domestic services 4 pipe fan coil units AHUs and underfloor heating (Services air source, large commercial (~150kW)) | 1701402 | 8404596 | 5 | Services equipment | MAintenance Checks | Assembly | 4 | Hours | 1 | 44 | 1 | FALSE | 1 | FALSE | 3 | [6 empty] | 5 | B2B3 | 0.21631 | 1.4009e-08 | 0.0011728 | 0.00026902 | 6.6755e-05 | 2.611e-07 | 3.331 | 160.0438 | 0.00085965
| Civic Offices | Air source heat pump to provide low temp hot water for domestic services 4 pipe fan coil units AHUs and underfloor heating (Services air source, large commercial (~150kW)) | 1701402 | 8404596 | 5 | Services equipment | MAintenance Checks | Assembly | 4 | Hours | 1 | 44 | 1 | FALSE | 1 | FALSE | 3 | [6 empty] | 6 | B2B3 | 0.21631 | 1.4009e-08 | 0.0011728 | 0.00026902 | 6.6755e-05 | 2.611e-07 | 3.331 | 160.0438 | 0.00085965
| Civic Offices | Air source heat pump to provide low temp hot water for domestic services 4 pipe fan coil units AHUs and underfloor heating (Services air source, large commercial (~150kW)) | 1701402 | 8404596 | 5 | Services equipment | MAintenance Checks | Assembly | 4 | Hours | 1 | 44 | 1 | FALSE | 1 | FALSE | 3 | [6 empty] | 7 | B2B3 | 0.21631 | 1.4009e-08 | 0.0011728 | 0.00026902 | 6.6755e-05 | 2.611e-07 | 3.331 | 160.0438 | 0.00085965
| Civic Offices | Air source heat pump to provide low temp hot water for domestic services 4 pipe fan coil units AHUs and underfloor heating (Services air source, large commercial (~150kW)) | 1701402 | 8404596 | 5 | Services equipment | MAintenance Checks | Assembly | 4 | Hours | 1 | 44 | 1 | FALSE | 1 | FALSE | 3 | [6 empty] | 8 | B2B3 | 0.21631 | 1.4009e-08 | 0.0011728 | 0.00026902 | 6.6755e-05 | 2.611e-07 | 3.331 | 160.0438 | 0.00085965
| Civic Offices | Air source heat pump to provide low temp hot water for domestic services 4 pipe fan coil units AHUs and underfloor heating (Services air source, large commercial (~150kW)) | 1701402 | 8404596 | 5 | Services equipment | MAintenance Checks | Assembly | 4 | Hours | 1 | 44 | 1 | FALSE | 1 | FALSE | 3 | [6 empty] | 9 | B2B3 | 0.21631 | 1.4009e-08 | 0.0011728 | 0.00026902 | 6.6755e-05 | 2.611e-07 | 3.331 | 160.0438 | 0.00085965
| Civic Offices | Air source heat pump to provide low temp hot water for domestic services 4 pipe fan coil units AHUs and underfloor heating (Services air source, large commercial (~150kW)) | 1701402 | 8404596 | 5 | Services equipment | MAintenance Checks | Assembly | 4 | Hours | 1 | 44 | 1 | FALSE | 1 | FALSE | 3 | [6 empty] | 10 | B2B3 | 0.21631 | 1.4009e-08 | 0.0011728 | 0.00026902 | 6.6755e-05 | 2.611e-07 | 3.331 | 160.0438 | 0.00085965
| Civic Offices | Air source heat pump to provide low temp hot water for domestic services 4 pipe fan coil units AHUs and underfloor heating (Services air source, large commercial (~150kW)) | 1701402 | 8404596 | 5 | Services equipment | MAintenance Checks | Assembly | 4 | Hours | 1 | 44 | 1 | FALSE | 1 | FALSE | 3 | [6 empty] | 11 | B2B3 | 0.21631 | 1.4009e-08 | 0.0011728 | 0.00026902 | 6.6755e-05 | 2.611e-07 | 3.331 | 160.0438 | 0.00085965
| Civic Offices | Air source heat pump to provide low temp hot water for domestic services 4 pipe fan coil units AHUs and underfloor heating (Services air source, large commercial (~150kW)) | 1701402 | 8404596 | 5 | Services equipment | MAintenance Checks | Assembly | 4 | Hours | 1 | 44 | 1 | FALSE | 1 | FALSE | 3 | [6 empty] | 12 | B2B3 | 0.21631 | 1.4009e-08 | 0.0011728 | 0.00026902 | 6.6755e-05 | 2.611e-07 | 3.331 | 160.0438 | 0.00085965
| Civic Offices | Air source heat pump to provide low temp hot water for domestic services 4 pipe fan coil units AHUs and underfloor heating (Services air source, large commercial (~150kW)) | 1701402 | 8404596 | 5 | Services equipment | MAintenance Checks | Assembly | 4 | Hours | 1 | 44 | 1 | FALSE | 1 | FALSE | 3 | [6 empty] | 13 | B2B3 | 0.21631 | 1.4009e-08 | 0.0011728 | 0.00026902 | 6.6755e-05 | 2.611e-07 | 3.331 | 160.0438 | 0.00085965
| Civic Offices | Air source heat pump to provide low temp hot water for domestic services 4 pipe fan coil units AHUs and underfloor heating (Services air source, large commercial (~150kW)) | 1701402 | 8404596 | 5 | Services equipment | MAintenance Checks | Assembly | 4 | Hours | 1 | 44 | 1 | FALSE | 1 | FALSE | 3 | [6 empty] | 14 | B2B3 | 0.21631 | 1.4009e-08 | 0.0011728 | 0.00026902 | 6.6755e-05 | 2.611e-07 | 3.331 | 160.0438 | 0.00085965
| Civic Offices | Air source heat pump to provide low temp hot water for domestic services 4 pipe fan coil units AHUs and underfloor heating (Services air source, large commercial (~150kW)) | 1701402 | 8404596 | 5 | Services equipment | MAintenance Checks | Assembly | 4 | Hours | 1 | 44 | 1 | FALSE | 1 | FALSE | 3 | [6 empty] | 15 | B2B3 | 0.21631 | 1.4009e-08 | 0.0011728 | 0.00026902 | 6.6755e-05 | 2.611e-07 | 3.331 | 160.0438 | 0.00085965
| Civic Offices | Air source heat pump to provide low temp hot water for domestic services 4 pipe fan coil units AHUs and underfloor heating (Services air source, large commercial (~150kW)) | 1701402 | 8404596 | 5 | Services equipment | MAintenance Checks | Assembly | 4 | Hours | 1 | 44 | 1 | FALSE | 1 | FALSE | 3 | [6 empty] | 16 | B2B3 | 0.21631 | 1.4009e-08 | 0.0011728 | 0.00026902 | 6.6755e-05 | 2.611e-07 | 3.331 | 160.0438 | 0.00085965
| Civic Offices | Air source heat pump to provide low temp hot water for domestic services 4 pipe fan coil units AHUs and underfloor heating (Services air source, large commercial (~150kW)) | 1701402 | 8404596 | 5 | Services equipment | MAintenance Checks | Assembly | 4 | Hours | 1 | 44 | 1 | FALSE | 1 | FALSE | 3 | [6 empty] | 17 | B2B3 | 0.21631 | 1.4009e-08 | 0.0011728 | 0.00026902 | 6.6755e-05 | 2.611e-07 | 3.331 | 160.0438 | 0.00085965
| Civic Offices | Air source heat pump to provide low temp hot water for domestic services 4 pipe fan coil units AHUs and underfloor heating (Services air source, large commercial (~150kW)) | 1701402 | 8404596 | 5 | Services equipment | MAintenance Checks | Assembly | 4 | Hours | 1 | 44 | 1 | FALSE | 1 | FALSE | 3 | [6 empty] | 18 | B2B3 | 0.21631 | 1.4009e-08 | 0.0011728 | 0.00026902 | 6.6755e-05 | 2.611e-07 | 3.331 | 160.0438 | 0.00085965
| Civic Offices | Air source heat pump to provide low temp hot water for domestic services 4 pipe fan coil units AHUs and underfloor heating (Services air source, large commercial (~150kW)) | 1701402 | 8404596 | 5 | Services equipment | MAintenance Checks | Assembly | 4 | Hours | 1 | 44 | 1 | FALSE | 1 | FALSE | 3 | [6 empty] | 19 | B2B3 | 0.21631 | 1.4009e-08 | 0.0011728 | 0.00026902 | 6.6755e-05 | 2.611e-07 | 3.331 | 160.0438 | 0.00085965
| Civic Offices | Air source heat pump to provide low temp hot water for domestic services 4 pipe fan coil units AHUs and underfloor heating (Services air source, large commercial (~150kW)) | 1701402 | 8404596 | 5 | Services equipment | MAintenance Checks | Assembly | 4 | Hours | 1 | 44 | 1 | FALSE | 1 | FALSE | 3 | [6 empty] | 20 | B2B3 | 0.21631 | 1.4009e-08 | 0.0011728 | 0.00026902 | 6.6755e-05 | 2.611e-07 | 3.331 | 160.0438 | 0.00085965
| Civic Offices | Air source heat pump to provide low temp hot water for domestic services 4 pipe fan coil units AHUs and underfloor heating (Services air source, large commercial (~150kW)) | 1701402 | 8404596 | 5 | Services equipment | MAintenance Checks | Assembly | 4 | Hours | 1 | 44 | 1 | FALSE | 1 | FALSE | 3 | [6 empty] | 21 | B2B3 | 0.21631 | 1.4009e-08 | 0.0011728 | 0.00026902 | 6.6755e-05 | 2.611e-07 | 3.331 | 160.0438 | 0.00085965
| Civic Offices | Air source heat pump to provide low temp hot water for domestic services 4 pipe fan coil units AHUs and underfloor heating (Services air source, large commercial (~150kW)) | 1701402 | 8404596 | 5 | Services equipment | MAintenance Checks | Assembly | 4 | Hours | 1 | 44 | 1 | FALSE | 1 | FALSE | 3 | [6 empty] | 22 | B2B3 | 0.21631 | 1.4009e-08 | 0.0011728 | 0.00026902 | 6.6755e-05 | 2.611e-07 | 3.331 | 160.0438 | 0.00085965
| Civic Offices | Air source heat pump to provide low temp hot water for domestic services 4 pipe fan coil units AHUs and underfloor heating (Services air source, large commercial (~150kW)) | 1701402 | 8404596 | 5 | Services equipment | MAintenance Checks | Assembly | 4 | Hours | 1 | 44 | 1 | FALSE | 1 | FALSE | 3 | [6 empty] | 23 | B2B3 | 0.21631 | 1.4009e-08 | 0.0011728 | 0.00026902 | 6.6755e-05 | 2.611e-07 | 3.331 | 160.0438 | 0.00085965
| Civic Offices | Air source heat pump to provide low temp hot water for domestic services 4 pipe fan coil units AHUs and underfloor heating (Services air source, large commercial (~150kW)) | 1701402 | 8404596 | 5 | Services equipment | MAintenance Checks | Assembly | 4 | Hours | 1 | 44 | 1 | FALSE | 1 | FALSE | 3 | [6 empty] | 24 | B2B3 | 0.21631 | 1.4009e-08 | 0.0011728 | 0.00026902 | 6.6755e-05 | 2.611e-07 | 3.331 | 160.0438 | 0.00085965
| Civic Offices | Air source heat pump to provide low temp hot water for domestic services 4 pipe fan coil units AHUs and underfloor heating (Services air source, large commercial (~150kW)) | 1701402 | 8404596 | 5 | Services equipment | MAintenance Checks | Assembly | 4 | Hours | 1 | 44 | 1 | FALSE | 1 | FALSE | 3 | [6 empty] | 25 | B2B3 | 0.21631 | 1.4009e-08 | 0.0011728 | 0.00026902 | 6.6755e-05 | 2.611e-07 | 3.331 | 160.0438 | 0.00085965
| Civic Offices | Air source heat pump to provide low temp hot water for domestic services 4 pipe fan coil units AHUs and underfloor heating (Services air source, large commercial (~150kW)) | 1701402 | 8404596 | 5 | Services equipment | MAintenance Checks | Assembly | 4 | Hours | 1 | 44 | 1 | FALSE | 1 | FALSE | 3 | [6 empty] | 26 | B2B3 | 0.21631 | 1.4009e-08 | 0.0011728 | 0.00026902 | 6.6755e-05 | 2.611e-07 | 3.331 | 160.0438 | 0.00085965
| Civic Offices | Air source heat pump to provide low temp hot water for domestic services 4 pipe fan coil units AHUs and underfloor heating (Services air source, large commercial (~150kW)) | 1701402 | 8404596 | 5 | Services equipment | MAintenance Checks | Assembly | 4 | Hours | 1 | 44 | 1 | FALSE | 1 | FALSE | 3 | [6 empty] | 27 | B2B3 | 0.21631 | 1.4009e-08 | 0.0011728 | 0.00026902 | 6.6755e-05 | 2.611e-07 | 3.331 | 160.0438 | 0.00085965
| Civic Offices | Air source heat pump to provide low temp hot water for domestic services 4 pipe fan coil units AHUs and underfloor heating (Services air source, large commercial (~150kW)) | 1701402 | 8404596 | 5 | Services equipment | MAintenance Checks | Assembly | 4 | Hours | 1 | 44 | 1 | FALSE | 1 | FALSE | 3 | [6 empty] | 28 | B2B3 | 0.21631 | 1.4009e-08 | 0.0011728 | 0.00026902 | 6.6755e-05 | 2.611e-07 | 3.331 | 160.0438 | 0.00085965
| Civic Offices | Air source heat pump to provide low temp hot water for domestic services 4 pipe fan coil units AHUs and underfloor heating (Services air source, large commercial (~150kW)) | 1701402 | 8404596 | 5 | Services equipment | MAintenance Checks | Assembly | 4 | Hours | 1 | 44 | 1 | FALSE | 1 | FALSE | 3 | [6 empty] | 29 | B2B3 | 0.21631 | 1.4009e-08 | 0.0011728 | 0.00026902 | 6.6755e-05 | 2.611e-07 | 3.331 | 160.0438 | 0.00085965
| Civic Offices | Air source heat pump to provide low temp hot water for domestic services 4 pipe fan coil units AHUs and underfloor heating (Services air source, large commercial (~150kW)) | 1701402 | 8404596 | 5 | Services equipment | MAintenance Checks | Assembly | 4 | Hours | 1 | 44 | 1 | FALSE | 1 | FALSE | 3 | [6 empty] | 30 | B2B3 | 0.21631 | 1.4009e-08 | 0.0011728 | 0.00026902 | 6.6755e-05 | 2.611e-07 | 3.331 | 160.0438 | 0.00085965
| Civic Offices | Air source heat pump to provide low temp hot water for domestic services 4 pipe fan coil units AHUs and underfloor heating (Services air source, large commercial (~150kW)) | 1701402 | 8404596 | 5 | Services equipment | MAintenance Checks | Assembly | 4 | Hours | 1 | 44 | 1 | FALSE | 1 | FALSE | 3 | [6 empty] | 31 | B2B3 | 0.21631 | 1.4009e-08 | 0.0011728 | 0.00026902 | 6.6755e-05 | 2.611e-07 | 3.331 | 160.0438 | 0.00085965
| Civic Offices | Air source heat pump to provide low temp hot water for domestic services 4 pipe fan coil units AHUs and underfloor heating (Services air source, large commercial (~150kW)) | 1701402 | 8404596 | 5 | Services equipment | MAintenance Checks | Assembly | 4 | Hours | 1 | 44 | 1 | FALSE | 1 | FALSE | 3 | [6 empty] | 32 | B2B3 | 0.21631 | 1.4009e-08 | 0.0011728 | 0.00026902 | 6.6755e-05 | 2.611e-07 | 3.331 | 160.0438 | 0.00085965
| Civic Offices | Air source heat pump to provide low temp hot water for domestic services 4 pipe fan coil units AHUs and underfloor heating (Services air source, large commercial (~150kW)) | 1701402 | 8404596 | 5 | Services equipment | MAintenance Checks | Assembly | 4 | Hours | 1 | 44 | 1 | FALSE | 1 | FALSE | 3 | [6 empty] | 33 | B2B3 | 0.21631 | 1.4009e-08 | 0.0011728 | 0.00026902 | 6.6755e-05 | 2.611e-07 | 3.331 | 160.0438 | 0.00085965
| Civic Offices | Air source heat pump to provide low temp hot water for domestic services 4 pipe fan coil units AHUs and underfloor heating (Services air source, large commercial (~150kW)) | 1701402 | 8404596 | 5 | Services equipment | MAintenance Checks | Assembly | 4 | Hours | 1 | 44 | 1 | FALSE | 1 | FALSE | 3 | [6 empty] | 34 | B2B3 | 0.21631 | 1.4009e-08 | 0.0011728 | 0.00026902 | 6.6755e-05 | 2.611e-07 | 3.331 | 160.0438 | 0.00085965
| Civic Offices | Air source heat pump to provide low temp hot water for domestic services 4 pipe fan coil units AHUs and underfloor heating (Services air source, large commercial (~150kW)) | 1701402 | 8404596 | 5 | Services equipment | MAintenance Checks | Assembly | 4 | Hours | 1 | 44 | 1 | FALSE | 1 | FALSE | 3 | [6 empty] | 35 | B2B3 | 0.21631 | 1.4009e-08 | 0.0011728 | 0.00026902 | 6.6755e-05 | 2.611e-07 | 3.331 | 160.0438 | 0.00085965
| Civic Offices | Air source heat pump to provide low temp hot water for domestic services 4 pipe fan coil units AHUs and underfloor heating (Services air source, large commercial (~150kW)) | 1701402 | 8404596 | 5 | Services equipment | MAintenance Checks | Assembly | 4 | Hours | 1 | 44 | 1 | FALSE | 1 | FALSE | 3 | [6 empty] | 36 | B2B3 | 0.21631 | 1.4009e-08 | 0.0011728 | 0.00026902 | 6.6755e-05 | 2.611e-07 | 3.331 | 160.0438 | 0.00085965
| Civic Offices | Air source heat pump to provide low temp hot water for domestic services 4 pipe fan coil units AHUs and underfloor heating (Services air source, large commercial (~150kW)) | 1701402 | 8404596 | 5 | Services equipment | MAintenance Checks | Assembly | 4 | Hours | 1 | 44 | 1 | FALSE | 1 | FALSE | 3 | [6 empty] | 37 | B2B3 | 0.21631 | 1.4009e-08 | 0.0011728 | 0.00026902 | 6.6755e-05 | 2.611e-07 | 3.331 | 160.0438 | 0.00085965
| Civic Offices | Air source heat pump to provide low temp hot water for domestic services 4 pipe fan coil units AHUs and underfloor heating (Services air source, large commercial (~150kW)) | 1701402 | 8404596 | 5 | Services equipment | MAintenance Checks | Assembly | 4 | Hours | 1 | 44 | 1 | FALSE | 1 | FALSE | 3 | [6 empty] | 38 | B2B3 | 0.21631 | 1.4009e-08 | 0.0011728 | 0.00026902 | 6.6755e-05 | 2.611e-07 | 3.331 | 160.0438 | 0.00085965
| Civic Offices | Air source heat pump to provide low temp hot water for domestic services 4 pipe fan coil units AHUs and underfloor heating (Services air source, large commercial (~150kW)) | 1701402 | 8404596 | 5 | Services equipment | MAintenance Checks | Assembly | 4 | Hours | 1 | 44 | 1 | FALSE | 1 | FALSE | 3 | [6 empty] | 39 | B2B3 | 0.21631 | 1.4009e-08 | 0.0011728 | 0.00026902 | 6.6755e-05 | 2.611e-07 | 3.331 | 160.0438 | 0.00085965
| Civic Offices | Air source heat pump to provide low temp hot water for domestic services 4 pipe fan coil units AHUs and underfloor heating (Services air source, large commercial (~150kW)) | 1701402 | 8404596 | 5 | Services equipment | MAintenance Checks | Assembly | 4 | Hours | 1 | 44 | 1 | FALSE | 1 | FALSE | 3 | [6 empty] | 40 | B2B3 | 0.21631 | 1.4009e-08 | 0.0011728 | 0.00026902 | 6.6755e-05 | 2.611e-07 | 3.331 | 160.0438 | 0.00085965
| Civic Offices | Air source heat pump to provide low temp hot water for domestic services 4 pipe fan coil units AHUs and underfloor heating (Services air source, large commercial (~150kW)) | 1701402 | 8404596 | 5 | Services equipment | MAintenance Checks | Assembly | 4 | Hours | 1 | 44 | 1 | FALSE | 1 | FALSE | 3 | [6 empty] | 41 | B2B3 | 0.21631 | 1.4009e-08 | 0.0011728 | 0.00026902 | 6.6755e-05 | 2.611e-07 | 3.331 | 160.0438 | 0.00085965
| Civic Offices | Air source heat pump to provide low temp hot water for domestic services 4 pipe fan coil units AHUs and underfloor heating (Services air source, large commercial (~150kW)) | 1701402 | 8404596 | 5 | Services equipment | MAintenance Checks | Assembly | 4 | Hours | 1 | 44 | 1 | FALSE | 1 | FALSE | 3 | [6 empty] | 42 | B2B3 | 0.21631 | 1.4009e-08 | 0.0011728 | 0.00026902 | 6.6755e-05 | 2.611e-07 | 3.331 | 160.0438 | 0.00085965
| Civic Offices | Air source heat pump to provide low temp hot water for domestic services 4 pipe fan coil units AHUs and underfloor heating (Services air source, large commercial (~150kW)) | 1701402 | 8404596 | 5 | Services equipment | MAintenance Checks | Assembly | 4 | Hours | 1 | 44 | 1 | FALSE | 1 | FALSE | 3 | [6 empty] | 43 | B2B3 | 0.21631 | 1.4009e-08 | 0.0011728 | 0.00026902 | 6.6755e-05 | 2.611e-07 | 3.331 | 160.0438 | 0.00085965
| Civic Offices | Air source heat pump to provide low temp hot water for domestic services 4 pipe fan coil units AHUs and underfloor heating (Services air source, large commercial (~150kW)) | 1701402 | 8404596 | 5 | Services equipment | MAintenance Checks | Assembly | 4 | Hours | 1 | 44 | 1 | FALSE | 1 | FALSE | 3 | [6 empty] | 44 | B2B3 | 0.21631 | 1.4009e-08 | 0.0011728 | 0.00026902 | 6.6755e-05 | 2.611e-07 | 3.331 | 160.0438 | 0.00085965
| Civic Offices | Air source heat pump to provide low temp hot water for domestic services 4 pipe fan coil units AHUs and underfloor heating (Services air source, large commercial (~150kW)) | 1701402 | 8404596 | 5 | Services equipment | MAintenance Checks | Assembly | 4 | Hours | 1 | 44 | 1 | FALSE | 1 | FALSE | 3 | [6 empty] | 45 | B2B3 | 0.21631 | 1.4009e-08 | 0.0011728 | 0.00026902 | 6.6755e-05 | 2.611e-07 | 3.331 | 160.0438 | 0.00085965
| Civic Offices | Air source heat pump to provide low temp hot water for domestic services 4 pipe fan coil units AHUs and underfloor heating (Services air source, large commercial (~150kW)) | 1701402 | 8404596 | 5 | Services equipment | MAintenance Checks | Assembly | 4 | Hours | 1 | 44 | 1 | FALSE | 1 | FALSE | 3 | [6 empty] | 46 | B2B3 | 0.21631 | 1.4009e-08 | 0.0011728 | 0.00026902 | 6.6755e-05 | 2.611e-07 | 3.331 | 160.0438 | 0.00085965
| Civic Offices | Air source heat pump to provide low temp hot water for domestic services 4 pipe fan coil units AHUs and underfloor heating (Services air source, large commercial (~150kW)) | 1701402 | 8404596 | 5 | Services equipment | MAintenance Checks | Assembly | 4 | Hours | 1 | 44 | 1 | FALSE | 1 | FALSE | 3 | [6 empty] | 47 | B2B3 | 0.21631 | 1.4009e-08 | 0.0011728 | 0.00026902 | 6.6755e-05 | 2.611e-07 | 3.331 | 160.0438 | 0.00085965
| Civic Offices | Air source heat pump to provide low temp hot water for domestic services 4 pipe fan coil units AHUs and underfloor heating (Services air source, large commercial (~150kW)) | 1701402 | 8404596 | 5 | Services equipment | MAintenance Checks | Assembly | 4 | Hours | 1 | 44 | 1 | FALSE | 1 | FALSE | 3 | [6 empty] | 48 | B2B3 | 0.21631 | 1.4009e-08 | 0.0011728 | 0.00026902 | 6.6755e-05 | 2.611e-07 | 3.331 | 160.0438 | 0.00085965
| Civic Offices | Air source heat pump to provide low temp hot water for domestic services 4 pipe fan coil units AHUs and underfloor heating (Services air source, large commercial (~150kW)) | 1701402 | 8404596 | 5 | Services equipment | MAintenance Checks | Assembly | 4 | Hours | 1 | 44 | 1 | FALSE | 1 | FALSE | 3 | [6 empty] | 49 | B2B3 | 0.21631 | 1.4009e-08 | 0.0011728 | 0.00026902 | 6.6755e-05 | 2.611e-07 | 3.331 | 160.0438 | 0.00085965
| Civic Offices | Air source heat pump to provide low temp hot water for domestic services 4 pipe fan coil units AHUs and underfloor heating (Services air source, large commercial (~150kW)) | 1701402 | 8404596 | 5 | Services equipment | MAintenance Checks | Assembly | 4 | Hours | 1 | 44 | 1 | FALSE | 1 | FALSE | 3 | [6 empty] | 50 | B2B3 | 0.21631 | 1.4009e-08 | 0.0011728 | 0.00026902 | 6.6755e-05 | 2.611e-07 | 3.331 | 160.0438 | 0.00085965
| Civic Offices | Air source heat pump to provide low temp hot water for domestic services 4 pipe fan coil units AHUs and underfloor heating (Services air source, large commercial (~150kW)) | 1701402 | 8404596 | 5 | Services equipment | MAintenance Checks | Assembly | 4 | Hours | 1 | 44 | 1 | FALSE | 1 | FALSE | 3 | [6 empty] | 51 | B2B3 | 0.21631 | 1.4009e-08 | 0.0011728 | 0.00026902 | 6.6755e-05 | 2.611e-07 | 3.331 | 160.0438 | 0.00085965
| Civic Offices | Air source heat pump to provide low temp hot water for domestic services 4 pipe fan coil units AHUs and underfloor heating (Services air source, large commercial (~150kW)) | 1701402 | 8404596 | 5 | Services equipment | MAintenance Checks | Assembly | 4 | Hours | 1 | 44 | 1 | FALSE | 1 | FALSE | 3 | [6 empty] | 52 | B2B3 | 0.21631 | 1.4009e-08 | 0.0011728 | 0.00026902 | 6.6755e-05 | 2.611e-07 | 3.331 | 160.0438 | 0.00085965
| Civic Offices | Air source heat pump to provide low temp hot water for domestic services 4 pipe fan coil units AHUs and underfloor heating (Services air source, large commercial (~150kW)) | 1701402 | 8404596 | 5 | Services equipment | MAintenance Checks | Assembly | 4 | Hours | 1 | 44 | 1 | FALSE | 1 | FALSE | 3 | [6 empty] | 53 | B2B3 | 0.21631 | 1.4009e-08 | 0.0011728 | 0.00026902 | 6.6755e-05 | 2.611e-07 | 3.331 | 160.0438 | 0.00085965
| Civic Offices | Air source heat pump to provide low temp hot water for domestic services 4 pipe fan coil units AHUs and underfloor heating (Services air source, large commercial (~150kW)) | 1701402 | 8404596 | 5 | Services equipment | MAintenance Checks | Assembly | 4 | Hours | 1 | 44 | 1 | FALSE | 1 | FALSE | 3 | [6 empty] | 54 | B2B3 | 0.21631 | 1.4009e-08 | 0.0011728 | 0.00026902 | 6.6755e-05 | 2.611e-07 | 3.331 | 160.0438 | 0.00085965
| Civic Offices | Air source heat pump to provide low temp hot water for domestic services 4 pipe fan coil units AHUs and underfloor heating (Services air source, large commercial (~150kW)) | 1701402 | 8404596 | 5 | Services equipment | MAintenance Checks | Assembly | 4 | Hours | 1 | 44 | 1 | FALSE | 1 | FALSE | 3 | [6 empty] | 55 | B2B3 | 0.21631 | 1.4009e-08 | 0.0011728 | 0.00026902 | 6.6755e-05 | 2.611e-07 | 3.331 | 160.0438 | 0.00085965
| Civic Offices | Air source heat pump to provide low temp hot water for domestic services 4 pipe fan coil units AHUs and underfloor heating (Services air source, large commercial (~150kW)) | 1701402 | 8404596 | 5 | Services equipment | MAintenance Checks | Assembly | 4 | Hours | 1 | 44 | 1 | FALSE | 1 | FALSE | 3 | [6 empty] | 56 | B2B3 | 0.21631 | 1.4009e-08 | 0.0011728 | 0.00026902 | 6.6755e-05 | 2.611e-07 | 3.331 | 160.0438 | 0.00085965
| Civic Offices | Air source heat pump to provide low temp hot water for domestic services 4 pipe fan coil units AHUs and underfloor heating (Services air source, large commercial (~150kW)) | 1701402 | 8404596 | 5 | Services equipment | MAintenance Checks | Assembly | 4 | Hours | 1 | 44 | 1 | FALSE | 1 | FALSE | 3 | [6 empty] | 57 | B2B3 | 0.21631 | 1.4009e-08 | 0.0011728 | 0.00026902 | 6.6755e-05 | 2.611e-07 | 3.331 | 160.0438 | 0.00085965
| Civic Offices | Air source heat pump to provide low temp hot water for domestic services 4 pipe fan coil units AHUs and underfloor heating (Services air source, large commercial (~150kW)) | 1701402 | 8404596 | 5 | Services equipment | MAintenance Checks | Assembly | 4 | Hours | 1 | 44 | 1 | FALSE | 1 | FALSE | 3 | [6 empty] | 58 | B2B3 | 0.21631 | 1.4009e-08 | 0.0011728 | 0.00026902 | 6.6755e-05 | 2.611e-07 | 3.331 | 160.0438 | 0.00085965
| Civic Offices | Air source heat pump to provide low temp hot water for domestic services 4 pipe fan coil units AHUs and underfloor heating (Services air source, large commercial (~150kW)) | 1701402 | 8404596 | 5 | Services equipment | MAintenance Checks | Assembly | 4 | Hours | 1 | 44 | 1 | FALSE | 1 | FALSE | 3 | [6 empty] | 59 | B2B3 | 0.21631 | 1.4009e-08 | 0.0011728 | 0.00026902 | 6.6755e-05 | 2.611e-07 | 3.331 | 160.0438 | 0.00085965
| Civic Offices | Air source heat pump to provide low temp hot water for domestic services 4 pipe fan coil units AHUs and underfloor heating (Services air source, large commercial (~150kW)) | 1701402 | 8404596 | 5 | Services equipment | MAintenance Checks | Assembly | 4 | Hours | 1 | 44 | 1 | FALSE | 1 | FALSE | 3 | [6 empty] | 60 | B2B3 | 0.21631 | 1.4009e-08 | 0.0011728 | 0.00026902 | 6.6755e-05 | 2.611e-07 | 3.331 | 160.0438 | 0.00085965
| Civic Offices | Air source heat pump to provide low temp hot water for domestic services 4 pipe fan coil units AHUs and underfloor heating (Services air source, large commercial (~150kW)) | 1701402 | 8404597 | 5 | Services equipment | Chiller gas and inspections | Assembly | 12 | Hours | 5 | 44 | 1 | FALSE | 1 | FALSE | 3 | [6 empty] | 5 | B2B3 | 0.64892 | 4.2027e-08 | 0.0035185 | 0.00080706 | 0.00020027 | 7.8331e-07 | 9.9931 | 480.1313 | 0.0025789
| Civic Offices | Air source heat pump to provide low temp hot water for domestic services 4 pipe fan coil units AHUs and underfloor heating (Services air source, large commercial (~150kW)) | 1701402 | 8404597 | 5 | Services equipment | Chiller gas and inspections | Assembly | 12 | Hours | 5 | 44 | 1 | FALSE | 1 | FALSE | 3 | [6 empty] | 10 | B2B3 | 0.64892 | 4.2027e-08 | 0.0035185 | 0.00080706 | 0.00020027 | 7.8331e-07 | 9.9931 | 480.1313 | 0.0025789
| Civic Offices | Air source heat pump to provide low temp hot water for domestic services 4 pipe fan coil units AHUs and underfloor heating (Services air source, large commercial (~150kW)) | 1701402 | 8404597 | 5 | Services equipment | Chiller gas and inspections | Assembly | 12 | Hours | 5 | 44 | 1 | FALSE | 1 | FALSE | 3 | [6 empty] | 15 | B2B3 | 0.64892 | 4.2027e-08 | 0.0035185 | 0.00080706 | 0.00020027 | 7.8331e-07 | 9.9931 | 480.1313 | 0.0025789
| Civic Offices | Air source heat pump to provide low temp hot water for domestic services 4 pipe fan coil units AHUs and underfloor heating (Services air source, large commercial (~150kW)) | 1701402 | 8404597 | 5 | Services equipment | Chiller gas and inspections | Assembly | 12 | Hours | 5 | 44 | 1 | FALSE | 1 | FALSE | 3 | [6 empty] | 20 | B2B3 | 0.64892 | 4.2027e-08 | 0.0035185 | 0.00080706 | 0.00020027 | 7.8331e-07 | 9.9931 | 480.1313 | 0.0025789
| Civic Offices | Air source heat pump to provide low temp hot water for domestic services 4 pipe fan coil units AHUs and underfloor heating (Services air source, large commercial (~150kW)) | 1701402 | 8404597 | 5 | Services equipment | Chiller gas and inspections | Assembly | 12 | Hours | 5 | 44 | 1 | FALSE | 1 | FALSE | 3 | [6 empty] | 25 | B2B3 | 0.64892 | 4.2027e-08 | 0.0035185 | 0.00080706 | 0.00020027 | 7.8331e-07 | 9.9931 | 480.1313 | 0.0025789
| Civic Offices | Air source heat pump to provide low temp hot water for domestic services 4 pipe fan coil units AHUs and underfloor heating (Services air source, large commercial (~150kW)) | 1701402 | 8404597 | 5 | Services equipment | Chiller gas and inspections | Assembly | 12 | Hours | 5 | 44 | 1 | FALSE | 1 | FALSE | 3 | [6 empty] | 30 | B2B3 | 0.64892 | 4.2027e-08 | 0.0035185 | 0.00080706 | 0.00020027 | 7.8331e-07 | 9.9931 | 480.1313 | 0.0025789
| Civic Offices | Air source heat pump to provide low temp hot water for domestic services 4 pipe fan coil units AHUs and underfloor heating (Services air source, large commercial (~150kW)) | 1701402 | 8404597 | 5 | Services equipment | Chiller gas and inspections | Assembly | 12 | Hours | 5 | 44 | 1 | FALSE | 1 | FALSE | 3 | [6 empty] | 35 | B2B3 | 0.64892 | 4.2027e-08 | 0.0035185 | 0.00080706 | 0.00020027 | 7.8331e-07 | 9.9931 | 480.1313 | 0.0025789
| Civic Offices | Air source heat pump to provide low temp hot water for domestic services 4 pipe fan coil units AHUs and underfloor heating (Services air source, large commercial (~150kW)) | 1701402 | 8404597 | 5 | Services equipment | Chiller gas and inspections | Assembly | 12 | Hours | 5 | 44 | 1 | FALSE | 1 | FALSE | 3 | [6 empty] | 40 | B2B3 | 0.64892 | 4.2027e-08 | 0.0035185 | 0.00080706 | 0.00020027 | 7.8331e-07 | 9.9931 | 480.1313 | 0.0025789
| Civic Offices | Air source heat pump to provide low temp hot water for domestic services 4 pipe fan coil units AHUs and underfloor heating (Services air source, large commercial (~150kW)) | 1701402 | 8404597 | 5 | Services equipment | Chiller gas and inspections | Assembly | 12 | Hours | 5 | 44 | 1 | FALSE | 1 | FALSE | 3 | [6 empty] | 45 | B2B3 | 0.64892 | 4.2027e-08 | 0.0035185 | 0.00080706 | 0.00020027 | 7.8331e-07 | 9.9931 | 480.1313 | 0.0025789
| Civic Offices | Air source heat pump to provide low temp hot water for domestic services 4 pipe fan coil units AHUs and underfloor heating (Services air source, large commercial (~150kW)) | 1701402 | 8404597 | 5 | Services equipment | Chiller gas and inspections | Assembly | 12 | Hours | 5 | 44 | 1 | FALSE | 1 | FALSE | 3 | [6 empty] | 50 | B2B3 | 0.64892 | 4.2027e-08 | 0.0035185 | 0.00080706 | 0.00020027 | 7.8331e-07 | 9.9931 | 480.1313 | 0.0025789
| Civic Offices | Air source heat pump to provide low temp hot water for domestic services 4 pipe fan coil units AHUs and underfloor heating (Services air source, large commercial (~150kW)) | 1701402 | 8404597 | 5 | Services equipment | Chiller gas and inspections | Assembly | 12 | Hours | 5 | 44 | 1 | FALSE | 1 | FALSE | 3 | [6 empty] | 55 | B2B3 | 0.64892 | 4.2027e-08 | 0.0035185 | 0.00080706 | 0.00020027 | 7.8331e-07 | 9.9931 | 480.1313 | 0.0025789
| Civic Offices | Air source heat pump to provide low temp hot water for domestic services 4 pipe fan coil units AHUs and underfloor heating (Services air source, large commercial (~150kW)) | 1701402 | 8404597 | 5 | Services equipment | Chiller gas and inspections | Assembly | 12 | Hours | 5 | 44 | 1 | FALSE | 1 | FALSE | 3 | [6 empty] | 60 | B2B3 | 0.64892 | 4.2027e-08 | 0.0035185 | 0.00080706 | 0.00020027 | 7.8331e-07 | 9.9931 | 480.1313 | 0.0025789
| Civic Offices | Air source heat pump for cold and hot water to 4 pipe fan coils and AHUs (Services air source, large commercial (~150kW)) | 1701403 | 8404603 | 5 | Services equipment | install | Assembly | 24 | Hours | 20 | 44 | 1 | FALSE | 1 | FALSE | 1 | [6 empty] | 0 | A5 | 1.2978 | 8.4054e-08 | 0.007037 | 0.0016141 | 0.00040053 | 1.5666e-06 | 19.9862 | 960.2626 | 0.0051579
| Civic Offices | Air source heat pump for cold and hot water to 4 pipe fan coils and AHUs (Services air source, large commercial (~150kW)) | 1701403 | 8404603 | 5 | Services equipment | install | Assembly | 24 | Hours | 20 | 44 | 1 | FALSE | 1 | FALSE | 1 | [6 empty] | 0 | A4 | 0 | 0 | 0 | 0 | 0 | 0 | 0 | 0 | 0
| Civic Offices | Air source heat pump for cold and hot water to 4 pipe fan coils and AHUs (Services air source, large commercial (~150kW)) | 1701403 | 8404603 | 5 | Services equipment | install | Assembly | 24 | Hours | 20 | 44 | 1 | FALSE | 1 | FALSE | 1 | [6 empty] | 20 | B4B5 | 1.2978 | 8.4054e-08 | 0.007037 | 0.0016141 | 0.00040053 | 1.5666e-06 | 19.9862 | 960.2626 | 0.0051579
| Civic Offices | Air source heat pump for cold and hot water to 4 pipe fan coils and AHUs (Services air source, large commercial (~150kW)) | 1701403 | 8404603 | 5 | Services equipment | install | Assembly | 24 | Hours | 20 | 44 | 1 | FALSE | 1 | FALSE | 1 | [6 empty] | 40 | B4B5 | 1.2978 | 8.4054e-08 | 0.007037 | 0.0016141 | 0.00040053 | 1.5666e-06 | 19.9862 | 960.2626 | 0.0051579
| Civic Offices | Air source heat pump for cold and hot water to 4 pipe fan coils and AHUs (Services air source, large commercial (~150kW)) | 1701403 | 8404604 | 5 | Services equipment | Manufacture | Assembly | 142 | Hours | 20 | 44 | 1 | FALSE | 1 | FALSE | 1 | [6 empty] | 0 | A5 | 40.1008 | 2.5971e-06 | 0.21743 | 0.049873 | 0.012376 | 4.8406e-05 | 617.5369 | 845.9136 | 0.15937
| Civic Offices | Air source heat pump for cold and hot water to 4 pipe fan coils and AHUs (Services air source, large commercial (~150kW)) | 1701403 | 8404604 | 5 | Services equipment | Manufacture | Assembly | 142 | Hours | 20 | 44 | 1 | FALSE | 1 | FALSE | 1 | [6 empty] | 0 | A4 | 0 | 0 | 0 | 0 | 0 | 0 | 0 | 0 | 0
| Civic Offices | Air source heat pump for cold and hot water to 4 pipe fan coils and AHUs (Services air source, large commercial (~150kW)) | 1701403 | 8404604 | 5 | Services equipment | Manufacture | Assembly | 142 | Hours | 20 | 44 | 1 | FALSE | 1 | FALSE | 1 | [6 empty] | 20 | B4B5 | 40.1008 | 2.5971e-06 | 0.21743 | 0.049873 | 0.012376 | 4.8406e-05 | 617.5369 | 845.9136 | 0.15937
| Civic Offices | Air source heat pump for cold and hot water to 4 pipe fan coils and AHUs (Services air source, large commercial (~150kW)) | 1701403 | 8404604 | 5 | Services equipment | Manufacture | Assembly | 142 | Hours | 20 | 44 | 1 | FALSE | 1 | FALSE | 1 | [6 empty] | 40 | B4B5 | 40.1008 | 2.5971e-06 | 0.21743 | 0.049873 | 0.012376 | 4.8406e-05 | 617.5369 | 845.9136 | 0.15937
| Civic Offices | Air source heat pump for cold and hot water to 4 pipe fan coils and AHUs (Services air source, large commercial (~150kW)) | 1701403 | 8404605 | 5 | Services equipment | MAintenance Checks | Assembly | 4 | Hours | 1 | 44 | 1 | FALSE | 1 | FALSE | 3 | [6 empty] | 1 | B2B3 | 0.21631 | 1.4009e-08 | 0.0011728 | 0.00026902 | 6.6755e-05 | 2.611e-07 | 3.331 | 160.0438 | 0.00085965
| Civic Offices | Air source heat pump for cold and hot water to 4 pipe fan coils and AHUs (Services air source, large commercial (~150kW)) | 1701403 | 8404605 | 5 | Services equipment | MAintenance Checks | Assembly | 4 | Hours | 1 | 44 | 1 | FALSE | 1 | FALSE | 3 | [6 empty] | 2 | B2B3 | 0.21631 | 1.4009e-08 | 0.0011728 | 0.00026902 | 6.6755e-05 | 2.611e-07 | 3.331 | 160.0438 | 0.00085965
| Civic Offices | Air source heat pump for cold and hot water to 4 pipe fan coils and AHUs (Services air source, large commercial (~150kW)) | 1701403 | 8404605 | 5 | Services equipment | MAintenance Checks | Assembly | 4 | Hours | 1 | 44 | 1 | FALSE | 1 | FALSE | 3 | [6 empty] | 3 | B2B3 | 0.21631 | 1.4009e-08 | 0.0011728 | 0.00026902 | 6.6755e-05 | 2.611e-07 | 3.331 | 160.0438 | 0.00085965
| Civic Offices | Air source heat pump for cold and hot water to 4 pipe fan coils and AHUs (Services air source, large commercial (~150kW)) | 1701403 | 8404605 | 5 | Services equipment | MAintenance Checks | Assembly | 4 | Hours | 1 | 44 | 1 | FALSE | 1 | FALSE | 3 | [6 empty] | 4 | B2B3 | 0.21631 | 1.4009e-08 | 0.0011728 | 0.00026902 | 6.6755e-05 | 2.611e-07 | 3.331 | 160.0438 | 0.00085965
| Civic Offices | Air source heat pump for cold and hot water to 4 pipe fan coils and AHUs (Services air source, large commercial (~150kW)) | 1701403 | 8404605 | 5 | Services equipment | MAintenance Checks | Assembly | 4 | Hours | 1 | 44 | 1 | FALSE | 1 | FALSE | 3 | [6 empty] | 5 | B2B3 | 0.21631 | 1.4009e-08 | 0.0011728 | 0.00026902 | 6.6755e-05 | 2.611e-07 | 3.331 | 160.0438 | 0.00085965
| Civic Offices | Air source heat pump for cold and hot water to 4 pipe fan coils and AHUs (Services air source, large commercial (~150kW)) | 1701403 | 8404605 | 5 | Services equipment | MAintenance Checks | Assembly | 4 | Hours | 1 | 44 | 1 | FALSE | 1 | FALSE | 3 | [6 empty] | 6 | B2B3 | 0.21631 | 1.4009e-08 | 0.0011728 | 0.00026902 | 6.6755e-05 | 2.611e-07 | 3.331 | 160.0438 | 0.00085965
| Civic Offices | Air source heat pump for cold and hot water to 4 pipe fan coils and AHUs (Services air source, large commercial (~150kW)) | 1701403 | 8404605 | 5 | Services equipment | MAintenance Checks | Assembly | 4 | Hours | 1 | 44 | 1 | FALSE | 1 | FALSE | 3 | [6 empty] | 7 | B2B3 | 0.21631 | 1.4009e-08 | 0.0011728 | 0.00026902 | 6.6755e-05 | 2.611e-07 | 3.331 | 160.0438 | 0.00085965
| Civic Offices | Air source heat pump for cold and hot water to 4 pipe fan coils and AHUs (Services air source, large commercial (~150kW)) | 1701403 | 8404605 | 5 | Services equipment | MAintenance Checks | Assembly | 4 | Hours | 1 | 44 | 1 | FALSE | 1 | FALSE | 3 | [6 empty] | 8 | B2B3 | 0.21631 | 1.4009e-08 | 0.0011728 | 0.00026902 | 6.6755e-05 | 2.611e-07 | 3.331 | 160.0438 | 0.00085965
| Civic Offices | Air source heat pump for cold and hot water to 4 pipe fan coils and AHUs (Services air source, large commercial (~150kW)) | 1701403 | 8404605 | 5 | Services equipment | MAintenance Checks | Assembly | 4 | Hours | 1 | 44 | 1 | FALSE | 1 | FALSE | 3 | [6 empty] | 9 | B2B3 | 0.21631 | 1.4009e-08 | 0.0011728 | 0.00026902 | 6.6755e-05 | 2.611e-07 | 3.331 | 160.0438 | 0.00085965
| Civic Offices | Air source heat pump for cold and hot water to 4 pipe fan coils and AHUs (Services air source, large commercial (~150kW)) | 1701403 | 8404605 | 5 | Services equipment | MAintenance Checks | Assembly | 4 | Hours | 1 | 44 | 1 | FALSE | 1 | FALSE | 3 | [6 empty] | 10 | B2B3 | 0.21631 | 1.4009e-08 | 0.0011728 | 0.00026902 | 6.6755e-05 | 2.611e-07 | 3.331 | 160.0438 | 0.00085965
| Civic Offices | Air source heat pump for cold and hot water to 4 pipe fan coils and AHUs (Services air source, large commercial (~150kW)) | 1701403 | 8404605 | 5 | Services equipment | MAintenance Checks | Assembly | 4 | Hours | 1 | 44 | 1 | FALSE | 1 | FALSE | 3 | [6 empty] | 11 | B2B3 | 0.21631 | 1.4009e-08 | 0.0011728 | 0.00026902 | 6.6755e-05 | 2.611e-07 | 3.331 | 160.0438 | 0.00085965
| Civic Offices | Air source heat pump for cold and hot water to 4 pipe fan coils and AHUs (Services air source, large commercial (~150kW)) | 1701403 | 8404605 | 5 | Services equipment | MAintenance Checks | Assembly | 4 | Hours | 1 | 44 | 1 | FALSE | 1 | FALSE | 3 | [6 empty] | 12 | B2B3 | 0.21631 | 1.4009e-08 | 0.0011728 | 0.00026902 | 6.6755e-05 | 2.611e-07 | 3.331 | 160.0438 | 0.00085965
| Civic Offices | Air source heat pump for cold and hot water to 4 pipe fan coils and AHUs (Services air source, large commercial (~150kW)) | 1701403 | 8404605 | 5 | Services equipment | MAintenance Checks | Assembly | 4 | Hours | 1 | 44 | 1 | FALSE | 1 | FALSE | 3 | [6 empty] | 13 | B2B3 | 0.21631 | 1.4009e-08 | 0.0011728 | 0.00026902 | 6.6755e-05 | 2.611e-07 | 3.331 | 160.0438 | 0.00085965
| Civic Offices | Air source heat pump for cold and hot water to 4 pipe fan coils and AHUs (Services air source, large commercial (~150kW)) | 1701403 | 8404605 | 5 | Services equipment | MAintenance Checks | Assembly | 4 | Hours | 1 | 44 | 1 | FALSE | 1 | FALSE | 3 | [6 empty] | 14 | B2B3 | 0.21631 | 1.4009e-08 | 0.0011728 | 0.00026902 | 6.6755e-05 | 2.611e-07 | 3.331 | 160.0438 | 0.00085965
| Civic Offices | Air source heat pump for cold and hot water to 4 pipe fan coils and AHUs (Services air source, large commercial (~150kW)) | 1701403 | 8404605 | 5 | Services equipment | MAintenance Checks | Assembly | 4 | Hours | 1 | 44 | 1 | FALSE | 1 | FALSE | 3 | [6 empty] | 15 | B2B3 | 0.21631 | 1.4009e-08 | 0.0011728 | 0.00026902 | 6.6755e-05 | 2.611e-07 | 3.331 | 160.0438 | 0.00085965
| Civic Offices | Air source heat pump for cold and hot water to 4 pipe fan coils and AHUs (Services air source, large commercial (~150kW)) | 1701403 | 8404605 | 5 | Services equipment | MAintenance Checks | Assembly | 4 | Hours | 1 | 44 | 1 | FALSE | 1 | FALSE | 3 | [6 empty] | 16 | B2B3 | 0.21631 | 1.4009e-08 | 0.0011728 | 0.00026902 | 6.6755e-05 | 2.611e-07 | 3.331 | 160.0438 | 0.00085965
| Civic Offices | Air source heat pump for cold and hot water to 4 pipe fan coils and AHUs (Services air source, large commercial (~150kW)) | 1701403 | 8404605 | 5 | Services equipment | MAintenance Checks | Assembly | 4 | Hours | 1 | 44 | 1 | FALSE | 1 | FALSE | 3 | [6 empty] | 17 | B2B3 | 0.21631 | 1.4009e-08 | 0.0011728 | 0.00026902 | 6.6755e-05 | 2.611e-07 | 3.331 | 160.0438 | 0.00085965
| Civic Offices | Air source heat pump for cold and hot water to 4 pipe fan coils and AHUs (Services air source, large commercial (~150kW)) | 1701403 | 8404605 | 5 | Services equipment | MAintenance Checks | Assembly | 4 | Hours | 1 | 44 | 1 | FALSE | 1 | FALSE | 3 | [6 empty] | 18 | B2B3 | 0.21631 | 1.4009e-08 | 0.0011728 | 0.00026902 | 6.6755e-05 | 2.611e-07 | 3.331 | 160.0438 | 0.00085965
| Civic Offices | Air source heat pump for cold and hot water to 4 pipe fan coils and AHUs (Services air source, large commercial (~150kW)) | 1701403 | 8404605 | 5 | Services equipment | MAintenance Checks | Assembly | 4 | Hours | 1 | 44 | 1 | FALSE | 1 | FALSE | 3 | [6 empty] | 19 | B2B3 | 0.21631 | 1.4009e-08 | 0.0011728 | 0.00026902 | 6.6755e-05 | 2.611e-07 | 3.331 | 160.0438 | 0.00085965
| Civic Offices | Air source heat pump for cold and hot water to 4 pipe fan coils and AHUs (Services air source, large commercial (~150kW)) | 1701403 | 8404605 | 5 | Services equipment | MAintenance Checks | Assembly | 4 | Hours | 1 | 44 | 1 | FALSE | 1 | FALSE | 3 | [6 empty] | 20 | B2B3 | 0.21631 | 1.4009e-08 | 0.0011728 | 0.00026902 | 6.6755e-05 | 2.611e-07 | 3.331 | 160.0438 | 0.00085965
| Civic Offices | Air source heat pump for cold and hot water to 4 pipe fan coils and AHUs (Services air source, large commercial (~150kW)) | 1701403 | 8404605 | 5 | Services equipment | MAintenance Checks | Assembly | 4 | Hours | 1 | 44 | 1 | FALSE | 1 | FALSE | 3 | [6 empty] | 21 | B2B3 | 0.21631 | 1.4009e-08 | 0.0011728 | 0.00026902 | 6.6755e-05 | 2.611e-07 | 3.331 | 160.0438 | 0.00085965
| Civic Offices | Air source heat pump for cold and hot water to 4 pipe fan coils and AHUs (Services air source, large commercial (~150kW)) | 1701403 | 8404605 | 5 | Services equipment | MAintenance Checks | Assembly | 4 | Hours | 1 | 44 | 1 | FALSE | 1 | FALSE | 3 | [6 empty] | 22 | B2B3 | 0.21631 | 1.4009e-08 | 0.0011728 | 0.00026902 | 6.6755e-05 | 2.611e-07 | 3.331 | 160.0438 | 0.00085965
| Civic Offices | Air source heat pump for cold and hot water to 4 pipe fan coils and AHUs (Services air source, large commercial (~150kW)) | 1701403 | 8404605 | 5 | Services equipment | MAintenance Checks | Assembly | 4 | Hours | 1 | 44 | 1 | FALSE | 1 | FALSE | 3 | [6 empty] | 23 | B2B3 | 0.21631 | 1.4009e-08 | 0.0011728 | 0.00026902 | 6.6755e-05 | 2.611e-07 | 3.331 | 160.0438 | 0.00085965
| Civic Offices | Air source heat pump for cold and hot water to 4 pipe fan coils and AHUs (Services air source, large commercial (~150kW)) | 1701403 | 8404605 | 5 | Services equipment | MAintenance Checks | Assembly | 4 | Hours | 1 | 44 | 1 | FALSE | 1 | FALSE | 3 | [6 empty] | 24 | B2B3 | 0.21631 | 1.4009e-08 | 0.0011728 | 0.00026902 | 6.6755e-05 | 2.611e-07 | 3.331 | 160.0438 | 0.00085965
| Civic Offices | Air source heat pump for cold and hot water to 4 pipe fan coils and AHUs (Services air source, large commercial (~150kW)) | 1701403 | 8404605 | 5 | Services equipment | MAintenance Checks | Assembly | 4 | Hours | 1 | 44 | 1 | FALSE | 1 | FALSE | 3 | [6 empty] | 25 | B2B3 | 0.21631 | 1.4009e-08 | 0.0011728 | 0.00026902 | 6.6755e-05 | 2.611e-07 | 3.331 | 160.0438 | 0.00085965
| Civic Offices | Air source heat pump for cold and hot water to 4 pipe fan coils and AHUs (Services air source, large commercial (~150kW)) | 1701403 | 8404605 | 5 | Services equipment | MAintenance Checks | Assembly | 4 | Hours | 1 | 44 | 1 | FALSE | 1 | FALSE | 3 | [6 empty] | 26 | B2B3 | 0.21631 | 1.4009e-08 | 0.0011728 | 0.00026902 | 6.6755e-05 | 2.611e-07 | 3.331 | 160.0438 | 0.00085965
| Civic Offices | Air source heat pump for cold and hot water to 4 pipe fan coils and AHUs (Services air source, large commercial (~150kW)) | 1701403 | 8404605 | 5 | Services equipment | MAintenance Checks | Assembly | 4 | Hours | 1 | 44 | 1 | FALSE | 1 | FALSE | 3 | [6 empty] | 27 | B2B3 | 0.21631 | 1.4009e-08 | 0.0011728 | 0.00026902 | 6.6755e-05 | 2.611e-07 | 3.331 | 160.0438 | 0.00085965
| Civic Offices | Air source heat pump for cold and hot water to 4 pipe fan coils and AHUs (Services air source, large commercial (~150kW)) | 1701403 | 8404605 | 5 | Services equipment | MAintenance Checks | Assembly | 4 | Hours | 1 | 44 | 1 | FALSE | 1 | FALSE | 3 | [6 empty] | 28 | B2B3 | 0.21631 | 1.4009e-08 | 0.0011728 | 0.00026902 | 6.6755e-05 | 2.611e-07 | 3.331 | 160.0438 | 0.00085965
| Civic Offices | Air source heat pump for cold and hot water to 4 pipe fan coils and AHUs (Services air source, large commercial (~150kW)) | 1701403 | 8404605 | 5 | Services equipment | MAintenance Checks | Assembly | 4 | Hours | 1 | 44 | 1 | FALSE | 1 | FALSE | 3 | [6 empty] | 29 | B2B3 | 0.21631 | 1.4009e-08 | 0.0011728 | 0.00026902 | 6.6755e-05 | 2.611e-07 | 3.331 | 160.0438 | 0.00085965
| Civic Offices | Air source heat pump for cold and hot water to 4 pipe fan coils and AHUs (Services air source, large commercial (~150kW)) | 1701403 | 8404605 | 5 | Services equipment | MAintenance Checks | Assembly | 4 | Hours | 1 | 44 | 1 | FALSE | 1 | FALSE | 3 | [6 empty] | 30 | B2B3 | 0.21631 | 1.4009e-08 | 0.0011728 | 0.00026902 | 6.6755e-05 | 2.611e-07 | 3.331 | 160.0438 | 0.00085965
| Civic Offices | Air source heat pump for cold and hot water to 4 pipe fan coils and AHUs (Services air source, large commercial (~150kW)) | 1701403 | 8404605 | 5 | Services equipment | MAintenance Checks | Assembly | 4 | Hours | 1 | 44 | 1 | FALSE | 1 | FALSE | 3 | [6 empty] | 31 | B2B3 | 0.21631 | 1.4009e-08 | 0.0011728 | 0.00026902 | 6.6755e-05 | 2.611e-07 | 3.331 | 160.0438 | 0.00085965
| Civic Offices | Air source heat pump for cold and hot water to 4 pipe fan coils and AHUs (Services air source, large commercial (~150kW)) | 1701403 | 8404605 | 5 | Services equipment | MAintenance Checks | Assembly | 4 | Hours | 1 | 44 | 1 | FALSE | 1 | FALSE | 3 | [6 empty] | 32 | B2B3 | 0.21631 | 1.4009e-08 | 0.0011728 | 0.00026902 | 6.6755e-05 | 2.611e-07 | 3.331 | 160.0438 | 0.00085965
| Civic Offices | Air source heat pump for cold and hot water to 4 pipe fan coils and AHUs (Services air source, large commercial (~150kW)) | 1701403 | 8404605 | 5 | Services equipment | MAintenance Checks | Assembly | 4 | Hours | 1 | 44 | 1 | FALSE | 1 | FALSE | 3 | [6 empty] | 33 | B2B3 | 0.21631 | 1.4009e-08 | 0.0011728 | 0.00026902 | 6.6755e-05 | 2.611e-07 | 3.331 | 160.0438 | 0.00085965
| Civic Offices | Air source heat pump for cold and hot water to 4 pipe fan coils and AHUs (Services air source, large commercial (~150kW)) | 1701403 | 8404605 | 5 | Services equipment | MAintenance Checks | Assembly | 4 | Hours | 1 | 44 | 1 | FALSE | 1 | FALSE | 3 | [6 empty] | 34 | B2B3 | 0.21631 | 1.4009e-08 | 0.0011728 | 0.00026902 | 6.6755e-05 | 2.611e-07 | 3.331 | 160.0438 | 0.00085965
| Civic Offices | Air source heat pump for cold and hot water to 4 pipe fan coils and AHUs (Services air source, large commercial (~150kW)) | 1701403 | 8404605 | 5 | Services equipment | MAintenance Checks | Assembly | 4 | Hours | 1 | 44 | 1 | FALSE | 1 | FALSE | 3 | [6 empty] | 35 | B2B3 | 0.21631 | 1.4009e-08 | 0.0011728 | 0.00026902 | 6.6755e-05 | 2.611e-07 | 3.331 | 160.0438 | 0.00085965
| Civic Offices | Air source heat pump for cold and hot water to 4 pipe fan coils and AHUs (Services air source, large commercial (~150kW)) | 1701403 | 8404605 | 5 | Services equipment | MAintenance Checks | Assembly | 4 | Hours | 1 | 44 | 1 | FALSE | 1 | FALSE | 3 | [6 empty] | 36 | B2B3 | 0.21631 | 1.4009e-08 | 0.0011728 | 0.00026902 | 6.6755e-05 | 2.611e-07 | 3.331 | 160.0438 | 0.00085965
| Civic Offices | Air source heat pump for cold and hot water to 4 pipe fan coils and AHUs (Services air source, large commercial (~150kW)) | 1701403 | 8404605 | 5 | Services equipment | MAintenance Checks | Assembly | 4 | Hours | 1 | 44 | 1 | FALSE | 1 | FALSE | 3 | [6 empty] | 37 | B2B3 | 0.21631 | 1.4009e-08 | 0.0011728 | 0.00026902 | 6.6755e-05 | 2.611e-07 | 3.331 | 160.0438 | 0.00085965
| Civic Offices | Air source heat pump for cold and hot water to 4 pipe fan coils and AHUs (Services air source, large commercial (~150kW)) | 1701403 | 8404605 | 5 | Services equipment | MAintenance Checks | Assembly | 4 | Hours | 1 | 44 | 1 | FALSE | 1 | FALSE | 3 | [6 empty] | 38 | B2B3 | 0.21631 | 1.4009e-08 | 0.0011728 | 0.00026902 | 6.6755e-05 | 2.611e-07 | 3.331 | 160.0438 | 0.00085965
| Civic Offices | Air source heat pump for cold and hot water to 4 pipe fan coils and AHUs (Services air source, large commercial (~150kW)) | 1701403 | 8404605 | 5 | Services equipment | MAintenance Checks | Assembly | 4 | Hours | 1 | 44 | 1 | FALSE | 1 | FALSE | 3 | [6 empty] | 39 | B2B3 | 0.21631 | 1.4009e-08 | 0.0011728 | 0.00026902 | 6.6755e-05 | 2.611e-07 | 3.331 | 160.0438 | 0.00085965
| Civic Offices | Air source heat pump for cold and hot water to 4 pipe fan coils and AHUs (Services air source, large commercial (~150kW)) | 1701403 | 8404605 | 5 | Services equipment | MAintenance Checks | Assembly | 4 | Hours | 1 | 44 | 1 | FALSE | 1 | FALSE | 3 | [6 empty] | 40 | B2B3 | 0.21631 | 1.4009e-08 | 0.0011728 | 0.00026902 | 6.6755e-05 | 2.611e-07 | 3.331 | 160.0438 | 0.00085965
| Civic Offices | Air source heat pump for cold and hot water to 4 pipe fan coils and AHUs (Services air source, large commercial (~150kW)) | 1701403 | 8404605 | 5 | Services equipment | MAintenance Checks | Assembly | 4 | Hours | 1 | 44 | 1 | FALSE | 1 | FALSE | 3 | [6 empty] | 41 | B2B3 | 0.21631 | 1.4009e-08 | 0.0011728 | 0.00026902 | 6.6755e-05 | 2.611e-07 | 3.331 | 160.0438 | 0.00085965
| Civic Offices | Air source heat pump for cold and hot water to 4 pipe fan coils and AHUs (Services air source, large commercial (~150kW)) | 1701403 | 8404605 | 5 | Services equipment | MAintenance Checks | Assembly | 4 | Hours | 1 | 44 | 1 | FALSE | 1 | FALSE | 3 | [6 empty] | 42 | B2B3 | 0.21631 | 1.4009e-08 | 0.0011728 | 0.00026902 | 6.6755e-05 | 2.611e-07 | 3.331 | 160.0438 | 0.00085965
| Civic Offices | Air source heat pump for cold and hot water to 4 pipe fan coils and AHUs (Services air source, large commercial (~150kW)) | 1701403 | 8404605 | 5 | Services equipment | MAintenance Checks | Assembly | 4 | Hours | 1 | 44 | 1 | FALSE | 1 | FALSE | 3 | [6 empty] | 43 | B2B3 | 0.21631 | 1.4009e-08 | 0.0011728 | 0.00026902 | 6.6755e-05 | 2.611e-07 | 3.331 | 160.0438 | 0.00085965
| Civic Offices | Air source heat pump for cold and hot water to 4 pipe fan coils and AHUs (Services air source, large commercial (~150kW)) | 1701403 | 8404605 | 5 | Services equipment | MAintenance Checks | Assembly | 4 | Hours | 1 | 44 | 1 | FALSE | 1 | FALSE | 3 | [6 empty] | 44 | B2B3 | 0.21631 | 1.4009e-08 | 0.0011728 | 0.00026902 | 6.6755e-05 | 2.611e-07 | 3.331 | 160.0438 | 0.00085965
| Civic Offices | Air source heat pump for cold and hot water to 4 pipe fan coils and AHUs (Services air source, large commercial (~150kW)) | 1701403 | 8404605 | 5 | Services equipment | MAintenance Checks | Assembly | 4 | Hours | 1 | 44 | 1 | FALSE | 1 | FALSE | 3 | [6 empty] | 45 | B2B3 | 0.21631 | 1.4009e-08 | 0.0011728 | 0.00026902 | 6.6755e-05 | 2.611e-07 | 3.331 | 160.0438 | 0.00085965
| Civic Offices | Air source heat pump for cold and hot water to 4 pipe fan coils and AHUs (Services air source, large commercial (~150kW)) | 1701403 | 8404605 | 5 | Services equipment | MAintenance Checks | Assembly | 4 | Hours | 1 | 44 | 1 | FALSE | 1 | FALSE | 3 | [6 empty] | 46 | B2B3 | 0.21631 | 1.4009e-08 | 0.0011728 | 0.00026902 | 6.6755e-05 | 2.611e-07 | 3.331 | 160.0438 | 0.00085965
| Civic Offices | Air source heat pump for cold and hot water to 4 pipe fan coils and AHUs (Services air source, large commercial (~150kW)) | 1701403 | 8404605 | 5 | Services equipment | MAintenance Checks | Assembly | 4 | Hours | 1 | 44 | 1 | FALSE | 1 | FALSE | 3 | [6 empty] | 47 | B2B3 | 0.21631 | 1.4009e-08 | 0.0011728 | 0.00026902 | 6.6755e-05 | 2.611e-07 | 3.331 | 160.0438 | 0.00085965
| Civic Offices | Air source heat pump for cold and hot water to 4 pipe fan coils and AHUs (Services air source, large commercial (~150kW)) | 1701403 | 8404605 | 5 | Services equipment | MAintenance Checks | Assembly | 4 | Hours | 1 | 44 | 1 | FALSE | 1 | FALSE | 3 | [6 empty] | 48 | B2B3 | 0.21631 | 1.4009e-08 | 0.0011728 | 0.00026902 | 6.6755e-05 | 2.611e-07 | 3.331 | 160.0438 | 0.00085965
| Civic Offices | Air source heat pump for cold and hot water to 4 pipe fan coils and AHUs (Services air source, large commercial (~150kW)) | 1701403 | 8404605 | 5 | Services equipment | MAintenance Checks | Assembly | 4 | Hours | 1 | 44 | 1 | FALSE | 1 | FALSE | 3 | [6 empty] | 49 | B2B3 | 0.21631 | 1.4009e-08 | 0.0011728 | 0.00026902 | 6.6755e-05 | 2.611e-07 | 3.331 | 160.0438 | 0.00085965
| Civic Offices | Air source heat pump for cold and hot water to 4 pipe fan coils and AHUs (Services air source, large commercial (~150kW)) | 1701403 | 8404605 | 5 | Services equipment | MAintenance Checks | Assembly | 4 | Hours | 1 | 44 | 1 | FALSE | 1 | FALSE | 3 | [6 empty] | 50 | B2B3 | 0.21631 | 1.4009e-08 | 0.0011728 | 0.00026902 | 6.6755e-05 | 2.611e-07 | 3.331 | 160.0438 | 0.00085965
| Civic Offices | Air source heat pump for cold and hot water to 4 pipe fan coils and AHUs (Services air source, large commercial (~150kW)) | 1701403 | 8404605 | 5 | Services equipment | MAintenance Checks | Assembly | 4 | Hours | 1 | 44 | 1 | FALSE | 1 | FALSE | 3 | [6 empty] | 51 | B2B3 | 0.21631 | 1.4009e-08 | 0.0011728 | 0.00026902 | 6.6755e-05 | 2.611e-07 | 3.331 | 160.0438 | 0.00085965
| Civic Offices | Air source heat pump for cold and hot water to 4 pipe fan coils and AHUs (Services air source, large commercial (~150kW)) | 1701403 | 8404605 | 5 | Services equipment | MAintenance Checks | Assembly | 4 | Hours | 1 | 44 | 1 | FALSE | 1 | FALSE | 3 | [6 empty] | 52 | B2B3 | 0.21631 | 1.4009e-08 | 0.0011728 | 0.00026902 | 6.6755e-05 | 2.611e-07 | 3.331 | 160.0438 | 0.00085965
| Civic Offices | Air source heat pump for cold and hot water to 4 pipe fan coils and AHUs (Services air source, large commercial (~150kW)) | 1701403 | 8404605 | 5 | Services equipment | MAintenance Checks | Assembly | 4 | Hours | 1 | 44 | 1 | FALSE | 1 | FALSE | 3 | [6 empty] | 53 | B2B3 | 0.21631 | 1.4009e-08 | 0.0011728 | 0.00026902 | 6.6755e-05 | 2.611e-07 | 3.331 | 160.0438 | 0.00085965
| Civic Offices | Air source heat pump for cold and hot water to 4 pipe fan coils and AHUs (Services air source, large commercial (~150kW)) | 1701403 | 8404605 | 5 | Services equipment | MAintenance Checks | Assembly | 4 | Hours | 1 | 44 | 1 | FALSE | 1 | FALSE | 3 | [6 empty] | 54 | B2B3 | 0.21631 | 1.4009e-08 | 0.0011728 | 0.00026902 | 6.6755e-05 | 2.611e-07 | 3.331 | 160.0438 | 0.00085965
| Civic Offices | Air source heat pump for cold and hot water to 4 pipe fan coils and AHUs (Services air source, large commercial (~150kW)) | 1701403 | 8404605 | 5 | Services equipment | MAintenance Checks | Assembly | 4 | Hours | 1 | 44 | 1 | FALSE | 1 | FALSE | 3 | [6 empty] | 55 | B2B3 | 0.21631 | 1.4009e-08 | 0.0011728 | 0.00026902 | 6.6755e-05 | 2.611e-07 | 3.331 | 160.0438 | 0.00085965
| Civic Offices | Air source heat pump for cold and hot water to 4 pipe fan coils and AHUs (Services air source, large commercial (~150kW)) | 1701403 | 8404605 | 5 | Services equipment | MAintenance Checks | Assembly | 4 | Hours | 1 | 44 | 1 | FALSE | 1 | FALSE | 3 | [6 empty] | 56 | B2B3 | 0.21631 | 1.4009e-08 | 0.0011728 | 0.00026902 | 6.6755e-05 | 2.611e-07 | 3.331 | 160.0438 | 0.00085965
| Civic Offices | Air source heat pump for cold and hot water to 4 pipe fan coils and AHUs (Services air source, large commercial (~150kW)) | 1701403 | 8404605 | 5 | Services equipment | MAintenance Checks | Assembly | 4 | Hours | 1 | 44 | 1 | FALSE | 1 | FALSE | 3 | [6 empty] | 57 | B2B3 | 0.21631 | 1.4009e-08 | 0.0011728 | 0.00026902 | 6.6755e-05 | 2.611e-07 | 3.331 | 160.0438 | 0.00085965
| Civic Offices | Air source heat pump for cold and hot water to 4 pipe fan coils and AHUs (Services air source, large commercial (~150kW)) | 1701403 | 8404605 | 5 | Services equipment | MAintenance Checks | Assembly | 4 | Hours | 1 | 44 | 1 | FALSE | 1 | FALSE | 3 | [6 empty] | 58 | B2B3 | 0.21631 | 1.4009e-08 | 0.0011728 | 0.00026902 | 6.6755e-05 | 2.611e-07 | 3.331 | 160.0438 | 0.00085965
| Civic Offices | Air source heat pump for cold and hot water to 4 pipe fan coils and AHUs (Services air source, large commercial (~150kW)) | 1701403 | 8404605 | 5 | Services equipment | MAintenance Checks | Assembly | 4 | Hours | 1 | 44 | 1 | FALSE | 1 | FALSE | 3 | [6 empty] | 59 | B2B3 | 0.21631 | 1.4009e-08 | 0.0011728 | 0.00026902 | 6.6755e-05 | 2.611e-07 | 3.331 | 160.0438 | 0.00085965
| Civic Offices | Air source heat pump for cold and hot water to 4 pipe fan coils and AHUs (Services air source, large commercial (~150kW)) | 1701403 | 8404605 | 5 | Services equipment | MAintenance Checks | Assembly | 4 | Hours | 1 | 44 | 1 | FALSE | 1 | FALSE | 3 | [6 empty] | 60 | B2B3 | 0.21631 | 1.4009e-08 | 0.0011728 | 0.00026902 | 6.6755e-05 | 2.611e-07 | 3.331 | 160.0438 | 0.00085965
| Civic Offices | Air source heat pump for cold and hot water to 4 pipe fan coils and AHUs (Services air source, large commercial (~150kW)) | 1701403 | 8404606 | 5 | Services equipment | Chiller gas and inspections | Assembly | 12 | Hours | 5 | 44 | 1 | FALSE | 1 | FALSE | 3 | [6 empty] | 5 | B2B3 | 0.64892 | 4.2027e-08 | 0.0035185 | 0.00080706 | 0.00020027 | 7.8331e-07 | 9.9931 | 480.1313 | 0.0025789
| Civic Offices | Air source heat pump for cold and hot water to 4 pipe fan coils and AHUs (Services air source, large commercial (~150kW)) | 1701403 | 8404606 | 5 | Services equipment | Chiller gas and inspections | Assembly | 12 | Hours | 5 | 44 | 1 | FALSE | 1 | FALSE | 3 | [6 empty] | 10 | B2B3 | 0.64892 | 4.2027e-08 | 0.0035185 | 0.00080706 | 0.00020027 | 7.8331e-07 | 9.9931 | 480.1313 | 0.0025789
| Civic Offices | Air source heat pump for cold and hot water to 4 pipe fan coils and AHUs (Services air source, large commercial (~150kW)) | 1701403 | 8404606 | 5 | Services equipment | Chiller gas and inspections | Assembly | 12 | Hours | 5 | 44 | 1 | FALSE | 1 | FALSE | 3 | [6 empty] | 15 | B2B3 | 0.64892 | 4.2027e-08 | 0.0035185 | 0.00080706 | 0.00020027 | 7.8331e-07 | 9.9931 | 480.1313 | 0.0025789
| Civic Offices | Air source heat pump for cold and hot water to 4 pipe fan coils and AHUs (Services air source, large commercial (~150kW)) | 1701403 | 8404606 | 5 | Services equipment | Chiller gas and inspections | Assembly | 12 | Hours | 5 | 44 | 1 | FALSE | 1 | FALSE | 3 | [6 empty] | 20 | B2B3 | 0.64892 | 4.2027e-08 | 0.0035185 | 0.00080706 | 0.00020027 | 7.8331e-07 | 9.9931 | 480.1313 | 0.0025789
| Civic Offices | Air source heat pump for cold and hot water to 4 pipe fan coils and AHUs (Services air source, large commercial (~150kW)) | 1701403 | 8404606 | 5 | Services equipment | Chiller gas and inspections | Assembly | 12 | Hours | 5 | 44 | 1 | FALSE | 1 | FALSE | 3 | [6 empty] | 25 | B2B3 | 0.64892 | 4.2027e-08 | 0.0035185 | 0.00080706 | 0.00020027 | 7.8331e-07 | 9.9931 | 480.1313 | 0.0025789
| Civic Offices | Air source heat pump for cold and hot water to 4 pipe fan coils and AHUs (Services air source, large commercial (~150kW)) | 1701403 | 8404606 | 5 | Services equipment | Chiller gas and inspections | Assembly | 12 | Hours | 5 | 44 | 1 | FALSE | 1 | FALSE | 3 | [6 empty] | 30 | B2B3 | 0.64892 | 4.2027e-08 | 0.0035185 | 0.00080706 | 0.00020027 | 7.8331e-07 | 9.9931 | 480.1313 | 0.0025789
| Civic Offices | Air source heat pump for cold and hot water to 4 pipe fan coils and AHUs (Services air source, large commercial (~150kW)) | 1701403 | 8404606 | 5 | Services equipment | Chiller gas and inspections | Assembly | 12 | Hours | 5 | 44 | 1 | FALSE | 1 | FALSE | 3 | [6 empty] | 35 | B2B3 | 0.64892 | 4.2027e-08 | 0.0035185 | 0.00080706 | 0.00020027 | 7.8331e-07 | 9.9931 | 480.1313 | 0.0025789
| Civic Offices | Air source heat pump for cold and hot water to 4 pipe fan coils and AHUs (Services air source, large commercial (~150kW)) | 1701403 | 8404606 | 5 | Services equipment | Chiller gas and inspections | Assembly | 12 | Hours | 5 | 44 | 1 | FALSE | 1 | FALSE | 3 | [6 empty] | 40 | B2B3 | 0.64892 | 4.2027e-08 | 0.0035185 | 0.00080706 | 0.00020027 | 7.8331e-07 | 9.9931 | 480.1313 | 0.0025789
| Civic Offices | Air source heat pump for cold and hot water to 4 pipe fan coils and AHUs (Services air source, large commercial (~150kW)) | 1701403 | 8404606 | 5 | Services equipment | Chiller gas and inspections | Assembly | 12 | Hours | 5 | 44 | 1 | FALSE | 1 | FALSE | 3 | [6 empty] | 45 | B2B3 | 0.64892 | 4.2027e-08 | 0.0035185 | 0.00080706 | 0.00020027 | 7.8331e-07 | 9.9931 | 480.1313 | 0.0025789
| Civic Offices | Air source heat pump for cold and hot water to 4 pipe fan coils and AHUs (Services air source, large commercial (~150kW)) | 1701403 | 8404606 | 5 | Services equipment | Chiller gas and inspections | Assembly | 12 | Hours | 5 | 44 | 1 | FALSE | 1 | FALSE | 3 | [6 empty] | 50 | B2B3 | 0.64892 | 4.2027e-08 | 0.0035185 | 0.00080706 | 0.00020027 | 7.8331e-07 | 9.9931 | 480.1313 | 0.0025789
| Civic Offices | Air source heat pump for cold and hot water to 4 pipe fan coils and AHUs (Services air source, large commercial (~150kW)) | 1701403 | 8404606 | 5 | Services equipment | Chiller gas and inspections | Assembly | 12 | Hours | 5 | 44 | 1 | FALSE | 1 | FALSE | 3 | [6 empty] | 55 | B2B3 | 0.64892 | 4.2027e-08 | 0.0035185 | 0.00080706 | 0.00020027 | 7.8331e-07 | 9.9931 | 480.1313 | 0.0025789
| Civic Offices | Air source heat pump for cold and hot water to 4 pipe fan coils and AHUs (Services air source, large commercial (~150kW)) | 1701403 | 8404606 | 5 | Services equipment | Chiller gas and inspections | Assembly | 12 | Hours | 5 | 44 | 1 | FALSE | 1 | FALSE | 3 | [6 empty] | 60 | B2B3 | 0.64892 | 4.2027e-08 | 0.0035185 | 0.00080706 | 0.00020027 | 7.8331e-07 | 9.9931 | 480.1313 | 0.0025789
| Civic Offices | PV support framing (PV Frames (per m2)) | 1701404 | 8404608 | 5.8.5 | Local electricity generation systems | Intall PV Frames | Assembly | 7.5 | Hours | 50 | 44 | 1 | FALSE | 1 | FALSE | 1 | [6 empty] | 0 | A5 | 0.40557 | 2.6267e-08 | 0.0021991 | 0.00050441 | 0.00012517 | 4.8957e-07 | 6.2457 | 442.5821 | 0.0016118
| Civic Offices | PV support framing (PV Frames (per m2)) | 1701404 | 8404608 | 5.8.5 | Local electricity generation systems | Intall PV Frames | Assembly | 7.5 | Hours | 50 | 44 | 1 | FALSE | 1 | FALSE | 1 | [6 empty] | 0 | A4 | 12.9182 | 2.3211e-06 | 0.042299 | 0.011433 | 0.0072161 | 4.5052e-05 | 192.5666 | 29.4035 | 0.05316
| Civic Offices | PV support framing (PV Frames (per m2)) | 1701404 | 8404608 | 5.8.5 | Local electricity generation systems | Intall PV Frames | Assembly | 7.5 | Hours | 50 | 44 | 1 | FALSE | 1 | FALSE | 1 | [6 empty] | 50 | B4B5 | 13.3238 | 2.3474e-06 | 0.044498 | 0.011937 | 0.0073413 | 4.5541e-05 | 198.8123 | 471.9856 | 0.054772
| Civic Offices | PV support framing (PV Frames (per m2)) | 1701404 | 8404609 | 5.8.5 | Local electricity generation systems | Install replaced panels (frames left in place) | Assembly | 1.875 | Hours | 25 | 44 | 1 | FALSE | 1 | FALSE | 1 | [6 empty] | 0 | A5 | 0.10139 | 6.5667e-09 | 0.00054977 | 0.0001261 | 3.1292e-05 | 1.2239e-07 | 1.5614 | 110.6455 | 0.00040296
| Civic Offices | PV support framing (PV Frames (per m2)) | 1701404 | 8404609 | 5.8.5 | Local electricity generation systems | Install replaced panels (frames left in place) | Assembly | 1.875 | Hours | 25 | 44 | 1 | FALSE | 1 | FALSE | 1 | [6 empty] | 0 | A4 | 12.9182 | 2.3211e-06 | 0.042299 | 0.011433 | 0.0072161 | 4.5052e-05 | 192.5666 | 29.4035 | 0.05316
| Civic Offices | PV support framing (PV Frames (per m2)) | 1701404 | 8404609 | 5.8.5 | Local electricity generation systems | Install replaced panels (frames left in place) | Assembly | 1.875 | Hours | 25 | 44 | 1 | FALSE | 1 | FALSE | 1 | [6 empty] | 25 | B4B5 | 13.0196 | 2.3277e-06 | 0.042848 | 0.011559 | 0.0072474 | 4.5174e-05 | 194.128 | 140.049 | 0.053563
| Civic Offices | PV support framing (PV Frames (per m2)) | 1701404 | 8404609 | 5.8.5 | Local electricity generation systems | Install replaced panels (frames left in place) | Assembly | 1.875 | Hours | 25 | 44 | 1 | FALSE | 1 | FALSE | 1 | [6 empty] | 50 | B4B5 | 13.0196 | 2.3277e-06 | 0.042848 | 0.011559 | 0.0072474 | 4.5174e-05 | 194.128 | 140.049 | 0.053563
| Civic Offices | Solar PV (used on site) (low carbon grid GWP only) | 1705700 | 8420268 | 5 | Services equipment | Install | Assembly | 75 | Hours | 31 | 44 | 1 | FALSE | 1 | FALSE | 1 | [6 empty] | 0 | A5 | 4.0557 | 2.6267e-07 | 0.021991 | 0.0050441 | 0.0012517 | 4.8957e-06 | 62.4569 | 3000.8206 | 0.016118
| Civic Offices | Solar PV (used on site) (low carbon grid GWP only) | 1705700 | 8420268 | 5 | Services equipment | Install | Assembly | 75 | Hours | 31 | 44 | 1 | FALSE | 1 | FALSE | 1 | [6 empty] | 0 | A4 | 0 | 0 | 0 | 0 | 0 | 0 | 0 | 0 | 0
| Civic Offices | Solar PV (used on site) (low carbon grid GWP only) | 1705700 | 8420268 | 5 | Services equipment | Install | Assembly | 75 | Hours | 31 | 44 | 1 | FALSE | 1 | FALSE | 1 | [6 empty] | 31 | B4B5 | 4.0557 | 2.6267e-07 | 0.021991 | 0.0050441 | 0.0012517 | 4.8957e-06 | 62.4569 | 3000.8206 | 0.016118
| Civic Offices | Solar PV (used on site) (low carbon grid GWP only) | 1705700 | 8420269 | 5 | Services equipment | PV maintenance and cleaning | Assembly | 7.5 | Hours | 5 | 44 | 1 | FALSE | 1 | FALSE | 3 | [6 empty] | 5 | B2B3 | 0.40557 | 2.6267e-08 | 0.0021991 | 0.00050441 | 0.00012517 | 4.8957e-07 | 6.2457 | 300.0821 | 0.0016118
| Civic Offices | Solar PV (used on site) (low carbon grid GWP only) | 1705700 | 8420269 | 5 | Services equipment | PV maintenance and cleaning | Assembly | 7.5 | Hours | 5 | 44 | 1 | FALSE | 1 | FALSE | 3 | [6 empty] | 10 | B2B3 | 0.40557 | 2.6267e-08 | 0.0021991 | 0.00050441 | 0.00012517 | 4.8957e-07 | 6.2457 | 300.0821 | 0.0016118
| Civic Offices | Solar PV (used on site) (low carbon grid GWP only) | 1705700 | 8420269 | 5 | Services equipment | PV maintenance and cleaning | Assembly | 7.5 | Hours | 5 | 44 | 1 | FALSE | 1 | FALSE | 3 | [6 empty] | 15 | B2B3 | 0.40557 | 2.6267e-08 | 0.0021991 | 0.00050441 | 0.00012517 | 4.8957e-07 | 6.2457 | 300.0821 | 0.0016118
| Civic Offices | Solar PV (used on site) (low carbon grid GWP only) | 1705700 | 8420269 | 5 | Services equipment | PV maintenance and cleaning | Assembly | 7.5 | Hours | 5 | 44 | 1 | FALSE | 1 | FALSE | 3 | [6 empty] | 20 | B2B3 | 0.40557 | 2.6267e-08 | 0.0021991 | 0.00050441 | 0.00012517 | 4.8957e-07 | 6.2457 | 300.0821 | 0.0016118
| Civic Offices | Solar PV (used on site) (low carbon grid GWP only) | 1705700 | 8420269 | 5 | Services equipment | PV maintenance and cleaning | Assembly | 7.5 | Hours | 5 | 44 | 1 | FALSE | 1 | FALSE | 3 | [6 empty] | 25 | B2B3 | 0.40557 | 2.6267e-08 | 0.0021991 | 0.00050441 | 0.00012517 | 4.8957e-07 | 6.2457 | 300.0821 | 0.0016118
| Civic Offices | Solar PV (used on site) (low carbon grid GWP only) | 1705700 | 8420269 | 5 | Services equipment | PV maintenance and cleaning | Assembly | 7.5 | Hours | 5 | 44 | 1 | FALSE | 1 | FALSE | 3 | [6 empty] | 30 | B2B3 | 0.40557 | 2.6267e-08 | 0.0021991 | 0.00050441 | 0.00012517 | 4.8957e-07 | 6.2457 | 300.0821 | 0.0016118
| Civic Offices | Solar PV (used on site) (low carbon grid GWP only) | 1705700 | 8420269 | 5 | Services equipment | PV maintenance and cleaning | Assembly | 7.5 | Hours | 5 | 44 | 1 | FALSE | 1 | FALSE | 3 | [6 empty] | 35 | B2B3 | 0.40557 | 2.6267e-08 | 0.0021991 | 0.00050441 | 0.00012517 | 4.8957e-07 | 6.2457 | 300.0821 | 0.0016118
| Civic Offices | Solar PV (used on site) (low carbon grid GWP only) | 1705700 | 8420269 | 5 | Services equipment | PV maintenance and cleaning | Assembly | 7.5 | Hours | 5 | 44 | 1 | FALSE | 1 | FALSE | 3 | [6 empty] | 40 | B2B3 | 0.40557 | 2.6267e-08 | 0.0021991 | 0.00050441 | 0.00012517 | 4.8957e-07 | 6.2457 | 300.0821 | 0.0016118
| Civic Offices | Solar PV (used on site) (low carbon grid GWP only) | 1705700 | 8420269 | 5 | Services equipment | PV maintenance and cleaning | Assembly | 7.5 | Hours | 5 | 44 | 1 | FALSE | 1 | FALSE | 3 | [6 empty] | 45 | B2B3 | 0.40557 | 2.6267e-08 | 0.0021991 | 0.00050441 | 0.00012517 | 4.8957e-07 | 6.2457 | 300.0821 | 0.0016118
| Civic Offices | Solar PV (used on site) (low carbon grid GWP only) | 1705700 | 8420269 | 5 | Services equipment | PV maintenance and cleaning | Assembly | 7.5 | Hours | 5 | 44 | 1 | FALSE | 1 | FALSE | 3 | [6 empty] | 50 | B2B3 | 0.40557 | 2.6267e-08 | 0.0021991 | 0.00050441 | 0.00012517 | 4.8957e-07 | 6.2457 | 300.0821 | 0.0016118
| Civic Offices | Solar PV (used on site) (low carbon grid GWP only) | 1705700 | 8420269 | 5 | Services equipment | PV maintenance and cleaning | Assembly | 7.5 | Hours | 5 | 44 | 1 | FALSE | 1 | FALSE | 3 | [6 empty] | 55 | B2B3 | 0.40557 | 2.6267e-08 | 0.0021991 | 0.00050441 | 0.00012517 | 4.8957e-07 | 6.2457 | 300.0821 | 0.0016118
| Civic Offices | Solar PV (used on site) (low carbon grid GWP only) | 1705700 | 8420269 | 5 | Services equipment | PV maintenance and cleaning | Assembly | 7.5 | Hours | 5 | 44 | 1 | FALSE | 1 | FALSE | 3 | [6 empty] | 60 | B2B3 | 0.40557 | 2.6267e-08 | 0.0021991 | 0.00050441 | 0.00012517 | 4.8957e-07 | 6.2457 | 300.0821 | 0.0016118
| Civic Offices | Assembly only services commercial window cleaning suspended platform | 1700739 | 8402884 |  | WaterUse | Window cleaning | Operational Energy | 0.084 | MJ/Y | 1 | 44 | 1 | FALSE | 1 | FALSE | [7 empty] | 1 | B7 | 0.030495 | 3.3448e-09 | 0.00015748 | 7.7545e-05 | 1.8083e-05 | 1.7374e-07 | 0.45274 | 0.1176 | 0.0025808
| Civic Offices | Assembly only services commercial window cleaning suspended platform | 1700739 | 8402884 |  | WaterUse | Window cleaning | Operational Energy | 0.084 | MJ/Y | 1 | 44 | 1 | FALSE | 1 | FALSE | [7 empty] | 2 | B7 | 0.030495 | 3.3448e-09 | 0.00015748 | 7.7545e-05 | 1.8083e-05 | 1.7374e-07 | 0.45274 | 0.1176 | 0.0025808
| Civic Offices | Assembly only services commercial window cleaning suspended platform | 1700739 | 8402884 |  | WaterUse | Window cleaning | Operational Energy | 0.084 | MJ/Y | 1 | 44 | 1 | FALSE | 1 | FALSE | [7 empty] | 3 | B7 | 0.030495 | 3.3448e-09 | 0.00015748 | 7.7545e-05 | 1.8083e-05 | 1.7374e-07 | 0.45274 | 0.1176 | 0.0025808
| Civic Offices | Assembly only services commercial window cleaning suspended platform | 1700739 | 8402884 |  | WaterUse | Window cleaning | Operational Energy | 0.084 | MJ/Y | 1 | 44 | 1 | FALSE | 1 | FALSE | [7 empty] | 4 | B7 | 0.030495 | 3.3448e-09 | 0.00015748 | 7.7545e-05 | 1.8083e-05 | 1.7374e-07 | 0.45274 | 0.1176 | 0.0025808
| Civic Offices | Assembly only services commercial window cleaning suspended platform | 1700739 | 8402884 |  | WaterUse | Window cleaning | Operational Energy | 0.084 | MJ/Y | 1 | 44 | 1 | FALSE | 1 | FALSE | [7 empty] | 5 | B7 | 0.030495 | 3.3448e-09 | 0.00015748 | 7.7545e-05 | 1.8083e-05 | 1.7374e-07 | 0.45274 | 0.1176 | 0.0025808
| Civic Offices | Assembly only services commercial window cleaning suspended platform | 1700739 | 8402884 |  | WaterUse | Window cleaning | Operational Energy | 0.084 | MJ/Y | 1 | 44 | 1 | FALSE | 1 | FALSE | [7 empty] | 6 | B7 | 0.030495 | 3.3448e-09 | 0.00015748 | 7.7545e-05 | 1.8083e-05 | 1.7374e-07 | 0.45274 | 0.1176 | 0.0025808
| Civic Offices | Assembly only services commercial window cleaning suspended platform | 1700739 | 8402884 |  | WaterUse | Window cleaning | Operational Energy | 0.084 | MJ/Y | 1 | 44 | 1 | FALSE | 1 | FALSE | [7 empty] | 7 | B7 | 0.030495 | 3.3448e-09 | 0.00015748 | 7.7545e-05 | 1.8083e-05 | 1.7374e-07 | 0.45274 | 0.1176 | 0.0025808
| Civic Offices | Assembly only services commercial window cleaning suspended platform | 1700739 | 8402884 |  | WaterUse | Window cleaning | Operational Energy | 0.084 | MJ/Y | 1 | 44 | 1 | FALSE | 1 | FALSE | [7 empty] | 8 | B7 | 0.030495 | 3.3448e-09 | 0.00015748 | 7.7545e-05 | 1.8083e-05 | 1.7374e-07 | 0.45274 | 0.1176 | 0.0025808
| Civic Offices | Assembly only services commercial window cleaning suspended platform | 1700739 | 8402884 |  | WaterUse | Window cleaning | Operational Energy | 0.084 | MJ/Y | 1 | 44 | 1 | FALSE | 1 | FALSE | [7 empty] | 9 | B7 | 0.030495 | 3.3448e-09 | 0.00015748 | 7.7545e-05 | 1.8083e-05 | 1.7374e-07 | 0.45274 | 0.1176 | 0.0025808
| Civic Offices | Assembly only services commercial window cleaning suspended platform | 1700739 | 8402884 |  | WaterUse | Window cleaning | Operational Energy | 0.084 | MJ/Y | 1 | 44 | 1 | FALSE | 1 | FALSE | [7 empty] | 10 | B7 | 0.030495 | 3.3448e-09 | 0.00015748 | 7.7545e-05 | 1.8083e-05 | 1.7374e-07 | 0.45274 | 0.1176 | 0.0025808
| Civic Offices | Assembly only services commercial window cleaning suspended platform | 1700739 | 8402884 |  | WaterUse | Window cleaning | Operational Energy | 0.084 | MJ/Y | 1 | 44 | 1 | FALSE | 1 | FALSE | [7 empty] | 11 | B7 | 0.030495 | 3.3448e-09 | 0.00015748 | 7.7545e-05 | 1.8083e-05 | 1.7374e-07 | 0.45274 | 0.1176 | 0.0025808
| Civic Offices | Assembly only services commercial window cleaning suspended platform | 1700739 | 8402884 |  | WaterUse | Window cleaning | Operational Energy | 0.084 | MJ/Y | 1 | 44 | 1 | FALSE | 1 | FALSE | [7 empty] | 12 | B7 | 0.030495 | 3.3448e-09 | 0.00015748 | 7.7545e-05 | 1.8083e-05 | 1.7374e-07 | 0.45274 | 0.1176 | 0.0025808
| Civic Offices | Assembly only services commercial window cleaning suspended platform | 1700739 | 8402884 |  | WaterUse | Window cleaning | Operational Energy | 0.084 | MJ/Y | 1 | 44 | 1 | FALSE | 1 | FALSE | [7 empty] | 13 | B7 | 0.030495 | 3.3448e-09 | 0.00015748 | 7.7545e-05 | 1.8083e-05 | 1.7374e-07 | 0.45274 | 0.1176 | 0.0025808
| Civic Offices | Assembly only services commercial window cleaning suspended platform | 1700739 | 8402884 |  | WaterUse | Window cleaning | Operational Energy | 0.084 | MJ/Y | 1 | 44 | 1 | FALSE | 1 | FALSE | [7 empty] | 14 | B7 | 0.030495 | 3.3448e-09 | 0.00015748 | 7.7545e-05 | 1.8083e-05 | 1.7374e-07 | 0.45274 | 0.1176 | 0.0025808
| Civic Offices | Assembly only services commercial window cleaning suspended platform | 1700739 | 8402884 |  | WaterUse | Window cleaning | Operational Energy | 0.084 | MJ/Y | 1 | 44 | 1 | FALSE | 1 | FALSE | [7 empty] | 15 | B7 | 0.030495 | 3.3448e-09 | 0.00015748 | 7.7545e-05 | 1.8083e-05 | 1.7374e-07 | 0.45274 | 0.1176 | 0.0025808
| Civic Offices | Assembly only services commercial window cleaning suspended platform | 1700739 | 8402884 |  | WaterUse | Window cleaning | Operational Energy | 0.084 | MJ/Y | 1 | 44 | 1 | FALSE | 1 | FALSE | [7 empty] | 16 | B7 | 0.030495 | 3.3448e-09 | 0.00015748 | 7.7545e-05 | 1.8083e-05 | 1.7374e-07 | 0.45274 | 0.1176 | 0.0025808
| Civic Offices | Assembly only services commercial window cleaning suspended platform | 1700739 | 8402884 |  | WaterUse | Window cleaning | Operational Energy | 0.084 | MJ/Y | 1 | 44 | 1 | FALSE | 1 | FALSE | [7 empty] | 17 | B7 | 0.030495 | 3.3448e-09 | 0.00015748 | 7.7545e-05 | 1.8083e-05 | 1.7374e-07 | 0.45274 | 0.1176 | 0.0025808
| Civic Offices | Assembly only services commercial window cleaning suspended platform | 1700739 | 8402884 |  | WaterUse | Window cleaning | Operational Energy | 0.084 | MJ/Y | 1 | 44 | 1 | FALSE | 1 | FALSE | [7 empty] | 18 | B7 | 0.030495 | 3.3448e-09 | 0.00015748 | 7.7545e-05 | 1.8083e-05 | 1.7374e-07 | 0.45274 | 0.1176 | 0.0025808
| Civic Offices | Assembly only services commercial window cleaning suspended platform | 1700739 | 8402884 |  | WaterUse | Window cleaning | Operational Energy | 0.084 | MJ/Y | 1 | 44 | 1 | FALSE | 1 | FALSE | [7 empty] | 19 | B7 | 0.030495 | 3.3448e-09 | 0.00015748 | 7.7545e-05 | 1.8083e-05 | 1.7374e-07 | 0.45274 | 0.1176 | 0.0025808
| Civic Offices | Assembly only services commercial window cleaning suspended platform | 1700739 | 8402884 |  | WaterUse | Window cleaning | Operational Energy | 0.084 | MJ/Y | 1 | 44 | 1 | FALSE | 1 | FALSE | [7 empty] | 20 | B7 | 0.030495 | 3.3448e-09 | 0.00015748 | 7.7545e-05 | 1.8083e-05 | 1.7374e-07 | 0.45274 | 0.1176 | 0.0025808
| Civic Offices | Assembly only services commercial window cleaning suspended platform | 1700739 | 8402884 |  | WaterUse | Window cleaning | Operational Energy | 0.084 | MJ/Y | 1 | 44 | 1 | FALSE | 1 | FALSE | [7 empty] | 21 | B7 | 0.030495 | 3.3448e-09 | 0.00015748 | 7.7545e-05 | 1.8083e-05 | 1.7374e-07 | 0.45274 | 0.1176 | 0.0025808
| Civic Offices | Assembly only services commercial window cleaning suspended platform | 1700739 | 8402884 |  | WaterUse | Window cleaning | Operational Energy | 0.084 | MJ/Y | 1 | 44 | 1 | FALSE | 1 | FALSE | [7 empty] | 22 | B7 | 0.030495 | 3.3448e-09 | 0.00015748 | 7.7545e-05 | 1.8083e-05 | 1.7374e-07 | 0.45274 | 0.1176 | 0.0025808
| Civic Offices | Assembly only services commercial window cleaning suspended platform | 1700739 | 8402884 |  | WaterUse | Window cleaning | Operational Energy | 0.084 | MJ/Y | 1 | 44 | 1 | FALSE | 1 | FALSE | [7 empty] | 23 | B7 | 0.030495 | 3.3448e-09 | 0.00015748 | 7.7545e-05 | 1.8083e-05 | 1.7374e-07 | 0.45274 | 0.1176 | 0.0025808
| Civic Offices | Assembly only services commercial window cleaning suspended platform | 1700739 | 8402884 |  | WaterUse | Window cleaning | Operational Energy | 0.084 | MJ/Y | 1 | 44 | 1 | FALSE | 1 | FALSE | [7 empty] | 24 | B7 | 0.030495 | 3.3448e-09 | 0.00015748 | 7.7545e-05 | 1.8083e-05 | 1.7374e-07 | 0.45274 | 0.1176 | 0.0025808
| Civic Offices | Assembly only services commercial window cleaning suspended platform | 1700739 | 8402884 |  | WaterUse | Window cleaning | Operational Energy | 0.084 | MJ/Y | 1 | 44 | 1 | FALSE | 1 | FALSE | [7 empty] | 25 | B7 | 0.030495 | 3.3448e-09 | 0.00015748 | 7.7545e-05 | 1.8083e-05 | 1.7374e-07 | 0.45274 | 0.1176 | 0.0025808
| Civic Offices | Assembly only services commercial window cleaning suspended platform | 1700739 | 8402884 |  | WaterUse | Window cleaning | Operational Energy | 0.084 | MJ/Y | 1 | 44 | 1 | FALSE | 1 | FALSE | [7 empty] | 26 | B7 | 0.030495 | 3.3448e-09 | 0.00015748 | 7.7545e-05 | 1.8083e-05 | 1.7374e-07 | 0.45274 | 0.1176 | 0.0025808
| Civic Offices | Assembly only services commercial window cleaning suspended platform | 1700739 | 8402884 |  | WaterUse | Window cleaning | Operational Energy | 0.084 | MJ/Y | 1 | 44 | 1 | FALSE | 1 | FALSE | [7 empty] | 27 | B7 | 0.030495 | 3.3448e-09 | 0.00015748 | 7.7545e-05 | 1.8083e-05 | 1.7374e-07 | 0.45274 | 0.1176 | 0.0025808
| Civic Offices | Assembly only services commercial window cleaning suspended platform | 1700739 | 8402884 |  | WaterUse | Window cleaning | Operational Energy | 0.084 | MJ/Y | 1 | 44 | 1 | FALSE | 1 | FALSE | [7 empty] | 28 | B7 | 0.030495 | 3.3448e-09 | 0.00015748 | 7.7545e-05 | 1.8083e-05 | 1.7374e-07 | 0.45274 | 0.1176 | 0.0025808
| Civic Offices | Assembly only services commercial window cleaning suspended platform | 1700739 | 8402884 |  | WaterUse | Window cleaning | Operational Energy | 0.084 | MJ/Y | 1 | 44 | 1 | FALSE | 1 | FALSE | [7 empty] | 29 | B7 | 0.030495 | 3.3448e-09 | 0.00015748 | 7.7545e-05 | 1.8083e-05 | 1.7374e-07 | 0.45274 | 0.1176 | 0.0025808
| Civic Offices | Assembly only services commercial window cleaning suspended platform | 1700739 | 8402884 |  | WaterUse | Window cleaning | Operational Energy | 0.084 | MJ/Y | 1 | 44 | 1 | FALSE | 1 | FALSE | [7 empty] | 30 | B7 | 0.030495 | 3.3448e-09 | 0.00015748 | 7.7545e-05 | 1.8083e-05 | 1.7374e-07 | 0.45274 | 0.1176 | 0.0025808
| Civic Offices | Assembly only services commercial window cleaning suspended platform | 1700739 | 8402884 |  | WaterUse | Window cleaning | Operational Energy | 0.084 | MJ/Y | 1 | 44 | 1 | FALSE | 1 | FALSE | [7 empty] | 31 | B7 | 0.030495 | 3.3448e-09 | 0.00015748 | 7.7545e-05 | 1.8083e-05 | 1.7374e-07 | 0.45274 | 0.1176 | 0.0025808
| Civic Offices | Assembly only services commercial window cleaning suspended platform | 1700739 | 8402884 |  | WaterUse | Window cleaning | Operational Energy | 0.084 | MJ/Y | 1 | 44 | 1 | FALSE | 1 | FALSE | [7 empty] | 32 | B7 | 0.030495 | 3.3448e-09 | 0.00015748 | 7.7545e-05 | 1.8083e-05 | 1.7374e-07 | 0.45274 | 0.1176 | 0.0025808
| Civic Offices | Assembly only services commercial window cleaning suspended platform | 1700739 | 8402884 |  | WaterUse | Window cleaning | Operational Energy | 0.084 | MJ/Y | 1 | 44 | 1 | FALSE | 1 | FALSE | [7 empty] | 33 | B7 | 0.030495 | 3.3448e-09 | 0.00015748 | 7.7545e-05 | 1.8083e-05 | 1.7374e-07 | 0.45274 | 0.1176 | 0.0025808
| Civic Offices | Assembly only services commercial window cleaning suspended platform | 1700739 | 8402884 |  | WaterUse | Window cleaning | Operational Energy | 0.084 | MJ/Y | 1 | 44 | 1 | FALSE | 1 | FALSE | [7 empty] | 34 | B7 | 0.030495 | 3.3448e-09 | 0.00015748 | 7.7545e-05 | 1.8083e-05 | 1.7374e-07 | 0.45274 | 0.1176 | 0.0025808
| Civic Offices | Assembly only services commercial window cleaning suspended platform | 1700739 | 8402884 |  | WaterUse | Window cleaning | Operational Energy | 0.084 | MJ/Y | 1 | 44 | 1 | FALSE | 1 | FALSE | [7 empty] | 35 | B7 | 0.030495 | 3.3448e-09 | 0.00015748 | 7.7545e-05 | 1.8083e-05 | 1.7374e-07 | 0.45274 | 0.1176 | 0.0025808
| Civic Offices | Assembly only services commercial window cleaning suspended platform | 1700739 | 8402884 |  | WaterUse | Window cleaning | Operational Energy | 0.084 | MJ/Y | 1 | 44 | 1 | FALSE | 1 | FALSE | [7 empty] | 36 | B7 | 0.030495 | 3.3448e-09 | 0.00015748 | 7.7545e-05 | 1.8083e-05 | 1.7374e-07 | 0.45274 | 0.1176 | 0.0025808
| Civic Offices | Assembly only services commercial window cleaning suspended platform | 1700739 | 8402884 |  | WaterUse | Window cleaning | Operational Energy | 0.084 | MJ/Y | 1 | 44 | 1 | FALSE | 1 | FALSE | [7 empty] | 37 | B7 | 0.030495 | 3.3448e-09 | 0.00015748 | 7.7545e-05 | 1.8083e-05 | 1.7374e-07 | 0.45274 | 0.1176 | 0.0025808
| Civic Offices | Assembly only services commercial window cleaning suspended platform | 1700739 | 8402884 |  | WaterUse | Window cleaning | Operational Energy | 0.084 | MJ/Y | 1 | 44 | 1 | FALSE | 1 | FALSE | [7 empty] | 38 | B7 | 0.030495 | 3.3448e-09 | 0.00015748 | 7.7545e-05 | 1.8083e-05 | 1.7374e-07 | 0.45274 | 0.1176 | 0.0025808
| Civic Offices | Assembly only services commercial window cleaning suspended platform | 1700739 | 8402884 |  | WaterUse | Window cleaning | Operational Energy | 0.084 | MJ/Y | 1 | 44 | 1 | FALSE | 1 | FALSE | [7 empty] | 39 | B7 | 0.030495 | 3.3448e-09 | 0.00015748 | 7.7545e-05 | 1.8083e-05 | 1.7374e-07 | 0.45274 | 0.1176 | 0.0025808
| Civic Offices | Assembly only services commercial window cleaning suspended platform | 1700739 | 8402884 |  | WaterUse | Window cleaning | Operational Energy | 0.084 | MJ/Y | 1 | 44 | 1 | FALSE | 1 | FALSE | [7 empty] | 40 | B7 | 0.030495 | 3.3448e-09 | 0.00015748 | 7.7545e-05 | 1.8083e-05 | 1.7374e-07 | 0.45274 | 0.1176 | 0.0025808
| Civic Offices | Assembly only services commercial window cleaning suspended platform | 1700739 | 8402884 |  | WaterUse | Window cleaning | Operational Energy | 0.084 | MJ/Y | 1 | 44 | 1 | FALSE | 1 | FALSE | [7 empty] | 41 | B7 | 0.030495 | 3.3448e-09 | 0.00015748 | 7.7545e-05 | 1.8083e-05 | 1.7374e-07 | 0.45274 | 0.1176 | 0.0025808
| Civic Offices | Assembly only services commercial window cleaning suspended platform | 1700739 | 8402884 |  | WaterUse | Window cleaning | Operational Energy | 0.084 | MJ/Y | 1 | 44 | 1 | FALSE | 1 | FALSE | [7 empty] | 42 | B7 | 0.030495 | 3.3448e-09 | 0.00015748 | 7.7545e-05 | 1.8083e-05 | 1.7374e-07 | 0.45274 | 0.1176 | 0.0025808
| Civic Offices | Assembly only services commercial window cleaning suspended platform | 1700739 | 8402884 |  | WaterUse | Window cleaning | Operational Energy | 0.084 | MJ/Y | 1 | 44 | 1 | FALSE | 1 | FALSE | [7 empty] | 43 | B7 | 0.030495 | 3.3448e-09 | 0.00015748 | 7.7545e-05 | 1.8083e-05 | 1.7374e-07 | 0.45274 | 0.1176 | 0.0025808
| Civic Offices | Assembly only services commercial window cleaning suspended platform | 1700739 | 8402884 |  | WaterUse | Window cleaning | Operational Energy | 0.084 | MJ/Y | 1 | 44 | 1 | FALSE | 1 | FALSE | [7 empty] | 44 | B7 | 0.030495 | 3.3448e-09 | 0.00015748 | 7.7545e-05 | 1.8083e-05 | 1.7374e-07 | 0.45274 | 0.1176 | 0.0025808
| Civic Offices | Assembly only services commercial window cleaning suspended platform | 1700739 | 8402884 |  | WaterUse | Window cleaning | Operational Energy | 0.084 | MJ/Y | 1 | 44 | 1 | FALSE | 1 | FALSE | [7 empty] | 45 | B7 | 0.030495 | 3.3448e-09 | 0.00015748 | 7.7545e-05 | 1.8083e-05 | 1.7374e-07 | 0.45274 | 0.1176 | 0.0025808
| Civic Offices | Assembly only services commercial window cleaning suspended platform | 1700739 | 8402884 |  | WaterUse | Window cleaning | Operational Energy | 0.084 | MJ/Y | 1 | 44 | 1 | FALSE | 1 | FALSE | [7 empty] | 46 | B7 | 0.030495 | 3.3448e-09 | 0.00015748 | 7.7545e-05 | 1.8083e-05 | 1.7374e-07 | 0.45274 | 0.1176 | 0.0025808
| Civic Offices | Assembly only services commercial window cleaning suspended platform | 1700739 | 8402884 |  | WaterUse | Window cleaning | Operational Energy | 0.084 | MJ/Y | 1 | 44 | 1 | FALSE | 1 | FALSE | [7 empty] | 47 | B7 | 0.030495 | 3.3448e-09 | 0.00015748 | 7.7545e-05 | 1.8083e-05 | 1.7374e-07 | 0.45274 | 0.1176 | 0.0025808
| Civic Offices | Assembly only services commercial window cleaning suspended platform | 1700739 | 8402884 |  | WaterUse | Window cleaning | Operational Energy | 0.084 | MJ/Y | 1 | 44 | 1 | FALSE | 1 | FALSE | [7 empty] | 48 | B7 | 0.030495 | 3.3448e-09 | 0.00015748 | 7.7545e-05 | 1.8083e-05 | 1.7374e-07 | 0.45274 | 0.1176 | 0.0025808
| Civic Offices | Assembly only services commercial window cleaning suspended platform | 1700739 | 8402884 |  | WaterUse | Window cleaning | Operational Energy | 0.084 | MJ/Y | 1 | 44 | 1 | FALSE | 1 | FALSE | [7 empty] | 49 | B7 | 0.030495 | 3.3448e-09 | 0.00015748 | 7.7545e-05 | 1.8083e-05 | 1.7374e-07 | 0.45274 | 0.1176 | 0.0025808
| Civic Offices | Assembly only services commercial window cleaning suspended platform | 1700739 | 8402884 |  | WaterUse | Window cleaning | Operational Energy | 0.084 | MJ/Y | 1 | 44 | 1 | FALSE | 1 | FALSE | [7 empty] | 50 | B7 | 0.030495 | 3.3448e-09 | 0.00015748 | 7.7545e-05 | 1.8083e-05 | 1.7374e-07 | 0.45274 | 0.1176 | 0.0025808
| Civic Offices | Assembly only services commercial window cleaning suspended platform | 1700739 | 8402884 |  | WaterUse | Window cleaning | Operational Energy | 0.084 | MJ/Y | 1 | 44 | 1 | FALSE | 1 | FALSE | [7 empty] | 51 | B7 | 0.030495 | 3.3448e-09 | 0.00015748 | 7.7545e-05 | 1.8083e-05 | 1.7374e-07 | 0.45274 | 0.1176 | 0.0025808
| Civic Offices | Assembly only services commercial window cleaning suspended platform | 1700739 | 8402884 |  | WaterUse | Window cleaning | Operational Energy | 0.084 | MJ/Y | 1 | 44 | 1 | FALSE | 1 | FALSE | [7 empty] | 52 | B7 | 0.030495 | 3.3448e-09 | 0.00015748 | 7.7545e-05 | 1.8083e-05 | 1.7374e-07 | 0.45274 | 0.1176 | 0.0025808
| Civic Offices | Assembly only services commercial window cleaning suspended platform | 1700739 | 8402884 |  | WaterUse | Window cleaning | Operational Energy | 0.084 | MJ/Y | 1 | 44 | 1 | FALSE | 1 | FALSE | [7 empty] | 53 | B7 | 0.030495 | 3.3448e-09 | 0.00015748 | 7.7545e-05 | 1.8083e-05 | 1.7374e-07 | 0.45274 | 0.1176 | 0.0025808
| Civic Offices | Assembly only services commercial window cleaning suspended platform | 1700739 | 8402884 |  | WaterUse | Window cleaning | Operational Energy | 0.084 | MJ/Y | 1 | 44 | 1 | FALSE | 1 | FALSE | [7 empty] | 54 | B7 | 0.030495 | 3.3448e-09 | 0.00015748 | 7.7545e-05 | 1.8083e-05 | 1.7374e-07 | 0.45274 | 0.1176 | 0.0025808
| Civic Offices | Assembly only services commercial window cleaning suspended platform | 1700739 | 8402884 |  | WaterUse | Window cleaning | Operational Energy | 0.084 | MJ/Y | 1 | 44 | 1 | FALSE | 1 | FALSE | [7 empty] | 55 | B7 | 0.030495 | 3.3448e-09 | 0.00015748 | 7.7545e-05 | 1.8083e-05 | 1.7374e-07 | 0.45274 | 0.1176 | 0.0025808
| Civic Offices | Assembly only services commercial window cleaning suspended platform | 1700739 | 8402884 |  | WaterUse | Window cleaning | Operational Energy | 0.084 | MJ/Y | 1 | 44 | 1 | FALSE | 1 | FALSE | [7 empty] | 56 | B7 | 0.030495 | 3.3448e-09 | 0.00015748 | 7.7545e-05 | 1.8083e-05 | 1.7374e-07 | 0.45274 | 0.1176 | 0.0025808
| Civic Offices | Assembly only services commercial window cleaning suspended platform | 1700739 | 8402884 |  | WaterUse | Window cleaning | Operational Energy | 0.084 | MJ/Y | 1 | 44 | 1 | FALSE | 1 | FALSE | [7 empty] | 57 | B7 | 0.030495 | 3.3448e-09 | 0.00015748 | 7.7545e-05 | 1.8083e-05 | 1.7374e-07 | 0.45274 | 0.1176 | 0.0025808
| Civic Offices | Assembly only services commercial window cleaning suspended platform | 1700739 | 8402884 |  | WaterUse | Window cleaning | Operational Energy | 0.084 | MJ/Y | 1 | 44 | 1 | FALSE | 1 | FALSE | [7 empty] | 58 | B7 | 0.030495 | 3.3448e-09 | 0.00015748 | 7.7545e-05 | 1.8083e-05 | 1.7374e-07 | 0.45274 | 0.1176 | 0.0025808
| Civic Offices | Assembly only services commercial window cleaning suspended platform | 1700739 | 8402884 |  | WaterUse | Window cleaning | Operational Energy | 0.084 | MJ/Y | 1 | 44 | 1 | FALSE | 1 | FALSE | [7 empty] | 59 | B7 | 0.030495 | 3.3448e-09 | 0.00015748 | 7.7545e-05 | 1.8083e-05 | 1.7374e-07 | 0.45274 | 0.1176 | 0.0025808
| Civic Offices | Assembly only services commercial window cleaning suspended platform | 1700739 | 8402884 |  | WaterUse | Window cleaning | Operational Energy | 0.084 | MJ/Y | 1 | 44 | 1 | FALSE | 1 | FALSE | [7 empty] | 60 | B7 | 0.030495 | 3.3448e-09 | 0.00015748 | 7.7545e-05 | 1.8083e-05 | 1.7374e-07 | 0.45274 | 0.1176 | 0.0025808
| Civic Offices | Assembly only services commercial window cleaning suspended platform | 1700739 | 8402885 |  | Operational | Window Cleaning and winch | Operational Energy | 10.08 | KW/H | 1 | 44 | 1 | FALSE | 1 | FALSE | [7 empty] | 1 | B6 | 6.0566 | 3.9225e-07 | 0.032839 | 0.0075326 | 0.0018691 | 7.3109e-06 | 93.269 | 1.2254 | 0.02407
| Civic Offices | Assembly only services commercial window cleaning suspended platform | 1700739 | 8402885 |  | Operational | Window Cleaning and winch | Operational Energy | 10.08 | KW/H | 1 | 44 | 1 | FALSE | 1 | FALSE | [7 empty] | 2 | B6 | 6.0566 | 3.9225e-07 | 0.032839 | 0.0075326 | 0.0018691 | 7.3109e-06 | 93.269 | 1.2254 | 0.02407
| Civic Offices | Assembly only services commercial window cleaning suspended platform | 1700739 | 8402885 |  | Operational | Window Cleaning and winch | Operational Energy | 10.08 | KW/H | 1 | 44 | 1 | FALSE | 1 | FALSE | [7 empty] | 3 | B6 | 6.0566 | 3.9225e-07 | 0.032839 | 0.0075326 | 0.0018691 | 7.3109e-06 | 93.269 | 1.2254 | 0.02407
| Civic Offices | Assembly only services commercial window cleaning suspended platform | 1700739 | 8402885 |  | Operational | Window Cleaning and winch | Operational Energy | 10.08 | KW/H | 1 | 44 | 1 | FALSE | 1 | FALSE | [7 empty] | 4 | B6 | 6.0566 | 3.9225e-07 | 0.032839 | 0.0075326 | 0.0018691 | 7.3109e-06 | 93.269 | 1.2254 | 0.02407
| Civic Offices | Assembly only services commercial window cleaning suspended platform | 1700739 | 8402885 |  | Operational | Window Cleaning and winch | Operational Energy | 10.08 | KW/H | 1 | 44 | 1 | FALSE | 1 | FALSE | [7 empty] | 5 | B6 | 6.0566 | 3.9225e-07 | 0.032839 | 0.0075326 | 0.0018691 | 7.3109e-06 | 93.269 | 1.2254 | 0.02407
| Civic Offices | Assembly only services commercial window cleaning suspended platform | 1700739 | 8402885 |  | Operational | Window Cleaning and winch | Operational Energy | 10.08 | KW/H | 1 | 44 | 1 | FALSE | 1 | FALSE | [7 empty] | 6 | B6 | 6.0566 | 3.9225e-07 | 0.032839 | 0.0075326 | 0.0018691 | 7.3109e-06 | 93.269 | 1.2254 | 0.02407
| Civic Offices | Assembly only services commercial window cleaning suspended platform | 1700739 | 8402885 |  | Operational | Window Cleaning and winch | Operational Energy | 10.08 | KW/H | 1 | 44 | 1 | FALSE | 1 | FALSE | [7 empty] | 7 | B6 | 6.0566 | 3.9225e-07 | 0.032839 | 0.0075326 | 0.0018691 | 7.3109e-06 | 93.269 | 1.2254 | 0.02407
| Civic Offices | Assembly only services commercial window cleaning suspended platform | 1700739 | 8402885 |  | Operational | Window Cleaning and winch | Operational Energy | 10.08 | KW/H | 1 | 44 | 1 | FALSE | 1 | FALSE | [7 empty] | 8 | B6 | 6.0566 | 3.9225e-07 | 0.032839 | 0.0075326 | 0.0018691 | 7.3109e-06 | 93.269 | 1.2254 | 0.02407
| Civic Offices | Assembly only services commercial window cleaning suspended platform | 1700739 | 8402885 |  | Operational | Window Cleaning and winch | Operational Energy | 10.08 | KW/H | 1 | 44 | 1 | FALSE | 1 | FALSE | [7 empty] | 9 | B6 | 6.0566 | 3.9225e-07 | 0.032839 | 0.0075326 | 0.0018691 | 7.3109e-06 | 93.269 | 1.2254 | 0.02407
| Civic Offices | Assembly only services commercial window cleaning suspended platform | 1700739 | 8402885 |  | Operational | Window Cleaning and winch | Operational Energy | 10.08 | KW/H | 1 | 44 | 1 | FALSE | 1 | FALSE | [7 empty] | 10 | B6 | 6.0566 | 3.9225e-07 | 0.032839 | 0.0075326 | 0.0018691 | 7.3109e-06 | 93.269 | 1.2254 | 0.02407
| Civic Offices | Assembly only services commercial window cleaning suspended platform | 1700739 | 8402885 |  | Operational | Window Cleaning and winch | Operational Energy | 10.08 | KW/H | 1 | 44 | 1 | FALSE | 1 | FALSE | [7 empty] | 11 | B6 | 6.0566 | 3.9225e-07 | 0.032839 | 0.0075326 | 0.0018691 | 7.3109e-06 | 93.269 | 1.2254 | 0.02407
| Civic Offices | Assembly only services commercial window cleaning suspended platform | 1700739 | 8402885 |  | Operational | Window Cleaning and winch | Operational Energy | 10.08 | KW/H | 1 | 44 | 1 | FALSE | 1 | FALSE | [7 empty] | 12 | B6 | 6.0566 | 3.9225e-07 | 0.032839 | 0.0075326 | 0.0018691 | 7.3109e-06 | 93.269 | 1.2254 | 0.02407
| Civic Offices | Assembly only services commercial window cleaning suspended platform | 1700739 | 8402885 |  | Operational | Window Cleaning and winch | Operational Energy | 10.08 | KW/H | 1 | 44 | 1 | FALSE | 1 | FALSE | [7 empty] | 13 | B6 | 6.0566 | 3.9225e-07 | 0.032839 | 0.0075326 | 0.0018691 | 7.3109e-06 | 93.269 | 1.2254 | 0.02407
| Civic Offices | Assembly only services commercial window cleaning suspended platform | 1700739 | 8402885 |  | Operational | Window Cleaning and winch | Operational Energy | 10.08 | KW/H | 1 | 44 | 1 | FALSE | 1 | FALSE | [7 empty] | 14 | B6 | 6.0566 | 3.9225e-07 | 0.032839 | 0.0075326 | 0.0018691 | 7.3109e-06 | 93.269 | 1.2254 | 0.02407
| Civic Offices | Assembly only services commercial window cleaning suspended platform | 1700739 | 8402885 |  | Operational | Window Cleaning and winch | Operational Energy | 10.08 | KW/H | 1 | 44 | 1 | FALSE | 1 | FALSE | [7 empty] | 15 | B6 | 6.0566 | 3.9225e-07 | 0.032839 | 0.0075326 | 0.0018691 | 7.3109e-06 | 93.269 | 1.2254 | 0.02407
| Civic Offices | Assembly only services commercial window cleaning suspended platform | 1700739 | 8402885 |  | Operational | Window Cleaning and winch | Operational Energy | 10.08 | KW/H | 1 | 44 | 1 | FALSE | 1 | FALSE | [7 empty] | 16 | B6 | 6.0566 | 3.9225e-07 | 0.032839 | 0.0075326 | 0.0018691 | 7.3109e-06 | 93.269 | 1.2254 | 0.02407
| Civic Offices | Assembly only services commercial window cleaning suspended platform | 1700739 | 8402885 |  | Operational | Window Cleaning and winch | Operational Energy | 10.08 | KW/H | 1 | 44 | 1 | FALSE | 1 | FALSE | [7 empty] | 17 | B6 | 6.0566 | 3.9225e-07 | 0.032839 | 0.0075326 | 0.0018691 | 7.3109e-06 | 93.269 | 1.2254 | 0.02407
| Civic Offices | Assembly only services commercial window cleaning suspended platform | 1700739 | 8402885 |  | Operational | Window Cleaning and winch | Operational Energy | 10.08 | KW/H | 1 | 44 | 1 | FALSE | 1 | FALSE | [7 empty] | 18 | B6 | 6.0566 | 3.9225e-07 | 0.032839 | 0.0075326 | 0.0018691 | 7.3109e-06 | 93.269 | 1.2254 | 0.02407
| Civic Offices | Assembly only services commercial window cleaning suspended platform | 1700739 | 8402885 |  | Operational | Window Cleaning and winch | Operational Energy | 10.08 | KW/H | 1 | 44 | 1 | FALSE | 1 | FALSE | [7 empty] | 19 | B6 | 6.0566 | 3.9225e-07 | 0.032839 | 0.0075326 | 0.0018691 | 7.3109e-06 | 93.269 | 1.2254 | 0.02407
| Civic Offices | Assembly only services commercial window cleaning suspended platform | 1700739 | 8402885 |  | Operational | Window Cleaning and winch | Operational Energy | 10.08 | KW/H | 1 | 44 | 1 | FALSE | 1 | FALSE | [7 empty] | 20 | B6 | 6.0566 | 3.9225e-07 | 0.032839 | 0.0075326 | 0.0018691 | 7.3109e-06 | 93.269 | 1.2254 | 0.02407
| Civic Offices | Assembly only services commercial window cleaning suspended platform | 1700739 | 8402885 |  | Operational | Window Cleaning and winch | Operational Energy | 10.08 | KW/H | 1 | 44 | 1 | FALSE | 1 | FALSE | [7 empty] | 21 | B6 | 6.0566 | 3.9225e-07 | 0.032839 | 0.0075326 | 0.0018691 | 7.3109e-06 | 93.269 | 1.2254 | 0.02407
| Civic Offices | Assembly only services commercial window cleaning suspended platform | 1700739 | 8402885 |  | Operational | Window Cleaning and winch | Operational Energy | 10.08 | KW/H | 1 | 44 | 1 | FALSE | 1 | FALSE | [7 empty] | 22 | B6 | 6.0566 | 3.9225e-07 | 0.032839 | 0.0075326 | 0.0018691 | 7.3109e-06 | 93.269 | 1.2254 | 0.02407
| Civic Offices | Assembly only services commercial window cleaning suspended platform | 1700739 | 8402885 |  | Operational | Window Cleaning and winch | Operational Energy | 10.08 | KW/H | 1 | 44 | 1 | FALSE | 1 | FALSE | [7 empty] | 23 | B6 | 6.0566 | 3.9225e-07 | 0.032839 | 0.0075326 | 0.0018691 | 7.3109e-06 | 93.269 | 1.2254 | 0.02407
| Civic Offices | Assembly only services commercial window cleaning suspended platform | 1700739 | 8402885 |  | Operational | Window Cleaning and winch | Operational Energy | 10.08 | KW/H | 1 | 44 | 1 | FALSE | 1 | FALSE | [7 empty] | 24 | B6 | 6.0566 | 3.9225e-07 | 0.032839 | 0.0075326 | 0.0018691 | 7.3109e-06 | 93.269 | 1.2254 | 0.02407
| Civic Offices | Assembly only services commercial window cleaning suspended platform | 1700739 | 8402885 |  | Operational | Window Cleaning and winch | Operational Energy | 10.08 | KW/H | 1 | 44 | 1 | FALSE | 1 | FALSE | [7 empty] | 25 | B6 | 6.0566 | 3.9225e-07 | 0.032839 | 0.0075326 | 0.0018691 | 7.3109e-06 | 93.269 | 1.2254 | 0.02407
| Civic Offices | Assembly only services commercial window cleaning suspended platform | 1700739 | 8402885 |  | Operational | Window Cleaning and winch | Operational Energy | 10.08 | KW/H | 1 | 44 | 1 | FALSE | 1 | FALSE | [7 empty] | 26 | B6 | 6.0566 | 3.9225e-07 | 0.032839 | 0.0075326 | 0.0018691 | 7.3109e-06 | 93.269 | 1.2254 | 0.02407
| Civic Offices | Assembly only services commercial window cleaning suspended platform | 1700739 | 8402885 |  | Operational | Window Cleaning and winch | Operational Energy | 10.08 | KW/H | 1 | 44 | 1 | FALSE | 1 | FALSE | [7 empty] | 27 | B6 | 6.0566 | 3.9225e-07 | 0.032839 | 0.0075326 | 0.0018691 | 7.3109e-06 | 93.269 | 1.2254 | 0.02407
| Civic Offices | Assembly only services commercial window cleaning suspended platform | 1700739 | 8402885 |  | Operational | Window Cleaning and winch | Operational Energy | 10.08 | KW/H | 1 | 44 | 1 | FALSE | 1 | FALSE | [7 empty] | 28 | B6 | 6.0566 | 3.9225e-07 | 0.032839 | 0.0075326 | 0.0018691 | 7.3109e-06 | 93.269 | 1.2254 | 0.02407
| Civic Offices | Assembly only services commercial window cleaning suspended platform | 1700739 | 8402885 |  | Operational | Window Cleaning and winch | Operational Energy | 10.08 | KW/H | 1 | 44 | 1 | FALSE | 1 | FALSE | [7 empty] | 29 | B6 | 6.0566 | 3.9225e-07 | 0.032839 | 0.0075326 | 0.0018691 | 7.3109e-06 | 93.269 | 1.2254 | 0.02407
| Civic Offices | Assembly only services commercial window cleaning suspended platform | 1700739 | 8402885 |  | Operational | Window Cleaning and winch | Operational Energy | 10.08 | KW/H | 1 | 44 | 1 | FALSE | 1 | FALSE | [7 empty] | 30 | B6 | 6.0566 | 3.9225e-07 | 0.032839 | 0.0075326 | 0.0018691 | 7.3109e-06 | 93.269 | 1.2254 | 0.02407
| Civic Offices | Assembly only services commercial window cleaning suspended platform | 1700739 | 8402885 |  | Operational | Window Cleaning and winch | Operational Energy | 10.08 | KW/H | 1 | 44 | 1 | FALSE | 1 | FALSE | [7 empty] | 31 | B6 | 6.0566 | 3.9225e-07 | 0.032839 | 0.0075326 | 0.0018691 | 7.3109e-06 | 93.269 | 1.2254 | 0.02407
| Civic Offices | Assembly only services commercial window cleaning suspended platform | 1700739 | 8402885 |  | Operational | Window Cleaning and winch | Operational Energy | 10.08 | KW/H | 1 | 44 | 1 | FALSE | 1 | FALSE | [7 empty] | 32 | B6 | 6.0566 | 3.9225e-07 | 0.032839 | 0.0075326 | 0.0018691 | 7.3109e-06 | 93.269 | 1.2254 | 0.02407
| Civic Offices | Assembly only services commercial window cleaning suspended platform | 1700739 | 8402885 |  | Operational | Window Cleaning and winch | Operational Energy | 10.08 | KW/H | 1 | 44 | 1 | FALSE | 1 | FALSE | [7 empty] | 33 | B6 | 6.0566 | 3.9225e-07 | 0.032839 | 0.0075326 | 0.0018691 | 7.3109e-06 | 93.269 | 1.2254 | 0.02407
| Civic Offices | Assembly only services commercial window cleaning suspended platform | 1700739 | 8402885 |  | Operational | Window Cleaning and winch | Operational Energy | 10.08 | KW/H | 1 | 44 | 1 | FALSE | 1 | FALSE | [7 empty] | 34 | B6 | 6.0566 | 3.9225e-07 | 0.032839 | 0.0075326 | 0.0018691 | 7.3109e-06 | 93.269 | 1.2254 | 0.02407
| Civic Offices | Assembly only services commercial window cleaning suspended platform | 1700739 | 8402885 |  | Operational | Window Cleaning and winch | Operational Energy | 10.08 | KW/H | 1 | 44 | 1 | FALSE | 1 | FALSE | [7 empty] | 35 | B6 | 6.0566 | 3.9225e-07 | 0.032839 | 0.0075326 | 0.0018691 | 7.3109e-06 | 93.269 | 1.2254 | 0.02407
| Civic Offices | Assembly only services commercial window cleaning suspended platform | 1700739 | 8402885 |  | Operational | Window Cleaning and winch | Operational Energy | 10.08 | KW/H | 1 | 44 | 1 | FALSE | 1 | FALSE | [7 empty] | 36 | B6 | 6.0566 | 3.9225e-07 | 0.032839 | 0.0075326 | 0.0018691 | 7.3109e-06 | 93.269 | 1.2254 | 0.02407
| Civic Offices | Assembly only services commercial window cleaning suspended platform | 1700739 | 8402885 |  | Operational | Window Cleaning and winch | Operational Energy | 10.08 | KW/H | 1 | 44 | 1 | FALSE | 1 | FALSE | [7 empty] | 37 | B6 | 6.0566 | 3.9225e-07 | 0.032839 | 0.0075326 | 0.0018691 | 7.3109e-06 | 93.269 | 1.2254 | 0.02407
| Civic Offices | Assembly only services commercial window cleaning suspended platform | 1700739 | 8402885 |  | Operational | Window Cleaning and winch | Operational Energy | 10.08 | KW/H | 1 | 44 | 1 | FALSE | 1 | FALSE | [7 empty] | 38 | B6 | 6.0566 | 3.9225e-07 | 0.032839 | 0.0075326 | 0.0018691 | 7.3109e-06 | 93.269 | 1.2254 | 0.02407
| Civic Offices | Assembly only services commercial window cleaning suspended platform | 1700739 | 8402885 |  | Operational | Window Cleaning and winch | Operational Energy | 10.08 | KW/H | 1 | 44 | 1 | FALSE | 1 | FALSE | [7 empty] | 39 | B6 | 6.0566 | 3.9225e-07 | 0.032839 | 0.0075326 | 0.0018691 | 7.3109e-06 | 93.269 | 1.2254 | 0.02407
| Civic Offices | Assembly only services commercial window cleaning suspended platform | 1700739 | 8402885 |  | Operational | Window Cleaning and winch | Operational Energy | 10.08 | KW/H | 1 | 44 | 1 | FALSE | 1 | FALSE | [7 empty] | 40 | B6 | 6.0566 | 3.9225e-07 | 0.032839 | 0.0075326 | 0.0018691 | 7.3109e-06 | 93.269 | 1.2254 | 0.02407
| Civic Offices | Assembly only services commercial window cleaning suspended platform | 1700739 | 8402885 |  | Operational | Window Cleaning and winch | Operational Energy | 10.08 | KW/H | 1 | 44 | 1 | FALSE | 1 | FALSE | [7 empty] | 41 | B6 | 6.0566 | 3.9225e-07 | 0.032839 | 0.0075326 | 0.0018691 | 7.3109e-06 | 93.269 | 1.2254 | 0.02407
| Civic Offices | Assembly only services commercial window cleaning suspended platform | 1700739 | 8402885 |  | Operational | Window Cleaning and winch | Operational Energy | 10.08 | KW/H | 1 | 44 | 1 | FALSE | 1 | FALSE | [7 empty] | 42 | B6 | 6.0566 | 3.9225e-07 | 0.032839 | 0.0075326 | 0.0018691 | 7.3109e-06 | 93.269 | 1.2254 | 0.02407
| Civic Offices | Assembly only services commercial window cleaning suspended platform | 1700739 | 8402885 |  | Operational | Window Cleaning and winch | Operational Energy | 10.08 | KW/H | 1 | 44 | 1 | FALSE | 1 | FALSE | [7 empty] | 43 | B6 | 6.0566 | 3.9225e-07 | 0.032839 | 0.0075326 | 0.0018691 | 7.3109e-06 | 93.269 | 1.2254 | 0.02407
| Civic Offices | Assembly only services commercial window cleaning suspended platform | 1700739 | 8402885 |  | Operational | Window Cleaning and winch | Operational Energy | 10.08 | KW/H | 1 | 44 | 1 | FALSE | 1 | FALSE | [7 empty] | 44 | B6 | 6.0566 | 3.9225e-07 | 0.032839 | 0.0075326 | 0.0018691 | 7.3109e-06 | 93.269 | 1.2254 | 0.02407
| Civic Offices | Assembly only services commercial window cleaning suspended platform | 1700739 | 8402885 |  | Operational | Window Cleaning and winch | Operational Energy | 10.08 | KW/H | 1 | 44 | 1 | FALSE | 1 | FALSE | [7 empty] | 45 | B6 | 6.0566 | 3.9225e-07 | 0.032839 | 0.0075326 | 0.0018691 | 7.3109e-06 | 93.269 | 1.2254 | 0.02407
| Civic Offices | Assembly only services commercial window cleaning suspended platform | 1700739 | 8402885 |  | Operational | Window Cleaning and winch | Operational Energy | 10.08 | KW/H | 1 | 44 | 1 | FALSE | 1 | FALSE | [7 empty] | 46 | B6 | 6.0566 | 3.9225e-07 | 0.032839 | 0.0075326 | 0.0018691 | 7.3109e-06 | 93.269 | 1.2254 | 0.02407
| Civic Offices | Assembly only services commercial window cleaning suspended platform | 1700739 | 8402885 |  | Operational | Window Cleaning and winch | Operational Energy | 10.08 | KW/H | 1 | 44 | 1 | FALSE | 1 | FALSE | [7 empty] | 47 | B6 | 6.0566 | 3.9225e-07 | 0.032839 | 0.0075326 | 0.0018691 | 7.3109e-06 | 93.269 | 1.2254 | 0.02407
| Civic Offices | Assembly only services commercial window cleaning suspended platform | 1700739 | 8402885 |  | Operational | Window Cleaning and winch | Operational Energy | 10.08 | KW/H | 1 | 44 | 1 | FALSE | 1 | FALSE | [7 empty] | 48 | B6 | 6.0566 | 3.9225e-07 | 0.032839 | 0.0075326 | 0.0018691 | 7.3109e-06 | 93.269 | 1.2254 | 0.02407
| Civic Offices | Assembly only services commercial window cleaning suspended platform | 1700739 | 8402885 |  | Operational | Window Cleaning and winch | Operational Energy | 10.08 | KW/H | 1 | 44 | 1 | FALSE | 1 | FALSE | [7 empty] | 49 | B6 | 6.0566 | 3.9225e-07 | 0.032839 | 0.0075326 | 0.0018691 | 7.3109e-06 | 93.269 | 1.2254 | 0.02407
| Civic Offices | Assembly only services commercial window cleaning suspended platform | 1700739 | 8402885 |  | Operational | Window Cleaning and winch | Operational Energy | 10.08 | KW/H | 1 | 44 | 1 | FALSE | 1 | FALSE | [7 empty] | 50 | B6 | 6.0566 | 3.9225e-07 | 0.032839 | 0.0075326 | 0.0018691 | 7.3109e-06 | 93.269 | 1.2254 | 0.02407
| Civic Offices | Assembly only services commercial window cleaning suspended platform | 1700739 | 8402885 |  | Operational | Window Cleaning and winch | Operational Energy | 10.08 | KW/H | 1 | 44 | 1 | FALSE | 1 | FALSE | [7 empty] | 51 | B6 | 6.0566 | 3.9225e-07 | 0.032839 | 0.0075326 | 0.0018691 | 7.3109e-06 | 93.269 | 1.2254 | 0.02407
| Civic Offices | Assembly only services commercial window cleaning suspended platform | 1700739 | 8402885 |  | Operational | Window Cleaning and winch | Operational Energy | 10.08 | KW/H | 1 | 44 | 1 | FALSE | 1 | FALSE | [7 empty] | 52 | B6 | 6.0566 | 3.9225e-07 | 0.032839 | 0.0075326 | 0.0018691 | 7.3109e-06 | 93.269 | 1.2254 | 0.02407
| Civic Offices | Assembly only services commercial window cleaning suspended platform | 1700739 | 8402885 |  | Operational | Window Cleaning and winch | Operational Energy | 10.08 | KW/H | 1 | 44 | 1 | FALSE | 1 | FALSE | [7 empty] | 53 | B6 | 6.0566 | 3.9225e-07 | 0.032839 | 0.0075326 | 0.0018691 | 7.3109e-06 | 93.269 | 1.2254 | 0.02407
| Civic Offices | Assembly only services commercial window cleaning suspended platform | 1700739 | 8402885 |  | Operational | Window Cleaning and winch | Operational Energy | 10.08 | KW/H | 1 | 44 | 1 | FALSE | 1 | FALSE | [7 empty] | 54 | B6 | 6.0566 | 3.9225e-07 | 0.032839 | 0.0075326 | 0.0018691 | 7.3109e-06 | 93.269 | 1.2254 | 0.02407
| Civic Offices | Assembly only services commercial window cleaning suspended platform | 1700739 | 8402885 |  | Operational | Window Cleaning and winch | Operational Energy | 10.08 | KW/H | 1 | 44 | 1 | FALSE | 1 | FALSE | [7 empty] | 55 | B6 | 6.0566 | 3.9225e-07 | 0.032839 | 0.0075326 | 0.0018691 | 7.3109e-06 | 93.269 | 1.2254 | 0.02407
| Civic Offices | Assembly only services commercial window cleaning suspended platform | 1700739 | 8402885 |  | Operational | Window Cleaning and winch | Operational Energy | 10.08 | KW/H | 1 | 44 | 1 | FALSE | 1 | FALSE | [7 empty] | 56 | B6 | 6.0566 | 3.9225e-07 | 0.032839 | 0.0075326 | 0.0018691 | 7.3109e-06 | 93.269 | 1.2254 | 0.02407
| Civic Offices | Assembly only services commercial window cleaning suspended platform | 1700739 | 8402885 |  | Operational | Window Cleaning and winch | Operational Energy | 10.08 | KW/H | 1 | 44 | 1 | FALSE | 1 | FALSE | [7 empty] | 57 | B6 | 6.0566 | 3.9225e-07 | 0.032839 | 0.0075326 | 0.0018691 | 7.3109e-06 | 93.269 | 1.2254 | 0.02407
| Civic Offices | Assembly only services commercial window cleaning suspended platform | 1700739 | 8402885 |  | Operational | Window Cleaning and winch | Operational Energy | 10.08 | KW/H | 1 | 44 | 1 | FALSE | 1 | FALSE | [7 empty] | 58 | B6 | 6.0566 | 3.9225e-07 | 0.032839 | 0.0075326 | 0.0018691 | 7.3109e-06 | 93.269 | 1.2254 | 0.02407
| Civic Offices | Assembly only services commercial window cleaning suspended platform | 1700739 | 8402885 |  | Operational | Window Cleaning and winch | Operational Energy | 10.08 | KW/H | 1 | 44 | 1 | FALSE | 1 | FALSE | [7 empty] | 59 | B6 | 6.0566 | 3.9225e-07 | 0.032839 | 0.0075326 | 0.0018691 | 7.3109e-06 | 93.269 | 1.2254 | 0.02407
| Civic Offices | Assembly only services commercial window cleaning suspended platform | 1700739 | 8402885 |  | Operational | Window Cleaning and winch | Operational Energy | 10.08 | KW/H | 1 | 44 | 1 | FALSE | 1 | FALSE | [7 empty] | 60 | B6 | 6.0566 | 3.9225e-07 | 0.032839 | 0.0075326 | 0.0018691 | 7.3109e-06 | 93.269 | 1.2254 | 0.02407
| Civic Offices | Assembly only services commercial window cleaning suspended platform | 1701032 | 8403336 |  | WaterUse | Window cleaning | Operational Energy | 0.744 | MJ/Y | 1 | 44 | 1 | FALSE | 1 | FALSE | [7 empty] | 1 | B7 | 0.2701 | 2.9626e-08 | 0.0013949 | 0.00068683 | 0.00016016 | 1.5388e-06 | 4.01 | 1.0416 | 0.022859
| Civic Offices | Assembly only services commercial window cleaning suspended platform | 1701032 | 8403336 |  | WaterUse | Window cleaning | Operational Energy | 0.744 | MJ/Y | 1 | 44 | 1 | FALSE | 1 | FALSE | [7 empty] | 2 | B7 | 0.2701 | 2.9626e-08 | 0.0013949 | 0.00068683 | 0.00016016 | 1.5388e-06 | 4.01 | 1.0416 | 0.022859
| Civic Offices | Assembly only services commercial window cleaning suspended platform | 1701032 | 8403336 |  | WaterUse | Window cleaning | Operational Energy | 0.744 | MJ/Y | 1 | 44 | 1 | FALSE | 1 | FALSE | [7 empty] | 3 | B7 | 0.2701 | 2.9626e-08 | 0.0013949 | 0.00068683 | 0.00016016 | 1.5388e-06 | 4.01 | 1.0416 | 0.022859
| Civic Offices | Assembly only services commercial window cleaning suspended platform | 1701032 | 8403336 |  | WaterUse | Window cleaning | Operational Energy | 0.744 | MJ/Y | 1 | 44 | 1 | FALSE | 1 | FALSE | [7 empty] | 4 | B7 | 0.2701 | 2.9626e-08 | 0.0013949 | 0.00068683 | 0.00016016 | 1.5388e-06 | 4.01 | 1.0416 | 0.022859
| Civic Offices | Assembly only services commercial window cleaning suspended platform | 1701032 | 8403336 |  | WaterUse | Window cleaning | Operational Energy | 0.744 | MJ/Y | 1 | 44 | 1 | FALSE | 1 | FALSE | [7 empty] | 5 | B7 | 0.2701 | 2.9626e-08 | 0.0013949 | 0.00068683 | 0.00016016 | 1.5388e-06 | 4.01 | 1.0416 | 0.022859
| Civic Offices | Assembly only services commercial window cleaning suspended platform | 1701032 | 8403336 |  | WaterUse | Window cleaning | Operational Energy | 0.744 | MJ/Y | 1 | 44 | 1 | FALSE | 1 | FALSE | [7 empty] | 6 | B7 | 0.2701 | 2.9626e-08 | 0.0013949 | 0.00068683 | 0.00016016 | 1.5388e-06 | 4.01 | 1.0416 | 0.022859
| Civic Offices | Assembly only services commercial window cleaning suspended platform | 1701032 | 8403336 |  | WaterUse | Window cleaning | Operational Energy | 0.744 | MJ/Y | 1 | 44 | 1 | FALSE | 1 | FALSE | [7 empty] | 7 | B7 | 0.2701 | 2.9626e-08 | 0.0013949 | 0.00068683 | 0.00016016 | 1.5388e-06 | 4.01 | 1.0416 | 0.022859
| Civic Offices | Assembly only services commercial window cleaning suspended platform | 1701032 | 8403336 |  | WaterUse | Window cleaning | Operational Energy | 0.744 | MJ/Y | 1 | 44 | 1 | FALSE | 1 | FALSE | [7 empty] | 8 | B7 | 0.2701 | 2.9626e-08 | 0.0013949 | 0.00068683 | 0.00016016 | 1.5388e-06 | 4.01 | 1.0416 | 0.022859
| Civic Offices | Assembly only services commercial window cleaning suspended platform | 1701032 | 8403336 |  | WaterUse | Window cleaning | Operational Energy | 0.744 | MJ/Y | 1 | 44 | 1 | FALSE | 1 | FALSE | [7 empty] | 9 | B7 | 0.2701 | 2.9626e-08 | 0.0013949 | 0.00068683 | 0.00016016 | 1.5388e-06 | 4.01 | 1.0416 | 0.022859
| Civic Offices | Assembly only services commercial window cleaning suspended platform | 1701032 | 8403336 |  | WaterUse | Window cleaning | Operational Energy | 0.744 | MJ/Y | 1 | 44 | 1 | FALSE | 1 | FALSE | [7 empty] | 10 | B7 | 0.2701 | 2.9626e-08 | 0.0013949 | 0.00068683 | 0.00016016 | 1.5388e-06 | 4.01 | 1.0416 | 0.022859
| Civic Offices | Assembly only services commercial window cleaning suspended platform | 1701032 | 8403336 |  | WaterUse | Window cleaning | Operational Energy | 0.744 | MJ/Y | 1 | 44 | 1 | FALSE | 1 | FALSE | [7 empty] | 11 | B7 | 0.2701 | 2.9626e-08 | 0.0013949 | 0.00068683 | 0.00016016 | 1.5388e-06 | 4.01 | 1.0416 | 0.022859
| Civic Offices | Assembly only services commercial window cleaning suspended platform | 1701032 | 8403336 |  | WaterUse | Window cleaning | Operational Energy | 0.744 | MJ/Y | 1 | 44 | 1 | FALSE | 1 | FALSE | [7 empty] | 12 | B7 | 0.2701 | 2.9626e-08 | 0.0013949 | 0.00068683 | 0.00016016 | 1.5388e-06 | 4.01 | 1.0416 | 0.022859
| Civic Offices | Assembly only services commercial window cleaning suspended platform | 1701032 | 8403336 |  | WaterUse | Window cleaning | Operational Energy | 0.744 | MJ/Y | 1 | 44 | 1 | FALSE | 1 | FALSE | [7 empty] | 13 | B7 | 0.2701 | 2.9626e-08 | 0.0013949 | 0.00068683 | 0.00016016 | 1.5388e-06 | 4.01 | 1.0416 | 0.022859
| Civic Offices | Assembly only services commercial window cleaning suspended platform | 1701032 | 8403336 |  | WaterUse | Window cleaning | Operational Energy | 0.744 | MJ/Y | 1 | 44 | 1 | FALSE | 1 | FALSE | [7 empty] | 14 | B7 | 0.2701 | 2.9626e-08 | 0.0013949 | 0.00068683 | 0.00016016 | 1.5388e-06 | 4.01 | 1.0416 | 0.022859
| Civic Offices | Assembly only services commercial window cleaning suspended platform | 1701032 | 8403336 |  | WaterUse | Window cleaning | Operational Energy | 0.744 | MJ/Y | 1 | 44 | 1 | FALSE | 1 | FALSE | [7 empty] | 15 | B7 | 0.2701 | 2.9626e-08 | 0.0013949 | 0.00068683 | 0.00016016 | 1.5388e-06 | 4.01 | 1.0416 | 0.022859
| Civic Offices | Assembly only services commercial window cleaning suspended platform | 1701032 | 8403336 |  | WaterUse | Window cleaning | Operational Energy | 0.744 | MJ/Y | 1 | 44 | 1 | FALSE | 1 | FALSE | [7 empty] | 16 | B7 | 0.2701 | 2.9626e-08 | 0.0013949 | 0.00068683 | 0.00016016 | 1.5388e-06 | 4.01 | 1.0416 | 0.022859
| Civic Offices | Assembly only services commercial window cleaning suspended platform | 1701032 | 8403336 |  | WaterUse | Window cleaning | Operational Energy | 0.744 | MJ/Y | 1 | 44 | 1 | FALSE | 1 | FALSE | [7 empty] | 17 | B7 | 0.2701 | 2.9626e-08 | 0.0013949 | 0.00068683 | 0.00016016 | 1.5388e-06 | 4.01 | 1.0416 | 0.022859
| Civic Offices | Assembly only services commercial window cleaning suspended platform | 1701032 | 8403336 |  | WaterUse | Window cleaning | Operational Energy | 0.744 | MJ/Y | 1 | 44 | 1 | FALSE | 1 | FALSE | [7 empty] | 18 | B7 | 0.2701 | 2.9626e-08 | 0.0013949 | 0.00068683 | 0.00016016 | 1.5388e-06 | 4.01 | 1.0416 | 0.022859
| Civic Offices | Assembly only services commercial window cleaning suspended platform | 1701032 | 8403336 |  | WaterUse | Window cleaning | Operational Energy | 0.744 | MJ/Y | 1 | 44 | 1 | FALSE | 1 | FALSE | [7 empty] | 19 | B7 | 0.2701 | 2.9626e-08 | 0.0013949 | 0.00068683 | 0.00016016 | 1.5388e-06 | 4.01 | 1.0416 | 0.022859
| Civic Offices | Assembly only services commercial window cleaning suspended platform | 1701032 | 8403336 |  | WaterUse | Window cleaning | Operational Energy | 0.744 | MJ/Y | 1 | 44 | 1 | FALSE | 1 | FALSE | [7 empty] | 20 | B7 | 0.2701 | 2.9626e-08 | 0.0013949 | 0.00068683 | 0.00016016 | 1.5388e-06 | 4.01 | 1.0416 | 0.022859
| Civic Offices | Assembly only services commercial window cleaning suspended platform | 1701032 | 8403336 |  | WaterUse | Window cleaning | Operational Energy | 0.744 | MJ/Y | 1 | 44 | 1 | FALSE | 1 | FALSE | [7 empty] | 21 | B7 | 0.2701 | 2.9626e-08 | 0.0013949 | 0.00068683 | 0.00016016 | 1.5388e-06 | 4.01 | 1.0416 | 0.022859
| Civic Offices | Assembly only services commercial window cleaning suspended platform | 1701032 | 8403336 |  | WaterUse | Window cleaning | Operational Energy | 0.744 | MJ/Y | 1 | 44 | 1 | FALSE | 1 | FALSE | [7 empty] | 22 | B7 | 0.2701 | 2.9626e-08 | 0.0013949 | 0.00068683 | 0.00016016 | 1.5388e-06 | 4.01 | 1.0416 | 0.022859
| Civic Offices | Assembly only services commercial window cleaning suspended platform | 1701032 | 8403336 |  | WaterUse | Window cleaning | Operational Energy | 0.744 | MJ/Y | 1 | 44 | 1 | FALSE | 1 | FALSE | [7 empty] | 23 | B7 | 0.2701 | 2.9626e-08 | 0.0013949 | 0.00068683 | 0.00016016 | 1.5388e-06 | 4.01 | 1.0416 | 0.022859
| Civic Offices | Assembly only services commercial window cleaning suspended platform | 1701032 | 8403336 |  | WaterUse | Window cleaning | Operational Energy | 0.744 | MJ/Y | 1 | 44 | 1 | FALSE | 1 | FALSE | [7 empty] | 24 | B7 | 0.2701 | 2.9626e-08 | 0.0013949 | 0.00068683 | 0.00016016 | 1.5388e-06 | 4.01 | 1.0416 | 0.022859
| Civic Offices | Assembly only services commercial window cleaning suspended platform | 1701032 | 8403336 |  | WaterUse | Window cleaning | Operational Energy | 0.744 | MJ/Y | 1 | 44 | 1 | FALSE | 1 | FALSE | [7 empty] | 25 | B7 | 0.2701 | 2.9626e-08 | 0.0013949 | 0.00068683 | 0.00016016 | 1.5388e-06 | 4.01 | 1.0416 | 0.022859
| Civic Offices | Assembly only services commercial window cleaning suspended platform | 1701032 | 8403336 |  | WaterUse | Window cleaning | Operational Energy | 0.744 | MJ/Y | 1 | 44 | 1 | FALSE | 1 | FALSE | [7 empty] | 26 | B7 | 0.2701 | 2.9626e-08 | 0.0013949 | 0.00068683 | 0.00016016 | 1.5388e-06 | 4.01 | 1.0416 | 0.022859
| Civic Offices | Assembly only services commercial window cleaning suspended platform | 1701032 | 8403336 |  | WaterUse | Window cleaning | Operational Energy | 0.744 | MJ/Y | 1 | 44 | 1 | FALSE | 1 | FALSE | [7 empty] | 27 | B7 | 0.2701 | 2.9626e-08 | 0.0013949 | 0.00068683 | 0.00016016 | 1.5388e-06 | 4.01 | 1.0416 | 0.022859
| Civic Offices | Assembly only services commercial window cleaning suspended platform | 1701032 | 8403336 |  | WaterUse | Window cleaning | Operational Energy | 0.744 | MJ/Y | 1 | 44 | 1 | FALSE | 1 | FALSE | [7 empty] | 28 | B7 | 0.2701 | 2.9626e-08 | 0.0013949 | 0.00068683 | 0.00016016 | 1.5388e-06 | 4.01 | 1.0416 | 0.022859
| Civic Offices | Assembly only services commercial window cleaning suspended platform | 1701032 | 8403336 |  | WaterUse | Window cleaning | Operational Energy | 0.744 | MJ/Y | 1 | 44 | 1 | FALSE | 1 | FALSE | [7 empty] | 29 | B7 | 0.2701 | 2.9626e-08 | 0.0013949 | 0.00068683 | 0.00016016 | 1.5388e-06 | 4.01 | 1.0416 | 0.022859
| Civic Offices | Assembly only services commercial window cleaning suspended platform | 1701032 | 8403336 |  | WaterUse | Window cleaning | Operational Energy | 0.744 | MJ/Y | 1 | 44 | 1 | FALSE | 1 | FALSE | [7 empty] | 30 | B7 | 0.2701 | 2.9626e-08 | 0.0013949 | 0.00068683 | 0.00016016 | 1.5388e-06 | 4.01 | 1.0416 | 0.022859
| Civic Offices | Assembly only services commercial window cleaning suspended platform | 1701032 | 8403336 |  | WaterUse | Window cleaning | Operational Energy | 0.744 | MJ/Y | 1 | 44 | 1 | FALSE | 1 | FALSE | [7 empty] | 31 | B7 | 0.2701 | 2.9626e-08 | 0.0013949 | 0.00068683 | 0.00016016 | 1.5388e-06 | 4.01 | 1.0416 | 0.022859
| Civic Offices | Assembly only services commercial window cleaning suspended platform | 1701032 | 8403336 |  | WaterUse | Window cleaning | Operational Energy | 0.744 | MJ/Y | 1 | 44 | 1 | FALSE | 1 | FALSE | [7 empty] | 32 | B7 | 0.2701 | 2.9626e-08 | 0.0013949 | 0.00068683 | 0.00016016 | 1.5388e-06 | 4.01 | 1.0416 | 0.022859
| Civic Offices | Assembly only services commercial window cleaning suspended platform | 1701032 | 8403336 |  | WaterUse | Window cleaning | Operational Energy | 0.744 | MJ/Y | 1 | 44 | 1 | FALSE | 1 | FALSE | [7 empty] | 33 | B7 | 0.2701 | 2.9626e-08 | 0.0013949 | 0.00068683 | 0.00016016 | 1.5388e-06 | 4.01 | 1.0416 | 0.022859
| Civic Offices | Assembly only services commercial window cleaning suspended platform | 1701032 | 8403336 |  | WaterUse | Window cleaning | Operational Energy | 0.744 | MJ/Y | 1 | 44 | 1 | FALSE | 1 | FALSE | [7 empty] | 34 | B7 | 0.2701 | 2.9626e-08 | 0.0013949 | 0.00068683 | 0.00016016 | 1.5388e-06 | 4.01 | 1.0416 | 0.022859
| Civic Offices | Assembly only services commercial window cleaning suspended platform | 1701032 | 8403336 |  | WaterUse | Window cleaning | Operational Energy | 0.744 | MJ/Y | 1 | 44 | 1 | FALSE | 1 | FALSE | [7 empty] | 35 | B7 | 0.2701 | 2.9626e-08 | 0.0013949 | 0.00068683 | 0.00016016 | 1.5388e-06 | 4.01 | 1.0416 | 0.022859
| Civic Offices | Assembly only services commercial window cleaning suspended platform | 1701032 | 8403336 |  | WaterUse | Window cleaning | Operational Energy | 0.744 | MJ/Y | 1 | 44 | 1 | FALSE | 1 | FALSE | [7 empty] | 36 | B7 | 0.2701 | 2.9626e-08 | 0.0013949 | 0.00068683 | 0.00016016 | 1.5388e-06 | 4.01 | 1.0416 | 0.022859
| Civic Offices | Assembly only services commercial window cleaning suspended platform | 1701032 | 8403336 |  | WaterUse | Window cleaning | Operational Energy | 0.744 | MJ/Y | 1 | 44 | 1 | FALSE | 1 | FALSE | [7 empty] | 37 | B7 | 0.2701 | 2.9626e-08 | 0.0013949 | 0.00068683 | 0.00016016 | 1.5388e-06 | 4.01 | 1.0416 | 0.022859
| Civic Offices | Assembly only services commercial window cleaning suspended platform | 1701032 | 8403336 |  | WaterUse | Window cleaning | Operational Energy | 0.744 | MJ/Y | 1 | 44 | 1 | FALSE | 1 | FALSE | [7 empty] | 38 | B7 | 0.2701 | 2.9626e-08 | 0.0013949 | 0.00068683 | 0.00016016 | 1.5388e-06 | 4.01 | 1.0416 | 0.022859
| Civic Offices | Assembly only services commercial window cleaning suspended platform | 1701032 | 8403336 |  | WaterUse | Window cleaning | Operational Energy | 0.744 | MJ/Y | 1 | 44 | 1 | FALSE | 1 | FALSE | [7 empty] | 39 | B7 | 0.2701 | 2.9626e-08 | 0.0013949 | 0.00068683 | 0.00016016 | 1.5388e-06 | 4.01 | 1.0416 | 0.022859
| Civic Offices | Assembly only services commercial window cleaning suspended platform | 1701032 | 8403336 |  | WaterUse | Window cleaning | Operational Energy | 0.744 | MJ/Y | 1 | 44 | 1 | FALSE | 1 | FALSE | [7 empty] | 40 | B7 | 0.2701 | 2.9626e-08 | 0.0013949 | 0.00068683 | 0.00016016 | 1.5388e-06 | 4.01 | 1.0416 | 0.022859
| Civic Offices | Assembly only services commercial window cleaning suspended platform | 1701032 | 8403336 |  | WaterUse | Window cleaning | Operational Energy | 0.744 | MJ/Y | 1 | 44 | 1 | FALSE | 1 | FALSE | [7 empty] | 41 | B7 | 0.2701 | 2.9626e-08 | 0.0013949 | 0.00068683 | 0.00016016 | 1.5388e-06 | 4.01 | 1.0416 | 0.022859
| Civic Offices | Assembly only services commercial window cleaning suspended platform | 1701032 | 8403336 |  | WaterUse | Window cleaning | Operational Energy | 0.744 | MJ/Y | 1 | 44 | 1 | FALSE | 1 | FALSE | [7 empty] | 42 | B7 | 0.2701 | 2.9626e-08 | 0.0013949 | 0.00068683 | 0.00016016 | 1.5388e-06 | 4.01 | 1.0416 | 0.022859
| Civic Offices | Assembly only services commercial window cleaning suspended platform | 1701032 | 8403336 |  | WaterUse | Window cleaning | Operational Energy | 0.744 | MJ/Y | 1 | 44 | 1 | FALSE | 1 | FALSE | [7 empty] | 43 | B7 | 0.2701 | 2.9626e-08 | 0.0013949 | 0.00068683 | 0.00016016 | 1.5388e-06 | 4.01 | 1.0416 | 0.022859
| Civic Offices | Assembly only services commercial window cleaning suspended platform | 1701032 | 8403336 |  | WaterUse | Window cleaning | Operational Energy | 0.744 | MJ/Y | 1 | 44 | 1 | FALSE | 1 | FALSE | [7 empty] | 44 | B7 | 0.2701 | 2.9626e-08 | 0.0013949 | 0.00068683 | 0.00016016 | 1.5388e-06 | 4.01 | 1.0416 | 0.022859
| Civic Offices | Assembly only services commercial window cleaning suspended platform | 1701032 | 8403336 |  | WaterUse | Window cleaning | Operational Energy | 0.744 | MJ/Y | 1 | 44 | 1 | FALSE | 1 | FALSE | [7 empty] | 45 | B7 | 0.2701 | 2.9626e-08 | 0.0013949 | 0.00068683 | 0.00016016 | 1.5388e-06 | 4.01 | 1.0416 | 0.022859
| Civic Offices | Assembly only services commercial window cleaning suspended platform | 1701032 | 8403336 |  | WaterUse | Window cleaning | Operational Energy | 0.744 | MJ/Y | 1 | 44 | 1 | FALSE | 1 | FALSE | [7 empty] | 46 | B7 | 0.2701 | 2.9626e-08 | 0.0013949 | 0.00068683 | 0.00016016 | 1.5388e-06 | 4.01 | 1.0416 | 0.022859
| Civic Offices | Assembly only services commercial window cleaning suspended platform | 1701032 | 8403336 |  | WaterUse | Window cleaning | Operational Energy | 0.744 | MJ/Y | 1 | 44 | 1 | FALSE | 1 | FALSE | [7 empty] | 47 | B7 | 0.2701 | 2.9626e-08 | 0.0013949 | 0.00068683 | 0.00016016 | 1.5388e-06 | 4.01 | 1.0416 | 0.022859
| Civic Offices | Assembly only services commercial window cleaning suspended platform | 1701032 | 8403336 |  | WaterUse | Window cleaning | Operational Energy | 0.744 | MJ/Y | 1 | 44 | 1 | FALSE | 1 | FALSE | [7 empty] | 48 | B7 | 0.2701 | 2.9626e-08 | 0.0013949 | 0.00068683 | 0.00016016 | 1.5388e-06 | 4.01 | 1.0416 | 0.022859
| Civic Offices | Assembly only services commercial window cleaning suspended platform | 1701032 | 8403336 |  | WaterUse | Window cleaning | Operational Energy | 0.744 | MJ/Y | 1 | 44 | 1 | FALSE | 1 | FALSE | [7 empty] | 49 | B7 | 0.2701 | 2.9626e-08 | 0.0013949 | 0.00068683 | 0.00016016 | 1.5388e-06 | 4.01 | 1.0416 | 0.022859
| Civic Offices | Assembly only services commercial window cleaning suspended platform | 1701032 | 8403336 |  | WaterUse | Window cleaning | Operational Energy | 0.744 | MJ/Y | 1 | 44 | 1 | FALSE | 1 | FALSE | [7 empty] | 50 | B7 | 0.2701 | 2.9626e-08 | 0.0013949 | 0.00068683 | 0.00016016 | 1.5388e-06 | 4.01 | 1.0416 | 0.022859
| Civic Offices | Assembly only services commercial window cleaning suspended platform | 1701032 | 8403336 |  | WaterUse | Window cleaning | Operational Energy | 0.744 | MJ/Y | 1 | 44 | 1 | FALSE | 1 | FALSE | [7 empty] | 51 | B7 | 0.2701 | 2.9626e-08 | 0.0013949 | 0.00068683 | 0.00016016 | 1.5388e-06 | 4.01 | 1.0416 | 0.022859
| Civic Offices | Assembly only services commercial window cleaning suspended platform | 1701032 | 8403336 |  | WaterUse | Window cleaning | Operational Energy | 0.744 | MJ/Y | 1 | 44 | 1 | FALSE | 1 | FALSE | [7 empty] | 52 | B7 | 0.2701 | 2.9626e-08 | 0.0013949 | 0.00068683 | 0.00016016 | 1.5388e-06 | 4.01 | 1.0416 | 0.022859
| Civic Offices | Assembly only services commercial window cleaning suspended platform | 1701032 | 8403336 |  | WaterUse | Window cleaning | Operational Energy | 0.744 | MJ/Y | 1 | 44 | 1 | FALSE | 1 | FALSE | [7 empty] | 53 | B7 | 0.2701 | 2.9626e-08 | 0.0013949 | 0.00068683 | 0.00016016 | 1.5388e-06 | 4.01 | 1.0416 | 0.022859
| Civic Offices | Assembly only services commercial window cleaning suspended platform | 1701032 | 8403336 |  | WaterUse | Window cleaning | Operational Energy | 0.744 | MJ/Y | 1 | 44 | 1 | FALSE | 1 | FALSE | [7 empty] | 54 | B7 | 0.2701 | 2.9626e-08 | 0.0013949 | 0.00068683 | 0.00016016 | 1.5388e-06 | 4.01 | 1.0416 | 0.022859
| Civic Offices | Assembly only services commercial window cleaning suspended platform | 1701032 | 8403336 |  | WaterUse | Window cleaning | Operational Energy | 0.744 | MJ/Y | 1 | 44 | 1 | FALSE | 1 | FALSE | [7 empty] | 55 | B7 | 0.2701 | 2.9626e-08 | 0.0013949 | 0.00068683 | 0.00016016 | 1.5388e-06 | 4.01 | 1.0416 | 0.022859
| Civic Offices | Assembly only services commercial window cleaning suspended platform | 1701032 | 8403336 |  | WaterUse | Window cleaning | Operational Energy | 0.744 | MJ/Y | 1 | 44 | 1 | FALSE | 1 | FALSE | [7 empty] | 56 | B7 | 0.2701 | 2.9626e-08 | 0.0013949 | 0.00068683 | 0.00016016 | 1.5388e-06 | 4.01 | 1.0416 | 0.022859
| Civic Offices | Assembly only services commercial window cleaning suspended platform | 1701032 | 8403336 |  | WaterUse | Window cleaning | Operational Energy | 0.744 | MJ/Y | 1 | 44 | 1 | FALSE | 1 | FALSE | [7 empty] | 57 | B7 | 0.2701 | 2.9626e-08 | 0.0013949 | 0.00068683 | 0.00016016 | 1.5388e-06 | 4.01 | 1.0416 | 0.022859
| Civic Offices | Assembly only services commercial window cleaning suspended platform | 1701032 | 8403336 |  | WaterUse | Window cleaning | Operational Energy | 0.744 | MJ/Y | 1 | 44 | 1 | FALSE | 1 | FALSE | [7 empty] | 58 | B7 | 0.2701 | 2.9626e-08 | 0.0013949 | 0.00068683 | 0.00016016 | 1.5388e-06 | 4.01 | 1.0416 | 0.022859
| Civic Offices | Assembly only services commercial window cleaning suspended platform | 1701032 | 8403336 |  | WaterUse | Window cleaning | Operational Energy | 0.744 | MJ/Y | 1 | 44 | 1 | FALSE | 1 | FALSE | [7 empty] | 59 | B7 | 0.2701 | 2.9626e-08 | 0.0013949 | 0.00068683 | 0.00016016 | 1.5388e-06 | 4.01 | 1.0416 | 0.022859
| Civic Offices | Assembly only services commercial window cleaning suspended platform | 1701032 | 8403336 |  | WaterUse | Window cleaning | Operational Energy | 0.744 | MJ/Y | 1 | 44 | 1 | FALSE | 1 | FALSE | [7 empty] | 60 | B7 | 0.2701 | 2.9626e-08 | 0.0013949 | 0.00068683 | 0.00016016 | 1.5388e-06 | 4.01 | 1.0416 | 0.022859
| Civic Offices | Assembly only services commercial window cleaning suspended platform | 1701032 | 8403337 |  | Operational | Window Cleaning and winch | Operational Energy | 89.28 | KW/H | 1 | 44 | 1 | FALSE | 1 | FALSE | [7 empty] | 1 | B6 | 53.644 | 3.4742e-06 | 0.29086 | 0.066717 | 0.016555 | 6.4754e-05 | 826.0967 | 10.8538 | 0.21319
| Civic Offices | Assembly only services commercial window cleaning suspended platform | 1701032 | 8403337 |  | Operational | Window Cleaning and winch | Operational Energy | 89.28 | KW/H | 1 | 44 | 1 | FALSE | 1 | FALSE | [7 empty] | 2 | B6 | 53.644 | 3.4742e-06 | 0.29086 | 0.066717 | 0.016555 | 6.4754e-05 | 826.0967 | 10.8538 | 0.21319
| Civic Offices | Assembly only services commercial window cleaning suspended platform | 1701032 | 8403337 |  | Operational | Window Cleaning and winch | Operational Energy | 89.28 | KW/H | 1 | 44 | 1 | FALSE | 1 | FALSE | [7 empty] | 3 | B6 | 53.644 | 3.4742e-06 | 0.29086 | 0.066717 | 0.016555 | 6.4754e-05 | 826.0967 | 10.8538 | 0.21319
| Civic Offices | Assembly only services commercial window cleaning suspended platform | 1701032 | 8403337 |  | Operational | Window Cleaning and winch | Operational Energy | 89.28 | KW/H | 1 | 44 | 1 | FALSE | 1 | FALSE | [7 empty] | 4 | B6 | 53.644 | 3.4742e-06 | 0.29086 | 0.066717 | 0.016555 | 6.4754e-05 | 826.0967 | 10.8538 | 0.21319
| Civic Offices | Assembly only services commercial window cleaning suspended platform | 1701032 | 8403337 |  | Operational | Window Cleaning and winch | Operational Energy | 89.28 | KW/H | 1 | 44 | 1 | FALSE | 1 | FALSE | [7 empty] | 5 | B6 | 53.644 | 3.4742e-06 | 0.29086 | 0.066717 | 0.016555 | 6.4754e-05 | 826.0967 | 10.8538 | 0.21319
| Civic Offices | Assembly only services commercial window cleaning suspended platform | 1701032 | 8403337 |  | Operational | Window Cleaning and winch | Operational Energy | 89.28 | KW/H | 1 | 44 | 1 | FALSE | 1 | FALSE | [7 empty] | 6 | B6 | 53.644 | 3.4742e-06 | 0.29086 | 0.066717 | 0.016555 | 6.4754e-05 | 826.0967 | 10.8538 | 0.21319
| Civic Offices | Assembly only services commercial window cleaning suspended platform | 1701032 | 8403337 |  | Operational | Window Cleaning and winch | Operational Energy | 89.28 | KW/H | 1 | 44 | 1 | FALSE | 1 | FALSE | [7 empty] | 7 | B6 | 53.644 | 3.4742e-06 | 0.29086 | 0.066717 | 0.016555 | 6.4754e-05 | 826.0967 | 10.8538 | 0.21319
| Civic Offices | Assembly only services commercial window cleaning suspended platform | 1701032 | 8403337 |  | Operational | Window Cleaning and winch | Operational Energy | 89.28 | KW/H | 1 | 44 | 1 | FALSE | 1 | FALSE | [7 empty] | 8 | B6 | 53.644 | 3.4742e-06 | 0.29086 | 0.066717 | 0.016555 | 6.4754e-05 | 826.0967 | 10.8538 | 0.21319
| Civic Offices | Assembly only services commercial window cleaning suspended platform | 1701032 | 8403337 |  | Operational | Window Cleaning and winch | Operational Energy | 89.28 | KW/H | 1 | 44 | 1 | FALSE | 1 | FALSE | [7 empty] | 9 | B6 | 53.644 | 3.4742e-06 | 0.29086 | 0.066717 | 0.016555 | 6.4754e-05 | 826.0967 | 10.8538 | 0.21319
| Civic Offices | Assembly only services commercial window cleaning suspended platform | 1701032 | 8403337 |  | Operational | Window Cleaning and winch | Operational Energy | 89.28 | KW/H | 1 | 44 | 1 | FALSE | 1 | FALSE | [7 empty] | 10 | B6 | 53.644 | 3.4742e-06 | 0.29086 | 0.066717 | 0.016555 | 6.4754e-05 | 826.0967 | 10.8538 | 0.21319
| Civic Offices | Assembly only services commercial window cleaning suspended platform | 1701032 | 8403337 |  | Operational | Window Cleaning and winch | Operational Energy | 89.28 | KW/H | 1 | 44 | 1 | FALSE | 1 | FALSE | [7 empty] | 11 | B6 | 53.644 | 3.4742e-06 | 0.29086 | 0.066717 | 0.016555 | 6.4754e-05 | 826.0967 | 10.8538 | 0.21319
| Civic Offices | Assembly only services commercial window cleaning suspended platform | 1701032 | 8403337 |  | Operational | Window Cleaning and winch | Operational Energy | 89.28 | KW/H | 1 | 44 | 1 | FALSE | 1 | FALSE | [7 empty] | 12 | B6 | 53.644 | 3.4742e-06 | 0.29086 | 0.066717 | 0.016555 | 6.4754e-05 | 826.0967 | 10.8538 | 0.21319
| Civic Offices | Assembly only services commercial window cleaning suspended platform | 1701032 | 8403337 |  | Operational | Window Cleaning and winch | Operational Energy | 89.28 | KW/H | 1 | 44 | 1 | FALSE | 1 | FALSE | [7 empty] | 13 | B6 | 53.644 | 3.4742e-06 | 0.29086 | 0.066717 | 0.016555 | 6.4754e-05 | 826.0967 | 10.8538 | 0.21319
| Civic Offices | Assembly only services commercial window cleaning suspended platform | 1701032 | 8403337 |  | Operational | Window Cleaning and winch | Operational Energy | 89.28 | KW/H | 1 | 44 | 1 | FALSE | 1 | FALSE | [7 empty] | 14 | B6 | 53.644 | 3.4742e-06 | 0.29086 | 0.066717 | 0.016555 | 6.4754e-05 | 826.0967 | 10.8538 | 0.21319
| Civic Offices | Assembly only services commercial window cleaning suspended platform | 1701032 | 8403337 |  | Operational | Window Cleaning and winch | Operational Energy | 89.28 | KW/H | 1 | 44 | 1 | FALSE | 1 | FALSE | [7 empty] | 15 | B6 | 53.644 | 3.4742e-06 | 0.29086 | 0.066717 | 0.016555 | 6.4754e-05 | 826.0967 | 10.8538 | 0.21319
| Civic Offices | Assembly only services commercial window cleaning suspended platform | 1701032 | 8403337 |  | Operational | Window Cleaning and winch | Operational Energy | 89.28 | KW/H | 1 | 44 | 1 | FALSE | 1 | FALSE | [7 empty] | 16 | B6 | 53.644 | 3.4742e-06 | 0.29086 | 0.066717 | 0.016555 | 6.4754e-05 | 826.0967 | 10.8538 | 0.21319
| Civic Offices | Assembly only services commercial window cleaning suspended platform | 1701032 | 8403337 |  | Operational | Window Cleaning and winch | Operational Energy | 89.28 | KW/H | 1 | 44 | 1 | FALSE | 1 | FALSE | [7 empty] | 17 | B6 | 53.644 | 3.4742e-06 | 0.29086 | 0.066717 | 0.016555 | 6.4754e-05 | 826.0967 | 10.8538 | 0.21319
| Civic Offices | Assembly only services commercial window cleaning suspended platform | 1701032 | 8403337 |  | Operational | Window Cleaning and winch | Operational Energy | 89.28 | KW/H | 1 | 44 | 1 | FALSE | 1 | FALSE | [7 empty] | 18 | B6 | 53.644 | 3.4742e-06 | 0.29086 | 0.066717 | 0.016555 | 6.4754e-05 | 826.0967 | 10.8538 | 0.21319
| Civic Offices | Assembly only services commercial window cleaning suspended platform | 1701032 | 8403337 |  | Operational | Window Cleaning and winch | Operational Energy | 89.28 | KW/H | 1 | 44 | 1 | FALSE | 1 | FALSE | [7 empty] | 19 | B6 | 53.644 | 3.4742e-06 | 0.29086 | 0.066717 | 0.016555 | 6.4754e-05 | 826.0967 | 10.8538 | 0.21319
| Civic Offices | Assembly only services commercial window cleaning suspended platform | 1701032 | 8403337 |  | Operational | Window Cleaning and winch | Operational Energy | 89.28 | KW/H | 1 | 44 | 1 | FALSE | 1 | FALSE | [7 empty] | 20 | B6 | 53.644 | 3.4742e-06 | 0.29086 | 0.066717 | 0.016555 | 6.4754e-05 | 826.0967 | 10.8538 | 0.21319
| Civic Offices | Assembly only services commercial window cleaning suspended platform | 1701032 | 8403337 |  | Operational | Window Cleaning and winch | Operational Energy | 89.28 | KW/H | 1 | 44 | 1 | FALSE | 1 | FALSE | [7 empty] | 21 | B6 | 53.644 | 3.4742e-06 | 0.29086 | 0.066717 | 0.016555 | 6.4754e-05 | 826.0967 | 10.8538 | 0.21319
| Civic Offices | Assembly only services commercial window cleaning suspended platform | 1701032 | 8403337 |  | Operational | Window Cleaning and winch | Operational Energy | 89.28 | KW/H | 1 | 44 | 1 | FALSE | 1 | FALSE | [7 empty] | 22 | B6 | 53.644 | 3.4742e-06 | 0.29086 | 0.066717 | 0.016555 | 6.4754e-05 | 826.0967 | 10.8538 | 0.21319
| Civic Offices | Assembly only services commercial window cleaning suspended platform | 1701032 | 8403337 |  | Operational | Window Cleaning and winch | Operational Energy | 89.28 | KW/H | 1 | 44 | 1 | FALSE | 1 | FALSE | [7 empty] | 23 | B6 | 53.644 | 3.4742e-06 | 0.29086 | 0.066717 | 0.016555 | 6.4754e-05 | 826.0967 | 10.8538 | 0.21319
| Civic Offices | Assembly only services commercial window cleaning suspended platform | 1701032 | 8403337 |  | Operational | Window Cleaning and winch | Operational Energy | 89.28 | KW/H | 1 | 44 | 1 | FALSE | 1 | FALSE | [7 empty] | 24 | B6 | 53.644 | 3.4742e-06 | 0.29086 | 0.066717 | 0.016555 | 6.4754e-05 | 826.0967 | 10.8538 | 0.21319
| Civic Offices | Assembly only services commercial window cleaning suspended platform | 1701032 | 8403337 |  | Operational | Window Cleaning and winch | Operational Energy | 89.28 | KW/H | 1 | 44 | 1 | FALSE | 1 | FALSE | [7 empty] | 25 | B6 | 53.644 | 3.4742e-06 | 0.29086 | 0.066717 | 0.016555 | 6.4754e-05 | 826.0967 | 10.8538 | 0.21319
| Civic Offices | Assembly only services commercial window cleaning suspended platform | 1701032 | 8403337 |  | Operational | Window Cleaning and winch | Operational Energy | 89.28 | KW/H | 1 | 44 | 1 | FALSE | 1 | FALSE | [7 empty] | 26 | B6 | 53.644 | 3.4742e-06 | 0.29086 | 0.066717 | 0.016555 | 6.4754e-05 | 826.0967 | 10.8538 | 0.21319
| Civic Offices | Assembly only services commercial window cleaning suspended platform | 1701032 | 8403337 |  | Operational | Window Cleaning and winch | Operational Energy | 89.28 | KW/H | 1 | 44 | 1 | FALSE | 1 | FALSE | [7 empty] | 27 | B6 | 53.644 | 3.4742e-06 | 0.29086 | 0.066717 | 0.016555 | 6.4754e-05 | 826.0967 | 10.8538 | 0.21319
| Civic Offices | Assembly only services commercial window cleaning suspended platform | 1701032 | 8403337 |  | Operational | Window Cleaning and winch | Operational Energy | 89.28 | KW/H | 1 | 44 | 1 | FALSE | 1 | FALSE | [7 empty] | 28 | B6 | 53.644 | 3.4742e-06 | 0.29086 | 0.066717 | 0.016555 | 6.4754e-05 | 826.0967 | 10.8538 | 0.21319
| Civic Offices | Assembly only services commercial window cleaning suspended platform | 1701032 | 8403337 |  | Operational | Window Cleaning and winch | Operational Energy | 89.28 | KW/H | 1 | 44 | 1 | FALSE | 1 | FALSE | [7 empty] | 29 | B6 | 53.644 | 3.4742e-06 | 0.29086 | 0.066717 | 0.016555 | 6.4754e-05 | 826.0967 | 10.8538 | 0.21319
| Civic Offices | Assembly only services commercial window cleaning suspended platform | 1701032 | 8403337 |  | Operational | Window Cleaning and winch | Operational Energy | 89.28 | KW/H | 1 | 44 | 1 | FALSE | 1 | FALSE | [7 empty] | 30 | B6 | 53.644 | 3.4742e-06 | 0.29086 | 0.066717 | 0.016555 | 6.4754e-05 | 826.0967 | 10.8538 | 0.21319
| Civic Offices | Assembly only services commercial window cleaning suspended platform | 1701032 | 8403337 |  | Operational | Window Cleaning and winch | Operational Energy | 89.28 | KW/H | 1 | 44 | 1 | FALSE | 1 | FALSE | [7 empty] | 31 | B6 | 53.644 | 3.4742e-06 | 0.29086 | 0.066717 | 0.016555 | 6.4754e-05 | 826.0967 | 10.8538 | 0.21319
| Civic Offices | Assembly only services commercial window cleaning suspended platform | 1701032 | 8403337 |  | Operational | Window Cleaning and winch | Operational Energy | 89.28 | KW/H | 1 | 44 | 1 | FALSE | 1 | FALSE | [7 empty] | 32 | B6 | 53.644 | 3.4742e-06 | 0.29086 | 0.066717 | 0.016555 | 6.4754e-05 | 826.0967 | 10.8538 | 0.21319
| Civic Offices | Assembly only services commercial window cleaning suspended platform | 1701032 | 8403337 |  | Operational | Window Cleaning and winch | Operational Energy | 89.28 | KW/H | 1 | 44 | 1 | FALSE | 1 | FALSE | [7 empty] | 33 | B6 | 53.644 | 3.4742e-06 | 0.29086 | 0.066717 | 0.016555 | 6.4754e-05 | 826.0967 | 10.8538 | 0.21319
| Civic Offices | Assembly only services commercial window cleaning suspended platform | 1701032 | 8403337 |  | Operational | Window Cleaning and winch | Operational Energy | 89.28 | KW/H | 1 | 44 | 1 | FALSE | 1 | FALSE | [7 empty] | 34 | B6 | 53.644 | 3.4742e-06 | 0.29086 | 0.066717 | 0.016555 | 6.4754e-05 | 826.0967 | 10.8538 | 0.21319
| Civic Offices | Assembly only services commercial window cleaning suspended platform | 1701032 | 8403337 |  | Operational | Window Cleaning and winch | Operational Energy | 89.28 | KW/H | 1 | 44 | 1 | FALSE | 1 | FALSE | [7 empty] | 35 | B6 | 53.644 | 3.4742e-06 | 0.29086 | 0.066717 | 0.016555 | 6.4754e-05 | 826.0967 | 10.8538 | 0.21319
| Civic Offices | Assembly only services commercial window cleaning suspended platform | 1701032 | 8403337 |  | Operational | Window Cleaning and winch | Operational Energy | 89.28 | KW/H | 1 | 44 | 1 | FALSE | 1 | FALSE | [7 empty] | 36 | B6 | 53.644 | 3.4742e-06 | 0.29086 | 0.066717 | 0.016555 | 6.4754e-05 | 826.0967 | 10.8538 | 0.21319
| Civic Offices | Assembly only services commercial window cleaning suspended platform | 1701032 | 8403337 |  | Operational | Window Cleaning and winch | Operational Energy | 89.28 | KW/H | 1 | 44 | 1 | FALSE | 1 | FALSE | [7 empty] | 37 | B6 | 53.644 | 3.4742e-06 | 0.29086 | 0.066717 | 0.016555 | 6.4754e-05 | 826.0967 | 10.8538 | 0.21319
| Civic Offices | Assembly only services commercial window cleaning suspended platform | 1701032 | 8403337 |  | Operational | Window Cleaning and winch | Operational Energy | 89.28 | KW/H | 1 | 44 | 1 | FALSE | 1 | FALSE | [7 empty] | 38 | B6 | 53.644 | 3.4742e-06 | 0.29086 | 0.066717 | 0.016555 | 6.4754e-05 | 826.0967 | 10.8538 | 0.21319
| Civic Offices | Assembly only services commercial window cleaning suspended platform | 1701032 | 8403337 |  | Operational | Window Cleaning and winch | Operational Energy | 89.28 | KW/H | 1 | 44 | 1 | FALSE | 1 | FALSE | [7 empty] | 39 | B6 | 53.644 | 3.4742e-06 | 0.29086 | 0.066717 | 0.016555 | 6.4754e-05 | 826.0967 | 10.8538 | 0.21319
| Civic Offices | Assembly only services commercial window cleaning suspended platform | 1701032 | 8403337 |  | Operational | Window Cleaning and winch | Operational Energy | 89.28 | KW/H | 1 | 44 | 1 | FALSE | 1 | FALSE | [7 empty] | 40 | B6 | 53.644 | 3.4742e-06 | 0.29086 | 0.066717 | 0.016555 | 6.4754e-05 | 826.0967 | 10.8538 | 0.21319
| Civic Offices | Assembly only services commercial window cleaning suspended platform | 1701032 | 8403337 |  | Operational | Window Cleaning and winch | Operational Energy | 89.28 | KW/H | 1 | 44 | 1 | FALSE | 1 | FALSE | [7 empty] | 41 | B6 | 53.644 | 3.4742e-06 | 0.29086 | 0.066717 | 0.016555 | 6.4754e-05 | 826.0967 | 10.8538 | 0.21319
| Civic Offices | Assembly only services commercial window cleaning suspended platform | 1701032 | 8403337 |  | Operational | Window Cleaning and winch | Operational Energy | 89.28 | KW/H | 1 | 44 | 1 | FALSE | 1 | FALSE | [7 empty] | 42 | B6 | 53.644 | 3.4742e-06 | 0.29086 | 0.066717 | 0.016555 | 6.4754e-05 | 826.0967 | 10.8538 | 0.21319
| Civic Offices | Assembly only services commercial window cleaning suspended platform | 1701032 | 8403337 |  | Operational | Window Cleaning and winch | Operational Energy | 89.28 | KW/H | 1 | 44 | 1 | FALSE | 1 | FALSE | [7 empty] | 43 | B6 | 53.644 | 3.4742e-06 | 0.29086 | 0.066717 | 0.016555 | 6.4754e-05 | 826.0967 | 10.8538 | 0.21319
| Civic Offices | Assembly only services commercial window cleaning suspended platform | 1701032 | 8403337 |  | Operational | Window Cleaning and winch | Operational Energy | 89.28 | KW/H | 1 | 44 | 1 | FALSE | 1 | FALSE | [7 empty] | 44 | B6 | 53.644 | 3.4742e-06 | 0.29086 | 0.066717 | 0.016555 | 6.4754e-05 | 826.0967 | 10.8538 | 0.21319
| Civic Offices | Assembly only services commercial window cleaning suspended platform | 1701032 | 8403337 |  | Operational | Window Cleaning and winch | Operational Energy | 89.28 | KW/H | 1 | 44 | 1 | FALSE | 1 | FALSE | [7 empty] | 45 | B6 | 53.644 | 3.4742e-06 | 0.29086 | 0.066717 | 0.016555 | 6.4754e-05 | 826.0967 | 10.8538 | 0.21319
| Civic Offices | Assembly only services commercial window cleaning suspended platform | 1701032 | 8403337 |  | Operational | Window Cleaning and winch | Operational Energy | 89.28 | KW/H | 1 | 44 | 1 | FALSE | 1 | FALSE | [7 empty] | 46 | B6 | 53.644 | 3.4742e-06 | 0.29086 | 0.066717 | 0.016555 | 6.4754e-05 | 826.0967 | 10.8538 | 0.21319
| Civic Offices | Assembly only services commercial window cleaning suspended platform | 1701032 | 8403337 |  | Operational | Window Cleaning and winch | Operational Energy | 89.28 | KW/H | 1 | 44 | 1 | FALSE | 1 | FALSE | [7 empty] | 47 | B6 | 53.644 | 3.4742e-06 | 0.29086 | 0.066717 | 0.016555 | 6.4754e-05 | 826.0967 | 10.8538 | 0.21319
| Civic Offices | Assembly only services commercial window cleaning suspended platform | 1701032 | 8403337 |  | Operational | Window Cleaning and winch | Operational Energy | 89.28 | KW/H | 1 | 44 | 1 | FALSE | 1 | FALSE | [7 empty] | 48 | B6 | 53.644 | 3.4742e-06 | 0.29086 | 0.066717 | 0.016555 | 6.4754e-05 | 826.0967 | 10.8538 | 0.21319
| Civic Offices | Assembly only services commercial window cleaning suspended platform | 1701032 | 8403337 |  | Operational | Window Cleaning and winch | Operational Energy | 89.28 | KW/H | 1 | 44 | 1 | FALSE | 1 | FALSE | [7 empty] | 49 | B6 | 53.644 | 3.4742e-06 | 0.29086 | 0.066717 | 0.016555 | 6.4754e-05 | 826.0967 | 10.8538 | 0.21319
| Civic Offices | Assembly only services commercial window cleaning suspended platform | 1701032 | 8403337 |  | Operational | Window Cleaning and winch | Operational Energy | 89.28 | KW/H | 1 | 44 | 1 | FALSE | 1 | FALSE | [7 empty] | 50 | B6 | 53.644 | 3.4742e-06 | 0.29086 | 0.066717 | 0.016555 | 6.4754e-05 | 826.0967 | 10.8538 | 0.21319
| Civic Offices | Assembly only services commercial window cleaning suspended platform | 1701032 | 8403337 |  | Operational | Window Cleaning and winch | Operational Energy | 89.28 | KW/H | 1 | 44 | 1 | FALSE | 1 | FALSE | [7 empty] | 51 | B6 | 53.644 | 3.4742e-06 | 0.29086 | 0.066717 | 0.016555 | 6.4754e-05 | 826.0967 | 10.8538 | 0.21319
| Civic Offices | Assembly only services commercial window cleaning suspended platform | 1701032 | 8403337 |  | Operational | Window Cleaning and winch | Operational Energy | 89.28 | KW/H | 1 | 44 | 1 | FALSE | 1 | FALSE | [7 empty] | 52 | B6 | 53.644 | 3.4742e-06 | 0.29086 | 0.066717 | 0.016555 | 6.4754e-05 | 826.0967 | 10.8538 | 0.21319
| Civic Offices | Assembly only services commercial window cleaning suspended platform | 1701032 | 8403337 |  | Operational | Window Cleaning and winch | Operational Energy | 89.28 | KW/H | 1 | 44 | 1 | FALSE | 1 | FALSE | [7 empty] | 53 | B6 | 53.644 | 3.4742e-06 | 0.29086 | 0.066717 | 0.016555 | 6.4754e-05 | 826.0967 | 10.8538 | 0.21319
| Civic Offices | Assembly only services commercial window cleaning suspended platform | 1701032 | 8403337 |  | Operational | Window Cleaning and winch | Operational Energy | 89.28 | KW/H | 1 | 44 | 1 | FALSE | 1 | FALSE | [7 empty] | 54 | B6 | 53.644 | 3.4742e-06 | 0.29086 | 0.066717 | 0.016555 | 6.4754e-05 | 826.0967 | 10.8538 | 0.21319
| Civic Offices | Assembly only services commercial window cleaning suspended platform | 1701032 | 8403337 |  | Operational | Window Cleaning and winch | Operational Energy | 89.28 | KW/H | 1 | 44 | 1 | FALSE | 1 | FALSE | [7 empty] | 55 | B6 | 53.644 | 3.4742e-06 | 0.29086 | 0.066717 | 0.016555 | 6.4754e-05 | 826.0967 | 10.8538 | 0.21319
| Civic Offices | Assembly only services commercial window cleaning suspended platform | 1701032 | 8403337 |  | Operational | Window Cleaning and winch | Operational Energy | 89.28 | KW/H | 1 | 44 | 1 | FALSE | 1 | FALSE | [7 empty] | 56 | B6 | 53.644 | 3.4742e-06 | 0.29086 | 0.066717 | 0.016555 | 6.4754e-05 | 826.0967 | 10.8538 | 0.21319
| Civic Offices | Assembly only services commercial window cleaning suspended platform | 1701032 | 8403337 |  | Operational | Window Cleaning and winch | Operational Energy | 89.28 | KW/H | 1 | 44 | 1 | FALSE | 1 | FALSE | [7 empty] | 57 | B6 | 53.644 | 3.4742e-06 | 0.29086 | 0.066717 | 0.016555 | 6.4754e-05 | 826.0967 | 10.8538 | 0.21319
| Civic Offices | Assembly only services commercial window cleaning suspended platform | 1701032 | 8403337 |  | Operational | Window Cleaning and winch | Operational Energy | 89.28 | KW/H | 1 | 44 | 1 | FALSE | 1 | FALSE | [7 empty] | 58 | B6 | 53.644 | 3.4742e-06 | 0.29086 | 0.066717 | 0.016555 | 6.4754e-05 | 826.0967 | 10.8538 | 0.21319
| Civic Offices | Assembly only services commercial window cleaning suspended platform | 1701032 | 8403337 |  | Operational | Window Cleaning and winch | Operational Energy | 89.28 | KW/H | 1 | 44 | 1 | FALSE | 1 | FALSE | [7 empty] | 59 | B6 | 53.644 | 3.4742e-06 | 0.29086 | 0.066717 | 0.016555 | 6.4754e-05 | 826.0967 | 10.8538 | 0.21319
| Civic Offices | Assembly only services commercial window cleaning suspended platform | 1701032 | 8403337 |  | Operational | Window Cleaning and winch | Operational Energy | 89.28 | KW/H | 1 | 44 | 1 | FALSE | 1 | FALSE | [7 empty] | 60 | B6 | 53.644 | 3.4742e-06 | 0.29086 | 0.066717 | 0.016555 | 6.4754e-05 | 826.0967 | 10.8538 | 0.21319
| Civic Offices | Assembly only services commercial window cleaning suspended platform | 1701052 | 8403366 |  | WaterUse | Window cleaning | Operational Energy | 0.104 | MJ/Y | 1 | 44 | 1 | FALSE | 1 | FALSE | [7 empty] | 1 | B7 | 0.037755 | 4.1412e-09 | 0.00019498 | 9.6008e-05 | 2.2389e-05 | 2.151e-07 | 0.56054 | 0.1456 | 0.0031953
| Civic Offices | Assembly only services commercial window cleaning suspended platform | 1701052 | 8403366 |  | WaterUse | Window cleaning | Operational Energy | 0.104 | MJ/Y | 1 | 44 | 1 | FALSE | 1 | FALSE | [7 empty] | 2 | B7 | 0.037755 | 4.1412e-09 | 0.00019498 | 9.6008e-05 | 2.2389e-05 | 2.151e-07 | 0.56054 | 0.1456 | 0.0031953
| Civic Offices | Assembly only services commercial window cleaning suspended platform | 1701052 | 8403366 |  | WaterUse | Window cleaning | Operational Energy | 0.104 | MJ/Y | 1 | 44 | 1 | FALSE | 1 | FALSE | [7 empty] | 3 | B7 | 0.037755 | 4.1412e-09 | 0.00019498 | 9.6008e-05 | 2.2389e-05 | 2.151e-07 | 0.56054 | 0.1456 | 0.0031953
| Civic Offices | Assembly only services commercial window cleaning suspended platform | 1701052 | 8403366 |  | WaterUse | Window cleaning | Operational Energy | 0.104 | MJ/Y | 1 | 44 | 1 | FALSE | 1 | FALSE | [7 empty] | 4 | B7 | 0.037755 | 4.1412e-09 | 0.00019498 | 9.6008e-05 | 2.2389e-05 | 2.151e-07 | 0.56054 | 0.1456 | 0.0031953
| Civic Offices | Assembly only services commercial window cleaning suspended platform | 1701052 | 8403366 |  | WaterUse | Window cleaning | Operational Energy | 0.104 | MJ/Y | 1 | 44 | 1 | FALSE | 1 | FALSE | [7 empty] | 5 | B7 | 0.037755 | 4.1412e-09 | 0.00019498 | 9.6008e-05 | 2.2389e-05 | 2.151e-07 | 0.56054 | 0.1456 | 0.0031953
| Civic Offices | Assembly only services commercial window cleaning suspended platform | 1701052 | 8403366 |  | WaterUse | Window cleaning | Operational Energy | 0.104 | MJ/Y | 1 | 44 | 1 | FALSE | 1 | FALSE | [7 empty] | 6 | B7 | 0.037755 | 4.1412e-09 | 0.00019498 | 9.6008e-05 | 2.2389e-05 | 2.151e-07 | 0.56054 | 0.1456 | 0.0031953
| Civic Offices | Assembly only services commercial window cleaning suspended platform | 1701052 | 8403366 |  | WaterUse | Window cleaning | Operational Energy | 0.104 | MJ/Y | 1 | 44 | 1 | FALSE | 1 | FALSE | [7 empty] | 7 | B7 | 0.037755 | 4.1412e-09 | 0.00019498 | 9.6008e-05 | 2.2389e-05 | 2.151e-07 | 0.56054 | 0.1456 | 0.0031953
| Civic Offices | Assembly only services commercial window cleaning suspended platform | 1701052 | 8403366 |  | WaterUse | Window cleaning | Operational Energy | 0.104 | MJ/Y | 1 | 44 | 1 | FALSE | 1 | FALSE | [7 empty] | 8 | B7 | 0.037755 | 4.1412e-09 | 0.00019498 | 9.6008e-05 | 2.2389e-05 | 2.151e-07 | 0.56054 | 0.1456 | 0.0031953
| Civic Offices | Assembly only services commercial window cleaning suspended platform | 1701052 | 8403366 |  | WaterUse | Window cleaning | Operational Energy | 0.104 | MJ/Y | 1 | 44 | 1 | FALSE | 1 | FALSE | [7 empty] | 9 | B7 | 0.037755 | 4.1412e-09 | 0.00019498 | 9.6008e-05 | 2.2389e-05 | 2.151e-07 | 0.56054 | 0.1456 | 0.0031953
| Civic Offices | Assembly only services commercial window cleaning suspended platform | 1701052 | 8403366 |  | WaterUse | Window cleaning | Operational Energy | 0.104 | MJ/Y | 1 | 44 | 1 | FALSE | 1 | FALSE | [7 empty] | 10 | B7 | 0.037755 | 4.1412e-09 | 0.00019498 | 9.6008e-05 | 2.2389e-05 | 2.151e-07 | 0.56054 | 0.1456 | 0.0031953
| Civic Offices | Assembly only services commercial window cleaning suspended platform | 1701052 | 8403366 |  | WaterUse | Window cleaning | Operational Energy | 0.104 | MJ/Y | 1 | 44 | 1 | FALSE | 1 | FALSE | [7 empty] | 11 | B7 | 0.037755 | 4.1412e-09 | 0.00019498 | 9.6008e-05 | 2.2389e-05 | 2.151e-07 | 0.56054 | 0.1456 | 0.0031953
| Civic Offices | Assembly only services commercial window cleaning suspended platform | 1701052 | 8403366 |  | WaterUse | Window cleaning | Operational Energy | 0.104 | MJ/Y | 1 | 44 | 1 | FALSE | 1 | FALSE | [7 empty] | 12 | B7 | 0.037755 | 4.1412e-09 | 0.00019498 | 9.6008e-05 | 2.2389e-05 | 2.151e-07 | 0.56054 | 0.1456 | 0.0031953
| Civic Offices | Assembly only services commercial window cleaning suspended platform | 1701052 | 8403366 |  | WaterUse | Window cleaning | Operational Energy | 0.104 | MJ/Y | 1 | 44 | 1 | FALSE | 1 | FALSE | [7 empty] | 13 | B7 | 0.037755 | 4.1412e-09 | 0.00019498 | 9.6008e-05 | 2.2389e-05 | 2.151e-07 | 0.56054 | 0.1456 | 0.0031953
| Civic Offices | Assembly only services commercial window cleaning suspended platform | 1701052 | 8403366 |  | WaterUse | Window cleaning | Operational Energy | 0.104 | MJ/Y | 1 | 44 | 1 | FALSE | 1 | FALSE | [7 empty] | 14 | B7 | 0.037755 | 4.1412e-09 | 0.00019498 | 9.6008e-05 | 2.2389e-05 | 2.151e-07 | 0.56054 | 0.1456 | 0.0031953
| Civic Offices | Assembly only services commercial window cleaning suspended platform | 1701052 | 8403366 |  | WaterUse | Window cleaning | Operational Energy | 0.104 | MJ/Y | 1 | 44 | 1 | FALSE | 1 | FALSE | [7 empty] | 15 | B7 | 0.037755 | 4.1412e-09 | 0.00019498 | 9.6008e-05 | 2.2389e-05 | 2.151e-07 | 0.56054 | 0.1456 | 0.0031953
| Civic Offices | Assembly only services commercial window cleaning suspended platform | 1701052 | 8403366 |  | WaterUse | Window cleaning | Operational Energy | 0.104 | MJ/Y | 1 | 44 | 1 | FALSE | 1 | FALSE | [7 empty] | 16 | B7 | 0.037755 | 4.1412e-09 | 0.00019498 | 9.6008e-05 | 2.2389e-05 | 2.151e-07 | 0.56054 | 0.1456 | 0.0031953
| Civic Offices | Assembly only services commercial window cleaning suspended platform | 1701052 | 8403366 |  | WaterUse | Window cleaning | Operational Energy | 0.104 | MJ/Y | 1 | 44 | 1 | FALSE | 1 | FALSE | [7 empty] | 17 | B7 | 0.037755 | 4.1412e-09 | 0.00019498 | 9.6008e-05 | 2.2389e-05 | 2.151e-07 | 0.56054 | 0.1456 | 0.0031953
| Civic Offices | Assembly only services commercial window cleaning suspended platform | 1701052 | 8403366 |  | WaterUse | Window cleaning | Operational Energy | 0.104 | MJ/Y | 1 | 44 | 1 | FALSE | 1 | FALSE | [7 empty] | 18 | B7 | 0.037755 | 4.1412e-09 | 0.00019498 | 9.6008e-05 | 2.2389e-05 | 2.151e-07 | 0.56054 | 0.1456 | 0.0031953
| Civic Offices | Assembly only services commercial window cleaning suspended platform | 1701052 | 8403366 |  | WaterUse | Window cleaning | Operational Energy | 0.104 | MJ/Y | 1 | 44 | 1 | FALSE | 1 | FALSE | [7 empty] | 19 | B7 | 0.037755 | 4.1412e-09 | 0.00019498 | 9.6008e-05 | 2.2389e-05 | 2.151e-07 | 0.56054 | 0.1456 | 0.0031953
| Civic Offices | Assembly only services commercial window cleaning suspended platform | 1701052 | 8403366 |  | WaterUse | Window cleaning | Operational Energy | 0.104 | MJ/Y | 1 | 44 | 1 | FALSE | 1 | FALSE | [7 empty] | 20 | B7 | 0.037755 | 4.1412e-09 | 0.00019498 | 9.6008e-05 | 2.2389e-05 | 2.151e-07 | 0.56054 | 0.1456 | 0.0031953
| Civic Offices | Assembly only services commercial window cleaning suspended platform | 1701052 | 8403366 |  | WaterUse | Window cleaning | Operational Energy | 0.104 | MJ/Y | 1 | 44 | 1 | FALSE | 1 | FALSE | [7 empty] | 21 | B7 | 0.037755 | 4.1412e-09 | 0.00019498 | 9.6008e-05 | 2.2389e-05 | 2.151e-07 | 0.56054 | 0.1456 | 0.0031953
| Civic Offices | Assembly only services commercial window cleaning suspended platform | 1701052 | 8403366 |  | WaterUse | Window cleaning | Operational Energy | 0.104 | MJ/Y | 1 | 44 | 1 | FALSE | 1 | FALSE | [7 empty] | 22 | B7 | 0.037755 | 4.1412e-09 | 0.00019498 | 9.6008e-05 | 2.2389e-05 | 2.151e-07 | 0.56054 | 0.1456 | 0.0031953
| Civic Offices | Assembly only services commercial window cleaning suspended platform | 1701052 | 8403366 |  | WaterUse | Window cleaning | Operational Energy | 0.104 | MJ/Y | 1 | 44 | 1 | FALSE | 1 | FALSE | [7 empty] | 23 | B7 | 0.037755 | 4.1412e-09 | 0.00019498 | 9.6008e-05 | 2.2389e-05 | 2.151e-07 | 0.56054 | 0.1456 | 0.0031953
| Civic Offices | Assembly only services commercial window cleaning suspended platform | 1701052 | 8403366 |  | WaterUse | Window cleaning | Operational Energy | 0.104 | MJ/Y | 1 | 44 | 1 | FALSE | 1 | FALSE | [7 empty] | 24 | B7 | 0.037755 | 4.1412e-09 | 0.00019498 | 9.6008e-05 | 2.2389e-05 | 2.151e-07 | 0.56054 | 0.1456 | 0.0031953
| Civic Offices | Assembly only services commercial window cleaning suspended platform | 1701052 | 8403366 |  | WaterUse | Window cleaning | Operational Energy | 0.104 | MJ/Y | 1 | 44 | 1 | FALSE | 1 | FALSE | [7 empty] | 25 | B7 | 0.037755 | 4.1412e-09 | 0.00019498 | 9.6008e-05 | 2.2389e-05 | 2.151e-07 | 0.56054 | 0.1456 | 0.0031953
| Civic Offices | Assembly only services commercial window cleaning suspended platform | 1701052 | 8403366 |  | WaterUse | Window cleaning | Operational Energy | 0.104 | MJ/Y | 1 | 44 | 1 | FALSE | 1 | FALSE | [7 empty] | 26 | B7 | 0.037755 | 4.1412e-09 | 0.00019498 | 9.6008e-05 | 2.2389e-05 | 2.151e-07 | 0.56054 | 0.1456 | 0.0031953
| Civic Offices | Assembly only services commercial window cleaning suspended platform | 1701052 | 8403366 |  | WaterUse | Window cleaning | Operational Energy | 0.104 | MJ/Y | 1 | 44 | 1 | FALSE | 1 | FALSE | [7 empty] | 27 | B7 | 0.037755 | 4.1412e-09 | 0.00019498 | 9.6008e-05 | 2.2389e-05 | 2.151e-07 | 0.56054 | 0.1456 | 0.0031953
| Civic Offices | Assembly only services commercial window cleaning suspended platform | 1701052 | 8403366 |  | WaterUse | Window cleaning | Operational Energy | 0.104 | MJ/Y | 1 | 44 | 1 | FALSE | 1 | FALSE | [7 empty] | 28 | B7 | 0.037755 | 4.1412e-09 | 0.00019498 | 9.6008e-05 | 2.2389e-05 | 2.151e-07 | 0.56054 | 0.1456 | 0.0031953
| Civic Offices | Assembly only services commercial window cleaning suspended platform | 1701052 | 8403366 |  | WaterUse | Window cleaning | Operational Energy | 0.104 | MJ/Y | 1 | 44 | 1 | FALSE | 1 | FALSE | [7 empty] | 29 | B7 | 0.037755 | 4.1412e-09 | 0.00019498 | 9.6008e-05 | 2.2389e-05 | 2.151e-07 | 0.56054 | 0.1456 | 0.0031953
| Civic Offices | Assembly only services commercial window cleaning suspended platform | 1701052 | 8403366 |  | WaterUse | Window cleaning | Operational Energy | 0.104 | MJ/Y | 1 | 44 | 1 | FALSE | 1 | FALSE | [7 empty] | 30 | B7 | 0.037755 | 4.1412e-09 | 0.00019498 | 9.6008e-05 | 2.2389e-05 | 2.151e-07 | 0.56054 | 0.1456 | 0.0031953
| Civic Offices | Assembly only services commercial window cleaning suspended platform | 1701052 | 8403366 |  | WaterUse | Window cleaning | Operational Energy | 0.104 | MJ/Y | 1 | 44 | 1 | FALSE | 1 | FALSE | [7 empty] | 31 | B7 | 0.037755 | 4.1412e-09 | 0.00019498 | 9.6008e-05 | 2.2389e-05 | 2.151e-07 | 0.56054 | 0.1456 | 0.0031953
| Civic Offices | Assembly only services commercial window cleaning suspended platform | 1701052 | 8403366 |  | WaterUse | Window cleaning | Operational Energy | 0.104 | MJ/Y | 1 | 44 | 1 | FALSE | 1 | FALSE | [7 empty] | 32 | B7 | 0.037755 | 4.1412e-09 | 0.00019498 | 9.6008e-05 | 2.2389e-05 | 2.151e-07 | 0.56054 | 0.1456 | 0.0031953
| Civic Offices | Assembly only services commercial window cleaning suspended platform | 1701052 | 8403366 |  | WaterUse | Window cleaning | Operational Energy | 0.104 | MJ/Y | 1 | 44 | 1 | FALSE | 1 | FALSE | [7 empty] | 33 | B7 | 0.037755 | 4.1412e-09 | 0.00019498 | 9.6008e-05 | 2.2389e-05 | 2.151e-07 | 0.56054 | 0.1456 | 0.0031953
| Civic Offices | Assembly only services commercial window cleaning suspended platform | 1701052 | 8403366 |  | WaterUse | Window cleaning | Operational Energy | 0.104 | MJ/Y | 1 | 44 | 1 | FALSE | 1 | FALSE | [7 empty] | 34 | B7 | 0.037755 | 4.1412e-09 | 0.00019498 | 9.6008e-05 | 2.2389e-05 | 2.151e-07 | 0.56054 | 0.1456 | 0.0031953
| Civic Offices | Assembly only services commercial window cleaning suspended platform | 1701052 | 8403366 |  | WaterUse | Window cleaning | Operational Energy | 0.104 | MJ/Y | 1 | 44 | 1 | FALSE | 1 | FALSE | [7 empty] | 35 | B7 | 0.037755 | 4.1412e-09 | 0.00019498 | 9.6008e-05 | 2.2389e-05 | 2.151e-07 | 0.56054 | 0.1456 | 0.0031953
| Civic Offices | Assembly only services commercial window cleaning suspended platform | 1701052 | 8403366 |  | WaterUse | Window cleaning | Operational Energy | 0.104 | MJ/Y | 1 | 44 | 1 | FALSE | 1 | FALSE | [7 empty] | 36 | B7 | 0.037755 | 4.1412e-09 | 0.00019498 | 9.6008e-05 | 2.2389e-05 | 2.151e-07 | 0.56054 | 0.1456 | 0.0031953
| Civic Offices | Assembly only services commercial window cleaning suspended platform | 1701052 | 8403366 |  | WaterUse | Window cleaning | Operational Energy | 0.104 | MJ/Y | 1 | 44 | 1 | FALSE | 1 | FALSE | [7 empty] | 37 | B7 | 0.037755 | 4.1412e-09 | 0.00019498 | 9.6008e-05 | 2.2389e-05 | 2.151e-07 | 0.56054 | 0.1456 | 0.0031953
| Civic Offices | Assembly only services commercial window cleaning suspended platform | 1701052 | 8403366 |  | WaterUse | Window cleaning | Operational Energy | 0.104 | MJ/Y | 1 | 44 | 1 | FALSE | 1 | FALSE | [7 empty] | 38 | B7 | 0.037755 | 4.1412e-09 | 0.00019498 | 9.6008e-05 | 2.2389e-05 | 2.151e-07 | 0.56054 | 0.1456 | 0.0031953
| Civic Offices | Assembly only services commercial window cleaning suspended platform | 1701052 | 8403366 |  | WaterUse | Window cleaning | Operational Energy | 0.104 | MJ/Y | 1 | 44 | 1 | FALSE | 1 | FALSE | [7 empty] | 39 | B7 | 0.037755 | 4.1412e-09 | 0.00019498 | 9.6008e-05 | 2.2389e-05 | 2.151e-07 | 0.56054 | 0.1456 | 0.0031953
| Civic Offices | Assembly only services commercial window cleaning suspended platform | 1701052 | 8403366 |  | WaterUse | Window cleaning | Operational Energy | 0.104 | MJ/Y | 1 | 44 | 1 | FALSE | 1 | FALSE | [7 empty] | 40 | B7 | 0.037755 | 4.1412e-09 | 0.00019498 | 9.6008e-05 | 2.2389e-05 | 2.151e-07 | 0.56054 | 0.1456 | 0.0031953
| Civic Offices | Assembly only services commercial window cleaning suspended platform | 1701052 | 8403366 |  | WaterUse | Window cleaning | Operational Energy | 0.104 | MJ/Y | 1 | 44 | 1 | FALSE | 1 | FALSE | [7 empty] | 41 | B7 | 0.037755 | 4.1412e-09 | 0.00019498 | 9.6008e-05 | 2.2389e-05 | 2.151e-07 | 0.56054 | 0.1456 | 0.0031953
| Civic Offices | Assembly only services commercial window cleaning suspended platform | 1701052 | 8403366 |  | WaterUse | Window cleaning | Operational Energy | 0.104 | MJ/Y | 1 | 44 | 1 | FALSE | 1 | FALSE | [7 empty] | 42 | B7 | 0.037755 | 4.1412e-09 | 0.00019498 | 9.6008e-05 | 2.2389e-05 | 2.151e-07 | 0.56054 | 0.1456 | 0.0031953
| Civic Offices | Assembly only services commercial window cleaning suspended platform | 1701052 | 8403366 |  | WaterUse | Window cleaning | Operational Energy | 0.104 | MJ/Y | 1 | 44 | 1 | FALSE | 1 | FALSE | [7 empty] | 43 | B7 | 0.037755 | 4.1412e-09 | 0.00019498 | 9.6008e-05 | 2.2389e-05 | 2.151e-07 | 0.56054 | 0.1456 | 0.0031953
| Civic Offices | Assembly only services commercial window cleaning suspended platform | 1701052 | 8403366 |  | WaterUse | Window cleaning | Operational Energy | 0.104 | MJ/Y | 1 | 44 | 1 | FALSE | 1 | FALSE | [7 empty] | 44 | B7 | 0.037755 | 4.1412e-09 | 0.00019498 | 9.6008e-05 | 2.2389e-05 | 2.151e-07 | 0.56054 | 0.1456 | 0.0031953
| Civic Offices | Assembly only services commercial window cleaning suspended platform | 1701052 | 8403366 |  | WaterUse | Window cleaning | Operational Energy | 0.104 | MJ/Y | 1 | 44 | 1 | FALSE | 1 | FALSE | [7 empty] | 45 | B7 | 0.037755 | 4.1412e-09 | 0.00019498 | 9.6008e-05 | 2.2389e-05 | 2.151e-07 | 0.56054 | 0.1456 | 0.0031953
| Civic Offices | Assembly only services commercial window cleaning suspended platform | 1701052 | 8403366 |  | WaterUse | Window cleaning | Operational Energy | 0.104 | MJ/Y | 1 | 44 | 1 | FALSE | 1 | FALSE | [7 empty] | 46 | B7 | 0.037755 | 4.1412e-09 | 0.00019498 | 9.6008e-05 | 2.2389e-05 | 2.151e-07 | 0.56054 | 0.1456 | 0.0031953
| Civic Offices | Assembly only services commercial window cleaning suspended platform | 1701052 | 8403366 |  | WaterUse | Window cleaning | Operational Energy | 0.104 | MJ/Y | 1 | 44 | 1 | FALSE | 1 | FALSE | [7 empty] | 47 | B7 | 0.037755 | 4.1412e-09 | 0.00019498 | 9.6008e-05 | 2.2389e-05 | 2.151e-07 | 0.56054 | 0.1456 | 0.0031953
| Civic Offices | Assembly only services commercial window cleaning suspended platform | 1701052 | 8403366 |  | WaterUse | Window cleaning | Operational Energy | 0.104 | MJ/Y | 1 | 44 | 1 | FALSE | 1 | FALSE | [7 empty] | 48 | B7 | 0.037755 | 4.1412e-09 | 0.00019498 | 9.6008e-05 | 2.2389e-05 | 2.151e-07 | 0.56054 | 0.1456 | 0.0031953
| Civic Offices | Assembly only services commercial window cleaning suspended platform | 1701052 | 8403366 |  | WaterUse | Window cleaning | Operational Energy | 0.104 | MJ/Y | 1 | 44 | 1 | FALSE | 1 | FALSE | [7 empty] | 49 | B7 | 0.037755 | 4.1412e-09 | 0.00019498 | 9.6008e-05 | 2.2389e-05 | 2.151e-07 | 0.56054 | 0.1456 | 0.0031953
| Civic Offices | Assembly only services commercial window cleaning suspended platform | 1701052 | 8403366 |  | WaterUse | Window cleaning | Operational Energy | 0.104 | MJ/Y | 1 | 44 | 1 | FALSE | 1 | FALSE | [7 empty] | 50 | B7 | 0.037755 | 4.1412e-09 | 0.00019498 | 9.6008e-05 | 2.2389e-05 | 2.151e-07 | 0.56054 | 0.1456 | 0.0031953
| Civic Offices | Assembly only services commercial window cleaning suspended platform | 1701052 | 8403366 |  | WaterUse | Window cleaning | Operational Energy | 0.104 | MJ/Y | 1 | 44 | 1 | FALSE | 1 | FALSE | [7 empty] | 51 | B7 | 0.037755 | 4.1412e-09 | 0.00019498 | 9.6008e-05 | 2.2389e-05 | 2.151e-07 | 0.56054 | 0.1456 | 0.0031953
| Civic Offices | Assembly only services commercial window cleaning suspended platform | 1701052 | 8403366 |  | WaterUse | Window cleaning | Operational Energy | 0.104 | MJ/Y | 1 | 44 | 1 | FALSE | 1 | FALSE | [7 empty] | 52 | B7 | 0.037755 | 4.1412e-09 | 0.00019498 | 9.6008e-05 | 2.2389e-05 | 2.151e-07 | 0.56054 | 0.1456 | 0.0031953
| Civic Offices | Assembly only services commercial window cleaning suspended platform | 1701052 | 8403366 |  | WaterUse | Window cleaning | Operational Energy | 0.104 | MJ/Y | 1 | 44 | 1 | FALSE | 1 | FALSE | [7 empty] | 53 | B7 | 0.037755 | 4.1412e-09 | 0.00019498 | 9.6008e-05 | 2.2389e-05 | 2.151e-07 | 0.56054 | 0.1456 | 0.0031953
| Civic Offices | Assembly only services commercial window cleaning suspended platform | 1701052 | 8403366 |  | WaterUse | Window cleaning | Operational Energy | 0.104 | MJ/Y | 1 | 44 | 1 | FALSE | 1 | FALSE | [7 empty] | 54 | B7 | 0.037755 | 4.1412e-09 | 0.00019498 | 9.6008e-05 | 2.2389e-05 | 2.151e-07 | 0.56054 | 0.1456 | 0.0031953
| Civic Offices | Assembly only services commercial window cleaning suspended platform | 1701052 | 8403366 |  | WaterUse | Window cleaning | Operational Energy | 0.104 | MJ/Y | 1 | 44 | 1 | FALSE | 1 | FALSE | [7 empty] | 55 | B7 | 0.037755 | 4.1412e-09 | 0.00019498 | 9.6008e-05 | 2.2389e-05 | 2.151e-07 | 0.56054 | 0.1456 | 0.0031953
| Civic Offices | Assembly only services commercial window cleaning suspended platform | 1701052 | 8403366 |  | WaterUse | Window cleaning | Operational Energy | 0.104 | MJ/Y | 1 | 44 | 1 | FALSE | 1 | FALSE | [7 empty] | 56 | B7 | 0.037755 | 4.1412e-09 | 0.00019498 | 9.6008e-05 | 2.2389e-05 | 2.151e-07 | 0.56054 | 0.1456 | 0.0031953
| Civic Offices | Assembly only services commercial window cleaning suspended platform | 1701052 | 8403366 |  | WaterUse | Window cleaning | Operational Energy | 0.104 | MJ/Y | 1 | 44 | 1 | FALSE | 1 | FALSE | [7 empty] | 57 | B7 | 0.037755 | 4.1412e-09 | 0.00019498 | 9.6008e-05 | 2.2389e-05 | 2.151e-07 | 0.56054 | 0.1456 | 0.0031953
| Civic Offices | Assembly only services commercial window cleaning suspended platform | 1701052 | 8403366 |  | WaterUse | Window cleaning | Operational Energy | 0.104 | MJ/Y | 1 | 44 | 1 | FALSE | 1 | FALSE | [7 empty] | 58 | B7 | 0.037755 | 4.1412e-09 | 0.00019498 | 9.6008e-05 | 2.2389e-05 | 2.151e-07 | 0.56054 | 0.1456 | 0.0031953
| Civic Offices | Assembly only services commercial window cleaning suspended platform | 1701052 | 8403366 |  | WaterUse | Window cleaning | Operational Energy | 0.104 | MJ/Y | 1 | 44 | 1 | FALSE | 1 | FALSE | [7 empty] | 59 | B7 | 0.037755 | 4.1412e-09 | 0.00019498 | 9.6008e-05 | 2.2389e-05 | 2.151e-07 | 0.56054 | 0.1456 | 0.0031953
| Civic Offices | Assembly only services commercial window cleaning suspended platform | 1701052 | 8403366 |  | WaterUse | Window cleaning | Operational Energy | 0.104 | MJ/Y | 1 | 44 | 1 | FALSE | 1 | FALSE | [7 empty] | 60 | B7 | 0.037755 | 4.1412e-09 | 0.00019498 | 9.6008e-05 | 2.2389e-05 | 2.151e-07 | 0.56054 | 0.1456 | 0.0031953
| Civic Offices | Assembly only services commercial window cleaning suspended platform | 1701052 | 8403367 |  | Operational | Window Cleaning and winch | Operational Energy | 12.48 | KW/H | 1 | 44 | 1 | FALSE | 1 | FALSE | [7 empty] | 1 | B6 | 7.4986 | 4.8565e-07 | 0.040658 | 0.009326 | 0.0023142 | 9.0516e-06 | 115.4759 | 1.5172 | 0.029801
| Civic Offices | Assembly only services commercial window cleaning suspended platform | 1701052 | 8403367 |  | Operational | Window Cleaning and winch | Operational Energy | 12.48 | KW/H | 1 | 44 | 1 | FALSE | 1 | FALSE | [7 empty] | 2 | B6 | 7.4986 | 4.8565e-07 | 0.040658 | 0.009326 | 0.0023142 | 9.0516e-06 | 115.4759 | 1.5172 | 0.029801
| Civic Offices | Assembly only services commercial window cleaning suspended platform | 1701052 | 8403367 |  | Operational | Window Cleaning and winch | Operational Energy | 12.48 | KW/H | 1 | 44 | 1 | FALSE | 1 | FALSE | [7 empty] | 3 | B6 | 7.4986 | 4.8565e-07 | 0.040658 | 0.009326 | 0.0023142 | 9.0516e-06 | 115.4759 | 1.5172 | 0.029801
| Civic Offices | Assembly only services commercial window cleaning suspended platform | 1701052 | 8403367 |  | Operational | Window Cleaning and winch | Operational Energy | 12.48 | KW/H | 1 | 44 | 1 | FALSE | 1 | FALSE | [7 empty] | 4 | B6 | 7.4986 | 4.8565e-07 | 0.040658 | 0.009326 | 0.0023142 | 9.0516e-06 | 115.4759 | 1.5172 | 0.029801
| Civic Offices | Assembly only services commercial window cleaning suspended platform | 1701052 | 8403367 |  | Operational | Window Cleaning and winch | Operational Energy | 12.48 | KW/H | 1 | 44 | 1 | FALSE | 1 | FALSE | [7 empty] | 5 | B6 | 7.4986 | 4.8565e-07 | 0.040658 | 0.009326 | 0.0023142 | 9.0516e-06 | 115.4759 | 1.5172 | 0.029801
| Civic Offices | Assembly only services commercial window cleaning suspended platform | 1701052 | 8403367 |  | Operational | Window Cleaning and winch | Operational Energy | 12.48 | KW/H | 1 | 44 | 1 | FALSE | 1 | FALSE | [7 empty] | 6 | B6 | 7.4986 | 4.8565e-07 | 0.040658 | 0.009326 | 0.0023142 | 9.0516e-06 | 115.4759 | 1.5172 | 0.029801
| Civic Offices | Assembly only services commercial window cleaning suspended platform | 1701052 | 8403367 |  | Operational | Window Cleaning and winch | Operational Energy | 12.48 | KW/H | 1 | 44 | 1 | FALSE | 1 | FALSE | [7 empty] | 7 | B6 | 7.4986 | 4.8565e-07 | 0.040658 | 0.009326 | 0.0023142 | 9.0516e-06 | 115.4759 | 1.5172 | 0.029801
| Civic Offices | Assembly only services commercial window cleaning suspended platform | 1701052 | 8403367 |  | Operational | Window Cleaning and winch | Operational Energy | 12.48 | KW/H | 1 | 44 | 1 | FALSE | 1 | FALSE | [7 empty] | 8 | B6 | 7.4986 | 4.8565e-07 | 0.040658 | 0.009326 | 0.0023142 | 9.0516e-06 | 115.4759 | 1.5172 | 0.029801
| Civic Offices | Assembly only services commercial window cleaning suspended platform | 1701052 | 8403367 |  | Operational | Window Cleaning and winch | Operational Energy | 12.48 | KW/H | 1 | 44 | 1 | FALSE | 1 | FALSE | [7 empty] | 9 | B6 | 7.4986 | 4.8565e-07 | 0.040658 | 0.009326 | 0.0023142 | 9.0516e-06 | 115.4759 | 1.5172 | 0.029801
| Civic Offices | Assembly only services commercial window cleaning suspended platform | 1701052 | 8403367 |  | Operational | Window Cleaning and winch | Operational Energy | 12.48 | KW/H | 1 | 44 | 1 | FALSE | 1 | FALSE | [7 empty] | 10 | B6 | 7.4986 | 4.8565e-07 | 0.040658 | 0.009326 | 0.0023142 | 9.0516e-06 | 115.4759 | 1.5172 | 0.029801
| Civic Offices | Assembly only services commercial window cleaning suspended platform | 1701052 | 8403367 |  | Operational | Window Cleaning and winch | Operational Energy | 12.48 | KW/H | 1 | 44 | 1 | FALSE | 1 | FALSE | [7 empty] | 11 | B6 | 7.4986 | 4.8565e-07 | 0.040658 | 0.009326 | 0.0023142 | 9.0516e-06 | 115.4759 | 1.5172 | 0.029801
| Civic Offices | Assembly only services commercial window cleaning suspended platform | 1701052 | 8403367 |  | Operational | Window Cleaning and winch | Operational Energy | 12.48 | KW/H | 1 | 44 | 1 | FALSE | 1 | FALSE | [7 empty] | 12 | B6 | 7.4986 | 4.8565e-07 | 0.040658 | 0.009326 | 0.0023142 | 9.0516e-06 | 115.4759 | 1.5172 | 0.029801
| Civic Offices | Assembly only services commercial window cleaning suspended platform | 1701052 | 8403367 |  | Operational | Window Cleaning and winch | Operational Energy | 12.48 | KW/H | 1 | 44 | 1 | FALSE | 1 | FALSE | [7 empty] | 13 | B6 | 7.4986 | 4.8565e-07 | 0.040658 | 0.009326 | 0.0023142 | 9.0516e-06 | 115.4759 | 1.5172 | 0.029801
| Civic Offices | Assembly only services commercial window cleaning suspended platform | 1701052 | 8403367 |  | Operational | Window Cleaning and winch | Operational Energy | 12.48 | KW/H | 1 | 44 | 1 | FALSE | 1 | FALSE | [7 empty] | 14 | B6 | 7.4986 | 4.8565e-07 | 0.040658 | 0.009326 | 0.0023142 | 9.0516e-06 | 115.4759 | 1.5172 | 0.029801
| Civic Offices | Assembly only services commercial window cleaning suspended platform | 1701052 | 8403367 |  | Operational | Window Cleaning and winch | Operational Energy | 12.48 | KW/H | 1 | 44 | 1 | FALSE | 1 | FALSE | [7 empty] | 15 | B6 | 7.4986 | 4.8565e-07 | 0.040658 | 0.009326 | 0.0023142 | 9.0516e-06 | 115.4759 | 1.5172 | 0.029801
| Civic Offices | Assembly only services commercial window cleaning suspended platform | 1701052 | 8403367 |  | Operational | Window Cleaning and winch | Operational Energy | 12.48 | KW/H | 1 | 44 | 1 | FALSE | 1 | FALSE | [7 empty] | 16 | B6 | 7.4986 | 4.8565e-07 | 0.040658 | 0.009326 | 0.0023142 | 9.0516e-06 | 115.4759 | 1.5172 | 0.029801
| Civic Offices | Assembly only services commercial window cleaning suspended platform | 1701052 | 8403367 |  | Operational | Window Cleaning and winch | Operational Energy | 12.48 | KW/H | 1 | 44 | 1 | FALSE | 1 | FALSE | [7 empty] | 17 | B6 | 7.4986 | 4.8565e-07 | 0.040658 | 0.009326 | 0.0023142 | 9.0516e-06 | 115.4759 | 1.5172 | 0.029801
| Civic Offices | Assembly only services commercial window cleaning suspended platform | 1701052 | 8403367 |  | Operational | Window Cleaning and winch | Operational Energy | 12.48 | KW/H | 1 | 44 | 1 | FALSE | 1 | FALSE | [7 empty] | 18 | B6 | 7.4986 | 4.8565e-07 | 0.040658 | 0.009326 | 0.0023142 | 9.0516e-06 | 115.4759 | 1.5172 | 0.029801
| Civic Offices | Assembly only services commercial window cleaning suspended platform | 1701052 | 8403367 |  | Operational | Window Cleaning and winch | Operational Energy | 12.48 | KW/H | 1 | 44 | 1 | FALSE | 1 | FALSE | [7 empty] | 19 | B6 | 7.4986 | 4.8565e-07 | 0.040658 | 0.009326 | 0.0023142 | 9.0516e-06 | 115.4759 | 1.5172 | 0.029801
| Civic Offices | Assembly only services commercial window cleaning suspended platform | 1701052 | 8403367 |  | Operational | Window Cleaning and winch | Operational Energy | 12.48 | KW/H | 1 | 44 | 1 | FALSE | 1 | FALSE | [7 empty] | 20 | B6 | 7.4986 | 4.8565e-07 | 0.040658 | 0.009326 | 0.0023142 | 9.0516e-06 | 115.4759 | 1.5172 | 0.029801
| Civic Offices | Assembly only services commercial window cleaning suspended platform | 1701052 | 8403367 |  | Operational | Window Cleaning and winch | Operational Energy | 12.48 | KW/H | 1 | 44 | 1 | FALSE | 1 | FALSE | [7 empty] | 21 | B6 | 7.4986 | 4.8565e-07 | 0.040658 | 0.009326 | 0.0023142 | 9.0516e-06 | 115.4759 | 1.5172 | 0.029801
| Civic Offices | Assembly only services commercial window cleaning suspended platform | 1701052 | 8403367 |  | Operational | Window Cleaning and winch | Operational Energy | 12.48 | KW/H | 1 | 44 | 1 | FALSE | 1 | FALSE | [7 empty] | 22 | B6 | 7.4986 | 4.8565e-07 | 0.040658 | 0.009326 | 0.0023142 | 9.0516e-06 | 115.4759 | 1.5172 | 0.029801
| Civic Offices | Assembly only services commercial window cleaning suspended platform | 1701052 | 8403367 |  | Operational | Window Cleaning and winch | Operational Energy | 12.48 | KW/H | 1 | 44 | 1 | FALSE | 1 | FALSE | [7 empty] | 23 | B6 | 7.4986 | 4.8565e-07 | 0.040658 | 0.009326 | 0.0023142 | 9.0516e-06 | 115.4759 | 1.5172 | 0.029801
| Civic Offices | Assembly only services commercial window cleaning suspended platform | 1701052 | 8403367 |  | Operational | Window Cleaning and winch | Operational Energy | 12.48 | KW/H | 1 | 44 | 1 | FALSE | 1 | FALSE | [7 empty] | 24 | B6 | 7.4986 | 4.8565e-07 | 0.040658 | 0.009326 | 0.0023142 | 9.0516e-06 | 115.4759 | 1.5172 | 0.029801
| Civic Offices | Assembly only services commercial window cleaning suspended platform | 1701052 | 8403367 |  | Operational | Window Cleaning and winch | Operational Energy | 12.48 | KW/H | 1 | 44 | 1 | FALSE | 1 | FALSE | [7 empty] | 25 | B6 | 7.4986 | 4.8565e-07 | 0.040658 | 0.009326 | 0.0023142 | 9.0516e-06 | 115.4759 | 1.5172 | 0.029801
| Civic Offices | Assembly only services commercial window cleaning suspended platform | 1701052 | 8403367 |  | Operational | Window Cleaning and winch | Operational Energy | 12.48 | KW/H | 1 | 44 | 1 | FALSE | 1 | FALSE | [7 empty] | 26 | B6 | 7.4986 | 4.8565e-07 | 0.040658 | 0.009326 | 0.0023142 | 9.0516e-06 | 115.4759 | 1.5172 | 0.029801
| Civic Offices | Assembly only services commercial window cleaning suspended platform | 1701052 | 8403367 |  | Operational | Window Cleaning and winch | Operational Energy | 12.48 | KW/H | 1 | 44 | 1 | FALSE | 1 | FALSE | [7 empty] | 27 | B6 | 7.4986 | 4.8565e-07 | 0.040658 | 0.009326 | 0.0023142 | 9.0516e-06 | 115.4759 | 1.5172 | 0.029801
| Civic Offices | Assembly only services commercial window cleaning suspended platform | 1701052 | 8403367 |  | Operational | Window Cleaning and winch | Operational Energy | 12.48 | KW/H | 1 | 44 | 1 | FALSE | 1 | FALSE | [7 empty] | 28 | B6 | 7.4986 | 4.8565e-07 | 0.040658 | 0.009326 | 0.0023142 | 9.0516e-06 | 115.4759 | 1.5172 | 0.029801
| Civic Offices | Assembly only services commercial window cleaning suspended platform | 1701052 | 8403367 |  | Operational | Window Cleaning and winch | Operational Energy | 12.48 | KW/H | 1 | 44 | 1 | FALSE | 1 | FALSE | [7 empty] | 29 | B6 | 7.4986 | 4.8565e-07 | 0.040658 | 0.009326 | 0.0023142 | 9.0516e-06 | 115.4759 | 1.5172 | 0.029801
| Civic Offices | Assembly only services commercial window cleaning suspended platform | 1701052 | 8403367 |  | Operational | Window Cleaning and winch | Operational Energy | 12.48 | KW/H | 1 | 44 | 1 | FALSE | 1 | FALSE | [7 empty] | 30 | B6 | 7.4986 | 4.8565e-07 | 0.040658 | 0.009326 | 0.0023142 | 9.0516e-06 | 115.4759 | 1.5172 | 0.029801
| Civic Offices | Assembly only services commercial window cleaning suspended platform | 1701052 | 8403367 |  | Operational | Window Cleaning and winch | Operational Energy | 12.48 | KW/H | 1 | 44 | 1 | FALSE | 1 | FALSE | [7 empty] | 31 | B6 | 7.4986 | 4.8565e-07 | 0.040658 | 0.009326 | 0.0023142 | 9.0516e-06 | 115.4759 | 1.5172 | 0.029801
| Civic Offices | Assembly only services commercial window cleaning suspended platform | 1701052 | 8403367 |  | Operational | Window Cleaning and winch | Operational Energy | 12.48 | KW/H | 1 | 44 | 1 | FALSE | 1 | FALSE | [7 empty] | 32 | B6 | 7.4986 | 4.8565e-07 | 0.040658 | 0.009326 | 0.0023142 | 9.0516e-06 | 115.4759 | 1.5172 | 0.029801
| Civic Offices | Assembly only services commercial window cleaning suspended platform | 1701052 | 8403367 |  | Operational | Window Cleaning and winch | Operational Energy | 12.48 | KW/H | 1 | 44 | 1 | FALSE | 1 | FALSE | [7 empty] | 33 | B6 | 7.4986 | 4.8565e-07 | 0.040658 | 0.009326 | 0.0023142 | 9.0516e-06 | 115.4759 | 1.5172 | 0.029801
| Civic Offices | Assembly only services commercial window cleaning suspended platform | 1701052 | 8403367 |  | Operational | Window Cleaning and winch | Operational Energy | 12.48 | KW/H | 1 | 44 | 1 | FALSE | 1 | FALSE | [7 empty] | 34 | B6 | 7.4986 | 4.8565e-07 | 0.040658 | 0.009326 | 0.0023142 | 9.0516e-06 | 115.4759 | 1.5172 | 0.029801
| Civic Offices | Assembly only services commercial window cleaning suspended platform | 1701052 | 8403367 |  | Operational | Window Cleaning and winch | Operational Energy | 12.48 | KW/H | 1 | 44 | 1 | FALSE | 1 | FALSE | [7 empty] | 35 | B6 | 7.4986 | 4.8565e-07 | 0.040658 | 0.009326 | 0.0023142 | 9.0516e-06 | 115.4759 | 1.5172 | 0.029801
| Civic Offices | Assembly only services commercial window cleaning suspended platform | 1701052 | 8403367 |  | Operational | Window Cleaning and winch | Operational Energy | 12.48 | KW/H | 1 | 44 | 1 | FALSE | 1 | FALSE | [7 empty] | 36 | B6 | 7.4986 | 4.8565e-07 | 0.040658 | 0.009326 | 0.0023142 | 9.0516e-06 | 115.4759 | 1.5172 | 0.029801
| Civic Offices | Assembly only services commercial window cleaning suspended platform | 1701052 | 8403367 |  | Operational | Window Cleaning and winch | Operational Energy | 12.48 | KW/H | 1 | 44 | 1 | FALSE | 1 | FALSE | [7 empty] | 37 | B6 | 7.4986 | 4.8565e-07 | 0.040658 | 0.009326 | 0.0023142 | 9.0516e-06 | 115.4759 | 1.5172 | 0.029801
| Civic Offices | Assembly only services commercial window cleaning suspended platform | 1701052 | 8403367 |  | Operational | Window Cleaning and winch | Operational Energy | 12.48 | KW/H | 1 | 44 | 1 | FALSE | 1 | FALSE | [7 empty] | 38 | B6 | 7.4986 | 4.8565e-07 | 0.040658 | 0.009326 | 0.0023142 | 9.0516e-06 | 115.4759 | 1.5172 | 0.029801
| Civic Offices | Assembly only services commercial window cleaning suspended platform | 1701052 | 8403367 |  | Operational | Window Cleaning and winch | Operational Energy | 12.48 | KW/H | 1 | 44 | 1 | FALSE | 1 | FALSE | [7 empty] | 39 | B6 | 7.4986 | 4.8565e-07 | 0.040658 | 0.009326 | 0.0023142 | 9.0516e-06 | 115.4759 | 1.5172 | 0.029801
| Civic Offices | Assembly only services commercial window cleaning suspended platform | 1701052 | 8403367 |  | Operational | Window Cleaning and winch | Operational Energy | 12.48 | KW/H | 1 | 44 | 1 | FALSE | 1 | FALSE | [7 empty] | 40 | B6 | 7.4986 | 4.8565e-07 | 0.040658 | 0.009326 | 0.0023142 | 9.0516e-06 | 115.4759 | 1.5172 | 0.029801
| Civic Offices | Assembly only services commercial window cleaning suspended platform | 1701052 | 8403367 |  | Operational | Window Cleaning and winch | Operational Energy | 12.48 | KW/H | 1 | 44 | 1 | FALSE | 1 | FALSE | [7 empty] | 41 | B6 | 7.4986 | 4.8565e-07 | 0.040658 | 0.009326 | 0.0023142 | 9.0516e-06 | 115.4759 | 1.5172 | 0.029801
| Civic Offices | Assembly only services commercial window cleaning suspended platform | 1701052 | 8403367 |  | Operational | Window Cleaning and winch | Operational Energy | 12.48 | KW/H | 1 | 44 | 1 | FALSE | 1 | FALSE | [7 empty] | 42 | B6 | 7.4986 | 4.8565e-07 | 0.040658 | 0.009326 | 0.0023142 | 9.0516e-06 | 115.4759 | 1.5172 | 0.029801
| Civic Offices | Assembly only services commercial window cleaning suspended platform | 1701052 | 8403367 |  | Operational | Window Cleaning and winch | Operational Energy | 12.48 | KW/H | 1 | 44 | 1 | FALSE | 1 | FALSE | [7 empty] | 43 | B6 | 7.4986 | 4.8565e-07 | 0.040658 | 0.009326 | 0.0023142 | 9.0516e-06 | 115.4759 | 1.5172 | 0.029801
| Civic Offices | Assembly only services commercial window cleaning suspended platform | 1701052 | 8403367 |  | Operational | Window Cleaning and winch | Operational Energy | 12.48 | KW/H | 1 | 44 | 1 | FALSE | 1 | FALSE | [7 empty] | 44 | B6 | 7.4986 | 4.8565e-07 | 0.040658 | 0.009326 | 0.0023142 | 9.0516e-06 | 115.4759 | 1.5172 | 0.029801
| Civic Offices | Assembly only services commercial window cleaning suspended platform | 1701052 | 8403367 |  | Operational | Window Cleaning and winch | Operational Energy | 12.48 | KW/H | 1 | 44 | 1 | FALSE | 1 | FALSE | [7 empty] | 45 | B6 | 7.4986 | 4.8565e-07 | 0.040658 | 0.009326 | 0.0023142 | 9.0516e-06 | 115.4759 | 1.5172 | 0.029801
| Civic Offices | Assembly only services commercial window cleaning suspended platform | 1701052 | 8403367 |  | Operational | Window Cleaning and winch | Operational Energy | 12.48 | KW/H | 1 | 44 | 1 | FALSE | 1 | FALSE | [7 empty] | 46 | B6 | 7.4986 | 4.8565e-07 | 0.040658 | 0.009326 | 0.0023142 | 9.0516e-06 | 115.4759 | 1.5172 | 0.029801
| Civic Offices | Assembly only services commercial window cleaning suspended platform | 1701052 | 8403367 |  | Operational | Window Cleaning and winch | Operational Energy | 12.48 | KW/H | 1 | 44 | 1 | FALSE | 1 | FALSE | [7 empty] | 47 | B6 | 7.4986 | 4.8565e-07 | 0.040658 | 0.009326 | 0.0023142 | 9.0516e-06 | 115.4759 | 1.5172 | 0.029801
| Civic Offices | Assembly only services commercial window cleaning suspended platform | 1701052 | 8403367 |  | Operational | Window Cleaning and winch | Operational Energy | 12.48 | KW/H | 1 | 44 | 1 | FALSE | 1 | FALSE | [7 empty] | 48 | B6 | 7.4986 | 4.8565e-07 | 0.040658 | 0.009326 | 0.0023142 | 9.0516e-06 | 115.4759 | 1.5172 | 0.029801
| Civic Offices | Assembly only services commercial window cleaning suspended platform | 1701052 | 8403367 |  | Operational | Window Cleaning and winch | Operational Energy | 12.48 | KW/H | 1 | 44 | 1 | FALSE | 1 | FALSE | [7 empty] | 49 | B6 | 7.4986 | 4.8565e-07 | 0.040658 | 0.009326 | 0.0023142 | 9.0516e-06 | 115.4759 | 1.5172 | 0.029801
| Civic Offices | Assembly only services commercial window cleaning suspended platform | 1701052 | 8403367 |  | Operational | Window Cleaning and winch | Operational Energy | 12.48 | KW/H | 1 | 44 | 1 | FALSE | 1 | FALSE | [7 empty] | 50 | B6 | 7.4986 | 4.8565e-07 | 0.040658 | 0.009326 | 0.0023142 | 9.0516e-06 | 115.4759 | 1.5172 | 0.029801
| Civic Offices | Assembly only services commercial window cleaning suspended platform | 1701052 | 8403367 |  | Operational | Window Cleaning and winch | Operational Energy | 12.48 | KW/H | 1 | 44 | 1 | FALSE | 1 | FALSE | [7 empty] | 51 | B6 | 7.4986 | 4.8565e-07 | 0.040658 | 0.009326 | 0.0023142 | 9.0516e-06 | 115.4759 | 1.5172 | 0.029801
| Civic Offices | Assembly only services commercial window cleaning suspended platform | 1701052 | 8403367 |  | Operational | Window Cleaning and winch | Operational Energy | 12.48 | KW/H | 1 | 44 | 1 | FALSE | 1 | FALSE | [7 empty] | 52 | B6 | 7.4986 | 4.8565e-07 | 0.040658 | 0.009326 | 0.0023142 | 9.0516e-06 | 115.4759 | 1.5172 | 0.029801
| Civic Offices | Assembly only services commercial window cleaning suspended platform | 1701052 | 8403367 |  | Operational | Window Cleaning and winch | Operational Energy | 12.48 | KW/H | 1 | 44 | 1 | FALSE | 1 | FALSE | [7 empty] | 53 | B6 | 7.4986 | 4.8565e-07 | 0.040658 | 0.009326 | 0.0023142 | 9.0516e-06 | 115.4759 | 1.5172 | 0.029801
| Civic Offices | Assembly only services commercial window cleaning suspended platform | 1701052 | 8403367 |  | Operational | Window Cleaning and winch | Operational Energy | 12.48 | KW/H | 1 | 44 | 1 | FALSE | 1 | FALSE | [7 empty] | 54 | B6 | 7.4986 | 4.8565e-07 | 0.040658 | 0.009326 | 0.0023142 | 9.0516e-06 | 115.4759 | 1.5172 | 0.029801
| Civic Offices | Assembly only services commercial window cleaning suspended platform | 1701052 | 8403367 |  | Operational | Window Cleaning and winch | Operational Energy | 12.48 | KW/H | 1 | 44 | 1 | FALSE | 1 | FALSE | [7 empty] | 55 | B6 | 7.4986 | 4.8565e-07 | 0.040658 | 0.009326 | 0.0023142 | 9.0516e-06 | 115.4759 | 1.5172 | 0.029801
| Civic Offices | Assembly only services commercial window cleaning suspended platform | 1701052 | 8403367 |  | Operational | Window Cleaning and winch | Operational Energy | 12.48 | KW/H | 1 | 44 | 1 | FALSE | 1 | FALSE | [7 empty] | 56 | B6 | 7.4986 | 4.8565e-07 | 0.040658 | 0.009326 | 0.0023142 | 9.0516e-06 | 115.4759 | 1.5172 | 0.029801
| Civic Offices | Assembly only services commercial window cleaning suspended platform | 1701052 | 8403367 |  | Operational | Window Cleaning and winch | Operational Energy | 12.48 | KW/H | 1 | 44 | 1 | FALSE | 1 | FALSE | [7 empty] | 57 | B6 | 7.4986 | 4.8565e-07 | 0.040658 | 0.009326 | 0.0023142 | 9.0516e-06 | 115.4759 | 1.5172 | 0.029801
| Civic Offices | Assembly only services commercial window cleaning suspended platform | 1701052 | 8403367 |  | Operational | Window Cleaning and winch | Operational Energy | 12.48 | KW/H | 1 | 44 | 1 | FALSE | 1 | FALSE | [7 empty] | 58 | B6 | 7.4986 | 4.8565e-07 | 0.040658 | 0.009326 | 0.0023142 | 9.0516e-06 | 115.4759 | 1.5172 | 0.029801
| Civic Offices | Assembly only services commercial window cleaning suspended platform | 1701052 | 8403367 |  | Operational | Window Cleaning and winch | Operational Energy | 12.48 | KW/H | 1 | 44 | 1 | FALSE | 1 | FALSE | [7 empty] | 59 | B6 | 7.4986 | 4.8565e-07 | 0.040658 | 0.009326 | 0.0023142 | 9.0516e-06 | 115.4759 | 1.5172 | 0.029801
| Civic Offices | Assembly only services commercial window cleaning suspended platform | 1701052 | 8403367 |  | Operational | Window Cleaning and winch | Operational Energy | 12.48 | KW/H | 1 | 44 | 1 | FALSE | 1 | FALSE | [7 empty] | 60 | B6 | 7.4986 | 4.8565e-07 | 0.040658 | 0.009326 | 0.0023142 | 9.0516e-06 | 115.4759 | 1.5172 | 0.029801
| Civic Offices | Assembly only services commercial window cleaning suspended platform | 1701055 | 8403376 |  | WaterUse | Window cleaning | Operational Energy | 0.072 | MJ/Y | 1 | 44 | 1 | FALSE | 1 | FALSE | [7 empty] | 1 | B7 | 0.026138 | 2.867e-09 | 0.00013499 | 6.6467e-05 | 1.55e-05 | 1.4892e-07 | 0.38806 | 0.1008 | 0.0022121
| Civic Offices | Assembly only services commercial window cleaning suspended platform | 1701055 | 8403376 |  | WaterUse | Window cleaning | Operational Energy | 0.072 | MJ/Y | 1 | 44 | 1 | FALSE | 1 | FALSE | [7 empty] | 2 | B7 | 0.026138 | 2.867e-09 | 0.00013499 | 6.6467e-05 | 1.55e-05 | 1.4892e-07 | 0.38806 | 0.1008 | 0.0022121
| Civic Offices | Assembly only services commercial window cleaning suspended platform | 1701055 | 8403376 |  | WaterUse | Window cleaning | Operational Energy | 0.072 | MJ/Y | 1 | 44 | 1 | FALSE | 1 | FALSE | [7 empty] | 3 | B7 | 0.026138 | 2.867e-09 | 0.00013499 | 6.6467e-05 | 1.55e-05 | 1.4892e-07 | 0.38806 | 0.1008 | 0.0022121
| Civic Offices | Assembly only services commercial window cleaning suspended platform | 1701055 | 8403376 |  | WaterUse | Window cleaning | Operational Energy | 0.072 | MJ/Y | 1 | 44 | 1 | FALSE | 1 | FALSE | [7 empty] | 4 | B7 | 0.026138 | 2.867e-09 | 0.00013499 | 6.6467e-05 | 1.55e-05 | 1.4892e-07 | 0.38806 | 0.1008 | 0.0022121
| Civic Offices | Assembly only services commercial window cleaning suspended platform | 1701055 | 8403376 |  | WaterUse | Window cleaning | Operational Energy | 0.072 | MJ/Y | 1 | 44 | 1 | FALSE | 1 | FALSE | [7 empty] | 5 | B7 | 0.026138 | 2.867e-09 | 0.00013499 | 6.6467e-05 | 1.55e-05 | 1.4892e-07 | 0.38806 | 0.1008 | 0.0022121
| Civic Offices | Assembly only services commercial window cleaning suspended platform | 1701055 | 8403376 |  | WaterUse | Window cleaning | Operational Energy | 0.072 | MJ/Y | 1 | 44 | 1 | FALSE | 1 | FALSE | [7 empty] | 6 | B7 | 0.026138 | 2.867e-09 | 0.00013499 | 6.6467e-05 | 1.55e-05 | 1.4892e-07 | 0.38806 | 0.1008 | 0.0022121
| Civic Offices | Assembly only services commercial window cleaning suspended platform | 1701055 | 8403376 |  | WaterUse | Window cleaning | Operational Energy | 0.072 | MJ/Y | 1 | 44 | 1 | FALSE | 1 | FALSE | [7 empty] | 7 | B7 | 0.026138 | 2.867e-09 | 0.00013499 | 6.6467e-05 | 1.55e-05 | 1.4892e-07 | 0.38806 | 0.1008 | 0.0022121
| Civic Offices | Assembly only services commercial window cleaning suspended platform | 1701055 | 8403376 |  | WaterUse | Window cleaning | Operational Energy | 0.072 | MJ/Y | 1 | 44 | 1 | FALSE | 1 | FALSE | [7 empty] | 8 | B7 | 0.026138 | 2.867e-09 | 0.00013499 | 6.6467e-05 | 1.55e-05 | 1.4892e-07 | 0.38806 | 0.1008 | 0.0022121
| Civic Offices | Assembly only services commercial window cleaning suspended platform | 1701055 | 8403376 |  | WaterUse | Window cleaning | Operational Energy | 0.072 | MJ/Y | 1 | 44 | 1 | FALSE | 1 | FALSE | [7 empty] | 9 | B7 | 0.026138 | 2.867e-09 | 0.00013499 | 6.6467e-05 | 1.55e-05 | 1.4892e-07 | 0.38806 | 0.1008 | 0.0022121
| Civic Offices | Assembly only services commercial window cleaning suspended platform | 1701055 | 8403376 |  | WaterUse | Window cleaning | Operational Energy | 0.072 | MJ/Y | 1 | 44 | 1 | FALSE | 1 | FALSE | [7 empty] | 10 | B7 | 0.026138 | 2.867e-09 | 0.00013499 | 6.6467e-05 | 1.55e-05 | 1.4892e-07 | 0.38806 | 0.1008 | 0.0022121
| Civic Offices | Assembly only services commercial window cleaning suspended platform | 1701055 | 8403376 |  | WaterUse | Window cleaning | Operational Energy | 0.072 | MJ/Y | 1 | 44 | 1 | FALSE | 1 | FALSE | [7 empty] | 11 | B7 | 0.026138 | 2.867e-09 | 0.00013499 | 6.6467e-05 | 1.55e-05 | 1.4892e-07 | 0.38806 | 0.1008 | 0.0022121
| Civic Offices | Assembly only services commercial window cleaning suspended platform | 1701055 | 8403376 |  | WaterUse | Window cleaning | Operational Energy | 0.072 | MJ/Y | 1 | 44 | 1 | FALSE | 1 | FALSE | [7 empty] | 12 | B7 | 0.026138 | 2.867e-09 | 0.00013499 | 6.6467e-05 | 1.55e-05 | 1.4892e-07 | 0.38806 | 0.1008 | 0.0022121
| Civic Offices | Assembly only services commercial window cleaning suspended platform | 1701055 | 8403376 |  | WaterUse | Window cleaning | Operational Energy | 0.072 | MJ/Y | 1 | 44 | 1 | FALSE | 1 | FALSE | [7 empty] | 13 | B7 | 0.026138 | 2.867e-09 | 0.00013499 | 6.6467e-05 | 1.55e-05 | 1.4892e-07 | 0.38806 | 0.1008 | 0.0022121
| Civic Offices | Assembly only services commercial window cleaning suspended platform | 1701055 | 8403376 |  | WaterUse | Window cleaning | Operational Energy | 0.072 | MJ/Y | 1 | 44 | 1 | FALSE | 1 | FALSE | [7 empty] | 14 | B7 | 0.026138 | 2.867e-09 | 0.00013499 | 6.6467e-05 | 1.55e-05 | 1.4892e-07 | 0.38806 | 0.1008 | 0.0022121
| Civic Offices | Assembly only services commercial window cleaning suspended platform | 1701055 | 8403376 |  | WaterUse | Window cleaning | Operational Energy | 0.072 | MJ/Y | 1 | 44 | 1 | FALSE | 1 | FALSE | [7 empty] | 15 | B7 | 0.026138 | 2.867e-09 | 0.00013499 | 6.6467e-05 | 1.55e-05 | 1.4892e-07 | 0.38806 | 0.1008 | 0.0022121
| Civic Offices | Assembly only services commercial window cleaning suspended platform | 1701055 | 8403376 |  | WaterUse | Window cleaning | Operational Energy | 0.072 | MJ/Y | 1 | 44 | 1 | FALSE | 1 | FALSE | [7 empty] | 16 | B7 | 0.026138 | 2.867e-09 | 0.00013499 | 6.6467e-05 | 1.55e-05 | 1.4892e-07 | 0.38806 | 0.1008 | 0.0022121
| Civic Offices | Assembly only services commercial window cleaning suspended platform | 1701055 | 8403376 |  | WaterUse | Window cleaning | Operational Energy | 0.072 | MJ/Y | 1 | 44 | 1 | FALSE | 1 | FALSE | [7 empty] | 17 | B7 | 0.026138 | 2.867e-09 | 0.00013499 | 6.6467e-05 | 1.55e-05 | 1.4892e-07 | 0.38806 | 0.1008 | 0.0022121
| Civic Offices | Assembly only services commercial window cleaning suspended platform | 1701055 | 8403376 |  | WaterUse | Window cleaning | Operational Energy | 0.072 | MJ/Y | 1 | 44 | 1 | FALSE | 1 | FALSE | [7 empty] | 18 | B7 | 0.026138 | 2.867e-09 | 0.00013499 | 6.6467e-05 | 1.55e-05 | 1.4892e-07 | 0.38806 | 0.1008 | 0.0022121
| Civic Offices | Assembly only services commercial window cleaning suspended platform | 1701055 | 8403376 |  | WaterUse | Window cleaning | Operational Energy | 0.072 | MJ/Y | 1 | 44 | 1 | FALSE | 1 | FALSE | [7 empty] | 19 | B7 | 0.026138 | 2.867e-09 | 0.00013499 | 6.6467e-05 | 1.55e-05 | 1.4892e-07 | 0.38806 | 0.1008 | 0.0022121
| Civic Offices | Assembly only services commercial window cleaning suspended platform | 1701055 | 8403376 |  | WaterUse | Window cleaning | Operational Energy | 0.072 | MJ/Y | 1 | 44 | 1 | FALSE | 1 | FALSE | [7 empty] | 20 | B7 | 0.026138 | 2.867e-09 | 0.00013499 | 6.6467e-05 | 1.55e-05 | 1.4892e-07 | 0.38806 | 0.1008 | 0.0022121
| Civic Offices | Assembly only services commercial window cleaning suspended platform | 1701055 | 8403376 |  | WaterUse | Window cleaning | Operational Energy | 0.072 | MJ/Y | 1 | 44 | 1 | FALSE | 1 | FALSE | [7 empty] | 21 | B7 | 0.026138 | 2.867e-09 | 0.00013499 | 6.6467e-05 | 1.55e-05 | 1.4892e-07 | 0.38806 | 0.1008 | 0.0022121
| Civic Offices | Assembly only services commercial window cleaning suspended platform | 1701055 | 8403376 |  | WaterUse | Window cleaning | Operational Energy | 0.072 | MJ/Y | 1 | 44 | 1 | FALSE | 1 | FALSE | [7 empty] | 22 | B7 | 0.026138 | 2.867e-09 | 0.00013499 | 6.6467e-05 | 1.55e-05 | 1.4892e-07 | 0.38806 | 0.1008 | 0.0022121
| Civic Offices | Assembly only services commercial window cleaning suspended platform | 1701055 | 8403376 |  | WaterUse | Window cleaning | Operational Energy | 0.072 | MJ/Y | 1 | 44 | 1 | FALSE | 1 | FALSE | [7 empty] | 23 | B7 | 0.026138 | 2.867e-09 | 0.00013499 | 6.6467e-05 | 1.55e-05 | 1.4892e-07 | 0.38806 | 0.1008 | 0.0022121
| Civic Offices | Assembly only services commercial window cleaning suspended platform | 1701055 | 8403376 |  | WaterUse | Window cleaning | Operational Energy | 0.072 | MJ/Y | 1 | 44 | 1 | FALSE | 1 | FALSE | [7 empty] | 24 | B7 | 0.026138 | 2.867e-09 | 0.00013499 | 6.6467e-05 | 1.55e-05 | 1.4892e-07 | 0.38806 | 0.1008 | 0.0022121
| Civic Offices | Assembly only services commercial window cleaning suspended platform | 1701055 | 8403376 |  | WaterUse | Window cleaning | Operational Energy | 0.072 | MJ/Y | 1 | 44 | 1 | FALSE | 1 | FALSE | [7 empty] | 25 | B7 | 0.026138 | 2.867e-09 | 0.00013499 | 6.6467e-05 | 1.55e-05 | 1.4892e-07 | 0.38806 | 0.1008 | 0.0022121
| Civic Offices | Assembly only services commercial window cleaning suspended platform | 1701055 | 8403376 |  | WaterUse | Window cleaning | Operational Energy | 0.072 | MJ/Y | 1 | 44 | 1 | FALSE | 1 | FALSE | [7 empty] | 26 | B7 | 0.026138 | 2.867e-09 | 0.00013499 | 6.6467e-05 | 1.55e-05 | 1.4892e-07 | 0.38806 | 0.1008 | 0.0022121
| Civic Offices | Assembly only services commercial window cleaning suspended platform | 1701055 | 8403376 |  | WaterUse | Window cleaning | Operational Energy | 0.072 | MJ/Y | 1 | 44 | 1 | FALSE | 1 | FALSE | [7 empty] | 27 | B7 | 0.026138 | 2.867e-09 | 0.00013499 | 6.6467e-05 | 1.55e-05 | 1.4892e-07 | 0.38806 | 0.1008 | 0.0022121
| Civic Offices | Assembly only services commercial window cleaning suspended platform | 1701055 | 8403376 |  | WaterUse | Window cleaning | Operational Energy | 0.072 | MJ/Y | 1 | 44 | 1 | FALSE | 1 | FALSE | [7 empty] | 28 | B7 | 0.026138 | 2.867e-09 | 0.00013499 | 6.6467e-05 | 1.55e-05 | 1.4892e-07 | 0.38806 | 0.1008 | 0.0022121
| Civic Offices | Assembly only services commercial window cleaning suspended platform | 1701055 | 8403376 |  | WaterUse | Window cleaning | Operational Energy | 0.072 | MJ/Y | 1 | 44 | 1 | FALSE | 1 | FALSE | [7 empty] | 29 | B7 | 0.026138 | 2.867e-09 | 0.00013499 | 6.6467e-05 | 1.55e-05 | 1.4892e-07 | 0.38806 | 0.1008 | 0.0022121
| Civic Offices | Assembly only services commercial window cleaning suspended platform | 1701055 | 8403376 |  | WaterUse | Window cleaning | Operational Energy | 0.072 | MJ/Y | 1 | 44 | 1 | FALSE | 1 | FALSE | [7 empty] | 30 | B7 | 0.026138 | 2.867e-09 | 0.00013499 | 6.6467e-05 | 1.55e-05 | 1.4892e-07 | 0.38806 | 0.1008 | 0.0022121
| Civic Offices | Assembly only services commercial window cleaning suspended platform | 1701055 | 8403376 |  | WaterUse | Window cleaning | Operational Energy | 0.072 | MJ/Y | 1 | 44 | 1 | FALSE | 1 | FALSE | [7 empty] | 31 | B7 | 0.026138 | 2.867e-09 | 0.00013499 | 6.6467e-05 | 1.55e-05 | 1.4892e-07 | 0.38806 | 0.1008 | 0.0022121
| Civic Offices | Assembly only services commercial window cleaning suspended platform | 1701055 | 8403376 |  | WaterUse | Window cleaning | Operational Energy | 0.072 | MJ/Y | 1 | 44 | 1 | FALSE | 1 | FALSE | [7 empty] | 32 | B7 | 0.026138 | 2.867e-09 | 0.00013499 | 6.6467e-05 | 1.55e-05 | 1.4892e-07 | 0.38806 | 0.1008 | 0.0022121
| Civic Offices | Assembly only services commercial window cleaning suspended platform | 1701055 | 8403376 |  | WaterUse | Window cleaning | Operational Energy | 0.072 | MJ/Y | 1 | 44 | 1 | FALSE | 1 | FALSE | [7 empty] | 33 | B7 | 0.026138 | 2.867e-09 | 0.00013499 | 6.6467e-05 | 1.55e-05 | 1.4892e-07 | 0.38806 | 0.1008 | 0.0022121
| Civic Offices | Assembly only services commercial window cleaning suspended platform | 1701055 | 8403376 |  | WaterUse | Window cleaning | Operational Energy | 0.072 | MJ/Y | 1 | 44 | 1 | FALSE | 1 | FALSE | [7 empty] | 34 | B7 | 0.026138 | 2.867e-09 | 0.00013499 | 6.6467e-05 | 1.55e-05 | 1.4892e-07 | 0.38806 | 0.1008 | 0.0022121
| Civic Offices | Assembly only services commercial window cleaning suspended platform | 1701055 | 8403376 |  | WaterUse | Window cleaning | Operational Energy | 0.072 | MJ/Y | 1 | 44 | 1 | FALSE | 1 | FALSE | [7 empty] | 35 | B7 | 0.026138 | 2.867e-09 | 0.00013499 | 6.6467e-05 | 1.55e-05 | 1.4892e-07 | 0.38806 | 0.1008 | 0.0022121
| Civic Offices | Assembly only services commercial window cleaning suspended platform | 1701055 | 8403376 |  | WaterUse | Window cleaning | Operational Energy | 0.072 | MJ/Y | 1 | 44 | 1 | FALSE | 1 | FALSE | [7 empty] | 36 | B7 | 0.026138 | 2.867e-09 | 0.00013499 | 6.6467e-05 | 1.55e-05 | 1.4892e-07 | 0.38806 | 0.1008 | 0.0022121
| Civic Offices | Assembly only services commercial window cleaning suspended platform | 1701055 | 8403376 |  | WaterUse | Window cleaning | Operational Energy | 0.072 | MJ/Y | 1 | 44 | 1 | FALSE | 1 | FALSE | [7 empty] | 37 | B7 | 0.026138 | 2.867e-09 | 0.00013499 | 6.6467e-05 | 1.55e-05 | 1.4892e-07 | 0.38806 | 0.1008 | 0.0022121
| Civic Offices | Assembly only services commercial window cleaning suspended platform | 1701055 | 8403376 |  | WaterUse | Window cleaning | Operational Energy | 0.072 | MJ/Y | 1 | 44 | 1 | FALSE | 1 | FALSE | [7 empty] | 38 | B7 | 0.026138 | 2.867e-09 | 0.00013499 | 6.6467e-05 | 1.55e-05 | 1.4892e-07 | 0.38806 | 0.1008 | 0.0022121
| Civic Offices | Assembly only services commercial window cleaning suspended platform | 1701055 | 8403376 |  | WaterUse | Window cleaning | Operational Energy | 0.072 | MJ/Y | 1 | 44 | 1 | FALSE | 1 | FALSE | [7 empty] | 39 | B7 | 0.026138 | 2.867e-09 | 0.00013499 | 6.6467e-05 | 1.55e-05 | 1.4892e-07 | 0.38806 | 0.1008 | 0.0022121
| Civic Offices | Assembly only services commercial window cleaning suspended platform | 1701055 | 8403376 |  | WaterUse | Window cleaning | Operational Energy | 0.072 | MJ/Y | 1 | 44 | 1 | FALSE | 1 | FALSE | [7 empty] | 40 | B7 | 0.026138 | 2.867e-09 | 0.00013499 | 6.6467e-05 | 1.55e-05 | 1.4892e-07 | 0.38806 | 0.1008 | 0.0022121
| Civic Offices | Assembly only services commercial window cleaning suspended platform | 1701055 | 8403376 |  | WaterUse | Window cleaning | Operational Energy | 0.072 | MJ/Y | 1 | 44 | 1 | FALSE | 1 | FALSE | [7 empty] | 41 | B7 | 0.026138 | 2.867e-09 | 0.00013499 | 6.6467e-05 | 1.55e-05 | 1.4892e-07 | 0.38806 | 0.1008 | 0.0022121
| Civic Offices | Assembly only services commercial window cleaning suspended platform | 1701055 | 8403376 |  | WaterUse | Window cleaning | Operational Energy | 0.072 | MJ/Y | 1 | 44 | 1 | FALSE | 1 | FALSE | [7 empty] | 42 | B7 | 0.026138 | 2.867e-09 | 0.00013499 | 6.6467e-05 | 1.55e-05 | 1.4892e-07 | 0.38806 | 0.1008 | 0.0022121
| Civic Offices | Assembly only services commercial window cleaning suspended platform | 1701055 | 8403376 |  | WaterUse | Window cleaning | Operational Energy | 0.072 | MJ/Y | 1 | 44 | 1 | FALSE | 1 | FALSE | [7 empty] | 43 | B7 | 0.026138 | 2.867e-09 | 0.00013499 | 6.6467e-05 | 1.55e-05 | 1.4892e-07 | 0.38806 | 0.1008 | 0.0022121
| Civic Offices | Assembly only services commercial window cleaning suspended platform | 1701055 | 8403376 |  | WaterUse | Window cleaning | Operational Energy | 0.072 | MJ/Y | 1 | 44 | 1 | FALSE | 1 | FALSE | [7 empty] | 44 | B7 | 0.026138 | 2.867e-09 | 0.00013499 | 6.6467e-05 | 1.55e-05 | 1.4892e-07 | 0.38806 | 0.1008 | 0.0022121
| Civic Offices | Assembly only services commercial window cleaning suspended platform | 1701055 | 8403376 |  | WaterUse | Window cleaning | Operational Energy | 0.072 | MJ/Y | 1 | 44 | 1 | FALSE | 1 | FALSE | [7 empty] | 45 | B7 | 0.026138 | 2.867e-09 | 0.00013499 | 6.6467e-05 | 1.55e-05 | 1.4892e-07 | 0.38806 | 0.1008 | 0.0022121
| Civic Offices | Assembly only services commercial window cleaning suspended platform | 1701055 | 8403376 |  | WaterUse | Window cleaning | Operational Energy | 0.072 | MJ/Y | 1 | 44 | 1 | FALSE | 1 | FALSE | [7 empty] | 46 | B7 | 0.026138 | 2.867e-09 | 0.00013499 | 6.6467e-05 | 1.55e-05 | 1.4892e-07 | 0.38806 | 0.1008 | 0.0022121
| Civic Offices | Assembly only services commercial window cleaning suspended platform | 1701055 | 8403376 |  | WaterUse | Window cleaning | Operational Energy | 0.072 | MJ/Y | 1 | 44 | 1 | FALSE | 1 | FALSE | [7 empty] | 47 | B7 | 0.026138 | 2.867e-09 | 0.00013499 | 6.6467e-05 | 1.55e-05 | 1.4892e-07 | 0.38806 | 0.1008 | 0.0022121
| Civic Offices | Assembly only services commercial window cleaning suspended platform | 1701055 | 8403376 |  | WaterUse | Window cleaning | Operational Energy | 0.072 | MJ/Y | 1 | 44 | 1 | FALSE | 1 | FALSE | [7 empty] | 48 | B7 | 0.026138 | 2.867e-09 | 0.00013499 | 6.6467e-05 | 1.55e-05 | 1.4892e-07 | 0.38806 | 0.1008 | 0.0022121
| Civic Offices | Assembly only services commercial window cleaning suspended platform | 1701055 | 8403376 |  | WaterUse | Window cleaning | Operational Energy | 0.072 | MJ/Y | 1 | 44 | 1 | FALSE | 1 | FALSE | [7 empty] | 49 | B7 | 0.026138 | 2.867e-09 | 0.00013499 | 6.6467e-05 | 1.55e-05 | 1.4892e-07 | 0.38806 | 0.1008 | 0.0022121
| Civic Offices | Assembly only services commercial window cleaning suspended platform | 1701055 | 8403376 |  | WaterUse | Window cleaning | Operational Energy | 0.072 | MJ/Y | 1 | 44 | 1 | FALSE | 1 | FALSE | [7 empty] | 50 | B7 | 0.026138 | 2.867e-09 | 0.00013499 | 6.6467e-05 | 1.55e-05 | 1.4892e-07 | 0.38806 | 0.1008 | 0.0022121
| Civic Offices | Assembly only services commercial window cleaning suspended platform | 1701055 | 8403376 |  | WaterUse | Window cleaning | Operational Energy | 0.072 | MJ/Y | 1 | 44 | 1 | FALSE | 1 | FALSE | [7 empty] | 51 | B7 | 0.026138 | 2.867e-09 | 0.00013499 | 6.6467e-05 | 1.55e-05 | 1.4892e-07 | 0.38806 | 0.1008 | 0.0022121
| Civic Offices | Assembly only services commercial window cleaning suspended platform | 1701055 | 8403376 |  | WaterUse | Window cleaning | Operational Energy | 0.072 | MJ/Y | 1 | 44 | 1 | FALSE | 1 | FALSE | [7 empty] | 52 | B7 | 0.026138 | 2.867e-09 | 0.00013499 | 6.6467e-05 | 1.55e-05 | 1.4892e-07 | 0.38806 | 0.1008 | 0.0022121
| Civic Offices | Assembly only services commercial window cleaning suspended platform | 1701055 | 8403376 |  | WaterUse | Window cleaning | Operational Energy | 0.072 | MJ/Y | 1 | 44 | 1 | FALSE | 1 | FALSE | [7 empty] | 53 | B7 | 0.026138 | 2.867e-09 | 0.00013499 | 6.6467e-05 | 1.55e-05 | 1.4892e-07 | 0.38806 | 0.1008 | 0.0022121
| Civic Offices | Assembly only services commercial window cleaning suspended platform | 1701055 | 8403376 |  | WaterUse | Window cleaning | Operational Energy | 0.072 | MJ/Y | 1 | 44 | 1 | FALSE | 1 | FALSE | [7 empty] | 54 | B7 | 0.026138 | 2.867e-09 | 0.00013499 | 6.6467e-05 | 1.55e-05 | 1.4892e-07 | 0.38806 | 0.1008 | 0.0022121
| Civic Offices | Assembly only services commercial window cleaning suspended platform | 1701055 | 8403376 |  | WaterUse | Window cleaning | Operational Energy | 0.072 | MJ/Y | 1 | 44 | 1 | FALSE | 1 | FALSE | [7 empty] | 55 | B7 | 0.026138 | 2.867e-09 | 0.00013499 | 6.6467e-05 | 1.55e-05 | 1.4892e-07 | 0.38806 | 0.1008 | 0.0022121
| Civic Offices | Assembly only services commercial window cleaning suspended platform | 1701055 | 8403376 |  | WaterUse | Window cleaning | Operational Energy | 0.072 | MJ/Y | 1 | 44 | 1 | FALSE | 1 | FALSE | [7 empty] | 56 | B7 | 0.026138 | 2.867e-09 | 0.00013499 | 6.6467e-05 | 1.55e-05 | 1.4892e-07 | 0.38806 | 0.1008 | 0.0022121
| Civic Offices | Assembly only services commercial window cleaning suspended platform | 1701055 | 8403376 |  | WaterUse | Window cleaning | Operational Energy | 0.072 | MJ/Y | 1 | 44 | 1 | FALSE | 1 | FALSE | [7 empty] | 57 | B7 | 0.026138 | 2.867e-09 | 0.00013499 | 6.6467e-05 | 1.55e-05 | 1.4892e-07 | 0.38806 | 0.1008 | 0.0022121
| Civic Offices | Assembly only services commercial window cleaning suspended platform | 1701055 | 8403376 |  | WaterUse | Window cleaning | Operational Energy | 0.072 | MJ/Y | 1 | 44 | 1 | FALSE | 1 | FALSE | [7 empty] | 58 | B7 | 0.026138 | 2.867e-09 | 0.00013499 | 6.6467e-05 | 1.55e-05 | 1.4892e-07 | 0.38806 | 0.1008 | 0.0022121
| Civic Offices | Assembly only services commercial window cleaning suspended platform | 1701055 | 8403376 |  | WaterUse | Window cleaning | Operational Energy | 0.072 | MJ/Y | 1 | 44 | 1 | FALSE | 1 | FALSE | [7 empty] | 59 | B7 | 0.026138 | 2.867e-09 | 0.00013499 | 6.6467e-05 | 1.55e-05 | 1.4892e-07 | 0.38806 | 0.1008 | 0.0022121
| Civic Offices | Assembly only services commercial window cleaning suspended platform | 1701055 | 8403376 |  | WaterUse | Window cleaning | Operational Energy | 0.072 | MJ/Y | 1 | 44 | 1 | FALSE | 1 | FALSE | [7 empty] | 60 | B7 | 0.026138 | 2.867e-09 | 0.00013499 | 6.6467e-05 | 1.55e-05 | 1.4892e-07 | 0.38806 | 0.1008 | 0.0022121
| Civic Offices | Assembly only services commercial window cleaning suspended platform | 1701055 | 8403377 |  | Operational | Window Cleaning and winch | Operational Energy | 8.64 | KW/H | 1 | 44 | 1 | FALSE | 1 | FALSE | [7 empty] | 1 | B6 | 5.1914 | 3.3622e-07 | 0.028148 | 0.0064565 | 0.0016021 | 6.2665e-06 | 79.9448 | 1.0504 | 0.020632
| Civic Offices | Assembly only services commercial window cleaning suspended platform | 1701055 | 8403377 |  | Operational | Window Cleaning and winch | Operational Energy | 8.64 | KW/H | 1 | 44 | 1 | FALSE | 1 | FALSE | [7 empty] | 2 | B6 | 5.1914 | 3.3622e-07 | 0.028148 | 0.0064565 | 0.0016021 | 6.2665e-06 | 79.9448 | 1.0504 | 0.020632
| Civic Offices | Assembly only services commercial window cleaning suspended platform | 1701055 | 8403377 |  | Operational | Window Cleaning and winch | Operational Energy | 8.64 | KW/H | 1 | 44 | 1 | FALSE | 1 | FALSE | [7 empty] | 3 | B6 | 5.1914 | 3.3622e-07 | 0.028148 | 0.0064565 | 0.0016021 | 6.2665e-06 | 79.9448 | 1.0504 | 0.020632
| Civic Offices | Assembly only services commercial window cleaning suspended platform | 1701055 | 8403377 |  | Operational | Window Cleaning and winch | Operational Energy | 8.64 | KW/H | 1 | 44 | 1 | FALSE | 1 | FALSE | [7 empty] | 4 | B6 | 5.1914 | 3.3622e-07 | 0.028148 | 0.0064565 | 0.0016021 | 6.2665e-06 | 79.9448 | 1.0504 | 0.020632
| Civic Offices | Assembly only services commercial window cleaning suspended platform | 1701055 | 8403377 |  | Operational | Window Cleaning and winch | Operational Energy | 8.64 | KW/H | 1 | 44 | 1 | FALSE | 1 | FALSE | [7 empty] | 5 | B6 | 5.1914 | 3.3622e-07 | 0.028148 | 0.0064565 | 0.0016021 | 6.2665e-06 | 79.9448 | 1.0504 | 0.020632
| Civic Offices | Assembly only services commercial window cleaning suspended platform | 1701055 | 8403377 |  | Operational | Window Cleaning and winch | Operational Energy | 8.64 | KW/H | 1 | 44 | 1 | FALSE | 1 | FALSE | [7 empty] | 6 | B6 | 5.1914 | 3.3622e-07 | 0.028148 | 0.0064565 | 0.0016021 | 6.2665e-06 | 79.9448 | 1.0504 | 0.020632
| Civic Offices | Assembly only services commercial window cleaning suspended platform | 1701055 | 8403377 |  | Operational | Window Cleaning and winch | Operational Energy | 8.64 | KW/H | 1 | 44 | 1 | FALSE | 1 | FALSE | [7 empty] | 7 | B6 | 5.1914 | 3.3622e-07 | 0.028148 | 0.0064565 | 0.0016021 | 6.2665e-06 | 79.9448 | 1.0504 | 0.020632
| Civic Offices | Assembly only services commercial window cleaning suspended platform | 1701055 | 8403377 |  | Operational | Window Cleaning and winch | Operational Energy | 8.64 | KW/H | 1 | 44 | 1 | FALSE | 1 | FALSE | [7 empty] | 8 | B6 | 5.1914 | 3.3622e-07 | 0.028148 | 0.0064565 | 0.0016021 | 6.2665e-06 | 79.9448 | 1.0504 | 0.020632
| Civic Offices | Assembly only services commercial window cleaning suspended platform | 1701055 | 8403377 |  | Operational | Window Cleaning and winch | Operational Energy | 8.64 | KW/H | 1 | 44 | 1 | FALSE | 1 | FALSE | [7 empty] | 9 | B6 | 5.1914 | 3.3622e-07 | 0.028148 | 0.0064565 | 0.0016021 | 6.2665e-06 | 79.9448 | 1.0504 | 0.020632
| Civic Offices | Assembly only services commercial window cleaning suspended platform | 1701055 | 8403377 |  | Operational | Window Cleaning and winch | Operational Energy | 8.64 | KW/H | 1 | 44 | 1 | FALSE | 1 | FALSE | [7 empty] | 10 | B6 | 5.1914 | 3.3622e-07 | 0.028148 | 0.0064565 | 0.0016021 | 6.2665e-06 | 79.9448 | 1.0504 | 0.020632
| Civic Offices | Assembly only services commercial window cleaning suspended platform | 1701055 | 8403377 |  | Operational | Window Cleaning and winch | Operational Energy | 8.64 | KW/H | 1 | 44 | 1 | FALSE | 1 | FALSE | [7 empty] | 11 | B6 | 5.1914 | 3.3622e-07 | 0.028148 | 0.0064565 | 0.0016021 | 6.2665e-06 | 79.9448 | 1.0504 | 0.020632
| Civic Offices | Assembly only services commercial window cleaning suspended platform | 1701055 | 8403377 |  | Operational | Window Cleaning and winch | Operational Energy | 8.64 | KW/H | 1 | 44 | 1 | FALSE | 1 | FALSE | [7 empty] | 12 | B6 | 5.1914 | 3.3622e-07 | 0.028148 | 0.0064565 | 0.0016021 | 6.2665e-06 | 79.9448 | 1.0504 | 0.020632
| Civic Offices | Assembly only services commercial window cleaning suspended platform | 1701055 | 8403377 |  | Operational | Window Cleaning and winch | Operational Energy | 8.64 | KW/H | 1 | 44 | 1 | FALSE | 1 | FALSE | [7 empty] | 13 | B6 | 5.1914 | 3.3622e-07 | 0.028148 | 0.0064565 | 0.0016021 | 6.2665e-06 | 79.9448 | 1.0504 | 0.020632
| Civic Offices | Assembly only services commercial window cleaning suspended platform | 1701055 | 8403377 |  | Operational | Window Cleaning and winch | Operational Energy | 8.64 | KW/H | 1 | 44 | 1 | FALSE | 1 | FALSE | [7 empty] | 14 | B6 | 5.1914 | 3.3622e-07 | 0.028148 | 0.0064565 | 0.0016021 | 6.2665e-06 | 79.9448 | 1.0504 | 0.020632
| Civic Offices | Assembly only services commercial window cleaning suspended platform | 1701055 | 8403377 |  | Operational | Window Cleaning and winch | Operational Energy | 8.64 | KW/H | 1 | 44 | 1 | FALSE | 1 | FALSE | [7 empty] | 15 | B6 | 5.1914 | 3.3622e-07 | 0.028148 | 0.0064565 | 0.0016021 | 6.2665e-06 | 79.9448 | 1.0504 | 0.020632
| Civic Offices | Assembly only services commercial window cleaning suspended platform | 1701055 | 8403377 |  | Operational | Window Cleaning and winch | Operational Energy | 8.64 | KW/H | 1 | 44 | 1 | FALSE | 1 | FALSE | [7 empty] | 16 | B6 | 5.1914 | 3.3622e-07 | 0.028148 | 0.0064565 | 0.0016021 | 6.2665e-06 | 79.9448 | 1.0504 | 0.020632
| Civic Offices | Assembly only services commercial window cleaning suspended platform | 1701055 | 8403377 |  | Operational | Window Cleaning and winch | Operational Energy | 8.64 | KW/H | 1 | 44 | 1 | FALSE | 1 | FALSE | [7 empty] | 17 | B6 | 5.1914 | 3.3622e-07 | 0.028148 | 0.0064565 | 0.0016021 | 6.2665e-06 | 79.9448 | 1.0504 | 0.020632
| Civic Offices | Assembly only services commercial window cleaning suspended platform | 1701055 | 8403377 |  | Operational | Window Cleaning and winch | Operational Energy | 8.64 | KW/H | 1 | 44 | 1 | FALSE | 1 | FALSE | [7 empty] | 18 | B6 | 5.1914 | 3.3622e-07 | 0.028148 | 0.0064565 | 0.0016021 | 6.2665e-06 | 79.9448 | 1.0504 | 0.020632
| Civic Offices | Assembly only services commercial window cleaning suspended platform | 1701055 | 8403377 |  | Operational | Window Cleaning and winch | Operational Energy | 8.64 | KW/H | 1 | 44 | 1 | FALSE | 1 | FALSE | [7 empty] | 19 | B6 | 5.1914 | 3.3622e-07 | 0.028148 | 0.0064565 | 0.0016021 | 6.2665e-06 | 79.9448 | 1.0504 | 0.020632
| Civic Offices | Assembly only services commercial window cleaning suspended platform | 1701055 | 8403377 |  | Operational | Window Cleaning and winch | Operational Energy | 8.64 | KW/H | 1 | 44 | 1 | FALSE | 1 | FALSE | [7 empty] | 20 | B6 | 5.1914 | 3.3622e-07 | 0.028148 | 0.0064565 | 0.0016021 | 6.2665e-06 | 79.9448 | 1.0504 | 0.020632
| Civic Offices | Assembly only services commercial window cleaning suspended platform | 1701055 | 8403377 |  | Operational | Window Cleaning and winch | Operational Energy | 8.64 | KW/H | 1 | 44 | 1 | FALSE | 1 | FALSE | [7 empty] | 21 | B6 | 5.1914 | 3.3622e-07 | 0.028148 | 0.0064565 | 0.0016021 | 6.2665e-06 | 79.9448 | 1.0504 | 0.020632
| Civic Offices | Assembly only services commercial window cleaning suspended platform | 1701055 | 8403377 |  | Operational | Window Cleaning and winch | Operational Energy | 8.64 | KW/H | 1 | 44 | 1 | FALSE | 1 | FALSE | [7 empty] | 22 | B6 | 5.1914 | 3.3622e-07 | 0.028148 | 0.0064565 | 0.0016021 | 6.2665e-06 | 79.9448 | 1.0504 | 0.020632
| Civic Offices | Assembly only services commercial window cleaning suspended platform | 1701055 | 8403377 |  | Operational | Window Cleaning and winch | Operational Energy | 8.64 | KW/H | 1 | 44 | 1 | FALSE | 1 | FALSE | [7 empty] | 23 | B6 | 5.1914 | 3.3622e-07 | 0.028148 | 0.0064565 | 0.0016021 | 6.2665e-06 | 79.9448 | 1.0504 | 0.020632
| Civic Offices | Assembly only services commercial window cleaning suspended platform | 1701055 | 8403377 |  | Operational | Window Cleaning and winch | Operational Energy | 8.64 | KW/H | 1 | 44 | 1 | FALSE | 1 | FALSE | [7 empty] | 24 | B6 | 5.1914 | 3.3622e-07 | 0.028148 | 0.0064565 | 0.0016021 | 6.2665e-06 | 79.9448 | 1.0504 | 0.020632
| Civic Offices | Assembly only services commercial window cleaning suspended platform | 1701055 | 8403377 |  | Operational | Window Cleaning and winch | Operational Energy | 8.64 | KW/H | 1 | 44 | 1 | FALSE | 1 | FALSE | [7 empty] | 25 | B6 | 5.1914 | 3.3622e-07 | 0.028148 | 0.0064565 | 0.0016021 | 6.2665e-06 | 79.9448 | 1.0504 | 0.020632
| Civic Offices | Assembly only services commercial window cleaning suspended platform | 1701055 | 8403377 |  | Operational | Window Cleaning and winch | Operational Energy | 8.64 | KW/H | 1 | 44 | 1 | FALSE | 1 | FALSE | [7 empty] | 26 | B6 | 5.1914 | 3.3622e-07 | 0.028148 | 0.0064565 | 0.0016021 | 6.2665e-06 | 79.9448 | 1.0504 | 0.020632
| Civic Offices | Assembly only services commercial window cleaning suspended platform | 1701055 | 8403377 |  | Operational | Window Cleaning and winch | Operational Energy | 8.64 | KW/H | 1 | 44 | 1 | FALSE | 1 | FALSE | [7 empty] | 27 | B6 | 5.1914 | 3.3622e-07 | 0.028148 | 0.0064565 | 0.0016021 | 6.2665e-06 | 79.9448 | 1.0504 | 0.020632
| Civic Offices | Assembly only services commercial window cleaning suspended platform | 1701055 | 8403377 |  | Operational | Window Cleaning and winch | Operational Energy | 8.64 | KW/H | 1 | 44 | 1 | FALSE | 1 | FALSE | [7 empty] | 28 | B6 | 5.1914 | 3.3622e-07 | 0.028148 | 0.0064565 | 0.0016021 | 6.2665e-06 | 79.9448 | 1.0504 | 0.020632
| Civic Offices | Assembly only services commercial window cleaning suspended platform | 1701055 | 8403377 |  | Operational | Window Cleaning and winch | Operational Energy | 8.64 | KW/H | 1 | 44 | 1 | FALSE | 1 | FALSE | [7 empty] | 29 | B6 | 5.1914 | 3.3622e-07 | 0.028148 | 0.0064565 | 0.0016021 | 6.2665e-06 | 79.9448 | 1.0504 | 0.020632
| Civic Offices | Assembly only services commercial window cleaning suspended platform | 1701055 | 8403377 |  | Operational | Window Cleaning and winch | Operational Energy | 8.64 | KW/H | 1 | 44 | 1 | FALSE | 1 | FALSE | [7 empty] | 30 | B6 | 5.1914 | 3.3622e-07 | 0.028148 | 0.0064565 | 0.0016021 | 6.2665e-06 | 79.9448 | 1.0504 | 0.020632
| Civic Offices | Assembly only services commercial window cleaning suspended platform | 1701055 | 8403377 |  | Operational | Window Cleaning and winch | Operational Energy | 8.64 | KW/H | 1 | 44 | 1 | FALSE | 1 | FALSE | [7 empty] | 31 | B6 | 5.1914 | 3.3622e-07 | 0.028148 | 0.0064565 | 0.0016021 | 6.2665e-06 | 79.9448 | 1.0504 | 0.020632
| Civic Offices | Assembly only services commercial window cleaning suspended platform | 1701055 | 8403377 |  | Operational | Window Cleaning and winch | Operational Energy | 8.64 | KW/H | 1 | 44 | 1 | FALSE | 1 | FALSE | [7 empty] | 32 | B6 | 5.1914 | 3.3622e-07 | 0.028148 | 0.0064565 | 0.0016021 | 6.2665e-06 | 79.9448 | 1.0504 | 0.020632
| Civic Offices | Assembly only services commercial window cleaning suspended platform | 1701055 | 8403377 |  | Operational | Window Cleaning and winch | Operational Energy | 8.64 | KW/H | 1 | 44 | 1 | FALSE | 1 | FALSE | [7 empty] | 33 | B6 | 5.1914 | 3.3622e-07 | 0.028148 | 0.0064565 | 0.0016021 | 6.2665e-06 | 79.9448 | 1.0504 | 0.020632
| Civic Offices | Assembly only services commercial window cleaning suspended platform | 1701055 | 8403377 |  | Operational | Window Cleaning and winch | Operational Energy | 8.64 | KW/H | 1 | 44 | 1 | FALSE | 1 | FALSE | [7 empty] | 34 | B6 | 5.1914 | 3.3622e-07 | 0.028148 | 0.0064565 | 0.0016021 | 6.2665e-06 | 79.9448 | 1.0504 | 0.020632
| Civic Offices | Assembly only services commercial window cleaning suspended platform | 1701055 | 8403377 |  | Operational | Window Cleaning and winch | Operational Energy | 8.64 | KW/H | 1 | 44 | 1 | FALSE | 1 | FALSE | [7 empty] | 35 | B6 | 5.1914 | 3.3622e-07 | 0.028148 | 0.0064565 | 0.0016021 | 6.2665e-06 | 79.9448 | 1.0504 | 0.020632
| Civic Offices | Assembly only services commercial window cleaning suspended platform | 1701055 | 8403377 |  | Operational | Window Cleaning and winch | Operational Energy | 8.64 | KW/H | 1 | 44 | 1 | FALSE | 1 | FALSE | [7 empty] | 36 | B6 | 5.1914 | 3.3622e-07 | 0.028148 | 0.0064565 | 0.0016021 | 6.2665e-06 | 79.9448 | 1.0504 | 0.020632
| Civic Offices | Assembly only services commercial window cleaning suspended platform | 1701055 | 8403377 |  | Operational | Window Cleaning and winch | Operational Energy | 8.64 | KW/H | 1 | 44 | 1 | FALSE | 1 | FALSE | [7 empty] | 37 | B6 | 5.1914 | 3.3622e-07 | 0.028148 | 0.0064565 | 0.0016021 | 6.2665e-06 | 79.9448 | 1.0504 | 0.020632
| Civic Offices | Assembly only services commercial window cleaning suspended platform | 1701055 | 8403377 |  | Operational | Window Cleaning and winch | Operational Energy | 8.64 | KW/H | 1 | 44 | 1 | FALSE | 1 | FALSE | [7 empty] | 38 | B6 | 5.1914 | 3.3622e-07 | 0.028148 | 0.0064565 | 0.0016021 | 6.2665e-06 | 79.9448 | 1.0504 | 0.020632
| Civic Offices | Assembly only services commercial window cleaning suspended platform | 1701055 | 8403377 |  | Operational | Window Cleaning and winch | Operational Energy | 8.64 | KW/H | 1 | 44 | 1 | FALSE | 1 | FALSE | [7 empty] | 39 | B6 | 5.1914 | 3.3622e-07 | 0.028148 | 0.0064565 | 0.0016021 | 6.2665e-06 | 79.9448 | 1.0504 | 0.020632
| Civic Offices | Assembly only services commercial window cleaning suspended platform | 1701055 | 8403377 |  | Operational | Window Cleaning and winch | Operational Energy | 8.64 | KW/H | 1 | 44 | 1 | FALSE | 1 | FALSE | [7 empty] | 40 | B6 | 5.1914 | 3.3622e-07 | 0.028148 | 0.0064565 | 0.0016021 | 6.2665e-06 | 79.9448 | 1.0504 | 0.020632
| Civic Offices | Assembly only services commercial window cleaning suspended platform | 1701055 | 8403377 |  | Operational | Window Cleaning and winch | Operational Energy | 8.64 | KW/H | 1 | 44 | 1 | FALSE | 1 | FALSE | [7 empty] | 41 | B6 | 5.1914 | 3.3622e-07 | 0.028148 | 0.0064565 | 0.0016021 | 6.2665e-06 | 79.9448 | 1.0504 | 0.020632
| Civic Offices | Assembly only services commercial window cleaning suspended platform | 1701055 | 8403377 |  | Operational | Window Cleaning and winch | Operational Energy | 8.64 | KW/H | 1 | 44 | 1 | FALSE | 1 | FALSE | [7 empty] | 42 | B6 | 5.1914 | 3.3622e-07 | 0.028148 | 0.0064565 | 0.0016021 | 6.2665e-06 | 79.9448 | 1.0504 | 0.020632
| Civic Offices | Assembly only services commercial window cleaning suspended platform | 1701055 | 8403377 |  | Operational | Window Cleaning and winch | Operational Energy | 8.64 | KW/H | 1 | 44 | 1 | FALSE | 1 | FALSE | [7 empty] | 43 | B6 | 5.1914 | 3.3622e-07 | 0.028148 | 0.0064565 | 0.0016021 | 6.2665e-06 | 79.9448 | 1.0504 | 0.020632
| Civic Offices | Assembly only services commercial window cleaning suspended platform | 1701055 | 8403377 |  | Operational | Window Cleaning and winch | Operational Energy | 8.64 | KW/H | 1 | 44 | 1 | FALSE | 1 | FALSE | [7 empty] | 44 | B6 | 5.1914 | 3.3622e-07 | 0.028148 | 0.0064565 | 0.0016021 | 6.2665e-06 | 79.9448 | 1.0504 | 0.020632
| Civic Offices | Assembly only services commercial window cleaning suspended platform | 1701055 | 8403377 |  | Operational | Window Cleaning and winch | Operational Energy | 8.64 | KW/H | 1 | 44 | 1 | FALSE | 1 | FALSE | [7 empty] | 45 | B6 | 5.1914 | 3.3622e-07 | 0.028148 | 0.0064565 | 0.0016021 | 6.2665e-06 | 79.9448 | 1.0504 | 0.020632
| Civic Offices | Assembly only services commercial window cleaning suspended platform | 1701055 | 8403377 |  | Operational | Window Cleaning and winch | Operational Energy | 8.64 | KW/H | 1 | 44 | 1 | FALSE | 1 | FALSE | [7 empty] | 46 | B6 | 5.1914 | 3.3622e-07 | 0.028148 | 0.0064565 | 0.0016021 | 6.2665e-06 | 79.9448 | 1.0504 | 0.020632
| Civic Offices | Assembly only services commercial window cleaning suspended platform | 1701055 | 8403377 |  | Operational | Window Cleaning and winch | Operational Energy | 8.64 | KW/H | 1 | 44 | 1 | FALSE | 1 | FALSE | [7 empty] | 47 | B6 | 5.1914 | 3.3622e-07 | 0.028148 | 0.0064565 | 0.0016021 | 6.2665e-06 | 79.9448 | 1.0504 | 0.020632
| Civic Offices | Assembly only services commercial window cleaning suspended platform | 1701055 | 8403377 |  | Operational | Window Cleaning and winch | Operational Energy | 8.64 | KW/H | 1 | 44 | 1 | FALSE | 1 | FALSE | [7 empty] | 48 | B6 | 5.1914 | 3.3622e-07 | 0.028148 | 0.0064565 | 0.0016021 | 6.2665e-06 | 79.9448 | 1.0504 | 0.020632
| Civic Offices | Assembly only services commercial window cleaning suspended platform | 1701055 | 8403377 |  | Operational | Window Cleaning and winch | Operational Energy | 8.64 | KW/H | 1 | 44 | 1 | FALSE | 1 | FALSE | [7 empty] | 49 | B6 | 5.1914 | 3.3622e-07 | 0.028148 | 0.0064565 | 0.0016021 | 6.2665e-06 | 79.9448 | 1.0504 | 0.020632
| Civic Offices | Assembly only services commercial window cleaning suspended platform | 1701055 | 8403377 |  | Operational | Window Cleaning and winch | Operational Energy | 8.64 | KW/H | 1 | 44 | 1 | FALSE | 1 | FALSE | [7 empty] | 50 | B6 | 5.1914 | 3.3622e-07 | 0.028148 | 0.0064565 | 0.0016021 | 6.2665e-06 | 79.9448 | 1.0504 | 0.020632
| Civic Offices | Assembly only services commercial window cleaning suspended platform | 1701055 | 8403377 |  | Operational | Window Cleaning and winch | Operational Energy | 8.64 | KW/H | 1 | 44 | 1 | FALSE | 1 | FALSE | [7 empty] | 51 | B6 | 5.1914 | 3.3622e-07 | 0.028148 | 0.0064565 | 0.0016021 | 6.2665e-06 | 79.9448 | 1.0504 | 0.020632
| Civic Offices | Assembly only services commercial window cleaning suspended platform | 1701055 | 8403377 |  | Operational | Window Cleaning and winch | Operational Energy | 8.64 | KW/H | 1 | 44 | 1 | FALSE | 1 | FALSE | [7 empty] | 52 | B6 | 5.1914 | 3.3622e-07 | 0.028148 | 0.0064565 | 0.0016021 | 6.2665e-06 | 79.9448 | 1.0504 | 0.020632
| Civic Offices | Assembly only services commercial window cleaning suspended platform | 1701055 | 8403377 |  | Operational | Window Cleaning and winch | Operational Energy | 8.64 | KW/H | 1 | 44 | 1 | FALSE | 1 | FALSE | [7 empty] | 53 | B6 | 5.1914 | 3.3622e-07 | 0.028148 | 0.0064565 | 0.0016021 | 6.2665e-06 | 79.9448 | 1.0504 | 0.020632
| Civic Offices | Assembly only services commercial window cleaning suspended platform | 1701055 | 8403377 |  | Operational | Window Cleaning and winch | Operational Energy | 8.64 | KW/H | 1 | 44 | 1 | FALSE | 1 | FALSE | [7 empty] | 54 | B6 | 5.1914 | 3.3622e-07 | 0.028148 | 0.0064565 | 0.0016021 | 6.2665e-06 | 79.9448 | 1.0504 | 0.020632
| Civic Offices | Assembly only services commercial window cleaning suspended platform | 1701055 | 8403377 |  | Operational | Window Cleaning and winch | Operational Energy | 8.64 | KW/H | 1 | 44 | 1 | FALSE | 1 | FALSE | [7 empty] | 55 | B6 | 5.1914 | 3.3622e-07 | 0.028148 | 0.0064565 | 0.0016021 | 6.2665e-06 | 79.9448 | 1.0504 | 0.020632
| Civic Offices | Assembly only services commercial window cleaning suspended platform | 1701055 | 8403377 |  | Operational | Window Cleaning and winch | Operational Energy | 8.64 | KW/H | 1 | 44 | 1 | FALSE | 1 | FALSE | [7 empty] | 56 | B6 | 5.1914 | 3.3622e-07 | 0.028148 | 0.0064565 | 0.0016021 | 6.2665e-06 | 79.9448 | 1.0504 | 0.020632
| Civic Offices | Assembly only services commercial window cleaning suspended platform | 1701055 | 8403377 |  | Operational | Window Cleaning and winch | Operational Energy | 8.64 | KW/H | 1 | 44 | 1 | FALSE | 1 | FALSE | [7 empty] | 57 | B6 | 5.1914 | 3.3622e-07 | 0.028148 | 0.0064565 | 0.0016021 | 6.2665e-06 | 79.9448 | 1.0504 | 0.020632
| Civic Offices | Assembly only services commercial window cleaning suspended platform | 1701055 | 8403377 |  | Operational | Window Cleaning and winch | Operational Energy | 8.64 | KW/H | 1 | 44 | 1 | FALSE | 1 | FALSE | [7 empty] | 58 | B6 | 5.1914 | 3.3622e-07 | 0.028148 | 0.0064565 | 0.0016021 | 6.2665e-06 | 79.9448 | 1.0504 | 0.020632
| Civic Offices | Assembly only services commercial window cleaning suspended platform | 1701055 | 8403377 |  | Operational | Window Cleaning and winch | Operational Energy | 8.64 | KW/H | 1 | 44 | 1 | FALSE | 1 | FALSE | [7 empty] | 59 | B6 | 5.1914 | 3.3622e-07 | 0.028148 | 0.0064565 | 0.0016021 | 6.2665e-06 | 79.9448 | 1.0504 | 0.020632
| Civic Offices | Assembly only services commercial window cleaning suspended platform | 1701055 | 8403377 |  | Operational | Window Cleaning and winch | Operational Energy | 8.64 | KW/H | 1 | 44 | 1 | FALSE | 1 | FALSE | [7 empty] | 60 | B6 | 5.1914 | 3.3622e-07 | 0.028148 | 0.0064565 | 0.0016021 | 6.2665e-06 | 79.9448 | 1.0504 | 0.020632
| Civic Offices | Assembly only services commercial window cleaning suspended platform | 1701064 | 8403393 |  | WaterUse | Window cleaning | Operational Energy | 1.552 | MJ/Y | 1 | 44 | 1 | FALSE | 1 | FALSE | [7 empty] | 1 | B7 | 0.56342 | 6.1799e-08 | 0.0029097 | 0.0014327 | 0.00033411 | 3.21e-06 | 8.3649 | 2.1728 | 0.047684
| Civic Offices | Assembly only services commercial window cleaning suspended platform | 1701064 | 8403393 |  | WaterUse | Window cleaning | Operational Energy | 1.552 | MJ/Y | 1 | 44 | 1 | FALSE | 1 | FALSE | [7 empty] | 2 | B7 | 0.56342 | 6.1799e-08 | 0.0029097 | 0.0014327 | 0.00033411 | 3.21e-06 | 8.3649 | 2.1728 | 0.047684
| Civic Offices | Assembly only services commercial window cleaning suspended platform | 1701064 | 8403393 |  | WaterUse | Window cleaning | Operational Energy | 1.552 | MJ/Y | 1 | 44 | 1 | FALSE | 1 | FALSE | [7 empty] | 3 | B7 | 0.56342 | 6.1799e-08 | 0.0029097 | 0.0014327 | 0.00033411 | 3.21e-06 | 8.3649 | 2.1728 | 0.047684
| Civic Offices | Assembly only services commercial window cleaning suspended platform | 1701064 | 8403393 |  | WaterUse | Window cleaning | Operational Energy | 1.552 | MJ/Y | 1 | 44 | 1 | FALSE | 1 | FALSE | [7 empty] | 4 | B7 | 0.56342 | 6.1799e-08 | 0.0029097 | 0.0014327 | 0.00033411 | 3.21e-06 | 8.3649 | 2.1728 | 0.047684
| Civic Offices | Assembly only services commercial window cleaning suspended platform | 1701064 | 8403393 |  | WaterUse | Window cleaning | Operational Energy | 1.552 | MJ/Y | 1 | 44 | 1 | FALSE | 1 | FALSE | [7 empty] | 5 | B7 | 0.56342 | 6.1799e-08 | 0.0029097 | 0.0014327 | 0.00033411 | 3.21e-06 | 8.3649 | 2.1728 | 0.047684
| Civic Offices | Assembly only services commercial window cleaning suspended platform | 1701064 | 8403393 |  | WaterUse | Window cleaning | Operational Energy | 1.552 | MJ/Y | 1 | 44 | 1 | FALSE | 1 | FALSE | [7 empty] | 6 | B7 | 0.56342 | 6.1799e-08 | 0.0029097 | 0.0014327 | 0.00033411 | 3.21e-06 | 8.3649 | 2.1728 | 0.047684
| Civic Offices | Assembly only services commercial window cleaning suspended platform | 1701064 | 8403393 |  | WaterUse | Window cleaning | Operational Energy | 1.552 | MJ/Y | 1 | 44 | 1 | FALSE | 1 | FALSE | [7 empty] | 7 | B7 | 0.56342 | 6.1799e-08 | 0.0029097 | 0.0014327 | 0.00033411 | 3.21e-06 | 8.3649 | 2.1728 | 0.047684
| Civic Offices | Assembly only services commercial window cleaning suspended platform | 1701064 | 8403393 |  | WaterUse | Window cleaning | Operational Energy | 1.552 | MJ/Y | 1 | 44 | 1 | FALSE | 1 | FALSE | [7 empty] | 8 | B7 | 0.56342 | 6.1799e-08 | 0.0029097 | 0.0014327 | 0.00033411 | 3.21e-06 | 8.3649 | 2.1728 | 0.047684
| Civic Offices | Assembly only services commercial window cleaning suspended platform | 1701064 | 8403393 |  | WaterUse | Window cleaning | Operational Energy | 1.552 | MJ/Y | 1 | 44 | 1 | FALSE | 1 | FALSE | [7 empty] | 9 | B7 | 0.56342 | 6.1799e-08 | 0.0029097 | 0.0014327 | 0.00033411 | 3.21e-06 | 8.3649 | 2.1728 | 0.047684
| Civic Offices | Assembly only services commercial window cleaning suspended platform | 1701064 | 8403393 |  | WaterUse | Window cleaning | Operational Energy | 1.552 | MJ/Y | 1 | 44 | 1 | FALSE | 1 | FALSE | [7 empty] | 10 | B7 | 0.56342 | 6.1799e-08 | 0.0029097 | 0.0014327 | 0.00033411 | 3.21e-06 | 8.3649 | 2.1728 | 0.047684
| Civic Offices | Assembly only services commercial window cleaning suspended platform | 1701064 | 8403393 |  | WaterUse | Window cleaning | Operational Energy | 1.552 | MJ/Y | 1 | 44 | 1 | FALSE | 1 | FALSE | [7 empty] | 11 | B7 | 0.56342 | 6.1799e-08 | 0.0029097 | 0.0014327 | 0.00033411 | 3.21e-06 | 8.3649 | 2.1728 | 0.047684
| Civic Offices | Assembly only services commercial window cleaning suspended platform | 1701064 | 8403393 |  | WaterUse | Window cleaning | Operational Energy | 1.552 | MJ/Y | 1 | 44 | 1 | FALSE | 1 | FALSE | [7 empty] | 12 | B7 | 0.56342 | 6.1799e-08 | 0.0029097 | 0.0014327 | 0.00033411 | 3.21e-06 | 8.3649 | 2.1728 | 0.047684
| Civic Offices | Assembly only services commercial window cleaning suspended platform | 1701064 | 8403393 |  | WaterUse | Window cleaning | Operational Energy | 1.552 | MJ/Y | 1 | 44 | 1 | FALSE | 1 | FALSE | [7 empty] | 13 | B7 | 0.56342 | 6.1799e-08 | 0.0029097 | 0.0014327 | 0.00033411 | 3.21e-06 | 8.3649 | 2.1728 | 0.047684
| Civic Offices | Assembly only services commercial window cleaning suspended platform | 1701064 | 8403393 |  | WaterUse | Window cleaning | Operational Energy | 1.552 | MJ/Y | 1 | 44 | 1 | FALSE | 1 | FALSE | [7 empty] | 14 | B7 | 0.56342 | 6.1799e-08 | 0.0029097 | 0.0014327 | 0.00033411 | 3.21e-06 | 8.3649 | 2.1728 | 0.047684
| Civic Offices | Assembly only services commercial window cleaning suspended platform | 1701064 | 8403393 |  | WaterUse | Window cleaning | Operational Energy | 1.552 | MJ/Y | 1 | 44 | 1 | FALSE | 1 | FALSE | [7 empty] | 15 | B7 | 0.56342 | 6.1799e-08 | 0.0029097 | 0.0014327 | 0.00033411 | 3.21e-06 | 8.3649 | 2.1728 | 0.047684
| Civic Offices | Assembly only services commercial window cleaning suspended platform | 1701064 | 8403393 |  | WaterUse | Window cleaning | Operational Energy | 1.552 | MJ/Y | 1 | 44 | 1 | FALSE | 1 | FALSE | [7 empty] | 16 | B7 | 0.56342 | 6.1799e-08 | 0.0029097 | 0.0014327 | 0.00033411 | 3.21e-06 | 8.3649 | 2.1728 | 0.047684
| Civic Offices | Assembly only services commercial window cleaning suspended platform | 1701064 | 8403393 |  | WaterUse | Window cleaning | Operational Energy | 1.552 | MJ/Y | 1 | 44 | 1 | FALSE | 1 | FALSE | [7 empty] | 17 | B7 | 0.56342 | 6.1799e-08 | 0.0029097 | 0.0014327 | 0.00033411 | 3.21e-06 | 8.3649 | 2.1728 | 0.047684
| Civic Offices | Assembly only services commercial window cleaning suspended platform | 1701064 | 8403393 |  | WaterUse | Window cleaning | Operational Energy | 1.552 | MJ/Y | 1 | 44 | 1 | FALSE | 1 | FALSE | [7 empty] | 18 | B7 | 0.56342 | 6.1799e-08 | 0.0029097 | 0.0014327 | 0.00033411 | 3.21e-06 | 8.3649 | 2.1728 | 0.047684
| Civic Offices | Assembly only services commercial window cleaning suspended platform | 1701064 | 8403393 |  | WaterUse | Window cleaning | Operational Energy | 1.552 | MJ/Y | 1 | 44 | 1 | FALSE | 1 | FALSE | [7 empty] | 19 | B7 | 0.56342 | 6.1799e-08 | 0.0029097 | 0.0014327 | 0.00033411 | 3.21e-06 | 8.3649 | 2.1728 | 0.047684
| Civic Offices | Assembly only services commercial window cleaning suspended platform | 1701064 | 8403393 |  | WaterUse | Window cleaning | Operational Energy | 1.552 | MJ/Y | 1 | 44 | 1 | FALSE | 1 | FALSE | [7 empty] | 20 | B7 | 0.56342 | 6.1799e-08 | 0.0029097 | 0.0014327 | 0.00033411 | 3.21e-06 | 8.3649 | 2.1728 | 0.047684
| Civic Offices | Assembly only services commercial window cleaning suspended platform | 1701064 | 8403393 |  | WaterUse | Window cleaning | Operational Energy | 1.552 | MJ/Y | 1 | 44 | 1 | FALSE | 1 | FALSE | [7 empty] | 21 | B7 | 0.56342 | 6.1799e-08 | 0.0029097 | 0.0014327 | 0.00033411 | 3.21e-06 | 8.3649 | 2.1728 | 0.047684
| Civic Offices | Assembly only services commercial window cleaning suspended platform | 1701064 | 8403393 |  | WaterUse | Window cleaning | Operational Energy | 1.552 | MJ/Y | 1 | 44 | 1 | FALSE | 1 | FALSE | [7 empty] | 22 | B7 | 0.56342 | 6.1799e-08 | 0.0029097 | 0.0014327 | 0.00033411 | 3.21e-06 | 8.3649 | 2.1728 | 0.047684
| Civic Offices | Assembly only services commercial window cleaning suspended platform | 1701064 | 8403393 |  | WaterUse | Window cleaning | Operational Energy | 1.552 | MJ/Y | 1 | 44 | 1 | FALSE | 1 | FALSE | [7 empty] | 23 | B7 | 0.56342 | 6.1799e-08 | 0.0029097 | 0.0014327 | 0.00033411 | 3.21e-06 | 8.3649 | 2.1728 | 0.047684
| Civic Offices | Assembly only services commercial window cleaning suspended platform | 1701064 | 8403393 |  | WaterUse | Window cleaning | Operational Energy | 1.552 | MJ/Y | 1 | 44 | 1 | FALSE | 1 | FALSE | [7 empty] | 24 | B7 | 0.56342 | 6.1799e-08 | 0.0029097 | 0.0014327 | 0.00033411 | 3.21e-06 | 8.3649 | 2.1728 | 0.047684
| Civic Offices | Assembly only services commercial window cleaning suspended platform | 1701064 | 8403393 |  | WaterUse | Window cleaning | Operational Energy | 1.552 | MJ/Y | 1 | 44 | 1 | FALSE | 1 | FALSE | [7 empty] | 25 | B7 | 0.56342 | 6.1799e-08 | 0.0029097 | 0.0014327 | 0.00033411 | 3.21e-06 | 8.3649 | 2.1728 | 0.047684
| Civic Offices | Assembly only services commercial window cleaning suspended platform | 1701064 | 8403393 |  | WaterUse | Window cleaning | Operational Energy | 1.552 | MJ/Y | 1 | 44 | 1 | FALSE | 1 | FALSE | [7 empty] | 26 | B7 | 0.56342 | 6.1799e-08 | 0.0029097 | 0.0014327 | 0.00033411 | 3.21e-06 | 8.3649 | 2.1728 | 0.047684
| Civic Offices | Assembly only services commercial window cleaning suspended platform | 1701064 | 8403393 |  | WaterUse | Window cleaning | Operational Energy | 1.552 | MJ/Y | 1 | 44 | 1 | FALSE | 1 | FALSE | [7 empty] | 27 | B7 | 0.56342 | 6.1799e-08 | 0.0029097 | 0.0014327 | 0.00033411 | 3.21e-06 | 8.3649 | 2.1728 | 0.047684
| Civic Offices | Assembly only services commercial window cleaning suspended platform | 1701064 | 8403393 |  | WaterUse | Window cleaning | Operational Energy | 1.552 | MJ/Y | 1 | 44 | 1 | FALSE | 1 | FALSE | [7 empty] | 28 | B7 | 0.56342 | 6.1799e-08 | 0.0029097 | 0.0014327 | 0.00033411 | 3.21e-06 | 8.3649 | 2.1728 | 0.047684
| Civic Offices | Assembly only services commercial window cleaning suspended platform | 1701064 | 8403393 |  | WaterUse | Window cleaning | Operational Energy | 1.552 | MJ/Y | 1 | 44 | 1 | FALSE | 1 | FALSE | [7 empty] | 29 | B7 | 0.56342 | 6.1799e-08 | 0.0029097 | 0.0014327 | 0.00033411 | 3.21e-06 | 8.3649 | 2.1728 | 0.047684
| Civic Offices | Assembly only services commercial window cleaning suspended platform | 1701064 | 8403393 |  | WaterUse | Window cleaning | Operational Energy | 1.552 | MJ/Y | 1 | 44 | 1 | FALSE | 1 | FALSE | [7 empty] | 30 | B7 | 0.56342 | 6.1799e-08 | 0.0029097 | 0.0014327 | 0.00033411 | 3.21e-06 | 8.3649 | 2.1728 | 0.047684
| Civic Offices | Assembly only services commercial window cleaning suspended platform | 1701064 | 8403393 |  | WaterUse | Window cleaning | Operational Energy | 1.552 | MJ/Y | 1 | 44 | 1 | FALSE | 1 | FALSE | [7 empty] | 31 | B7 | 0.56342 | 6.1799e-08 | 0.0029097 | 0.0014327 | 0.00033411 | 3.21e-06 | 8.3649 | 2.1728 | 0.047684
| Civic Offices | Assembly only services commercial window cleaning suspended platform | 1701064 | 8403393 |  | WaterUse | Window cleaning | Operational Energy | 1.552 | MJ/Y | 1 | 44 | 1 | FALSE | 1 | FALSE | [7 empty] | 32 | B7 | 0.56342 | 6.1799e-08 | 0.0029097 | 0.0014327 | 0.00033411 | 3.21e-06 | 8.3649 | 2.1728 | 0.047684
| Civic Offices | Assembly only services commercial window cleaning suspended platform | 1701064 | 8403393 |  | WaterUse | Window cleaning | Operational Energy | 1.552 | MJ/Y | 1 | 44 | 1 | FALSE | 1 | FALSE | [7 empty] | 33 | B7 | 0.56342 | 6.1799e-08 | 0.0029097 | 0.0014327 | 0.00033411 | 3.21e-06 | 8.3649 | 2.1728 | 0.047684
| Civic Offices | Assembly only services commercial window cleaning suspended platform | 1701064 | 8403393 |  | WaterUse | Window cleaning | Operational Energy | 1.552 | MJ/Y | 1 | 44 | 1 | FALSE | 1 | FALSE | [7 empty] | 34 | B7 | 0.56342 | 6.1799e-08 | 0.0029097 | 0.0014327 | 0.00033411 | 3.21e-06 | 8.3649 | 2.1728 | 0.047684
| Civic Offices | Assembly only services commercial window cleaning suspended platform | 1701064 | 8403393 |  | WaterUse | Window cleaning | Operational Energy | 1.552 | MJ/Y | 1 | 44 | 1 | FALSE | 1 | FALSE | [7 empty] | 35 | B7 | 0.56342 | 6.1799e-08 | 0.0029097 | 0.0014327 | 0.00033411 | 3.21e-06 | 8.3649 | 2.1728 | 0.047684
| Civic Offices | Assembly only services commercial window cleaning suspended platform | 1701064 | 8403393 |  | WaterUse | Window cleaning | Operational Energy | 1.552 | MJ/Y | 1 | 44 | 1 | FALSE | 1 | FALSE | [7 empty] | 36 | B7 | 0.56342 | 6.1799e-08 | 0.0029097 | 0.0014327 | 0.00033411 | 3.21e-06 | 8.3649 | 2.1728 | 0.047684
| Civic Offices | Assembly only services commercial window cleaning suspended platform | 1701064 | 8403393 |  | WaterUse | Window cleaning | Operational Energy | 1.552 | MJ/Y | 1 | 44 | 1 | FALSE | 1 | FALSE | [7 empty] | 37 | B7 | 0.56342 | 6.1799e-08 | 0.0029097 | 0.0014327 | 0.00033411 | 3.21e-06 | 8.3649 | 2.1728 | 0.047684
| Civic Offices | Assembly only services commercial window cleaning suspended platform | 1701064 | 8403393 |  | WaterUse | Window cleaning | Operational Energy | 1.552 | MJ/Y | 1 | 44 | 1 | FALSE | 1 | FALSE | [7 empty] | 38 | B7 | 0.56342 | 6.1799e-08 | 0.0029097 | 0.0014327 | 0.00033411 | 3.21e-06 | 8.3649 | 2.1728 | 0.047684
| Civic Offices | Assembly only services commercial window cleaning suspended platform | 1701064 | 8403393 |  | WaterUse | Window cleaning | Operational Energy | 1.552 | MJ/Y | 1 | 44 | 1 | FALSE | 1 | FALSE | [7 empty] | 39 | B7 | 0.56342 | 6.1799e-08 | 0.0029097 | 0.0014327 | 0.00033411 | 3.21e-06 | 8.3649 | 2.1728 | 0.047684
| Civic Offices | Assembly only services commercial window cleaning suspended platform | 1701064 | 8403393 |  | WaterUse | Window cleaning | Operational Energy | 1.552 | MJ/Y | 1 | 44 | 1 | FALSE | 1 | FALSE | [7 empty] | 40 | B7 | 0.56342 | 6.1799e-08 | 0.0029097 | 0.0014327 | 0.00033411 | 3.21e-06 | 8.3649 | 2.1728 | 0.047684
| Civic Offices | Assembly only services commercial window cleaning suspended platform | 1701064 | 8403393 |  | WaterUse | Window cleaning | Operational Energy | 1.552 | MJ/Y | 1 | 44 | 1 | FALSE | 1 | FALSE | [7 empty] | 41 | B7 | 0.56342 | 6.1799e-08 | 0.0029097 | 0.0014327 | 0.00033411 | 3.21e-06 | 8.3649 | 2.1728 | 0.047684
| Civic Offices | Assembly only services commercial window cleaning suspended platform | 1701064 | 8403393 |  | WaterUse | Window cleaning | Operational Energy | 1.552 | MJ/Y | 1 | 44 | 1 | FALSE | 1 | FALSE | [7 empty] | 42 | B7 | 0.56342 | 6.1799e-08 | 0.0029097 | 0.0014327 | 0.00033411 | 3.21e-06 | 8.3649 | 2.1728 | 0.047684
| Civic Offices | Assembly only services commercial window cleaning suspended platform | 1701064 | 8403393 |  | WaterUse | Window cleaning | Operational Energy | 1.552 | MJ/Y | 1 | 44 | 1 | FALSE | 1 | FALSE | [7 empty] | 43 | B7 | 0.56342 | 6.1799e-08 | 0.0029097 | 0.0014327 | 0.00033411 | 3.21e-06 | 8.3649 | 2.1728 | 0.047684
| Civic Offices | Assembly only services commercial window cleaning suspended platform | 1701064 | 8403393 |  | WaterUse | Window cleaning | Operational Energy | 1.552 | MJ/Y | 1 | 44 | 1 | FALSE | 1 | FALSE | [7 empty] | 44 | B7 | 0.56342 | 6.1799e-08 | 0.0029097 | 0.0014327 | 0.00033411 | 3.21e-06 | 8.3649 | 2.1728 | 0.047684
| Civic Offices | Assembly only services commercial window cleaning suspended platform | 1701064 | 8403393 |  | WaterUse | Window cleaning | Operational Energy | 1.552 | MJ/Y | 1 | 44 | 1 | FALSE | 1 | FALSE | [7 empty] | 45 | B7 | 0.56342 | 6.1799e-08 | 0.0029097 | 0.0014327 | 0.00033411 | 3.21e-06 | 8.3649 | 2.1728 | 0.047684
| Civic Offices | Assembly only services commercial window cleaning suspended platform | 1701064 | 8403393 |  | WaterUse | Window cleaning | Operational Energy | 1.552 | MJ/Y | 1 | 44 | 1 | FALSE | 1 | FALSE | [7 empty] | 46 | B7 | 0.56342 | 6.1799e-08 | 0.0029097 | 0.0014327 | 0.00033411 | 3.21e-06 | 8.3649 | 2.1728 | 0.047684
| Civic Offices | Assembly only services commercial window cleaning suspended platform | 1701064 | 8403393 |  | WaterUse | Window cleaning | Operational Energy | 1.552 | MJ/Y | 1 | 44 | 1 | FALSE | 1 | FALSE | [7 empty] | 47 | B7 | 0.56342 | 6.1799e-08 | 0.0029097 | 0.0014327 | 0.00033411 | 3.21e-06 | 8.3649 | 2.1728 | 0.047684
| Civic Offices | Assembly only services commercial window cleaning suspended platform | 1701064 | 8403393 |  | WaterUse | Window cleaning | Operational Energy | 1.552 | MJ/Y | 1 | 44 | 1 | FALSE | 1 | FALSE | [7 empty] | 48 | B7 | 0.56342 | 6.1799e-08 | 0.0029097 | 0.0014327 | 0.00033411 | 3.21e-06 | 8.3649 | 2.1728 | 0.047684
| Civic Offices | Assembly only services commercial window cleaning suspended platform | 1701064 | 8403393 |  | WaterUse | Window cleaning | Operational Energy | 1.552 | MJ/Y | 1 | 44 | 1 | FALSE | 1 | FALSE | [7 empty] | 49 | B7 | 0.56342 | 6.1799e-08 | 0.0029097 | 0.0014327 | 0.00033411 | 3.21e-06 | 8.3649 | 2.1728 | 0.047684
| Civic Offices | Assembly only services commercial window cleaning suspended platform | 1701064 | 8403393 |  | WaterUse | Window cleaning | Operational Energy | 1.552 | MJ/Y | 1 | 44 | 1 | FALSE | 1 | FALSE | [7 empty] | 50 | B7 | 0.56342 | 6.1799e-08 | 0.0029097 | 0.0014327 | 0.00033411 | 3.21e-06 | 8.3649 | 2.1728 | 0.047684
| Civic Offices | Assembly only services commercial window cleaning suspended platform | 1701064 | 8403393 |  | WaterUse | Window cleaning | Operational Energy | 1.552 | MJ/Y | 1 | 44 | 1 | FALSE | 1 | FALSE | [7 empty] | 51 | B7 | 0.56342 | 6.1799e-08 | 0.0029097 | 0.0014327 | 0.00033411 | 3.21e-06 | 8.3649 | 2.1728 | 0.047684
| Civic Offices | Assembly only services commercial window cleaning suspended platform | 1701064 | 8403393 |  | WaterUse | Window cleaning | Operational Energy | 1.552 | MJ/Y | 1 | 44 | 1 | FALSE | 1 | FALSE | [7 empty] | 52 | B7 | 0.56342 | 6.1799e-08 | 0.0029097 | 0.0014327 | 0.00033411 | 3.21e-06 | 8.3649 | 2.1728 | 0.047684
| Civic Offices | Assembly only services commercial window cleaning suspended platform | 1701064 | 8403393 |  | WaterUse | Window cleaning | Operational Energy | 1.552 | MJ/Y | 1 | 44 | 1 | FALSE | 1 | FALSE | [7 empty] | 53 | B7 | 0.56342 | 6.1799e-08 | 0.0029097 | 0.0014327 | 0.00033411 | 3.21e-06 | 8.3649 | 2.1728 | 0.047684
| Civic Offices | Assembly only services commercial window cleaning suspended platform | 1701064 | 8403393 |  | WaterUse | Window cleaning | Operational Energy | 1.552 | MJ/Y | 1 | 44 | 1 | FALSE | 1 | FALSE | [7 empty] | 54 | B7 | 0.56342 | 6.1799e-08 | 0.0029097 | 0.0014327 | 0.00033411 | 3.21e-06 | 8.3649 | 2.1728 | 0.047684
| Civic Offices | Assembly only services commercial window cleaning suspended platform | 1701064 | 8403393 |  | WaterUse | Window cleaning | Operational Energy | 1.552 | MJ/Y | 1 | 44 | 1 | FALSE | 1 | FALSE | [7 empty] | 55 | B7 | 0.56342 | 6.1799e-08 | 0.0029097 | 0.0014327 | 0.00033411 | 3.21e-06 | 8.3649 | 2.1728 | 0.047684
| Civic Offices | Assembly only services commercial window cleaning suspended platform | 1701064 | 8403393 |  | WaterUse | Window cleaning | Operational Energy | 1.552 | MJ/Y | 1 | 44 | 1 | FALSE | 1 | FALSE | [7 empty] | 56 | B7 | 0.56342 | 6.1799e-08 | 0.0029097 | 0.0014327 | 0.00033411 | 3.21e-06 | 8.3649 | 2.1728 | 0.047684
| Civic Offices | Assembly only services commercial window cleaning suspended platform | 1701064 | 8403393 |  | WaterUse | Window cleaning | Operational Energy | 1.552 | MJ/Y | 1 | 44 | 1 | FALSE | 1 | FALSE | [7 empty] | 57 | B7 | 0.56342 | 6.1799e-08 | 0.0029097 | 0.0014327 | 0.00033411 | 3.21e-06 | 8.3649 | 2.1728 | 0.047684
| Civic Offices | Assembly only services commercial window cleaning suspended platform | 1701064 | 8403393 |  | WaterUse | Window cleaning | Operational Energy | 1.552 | MJ/Y | 1 | 44 | 1 | FALSE | 1 | FALSE | [7 empty] | 58 | B7 | 0.56342 | 6.1799e-08 | 0.0029097 | 0.0014327 | 0.00033411 | 3.21e-06 | 8.3649 | 2.1728 | 0.047684
| Civic Offices | Assembly only services commercial window cleaning suspended platform | 1701064 | 8403393 |  | WaterUse | Window cleaning | Operational Energy | 1.552 | MJ/Y | 1 | 44 | 1 | FALSE | 1 | FALSE | [7 empty] | 59 | B7 | 0.56342 | 6.1799e-08 | 0.0029097 | 0.0014327 | 0.00033411 | 3.21e-06 | 8.3649 | 2.1728 | 0.047684
| Civic Offices | Assembly only services commercial window cleaning suspended platform | 1701064 | 8403393 |  | WaterUse | Window cleaning | Operational Energy | 1.552 | MJ/Y | 1 | 44 | 1 | FALSE | 1 | FALSE | [7 empty] | 60 | B7 | 0.56342 | 6.1799e-08 | 0.0029097 | 0.0014327 | 0.00033411 | 3.21e-06 | 8.3649 | 2.1728 | 0.047684
| Civic Offices | Assembly only services commercial window cleaning suspended platform | 1701064 | 8403394 |  | Operational | Window Cleaning and winch | Operational Energy | 186.24 | KW/H | 1 | 44 | 1 | FALSE | 1 | FALSE | [7 empty] | 1 | B6 | 111.9026 | 7.2473e-06 | 0.60675 | 0.13917 | 0.034535 | 0.00013508 | 1723.2555 | 22.6412 | 0.44473
| Civic Offices | Assembly only services commercial window cleaning suspended platform | 1701064 | 8403394 |  | Operational | Window Cleaning and winch | Operational Energy | 186.24 | KW/H | 1 | 44 | 1 | FALSE | 1 | FALSE | [7 empty] | 2 | B6 | 111.9026 | 7.2473e-06 | 0.60675 | 0.13917 | 0.034535 | 0.00013508 | 1723.2555 | 22.6412 | 0.44473
| Civic Offices | Assembly only services commercial window cleaning suspended platform | 1701064 | 8403394 |  | Operational | Window Cleaning and winch | Operational Energy | 186.24 | KW/H | 1 | 44 | 1 | FALSE | 1 | FALSE | [7 empty] | 3 | B6 | 111.9026 | 7.2473e-06 | 0.60675 | 0.13917 | 0.034535 | 0.00013508 | 1723.2555 | 22.6412 | 0.44473
| Civic Offices | Assembly only services commercial window cleaning suspended platform | 1701064 | 8403394 |  | Operational | Window Cleaning and winch | Operational Energy | 186.24 | KW/H | 1 | 44 | 1 | FALSE | 1 | FALSE | [7 empty] | 4 | B6 | 111.9026 | 7.2473e-06 | 0.60675 | 0.13917 | 0.034535 | 0.00013508 | 1723.2555 | 22.6412 | 0.44473
| Civic Offices | Assembly only services commercial window cleaning suspended platform | 1701064 | 8403394 |  | Operational | Window Cleaning and winch | Operational Energy | 186.24 | KW/H | 1 | 44 | 1 | FALSE | 1 | FALSE | [7 empty] | 5 | B6 | 111.9026 | 7.2473e-06 | 0.60675 | 0.13917 | 0.034535 | 0.00013508 | 1723.2555 | 22.6412 | 0.44473
| Civic Offices | Assembly only services commercial window cleaning suspended platform | 1701064 | 8403394 |  | Operational | Window Cleaning and winch | Operational Energy | 186.24 | KW/H | 1 | 44 | 1 | FALSE | 1 | FALSE | [7 empty] | 6 | B6 | 111.9026 | 7.2473e-06 | 0.60675 | 0.13917 | 0.034535 | 0.00013508 | 1723.2555 | 22.6412 | 0.44473
| Civic Offices | Assembly only services commercial window cleaning suspended platform | 1701064 | 8403394 |  | Operational | Window Cleaning and winch | Operational Energy | 186.24 | KW/H | 1 | 44 | 1 | FALSE | 1 | FALSE | [7 empty] | 7 | B6 | 111.9026 | 7.2473e-06 | 0.60675 | 0.13917 | 0.034535 | 0.00013508 | 1723.2555 | 22.6412 | 0.44473
| Civic Offices | Assembly only services commercial window cleaning suspended platform | 1701064 | 8403394 |  | Operational | Window Cleaning and winch | Operational Energy | 186.24 | KW/H | 1 | 44 | 1 | FALSE | 1 | FALSE | [7 empty] | 8 | B6 | 111.9026 | 7.2473e-06 | 0.60675 | 0.13917 | 0.034535 | 0.00013508 | 1723.2555 | 22.6412 | 0.44473
| Civic Offices | Assembly only services commercial window cleaning suspended platform | 1701064 | 8403394 |  | Operational | Window Cleaning and winch | Operational Energy | 186.24 | KW/H | 1 | 44 | 1 | FALSE | 1 | FALSE | [7 empty] | 9 | B6 | 111.9026 | 7.2473e-06 | 0.60675 | 0.13917 | 0.034535 | 0.00013508 | 1723.2555 | 22.6412 | 0.44473
| Civic Offices | Assembly only services commercial window cleaning suspended platform | 1701064 | 8403394 |  | Operational | Window Cleaning and winch | Operational Energy | 186.24 | KW/H | 1 | 44 | 1 | FALSE | 1 | FALSE | [7 empty] | 10 | B6 | 111.9026 | 7.2473e-06 | 0.60675 | 0.13917 | 0.034535 | 0.00013508 | 1723.2555 | 22.6412 | 0.44473
| Civic Offices | Assembly only services commercial window cleaning suspended platform | 1701064 | 8403394 |  | Operational | Window Cleaning and winch | Operational Energy | 186.24 | KW/H | 1 | 44 | 1 | FALSE | 1 | FALSE | [7 empty] | 11 | B6 | 111.9026 | 7.2473e-06 | 0.60675 | 0.13917 | 0.034535 | 0.00013508 | 1723.2555 | 22.6412 | 0.44473
| Civic Offices | Assembly only services commercial window cleaning suspended platform | 1701064 | 8403394 |  | Operational | Window Cleaning and winch | Operational Energy | 186.24 | KW/H | 1 | 44 | 1 | FALSE | 1 | FALSE | [7 empty] | 12 | B6 | 111.9026 | 7.2473e-06 | 0.60675 | 0.13917 | 0.034535 | 0.00013508 | 1723.2555 | 22.6412 | 0.44473
| Civic Offices | Assembly only services commercial window cleaning suspended platform | 1701064 | 8403394 |  | Operational | Window Cleaning and winch | Operational Energy | 186.24 | KW/H | 1 | 44 | 1 | FALSE | 1 | FALSE | [7 empty] | 13 | B6 | 111.9026 | 7.2473e-06 | 0.60675 | 0.13917 | 0.034535 | 0.00013508 | 1723.2555 | 22.6412 | 0.44473
| Civic Offices | Assembly only services commercial window cleaning suspended platform | 1701064 | 8403394 |  | Operational | Window Cleaning and winch | Operational Energy | 186.24 | KW/H | 1 | 44 | 1 | FALSE | 1 | FALSE | [7 empty] | 14 | B6 | 111.9026 | 7.2473e-06 | 0.60675 | 0.13917 | 0.034535 | 0.00013508 | 1723.2555 | 22.6412 | 0.44473
| Civic Offices | Assembly only services commercial window cleaning suspended platform | 1701064 | 8403394 |  | Operational | Window Cleaning and winch | Operational Energy | 186.24 | KW/H | 1 | 44 | 1 | FALSE | 1 | FALSE | [7 empty] | 15 | B6 | 111.9026 | 7.2473e-06 | 0.60675 | 0.13917 | 0.034535 | 0.00013508 | 1723.2555 | 22.6412 | 0.44473
| Civic Offices | Assembly only services commercial window cleaning suspended platform | 1701064 | 8403394 |  | Operational | Window Cleaning and winch | Operational Energy | 186.24 | KW/H | 1 | 44 | 1 | FALSE | 1 | FALSE | [7 empty] | 16 | B6 | 111.9026 | 7.2473e-06 | 0.60675 | 0.13917 | 0.034535 | 0.00013508 | 1723.2555 | 22.6412 | 0.44473
| Civic Offices | Assembly only services commercial window cleaning suspended platform | 1701064 | 8403394 |  | Operational | Window Cleaning and winch | Operational Energy | 186.24 | KW/H | 1 | 44 | 1 | FALSE | 1 | FALSE | [7 empty] | 17 | B6 | 111.9026 | 7.2473e-06 | 0.60675 | 0.13917 | 0.034535 | 0.00013508 | 1723.2555 | 22.6412 | 0.44473
| Civic Offices | Assembly only services commercial window cleaning suspended platform | 1701064 | 8403394 |  | Operational | Window Cleaning and winch | Operational Energy | 186.24 | KW/H | 1 | 44 | 1 | FALSE | 1 | FALSE | [7 empty] | 18 | B6 | 111.9026 | 7.2473e-06 | 0.60675 | 0.13917 | 0.034535 | 0.00013508 | 1723.2555 | 22.6412 | 0.44473
| Civic Offices | Assembly only services commercial window cleaning suspended platform | 1701064 | 8403394 |  | Operational | Window Cleaning and winch | Operational Energy | 186.24 | KW/H | 1 | 44 | 1 | FALSE | 1 | FALSE | [7 empty] | 19 | B6 | 111.9026 | 7.2473e-06 | 0.60675 | 0.13917 | 0.034535 | 0.00013508 | 1723.2555 | 22.6412 | 0.44473
| Civic Offices | Assembly only services commercial window cleaning suspended platform | 1701064 | 8403394 |  | Operational | Window Cleaning and winch | Operational Energy | 186.24 | KW/H | 1 | 44 | 1 | FALSE | 1 | FALSE | [7 empty] | 20 | B6 | 111.9026 | 7.2473e-06 | 0.60675 | 0.13917 | 0.034535 | 0.00013508 | 1723.2555 | 22.6412 | 0.44473
| Civic Offices | Assembly only services commercial window cleaning suspended platform | 1701064 | 8403394 |  | Operational | Window Cleaning and winch | Operational Energy | 186.24 | KW/H | 1 | 44 | 1 | FALSE | 1 | FALSE | [7 empty] | 21 | B6 | 111.9026 | 7.2473e-06 | 0.60675 | 0.13917 | 0.034535 | 0.00013508 | 1723.2555 | 22.6412 | 0.44473
| Civic Offices | Assembly only services commercial window cleaning suspended platform | 1701064 | 8403394 |  | Operational | Window Cleaning and winch | Operational Energy | 186.24 | KW/H | 1 | 44 | 1 | FALSE | 1 | FALSE | [7 empty] | 22 | B6 | 111.9026 | 7.2473e-06 | 0.60675 | 0.13917 | 0.034535 | 0.00013508 | 1723.2555 | 22.6412 | 0.44473
| Civic Offices | Assembly only services commercial window cleaning suspended platform | 1701064 | 8403394 |  | Operational | Window Cleaning and winch | Operational Energy | 186.24 | KW/H | 1 | 44 | 1 | FALSE | 1 | FALSE | [7 empty] | 23 | B6 | 111.9026 | 7.2473e-06 | 0.60675 | 0.13917 | 0.034535 | 0.00013508 | 1723.2555 | 22.6412 | 0.44473
| Civic Offices | Assembly only services commercial window cleaning suspended platform | 1701064 | 8403394 |  | Operational | Window Cleaning and winch | Operational Energy | 186.24 | KW/H | 1 | 44 | 1 | FALSE | 1 | FALSE | [7 empty] | 24 | B6 | 111.9026 | 7.2473e-06 | 0.60675 | 0.13917 | 0.034535 | 0.00013508 | 1723.2555 | 22.6412 | 0.44473
| Civic Offices | Assembly only services commercial window cleaning suspended platform | 1701064 | 8403394 |  | Operational | Window Cleaning and winch | Operational Energy | 186.24 | KW/H | 1 | 44 | 1 | FALSE | 1 | FALSE | [7 empty] | 25 | B6 | 111.9026 | 7.2473e-06 | 0.60675 | 0.13917 | 0.034535 | 0.00013508 | 1723.2555 | 22.6412 | 0.44473
| Civic Offices | Assembly only services commercial window cleaning suspended platform | 1701064 | 8403394 |  | Operational | Window Cleaning and winch | Operational Energy | 186.24 | KW/H | 1 | 44 | 1 | FALSE | 1 | FALSE | [7 empty] | 26 | B6 | 111.9026 | 7.2473e-06 | 0.60675 | 0.13917 | 0.034535 | 0.00013508 | 1723.2555 | 22.6412 | 0.44473
| Civic Offices | Assembly only services commercial window cleaning suspended platform | 1701064 | 8403394 |  | Operational | Window Cleaning and winch | Operational Energy | 186.24 | KW/H | 1 | 44 | 1 | FALSE | 1 | FALSE | [7 empty] | 27 | B6 | 111.9026 | 7.2473e-06 | 0.60675 | 0.13917 | 0.034535 | 0.00013508 | 1723.2555 | 22.6412 | 0.44473
| Civic Offices | Assembly only services commercial window cleaning suspended platform | 1701064 | 8403394 |  | Operational | Window Cleaning and winch | Operational Energy | 186.24 | KW/H | 1 | 44 | 1 | FALSE | 1 | FALSE | [7 empty] | 28 | B6 | 111.9026 | 7.2473e-06 | 0.60675 | 0.13917 | 0.034535 | 0.00013508 | 1723.2555 | 22.6412 | 0.44473
| Civic Offices | Assembly only services commercial window cleaning suspended platform | 1701064 | 8403394 |  | Operational | Window Cleaning and winch | Operational Energy | 186.24 | KW/H | 1 | 44 | 1 | FALSE | 1 | FALSE | [7 empty] | 29 | B6 | 111.9026 | 7.2473e-06 | 0.60675 | 0.13917 | 0.034535 | 0.00013508 | 1723.2555 | 22.6412 | 0.44473
| Civic Offices | Assembly only services commercial window cleaning suspended platform | 1701064 | 8403394 |  | Operational | Window Cleaning and winch | Operational Energy | 186.24 | KW/H | 1 | 44 | 1 | FALSE | 1 | FALSE | [7 empty] | 30 | B6 | 111.9026 | 7.2473e-06 | 0.60675 | 0.13917 | 0.034535 | 0.00013508 | 1723.2555 | 22.6412 | 0.44473
| Civic Offices | Assembly only services commercial window cleaning suspended platform | 1701064 | 8403394 |  | Operational | Window Cleaning and winch | Operational Energy | 186.24 | KW/H | 1 | 44 | 1 | FALSE | 1 | FALSE | [7 empty] | 31 | B6 | 111.9026 | 7.2473e-06 | 0.60675 | 0.13917 | 0.034535 | 0.00013508 | 1723.2555 | 22.6412 | 0.44473
| Civic Offices | Assembly only services commercial window cleaning suspended platform | 1701064 | 8403394 |  | Operational | Window Cleaning and winch | Operational Energy | 186.24 | KW/H | 1 | 44 | 1 | FALSE | 1 | FALSE | [7 empty] | 32 | B6 | 111.9026 | 7.2473e-06 | 0.60675 | 0.13917 | 0.034535 | 0.00013508 | 1723.2555 | 22.6412 | 0.44473
| Civic Offices | Assembly only services commercial window cleaning suspended platform | 1701064 | 8403394 |  | Operational | Window Cleaning and winch | Operational Energy | 186.24 | KW/H | 1 | 44 | 1 | FALSE | 1 | FALSE | [7 empty] | 33 | B6 | 111.9026 | 7.2473e-06 | 0.60675 | 0.13917 | 0.034535 | 0.00013508 | 1723.2555 | 22.6412 | 0.44473
| Civic Offices | Assembly only services commercial window cleaning suspended platform | 1701064 | 8403394 |  | Operational | Window Cleaning and winch | Operational Energy | 186.24 | KW/H | 1 | 44 | 1 | FALSE | 1 | FALSE | [7 empty] | 34 | B6 | 111.9026 | 7.2473e-06 | 0.60675 | 0.13917 | 0.034535 | 0.00013508 | 1723.2555 | 22.6412 | 0.44473
| Civic Offices | Assembly only services commercial window cleaning suspended platform | 1701064 | 8403394 |  | Operational | Window Cleaning and winch | Operational Energy | 186.24 | KW/H | 1 | 44 | 1 | FALSE | 1 | FALSE | [7 empty] | 35 | B6 | 111.9026 | 7.2473e-06 | 0.60675 | 0.13917 | 0.034535 | 0.00013508 | 1723.2555 | 22.6412 | 0.44473
| Civic Offices | Assembly only services commercial window cleaning suspended platform | 1701064 | 8403394 |  | Operational | Window Cleaning and winch | Operational Energy | 186.24 | KW/H | 1 | 44 | 1 | FALSE | 1 | FALSE | [7 empty] | 36 | B6 | 111.9026 | 7.2473e-06 | 0.60675 | 0.13917 | 0.034535 | 0.00013508 | 1723.2555 | 22.6412 | 0.44473
| Civic Offices | Assembly only services commercial window cleaning suspended platform | 1701064 | 8403394 |  | Operational | Window Cleaning and winch | Operational Energy | 186.24 | KW/H | 1 | 44 | 1 | FALSE | 1 | FALSE | [7 empty] | 37 | B6 | 111.9026 | 7.2473e-06 | 0.60675 | 0.13917 | 0.034535 | 0.00013508 | 1723.2555 | 22.6412 | 0.44473
| Civic Offices | Assembly only services commercial window cleaning suspended platform | 1701064 | 8403394 |  | Operational | Window Cleaning and winch | Operational Energy | 186.24 | KW/H | 1 | 44 | 1 | FALSE | 1 | FALSE | [7 empty] | 38 | B6 | 111.9026 | 7.2473e-06 | 0.60675 | 0.13917 | 0.034535 | 0.00013508 | 1723.2555 | 22.6412 | 0.44473
| Civic Offices | Assembly only services commercial window cleaning suspended platform | 1701064 | 8403394 |  | Operational | Window Cleaning and winch | Operational Energy | 186.24 | KW/H | 1 | 44 | 1 | FALSE | 1 | FALSE | [7 empty] | 39 | B6 | 111.9026 | 7.2473e-06 | 0.60675 | 0.13917 | 0.034535 | 0.00013508 | 1723.2555 | 22.6412 | 0.44473
| Civic Offices | Assembly only services commercial window cleaning suspended platform | 1701064 | 8403394 |  | Operational | Window Cleaning and winch | Operational Energy | 186.24 | KW/H | 1 | 44 | 1 | FALSE | 1 | FALSE | [7 empty] | 40 | B6 | 111.9026 | 7.2473e-06 | 0.60675 | 0.13917 | 0.034535 | 0.00013508 | 1723.2555 | 22.6412 | 0.44473
| Civic Offices | Assembly only services commercial window cleaning suspended platform | 1701064 | 8403394 |  | Operational | Window Cleaning and winch | Operational Energy | 186.24 | KW/H | 1 | 44 | 1 | FALSE | 1 | FALSE | [7 empty] | 41 | B6 | 111.9026 | 7.2473e-06 | 0.60675 | 0.13917 | 0.034535 | 0.00013508 | 1723.2555 | 22.6412 | 0.44473
| Civic Offices | Assembly only services commercial window cleaning suspended platform | 1701064 | 8403394 |  | Operational | Window Cleaning and winch | Operational Energy | 186.24 | KW/H | 1 | 44 | 1 | FALSE | 1 | FALSE | [7 empty] | 42 | B6 | 111.9026 | 7.2473e-06 | 0.60675 | 0.13917 | 0.034535 | 0.00013508 | 1723.2555 | 22.6412 | 0.44473
| Civic Offices | Assembly only services commercial window cleaning suspended platform | 1701064 | 8403394 |  | Operational | Window Cleaning and winch | Operational Energy | 186.24 | KW/H | 1 | 44 | 1 | FALSE | 1 | FALSE | [7 empty] | 43 | B6 | 111.9026 | 7.2473e-06 | 0.60675 | 0.13917 | 0.034535 | 0.00013508 | 1723.2555 | 22.6412 | 0.44473
| Civic Offices | Assembly only services commercial window cleaning suspended platform | 1701064 | 8403394 |  | Operational | Window Cleaning and winch | Operational Energy | 186.24 | KW/H | 1 | 44 | 1 | FALSE | 1 | FALSE | [7 empty] | 44 | B6 | 111.9026 | 7.2473e-06 | 0.60675 | 0.13917 | 0.034535 | 0.00013508 | 1723.2555 | 22.6412 | 0.44473
| Civic Offices | Assembly only services commercial window cleaning suspended platform | 1701064 | 8403394 |  | Operational | Window Cleaning and winch | Operational Energy | 186.24 | KW/H | 1 | 44 | 1 | FALSE | 1 | FALSE | [7 empty] | 45 | B6 | 111.9026 | 7.2473e-06 | 0.60675 | 0.13917 | 0.034535 | 0.00013508 | 1723.2555 | 22.6412 | 0.44473
| Civic Offices | Assembly only services commercial window cleaning suspended platform | 1701064 | 8403394 |  | Operational | Window Cleaning and winch | Operational Energy | 186.24 | KW/H | 1 | 44 | 1 | FALSE | 1 | FALSE | [7 empty] | 46 | B6 | 111.9026 | 7.2473e-06 | 0.60675 | 0.13917 | 0.034535 | 0.00013508 | 1723.2555 | 22.6412 | 0.44473
| Civic Offices | Assembly only services commercial window cleaning suspended platform | 1701064 | 8403394 |  | Operational | Window Cleaning and winch | Operational Energy | 186.24 | KW/H | 1 | 44 | 1 | FALSE | 1 | FALSE | [7 empty] | 47 | B6 | 111.9026 | 7.2473e-06 | 0.60675 | 0.13917 | 0.034535 | 0.00013508 | 1723.2555 | 22.6412 | 0.44473
| Civic Offices | Assembly only services commercial window cleaning suspended platform | 1701064 | 8403394 |  | Operational | Window Cleaning and winch | Operational Energy | 186.24 | KW/H | 1 | 44 | 1 | FALSE | 1 | FALSE | [7 empty] | 48 | B6 | 111.9026 | 7.2473e-06 | 0.60675 | 0.13917 | 0.034535 | 0.00013508 | 1723.2555 | 22.6412 | 0.44473
| Civic Offices | Assembly only services commercial window cleaning suspended platform | 1701064 | 8403394 |  | Operational | Window Cleaning and winch | Operational Energy | 186.24 | KW/H | 1 | 44 | 1 | FALSE | 1 | FALSE | [7 empty] | 49 | B6 | 111.9026 | 7.2473e-06 | 0.60675 | 0.13917 | 0.034535 | 0.00013508 | 1723.2555 | 22.6412 | 0.44473
| Civic Offices | Assembly only services commercial window cleaning suspended platform | 1701064 | 8403394 |  | Operational | Window Cleaning and winch | Operational Energy | 186.24 | KW/H | 1 | 44 | 1 | FALSE | 1 | FALSE | [7 empty] | 50 | B6 | 111.9026 | 7.2473e-06 | 0.60675 | 0.13917 | 0.034535 | 0.00013508 | 1723.2555 | 22.6412 | 0.44473
| Civic Offices | Assembly only services commercial window cleaning suspended platform | 1701064 | 8403394 |  | Operational | Window Cleaning and winch | Operational Energy | 186.24 | KW/H | 1 | 44 | 1 | FALSE | 1 | FALSE | [7 empty] | 51 | B6 | 111.9026 | 7.2473e-06 | 0.60675 | 0.13917 | 0.034535 | 0.00013508 | 1723.2555 | 22.6412 | 0.44473
| Civic Offices | Assembly only services commercial window cleaning suspended platform | 1701064 | 8403394 |  | Operational | Window Cleaning and winch | Operational Energy | 186.24 | KW/H | 1 | 44 | 1 | FALSE | 1 | FALSE | [7 empty] | 52 | B6 | 111.9026 | 7.2473e-06 | 0.60675 | 0.13917 | 0.034535 | 0.00013508 | 1723.2555 | 22.6412 | 0.44473
| Civic Offices | Assembly only services commercial window cleaning suspended platform | 1701064 | 8403394 |  | Operational | Window Cleaning and winch | Operational Energy | 186.24 | KW/H | 1 | 44 | 1 | FALSE | 1 | FALSE | [7 empty] | 53 | B6 | 111.9026 | 7.2473e-06 | 0.60675 | 0.13917 | 0.034535 | 0.00013508 | 1723.2555 | 22.6412 | 0.44473
| Civic Offices | Assembly only services commercial window cleaning suspended platform | 1701064 | 8403394 |  | Operational | Window Cleaning and winch | Operational Energy | 186.24 | KW/H | 1 | 44 | 1 | FALSE | 1 | FALSE | [7 empty] | 54 | B6 | 111.9026 | 7.2473e-06 | 0.60675 | 0.13917 | 0.034535 | 0.00013508 | 1723.2555 | 22.6412 | 0.44473
| Civic Offices | Assembly only services commercial window cleaning suspended platform | 1701064 | 8403394 |  | Operational | Window Cleaning and winch | Operational Energy | 186.24 | KW/H | 1 | 44 | 1 | FALSE | 1 | FALSE | [7 empty] | 55 | B6 | 111.9026 | 7.2473e-06 | 0.60675 | 0.13917 | 0.034535 | 0.00013508 | 1723.2555 | 22.6412 | 0.44473
| Civic Offices | Assembly only services commercial window cleaning suspended platform | 1701064 | 8403394 |  | Operational | Window Cleaning and winch | Operational Energy | 186.24 | KW/H | 1 | 44 | 1 | FALSE | 1 | FALSE | [7 empty] | 56 | B6 | 111.9026 | 7.2473e-06 | 0.60675 | 0.13917 | 0.034535 | 0.00013508 | 1723.2555 | 22.6412 | 0.44473
| Civic Offices | Assembly only services commercial window cleaning suspended platform | 1701064 | 8403394 |  | Operational | Window Cleaning and winch | Operational Energy | 186.24 | KW/H | 1 | 44 | 1 | FALSE | 1 | FALSE | [7 empty] | 57 | B6 | 111.9026 | 7.2473e-06 | 0.60675 | 0.13917 | 0.034535 | 0.00013508 | 1723.2555 | 22.6412 | 0.44473
| Civic Offices | Assembly only services commercial window cleaning suspended platform | 1701064 | 8403394 |  | Operational | Window Cleaning and winch | Operational Energy | 186.24 | KW/H | 1 | 44 | 1 | FALSE | 1 | FALSE | [7 empty] | 58 | B6 | 111.9026 | 7.2473e-06 | 0.60675 | 0.13917 | 0.034535 | 0.00013508 | 1723.2555 | 22.6412 | 0.44473
| Civic Offices | Assembly only services commercial window cleaning suspended platform | 1701064 | 8403394 |  | Operational | Window Cleaning and winch | Operational Energy | 186.24 | KW/H | 1 | 44 | 1 | FALSE | 1 | FALSE | [7 empty] | 59 | B6 | 111.9026 | 7.2473e-06 | 0.60675 | 0.13917 | 0.034535 | 0.00013508 | 1723.2555 | 22.6412 | 0.44473
| Civic Offices | Assembly only services commercial window cleaning suspended platform | 1701064 | 8403394 |  | Operational | Window Cleaning and winch | Operational Energy | 186.24 | KW/H | 1 | 44 | 1 | FALSE | 1 | FALSE | [7 empty] | 60 | B6 | 111.9026 | 7.2473e-06 | 0.60675 | 0.13917 | 0.034535 | 0.00013508 | 1723.2555 | 22.6412 | 0.44473
| Civic Offices | Water Consumption - Benchmark Office | 1701110 | 8403503 |  | WaterUse | Water consumption - showers, WC, kitchen etc | Operational Energy | 1540 | MJ/Y | 1 | 44 | 1 | FALSE | 1 | FALSE | [7 empty] | 1 | B7 | 559.0679 | 6.1322e-05 | 2.8872 | 1.4217 | 0.33152 | 0.0031852 | 8300.2543 | 2156 | 47.3151
| Civic Offices | Water Consumption - Benchmark Office | 1701110 | 8403503 |  | WaterUse | Water consumption - showers, WC, kitchen etc | Operational Energy | 1540 | MJ/Y | 1 | 44 | 1 | FALSE | 1 | FALSE | [7 empty] | 2 | B7 | 559.0679 | 6.1322e-05 | 2.8872 | 1.4217 | 0.33152 | 0.0031852 | 8300.2543 | 2156 | 47.3151
| Civic Offices | Water Consumption - Benchmark Office | 1701110 | 8403503 |  | WaterUse | Water consumption - showers, WC, kitchen etc | Operational Energy | 1540 | MJ/Y | 1 | 44 | 1 | FALSE | 1 | FALSE | [7 empty] | 3 | B7 | 559.0679 | 6.1322e-05 | 2.8872 | 1.4217 | 0.33152 | 0.0031852 | 8300.2543 | 2156 | 47.3151
| Civic Offices | Water Consumption - Benchmark Office | 1701110 | 8403503 |  | WaterUse | Water consumption - showers, WC, kitchen etc | Operational Energy | 1540 | MJ/Y | 1 | 44 | 1 | FALSE | 1 | FALSE | [7 empty] | 4 | B7 | 559.0679 | 6.1322e-05 | 2.8872 | 1.4217 | 0.33152 | 0.0031852 | 8300.2543 | 2156 | 47.3151
| Civic Offices | Water Consumption - Benchmark Office | 1701110 | 8403503 |  | WaterUse | Water consumption - showers, WC, kitchen etc | Operational Energy | 1540 | MJ/Y | 1 | 44 | 1 | FALSE | 1 | FALSE | [7 empty] | 5 | B7 | 559.0679 | 6.1322e-05 | 2.8872 | 1.4217 | 0.33152 | 0.0031852 | 8300.2543 | 2156 | 47.3151
| Civic Offices | Water Consumption - Benchmark Office | 1701110 | 8403503 |  | WaterUse | Water consumption - showers, WC, kitchen etc | Operational Energy | 1540 | MJ/Y | 1 | 44 | 1 | FALSE | 1 | FALSE | [7 empty] | 6 | B7 | 559.0679 | 6.1322e-05 | 2.8872 | 1.4217 | 0.33152 | 0.0031852 | 8300.2543 | 2156 | 47.3151
| Civic Offices | Water Consumption - Benchmark Office | 1701110 | 8403503 |  | WaterUse | Water consumption - showers, WC, kitchen etc | Operational Energy | 1540 | MJ/Y | 1 | 44 | 1 | FALSE | 1 | FALSE | [7 empty] | 7 | B7 | 559.0679 | 6.1322e-05 | 2.8872 | 1.4217 | 0.33152 | 0.0031852 | 8300.2543 | 2156 | 47.3151
| Civic Offices | Water Consumption - Benchmark Office | 1701110 | 8403503 |  | WaterUse | Water consumption - showers, WC, kitchen etc | Operational Energy | 1540 | MJ/Y | 1 | 44 | 1 | FALSE | 1 | FALSE | [7 empty] | 8 | B7 | 559.0679 | 6.1322e-05 | 2.8872 | 1.4217 | 0.33152 | 0.0031852 | 8300.2543 | 2156 | 47.3151
| Civic Offices | Water Consumption - Benchmark Office | 1701110 | 8403503 |  | WaterUse | Water consumption - showers, WC, kitchen etc | Operational Energy | 1540 | MJ/Y | 1 | 44 | 1 | FALSE | 1 | FALSE | [7 empty] | 9 | B7 | 559.0679 | 6.1322e-05 | 2.8872 | 1.4217 | 0.33152 | 0.0031852 | 8300.2543 | 2156 | 47.3151
| Civic Offices | Water Consumption - Benchmark Office | 1701110 | 8403503 |  | WaterUse | Water consumption - showers, WC, kitchen etc | Operational Energy | 1540 | MJ/Y | 1 | 44 | 1 | FALSE | 1 | FALSE | [7 empty] | 10 | B7 | 559.0679 | 6.1322e-05 | 2.8872 | 1.4217 | 0.33152 | 0.0031852 | 8300.2543 | 2156 | 47.3151
| Civic Offices | Water Consumption - Benchmark Office | 1701110 | 8403503 |  | WaterUse | Water consumption - showers, WC, kitchen etc | Operational Energy | 1540 | MJ/Y | 1 | 44 | 1 | FALSE | 1 | FALSE | [7 empty] | 11 | B7 | 559.0679 | 6.1322e-05 | 2.8872 | 1.4217 | 0.33152 | 0.0031852 | 8300.2543 | 2156 | 47.3151
| Civic Offices | Water Consumption - Benchmark Office | 1701110 | 8403503 |  | WaterUse | Water consumption - showers, WC, kitchen etc | Operational Energy | 1540 | MJ/Y | 1 | 44 | 1 | FALSE | 1 | FALSE | [7 empty] | 12 | B7 | 559.0679 | 6.1322e-05 | 2.8872 | 1.4217 | 0.33152 | 0.0031852 | 8300.2543 | 2156 | 47.3151
| Civic Offices | Water Consumption - Benchmark Office | 1701110 | 8403503 |  | WaterUse | Water consumption - showers, WC, kitchen etc | Operational Energy | 1540 | MJ/Y | 1 | 44 | 1 | FALSE | 1 | FALSE | [7 empty] | 13 | B7 | 559.0679 | 6.1322e-05 | 2.8872 | 1.4217 | 0.33152 | 0.0031852 | 8300.2543 | 2156 | 47.3151
| Civic Offices | Water Consumption - Benchmark Office | 1701110 | 8403503 |  | WaterUse | Water consumption - showers, WC, kitchen etc | Operational Energy | 1540 | MJ/Y | 1 | 44 | 1 | FALSE | 1 | FALSE | [7 empty] | 14 | B7 | 559.0679 | 6.1322e-05 | 2.8872 | 1.4217 | 0.33152 | 0.0031852 | 8300.2543 | 2156 | 47.3151
| Civic Offices | Water Consumption - Benchmark Office | 1701110 | 8403503 |  | WaterUse | Water consumption - showers, WC, kitchen etc | Operational Energy | 1540 | MJ/Y | 1 | 44 | 1 | FALSE | 1 | FALSE | [7 empty] | 15 | B7 | 559.0679 | 6.1322e-05 | 2.8872 | 1.4217 | 0.33152 | 0.0031852 | 8300.2543 | 2156 | 47.3151
| Civic Offices | Water Consumption - Benchmark Office | 1701110 | 8403503 |  | WaterUse | Water consumption - showers, WC, kitchen etc | Operational Energy | 1540 | MJ/Y | 1 | 44 | 1 | FALSE | 1 | FALSE | [7 empty] | 16 | B7 | 559.0679 | 6.1322e-05 | 2.8872 | 1.4217 | 0.33152 | 0.0031852 | 8300.2543 | 2156 | 47.3151
| Civic Offices | Water Consumption - Benchmark Office | 1701110 | 8403503 |  | WaterUse | Water consumption - showers, WC, kitchen etc | Operational Energy | 1540 | MJ/Y | 1 | 44 | 1 | FALSE | 1 | FALSE | [7 empty] | 17 | B7 | 559.0679 | 6.1322e-05 | 2.8872 | 1.4217 | 0.33152 | 0.0031852 | 8300.2543 | 2156 | 47.3151
| Civic Offices | Water Consumption - Benchmark Office | 1701110 | 8403503 |  | WaterUse | Water consumption - showers, WC, kitchen etc | Operational Energy | 1540 | MJ/Y | 1 | 44 | 1 | FALSE | 1 | FALSE | [7 empty] | 18 | B7 | 559.0679 | 6.1322e-05 | 2.8872 | 1.4217 | 0.33152 | 0.0031852 | 8300.2543 | 2156 | 47.3151
| Civic Offices | Water Consumption - Benchmark Office | 1701110 | 8403503 |  | WaterUse | Water consumption - showers, WC, kitchen etc | Operational Energy | 1540 | MJ/Y | 1 | 44 | 1 | FALSE | 1 | FALSE | [7 empty] | 19 | B7 | 559.0679 | 6.1322e-05 | 2.8872 | 1.4217 | 0.33152 | 0.0031852 | 8300.2543 | 2156 | 47.3151
| Civic Offices | Water Consumption - Benchmark Office | 1701110 | 8403503 |  | WaterUse | Water consumption - showers, WC, kitchen etc | Operational Energy | 1540 | MJ/Y | 1 | 44 | 1 | FALSE | 1 | FALSE | [7 empty] | 20 | B7 | 559.0679 | 6.1322e-05 | 2.8872 | 1.4217 | 0.33152 | 0.0031852 | 8300.2543 | 2156 | 47.3151
| Civic Offices | Water Consumption - Benchmark Office | 1701110 | 8403503 |  | WaterUse | Water consumption - showers, WC, kitchen etc | Operational Energy | 1540 | MJ/Y | 1 | 44 | 1 | FALSE | 1 | FALSE | [7 empty] | 21 | B7 | 559.0679 | 6.1322e-05 | 2.8872 | 1.4217 | 0.33152 | 0.0031852 | 8300.2543 | 2156 | 47.3151
| Civic Offices | Water Consumption - Benchmark Office | 1701110 | 8403503 |  | WaterUse | Water consumption - showers, WC, kitchen etc | Operational Energy | 1540 | MJ/Y | 1 | 44 | 1 | FALSE | 1 | FALSE | [7 empty] | 22 | B7 | 559.0679 | 6.1322e-05 | 2.8872 | 1.4217 | 0.33152 | 0.0031852 | 8300.2543 | 2156 | 47.3151
| Civic Offices | Water Consumption - Benchmark Office | 1701110 | 8403503 |  | WaterUse | Water consumption - showers, WC, kitchen etc | Operational Energy | 1540 | MJ/Y | 1 | 44 | 1 | FALSE | 1 | FALSE | [7 empty] | 23 | B7 | 559.0679 | 6.1322e-05 | 2.8872 | 1.4217 | 0.33152 | 0.0031852 | 8300.2543 | 2156 | 47.3151
| Civic Offices | Water Consumption - Benchmark Office | 1701110 | 8403503 |  | WaterUse | Water consumption - showers, WC, kitchen etc | Operational Energy | 1540 | MJ/Y | 1 | 44 | 1 | FALSE | 1 | FALSE | [7 empty] | 24 | B7 | 559.0679 | 6.1322e-05 | 2.8872 | 1.4217 | 0.33152 | 0.0031852 | 8300.2543 | 2156 | 47.3151
| Civic Offices | Water Consumption - Benchmark Office | 1701110 | 8403503 |  | WaterUse | Water consumption - showers, WC, kitchen etc | Operational Energy | 1540 | MJ/Y | 1 | 44 | 1 | FALSE | 1 | FALSE | [7 empty] | 25 | B7 | 559.0679 | 6.1322e-05 | 2.8872 | 1.4217 | 0.33152 | 0.0031852 | 8300.2543 | 2156 | 47.3151
| Civic Offices | Water Consumption - Benchmark Office | 1701110 | 8403503 |  | WaterUse | Water consumption - showers, WC, kitchen etc | Operational Energy | 1540 | MJ/Y | 1 | 44 | 1 | FALSE | 1 | FALSE | [7 empty] | 26 | B7 | 559.0679 | 6.1322e-05 | 2.8872 | 1.4217 | 0.33152 | 0.0031852 | 8300.2543 | 2156 | 47.3151
| Civic Offices | Water Consumption - Benchmark Office | 1701110 | 8403503 |  | WaterUse | Water consumption - showers, WC, kitchen etc | Operational Energy | 1540 | MJ/Y | 1 | 44 | 1 | FALSE | 1 | FALSE | [7 empty] | 27 | B7 | 559.0679 | 6.1322e-05 | 2.8872 | 1.4217 | 0.33152 | 0.0031852 | 8300.2543 | 2156 | 47.3151
| Civic Offices | Water Consumption - Benchmark Office | 1701110 | 8403503 |  | WaterUse | Water consumption - showers, WC, kitchen etc | Operational Energy | 1540 | MJ/Y | 1 | 44 | 1 | FALSE | 1 | FALSE | [7 empty] | 28 | B7 | 559.0679 | 6.1322e-05 | 2.8872 | 1.4217 | 0.33152 | 0.0031852 | 8300.2543 | 2156 | 47.3151
| Civic Offices | Water Consumption - Benchmark Office | 1701110 | 8403503 |  | WaterUse | Water consumption - showers, WC, kitchen etc | Operational Energy | 1540 | MJ/Y | 1 | 44 | 1 | FALSE | 1 | FALSE | [7 empty] | 29 | B7 | 559.0679 | 6.1322e-05 | 2.8872 | 1.4217 | 0.33152 | 0.0031852 | 8300.2543 | 2156 | 47.3151
| Civic Offices | Water Consumption - Benchmark Office | 1701110 | 8403503 |  | WaterUse | Water consumption - showers, WC, kitchen etc | Operational Energy | 1540 | MJ/Y | 1 | 44 | 1 | FALSE | 1 | FALSE | [7 empty] | 30 | B7 | 559.0679 | 6.1322e-05 | 2.8872 | 1.4217 | 0.33152 | 0.0031852 | 8300.2543 | 2156 | 47.3151
| Civic Offices | Water Consumption - Benchmark Office | 1701110 | 8403503 |  | WaterUse | Water consumption - showers, WC, kitchen etc | Operational Energy | 1540 | MJ/Y | 1 | 44 | 1 | FALSE | 1 | FALSE | [7 empty] | 31 | B7 | 559.0679 | 6.1322e-05 | 2.8872 | 1.4217 | 0.33152 | 0.0031852 | 8300.2543 | 2156 | 47.3151
| Civic Offices | Water Consumption - Benchmark Office | 1701110 | 8403503 |  | WaterUse | Water consumption - showers, WC, kitchen etc | Operational Energy | 1540 | MJ/Y | 1 | 44 | 1 | FALSE | 1 | FALSE | [7 empty] | 32 | B7 | 559.0679 | 6.1322e-05 | 2.8872 | 1.4217 | 0.33152 | 0.0031852 | 8300.2543 | 2156 | 47.3151
| Civic Offices | Water Consumption - Benchmark Office | 1701110 | 8403503 |  | WaterUse | Water consumption - showers, WC, kitchen etc | Operational Energy | 1540 | MJ/Y | 1 | 44 | 1 | FALSE | 1 | FALSE | [7 empty] | 33 | B7 | 559.0679 | 6.1322e-05 | 2.8872 | 1.4217 | 0.33152 | 0.0031852 | 8300.2543 | 2156 | 47.3151
| Civic Offices | Water Consumption - Benchmark Office | 1701110 | 8403503 |  | WaterUse | Water consumption - showers, WC, kitchen etc | Operational Energy | 1540 | MJ/Y | 1 | 44 | 1 | FALSE | 1 | FALSE | [7 empty] | 34 | B7 | 559.0679 | 6.1322e-05 | 2.8872 | 1.4217 | 0.33152 | 0.0031852 | 8300.2543 | 2156 | 47.3151
| Civic Offices | Water Consumption - Benchmark Office | 1701110 | 8403503 |  | WaterUse | Water consumption - showers, WC, kitchen etc | Operational Energy | 1540 | MJ/Y | 1 | 44 | 1 | FALSE | 1 | FALSE | [7 empty] | 35 | B7 | 559.0679 | 6.1322e-05 | 2.8872 | 1.4217 | 0.33152 | 0.0031852 | 8300.2543 | 2156 | 47.3151
| Civic Offices | Water Consumption - Benchmark Office | 1701110 | 8403503 |  | WaterUse | Water consumption - showers, WC, kitchen etc | Operational Energy | 1540 | MJ/Y | 1 | 44 | 1 | FALSE | 1 | FALSE | [7 empty] | 36 | B7 | 559.0679 | 6.1322e-05 | 2.8872 | 1.4217 | 0.33152 | 0.0031852 | 8300.2543 | 2156 | 47.3151
| Civic Offices | Water Consumption - Benchmark Office | 1701110 | 8403503 |  | WaterUse | Water consumption - showers, WC, kitchen etc | Operational Energy | 1540 | MJ/Y | 1 | 44 | 1 | FALSE | 1 | FALSE | [7 empty] | 37 | B7 | 559.0679 | 6.1322e-05 | 2.8872 | 1.4217 | 0.33152 | 0.0031852 | 8300.2543 | 2156 | 47.3151
| Civic Offices | Water Consumption - Benchmark Office | 1701110 | 8403503 |  | WaterUse | Water consumption - showers, WC, kitchen etc | Operational Energy | 1540 | MJ/Y | 1 | 44 | 1 | FALSE | 1 | FALSE | [7 empty] | 38 | B7 | 559.0679 | 6.1322e-05 | 2.8872 | 1.4217 | 0.33152 | 0.0031852 | 8300.2543 | 2156 | 47.3151
| Civic Offices | Water Consumption - Benchmark Office | 1701110 | 8403503 |  | WaterUse | Water consumption - showers, WC, kitchen etc | Operational Energy | 1540 | MJ/Y | 1 | 44 | 1 | FALSE | 1 | FALSE | [7 empty] | 39 | B7 | 559.0679 | 6.1322e-05 | 2.8872 | 1.4217 | 0.33152 | 0.0031852 | 8300.2543 | 2156 | 47.3151
| Civic Offices | Water Consumption - Benchmark Office | 1701110 | 8403503 |  | WaterUse | Water consumption - showers, WC, kitchen etc | Operational Energy | 1540 | MJ/Y | 1 | 44 | 1 | FALSE | 1 | FALSE | [7 empty] | 40 | B7 | 559.0679 | 6.1322e-05 | 2.8872 | 1.4217 | 0.33152 | 0.0031852 | 8300.2543 | 2156 | 47.3151
| Civic Offices | Water Consumption - Benchmark Office | 1701110 | 8403503 |  | WaterUse | Water consumption - showers, WC, kitchen etc | Operational Energy | 1540 | MJ/Y | 1 | 44 | 1 | FALSE | 1 | FALSE | [7 empty] | 41 | B7 | 559.0679 | 6.1322e-05 | 2.8872 | 1.4217 | 0.33152 | 0.0031852 | 8300.2543 | 2156 | 47.3151
| Civic Offices | Water Consumption - Benchmark Office | 1701110 | 8403503 |  | WaterUse | Water consumption - showers, WC, kitchen etc | Operational Energy | 1540 | MJ/Y | 1 | 44 | 1 | FALSE | 1 | FALSE | [7 empty] | 42 | B7 | 559.0679 | 6.1322e-05 | 2.8872 | 1.4217 | 0.33152 | 0.0031852 | 8300.2543 | 2156 | 47.3151
| Civic Offices | Water Consumption - Benchmark Office | 1701110 | 8403503 |  | WaterUse | Water consumption - showers, WC, kitchen etc | Operational Energy | 1540 | MJ/Y | 1 | 44 | 1 | FALSE | 1 | FALSE | [7 empty] | 43 | B7 | 559.0679 | 6.1322e-05 | 2.8872 | 1.4217 | 0.33152 | 0.0031852 | 8300.2543 | 2156 | 47.3151
| Civic Offices | Water Consumption - Benchmark Office | 1701110 | 8403503 |  | WaterUse | Water consumption - showers, WC, kitchen etc | Operational Energy | 1540 | MJ/Y | 1 | 44 | 1 | FALSE | 1 | FALSE | [7 empty] | 44 | B7 | 559.0679 | 6.1322e-05 | 2.8872 | 1.4217 | 0.33152 | 0.0031852 | 8300.2543 | 2156 | 47.3151
| Civic Offices | Water Consumption - Benchmark Office | 1701110 | 8403503 |  | WaterUse | Water consumption - showers, WC, kitchen etc | Operational Energy | 1540 | MJ/Y | 1 | 44 | 1 | FALSE | 1 | FALSE | [7 empty] | 45 | B7 | 559.0679 | 6.1322e-05 | 2.8872 | 1.4217 | 0.33152 | 0.0031852 | 8300.2543 | 2156 | 47.3151
| Civic Offices | Water Consumption - Benchmark Office | 1701110 | 8403503 |  | WaterUse | Water consumption - showers, WC, kitchen etc | Operational Energy | 1540 | MJ/Y | 1 | 44 | 1 | FALSE | 1 | FALSE | [7 empty] | 46 | B7 | 559.0679 | 6.1322e-05 | 2.8872 | 1.4217 | 0.33152 | 0.0031852 | 8300.2543 | 2156 | 47.3151
| Civic Offices | Water Consumption - Benchmark Office | 1701110 | 8403503 |  | WaterUse | Water consumption - showers, WC, kitchen etc | Operational Energy | 1540 | MJ/Y | 1 | 44 | 1 | FALSE | 1 | FALSE | [7 empty] | 47 | B7 | 559.0679 | 6.1322e-05 | 2.8872 | 1.4217 | 0.33152 | 0.0031852 | 8300.2543 | 2156 | 47.3151
| Civic Offices | Water Consumption - Benchmark Office | 1701110 | 8403503 |  | WaterUse | Water consumption - showers, WC, kitchen etc | Operational Energy | 1540 | MJ/Y | 1 | 44 | 1 | FALSE | 1 | FALSE | [7 empty] | 48 | B7 | 559.0679 | 6.1322e-05 | 2.8872 | 1.4217 | 0.33152 | 0.0031852 | 8300.2543 | 2156 | 47.3151
| Civic Offices | Water Consumption - Benchmark Office | 1701110 | 8403503 |  | WaterUse | Water consumption - showers, WC, kitchen etc | Operational Energy | 1540 | MJ/Y | 1 | 44 | 1 | FALSE | 1 | FALSE | [7 empty] | 49 | B7 | 559.0679 | 6.1322e-05 | 2.8872 | 1.4217 | 0.33152 | 0.0031852 | 8300.2543 | 2156 | 47.3151
| Civic Offices | Water Consumption - Benchmark Office | 1701110 | 8403503 |  | WaterUse | Water consumption - showers, WC, kitchen etc | Operational Energy | 1540 | MJ/Y | 1 | 44 | 1 | FALSE | 1 | FALSE | [7 empty] | 50 | B7 | 559.0679 | 6.1322e-05 | 2.8872 | 1.4217 | 0.33152 | 0.0031852 | 8300.2543 | 2156 | 47.3151
| Civic Offices | Water Consumption - Benchmark Office | 1701110 | 8403503 |  | WaterUse | Water consumption - showers, WC, kitchen etc | Operational Energy | 1540 | MJ/Y | 1 | 44 | 1 | FALSE | 1 | FALSE | [7 empty] | 51 | B7 | 559.0679 | 6.1322e-05 | 2.8872 | 1.4217 | 0.33152 | 0.0031852 | 8300.2543 | 2156 | 47.3151
| Civic Offices | Water Consumption - Benchmark Office | 1701110 | 8403503 |  | WaterUse | Water consumption - showers, WC, kitchen etc | Operational Energy | 1540 | MJ/Y | 1 | 44 | 1 | FALSE | 1 | FALSE | [7 empty] | 52 | B7 | 559.0679 | 6.1322e-05 | 2.8872 | 1.4217 | 0.33152 | 0.0031852 | 8300.2543 | 2156 | 47.3151
| Civic Offices | Water Consumption - Benchmark Office | 1701110 | 8403503 |  | WaterUse | Water consumption - showers, WC, kitchen etc | Operational Energy | 1540 | MJ/Y | 1 | 44 | 1 | FALSE | 1 | FALSE | [7 empty] | 53 | B7 | 559.0679 | 6.1322e-05 | 2.8872 | 1.4217 | 0.33152 | 0.0031852 | 8300.2543 | 2156 | 47.3151
| Civic Offices | Water Consumption - Benchmark Office | 1701110 | 8403503 |  | WaterUse | Water consumption - showers, WC, kitchen etc | Operational Energy | 1540 | MJ/Y | 1 | 44 | 1 | FALSE | 1 | FALSE | [7 empty] | 54 | B7 | 559.0679 | 6.1322e-05 | 2.8872 | 1.4217 | 0.33152 | 0.0031852 | 8300.2543 | 2156 | 47.3151
| Civic Offices | Water Consumption - Benchmark Office | 1701110 | 8403503 |  | WaterUse | Water consumption - showers, WC, kitchen etc | Operational Energy | 1540 | MJ/Y | 1 | 44 | 1 | FALSE | 1 | FALSE | [7 empty] | 55 | B7 | 559.0679 | 6.1322e-05 | 2.8872 | 1.4217 | 0.33152 | 0.0031852 | 8300.2543 | 2156 | 47.3151
| Civic Offices | Water Consumption - Benchmark Office | 1701110 | 8403503 |  | WaterUse | Water consumption - showers, WC, kitchen etc | Operational Energy | 1540 | MJ/Y | 1 | 44 | 1 | FALSE | 1 | FALSE | [7 empty] | 56 | B7 | 559.0679 | 6.1322e-05 | 2.8872 | 1.4217 | 0.33152 | 0.0031852 | 8300.2543 | 2156 | 47.3151
| Civic Offices | Water Consumption - Benchmark Office | 1701110 | 8403503 |  | WaterUse | Water consumption - showers, WC, kitchen etc | Operational Energy | 1540 | MJ/Y | 1 | 44 | 1 | FALSE | 1 | FALSE | [7 empty] | 57 | B7 | 559.0679 | 6.1322e-05 | 2.8872 | 1.4217 | 0.33152 | 0.0031852 | 8300.2543 | 2156 | 47.3151
| Civic Offices | Water Consumption - Benchmark Office | 1701110 | 8403503 |  | WaterUse | Water consumption - showers, WC, kitchen etc | Operational Energy | 1540 | MJ/Y | 1 | 44 | 1 | FALSE | 1 | FALSE | [7 empty] | 58 | B7 | 559.0679 | 6.1322e-05 | 2.8872 | 1.4217 | 0.33152 | 0.0031852 | 8300.2543 | 2156 | 47.3151
| Civic Offices | Water Consumption - Benchmark Office | 1701110 | 8403503 |  | WaterUse | Water consumption - showers, WC, kitchen etc | Operational Energy | 1540 | MJ/Y | 1 | 44 | 1 | FALSE | 1 | FALSE | [7 empty] | 59 | B7 | 559.0679 | 6.1322e-05 | 2.8872 | 1.4217 | 0.33152 | 0.0031852 | 8300.2543 | 2156 | 47.3151
| Civic Offices | Water Consumption - Benchmark Office | 1701110 | 8403503 |  | WaterUse | Water consumption - showers, WC, kitchen etc | Operational Energy | 1540 | MJ/Y | 1 | 44 | 1 | FALSE | 1 | FALSE | [7 empty] | 60 | B7 | 559.0679 | 6.1322e-05 | 2.8872 | 1.4217 | 0.33152 | 0.0031852 | 8300.2543 | 2156 | 47.3151
| Civic Offices | Water Consumption - Benchmark Office | 1701110 | 8403504 |  | WaterUse | Water treatment - showers, WC, kitchen | Operational Energy | 1540 | MJ/Y | 1 | 44 | 1 | FALSE | 1 | FALSE | [7 empty] | 1 | B7 | 0 | 0 | 0 | 0 | 0 | 0 | 0 | 0 | 0
| Civic Offices | Water Consumption - Benchmark Office | 1701110 | 8403504 |  | WaterUse | Water treatment - showers, WC, kitchen | Operational Energy | 1540 | MJ/Y | 1 | 44 | 1 | FALSE | 1 | FALSE | [7 empty] | 2 | B7 | 0 | 0 | 0 | 0 | 0 | 0 | 0 | 0 | 0
| Civic Offices | Water Consumption - Benchmark Office | 1701110 | 8403504 |  | WaterUse | Water treatment - showers, WC, kitchen | Operational Energy | 1540 | MJ/Y | 1 | 44 | 1 | FALSE | 1 | FALSE | [7 empty] | 3 | B7 | 0 | 0 | 0 | 0 | 0 | 0 | 0 | 0 | 0
| Civic Offices | Water Consumption - Benchmark Office | 1701110 | 8403504 |  | WaterUse | Water treatment - showers, WC, kitchen | Operational Energy | 1540 | MJ/Y | 1 | 44 | 1 | FALSE | 1 | FALSE | [7 empty] | 4 | B7 | 0 | 0 | 0 | 0 | 0 | 0 | 0 | 0 | 0
| Civic Offices | Water Consumption - Benchmark Office | 1701110 | 8403504 |  | WaterUse | Water treatment - showers, WC, kitchen | Operational Energy | 1540 | MJ/Y | 1 | 44 | 1 | FALSE | 1 | FALSE | [7 empty] | 5 | B7 | 0 | 0 | 0 | 0 | 0 | 0 | 0 | 0 | 0
| Civic Offices | Water Consumption - Benchmark Office | 1701110 | 8403504 |  | WaterUse | Water treatment - showers, WC, kitchen | Operational Energy | 1540 | MJ/Y | 1 | 44 | 1 | FALSE | 1 | FALSE | [7 empty] | 6 | B7 | 0 | 0 | 0 | 0 | 0 | 0 | 0 | 0 | 0
| Civic Offices | Water Consumption - Benchmark Office | 1701110 | 8403504 |  | WaterUse | Water treatment - showers, WC, kitchen | Operational Energy | 1540 | MJ/Y | 1 | 44 | 1 | FALSE | 1 | FALSE | [7 empty] | 7 | B7 | 0 | 0 | 0 | 0 | 0 | 0 | 0 | 0 | 0
| Civic Offices | Water Consumption - Benchmark Office | 1701110 | 8403504 |  | WaterUse | Water treatment - showers, WC, kitchen | Operational Energy | 1540 | MJ/Y | 1 | 44 | 1 | FALSE | 1 | FALSE | [7 empty] | 8 | B7 | 0 | 0 | 0 | 0 | 0 | 0 | 0 | 0 | 0
| Civic Offices | Water Consumption - Benchmark Office | 1701110 | 8403504 |  | WaterUse | Water treatment - showers, WC, kitchen | Operational Energy | 1540 | MJ/Y | 1 | 44 | 1 | FALSE | 1 | FALSE | [7 empty] | 9 | B7 | 0 | 0 | 0 | 0 | 0 | 0 | 0 | 0 | 0
| Civic Offices | Water Consumption - Benchmark Office | 1701110 | 8403504 |  | WaterUse | Water treatment - showers, WC, kitchen | Operational Energy | 1540 | MJ/Y | 1 | 44 | 1 | FALSE | 1 | FALSE | [7 empty] | 10 | B7 | 0 | 0 | 0 | 0 | 0 | 0 | 0 | 0 | 0
| Civic Offices | Water Consumption - Benchmark Office | 1701110 | 8403504 |  | WaterUse | Water treatment - showers, WC, kitchen | Operational Energy | 1540 | MJ/Y | 1 | 44 | 1 | FALSE | 1 | FALSE | [7 empty] | 11 | B7 | 0 | 0 | 0 | 0 | 0 | 0 | 0 | 0 | 0
| Civic Offices | Water Consumption - Benchmark Office | 1701110 | 8403504 |  | WaterUse | Water treatment - showers, WC, kitchen | Operational Energy | 1540 | MJ/Y | 1 | 44 | 1 | FALSE | 1 | FALSE | [7 empty] | 12 | B7 | 0 | 0 | 0 | 0 | 0 | 0 | 0 | 0 | 0
| Civic Offices | Water Consumption - Benchmark Office | 1701110 | 8403504 |  | WaterUse | Water treatment - showers, WC, kitchen | Operational Energy | 1540 | MJ/Y | 1 | 44 | 1 | FALSE | 1 | FALSE | [7 empty] | 13 | B7 | 0 | 0 | 0 | 0 | 0 | 0 | 0 | 0 | 0
| Civic Offices | Water Consumption - Benchmark Office | 1701110 | 8403504 |  | WaterUse | Water treatment - showers, WC, kitchen | Operational Energy | 1540 | MJ/Y | 1 | 44 | 1 | FALSE | 1 | FALSE | [7 empty] | 14 | B7 | 0 | 0 | 0 | 0 | 0 | 0 | 0 | 0 | 0
| Civic Offices | Water Consumption - Benchmark Office | 1701110 | 8403504 |  | WaterUse | Water treatment - showers, WC, kitchen | Operational Energy | 1540 | MJ/Y | 1 | 44 | 1 | FALSE | 1 | FALSE | [7 empty] | 15 | B7 | 0 | 0 | 0 | 0 | 0 | 0 | 0 | 0 | 0
| Civic Offices | Water Consumption - Benchmark Office | 1701110 | 8403504 |  | WaterUse | Water treatment - showers, WC, kitchen | Operational Energy | 1540 | MJ/Y | 1 | 44 | 1 | FALSE | 1 | FALSE | [7 empty] | 16 | B7 | 0 | 0 | 0 | 0 | 0 | 0 | 0 | 0 | 0
| Civic Offices | Water Consumption - Benchmark Office | 1701110 | 8403504 |  | WaterUse | Water treatment - showers, WC, kitchen | Operational Energy | 1540 | MJ/Y | 1 | 44 | 1 | FALSE | 1 | FALSE | [7 empty] | 17 | B7 | 0 | 0 | 0 | 0 | 0 | 0 | 0 | 0 | 0
| Civic Offices | Water Consumption - Benchmark Office | 1701110 | 8403504 |  | WaterUse | Water treatment - showers, WC, kitchen | Operational Energy | 1540 | MJ/Y | 1 | 44 | 1 | FALSE | 1 | FALSE | [7 empty] | 18 | B7 | 0 | 0 | 0 | 0 | 0 | 0 | 0 | 0 | 0
| Civic Offices | Water Consumption - Benchmark Office | 1701110 | 8403504 |  | WaterUse | Water treatment - showers, WC, kitchen | Operational Energy | 1540 | MJ/Y | 1 | 44 | 1 | FALSE | 1 | FALSE | [7 empty] | 19 | B7 | 0 | 0 | 0 | 0 | 0 | 0 | 0 | 0 | 0
| Civic Offices | Water Consumption - Benchmark Office | 1701110 | 8403504 |  | WaterUse | Water treatment - showers, WC, kitchen | Operational Energy | 1540 | MJ/Y | 1 | 44 | 1 | FALSE | 1 | FALSE | [7 empty] | 20 | B7 | 0 | 0 | 0 | 0 | 0 | 0 | 0 | 0 | 0
| Civic Offices | Water Consumption - Benchmark Office | 1701110 | 8403504 |  | WaterUse | Water treatment - showers, WC, kitchen | Operational Energy | 1540 | MJ/Y | 1 | 44 | 1 | FALSE | 1 | FALSE | [7 empty] | 21 | B7 | 0 | 0 | 0 | 0 | 0 | 0 | 0 | 0 | 0
| Civic Offices | Water Consumption - Benchmark Office | 1701110 | 8403504 |  | WaterUse | Water treatment - showers, WC, kitchen | Operational Energy | 1540 | MJ/Y | 1 | 44 | 1 | FALSE | 1 | FALSE | [7 empty] | 22 | B7 | 0 | 0 | 0 | 0 | 0 | 0 | 0 | 0 | 0
| Civic Offices | Water Consumption - Benchmark Office | 1701110 | 8403504 |  | WaterUse | Water treatment - showers, WC, kitchen | Operational Energy | 1540 | MJ/Y | 1 | 44 | 1 | FALSE | 1 | FALSE | [7 empty] | 23 | B7 | 0 | 0 | 0 | 0 | 0 | 0 | 0 | 0 | 0
| Civic Offices | Water Consumption - Benchmark Office | 1701110 | 8403504 |  | WaterUse | Water treatment - showers, WC, kitchen | Operational Energy | 1540 | MJ/Y | 1 | 44 | 1 | FALSE | 1 | FALSE | [7 empty] | 24 | B7 | 0 | 0 | 0 | 0 | 0 | 0 | 0 | 0 | 0
| Civic Offices | Water Consumption - Benchmark Office | 1701110 | 8403504 |  | WaterUse | Water treatment - showers, WC, kitchen | Operational Energy | 1540 | MJ/Y | 1 | 44 | 1 | FALSE | 1 | FALSE | [7 empty] | 25 | B7 | 0 | 0 | 0 | 0 | 0 | 0 | 0 | 0 | 0
| Civic Offices | Water Consumption - Benchmark Office | 1701110 | 8403504 |  | WaterUse | Water treatment - showers, WC, kitchen | Operational Energy | 1540 | MJ/Y | 1 | 44 | 1 | FALSE | 1 | FALSE | [7 empty] | 26 | B7 | 0 | 0 | 0 | 0 | 0 | 0 | 0 | 0 | 0
| Civic Offices | Water Consumption - Benchmark Office | 1701110 | 8403504 |  | WaterUse | Water treatment - showers, WC, kitchen | Operational Energy | 1540 | MJ/Y | 1 | 44 | 1 | FALSE | 1 | FALSE | [7 empty] | 27 | B7 | 0 | 0 | 0 | 0 | 0 | 0 | 0 | 0 | 0
| Civic Offices | Water Consumption - Benchmark Office | 1701110 | 8403504 |  | WaterUse | Water treatment - showers, WC, kitchen | Operational Energy | 1540 | MJ/Y | 1 | 44 | 1 | FALSE | 1 | FALSE | [7 empty] | 28 | B7 | 0 | 0 | 0 | 0 | 0 | 0 | 0 | 0 | 0
| Civic Offices | Water Consumption - Benchmark Office | 1701110 | 8403504 |  | WaterUse | Water treatment - showers, WC, kitchen | Operational Energy | 1540 | MJ/Y | 1 | 44 | 1 | FALSE | 1 | FALSE | [7 empty] | 29 | B7 | 0 | 0 | 0 | 0 | 0 | 0 | 0 | 0 | 0
| Civic Offices | Water Consumption - Benchmark Office | 1701110 | 8403504 |  | WaterUse | Water treatment - showers, WC, kitchen | Operational Energy | 1540 | MJ/Y | 1 | 44 | 1 | FALSE | 1 | FALSE | [7 empty] | 30 | B7 | 0 | 0 | 0 | 0 | 0 | 0 | 0 | 0 | 0
| Civic Offices | Water Consumption - Benchmark Office | 1701110 | 8403504 |  | WaterUse | Water treatment - showers, WC, kitchen | Operational Energy | 1540 | MJ/Y | 1 | 44 | 1 | FALSE | 1 | FALSE | [7 empty] | 31 | B7 | 0 | 0 | 0 | 0 | 0 | 0 | 0 | 0 | 0
| Civic Offices | Water Consumption - Benchmark Office | 1701110 | 8403504 |  | WaterUse | Water treatment - showers, WC, kitchen | Operational Energy | 1540 | MJ/Y | 1 | 44 | 1 | FALSE | 1 | FALSE | [7 empty] | 32 | B7 | 0 | 0 | 0 | 0 | 0 | 0 | 0 | 0 | 0
| Civic Offices | Water Consumption - Benchmark Office | 1701110 | 8403504 |  | WaterUse | Water treatment - showers, WC, kitchen | Operational Energy | 1540 | MJ/Y | 1 | 44 | 1 | FALSE | 1 | FALSE | [7 empty] | 33 | B7 | 0 | 0 | 0 | 0 | 0 | 0 | 0 | 0 | 0
| Civic Offices | Water Consumption - Benchmark Office | 1701110 | 8403504 |  | WaterUse | Water treatment - showers, WC, kitchen | Operational Energy | 1540 | MJ/Y | 1 | 44 | 1 | FALSE | 1 | FALSE | [7 empty] | 34 | B7 | 0 | 0 | 0 | 0 | 0 | 0 | 0 | 0 | 0
| Civic Offices | Water Consumption - Benchmark Office | 1701110 | 8403504 |  | WaterUse | Water treatment - showers, WC, kitchen | Operational Energy | 1540 | MJ/Y | 1 | 44 | 1 | FALSE | 1 | FALSE | [7 empty] | 35 | B7 | 0 | 0 | 0 | 0 | 0 | 0 | 0 | 0 | 0
| Civic Offices | Water Consumption - Benchmark Office | 1701110 | 8403504 |  | WaterUse | Water treatment - showers, WC, kitchen | Operational Energy | 1540 | MJ/Y | 1 | 44 | 1 | FALSE | 1 | FALSE | [7 empty] | 36 | B7 | 0 | 0 | 0 | 0 | 0 | 0 | 0 | 0 | 0
| Civic Offices | Water Consumption - Benchmark Office | 1701110 | 8403504 |  | WaterUse | Water treatment - showers, WC, kitchen | Operational Energy | 1540 | MJ/Y | 1 | 44 | 1 | FALSE | 1 | FALSE | [7 empty] | 37 | B7 | 0 | 0 | 0 | 0 | 0 | 0 | 0 | 0 | 0
| Civic Offices | Water Consumption - Benchmark Office | 1701110 | 8403504 |  | WaterUse | Water treatment - showers, WC, kitchen | Operational Energy | 1540 | MJ/Y | 1 | 44 | 1 | FALSE | 1 | FALSE | [7 empty] | 38 | B7 | 0 | 0 | 0 | 0 | 0 | 0 | 0 | 0 | 0
| Civic Offices | Water Consumption - Benchmark Office | 1701110 | 8403504 |  | WaterUse | Water treatment - showers, WC, kitchen | Operational Energy | 1540 | MJ/Y | 1 | 44 | 1 | FALSE | 1 | FALSE | [7 empty] | 39 | B7 | 0 | 0 | 0 | 0 | 0 | 0 | 0 | 0 | 0
| Civic Offices | Water Consumption - Benchmark Office | 1701110 | 8403504 |  | WaterUse | Water treatment - showers, WC, kitchen | Operational Energy | 1540 | MJ/Y | 1 | 44 | 1 | FALSE | 1 | FALSE | [7 empty] | 40 | B7 | 0 | 0 | 0 | 0 | 0 | 0 | 0 | 0 | 0
| Civic Offices | Water Consumption - Benchmark Office | 1701110 | 8403504 |  | WaterUse | Water treatment - showers, WC, kitchen | Operational Energy | 1540 | MJ/Y | 1 | 44 | 1 | FALSE | 1 | FALSE | [7 empty] | 41 | B7 | 0 | 0 | 0 | 0 | 0 | 0 | 0 | 0 | 0
| Civic Offices | Water Consumption - Benchmark Office | 1701110 | 8403504 |  | WaterUse | Water treatment - showers, WC, kitchen | Operational Energy | 1540 | MJ/Y | 1 | 44 | 1 | FALSE | 1 | FALSE | [7 empty] | 42 | B7 | 0 | 0 | 0 | 0 | 0 | 0 | 0 | 0 | 0
| Civic Offices | Water Consumption - Benchmark Office | 1701110 | 8403504 |  | WaterUse | Water treatment - showers, WC, kitchen | Operational Energy | 1540 | MJ/Y | 1 | 44 | 1 | FALSE | 1 | FALSE | [7 empty] | 43 | B7 | 0 | 0 | 0 | 0 | 0 | 0 | 0 | 0 | 0
| Civic Offices | Water Consumption - Benchmark Office | 1701110 | 8403504 |  | WaterUse | Water treatment - showers, WC, kitchen | Operational Energy | 1540 | MJ/Y | 1 | 44 | 1 | FALSE | 1 | FALSE | [7 empty] | 44 | B7 | 0 | 0 | 0 | 0 | 0 | 0 | 0 | 0 | 0
| Civic Offices | Water Consumption - Benchmark Office | 1701110 | 8403504 |  | WaterUse | Water treatment - showers, WC, kitchen | Operational Energy | 1540 | MJ/Y | 1 | 44 | 1 | FALSE | 1 | FALSE | [7 empty] | 45 | B7 | 0 | 0 | 0 | 0 | 0 | 0 | 0 | 0 | 0
| Civic Offices | Water Consumption - Benchmark Office | 1701110 | 8403504 |  | WaterUse | Water treatment - showers, WC, kitchen | Operational Energy | 1540 | MJ/Y | 1 | 44 | 1 | FALSE | 1 | FALSE | [7 empty] | 46 | B7 | 0 | 0 | 0 | 0 | 0 | 0 | 0 | 0 | 0
| Civic Offices | Water Consumption - Benchmark Office | 1701110 | 8403504 |  | WaterUse | Water treatment - showers, WC, kitchen | Operational Energy | 1540 | MJ/Y | 1 | 44 | 1 | FALSE | 1 | FALSE | [7 empty] | 47 | B7 | 0 | 0 | 0 | 0 | 0 | 0 | 0 | 0 | 0
| Civic Offices | Water Consumption - Benchmark Office | 1701110 | 8403504 |  | WaterUse | Water treatment - showers, WC, kitchen | Operational Energy | 1540 | MJ/Y | 1 | 44 | 1 | FALSE | 1 | FALSE | [7 empty] | 48 | B7 | 0 | 0 | 0 | 0 | 0 | 0 | 0 | 0 | 0
| Civic Offices | Water Consumption - Benchmark Office | 1701110 | 8403504 |  | WaterUse | Water treatment - showers, WC, kitchen | Operational Energy | 1540 | MJ/Y | 1 | 44 | 1 | FALSE | 1 | FALSE | [7 empty] | 49 | B7 | 0 | 0 | 0 | 0 | 0 | 0 | 0 | 0 | 0
| Civic Offices | Water Consumption - Benchmark Office | 1701110 | 8403504 |  | WaterUse | Water treatment - showers, WC, kitchen | Operational Energy | 1540 | MJ/Y | 1 | 44 | 1 | FALSE | 1 | FALSE | [7 empty] | 50 | B7 | 0 | 0 | 0 | 0 | 0 | 0 | 0 | 0 | 0
| Civic Offices | Water Consumption - Benchmark Office | 1701110 | 8403504 |  | WaterUse | Water treatment - showers, WC, kitchen | Operational Energy | 1540 | MJ/Y | 1 | 44 | 1 | FALSE | 1 | FALSE | [7 empty] | 51 | B7 | 0 | 0 | 0 | 0 | 0 | 0 | 0 | 0 | 0
| Civic Offices | Water Consumption - Benchmark Office | 1701110 | 8403504 |  | WaterUse | Water treatment - showers, WC, kitchen | Operational Energy | 1540 | MJ/Y | 1 | 44 | 1 | FALSE | 1 | FALSE | [7 empty] | 52 | B7 | 0 | 0 | 0 | 0 | 0 | 0 | 0 | 0 | 0
| Civic Offices | Water Consumption - Benchmark Office | 1701110 | 8403504 |  | WaterUse | Water treatment - showers, WC, kitchen | Operational Energy | 1540 | MJ/Y | 1 | 44 | 1 | FALSE | 1 | FALSE | [7 empty] | 53 | B7 | 0 | 0 | 0 | 0 | 0 | 0 | 0 | 0 | 0
| Civic Offices | Water Consumption - Benchmark Office | 1701110 | 8403504 |  | WaterUse | Water treatment - showers, WC, kitchen | Operational Energy | 1540 | MJ/Y | 1 | 44 | 1 | FALSE | 1 | FALSE | [7 empty] | 54 | B7 | 0 | 0 | 0 | 0 | 0 | 0 | 0 | 0 | 0
| Civic Offices | Water Consumption - Benchmark Office | 1701110 | 8403504 |  | WaterUse | Water treatment - showers, WC, kitchen | Operational Energy | 1540 | MJ/Y | 1 | 44 | 1 | FALSE | 1 | FALSE | [7 empty] | 55 | B7 | 0 | 0 | 0 | 0 | 0 | 0 | 0 | 0 | 0
| Civic Offices | Water Consumption - Benchmark Office | 1701110 | 8403504 |  | WaterUse | Water treatment - showers, WC, kitchen | Operational Energy | 1540 | MJ/Y | 1 | 44 | 1 | FALSE | 1 | FALSE | [7 empty] | 56 | B7 | 0 | 0 | 0 | 0 | 0 | 0 | 0 | 0 | 0
| Civic Offices | Water Consumption - Benchmark Office | 1701110 | 8403504 |  | WaterUse | Water treatment - showers, WC, kitchen | Operational Energy | 1540 | MJ/Y | 1 | 44 | 1 | FALSE | 1 | FALSE | [7 empty] | 57 | B7 | 0 | 0 | 0 | 0 | 0 | 0 | 0 | 0 | 0
| Civic Offices | Water Consumption - Benchmark Office | 1701110 | 8403504 |  | WaterUse | Water treatment - showers, WC, kitchen | Operational Energy | 1540 | MJ/Y | 1 | 44 | 1 | FALSE | 1 | FALSE | [7 empty] | 58 | B7 | 0 | 0 | 0 | 0 | 0 | 0 | 0 | 0 | 0
| Civic Offices | Water Consumption - Benchmark Office | 1701110 | 8403504 |  | WaterUse | Water treatment - showers, WC, kitchen | Operational Energy | 1540 | MJ/Y | 1 | 44 | 1 | FALSE | 1 | FALSE | [7 empty] | 59 | B7 | 0 | 0 | 0 | 0 | 0 | 0 | 0 | 0 | 0
| Civic Offices | Water Consumption - Benchmark Office | 1701110 | 8403504 |  | WaterUse | Water treatment - showers, WC, kitchen | Operational Energy | 1540 | MJ/Y | 1 | 44 | 1 | FALSE | 1 | FALSE | [7 empty] | 60 | B7 | 0 | 0 | 0 | 0 | 0 | 0 | 0 | 0 | 0
| Civic Offices | Services office operational (CIBSE benchmark) 2018 low carbon grid (GWP only) | 1705699 | 8420266 |  | Operational | Heating/hot water Gas | Operational Energy | 274800 | KW/H | 1 | 44 | 1 | FALSE | 1 | FALSE | [7 empty] | 1 | B6 | 32378.703 | 0.0050985 | 45.691 | 9.231 | 8.0952 | 0.0052686 | 588900.4945 | 7356.396 | 105.2195
| Civic Offices | Services office operational (CIBSE benchmark) 2018 low carbon grid (GWP only) | 1705699 | 8420266 |  | Operational | Heating/hot water Gas | Operational Energy | 274800 | KW/H | 1 | 44 | 1 | FALSE | 1 | FALSE | [7 empty] | 2 | B6 | 32378.703 | 0.0050985 | 45.691 | 9.231 | 8.0952 | 0.0052686 | 588900.4945 | 7356.396 | 105.2195
| Civic Offices | Services office operational (CIBSE benchmark) 2018 low carbon grid (GWP only) | 1705699 | 8420266 |  | Operational | Heating/hot water Gas | Operational Energy | 274800 | KW/H | 1 | 44 | 1 | FALSE | 1 | FALSE | [7 empty] | 3 | B6 | 32378.703 | 0.0050985 | 45.691 | 9.231 | 8.0952 | 0.0052686 | 588900.4945 | 7356.396 | 105.2195
| Civic Offices | Services office operational (CIBSE benchmark) 2018 low carbon grid (GWP only) | 1705699 | 8420266 |  | Operational | Heating/hot water Gas | Operational Energy | 274800 | KW/H | 1 | 44 | 1 | FALSE | 1 | FALSE | [7 empty] | 4 | B6 | 32378.703 | 0.0050985 | 45.691 | 9.231 | 8.0952 | 0.0052686 | 588900.4945 | 7356.396 | 105.2195
| Civic Offices | Services office operational (CIBSE benchmark) 2018 low carbon grid (GWP only) | 1705699 | 8420266 |  | Operational | Heating/hot water Gas | Operational Energy | 274800 | KW/H | 1 | 44 | 1 | FALSE | 1 | FALSE | [7 empty] | 5 | B6 | 32378.703 | 0.0050985 | 45.691 | 9.231 | 8.0952 | 0.0052686 | 588900.4945 | 7356.396 | 105.2195
| Civic Offices | Services office operational (CIBSE benchmark) 2018 low carbon grid (GWP only) | 1705699 | 8420266 |  | Operational | Heating/hot water Gas | Operational Energy | 274800 | KW/H | 1 | 44 | 1 | FALSE | 1 | FALSE | [7 empty] | 6 | B6 | 32378.703 | 0.0050985 | 45.691 | 9.231 | 8.0952 | 0.0052686 | 588900.4945 | 7356.396 | 105.2195
| Civic Offices | Services office operational (CIBSE benchmark) 2018 low carbon grid (GWP only) | 1705699 | 8420266 |  | Operational | Heating/hot water Gas | Operational Energy | 274800 | KW/H | 1 | 44 | 1 | FALSE | 1 | FALSE | [7 empty] | 7 | B6 | 32378.703 | 0.0050985 | 45.691 | 9.231 | 8.0952 | 0.0052686 | 588900.4945 | 7356.396 | 105.2195
| Civic Offices | Services office operational (CIBSE benchmark) 2018 low carbon grid (GWP only) | 1705699 | 8420266 |  | Operational | Heating/hot water Gas | Operational Energy | 274800 | KW/H | 1 | 44 | 1 | FALSE | 1 | FALSE | [7 empty] | 8 | B6 | 32378.703 | 0.0050985 | 45.691 | 9.231 | 8.0952 | 0.0052686 | 588900.4945 | 7356.396 | 105.2195
| Civic Offices | Services office operational (CIBSE benchmark) 2018 low carbon grid (GWP only) | 1705699 | 8420266 |  | Operational | Heating/hot water Gas | Operational Energy | 274800 | KW/H | 1 | 44 | 1 | FALSE | 1 | FALSE | [7 empty] | 9 | B6 | 32378.703 | 0.0050985 | 45.691 | 9.231 | 8.0952 | 0.0052686 | 588900.4945 | 7356.396 | 105.2195
| Civic Offices | Services office operational (CIBSE benchmark) 2018 low carbon grid (GWP only) | 1705699 | 8420266 |  | Operational | Heating/hot water Gas | Operational Energy | 274800 | KW/H | 1 | 44 | 1 | FALSE | 1 | FALSE | [7 empty] | 10 | B6 | 32378.703 | 0.0050985 | 45.691 | 9.231 | 8.0952 | 0.0052686 | 588900.4945 | 7356.396 | 105.2195
| Civic Offices | Services office operational (CIBSE benchmark) 2018 low carbon grid (GWP only) | 1705699 | 8420266 |  | Operational | Heating/hot water Gas | Operational Energy | 274800 | KW/H | 1 | 44 | 1 | FALSE | 1 | FALSE | [7 empty] | 11 | B6 | 32378.703 | 0.0050985 | 45.691 | 9.231 | 8.0952 | 0.0052686 | 588900.4945 | 7356.396 | 105.2195
| Civic Offices | Services office operational (CIBSE benchmark) 2018 low carbon grid (GWP only) | 1705699 | 8420266 |  | Operational | Heating/hot water Gas | Operational Energy | 274800 | KW/H | 1 | 44 | 1 | FALSE | 1 | FALSE | [7 empty] | 12 | B6 | 32378.703 | 0.0050985 | 45.691 | 9.231 | 8.0952 | 0.0052686 | 588900.4945 | 7356.396 | 105.2195
| Civic Offices | Services office operational (CIBSE benchmark) 2018 low carbon grid (GWP only) | 1705699 | 8420266 |  | Operational | Heating/hot water Gas | Operational Energy | 274800 | KW/H | 1 | 44 | 1 | FALSE | 1 | FALSE | [7 empty] | 13 | B6 | 32378.703 | 0.0050985 | 45.691 | 9.231 | 8.0952 | 0.0052686 | 588900.4945 | 7356.396 | 105.2195
| Civic Offices | Services office operational (CIBSE benchmark) 2018 low carbon grid (GWP only) | 1705699 | 8420266 |  | Operational | Heating/hot water Gas | Operational Energy | 274800 | KW/H | 1 | 44 | 1 | FALSE | 1 | FALSE | [7 empty] | 14 | B6 | 32378.703 | 0.0050985 | 45.691 | 9.231 | 8.0952 | 0.0052686 | 588900.4945 | 7356.396 | 105.2195
| Civic Offices | Services office operational (CIBSE benchmark) 2018 low carbon grid (GWP only) | 1705699 | 8420266 |  | Operational | Heating/hot water Gas | Operational Energy | 274800 | KW/H | 1 | 44 | 1 | FALSE | 1 | FALSE | [7 empty] | 15 | B6 | 32378.703 | 0.0050985 | 45.691 | 9.231 | 8.0952 | 0.0052686 | 588900.4945 | 7356.396 | 105.2195
| Civic Offices | Services office operational (CIBSE benchmark) 2018 low carbon grid (GWP only) | 1705699 | 8420266 |  | Operational | Heating/hot water Gas | Operational Energy | 274800 | KW/H | 1 | 44 | 1 | FALSE | 1 | FALSE | [7 empty] | 16 | B6 | 32378.703 | 0.0050985 | 45.691 | 9.231 | 8.0952 | 0.0052686 | 588900.4945 | 7356.396 | 105.2195
| Civic Offices | Services office operational (CIBSE benchmark) 2018 low carbon grid (GWP only) | 1705699 | 8420266 |  | Operational | Heating/hot water Gas | Operational Energy | 274800 | KW/H | 1 | 44 | 1 | FALSE | 1 | FALSE | [7 empty] | 17 | B6 | 32378.703 | 0.0050985 | 45.691 | 9.231 | 8.0952 | 0.0052686 | 588900.4945 | 7356.396 | 105.2195
| Civic Offices | Services office operational (CIBSE benchmark) 2018 low carbon grid (GWP only) | 1705699 | 8420266 |  | Operational | Heating/hot water Gas | Operational Energy | 274800 | KW/H | 1 | 44 | 1 | FALSE | 1 | FALSE | [7 empty] | 18 | B6 | 32378.703 | 0.0050985 | 45.691 | 9.231 | 8.0952 | 0.0052686 | 588900.4945 | 7356.396 | 105.2195
| Civic Offices | Services office operational (CIBSE benchmark) 2018 low carbon grid (GWP only) | 1705699 | 8420266 |  | Operational | Heating/hot water Gas | Operational Energy | 274800 | KW/H | 1 | 44 | 1 | FALSE | 1 | FALSE | [7 empty] | 19 | B6 | 32378.703 | 0.0050985 | 45.691 | 9.231 | 8.0952 | 0.0052686 | 588900.4945 | 7356.396 | 105.2195
| Civic Offices | Services office operational (CIBSE benchmark) 2018 low carbon grid (GWP only) | 1705699 | 8420266 |  | Operational | Heating/hot water Gas | Operational Energy | 274800 | KW/H | 1 | 44 | 1 | FALSE | 1 | FALSE | [7 empty] | 20 | B6 | 32378.703 | 0.0050985 | 45.691 | 9.231 | 8.0952 | 0.0052686 | 588900.4945 | 7356.396 | 105.2195
| Civic Offices | Services office operational (CIBSE benchmark) 2018 low carbon grid (GWP only) | 1705699 | 8420266 |  | Operational | Heating/hot water Gas | Operational Energy | 274800 | KW/H | 1 | 44 | 1 | FALSE | 1 | FALSE | [7 empty] | 21 | B6 | 32378.703 | 0.0050985 | 45.691 | 9.231 | 8.0952 | 0.0052686 | 588900.4945 | 7356.396 | 105.2195
| Civic Offices | Services office operational (CIBSE benchmark) 2018 low carbon grid (GWP only) | 1705699 | 8420266 |  | Operational | Heating/hot water Gas | Operational Energy | 274800 | KW/H | 1 | 44 | 1 | FALSE | 1 | FALSE | [7 empty] | 22 | B6 | 32378.703 | 0.0050985 | 45.691 | 9.231 | 8.0952 | 0.0052686 | 588900.4945 | 7356.396 | 105.2195
| Civic Offices | Services office operational (CIBSE benchmark) 2018 low carbon grid (GWP only) | 1705699 | 8420266 |  | Operational | Heating/hot water Gas | Operational Energy | 274800 | KW/H | 1 | 44 | 1 | FALSE | 1 | FALSE | [7 empty] | 23 | B6 | 32378.703 | 0.0050985 | 45.691 | 9.231 | 8.0952 | 0.0052686 | 588900.4945 | 7356.396 | 105.2195
| Civic Offices | Services office operational (CIBSE benchmark) 2018 low carbon grid (GWP only) | 1705699 | 8420266 |  | Operational | Heating/hot water Gas | Operational Energy | 274800 | KW/H | 1 | 44 | 1 | FALSE | 1 | FALSE | [7 empty] | 24 | B6 | 32378.703 | 0.0050985 | 45.691 | 9.231 | 8.0952 | 0.0052686 | 588900.4945 | 7356.396 | 105.2195
| Civic Offices | Services office operational (CIBSE benchmark) 2018 low carbon grid (GWP only) | 1705699 | 8420266 |  | Operational | Heating/hot water Gas | Operational Energy | 274800 | KW/H | 1 | 44 | 1 | FALSE | 1 | FALSE | [7 empty] | 25 | B6 | 32378.703 | 0.0050985 | 45.691 | 9.231 | 8.0952 | 0.0052686 | 588900.4945 | 7356.396 | 105.2195
| Civic Offices | Services office operational (CIBSE benchmark) 2018 low carbon grid (GWP only) | 1705699 | 8420266 |  | Operational | Heating/hot water Gas | Operational Energy | 274800 | KW/H | 1 | 44 | 1 | FALSE | 1 | FALSE | [7 empty] | 26 | B6 | 32378.703 | 0.0050985 | 45.691 | 9.231 | 8.0952 | 0.0052686 | 588900.4945 | 7356.396 | 105.2195
| Civic Offices | Services office operational (CIBSE benchmark) 2018 low carbon grid (GWP only) | 1705699 | 8420266 |  | Operational | Heating/hot water Gas | Operational Energy | 274800 | KW/H | 1 | 44 | 1 | FALSE | 1 | FALSE | [7 empty] | 27 | B6 | 32378.703 | 0.0050985 | 45.691 | 9.231 | 8.0952 | 0.0052686 | 588900.4945 | 7356.396 | 105.2195
| Civic Offices | Services office operational (CIBSE benchmark) 2018 low carbon grid (GWP only) | 1705699 | 8420266 |  | Operational | Heating/hot water Gas | Operational Energy | 274800 | KW/H | 1 | 44 | 1 | FALSE | 1 | FALSE | [7 empty] | 28 | B6 | 32378.703 | 0.0050985 | 45.691 | 9.231 | 8.0952 | 0.0052686 | 588900.4945 | 7356.396 | 105.2195
| Civic Offices | Services office operational (CIBSE benchmark) 2018 low carbon grid (GWP only) | 1705699 | 8420266 |  | Operational | Heating/hot water Gas | Operational Energy | 274800 | KW/H | 1 | 44 | 1 | FALSE | 1 | FALSE | [7 empty] | 29 | B6 | 32378.703 | 0.0050985 | 45.691 | 9.231 | 8.0952 | 0.0052686 | 588900.4945 | 7356.396 | 105.2195
| Civic Offices | Services office operational (CIBSE benchmark) 2018 low carbon grid (GWP only) | 1705699 | 8420266 |  | Operational | Heating/hot water Gas | Operational Energy | 274800 | KW/H | 1 | 44 | 1 | FALSE | 1 | FALSE | [7 empty] | 30 | B6 | 32378.703 | 0.0050985 | 45.691 | 9.231 | 8.0952 | 0.0052686 | 588900.4945 | 7356.396 | 105.2195
| Civic Offices | Services office operational (CIBSE benchmark) 2018 low carbon grid (GWP only) | 1705699 | 8420266 |  | Operational | Heating/hot water Gas | Operational Energy | 274800 | KW/H | 1 | 44 | 1 | FALSE | 1 | FALSE | [7 empty] | 31 | B6 | 32378.703 | 0.0050985 | 45.691 | 9.231 | 8.0952 | 0.0052686 | 588900.4945 | 7356.396 | 105.2195
| Civic Offices | Services office operational (CIBSE benchmark) 2018 low carbon grid (GWP only) | 1705699 | 8420266 |  | Operational | Heating/hot water Gas | Operational Energy | 274800 | KW/H | 1 | 44 | 1 | FALSE | 1 | FALSE | [7 empty] | 32 | B6 | 32378.703 | 0.0050985 | 45.691 | 9.231 | 8.0952 | 0.0052686 | 588900.4945 | 7356.396 | 105.2195
| Civic Offices | Services office operational (CIBSE benchmark) 2018 low carbon grid (GWP only) | 1705699 | 8420266 |  | Operational | Heating/hot water Gas | Operational Energy | 274800 | KW/H | 1 | 44 | 1 | FALSE | 1 | FALSE | [7 empty] | 33 | B6 | 32378.703 | 0.0050985 | 45.691 | 9.231 | 8.0952 | 0.0052686 | 588900.4945 | 7356.396 | 105.2195
| Civic Offices | Services office operational (CIBSE benchmark) 2018 low carbon grid (GWP only) | 1705699 | 8420266 |  | Operational | Heating/hot water Gas | Operational Energy | 274800 | KW/H | 1 | 44 | 1 | FALSE | 1 | FALSE | [7 empty] | 34 | B6 | 32378.703 | 0.0050985 | 45.691 | 9.231 | 8.0952 | 0.0052686 | 588900.4945 | 7356.396 | 105.2195
| Civic Offices | Services office operational (CIBSE benchmark) 2018 low carbon grid (GWP only) | 1705699 | 8420266 |  | Operational | Heating/hot water Gas | Operational Energy | 274800 | KW/H | 1 | 44 | 1 | FALSE | 1 | FALSE | [7 empty] | 35 | B6 | 32378.703 | 0.0050985 | 45.691 | 9.231 | 8.0952 | 0.0052686 | 588900.4945 | 7356.396 | 105.2195
| Civic Offices | Services office operational (CIBSE benchmark) 2018 low carbon grid (GWP only) | 1705699 | 8420266 |  | Operational | Heating/hot water Gas | Operational Energy | 274800 | KW/H | 1 | 44 | 1 | FALSE | 1 | FALSE | [7 empty] | 36 | B6 | 32378.703 | 0.0050985 | 45.691 | 9.231 | 8.0952 | 0.0052686 | 588900.4945 | 7356.396 | 105.2195
| Civic Offices | Services office operational (CIBSE benchmark) 2018 low carbon grid (GWP only) | 1705699 | 8420266 |  | Operational | Heating/hot water Gas | Operational Energy | 274800 | KW/H | 1 | 44 | 1 | FALSE | 1 | FALSE | [7 empty] | 37 | B6 | 32378.703 | 0.0050985 | 45.691 | 9.231 | 8.0952 | 0.0052686 | 588900.4945 | 7356.396 | 105.2195
| Civic Offices | Services office operational (CIBSE benchmark) 2018 low carbon grid (GWP only) | 1705699 | 8420266 |  | Operational | Heating/hot water Gas | Operational Energy | 274800 | KW/H | 1 | 44 | 1 | FALSE | 1 | FALSE | [7 empty] | 38 | B6 | 32378.703 | 0.0050985 | 45.691 | 9.231 | 8.0952 | 0.0052686 | 588900.4945 | 7356.396 | 105.2195
| Civic Offices | Services office operational (CIBSE benchmark) 2018 low carbon grid (GWP only) | 1705699 | 8420266 |  | Operational | Heating/hot water Gas | Operational Energy | 274800 | KW/H | 1 | 44 | 1 | FALSE | 1 | FALSE | [7 empty] | 39 | B6 | 32378.703 | 0.0050985 | 45.691 | 9.231 | 8.0952 | 0.0052686 | 588900.4945 | 7356.396 | 105.2195
| Civic Offices | Services office operational (CIBSE benchmark) 2018 low carbon grid (GWP only) | 1705699 | 8420266 |  | Operational | Heating/hot water Gas | Operational Energy | 274800 | KW/H | 1 | 44 | 1 | FALSE | 1 | FALSE | [7 empty] | 40 | B6 | 32378.703 | 0.0050985 | 45.691 | 9.231 | 8.0952 | 0.0052686 | 588900.4945 | 7356.396 | 105.2195
| Civic Offices | Services office operational (CIBSE benchmark) 2018 low carbon grid (GWP only) | 1705699 | 8420266 |  | Operational | Heating/hot water Gas | Operational Energy | 274800 | KW/H | 1 | 44 | 1 | FALSE | 1 | FALSE | [7 empty] | 41 | B6 | 32378.703 | 0.0050985 | 45.691 | 9.231 | 8.0952 | 0.0052686 | 588900.4945 | 7356.396 | 105.2195
| Civic Offices | Services office operational (CIBSE benchmark) 2018 low carbon grid (GWP only) | 1705699 | 8420266 |  | Operational | Heating/hot water Gas | Operational Energy | 274800 | KW/H | 1 | 44 | 1 | FALSE | 1 | FALSE | [7 empty] | 42 | B6 | 32378.703 | 0.0050985 | 45.691 | 9.231 | 8.0952 | 0.0052686 | 588900.4945 | 7356.396 | 105.2195
| Civic Offices | Services office operational (CIBSE benchmark) 2018 low carbon grid (GWP only) | 1705699 | 8420266 |  | Operational | Heating/hot water Gas | Operational Energy | 274800 | KW/H | 1 | 44 | 1 | FALSE | 1 | FALSE | [7 empty] | 43 | B6 | 32378.703 | 0.0050985 | 45.691 | 9.231 | 8.0952 | 0.0052686 | 588900.4945 | 7356.396 | 105.2195
| Civic Offices | Services office operational (CIBSE benchmark) 2018 low carbon grid (GWP only) | 1705699 | 8420266 |  | Operational | Heating/hot water Gas | Operational Energy | 274800 | KW/H | 1 | 44 | 1 | FALSE | 1 | FALSE | [7 empty] | 44 | B6 | 32378.703 | 0.0050985 | 45.691 | 9.231 | 8.0952 | 0.0052686 | 588900.4945 | 7356.396 | 105.2195
| Civic Offices | Services office operational (CIBSE benchmark) 2018 low carbon grid (GWP only) | 1705699 | 8420266 |  | Operational | Heating/hot water Gas | Operational Energy | 274800 | KW/H | 1 | 44 | 1 | FALSE | 1 | FALSE | [7 empty] | 45 | B6 | 32378.703 | 0.0050985 | 45.691 | 9.231 | 8.0952 | 0.0052686 | 588900.4945 | 7356.396 | 105.2195
| Civic Offices | Services office operational (CIBSE benchmark) 2018 low carbon grid (GWP only) | 1705699 | 8420266 |  | Operational | Heating/hot water Gas | Operational Energy | 274800 | KW/H | 1 | 44 | 1 | FALSE | 1 | FALSE | [7 empty] | 46 | B6 | 32378.703 | 0.0050985 | 45.691 | 9.231 | 8.0952 | 0.0052686 | 588900.4945 | 7356.396 | 105.2195
| Civic Offices | Services office operational (CIBSE benchmark) 2018 low carbon grid (GWP only) | 1705699 | 8420266 |  | Operational | Heating/hot water Gas | Operational Energy | 274800 | KW/H | 1 | 44 | 1 | FALSE | 1 | FALSE | [7 empty] | 47 | B6 | 32378.703 | 0.0050985 | 45.691 | 9.231 | 8.0952 | 0.0052686 | 588900.4945 | 7356.396 | 105.2195
| Civic Offices | Services office operational (CIBSE benchmark) 2018 low carbon grid (GWP only) | 1705699 | 8420266 |  | Operational | Heating/hot water Gas | Operational Energy | 274800 | KW/H | 1 | 44 | 1 | FALSE | 1 | FALSE | [7 empty] | 48 | B6 | 32378.703 | 0.0050985 | 45.691 | 9.231 | 8.0952 | 0.0052686 | 588900.4945 | 7356.396 | 105.2195
| Civic Offices | Services office operational (CIBSE benchmark) 2018 low carbon grid (GWP only) | 1705699 | 8420266 |  | Operational | Heating/hot water Gas | Operational Energy | 274800 | KW/H | 1 | 44 | 1 | FALSE | 1 | FALSE | [7 empty] | 49 | B6 | 32378.703 | 0.0050985 | 45.691 | 9.231 | 8.0952 | 0.0052686 | 588900.4945 | 7356.396 | 105.2195
| Civic Offices | Services office operational (CIBSE benchmark) 2018 low carbon grid (GWP only) | 1705699 | 8420266 |  | Operational | Heating/hot water Gas | Operational Energy | 274800 | KW/H | 1 | 44 | 1 | FALSE | 1 | FALSE | [7 empty] | 50 | B6 | 32378.703 | 0.0050985 | 45.691 | 9.231 | 8.0952 | 0.0052686 | 588900.4945 | 7356.396 | 105.2195
| Civic Offices | Services office operational (CIBSE benchmark) 2018 low carbon grid (GWP only) | 1705699 | 8420266 |  | Operational | Heating/hot water Gas | Operational Energy | 274800 | KW/H | 1 | 44 | 1 | FALSE | 1 | FALSE | [7 empty] | 51 | B6 | 32378.703 | 0.0050985 | 45.691 | 9.231 | 8.0952 | 0.0052686 | 588900.4945 | 7356.396 | 105.2195
| Civic Offices | Services office operational (CIBSE benchmark) 2018 low carbon grid (GWP only) | 1705699 | 8420266 |  | Operational | Heating/hot water Gas | Operational Energy | 274800 | KW/H | 1 | 44 | 1 | FALSE | 1 | FALSE | [7 empty] | 52 | B6 | 32378.703 | 0.0050985 | 45.691 | 9.231 | 8.0952 | 0.0052686 | 588900.4945 | 7356.396 | 105.2195
| Civic Offices | Services office operational (CIBSE benchmark) 2018 low carbon grid (GWP only) | 1705699 | 8420266 |  | Operational | Heating/hot water Gas | Operational Energy | 274800 | KW/H | 1 | 44 | 1 | FALSE | 1 | FALSE | [7 empty] | 53 | B6 | 32378.703 | 0.0050985 | 45.691 | 9.231 | 8.0952 | 0.0052686 | 588900.4945 | 7356.396 | 105.2195
| Civic Offices | Services office operational (CIBSE benchmark) 2018 low carbon grid (GWP only) | 1705699 | 8420266 |  | Operational | Heating/hot water Gas | Operational Energy | 274800 | KW/H | 1 | 44 | 1 | FALSE | 1 | FALSE | [7 empty] | 54 | B6 | 32378.703 | 0.0050985 | 45.691 | 9.231 | 8.0952 | 0.0052686 | 588900.4945 | 7356.396 | 105.2195
| Civic Offices | Services office operational (CIBSE benchmark) 2018 low carbon grid (GWP only) | 1705699 | 8420266 |  | Operational | Heating/hot water Gas | Operational Energy | 274800 | KW/H | 1 | 44 | 1 | FALSE | 1 | FALSE | [7 empty] | 55 | B6 | 32378.703 | 0.0050985 | 45.691 | 9.231 | 8.0952 | 0.0052686 | 588900.4945 | 7356.396 | 105.2195
| Civic Offices | Services office operational (CIBSE benchmark) 2018 low carbon grid (GWP only) | 1705699 | 8420266 |  | Operational | Heating/hot water Gas | Operational Energy | 274800 | KW/H | 1 | 44 | 1 | FALSE | 1 | FALSE | [7 empty] | 56 | B6 | 32378.703 | 0.0050985 | 45.691 | 9.231 | 8.0952 | 0.0052686 | 588900.4945 | 7356.396 | 105.2195
| Civic Offices | Services office operational (CIBSE benchmark) 2018 low carbon grid (GWP only) | 1705699 | 8420266 |  | Operational | Heating/hot water Gas | Operational Energy | 274800 | KW/H | 1 | 44 | 1 | FALSE | 1 | FALSE | [7 empty] | 57 | B6 | 32378.703 | 0.0050985 | 45.691 | 9.231 | 8.0952 | 0.0052686 | 588900.4945 | 7356.396 | 105.2195
| Civic Offices | Services office operational (CIBSE benchmark) 2018 low carbon grid (GWP only) | 1705699 | 8420266 |  | Operational | Heating/hot water Gas | Operational Energy | 274800 | KW/H | 1 | 44 | 1 | FALSE | 1 | FALSE | [7 empty] | 58 | B6 | 32378.703 | 0.0050985 | 45.691 | 9.231 | 8.0952 | 0.0052686 | 588900.4945 | 7356.396 | 105.2195
| Civic Offices | Services office operational (CIBSE benchmark) 2018 low carbon grid (GWP only) | 1705699 | 8420266 |  | Operational | Heating/hot water Gas | Operational Energy | 274800 | KW/H | 1 | 44 | 1 | FALSE | 1 | FALSE | [7 empty] | 59 | B6 | 32378.703 | 0.0050985 | 45.691 | 9.231 | 8.0952 | 0.0052686 | 588900.4945 | 7356.396 | 105.2195
| Civic Offices | Services office operational (CIBSE benchmark) 2018 low carbon grid (GWP only) | 1705699 | 8420266 |  | Operational | Heating/hot water Gas | Operational Energy | 274800 | KW/H | 1 | 44 | 1 | FALSE | 1 | FALSE | [7 empty] | 60 | B6 | 32378.703 | 0.0050985 | 45.691 | 9.231 | 8.0952 | 0.0052686 | 588900.4945 | 7356.396 | 105.2195
| Civic Offices | Air source heat pump to provide low temp hot water for domestic services 4 pipe fan coil units AHUs and underfloor heating (Services air source, large commercial (~150kW)) | 1701402 | 1000003059 | 5 | Services equipment | Refrigerant Gas R410 20 year contained AusLCI | EPD | 290 | kg | 20 | 44 | 1 | FALSE | 1 | FALSE | [6 empty] | 3059 | 0 | A1A3 | 5771 | 0.3248 | 32.48 | 2.4331 | 0 | 0 | 0 | 3480 | 0
| Civic Offices | Air source heat pump to provide low temp hot water for domestic services 4 pipe fan coil units AHUs and underfloor heating (Services air source, large commercial (~150kW)) | 1701402 | 1000003059 | 5 | Services equipment | Refrigerant Gas R410 20 year contained AusLCI | EPD | 290 | kg | 20 | 44 | 1 | FALSE | 1 | FALSE | [6 empty] | 3059 | 0 | A4 | 148.77 | 1.7284e-08 | 0.9425 | 0.20242 | 0 | 0 | 0 | 0 | 0
| Civic Offices | Air source heat pump to provide low temp hot water for domestic services 4 pipe fan coil units AHUs and underfloor heating (Services air source, large commercial (~150kW)) | 1701402 | 1000003059 | 5 | Services equipment | Refrigerant Gas R410 20 year contained AusLCI | EPD | 290 | kg | 20 | 44 | 1 | FALSE | 1 | FALSE | [6 empty] | 3059 | 0 | A5 | 9860 | 0 | 0 | 0 | 0 | 0 | 0 | 0 | 0
| Civic Offices | Air source heat pump to provide low temp hot water for domestic services 4 pipe fan coil units AHUs and underfloor heating (Services air source, large commercial (~150kW)) | 1701402 | 1000003059 | 5 | Services equipment | Refrigerant Gas R410 20 year contained AusLCI | EPD | 290 | kg | 20 | 44 | 1 | FALSE | 1 | FALSE | [6 empty] | 3059 | 60 | C1 | 0 | 0 | 0 | 0 | 0 | 0 | 0 | 0 | 0
| Civic Offices | Air source heat pump to provide low temp hot water for domestic services 4 pipe fan coil units AHUs and underfloor heating (Services air source, large commercial (~150kW)) | 1701402 | 1000003059 | 5 | Services equipment | Refrigerant Gas R410 20 year contained AusLCI | EPD | 290 | kg | 20 | 44 | 1 | FALSE | 1 | FALSE | [6 empty] | 3059 | 60 | C2 | 0 | 0 | 0 | 0 | 0 | 0 | 0 | 0 | 0
| Civic Offices | Air source heat pump to provide low temp hot water for domestic services 4 pipe fan coil units AHUs and underfloor heating (Services air source, large commercial (~150kW)) | 1701402 | 1000003059 | 5 | Services equipment | Refrigerant Gas R410 20 year contained AusLCI | EPD | 290 | kg | 20 | 44 | 1 | FALSE | 1 | FALSE | [6 empty] | 3059 | 60 | C3 | 0 | 0 | 0 | 0 | 0 | 0 | 0 | 0 | 0
| Civic Offices | Air source heat pump to provide low temp hot water for domestic services 4 pipe fan coil units AHUs and underfloor heating (Services air source, large commercial (~150kW)) | 1701402 | 1000003059 | 5 | Services equipment | Refrigerant Gas R410 20 year contained AusLCI | EPD | 290 | kg | 20 | 44 | 1 | FALSE | 1 | FALSE | [6 empty] | 3059 | 60 | C4 | 493000 | 0 | 0 | 0 | 0 | 0 | 0 | 0 | 0
| Civic Offices | Air source heat pump to provide low temp hot water for domestic services 4 pipe fan coil units AHUs and underfloor heating (Services air source, large commercial (~150kW)) | 1701402 | 1000003059 | 5 | Services equipment | Refrigerant Gas R410 20 year contained AusLCI | EPD | 290 | kg | 20 | 44 | 1 | FALSE | 1 | FALSE | [6 empty] | 3059 | 60 | D2 | 0 | 0 | 0 | 0 | 0 | 0 | 0 | 0 | 0
| Civic Offices | Air source heat pump to provide low temp hot water for domestic services 4 pipe fan coil units AHUs and underfloor heating (Services air source, large commercial (~150kW)) | 1701402 | 1000003059 | 5 | Services equipment | Refrigerant Gas R410 20 year contained AusLCI | EPD | 290 | kg | 20 | 44 | 1 | FALSE | 1 | FALSE | [6 empty] | 3059 | 60 | D3 | 0 | 0 | 0 | 0 | 0 | 0 | 0 | 0 | 0
| Civic Offices | Air source heat pump to provide low temp hot water for domestic services 4 pipe fan coil units AHUs and underfloor heating (Services air source, large commercial (~150kW)) | 1701402 | 1000003059 | 5 | Services equipment | Refrigerant Gas R410 20 year contained AusLCI | EPD | 290 | kg | 20 | 44 | 1 | FALSE | 1 | FALSE | [6 empty] | 3059 | 60 | D4 | 0 | 0 | 0 | 0 | 0 | 0 | 0 | 0 | 0
| Civic Offices | Air source heat pump to provide low temp hot water for domestic services 4 pipe fan coil units AHUs and underfloor heating (Services air source, large commercial (~150kW)) | 1701402 | 1000003059 | 5 | Services equipment | Refrigerant Gas R410 20 year contained AusLCI | EPD | 290 | kg | 20 | 44 | 1 | FALSE | 1 | FALSE | [6 empty] | 3059 | 60 | D5 | 0 | 0 | 0 | 0 | 0 | 0 | 0 | 0 | 0
| Civic Offices | Air source heat pump to provide low temp hot water for domestic services 4 pipe fan coil units AHUs and underfloor heating (Services air source, large commercial (~150kW)) | 1701402 | 1000003059 | 5 | Services equipment | Refrigerant Gas R410 20 year contained AusLCI | EPD | 290 | kg | 20 | 44 | 1 | FALSE | 1 | FALSE | [6 empty] | 3059 | 1 | B1 | 0 | 0 | 0 | 0 | 0 | 0 | 0 | 0 | 0
| Civic Offices | Air source heat pump to provide low temp hot water for domestic services 4 pipe fan coil units AHUs and underfloor heating (Services air source, large commercial (~150kW)) | 1701402 | 1000003059 | 5 | Services equipment | Refrigerant Gas R410 20 year contained AusLCI | EPD | 290 | kg | 20 | 44 | 1 | FALSE | 1 | FALSE | [6 empty] | 3059 | 1 | B2B3 | 0 | 0 | 0 | 0 | 0 | 0 | 0 | 0 | 0
| Civic Offices | Air source heat pump to provide low temp hot water for domestic services 4 pipe fan coil units AHUs and underfloor heating (Services air source, large commercial (~150kW)) | 1701402 | 1000003059 | 5 | Services equipment | Refrigerant Gas R410 20 year contained AusLCI | EPD | 290 | kg | 20 | 44 | 1 | FALSE | 1 | FALSE | [6 empty] | 3059 | 1 | B6 | 0 | 0 | 0 | 0 | 0 | 0 | 0 | 0 | 0
| Civic Offices | Air source heat pump to provide low temp hot water for domestic services 4 pipe fan coil units AHUs and underfloor heating (Services air source, large commercial (~150kW)) | 1701402 | 1000003059 | 5 | Services equipment | Refrigerant Gas R410 20 year contained AusLCI | EPD | 290 | kg | 20 | 44 | 1 | FALSE | 1 | FALSE | [6 empty] | 3059 | 1 | B6+ | 0 | 0 | 0 | 0 | 0 | 0 | 0 | 0 | 0
| Civic Offices | Air source heat pump to provide low temp hot water for domestic services 4 pipe fan coil units AHUs and underfloor heating (Services air source, large commercial (~150kW)) | 1701402 | 1000003059 | 5 | Services equipment | Refrigerant Gas R410 20 year contained AusLCI | EPD | 290 | kg | 20 | 44 | 1 | FALSE | 1 | FALSE | [6 empty] | 3059 | 1 | B7 | 0 | 0 | 0 | 0 | 0 | 0 | 0 | 0 | 0
| Civic Offices | Air source heat pump to provide low temp hot water for domestic services 4 pipe fan coil units AHUs and underfloor heating (Services air source, large commercial (~150kW)) | 1701402 | 1000003059 | 5 | Services equipment | Refrigerant Gas R410 20 year contained AusLCI | EPD | 290 | kg | 20 | 44 | 1 | FALSE | 1 | FALSE | [6 empty] | 3059 | 1 | D1 | 0 | 0 | 0 | 0 | 0 | 0 | 0 | 0 | 0
| Civic Offices | Air source heat pump to provide low temp hot water for domestic services 4 pipe fan coil units AHUs and underfloor heating (Services air source, large commercial (~150kW)) | 1701402 | 1000003059 | 5 | Services equipment | Refrigerant Gas R410 20 year contained AusLCI | EPD | 290 | kg | 20 | 44 | 1 | FALSE | 1 | FALSE | [6 empty] | 3059 | 1 | B4B5 | 0 | 0 | 0 | 0 | 0 | 0 | 0 | 0 | 0
| Civic Offices | Air source heat pump to provide low temp hot water for domestic services 4 pipe fan coil units AHUs and underfloor heating (Services air source, large commercial (~150kW)) | 1701402 | 1000003059 | 5 | Services equipment | Refrigerant Gas R410 20 year contained AusLCI | EPD | 290 | kg | 20 | 44 | 1 | FALSE | 1 | FALSE | [6 empty] | 3059 | 2 | B1 | 0 | 0 | 0 | 0 | 0 | 0 | 0 | 0 | 0
| Civic Offices | Air source heat pump to provide low temp hot water for domestic services 4 pipe fan coil units AHUs and underfloor heating (Services air source, large commercial (~150kW)) | 1701402 | 1000003059 | 5 | Services equipment | Refrigerant Gas R410 20 year contained AusLCI | EPD | 290 | kg | 20 | 44 | 1 | FALSE | 1 | FALSE | [6 empty] | 3059 | 2 | B2B3 | 0 | 0 | 0 | 0 | 0 | 0 | 0 | 0 | 0
| Civic Offices | Air source heat pump to provide low temp hot water for domestic services 4 pipe fan coil units AHUs and underfloor heating (Services air source, large commercial (~150kW)) | 1701402 | 1000003059 | 5 | Services equipment | Refrigerant Gas R410 20 year contained AusLCI | EPD | 290 | kg | 20 | 44 | 1 | FALSE | 1 | FALSE | [6 empty] | 3059 | 2 | B6 | 0 | 0 | 0 | 0 | 0 | 0 | 0 | 0 | 0
| Civic Offices | Air source heat pump to provide low temp hot water for domestic services 4 pipe fan coil units AHUs and underfloor heating (Services air source, large commercial (~150kW)) | 1701402 | 1000003059 | 5 | Services equipment | Refrigerant Gas R410 20 year contained AusLCI | EPD | 290 | kg | 20 | 44 | 1 | FALSE | 1 | FALSE | [6 empty] | 3059 | 2 | B6+ | 0 | 0 | 0 | 0 | 0 | 0 | 0 | 0 | 0
| Civic Offices | Air source heat pump to provide low temp hot water for domestic services 4 pipe fan coil units AHUs and underfloor heating (Services air source, large commercial (~150kW)) | 1701402 | 1000003059 | 5 | Services equipment | Refrigerant Gas R410 20 year contained AusLCI | EPD | 290 | kg | 20 | 44 | 1 | FALSE | 1 | FALSE | [6 empty] | 3059 | 2 | B7 | 0 | 0 | 0 | 0 | 0 | 0 | 0 | 0 | 0
| Civic Offices | Air source heat pump to provide low temp hot water for domestic services 4 pipe fan coil units AHUs and underfloor heating (Services air source, large commercial (~150kW)) | 1701402 | 1000003059 | 5 | Services equipment | Refrigerant Gas R410 20 year contained AusLCI | EPD | 290 | kg | 20 | 44 | 1 | FALSE | 1 | FALSE | [6 empty] | 3059 | 2 | D1 | 0 | 0 | 0 | 0 | 0 | 0 | 0 | 0 | 0
| Civic Offices | Air source heat pump to provide low temp hot water for domestic services 4 pipe fan coil units AHUs and underfloor heating (Services air source, large commercial (~150kW)) | 1701402 | 1000003059 | 5 | Services equipment | Refrigerant Gas R410 20 year contained AusLCI | EPD | 290 | kg | 20 | 44 | 1 | FALSE | 1 | FALSE | [6 empty] | 3059 | 2 | B4B5 | 0 | 0 | 0 | 0 | 0 | 0 | 0 | 0 | 0
| Civic Offices | Air source heat pump to provide low temp hot water for domestic services 4 pipe fan coil units AHUs and underfloor heating (Services air source, large commercial (~150kW)) | 1701402 | 1000003059 | 5 | Services equipment | Refrigerant Gas R410 20 year contained AusLCI | EPD | 290 | kg | 20 | 44 | 1 | FALSE | 1 | FALSE | [6 empty] | 3059 | 3 | B1 | 0 | 0 | 0 | 0 | 0 | 0 | 0 | 0 | 0
| Civic Offices | Air source heat pump to provide low temp hot water for domestic services 4 pipe fan coil units AHUs and underfloor heating (Services air source, large commercial (~150kW)) | 1701402 | 1000003059 | 5 | Services equipment | Refrigerant Gas R410 20 year contained AusLCI | EPD | 290 | kg | 20 | 44 | 1 | FALSE | 1 | FALSE | [6 empty] | 3059 | 3 | B2B3 | 0 | 0 | 0 | 0 | 0 | 0 | 0 | 0 | 0
| Civic Offices | Air source heat pump to provide low temp hot water for domestic services 4 pipe fan coil units AHUs and underfloor heating (Services air source, large commercial (~150kW)) | 1701402 | 1000003059 | 5 | Services equipment | Refrigerant Gas R410 20 year contained AusLCI | EPD | 290 | kg | 20 | 44 | 1 | FALSE | 1 | FALSE | [6 empty] | 3059 | 3 | B6 | 0 | 0 | 0 | 0 | 0 | 0 | 0 | 0 | 0
| Civic Offices | Air source heat pump to provide low temp hot water for domestic services 4 pipe fan coil units AHUs and underfloor heating (Services air source, large commercial (~150kW)) | 1701402 | 1000003059 | 5 | Services equipment | Refrigerant Gas R410 20 year contained AusLCI | EPD | 290 | kg | 20 | 44 | 1 | FALSE | 1 | FALSE | [6 empty] | 3059 | 3 | B6+ | 0 | 0 | 0 | 0 | 0 | 0 | 0 | 0 | 0
| Civic Offices | Air source heat pump to provide low temp hot water for domestic services 4 pipe fan coil units AHUs and underfloor heating (Services air source, large commercial (~150kW)) | 1701402 | 1000003059 | 5 | Services equipment | Refrigerant Gas R410 20 year contained AusLCI | EPD | 290 | kg | 20 | 44 | 1 | FALSE | 1 | FALSE | [6 empty] | 3059 | 3 | B7 | 0 | 0 | 0 | 0 | 0 | 0 | 0 | 0 | 0
| Civic Offices | Air source heat pump to provide low temp hot water for domestic services 4 pipe fan coil units AHUs and underfloor heating (Services air source, large commercial (~150kW)) | 1701402 | 1000003059 | 5 | Services equipment | Refrigerant Gas R410 20 year contained AusLCI | EPD | 290 | kg | 20 | 44 | 1 | FALSE | 1 | FALSE | [6 empty] | 3059 | 3 | D1 | 0 | 0 | 0 | 0 | 0 | 0 | 0 | 0 | 0
| Civic Offices | Air source heat pump to provide low temp hot water for domestic services 4 pipe fan coil units AHUs and underfloor heating (Services air source, large commercial (~150kW)) | 1701402 | 1000003059 | 5 | Services equipment | Refrigerant Gas R410 20 year contained AusLCI | EPD | 290 | kg | 20 | 44 | 1 | FALSE | 1 | FALSE | [6 empty] | 3059 | 3 | B4B5 | 0 | 0 | 0 | 0 | 0 | 0 | 0 | 0 | 0
| Civic Offices | Air source heat pump to provide low temp hot water for domestic services 4 pipe fan coil units AHUs and underfloor heating (Services air source, large commercial (~150kW)) | 1701402 | 1000003059 | 5 | Services equipment | Refrigerant Gas R410 20 year contained AusLCI | EPD | 290 | kg | 20 | 44 | 1 | FALSE | 1 | FALSE | [6 empty] | 3059 | 4 | B1 | 0 | 0 | 0 | 0 | 0 | 0 | 0 | 0 | 0
| Civic Offices | Air source heat pump to provide low temp hot water for domestic services 4 pipe fan coil units AHUs and underfloor heating (Services air source, large commercial (~150kW)) | 1701402 | 1000003059 | 5 | Services equipment | Refrigerant Gas R410 20 year contained AusLCI | EPD | 290 | kg | 20 | 44 | 1 | FALSE | 1 | FALSE | [6 empty] | 3059 | 4 | B2B3 | 0 | 0 | 0 | 0 | 0 | 0 | 0 | 0 | 0
| Civic Offices | Air source heat pump to provide low temp hot water for domestic services 4 pipe fan coil units AHUs and underfloor heating (Services air source, large commercial (~150kW)) | 1701402 | 1000003059 | 5 | Services equipment | Refrigerant Gas R410 20 year contained AusLCI | EPD | 290 | kg | 20 | 44 | 1 | FALSE | 1 | FALSE | [6 empty] | 3059 | 4 | B6 | 0 | 0 | 0 | 0 | 0 | 0 | 0 | 0 | 0
| Civic Offices | Air source heat pump to provide low temp hot water for domestic services 4 pipe fan coil units AHUs and underfloor heating (Services air source, large commercial (~150kW)) | 1701402 | 1000003059 | 5 | Services equipment | Refrigerant Gas R410 20 year contained AusLCI | EPD | 290 | kg | 20 | 44 | 1 | FALSE | 1 | FALSE | [6 empty] | 3059 | 4 | B6+ | 0 | 0 | 0 | 0 | 0 | 0 | 0 | 0 | 0
| Civic Offices | Air source heat pump to provide low temp hot water for domestic services 4 pipe fan coil units AHUs and underfloor heating (Services air source, large commercial (~150kW)) | 1701402 | 1000003059 | 5 | Services equipment | Refrigerant Gas R410 20 year contained AusLCI | EPD | 290 | kg | 20 | 44 | 1 | FALSE | 1 | FALSE | [6 empty] | 3059 | 4 | B7 | 0 | 0 | 0 | 0 | 0 | 0 | 0 | 0 | 0
| Civic Offices | Air source heat pump to provide low temp hot water for domestic services 4 pipe fan coil units AHUs and underfloor heating (Services air source, large commercial (~150kW)) | 1701402 | 1000003059 | 5 | Services equipment | Refrigerant Gas R410 20 year contained AusLCI | EPD | 290 | kg | 20 | 44 | 1 | FALSE | 1 | FALSE | [6 empty] | 3059 | 4 | D1 | 0 | 0 | 0 | 0 | 0 | 0 | 0 | 0 | 0
| Civic Offices | Air source heat pump to provide low temp hot water for domestic services 4 pipe fan coil units AHUs and underfloor heating (Services air source, large commercial (~150kW)) | 1701402 | 1000003059 | 5 | Services equipment | Refrigerant Gas R410 20 year contained AusLCI | EPD | 290 | kg | 20 | 44 | 1 | FALSE | 1 | FALSE | [6 empty] | 3059 | 4 | B4B5 | 0 | 0 | 0 | 0 | 0 | 0 | 0 | 0 | 0
| Civic Offices | Air source heat pump to provide low temp hot water for domestic services 4 pipe fan coil units AHUs and underfloor heating (Services air source, large commercial (~150kW)) | 1701402 | 1000003059 | 5 | Services equipment | Refrigerant Gas R410 20 year contained AusLCI | EPD | 290 | kg | 20 | 44 | 1 | FALSE | 1 | FALSE | [6 empty] | 3059 | 5 | B1 | 0 | 0 | 0 | 0 | 0 | 0 | 0 | 0 | 0
| Civic Offices | Air source heat pump to provide low temp hot water for domestic services 4 pipe fan coil units AHUs and underfloor heating (Services air source, large commercial (~150kW)) | 1701402 | 1000003059 | 5 | Services equipment | Refrigerant Gas R410 20 year contained AusLCI | EPD | 290 | kg | 20 | 44 | 1 | FALSE | 1 | FALSE | [6 empty] | 3059 | 5 | B2B3 | 0 | 0 | 0 | 0 | 0 | 0 | 0 | 0 | 0
| Civic Offices | Air source heat pump to provide low temp hot water for domestic services 4 pipe fan coil units AHUs and underfloor heating (Services air source, large commercial (~150kW)) | 1701402 | 1000003059 | 5 | Services equipment | Refrigerant Gas R410 20 year contained AusLCI | EPD | 290 | kg | 20 | 44 | 1 | FALSE | 1 | FALSE | [6 empty] | 3059 | 5 | B6 | 0 | 0 | 0 | 0 | 0 | 0 | 0 | 0 | 0
| Civic Offices | Air source heat pump to provide low temp hot water for domestic services 4 pipe fan coil units AHUs and underfloor heating (Services air source, large commercial (~150kW)) | 1701402 | 1000003059 | 5 | Services equipment | Refrigerant Gas R410 20 year contained AusLCI | EPD | 290 | kg | 20 | 44 | 1 | FALSE | 1 | FALSE | [6 empty] | 3059 | 5 | B6+ | 0 | 0 | 0 | 0 | 0 | 0 | 0 | 0 | 0
| Civic Offices | Air source heat pump to provide low temp hot water for domestic services 4 pipe fan coil units AHUs and underfloor heating (Services air source, large commercial (~150kW)) | 1701402 | 1000003059 | 5 | Services equipment | Refrigerant Gas R410 20 year contained AusLCI | EPD | 290 | kg | 20 | 44 | 1 | FALSE | 1 | FALSE | [6 empty] | 3059 | 5 | B7 | 0 | 0 | 0 | 0 | 0 | 0 | 0 | 0 | 0
| Civic Offices | Air source heat pump to provide low temp hot water for domestic services 4 pipe fan coil units AHUs and underfloor heating (Services air source, large commercial (~150kW)) | 1701402 | 1000003059 | 5 | Services equipment | Refrigerant Gas R410 20 year contained AusLCI | EPD | 290 | kg | 20 | 44 | 1 | FALSE | 1 | FALSE | [6 empty] | 3059 | 5 | D1 | 0 | 0 | 0 | 0 | 0 | 0 | 0 | 0 | 0
| Civic Offices | Air source heat pump to provide low temp hot water for domestic services 4 pipe fan coil units AHUs and underfloor heating (Services air source, large commercial (~150kW)) | 1701402 | 1000003059 | 5 | Services equipment | Refrigerant Gas R410 20 year contained AusLCI | EPD | 290 | kg | 20 | 44 | 1 | FALSE | 1 | FALSE | [6 empty] | 3059 | 5 | B4B5 | 0 | 0 | 0 | 0 | 0 | 0 | 0 | 0 | 0
| Civic Offices | Air source heat pump to provide low temp hot water for domestic services 4 pipe fan coil units AHUs and underfloor heating (Services air source, large commercial (~150kW)) | 1701402 | 1000003059 | 5 | Services equipment | Refrigerant Gas R410 20 year contained AusLCI | EPD | 290 | kg | 20 | 44 | 1 | FALSE | 1 | FALSE | [6 empty] | 3059 | 6 | B1 | 0 | 0 | 0 | 0 | 0 | 0 | 0 | 0 | 0
| Civic Offices | Air source heat pump to provide low temp hot water for domestic services 4 pipe fan coil units AHUs and underfloor heating (Services air source, large commercial (~150kW)) | 1701402 | 1000003059 | 5 | Services equipment | Refrigerant Gas R410 20 year contained AusLCI | EPD | 290 | kg | 20 | 44 | 1 | FALSE | 1 | FALSE | [6 empty] | 3059 | 6 | B2B3 | 0 | 0 | 0 | 0 | 0 | 0 | 0 | 0 | 0
| Civic Offices | Air source heat pump to provide low temp hot water for domestic services 4 pipe fan coil units AHUs and underfloor heating (Services air source, large commercial (~150kW)) | 1701402 | 1000003059 | 5 | Services equipment | Refrigerant Gas R410 20 year contained AusLCI | EPD | 290 | kg | 20 | 44 | 1 | FALSE | 1 | FALSE | [6 empty] | 3059 | 6 | B6 | 0 | 0 | 0 | 0 | 0 | 0 | 0 | 0 | 0
| Civic Offices | Air source heat pump to provide low temp hot water for domestic services 4 pipe fan coil units AHUs and underfloor heating (Services air source, large commercial (~150kW)) | 1701402 | 1000003059 | 5 | Services equipment | Refrigerant Gas R410 20 year contained AusLCI | EPD | 290 | kg | 20 | 44 | 1 | FALSE | 1 | FALSE | [6 empty] | 3059 | 6 | B6+ | 0 | 0 | 0 | 0 | 0 | 0 | 0 | 0 | 0
| Civic Offices | Air source heat pump to provide low temp hot water for domestic services 4 pipe fan coil units AHUs and underfloor heating (Services air source, large commercial (~150kW)) | 1701402 | 1000003059 | 5 | Services equipment | Refrigerant Gas R410 20 year contained AusLCI | EPD | 290 | kg | 20 | 44 | 1 | FALSE | 1 | FALSE | [6 empty] | 3059 | 6 | B7 | 0 | 0 | 0 | 0 | 0 | 0 | 0 | 0 | 0
| Civic Offices | Air source heat pump to provide low temp hot water for domestic services 4 pipe fan coil units AHUs and underfloor heating (Services air source, large commercial (~150kW)) | 1701402 | 1000003059 | 5 | Services equipment | Refrigerant Gas R410 20 year contained AusLCI | EPD | 290 | kg | 20 | 44 | 1 | FALSE | 1 | FALSE | [6 empty] | 3059 | 6 | D1 | 0 | 0 | 0 | 0 | 0 | 0 | 0 | 0 | 0
| Civic Offices | Air source heat pump to provide low temp hot water for domestic services 4 pipe fan coil units AHUs and underfloor heating (Services air source, large commercial (~150kW)) | 1701402 | 1000003059 | 5 | Services equipment | Refrigerant Gas R410 20 year contained AusLCI | EPD | 290 | kg | 20 | 44 | 1 | FALSE | 1 | FALSE | [6 empty] | 3059 | 6 | B4B5 | 0 | 0 | 0 | 0 | 0 | 0 | 0 | 0 | 0
| Civic Offices | Air source heat pump to provide low temp hot water for domestic services 4 pipe fan coil units AHUs and underfloor heating (Services air source, large commercial (~150kW)) | 1701402 | 1000003059 | 5 | Services equipment | Refrigerant Gas R410 20 year contained AusLCI | EPD | 290 | kg | 20 | 44 | 1 | FALSE | 1 | FALSE | [6 empty] | 3059 | 7 | B1 | 0 | 0 | 0 | 0 | 0 | 0 | 0 | 0 | 0
| Civic Offices | Air source heat pump to provide low temp hot water for domestic services 4 pipe fan coil units AHUs and underfloor heating (Services air source, large commercial (~150kW)) | 1701402 | 1000003059 | 5 | Services equipment | Refrigerant Gas R410 20 year contained AusLCI | EPD | 290 | kg | 20 | 44 | 1 | FALSE | 1 | FALSE | [6 empty] | 3059 | 7 | B2B3 | 0 | 0 | 0 | 0 | 0 | 0 | 0 | 0 | 0
| Civic Offices | Air source heat pump to provide low temp hot water for domestic services 4 pipe fan coil units AHUs and underfloor heating (Services air source, large commercial (~150kW)) | 1701402 | 1000003059 | 5 | Services equipment | Refrigerant Gas R410 20 year contained AusLCI | EPD | 290 | kg | 20 | 44 | 1 | FALSE | 1 | FALSE | [6 empty] | 3059 | 7 | B6 | 0 | 0 | 0 | 0 | 0 | 0 | 0 | 0 | 0
| Civic Offices | Air source heat pump to provide low temp hot water for domestic services 4 pipe fan coil units AHUs and underfloor heating (Services air source, large commercial (~150kW)) | 1701402 | 1000003059 | 5 | Services equipment | Refrigerant Gas R410 20 year contained AusLCI | EPD | 290 | kg | 20 | 44 | 1 | FALSE | 1 | FALSE | [6 empty] | 3059 | 7 | B6+ | 0 | 0 | 0 | 0 | 0 | 0 | 0 | 0 | 0
| Civic Offices | Air source heat pump to provide low temp hot water for domestic services 4 pipe fan coil units AHUs and underfloor heating (Services air source, large commercial (~150kW)) | 1701402 | 1000003059 | 5 | Services equipment | Refrigerant Gas R410 20 year contained AusLCI | EPD | 290 | kg | 20 | 44 | 1 | FALSE | 1 | FALSE | [6 empty] | 3059 | 7 | B7 | 0 | 0 | 0 | 0 | 0 | 0 | 0 | 0 | 0
| Civic Offices | Air source heat pump to provide low temp hot water for domestic services 4 pipe fan coil units AHUs and underfloor heating (Services air source, large commercial (~150kW)) | 1701402 | 1000003059 | 5 | Services equipment | Refrigerant Gas R410 20 year contained AusLCI | EPD | 290 | kg | 20 | 44 | 1 | FALSE | 1 | FALSE | [6 empty] | 3059 | 7 | D1 | 0 | 0 | 0 | 0 | 0 | 0 | 0 | 0 | 0
| Civic Offices | Air source heat pump to provide low temp hot water for domestic services 4 pipe fan coil units AHUs and underfloor heating (Services air source, large commercial (~150kW)) | 1701402 | 1000003059 | 5 | Services equipment | Refrigerant Gas R410 20 year contained AusLCI | EPD | 290 | kg | 20 | 44 | 1 | FALSE | 1 | FALSE | [6 empty] | 3059 | 7 | B4B5 | 0 | 0 | 0 | 0 | 0 | 0 | 0 | 0 | 0
| Civic Offices | Air source heat pump to provide low temp hot water for domestic services 4 pipe fan coil units AHUs and underfloor heating (Services air source, large commercial (~150kW)) | 1701402 | 1000003059 | 5 | Services equipment | Refrigerant Gas R410 20 year contained AusLCI | EPD | 290 | kg | 20 | 44 | 1 | FALSE | 1 | FALSE | [6 empty] | 3059 | 8 | B1 | 0 | 0 | 0 | 0 | 0 | 0 | 0 | 0 | 0
| Civic Offices | Air source heat pump to provide low temp hot water for domestic services 4 pipe fan coil units AHUs and underfloor heating (Services air source, large commercial (~150kW)) | 1701402 | 1000003059 | 5 | Services equipment | Refrigerant Gas R410 20 year contained AusLCI | EPD | 290 | kg | 20 | 44 | 1 | FALSE | 1 | FALSE | [6 empty] | 3059 | 8 | B2B3 | 0 | 0 | 0 | 0 | 0 | 0 | 0 | 0 | 0
| Civic Offices | Air source heat pump to provide low temp hot water for domestic services 4 pipe fan coil units AHUs and underfloor heating (Services air source, large commercial (~150kW)) | 1701402 | 1000003059 | 5 | Services equipment | Refrigerant Gas R410 20 year contained AusLCI | EPD | 290 | kg | 20 | 44 | 1 | FALSE | 1 | FALSE | [6 empty] | 3059 | 8 | B6 | 0 | 0 | 0 | 0 | 0 | 0 | 0 | 0 | 0
| Civic Offices | Air source heat pump to provide low temp hot water for domestic services 4 pipe fan coil units AHUs and underfloor heating (Services air source, large commercial (~150kW)) | 1701402 | 1000003059 | 5 | Services equipment | Refrigerant Gas R410 20 year contained AusLCI | EPD | 290 | kg | 20 | 44 | 1 | FALSE | 1 | FALSE | [6 empty] | 3059 | 8 | B6+ | 0 | 0 | 0 | 0 | 0 | 0 | 0 | 0 | 0
| Civic Offices | Air source heat pump to provide low temp hot water for domestic services 4 pipe fan coil units AHUs and underfloor heating (Services air source, large commercial (~150kW)) | 1701402 | 1000003059 | 5 | Services equipment | Refrigerant Gas R410 20 year contained AusLCI | EPD | 290 | kg | 20 | 44 | 1 | FALSE | 1 | FALSE | [6 empty] | 3059 | 8 | B7 | 0 | 0 | 0 | 0 | 0 | 0 | 0 | 0 | 0
| Civic Offices | Air source heat pump to provide low temp hot water for domestic services 4 pipe fan coil units AHUs and underfloor heating (Services air source, large commercial (~150kW)) | 1701402 | 1000003059 | 5 | Services equipment | Refrigerant Gas R410 20 year contained AusLCI | EPD | 290 | kg | 20 | 44 | 1 | FALSE | 1 | FALSE | [6 empty] | 3059 | 8 | D1 | 0 | 0 | 0 | 0 | 0 | 0 | 0 | 0 | 0
| Civic Offices | Air source heat pump to provide low temp hot water for domestic services 4 pipe fan coil units AHUs and underfloor heating (Services air source, large commercial (~150kW)) | 1701402 | 1000003059 | 5 | Services equipment | Refrigerant Gas R410 20 year contained AusLCI | EPD | 290 | kg | 20 | 44 | 1 | FALSE | 1 | FALSE | [6 empty] | 3059 | 8 | B4B5 | 0 | 0 | 0 | 0 | 0 | 0 | 0 | 0 | 0
| Civic Offices | Air source heat pump to provide low temp hot water for domestic services 4 pipe fan coil units AHUs and underfloor heating (Services air source, large commercial (~150kW)) | 1701402 | 1000003059 | 5 | Services equipment | Refrigerant Gas R410 20 year contained AusLCI | EPD | 290 | kg | 20 | 44 | 1 | FALSE | 1 | FALSE | [6 empty] | 3059 | 9 | B1 | 0 | 0 | 0 | 0 | 0 | 0 | 0 | 0 | 0
| Civic Offices | Air source heat pump to provide low temp hot water for domestic services 4 pipe fan coil units AHUs and underfloor heating (Services air source, large commercial (~150kW)) | 1701402 | 1000003059 | 5 | Services equipment | Refrigerant Gas R410 20 year contained AusLCI | EPD | 290 | kg | 20 | 44 | 1 | FALSE | 1 | FALSE | [6 empty] | 3059 | 9 | B2B3 | 0 | 0 | 0 | 0 | 0 | 0 | 0 | 0 | 0
| Civic Offices | Air source heat pump to provide low temp hot water for domestic services 4 pipe fan coil units AHUs and underfloor heating (Services air source, large commercial (~150kW)) | 1701402 | 1000003059 | 5 | Services equipment | Refrigerant Gas R410 20 year contained AusLCI | EPD | 290 | kg | 20 | 44 | 1 | FALSE | 1 | FALSE | [6 empty] | 3059 | 9 | B6 | 0 | 0 | 0 | 0 | 0 | 0 | 0 | 0 | 0
| Civic Offices | Air source heat pump to provide low temp hot water for domestic services 4 pipe fan coil units AHUs and underfloor heating (Services air source, large commercial (~150kW)) | 1701402 | 1000003059 | 5 | Services equipment | Refrigerant Gas R410 20 year contained AusLCI | EPD | 290 | kg | 20 | 44 | 1 | FALSE | 1 | FALSE | [6 empty] | 3059 | 9 | B6+ | 0 | 0 | 0 | 0 | 0 | 0 | 0 | 0 | 0
| Civic Offices | Air source heat pump to provide low temp hot water for domestic services 4 pipe fan coil units AHUs and underfloor heating (Services air source, large commercial (~150kW)) | 1701402 | 1000003059 | 5 | Services equipment | Refrigerant Gas R410 20 year contained AusLCI | EPD | 290 | kg | 20 | 44 | 1 | FALSE | 1 | FALSE | [6 empty] | 3059 | 9 | B7 | 0 | 0 | 0 | 0 | 0 | 0 | 0 | 0 | 0
| Civic Offices | Air source heat pump to provide low temp hot water for domestic services 4 pipe fan coil units AHUs and underfloor heating (Services air source, large commercial (~150kW)) | 1701402 | 1000003059 | 5 | Services equipment | Refrigerant Gas R410 20 year contained AusLCI | EPD | 290 | kg | 20 | 44 | 1 | FALSE | 1 | FALSE | [6 empty] | 3059 | 9 | D1 | 0 | 0 | 0 | 0 | 0 | 0 | 0 | 0 | 0
| Civic Offices | Air source heat pump to provide low temp hot water for domestic services 4 pipe fan coil units AHUs and underfloor heating (Services air source, large commercial (~150kW)) | 1701402 | 1000003059 | 5 | Services equipment | Refrigerant Gas R410 20 year contained AusLCI | EPD | 290 | kg | 20 | 44 | 1 | FALSE | 1 | FALSE | [6 empty] | 3059 | 9 | B4B5 | 0 | 0 | 0 | 0 | 0 | 0 | 0 | 0 | 0
| Civic Offices | Air source heat pump to provide low temp hot water for domestic services 4 pipe fan coil units AHUs and underfloor heating (Services air source, large commercial (~150kW)) | 1701402 | 1000003059 | 5 | Services equipment | Refrigerant Gas R410 20 year contained AusLCI | EPD | 290 | kg | 20 | 44 | 1 | FALSE | 1 | FALSE | [6 empty] | 3059 | 10 | B1 | 0 | 0 | 0 | 0 | 0 | 0 | 0 | 0 | 0
| Civic Offices | Air source heat pump to provide low temp hot water for domestic services 4 pipe fan coil units AHUs and underfloor heating (Services air source, large commercial (~150kW)) | 1701402 | 1000003059 | 5 | Services equipment | Refrigerant Gas R410 20 year contained AusLCI | EPD | 290 | kg | 20 | 44 | 1 | FALSE | 1 | FALSE | [6 empty] | 3059 | 10 | B2B3 | 0 | 0 | 0 | 0 | 0 | 0 | 0 | 0 | 0
| Civic Offices | Air source heat pump to provide low temp hot water for domestic services 4 pipe fan coil units AHUs and underfloor heating (Services air source, large commercial (~150kW)) | 1701402 | 1000003059 | 5 | Services equipment | Refrigerant Gas R410 20 year contained AusLCI | EPD | 290 | kg | 20 | 44 | 1 | FALSE | 1 | FALSE | [6 empty] | 3059 | 10 | B6 | 0 | 0 | 0 | 0 | 0 | 0 | 0 | 0 | 0
| Civic Offices | Air source heat pump to provide low temp hot water for domestic services 4 pipe fan coil units AHUs and underfloor heating (Services air source, large commercial (~150kW)) | 1701402 | 1000003059 | 5 | Services equipment | Refrigerant Gas R410 20 year contained AusLCI | EPD | 290 | kg | 20 | 44 | 1 | FALSE | 1 | FALSE | [6 empty] | 3059 | 10 | B6+ | 0 | 0 | 0 | 0 | 0 | 0 | 0 | 0 | 0
| Civic Offices | Air source heat pump to provide low temp hot water for domestic services 4 pipe fan coil units AHUs and underfloor heating (Services air source, large commercial (~150kW)) | 1701402 | 1000003059 | 5 | Services equipment | Refrigerant Gas R410 20 year contained AusLCI | EPD | 290 | kg | 20 | 44 | 1 | FALSE | 1 | FALSE | [6 empty] | 3059 | 10 | B7 | 0 | 0 | 0 | 0 | 0 | 0 | 0 | 0 | 0
| Civic Offices | Air source heat pump to provide low temp hot water for domestic services 4 pipe fan coil units AHUs and underfloor heating (Services air source, large commercial (~150kW)) | 1701402 | 1000003059 | 5 | Services equipment | Refrigerant Gas R410 20 year contained AusLCI | EPD | 290 | kg | 20 | 44 | 1 | FALSE | 1 | FALSE | [6 empty] | 3059 | 10 | D1 | 0 | 0 | 0 | 0 | 0 | 0 | 0 | 0 | 0
| Civic Offices | Air source heat pump to provide low temp hot water for domestic services 4 pipe fan coil units AHUs and underfloor heating (Services air source, large commercial (~150kW)) | 1701402 | 1000003059 | 5 | Services equipment | Refrigerant Gas R410 20 year contained AusLCI | EPD | 290 | kg | 20 | 44 | 1 | FALSE | 1 | FALSE | [6 empty] | 3059 | 10 | B4B5 | 0 | 0 | 0 | 0 | 0 | 0 | 0 | 0 | 0
| Civic Offices | Air source heat pump to provide low temp hot water for domestic services 4 pipe fan coil units AHUs and underfloor heating (Services air source, large commercial (~150kW)) | 1701402 | 1000003059 | 5 | Services equipment | Refrigerant Gas R410 20 year contained AusLCI | EPD | 290 | kg | 20 | 44 | 1 | FALSE | 1 | FALSE | [6 empty] | 3059 | 11 | B1 | 0 | 0 | 0 | 0 | 0 | 0 | 0 | 0 | 0
| Civic Offices | Air source heat pump to provide low temp hot water for domestic services 4 pipe fan coil units AHUs and underfloor heating (Services air source, large commercial (~150kW)) | 1701402 | 1000003059 | 5 | Services equipment | Refrigerant Gas R410 20 year contained AusLCI | EPD | 290 | kg | 20 | 44 | 1 | FALSE | 1 | FALSE | [6 empty] | 3059 | 11 | B2B3 | 0 | 0 | 0 | 0 | 0 | 0 | 0 | 0 | 0
| Civic Offices | Air source heat pump to provide low temp hot water for domestic services 4 pipe fan coil units AHUs and underfloor heating (Services air source, large commercial (~150kW)) | 1701402 | 1000003059 | 5 | Services equipment | Refrigerant Gas R410 20 year contained AusLCI | EPD | 290 | kg | 20 | 44 | 1 | FALSE | 1 | FALSE | [6 empty] | 3059 | 11 | B6 | 0 | 0 | 0 | 0 | 0 | 0 | 0 | 0 | 0
| Civic Offices | Air source heat pump to provide low temp hot water for domestic services 4 pipe fan coil units AHUs and underfloor heating (Services air source, large commercial (~150kW)) | 1701402 | 1000003059 | 5 | Services equipment | Refrigerant Gas R410 20 year contained AusLCI | EPD | 290 | kg | 20 | 44 | 1 | FALSE | 1 | FALSE | [6 empty] | 3059 | 11 | B6+ | 0 | 0 | 0 | 0 | 0 | 0 | 0 | 0 | 0
| Civic Offices | Air source heat pump to provide low temp hot water for domestic services 4 pipe fan coil units AHUs and underfloor heating (Services air source, large commercial (~150kW)) | 1701402 | 1000003059 | 5 | Services equipment | Refrigerant Gas R410 20 year contained AusLCI | EPD | 290 | kg | 20 | 44 | 1 | FALSE | 1 | FALSE | [6 empty] | 3059 | 11 | B7 | 0 | 0 | 0 | 0 | 0 | 0 | 0 | 0 | 0
| Civic Offices | Air source heat pump to provide low temp hot water for domestic services 4 pipe fan coil units AHUs and underfloor heating (Services air source, large commercial (~150kW)) | 1701402 | 1000003059 | 5 | Services equipment | Refrigerant Gas R410 20 year contained AusLCI | EPD | 290 | kg | 20 | 44 | 1 | FALSE | 1 | FALSE | [6 empty] | 3059 | 11 | D1 | 0 | 0 | 0 | 0 | 0 | 0 | 0 | 0 | 0
| Civic Offices | Air source heat pump to provide low temp hot water for domestic services 4 pipe fan coil units AHUs and underfloor heating (Services air source, large commercial (~150kW)) | 1701402 | 1000003059 | 5 | Services equipment | Refrigerant Gas R410 20 year contained AusLCI | EPD | 290 | kg | 20 | 44 | 1 | FALSE | 1 | FALSE | [6 empty] | 3059 | 11 | B4B5 | 0 | 0 | 0 | 0 | 0 | 0 | 0 | 0 | 0
| Civic Offices | Air source heat pump to provide low temp hot water for domestic services 4 pipe fan coil units AHUs and underfloor heating (Services air source, large commercial (~150kW)) | 1701402 | 1000003059 | 5 | Services equipment | Refrigerant Gas R410 20 year contained AusLCI | EPD | 290 | kg | 20 | 44 | 1 | FALSE | 1 | FALSE | [6 empty] | 3059 | 12 | B1 | 0 | 0 | 0 | 0 | 0 | 0 | 0 | 0 | 0
| Civic Offices | Air source heat pump to provide low temp hot water for domestic services 4 pipe fan coil units AHUs and underfloor heating (Services air source, large commercial (~150kW)) | 1701402 | 1000003059 | 5 | Services equipment | Refrigerant Gas R410 20 year contained AusLCI | EPD | 290 | kg | 20 | 44 | 1 | FALSE | 1 | FALSE | [6 empty] | 3059 | 12 | B2B3 | 0 | 0 | 0 | 0 | 0 | 0 | 0 | 0 | 0
| Civic Offices | Air source heat pump to provide low temp hot water for domestic services 4 pipe fan coil units AHUs and underfloor heating (Services air source, large commercial (~150kW)) | 1701402 | 1000003059 | 5 | Services equipment | Refrigerant Gas R410 20 year contained AusLCI | EPD | 290 | kg | 20 | 44 | 1 | FALSE | 1 | FALSE | [6 empty] | 3059 | 12 | B6 | 0 | 0 | 0 | 0 | 0 | 0 | 0 | 0 | 0
| Civic Offices | Air source heat pump to provide low temp hot water for domestic services 4 pipe fan coil units AHUs and underfloor heating (Services air source, large commercial (~150kW)) | 1701402 | 1000003059 | 5 | Services equipment | Refrigerant Gas R410 20 year contained AusLCI | EPD | 290 | kg | 20 | 44 | 1 | FALSE | 1 | FALSE | [6 empty] | 3059 | 12 | B6+ | 0 | 0 | 0 | 0 | 0 | 0 | 0 | 0 | 0
| Civic Offices | Air source heat pump to provide low temp hot water for domestic services 4 pipe fan coil units AHUs and underfloor heating (Services air source, large commercial (~150kW)) | 1701402 | 1000003059 | 5 | Services equipment | Refrigerant Gas R410 20 year contained AusLCI | EPD | 290 | kg | 20 | 44 | 1 | FALSE | 1 | FALSE | [6 empty] | 3059 | 12 | B7 | 0 | 0 | 0 | 0 | 0 | 0 | 0 | 0 | 0
| Civic Offices | Air source heat pump to provide low temp hot water for domestic services 4 pipe fan coil units AHUs and underfloor heating (Services air source, large commercial (~150kW)) | 1701402 | 1000003059 | 5 | Services equipment | Refrigerant Gas R410 20 year contained AusLCI | EPD | 290 | kg | 20 | 44 | 1 | FALSE | 1 | FALSE | [6 empty] | 3059 | 12 | D1 | 0 | 0 | 0 | 0 | 0 | 0 | 0 | 0 | 0
| Civic Offices | Air source heat pump to provide low temp hot water for domestic services 4 pipe fan coil units AHUs and underfloor heating (Services air source, large commercial (~150kW)) | 1701402 | 1000003059 | 5 | Services equipment | Refrigerant Gas R410 20 year contained AusLCI | EPD | 290 | kg | 20 | 44 | 1 | FALSE | 1 | FALSE | [6 empty] | 3059 | 12 | B4B5 | 0 | 0 | 0 | 0 | 0 | 0 | 0 | 0 | 0
| Civic Offices | Air source heat pump to provide low temp hot water for domestic services 4 pipe fan coil units AHUs and underfloor heating (Services air source, large commercial (~150kW)) | 1701402 | 1000003059 | 5 | Services equipment | Refrigerant Gas R410 20 year contained AusLCI | EPD | 290 | kg | 20 | 44 | 1 | FALSE | 1 | FALSE | [6 empty] | 3059 | 13 | B1 | 0 | 0 | 0 | 0 | 0 | 0 | 0 | 0 | 0
| Civic Offices | Air source heat pump to provide low temp hot water for domestic services 4 pipe fan coil units AHUs and underfloor heating (Services air source, large commercial (~150kW)) | 1701402 | 1000003059 | 5 | Services equipment | Refrigerant Gas R410 20 year contained AusLCI | EPD | 290 | kg | 20 | 44 | 1 | FALSE | 1 | FALSE | [6 empty] | 3059 | 13 | B2B3 | 0 | 0 | 0 | 0 | 0 | 0 | 0 | 0 | 0
| Civic Offices | Air source heat pump to provide low temp hot water for domestic services 4 pipe fan coil units AHUs and underfloor heating (Services air source, large commercial (~150kW)) | 1701402 | 1000003059 | 5 | Services equipment | Refrigerant Gas R410 20 year contained AusLCI | EPD | 290 | kg | 20 | 44 | 1 | FALSE | 1 | FALSE | [6 empty] | 3059 | 13 | B6 | 0 | 0 | 0 | 0 | 0 | 0 | 0 | 0 | 0
| Civic Offices | Air source heat pump to provide low temp hot water for domestic services 4 pipe fan coil units AHUs and underfloor heating (Services air source, large commercial (~150kW)) | 1701402 | 1000003059 | 5 | Services equipment | Refrigerant Gas R410 20 year contained AusLCI | EPD | 290 | kg | 20 | 44 | 1 | FALSE | 1 | FALSE | [6 empty] | 3059 | 13 | B6+ | 0 | 0 | 0 | 0 | 0 | 0 | 0 | 0 | 0
| Civic Offices | Air source heat pump to provide low temp hot water for domestic services 4 pipe fan coil units AHUs and underfloor heating (Services air source, large commercial (~150kW)) | 1701402 | 1000003059 | 5 | Services equipment | Refrigerant Gas R410 20 year contained AusLCI | EPD | 290 | kg | 20 | 44 | 1 | FALSE | 1 | FALSE | [6 empty] | 3059 | 13 | B7 | 0 | 0 | 0 | 0 | 0 | 0 | 0 | 0 | 0
| Civic Offices | Air source heat pump to provide low temp hot water for domestic services 4 pipe fan coil units AHUs and underfloor heating (Services air source, large commercial (~150kW)) | 1701402 | 1000003059 | 5 | Services equipment | Refrigerant Gas R410 20 year contained AusLCI | EPD | 290 | kg | 20 | 44 | 1 | FALSE | 1 | FALSE | [6 empty] | 3059 | 13 | D1 | 0 | 0 | 0 | 0 | 0 | 0 | 0 | 0 | 0
| Civic Offices | Air source heat pump to provide low temp hot water for domestic services 4 pipe fan coil units AHUs and underfloor heating (Services air source, large commercial (~150kW)) | 1701402 | 1000003059 | 5 | Services equipment | Refrigerant Gas R410 20 year contained AusLCI | EPD | 290 | kg | 20 | 44 | 1 | FALSE | 1 | FALSE | [6 empty] | 3059 | 13 | B4B5 | 0 | 0 | 0 | 0 | 0 | 0 | 0 | 0 | 0
| Civic Offices | Air source heat pump to provide low temp hot water for domestic services 4 pipe fan coil units AHUs and underfloor heating (Services air source, large commercial (~150kW)) | 1701402 | 1000003059 | 5 | Services equipment | Refrigerant Gas R410 20 year contained AusLCI | EPD | 290 | kg | 20 | 44 | 1 | FALSE | 1 | FALSE | [6 empty] | 3059 | 14 | B1 | 0 | 0 | 0 | 0 | 0 | 0 | 0 | 0 | 0
| Civic Offices | Air source heat pump to provide low temp hot water for domestic services 4 pipe fan coil units AHUs and underfloor heating (Services air source, large commercial (~150kW)) | 1701402 | 1000003059 | 5 | Services equipment | Refrigerant Gas R410 20 year contained AusLCI | EPD | 290 | kg | 20 | 44 | 1 | FALSE | 1 | FALSE | [6 empty] | 3059 | 14 | B2B3 | 0 | 0 | 0 | 0 | 0 | 0 | 0 | 0 | 0
| Civic Offices | Air source heat pump to provide low temp hot water for domestic services 4 pipe fan coil units AHUs and underfloor heating (Services air source, large commercial (~150kW)) | 1701402 | 1000003059 | 5 | Services equipment | Refrigerant Gas R410 20 year contained AusLCI | EPD | 290 | kg | 20 | 44 | 1 | FALSE | 1 | FALSE | [6 empty] | 3059 | 14 | B6 | 0 | 0 | 0 | 0 | 0 | 0 | 0 | 0 | 0
| Civic Offices | Air source heat pump to provide low temp hot water for domestic services 4 pipe fan coil units AHUs and underfloor heating (Services air source, large commercial (~150kW)) | 1701402 | 1000003059 | 5 | Services equipment | Refrigerant Gas R410 20 year contained AusLCI | EPD | 290 | kg | 20 | 44 | 1 | FALSE | 1 | FALSE | [6 empty] | 3059 | 14 | B6+ | 0 | 0 | 0 | 0 | 0 | 0 | 0 | 0 | 0
| Civic Offices | Air source heat pump to provide low temp hot water for domestic services 4 pipe fan coil units AHUs and underfloor heating (Services air source, large commercial (~150kW)) | 1701402 | 1000003059 | 5 | Services equipment | Refrigerant Gas R410 20 year contained AusLCI | EPD | 290 | kg | 20 | 44 | 1 | FALSE | 1 | FALSE | [6 empty] | 3059 | 14 | B7 | 0 | 0 | 0 | 0 | 0 | 0 | 0 | 0 | 0
| Civic Offices | Air source heat pump to provide low temp hot water for domestic services 4 pipe fan coil units AHUs and underfloor heating (Services air source, large commercial (~150kW)) | 1701402 | 1000003059 | 5 | Services equipment | Refrigerant Gas R410 20 year contained AusLCI | EPD | 290 | kg | 20 | 44 | 1 | FALSE | 1 | FALSE | [6 empty] | 3059 | 14 | D1 | 0 | 0 | 0 | 0 | 0 | 0 | 0 | 0 | 0
| Civic Offices | Air source heat pump to provide low temp hot water for domestic services 4 pipe fan coil units AHUs and underfloor heating (Services air source, large commercial (~150kW)) | 1701402 | 1000003059 | 5 | Services equipment | Refrigerant Gas R410 20 year contained AusLCI | EPD | 290 | kg | 20 | 44 | 1 | FALSE | 1 | FALSE | [6 empty] | 3059 | 14 | B4B5 | 0 | 0 | 0 | 0 | 0 | 0 | 0 | 0 | 0
| Civic Offices | Air source heat pump to provide low temp hot water for domestic services 4 pipe fan coil units AHUs and underfloor heating (Services air source, large commercial (~150kW)) | 1701402 | 1000003059 | 5 | Services equipment | Refrigerant Gas R410 20 year contained AusLCI | EPD | 290 | kg | 20 | 44 | 1 | FALSE | 1 | FALSE | [6 empty] | 3059 | 15 | B1 | 0 | 0 | 0 | 0 | 0 | 0 | 0 | 0 | 0
| Civic Offices | Air source heat pump to provide low temp hot water for domestic services 4 pipe fan coil units AHUs and underfloor heating (Services air source, large commercial (~150kW)) | 1701402 | 1000003059 | 5 | Services equipment | Refrigerant Gas R410 20 year contained AusLCI | EPD | 290 | kg | 20 | 44 | 1 | FALSE | 1 | FALSE | [6 empty] | 3059 | 15 | B2B3 | 0 | 0 | 0 | 0 | 0 | 0 | 0 | 0 | 0
| Civic Offices | Air source heat pump to provide low temp hot water for domestic services 4 pipe fan coil units AHUs and underfloor heating (Services air source, large commercial (~150kW)) | 1701402 | 1000003059 | 5 | Services equipment | Refrigerant Gas R410 20 year contained AusLCI | EPD | 290 | kg | 20 | 44 | 1 | FALSE | 1 | FALSE | [6 empty] | 3059 | 15 | B6 | 0 | 0 | 0 | 0 | 0 | 0 | 0 | 0 | 0
| Civic Offices | Air source heat pump to provide low temp hot water for domestic services 4 pipe fan coil units AHUs and underfloor heating (Services air source, large commercial (~150kW)) | 1701402 | 1000003059 | 5 | Services equipment | Refrigerant Gas R410 20 year contained AusLCI | EPD | 290 | kg | 20 | 44 | 1 | FALSE | 1 | FALSE | [6 empty] | 3059 | 15 | B6+ | 0 | 0 | 0 | 0 | 0 | 0 | 0 | 0 | 0
| Civic Offices | Air source heat pump to provide low temp hot water for domestic services 4 pipe fan coil units AHUs and underfloor heating (Services air source, large commercial (~150kW)) | 1701402 | 1000003059 | 5 | Services equipment | Refrigerant Gas R410 20 year contained AusLCI | EPD | 290 | kg | 20 | 44 | 1 | FALSE | 1 | FALSE | [6 empty] | 3059 | 15 | B7 | 0 | 0 | 0 | 0 | 0 | 0 | 0 | 0 | 0
| Civic Offices | Air source heat pump to provide low temp hot water for domestic services 4 pipe fan coil units AHUs and underfloor heating (Services air source, large commercial (~150kW)) | 1701402 | 1000003059 | 5 | Services equipment | Refrigerant Gas R410 20 year contained AusLCI | EPD | 290 | kg | 20 | 44 | 1 | FALSE | 1 | FALSE | [6 empty] | 3059 | 15 | D1 | 0 | 0 | 0 | 0 | 0 | 0 | 0 | 0 | 0
| Civic Offices | Air source heat pump to provide low temp hot water for domestic services 4 pipe fan coil units AHUs and underfloor heating (Services air source, large commercial (~150kW)) | 1701402 | 1000003059 | 5 | Services equipment | Refrigerant Gas R410 20 year contained AusLCI | EPD | 290 | kg | 20 | 44 | 1 | FALSE | 1 | FALSE | [6 empty] | 3059 | 15 | B4B5 | 0 | 0 | 0 | 0 | 0 | 0 | 0 | 0 | 0
| Civic Offices | Air source heat pump to provide low temp hot water for domestic services 4 pipe fan coil units AHUs and underfloor heating (Services air source, large commercial (~150kW)) | 1701402 | 1000003059 | 5 | Services equipment | Refrigerant Gas R410 20 year contained AusLCI | EPD | 290 | kg | 20 | 44 | 1 | FALSE | 1 | FALSE | [6 empty] | 3059 | 16 | B1 | 0 | 0 | 0 | 0 | 0 | 0 | 0 | 0 | 0
| Civic Offices | Air source heat pump to provide low temp hot water for domestic services 4 pipe fan coil units AHUs and underfloor heating (Services air source, large commercial (~150kW)) | 1701402 | 1000003059 | 5 | Services equipment | Refrigerant Gas R410 20 year contained AusLCI | EPD | 290 | kg | 20 | 44 | 1 | FALSE | 1 | FALSE | [6 empty] | 3059 | 16 | B2B3 | 0 | 0 | 0 | 0 | 0 | 0 | 0 | 0 | 0
| Civic Offices | Air source heat pump to provide low temp hot water for domestic services 4 pipe fan coil units AHUs and underfloor heating (Services air source, large commercial (~150kW)) | 1701402 | 1000003059 | 5 | Services equipment | Refrigerant Gas R410 20 year contained AusLCI | EPD | 290 | kg | 20 | 44 | 1 | FALSE | 1 | FALSE | [6 empty] | 3059 | 16 | B6 | 0 | 0 | 0 | 0 | 0 | 0 | 0 | 0 | 0
| Civic Offices | Air source heat pump to provide low temp hot water for domestic services 4 pipe fan coil units AHUs and underfloor heating (Services air source, large commercial (~150kW)) | 1701402 | 1000003059 | 5 | Services equipment | Refrigerant Gas R410 20 year contained AusLCI | EPD | 290 | kg | 20 | 44 | 1 | FALSE | 1 | FALSE | [6 empty] | 3059 | 16 | B6+ | 0 | 0 | 0 | 0 | 0 | 0 | 0 | 0 | 0
| Civic Offices | Air source heat pump to provide low temp hot water for domestic services 4 pipe fan coil units AHUs and underfloor heating (Services air source, large commercial (~150kW)) | 1701402 | 1000003059 | 5 | Services equipment | Refrigerant Gas R410 20 year contained AusLCI | EPD | 290 | kg | 20 | 44 | 1 | FALSE | 1 | FALSE | [6 empty] | 3059 | 16 | B7 | 0 | 0 | 0 | 0 | 0 | 0 | 0 | 0 | 0
| Civic Offices | Air source heat pump to provide low temp hot water for domestic services 4 pipe fan coil units AHUs and underfloor heating (Services air source, large commercial (~150kW)) | 1701402 | 1000003059 | 5 | Services equipment | Refrigerant Gas R410 20 year contained AusLCI | EPD | 290 | kg | 20 | 44 | 1 | FALSE | 1 | FALSE | [6 empty] | 3059 | 16 | D1 | 0 | 0 | 0 | 0 | 0 | 0 | 0 | 0 | 0
| Civic Offices | Air source heat pump to provide low temp hot water for domestic services 4 pipe fan coil units AHUs and underfloor heating (Services air source, large commercial (~150kW)) | 1701402 | 1000003059 | 5 | Services equipment | Refrigerant Gas R410 20 year contained AusLCI | EPD | 290 | kg | 20 | 44 | 1 | FALSE | 1 | FALSE | [6 empty] | 3059 | 16 | B4B5 | 0 | 0 | 0 | 0 | 0 | 0 | 0 | 0 | 0
| Civic Offices | Air source heat pump to provide low temp hot water for domestic services 4 pipe fan coil units AHUs and underfloor heating (Services air source, large commercial (~150kW)) | 1701402 | 1000003059 | 5 | Services equipment | Refrigerant Gas R410 20 year contained AusLCI | EPD | 290 | kg | 20 | 44 | 1 | FALSE | 1 | FALSE | [6 empty] | 3059 | 17 | B1 | 0 | 0 | 0 | 0 | 0 | 0 | 0 | 0 | 0
| Civic Offices | Air source heat pump to provide low temp hot water for domestic services 4 pipe fan coil units AHUs and underfloor heating (Services air source, large commercial (~150kW)) | 1701402 | 1000003059 | 5 | Services equipment | Refrigerant Gas R410 20 year contained AusLCI | EPD | 290 | kg | 20 | 44 | 1 | FALSE | 1 | FALSE | [6 empty] | 3059 | 17 | B2B3 | 0 | 0 | 0 | 0 | 0 | 0 | 0 | 0 | 0
| Civic Offices | Air source heat pump to provide low temp hot water for domestic services 4 pipe fan coil units AHUs and underfloor heating (Services air source, large commercial (~150kW)) | 1701402 | 1000003059 | 5 | Services equipment | Refrigerant Gas R410 20 year contained AusLCI | EPD | 290 | kg | 20 | 44 | 1 | FALSE | 1 | FALSE | [6 empty] | 3059 | 17 | B6 | 0 | 0 | 0 | 0 | 0 | 0 | 0 | 0 | 0
| Civic Offices | Air source heat pump to provide low temp hot water for domestic services 4 pipe fan coil units AHUs and underfloor heating (Services air source, large commercial (~150kW)) | 1701402 | 1000003059 | 5 | Services equipment | Refrigerant Gas R410 20 year contained AusLCI | EPD | 290 | kg | 20 | 44 | 1 | FALSE | 1 | FALSE | [6 empty] | 3059 | 17 | B6+ | 0 | 0 | 0 | 0 | 0 | 0 | 0 | 0 | 0
| Civic Offices | Air source heat pump to provide low temp hot water for domestic services 4 pipe fan coil units AHUs and underfloor heating (Services air source, large commercial (~150kW)) | 1701402 | 1000003059 | 5 | Services equipment | Refrigerant Gas R410 20 year contained AusLCI | EPD | 290 | kg | 20 | 44 | 1 | FALSE | 1 | FALSE | [6 empty] | 3059 | 17 | B7 | 0 | 0 | 0 | 0 | 0 | 0 | 0 | 0 | 0
| Civic Offices | Air source heat pump to provide low temp hot water for domestic services 4 pipe fan coil units AHUs and underfloor heating (Services air source, large commercial (~150kW)) | 1701402 | 1000003059 | 5 | Services equipment | Refrigerant Gas R410 20 year contained AusLCI | EPD | 290 | kg | 20 | 44 | 1 | FALSE | 1 | FALSE | [6 empty] | 3059 | 17 | D1 | 0 | 0 | 0 | 0 | 0 | 0 | 0 | 0 | 0
| Civic Offices | Air source heat pump to provide low temp hot water for domestic services 4 pipe fan coil units AHUs and underfloor heating (Services air source, large commercial (~150kW)) | 1701402 | 1000003059 | 5 | Services equipment | Refrigerant Gas R410 20 year contained AusLCI | EPD | 290 | kg | 20 | 44 | 1 | FALSE | 1 | FALSE | [6 empty] | 3059 | 17 | B4B5 | 0 | 0 | 0 | 0 | 0 | 0 | 0 | 0 | 0
| Civic Offices | Air source heat pump to provide low temp hot water for domestic services 4 pipe fan coil units AHUs and underfloor heating (Services air source, large commercial (~150kW)) | 1701402 | 1000003059 | 5 | Services equipment | Refrigerant Gas R410 20 year contained AusLCI | EPD | 290 | kg | 20 | 44 | 1 | FALSE | 1 | FALSE | [6 empty] | 3059 | 18 | B1 | 0 | 0 | 0 | 0 | 0 | 0 | 0 | 0 | 0
| Civic Offices | Air source heat pump to provide low temp hot water for domestic services 4 pipe fan coil units AHUs and underfloor heating (Services air source, large commercial (~150kW)) | 1701402 | 1000003059 | 5 | Services equipment | Refrigerant Gas R410 20 year contained AusLCI | EPD | 290 | kg | 20 | 44 | 1 | FALSE | 1 | FALSE | [6 empty] | 3059 | 18 | B2B3 | 0 | 0 | 0 | 0 | 0 | 0 | 0 | 0 | 0
| Civic Offices | Air source heat pump to provide low temp hot water for domestic services 4 pipe fan coil units AHUs and underfloor heating (Services air source, large commercial (~150kW)) | 1701402 | 1000003059 | 5 | Services equipment | Refrigerant Gas R410 20 year contained AusLCI | EPD | 290 | kg | 20 | 44 | 1 | FALSE | 1 | FALSE | [6 empty] | 3059 | 18 | B6 | 0 | 0 | 0 | 0 | 0 | 0 | 0 | 0 | 0
| Civic Offices | Air source heat pump to provide low temp hot water for domestic services 4 pipe fan coil units AHUs and underfloor heating (Services air source, large commercial (~150kW)) | 1701402 | 1000003059 | 5 | Services equipment | Refrigerant Gas R410 20 year contained AusLCI | EPD | 290 | kg | 20 | 44 | 1 | FALSE | 1 | FALSE | [6 empty] | 3059 | 18 | B6+ | 0 | 0 | 0 | 0 | 0 | 0 | 0 | 0 | 0
| Civic Offices | Air source heat pump to provide low temp hot water for domestic services 4 pipe fan coil units AHUs and underfloor heating (Services air source, large commercial (~150kW)) | 1701402 | 1000003059 | 5 | Services equipment | Refrigerant Gas R410 20 year contained AusLCI | EPD | 290 | kg | 20 | 44 | 1 | FALSE | 1 | FALSE | [6 empty] | 3059 | 18 | B7 | 0 | 0 | 0 | 0 | 0 | 0 | 0 | 0 | 0
| Civic Offices | Air source heat pump to provide low temp hot water for domestic services 4 pipe fan coil units AHUs and underfloor heating (Services air source, large commercial (~150kW)) | 1701402 | 1000003059 | 5 | Services equipment | Refrigerant Gas R410 20 year contained AusLCI | EPD | 290 | kg | 20 | 44 | 1 | FALSE | 1 | FALSE | [6 empty] | 3059 | 18 | D1 | 0 | 0 | 0 | 0 | 0 | 0 | 0 | 0 | 0
| Civic Offices | Air source heat pump to provide low temp hot water for domestic services 4 pipe fan coil units AHUs and underfloor heating (Services air source, large commercial (~150kW)) | 1701402 | 1000003059 | 5 | Services equipment | Refrigerant Gas R410 20 year contained AusLCI | EPD | 290 | kg | 20 | 44 | 1 | FALSE | 1 | FALSE | [6 empty] | 3059 | 18 | B4B5 | 0 | 0 | 0 | 0 | 0 | 0 | 0 | 0 | 0
| Civic Offices | Air source heat pump to provide low temp hot water for domestic services 4 pipe fan coil units AHUs and underfloor heating (Services air source, large commercial (~150kW)) | 1701402 | 1000003059 | 5 | Services equipment | Refrigerant Gas R410 20 year contained AusLCI | EPD | 290 | kg | 20 | 44 | 1 | FALSE | 1 | FALSE | [6 empty] | 3059 | 19 | B1 | 0 | 0 | 0 | 0 | 0 | 0 | 0 | 0 | 0
| Civic Offices | Air source heat pump to provide low temp hot water for domestic services 4 pipe fan coil units AHUs and underfloor heating (Services air source, large commercial (~150kW)) | 1701402 | 1000003059 | 5 | Services equipment | Refrigerant Gas R410 20 year contained AusLCI | EPD | 290 | kg | 20 | 44 | 1 | FALSE | 1 | FALSE | [6 empty] | 3059 | 19 | B2B3 | 0 | 0 | 0 | 0 | 0 | 0 | 0 | 0 | 0
| Civic Offices | Air source heat pump to provide low temp hot water for domestic services 4 pipe fan coil units AHUs and underfloor heating (Services air source, large commercial (~150kW)) | 1701402 | 1000003059 | 5 | Services equipment | Refrigerant Gas R410 20 year contained AusLCI | EPD | 290 | kg | 20 | 44 | 1 | FALSE | 1 | FALSE | [6 empty] | 3059 | 19 | B6 | 0 | 0 | 0 | 0 | 0 | 0 | 0 | 0 | 0
| Civic Offices | Air source heat pump to provide low temp hot water for domestic services 4 pipe fan coil units AHUs and underfloor heating (Services air source, large commercial (~150kW)) | 1701402 | 1000003059 | 5 | Services equipment | Refrigerant Gas R410 20 year contained AusLCI | EPD | 290 | kg | 20 | 44 | 1 | FALSE | 1 | FALSE | [6 empty] | 3059 | 19 | B6+ | 0 | 0 | 0 | 0 | 0 | 0 | 0 | 0 | 0
| Civic Offices | Air source heat pump to provide low temp hot water for domestic services 4 pipe fan coil units AHUs and underfloor heating (Services air source, large commercial (~150kW)) | 1701402 | 1000003059 | 5 | Services equipment | Refrigerant Gas R410 20 year contained AusLCI | EPD | 290 | kg | 20 | 44 | 1 | FALSE | 1 | FALSE | [6 empty] | 3059 | 19 | B7 | 0 | 0 | 0 | 0 | 0 | 0 | 0 | 0 | 0
| Civic Offices | Air source heat pump to provide low temp hot water for domestic services 4 pipe fan coil units AHUs and underfloor heating (Services air source, large commercial (~150kW)) | 1701402 | 1000003059 | 5 | Services equipment | Refrigerant Gas R410 20 year contained AusLCI | EPD | 290 | kg | 20 | 44 | 1 | FALSE | 1 | FALSE | [6 empty] | 3059 | 19 | D1 | 0 | 0 | 0 | 0 | 0 | 0 | 0 | 0 | 0
| Civic Offices | Air source heat pump to provide low temp hot water for domestic services 4 pipe fan coil units AHUs and underfloor heating (Services air source, large commercial (~150kW)) | 1701402 | 1000003059 | 5 | Services equipment | Refrigerant Gas R410 20 year contained AusLCI | EPD | 290 | kg | 20 | 44 | 1 | FALSE | 1 | FALSE | [6 empty] | 3059 | 19 | B4B5 | 0 | 0 | 0 | 0 | 0 | 0 | 0 | 0 | 0
| Civic Offices | Air source heat pump to provide low temp hot water for domestic services 4 pipe fan coil units AHUs and underfloor heating (Services air source, large commercial (~150kW)) | 1701402 | 1000003059 | 5 | Services equipment | Refrigerant Gas R410 20 year contained AusLCI | EPD | 290 | kg | 20 | 44 | 1 | FALSE | 1 | FALSE | [6 empty] | 3059 | 20 | B1 | 0 | 0 | 0 | 0 | 0 | 0 | 0 | 0 | 0
| Civic Offices | Air source heat pump to provide low temp hot water for domestic services 4 pipe fan coil units AHUs and underfloor heating (Services air source, large commercial (~150kW)) | 1701402 | 1000003059 | 5 | Services equipment | Refrigerant Gas R410 20 year contained AusLCI | EPD | 290 | kg | 20 | 44 | 1 | FALSE | 1 | FALSE | [6 empty] | 3059 | 20 | B2B3 | 0 | 0 | 0 | 0 | 0 | 0 | 0 | 0 | 0
| Civic Offices | Air source heat pump to provide low temp hot water for domestic services 4 pipe fan coil units AHUs and underfloor heating (Services air source, large commercial (~150kW)) | 1701402 | 1000003059 | 5 | Services equipment | Refrigerant Gas R410 20 year contained AusLCI | EPD | 290 | kg | 20 | 44 | 1 | FALSE | 1 | FALSE | [6 empty] | 3059 | 20 | B6 | 0 | 0 | 0 | 0 | 0 | 0 | 0 | 0 | 0
| Civic Offices | Air source heat pump to provide low temp hot water for domestic services 4 pipe fan coil units AHUs and underfloor heating (Services air source, large commercial (~150kW)) | 1701402 | 1000003059 | 5 | Services equipment | Refrigerant Gas R410 20 year contained AusLCI | EPD | 290 | kg | 20 | 44 | 1 | FALSE | 1 | FALSE | [6 empty] | 3059 | 20 | B6+ | 0 | 0 | 0 | 0 | 0 | 0 | 0 | 0 | 0
| Civic Offices | Air source heat pump to provide low temp hot water for domestic services 4 pipe fan coil units AHUs and underfloor heating (Services air source, large commercial (~150kW)) | 1701402 | 1000003059 | 5 | Services equipment | Refrigerant Gas R410 20 year contained AusLCI | EPD | 290 | kg | 20 | 44 | 1 | FALSE | 1 | FALSE | [6 empty] | 3059 | 20 | B7 | 0 | 0 | 0 | 0 | 0 | 0 | 0 | 0 | 0
| Civic Offices | Air source heat pump to provide low temp hot water for domestic services 4 pipe fan coil units AHUs and underfloor heating (Services air source, large commercial (~150kW)) | 1701402 | 1000003059 | 5 | Services equipment | Refrigerant Gas R410 20 year contained AusLCI | EPD | 290 | kg | 20 | 44 | 1 | FALSE | 1 | FALSE | [6 empty] | 3059 | 20 | D1 | 0 | 0 | 0 | 0 | 0 | 0 | 0 | 0 | 0
| Civic Offices | Air source heat pump to provide low temp hot water for domestic services 4 pipe fan coil units AHUs and underfloor heating (Services air source, large commercial (~150kW)) | 1701402 | 1000003059 | 5 | Services equipment | Refrigerant Gas R410 20 year contained AusLCI | EPD | 290 | kg | 20 | 44 | 1 | FALSE | 1 | FALSE | [6 empty] | 3059 | 20 | B4B5 | 508779.77 | 0.3248 | 33.4225 | 2.6355 | 0 | 0 | 0 | 3480 | 0
| Civic Offices | Air source heat pump to provide low temp hot water for domestic services 4 pipe fan coil units AHUs and underfloor heating (Services air source, large commercial (~150kW)) | 1701402 | 1000003059 | 5 | Services equipment | Refrigerant Gas R410 20 year contained AusLCI | EPD | 290 | kg | 20 | 44 | 1 | FALSE | 1 | FALSE | [6 empty] | 3059 | 21 | B1 | 0 | 0 | 0 | 0 | 0 | 0 | 0 | 0 | 0
| Civic Offices | Air source heat pump to provide low temp hot water for domestic services 4 pipe fan coil units AHUs and underfloor heating (Services air source, large commercial (~150kW)) | 1701402 | 1000003059 | 5 | Services equipment | Refrigerant Gas R410 20 year contained AusLCI | EPD | 290 | kg | 20 | 44 | 1 | FALSE | 1 | FALSE | [6 empty] | 3059 | 21 | B2B3 | 0 | 0 | 0 | 0 | 0 | 0 | 0 | 0 | 0
| Civic Offices | Air source heat pump to provide low temp hot water for domestic services 4 pipe fan coil units AHUs and underfloor heating (Services air source, large commercial (~150kW)) | 1701402 | 1000003059 | 5 | Services equipment | Refrigerant Gas R410 20 year contained AusLCI | EPD | 290 | kg | 20 | 44 | 1 | FALSE | 1 | FALSE | [6 empty] | 3059 | 21 | B6 | 0 | 0 | 0 | 0 | 0 | 0 | 0 | 0 | 0
| Civic Offices | Air source heat pump to provide low temp hot water for domestic services 4 pipe fan coil units AHUs and underfloor heating (Services air source, large commercial (~150kW)) | 1701402 | 1000003059 | 5 | Services equipment | Refrigerant Gas R410 20 year contained AusLCI | EPD | 290 | kg | 20 | 44 | 1 | FALSE | 1 | FALSE | [6 empty] | 3059 | 21 | B6+ | 0 | 0 | 0 | 0 | 0 | 0 | 0 | 0 | 0
| Civic Offices | Air source heat pump to provide low temp hot water for domestic services 4 pipe fan coil units AHUs and underfloor heating (Services air source, large commercial (~150kW)) | 1701402 | 1000003059 | 5 | Services equipment | Refrigerant Gas R410 20 year contained AusLCI | EPD | 290 | kg | 20 | 44 | 1 | FALSE | 1 | FALSE | [6 empty] | 3059 | 21 | B7 | 0 | 0 | 0 | 0 | 0 | 0 | 0 | 0 | 0
| Civic Offices | Air source heat pump to provide low temp hot water for domestic services 4 pipe fan coil units AHUs and underfloor heating (Services air source, large commercial (~150kW)) | 1701402 | 1000003059 | 5 | Services equipment | Refrigerant Gas R410 20 year contained AusLCI | EPD | 290 | kg | 20 | 44 | 1 | FALSE | 1 | FALSE | [6 empty] | 3059 | 21 | D1 | 0 | 0 | 0 | 0 | 0 | 0 | 0 | 0 | 0
| Civic Offices | Air source heat pump to provide low temp hot water for domestic services 4 pipe fan coil units AHUs and underfloor heating (Services air source, large commercial (~150kW)) | 1701402 | 1000003059 | 5 | Services equipment | Refrigerant Gas R410 20 year contained AusLCI | EPD | 290 | kg | 20 | 44 | 1 | FALSE | 1 | FALSE | [6 empty] | 3059 | 21 | B4B5 | 0 | 0 | 0 | 0 | 0 | 0 | 0 | 0 | 0
| Civic Offices | Air source heat pump to provide low temp hot water for domestic services 4 pipe fan coil units AHUs and underfloor heating (Services air source, large commercial (~150kW)) | 1701402 | 1000003059 | 5 | Services equipment | Refrigerant Gas R410 20 year contained AusLCI | EPD | 290 | kg | 20 | 44 | 1 | FALSE | 1 | FALSE | [6 empty] | 3059 | 22 | B1 | 0 | 0 | 0 | 0 | 0 | 0 | 0 | 0 | 0
| Civic Offices | Air source heat pump to provide low temp hot water for domestic services 4 pipe fan coil units AHUs and underfloor heating (Services air source, large commercial (~150kW)) | 1701402 | 1000003059 | 5 | Services equipment | Refrigerant Gas R410 20 year contained AusLCI | EPD | 290 | kg | 20 | 44 | 1 | FALSE | 1 | FALSE | [6 empty] | 3059 | 22 | B2B3 | 0 | 0 | 0 | 0 | 0 | 0 | 0 | 0 | 0
| Civic Offices | Air source heat pump to provide low temp hot water for domestic services 4 pipe fan coil units AHUs and underfloor heating (Services air source, large commercial (~150kW)) | 1701402 | 1000003059 | 5 | Services equipment | Refrigerant Gas R410 20 year contained AusLCI | EPD | 290 | kg | 20 | 44 | 1 | FALSE | 1 | FALSE | [6 empty] | 3059 | 22 | B6 | 0 | 0 | 0 | 0 | 0 | 0 | 0 | 0 | 0
| Civic Offices | Air source heat pump to provide low temp hot water for domestic services 4 pipe fan coil units AHUs and underfloor heating (Services air source, large commercial (~150kW)) | 1701402 | 1000003059 | 5 | Services equipment | Refrigerant Gas R410 20 year contained AusLCI | EPD | 290 | kg | 20 | 44 | 1 | FALSE | 1 | FALSE | [6 empty] | 3059 | 22 | B6+ | 0 | 0 | 0 | 0 | 0 | 0 | 0 | 0 | 0
| Civic Offices | Air source heat pump to provide low temp hot water for domestic services 4 pipe fan coil units AHUs and underfloor heating (Services air source, large commercial (~150kW)) | 1701402 | 1000003059 | 5 | Services equipment | Refrigerant Gas R410 20 year contained AusLCI | EPD | 290 | kg | 20 | 44 | 1 | FALSE | 1 | FALSE | [6 empty] | 3059 | 22 | B7 | 0 | 0 | 0 | 0 | 0 | 0 | 0 | 0 | 0
| Civic Offices | Air source heat pump to provide low temp hot water for domestic services 4 pipe fan coil units AHUs and underfloor heating (Services air source, large commercial (~150kW)) | 1701402 | 1000003059 | 5 | Services equipment | Refrigerant Gas R410 20 year contained AusLCI | EPD | 290 | kg | 20 | 44 | 1 | FALSE | 1 | FALSE | [6 empty] | 3059 | 22 | D1 | 0 | 0 | 0 | 0 | 0 | 0 | 0 | 0 | 0
| Civic Offices | Air source heat pump to provide low temp hot water for domestic services 4 pipe fan coil units AHUs and underfloor heating (Services air source, large commercial (~150kW)) | 1701402 | 1000003059 | 5 | Services equipment | Refrigerant Gas R410 20 year contained AusLCI | EPD | 290 | kg | 20 | 44 | 1 | FALSE | 1 | FALSE | [6 empty] | 3059 | 22 | B4B5 | 0 | 0 | 0 | 0 | 0 | 0 | 0 | 0 | 0
| Civic Offices | Air source heat pump to provide low temp hot water for domestic services 4 pipe fan coil units AHUs and underfloor heating (Services air source, large commercial (~150kW)) | 1701402 | 1000003059 | 5 | Services equipment | Refrigerant Gas R410 20 year contained AusLCI | EPD | 290 | kg | 20 | 44 | 1 | FALSE | 1 | FALSE | [6 empty] | 3059 | 23 | B1 | 0 | 0 | 0 | 0 | 0 | 0 | 0 | 0 | 0
| Civic Offices | Air source heat pump to provide low temp hot water for domestic services 4 pipe fan coil units AHUs and underfloor heating (Services air source, large commercial (~150kW)) | 1701402 | 1000003059 | 5 | Services equipment | Refrigerant Gas R410 20 year contained AusLCI | EPD | 290 | kg | 20 | 44 | 1 | FALSE | 1 | FALSE | [6 empty] | 3059 | 23 | B2B3 | 0 | 0 | 0 | 0 | 0 | 0 | 0 | 0 | 0
| Civic Offices | Air source heat pump to provide low temp hot water for domestic services 4 pipe fan coil units AHUs and underfloor heating (Services air source, large commercial (~150kW)) | 1701402 | 1000003059 | 5 | Services equipment | Refrigerant Gas R410 20 year contained AusLCI | EPD | 290 | kg | 20 | 44 | 1 | FALSE | 1 | FALSE | [6 empty] | 3059 | 23 | B6 | 0 | 0 | 0 | 0 | 0 | 0 | 0 | 0 | 0
| Civic Offices | Air source heat pump to provide low temp hot water for domestic services 4 pipe fan coil units AHUs and underfloor heating (Services air source, large commercial (~150kW)) | 1701402 | 1000003059 | 5 | Services equipment | Refrigerant Gas R410 20 year contained AusLCI | EPD | 290 | kg | 20 | 44 | 1 | FALSE | 1 | FALSE | [6 empty] | 3059 | 23 | B6+ | 0 | 0 | 0 | 0 | 0 | 0 | 0 | 0 | 0
| Civic Offices | Air source heat pump to provide low temp hot water for domestic services 4 pipe fan coil units AHUs and underfloor heating (Services air source, large commercial (~150kW)) | 1701402 | 1000003059 | 5 | Services equipment | Refrigerant Gas R410 20 year contained AusLCI | EPD | 290 | kg | 20 | 44 | 1 | FALSE | 1 | FALSE | [6 empty] | 3059 | 23 | B7 | 0 | 0 | 0 | 0 | 0 | 0 | 0 | 0 | 0
| Civic Offices | Air source heat pump to provide low temp hot water for domestic services 4 pipe fan coil units AHUs and underfloor heating (Services air source, large commercial (~150kW)) | 1701402 | 1000003059 | 5 | Services equipment | Refrigerant Gas R410 20 year contained AusLCI | EPD | 290 | kg | 20 | 44 | 1 | FALSE | 1 | FALSE | [6 empty] | 3059 | 23 | D1 | 0 | 0 | 0 | 0 | 0 | 0 | 0 | 0 | 0
| Civic Offices | Air source heat pump to provide low temp hot water for domestic services 4 pipe fan coil units AHUs and underfloor heating (Services air source, large commercial (~150kW)) | 1701402 | 1000003059 | 5 | Services equipment | Refrigerant Gas R410 20 year contained AusLCI | EPD | 290 | kg | 20 | 44 | 1 | FALSE | 1 | FALSE | [6 empty] | 3059 | 23 | B4B5 | 0 | 0 | 0 | 0 | 0 | 0 | 0 | 0 | 0
| Civic Offices | Air source heat pump to provide low temp hot water for domestic services 4 pipe fan coil units AHUs and underfloor heating (Services air source, large commercial (~150kW)) | 1701402 | 1000003059 | 5 | Services equipment | Refrigerant Gas R410 20 year contained AusLCI | EPD | 290 | kg | 20 | 44 | 1 | FALSE | 1 | FALSE | [6 empty] | 3059 | 24 | B1 | 0 | 0 | 0 | 0 | 0 | 0 | 0 | 0 | 0
| Civic Offices | Air source heat pump to provide low temp hot water for domestic services 4 pipe fan coil units AHUs and underfloor heating (Services air source, large commercial (~150kW)) | 1701402 | 1000003059 | 5 | Services equipment | Refrigerant Gas R410 20 year contained AusLCI | EPD | 290 | kg | 20 | 44 | 1 | FALSE | 1 | FALSE | [6 empty] | 3059 | 24 | B2B3 | 0 | 0 | 0 | 0 | 0 | 0 | 0 | 0 | 0
| Civic Offices | Air source heat pump to provide low temp hot water for domestic services 4 pipe fan coil units AHUs and underfloor heating (Services air source, large commercial (~150kW)) | 1701402 | 1000003059 | 5 | Services equipment | Refrigerant Gas R410 20 year contained AusLCI | EPD | 290 | kg | 20 | 44 | 1 | FALSE | 1 | FALSE | [6 empty] | 3059 | 24 | B6 | 0 | 0 | 0 | 0 | 0 | 0 | 0 | 0 | 0
| Civic Offices | Air source heat pump to provide low temp hot water for domestic services 4 pipe fan coil units AHUs and underfloor heating (Services air source, large commercial (~150kW)) | 1701402 | 1000003059 | 5 | Services equipment | Refrigerant Gas R410 20 year contained AusLCI | EPD | 290 | kg | 20 | 44 | 1 | FALSE | 1 | FALSE | [6 empty] | 3059 | 24 | B6+ | 0 | 0 | 0 | 0 | 0 | 0 | 0 | 0 | 0
| Civic Offices | Air source heat pump to provide low temp hot water for domestic services 4 pipe fan coil units AHUs and underfloor heating (Services air source, large commercial (~150kW)) | 1701402 | 1000003059 | 5 | Services equipment | Refrigerant Gas R410 20 year contained AusLCI | EPD | 290 | kg | 20 | 44 | 1 | FALSE | 1 | FALSE | [6 empty] | 3059 | 24 | B7 | 0 | 0 | 0 | 0 | 0 | 0 | 0 | 0 | 0
| Civic Offices | Air source heat pump to provide low temp hot water for domestic services 4 pipe fan coil units AHUs and underfloor heating (Services air source, large commercial (~150kW)) | 1701402 | 1000003059 | 5 | Services equipment | Refrigerant Gas R410 20 year contained AusLCI | EPD | 290 | kg | 20 | 44 | 1 | FALSE | 1 | FALSE | [6 empty] | 3059 | 24 | D1 | 0 | 0 | 0 | 0 | 0 | 0 | 0 | 0 | 0
| Civic Offices | Air source heat pump to provide low temp hot water for domestic services 4 pipe fan coil units AHUs and underfloor heating (Services air source, large commercial (~150kW)) | 1701402 | 1000003059 | 5 | Services equipment | Refrigerant Gas R410 20 year contained AusLCI | EPD | 290 | kg | 20 | 44 | 1 | FALSE | 1 | FALSE | [6 empty] | 3059 | 24 | B4B5 | 0 | 0 | 0 | 0 | 0 | 0 | 0 | 0 | 0
| Civic Offices | Air source heat pump to provide low temp hot water for domestic services 4 pipe fan coil units AHUs and underfloor heating (Services air source, large commercial (~150kW)) | 1701402 | 1000003059 | 5 | Services equipment | Refrigerant Gas R410 20 year contained AusLCI | EPD | 290 | kg | 20 | 44 | 1 | FALSE | 1 | FALSE | [6 empty] | 3059 | 25 | B1 | 0 | 0 | 0 | 0 | 0 | 0 | 0 | 0 | 0
| Civic Offices | Air source heat pump to provide low temp hot water for domestic services 4 pipe fan coil units AHUs and underfloor heating (Services air source, large commercial (~150kW)) | 1701402 | 1000003059 | 5 | Services equipment | Refrigerant Gas R410 20 year contained AusLCI | EPD | 290 | kg | 20 | 44 | 1 | FALSE | 1 | FALSE | [6 empty] | 3059 | 25 | B2B3 | 0 | 0 | 0 | 0 | 0 | 0 | 0 | 0 | 0
| Civic Offices | Air source heat pump to provide low temp hot water for domestic services 4 pipe fan coil units AHUs and underfloor heating (Services air source, large commercial (~150kW)) | 1701402 | 1000003059 | 5 | Services equipment | Refrigerant Gas R410 20 year contained AusLCI | EPD | 290 | kg | 20 | 44 | 1 | FALSE | 1 | FALSE | [6 empty] | 3059 | 25 | B6 | 0 | 0 | 0 | 0 | 0 | 0 | 0 | 0 | 0
| Civic Offices | Air source heat pump to provide low temp hot water for domestic services 4 pipe fan coil units AHUs and underfloor heating (Services air source, large commercial (~150kW)) | 1701402 | 1000003059 | 5 | Services equipment | Refrigerant Gas R410 20 year contained AusLCI | EPD | 290 | kg | 20 | 44 | 1 | FALSE | 1 | FALSE | [6 empty] | 3059 | 25 | B6+ | 0 | 0 | 0 | 0 | 0 | 0 | 0 | 0 | 0
| Civic Offices | Air source heat pump to provide low temp hot water for domestic services 4 pipe fan coil units AHUs and underfloor heating (Services air source, large commercial (~150kW)) | 1701402 | 1000003059 | 5 | Services equipment | Refrigerant Gas R410 20 year contained AusLCI | EPD | 290 | kg | 20 | 44 | 1 | FALSE | 1 | FALSE | [6 empty] | 3059 | 25 | B7 | 0 | 0 | 0 | 0 | 0 | 0 | 0 | 0 | 0
| Civic Offices | Air source heat pump to provide low temp hot water for domestic services 4 pipe fan coil units AHUs and underfloor heating (Services air source, large commercial (~150kW)) | 1701402 | 1000003059 | 5 | Services equipment | Refrigerant Gas R410 20 year contained AusLCI | EPD | 290 | kg | 20 | 44 | 1 | FALSE | 1 | FALSE | [6 empty] | 3059 | 25 | D1 | 0 | 0 | 0 | 0 | 0 | 0 | 0 | 0 | 0
| Civic Offices | Air source heat pump to provide low temp hot water for domestic services 4 pipe fan coil units AHUs and underfloor heating (Services air source, large commercial (~150kW)) | 1701402 | 1000003059 | 5 | Services equipment | Refrigerant Gas R410 20 year contained AusLCI | EPD | 290 | kg | 20 | 44 | 1 | FALSE | 1 | FALSE | [6 empty] | 3059 | 25 | B4B5 | 0 | 0 | 0 | 0 | 0 | 0 | 0 | 0 | 0
| Civic Offices | Air source heat pump to provide low temp hot water for domestic services 4 pipe fan coil units AHUs and underfloor heating (Services air source, large commercial (~150kW)) | 1701402 | 1000003059 | 5 | Services equipment | Refrigerant Gas R410 20 year contained AusLCI | EPD | 290 | kg | 20 | 44 | 1 | FALSE | 1 | FALSE | [6 empty] | 3059 | 26 | B1 | 0 | 0 | 0 | 0 | 0 | 0 | 0 | 0 | 0
| Civic Offices | Air source heat pump to provide low temp hot water for domestic services 4 pipe fan coil units AHUs and underfloor heating (Services air source, large commercial (~150kW)) | 1701402 | 1000003059 | 5 | Services equipment | Refrigerant Gas R410 20 year contained AusLCI | EPD | 290 | kg | 20 | 44 | 1 | FALSE | 1 | FALSE | [6 empty] | 3059 | 26 | B2B3 | 0 | 0 | 0 | 0 | 0 | 0 | 0 | 0 | 0
| Civic Offices | Air source heat pump to provide low temp hot water for domestic services 4 pipe fan coil units AHUs and underfloor heating (Services air source, large commercial (~150kW)) | 1701402 | 1000003059 | 5 | Services equipment | Refrigerant Gas R410 20 year contained AusLCI | EPD | 290 | kg | 20 | 44 | 1 | FALSE | 1 | FALSE | [6 empty] | 3059 | 26 | B6 | 0 | 0 | 0 | 0 | 0 | 0 | 0 | 0 | 0
| Civic Offices | Air source heat pump to provide low temp hot water for domestic services 4 pipe fan coil units AHUs and underfloor heating (Services air source, large commercial (~150kW)) | 1701402 | 1000003059 | 5 | Services equipment | Refrigerant Gas R410 20 year contained AusLCI | EPD | 290 | kg | 20 | 44 | 1 | FALSE | 1 | FALSE | [6 empty] | 3059 | 26 | B6+ | 0 | 0 | 0 | 0 | 0 | 0 | 0 | 0 | 0
| Civic Offices | Air source heat pump to provide low temp hot water for domestic services 4 pipe fan coil units AHUs and underfloor heating (Services air source, large commercial (~150kW)) | 1701402 | 1000003059 | 5 | Services equipment | Refrigerant Gas R410 20 year contained AusLCI | EPD | 290 | kg | 20 | 44 | 1 | FALSE | 1 | FALSE | [6 empty] | 3059 | 26 | B7 | 0 | 0 | 0 | 0 | 0 | 0 | 0 | 0 | 0
| Civic Offices | Air source heat pump to provide low temp hot water for domestic services 4 pipe fan coil units AHUs and underfloor heating (Services air source, large commercial (~150kW)) | 1701402 | 1000003059 | 5 | Services equipment | Refrigerant Gas R410 20 year contained AusLCI | EPD | 290 | kg | 20 | 44 | 1 | FALSE | 1 | FALSE | [6 empty] | 3059 | 26 | D1 | 0 | 0 | 0 | 0 | 0 | 0 | 0 | 0 | 0
| Civic Offices | Air source heat pump to provide low temp hot water for domestic services 4 pipe fan coil units AHUs and underfloor heating (Services air source, large commercial (~150kW)) | 1701402 | 1000003059 | 5 | Services equipment | Refrigerant Gas R410 20 year contained AusLCI | EPD | 290 | kg | 20 | 44 | 1 | FALSE | 1 | FALSE | [6 empty] | 3059 | 26 | B4B5 | 0 | 0 | 0 | 0 | 0 | 0 | 0 | 0 | 0
| Civic Offices | Air source heat pump to provide low temp hot water for domestic services 4 pipe fan coil units AHUs and underfloor heating (Services air source, large commercial (~150kW)) | 1701402 | 1000003059 | 5 | Services equipment | Refrigerant Gas R410 20 year contained AusLCI | EPD | 290 | kg | 20 | 44 | 1 | FALSE | 1 | FALSE | [6 empty] | 3059 | 27 | B1 | 0 | 0 | 0 | 0 | 0 | 0 | 0 | 0 | 0
| Civic Offices | Air source heat pump to provide low temp hot water for domestic services 4 pipe fan coil units AHUs and underfloor heating (Services air source, large commercial (~150kW)) | 1701402 | 1000003059 | 5 | Services equipment | Refrigerant Gas R410 20 year contained AusLCI | EPD | 290 | kg | 20 | 44 | 1 | FALSE | 1 | FALSE | [6 empty] | 3059 | 27 | B2B3 | 0 | 0 | 0 | 0 | 0 | 0 | 0 | 0 | 0
| Civic Offices | Air source heat pump to provide low temp hot water for domestic services 4 pipe fan coil units AHUs and underfloor heating (Services air source, large commercial (~150kW)) | 1701402 | 1000003059 | 5 | Services equipment | Refrigerant Gas R410 20 year contained AusLCI | EPD | 290 | kg | 20 | 44 | 1 | FALSE | 1 | FALSE | [6 empty] | 3059 | 27 | B6 | 0 | 0 | 0 | 0 | 0 | 0 | 0 | 0 | 0
| Civic Offices | Air source heat pump to provide low temp hot water for domestic services 4 pipe fan coil units AHUs and underfloor heating (Services air source, large commercial (~150kW)) | 1701402 | 1000003059 | 5 | Services equipment | Refrigerant Gas R410 20 year contained AusLCI | EPD | 290 | kg | 20 | 44 | 1 | FALSE | 1 | FALSE | [6 empty] | 3059 | 27 | B6+ | 0 | 0 | 0 | 0 | 0 | 0 | 0 | 0 | 0
| Civic Offices | Air source heat pump to provide low temp hot water for domestic services 4 pipe fan coil units AHUs and underfloor heating (Services air source, large commercial (~150kW)) | 1701402 | 1000003059 | 5 | Services equipment | Refrigerant Gas R410 20 year contained AusLCI | EPD | 290 | kg | 20 | 44 | 1 | FALSE | 1 | FALSE | [6 empty] | 3059 | 27 | B7 | 0 | 0 | 0 | 0 | 0 | 0 | 0 | 0 | 0
| Civic Offices | Air source heat pump to provide low temp hot water for domestic services 4 pipe fan coil units AHUs and underfloor heating (Services air source, large commercial (~150kW)) | 1701402 | 1000003059 | 5 | Services equipment | Refrigerant Gas R410 20 year contained AusLCI | EPD | 290 | kg | 20 | 44 | 1 | FALSE | 1 | FALSE | [6 empty] | 3059 | 27 | D1 | 0 | 0 | 0 | 0 | 0 | 0 | 0 | 0 | 0
| Civic Offices | Air source heat pump to provide low temp hot water for domestic services 4 pipe fan coil units AHUs and underfloor heating (Services air source, large commercial (~150kW)) | 1701402 | 1000003059 | 5 | Services equipment | Refrigerant Gas R410 20 year contained AusLCI | EPD | 290 | kg | 20 | 44 | 1 | FALSE | 1 | FALSE | [6 empty] | 3059 | 27 | B4B5 | 0 | 0 | 0 | 0 | 0 | 0 | 0 | 0 | 0
| Civic Offices | Air source heat pump to provide low temp hot water for domestic services 4 pipe fan coil units AHUs and underfloor heating (Services air source, large commercial (~150kW)) | 1701402 | 1000003059 | 5 | Services equipment | Refrigerant Gas R410 20 year contained AusLCI | EPD | 290 | kg | 20 | 44 | 1 | FALSE | 1 | FALSE | [6 empty] | 3059 | 28 | B1 | 0 | 0 | 0 | 0 | 0 | 0 | 0 | 0 | 0
| Civic Offices | Air source heat pump to provide low temp hot water for domestic services 4 pipe fan coil units AHUs and underfloor heating (Services air source, large commercial (~150kW)) | 1701402 | 1000003059 | 5 | Services equipment | Refrigerant Gas R410 20 year contained AusLCI | EPD | 290 | kg | 20 | 44 | 1 | FALSE | 1 | FALSE | [6 empty] | 3059 | 28 | B2B3 | 0 | 0 | 0 | 0 | 0 | 0 | 0 | 0 | 0
| Civic Offices | Air source heat pump to provide low temp hot water for domestic services 4 pipe fan coil units AHUs and underfloor heating (Services air source, large commercial (~150kW)) | 1701402 | 1000003059 | 5 | Services equipment | Refrigerant Gas R410 20 year contained AusLCI | EPD | 290 | kg | 20 | 44 | 1 | FALSE | 1 | FALSE | [6 empty] | 3059 | 28 | B6 | 0 | 0 | 0 | 0 | 0 | 0 | 0 | 0 | 0
| Civic Offices | Air source heat pump to provide low temp hot water for domestic services 4 pipe fan coil units AHUs and underfloor heating (Services air source, large commercial (~150kW)) | 1701402 | 1000003059 | 5 | Services equipment | Refrigerant Gas R410 20 year contained AusLCI | EPD | 290 | kg | 20 | 44 | 1 | FALSE | 1 | FALSE | [6 empty] | 3059 | 28 | B6+ | 0 | 0 | 0 | 0 | 0 | 0 | 0 | 0 | 0
| Civic Offices | Air source heat pump to provide low temp hot water for domestic services 4 pipe fan coil units AHUs and underfloor heating (Services air source, large commercial (~150kW)) | 1701402 | 1000003059 | 5 | Services equipment | Refrigerant Gas R410 20 year contained AusLCI | EPD | 290 | kg | 20 | 44 | 1 | FALSE | 1 | FALSE | [6 empty] | 3059 | 28 | B7 | 0 | 0 | 0 | 0 | 0 | 0 | 0 | 0 | 0
| Civic Offices | Air source heat pump to provide low temp hot water for domestic services 4 pipe fan coil units AHUs and underfloor heating (Services air source, large commercial (~150kW)) | 1701402 | 1000003059 | 5 | Services equipment | Refrigerant Gas R410 20 year contained AusLCI | EPD | 290 | kg | 20 | 44 | 1 | FALSE | 1 | FALSE | [6 empty] | 3059 | 28 | D1 | 0 | 0 | 0 | 0 | 0 | 0 | 0 | 0 | 0
| Civic Offices | Air source heat pump to provide low temp hot water for domestic services 4 pipe fan coil units AHUs and underfloor heating (Services air source, large commercial (~150kW)) | 1701402 | 1000003059 | 5 | Services equipment | Refrigerant Gas R410 20 year contained AusLCI | EPD | 290 | kg | 20 | 44 | 1 | FALSE | 1 | FALSE | [6 empty] | 3059 | 28 | B4B5 | 0 | 0 | 0 | 0 | 0 | 0 | 0 | 0 | 0
| Civic Offices | Air source heat pump to provide low temp hot water for domestic services 4 pipe fan coil units AHUs and underfloor heating (Services air source, large commercial (~150kW)) | 1701402 | 1000003059 | 5 | Services equipment | Refrigerant Gas R410 20 year contained AusLCI | EPD | 290 | kg | 20 | 44 | 1 | FALSE | 1 | FALSE | [6 empty] | 3059 | 29 | B1 | 0 | 0 | 0 | 0 | 0 | 0 | 0 | 0 | 0
| Civic Offices | Air source heat pump to provide low temp hot water for domestic services 4 pipe fan coil units AHUs and underfloor heating (Services air source, large commercial (~150kW)) | 1701402 | 1000003059 | 5 | Services equipment | Refrigerant Gas R410 20 year contained AusLCI | EPD | 290 | kg | 20 | 44 | 1 | FALSE | 1 | FALSE | [6 empty] | 3059 | 29 | B2B3 | 0 | 0 | 0 | 0 | 0 | 0 | 0 | 0 | 0
| Civic Offices | Air source heat pump to provide low temp hot water for domestic services 4 pipe fan coil units AHUs and underfloor heating (Services air source, large commercial (~150kW)) | 1701402 | 1000003059 | 5 | Services equipment | Refrigerant Gas R410 20 year contained AusLCI | EPD | 290 | kg | 20 | 44 | 1 | FALSE | 1 | FALSE | [6 empty] | 3059 | 29 | B6 | 0 | 0 | 0 | 0 | 0 | 0 | 0 | 0 | 0
| Civic Offices | Air source heat pump to provide low temp hot water for domestic services 4 pipe fan coil units AHUs and underfloor heating (Services air source, large commercial (~150kW)) | 1701402 | 1000003059 | 5 | Services equipment | Refrigerant Gas R410 20 year contained AusLCI | EPD | 290 | kg | 20 | 44 | 1 | FALSE | 1 | FALSE | [6 empty] | 3059 | 29 | B6+ | 0 | 0 | 0 | 0 | 0 | 0 | 0 | 0 | 0
| Civic Offices | Air source heat pump to provide low temp hot water for domestic services 4 pipe fan coil units AHUs and underfloor heating (Services air source, large commercial (~150kW)) | 1701402 | 1000003059 | 5 | Services equipment | Refrigerant Gas R410 20 year contained AusLCI | EPD | 290 | kg | 20 | 44 | 1 | FALSE | 1 | FALSE | [6 empty] | 3059 | 29 | B7 | 0 | 0 | 0 | 0 | 0 | 0 | 0 | 0 | 0
| Civic Offices | Air source heat pump to provide low temp hot water for domestic services 4 pipe fan coil units AHUs and underfloor heating (Services air source, large commercial (~150kW)) | 1701402 | 1000003059 | 5 | Services equipment | Refrigerant Gas R410 20 year contained AusLCI | EPD | 290 | kg | 20 | 44 | 1 | FALSE | 1 | FALSE | [6 empty] | 3059 | 29 | D1 | 0 | 0 | 0 | 0 | 0 | 0 | 0 | 0 | 0
| Civic Offices | Air source heat pump to provide low temp hot water for domestic services 4 pipe fan coil units AHUs and underfloor heating (Services air source, large commercial (~150kW)) | 1701402 | 1000003059 | 5 | Services equipment | Refrigerant Gas R410 20 year contained AusLCI | EPD | 290 | kg | 20 | 44 | 1 | FALSE | 1 | FALSE | [6 empty] | 3059 | 29 | B4B5 | 0 | 0 | 0 | 0 | 0 | 0 | 0 | 0 | 0
| Civic Offices | Air source heat pump to provide low temp hot water for domestic services 4 pipe fan coil units AHUs and underfloor heating (Services air source, large commercial (~150kW)) | 1701402 | 1000003059 | 5 | Services equipment | Refrigerant Gas R410 20 year contained AusLCI | EPD | 290 | kg | 20 | 44 | 1 | FALSE | 1 | FALSE | [6 empty] | 3059 | 30 | B1 | 0 | 0 | 0 | 0 | 0 | 0 | 0 | 0 | 0
| Civic Offices | Air source heat pump to provide low temp hot water for domestic services 4 pipe fan coil units AHUs and underfloor heating (Services air source, large commercial (~150kW)) | 1701402 | 1000003059 | 5 | Services equipment | Refrigerant Gas R410 20 year contained AusLCI | EPD | 290 | kg | 20 | 44 | 1 | FALSE | 1 | FALSE | [6 empty] | 3059 | 30 | B2B3 | 0 | 0 | 0 | 0 | 0 | 0 | 0 | 0 | 0
| Civic Offices | Air source heat pump to provide low temp hot water for domestic services 4 pipe fan coil units AHUs and underfloor heating (Services air source, large commercial (~150kW)) | 1701402 | 1000003059 | 5 | Services equipment | Refrigerant Gas R410 20 year contained AusLCI | EPD | 290 | kg | 20 | 44 | 1 | FALSE | 1 | FALSE | [6 empty] | 3059 | 30 | B6 | 0 | 0 | 0 | 0 | 0 | 0 | 0 | 0 | 0
| Civic Offices | Air source heat pump to provide low temp hot water for domestic services 4 pipe fan coil units AHUs and underfloor heating (Services air source, large commercial (~150kW)) | 1701402 | 1000003059 | 5 | Services equipment | Refrigerant Gas R410 20 year contained AusLCI | EPD | 290 | kg | 20 | 44 | 1 | FALSE | 1 | FALSE | [6 empty] | 3059 | 30 | B6+ | 0 | 0 | 0 | 0 | 0 | 0 | 0 | 0 | 0
| Civic Offices | Air source heat pump to provide low temp hot water for domestic services 4 pipe fan coil units AHUs and underfloor heating (Services air source, large commercial (~150kW)) | 1701402 | 1000003059 | 5 | Services equipment | Refrigerant Gas R410 20 year contained AusLCI | EPD | 290 | kg | 20 | 44 | 1 | FALSE | 1 | FALSE | [6 empty] | 3059 | 30 | B7 | 0 | 0 | 0 | 0 | 0 | 0 | 0 | 0 | 0
| Civic Offices | Air source heat pump to provide low temp hot water for domestic services 4 pipe fan coil units AHUs and underfloor heating (Services air source, large commercial (~150kW)) | 1701402 | 1000003059 | 5 | Services equipment | Refrigerant Gas R410 20 year contained AusLCI | EPD | 290 | kg | 20 | 44 | 1 | FALSE | 1 | FALSE | [6 empty] | 3059 | 30 | D1 | 0 | 0 | 0 | 0 | 0 | 0 | 0 | 0 | 0
| Civic Offices | Air source heat pump to provide low temp hot water for domestic services 4 pipe fan coil units AHUs and underfloor heating (Services air source, large commercial (~150kW)) | 1701402 | 1000003059 | 5 | Services equipment | Refrigerant Gas R410 20 year contained AusLCI | EPD | 290 | kg | 20 | 44 | 1 | FALSE | 1 | FALSE | [6 empty] | 3059 | 30 | B4B5 | 0 | 0 | 0 | 0 | 0 | 0 | 0 | 0 | 0
| Civic Offices | Air source heat pump to provide low temp hot water for domestic services 4 pipe fan coil units AHUs and underfloor heating (Services air source, large commercial (~150kW)) | 1701402 | 1000003059 | 5 | Services equipment | Refrigerant Gas R410 20 year contained AusLCI | EPD | 290 | kg | 20 | 44 | 1 | FALSE | 1 | FALSE | [6 empty] | 3059 | 31 | B1 | 0 | 0 | 0 | 0 | 0 | 0 | 0 | 0 | 0
| Civic Offices | Air source heat pump to provide low temp hot water for domestic services 4 pipe fan coil units AHUs and underfloor heating (Services air source, large commercial (~150kW)) | 1701402 | 1000003059 | 5 | Services equipment | Refrigerant Gas R410 20 year contained AusLCI | EPD | 290 | kg | 20 | 44 | 1 | FALSE | 1 | FALSE | [6 empty] | 3059 | 31 | B2B3 | 0 | 0 | 0 | 0 | 0 | 0 | 0 | 0 | 0
| Civic Offices | Air source heat pump to provide low temp hot water for domestic services 4 pipe fan coil units AHUs and underfloor heating (Services air source, large commercial (~150kW)) | 1701402 | 1000003059 | 5 | Services equipment | Refrigerant Gas R410 20 year contained AusLCI | EPD | 290 | kg | 20 | 44 | 1 | FALSE | 1 | FALSE | [6 empty] | 3059 | 31 | B6 | 0 | 0 | 0 | 0 | 0 | 0 | 0 | 0 | 0
| Civic Offices | Air source heat pump to provide low temp hot water for domestic services 4 pipe fan coil units AHUs and underfloor heating (Services air source, large commercial (~150kW)) | 1701402 | 1000003059 | 5 | Services equipment | Refrigerant Gas R410 20 year contained AusLCI | EPD | 290 | kg | 20 | 44 | 1 | FALSE | 1 | FALSE | [6 empty] | 3059 | 31 | B6+ | 0 | 0 | 0 | 0 | 0 | 0 | 0 | 0 | 0
| Civic Offices | Air source heat pump to provide low temp hot water for domestic services 4 pipe fan coil units AHUs and underfloor heating (Services air source, large commercial (~150kW)) | 1701402 | 1000003059 | 5 | Services equipment | Refrigerant Gas R410 20 year contained AusLCI | EPD | 290 | kg | 20 | 44 | 1 | FALSE | 1 | FALSE | [6 empty] | 3059 | 31 | B7 | 0 | 0 | 0 | 0 | 0 | 0 | 0 | 0 | 0
| Civic Offices | Air source heat pump to provide low temp hot water for domestic services 4 pipe fan coil units AHUs and underfloor heating (Services air source, large commercial (~150kW)) | 1701402 | 1000003059 | 5 | Services equipment | Refrigerant Gas R410 20 year contained AusLCI | EPD | 290 | kg | 20 | 44 | 1 | FALSE | 1 | FALSE | [6 empty] | 3059 | 31 | D1 | 0 | 0 | 0 | 0 | 0 | 0 | 0 | 0 | 0
| Civic Offices | Air source heat pump to provide low temp hot water for domestic services 4 pipe fan coil units AHUs and underfloor heating (Services air source, large commercial (~150kW)) | 1701402 | 1000003059 | 5 | Services equipment | Refrigerant Gas R410 20 year contained AusLCI | EPD | 290 | kg | 20 | 44 | 1 | FALSE | 1 | FALSE | [6 empty] | 3059 | 31 | B4B5 | 0 | 0 | 0 | 0 | 0 | 0 | 0 | 0 | 0
| Civic Offices | Air source heat pump to provide low temp hot water for domestic services 4 pipe fan coil units AHUs and underfloor heating (Services air source, large commercial (~150kW)) | 1701402 | 1000003059 | 5 | Services equipment | Refrigerant Gas R410 20 year contained AusLCI | EPD | 290 | kg | 20 | 44 | 1 | FALSE | 1 | FALSE | [6 empty] | 3059 | 32 | B1 | 0 | 0 | 0 | 0 | 0 | 0 | 0 | 0 | 0
| Civic Offices | Air source heat pump to provide low temp hot water for domestic services 4 pipe fan coil units AHUs and underfloor heating (Services air source, large commercial (~150kW)) | 1701402 | 1000003059 | 5 | Services equipment | Refrigerant Gas R410 20 year contained AusLCI | EPD | 290 | kg | 20 | 44 | 1 | FALSE | 1 | FALSE | [6 empty] | 3059 | 32 | B2B3 | 0 | 0 | 0 | 0 | 0 | 0 | 0 | 0 | 0
| Civic Offices | Air source heat pump to provide low temp hot water for domestic services 4 pipe fan coil units AHUs and underfloor heating (Services air source, large commercial (~150kW)) | 1701402 | 1000003059 | 5 | Services equipment | Refrigerant Gas R410 20 year contained AusLCI | EPD | 290 | kg | 20 | 44 | 1 | FALSE | 1 | FALSE | [6 empty] | 3059 | 32 | B6 | 0 | 0 | 0 | 0 | 0 | 0 | 0 | 0 | 0
| Civic Offices | Air source heat pump to provide low temp hot water for domestic services 4 pipe fan coil units AHUs and underfloor heating (Services air source, large commercial (~150kW)) | 1701402 | 1000003059 | 5 | Services equipment | Refrigerant Gas R410 20 year contained AusLCI | EPD | 290 | kg | 20 | 44 | 1 | FALSE | 1 | FALSE | [6 empty] | 3059 | 32 | B6+ | 0 | 0 | 0 | 0 | 0 | 0 | 0 | 0 | 0
| Civic Offices | Air source heat pump to provide low temp hot water for domestic services 4 pipe fan coil units AHUs and underfloor heating (Services air source, large commercial (~150kW)) | 1701402 | 1000003059 | 5 | Services equipment | Refrigerant Gas R410 20 year contained AusLCI | EPD | 290 | kg | 20 | 44 | 1 | FALSE | 1 | FALSE | [6 empty] | 3059 | 32 | B7 | 0 | 0 | 0 | 0 | 0 | 0 | 0 | 0 | 0
| Civic Offices | Air source heat pump to provide low temp hot water for domestic services 4 pipe fan coil units AHUs and underfloor heating (Services air source, large commercial (~150kW)) | 1701402 | 1000003059 | 5 | Services equipment | Refrigerant Gas R410 20 year contained AusLCI | EPD | 290 | kg | 20 | 44 | 1 | FALSE | 1 | FALSE | [6 empty] | 3059 | 32 | D1 | 0 | 0 | 0 | 0 | 0 | 0 | 0 | 0 | 0
| Civic Offices | Air source heat pump to provide low temp hot water for domestic services 4 pipe fan coil units AHUs and underfloor heating (Services air source, large commercial (~150kW)) | 1701402 | 1000003059 | 5 | Services equipment | Refrigerant Gas R410 20 year contained AusLCI | EPD | 290 | kg | 20 | 44 | 1 | FALSE | 1 | FALSE | [6 empty] | 3059 | 32 | B4B5 | 0 | 0 | 0 | 0 | 0 | 0 | 0 | 0 | 0
| Civic Offices | Air source heat pump to provide low temp hot water for domestic services 4 pipe fan coil units AHUs and underfloor heating (Services air source, large commercial (~150kW)) | 1701402 | 1000003059 | 5 | Services equipment | Refrigerant Gas R410 20 year contained AusLCI | EPD | 290 | kg | 20 | 44 | 1 | FALSE | 1 | FALSE | [6 empty] | 3059 | 33 | B1 | 0 | 0 | 0 | 0 | 0 | 0 | 0 | 0 | 0
| Civic Offices | Air source heat pump to provide low temp hot water for domestic services 4 pipe fan coil units AHUs and underfloor heating (Services air source, large commercial (~150kW)) | 1701402 | 1000003059 | 5 | Services equipment | Refrigerant Gas R410 20 year contained AusLCI | EPD | 290 | kg | 20 | 44 | 1 | FALSE | 1 | FALSE | [6 empty] | 3059 | 33 | B2B3 | 0 | 0 | 0 | 0 | 0 | 0 | 0 | 0 | 0
| Civic Offices | Air source heat pump to provide low temp hot water for domestic services 4 pipe fan coil units AHUs and underfloor heating (Services air source, large commercial (~150kW)) | 1701402 | 1000003059 | 5 | Services equipment | Refrigerant Gas R410 20 year contained AusLCI | EPD | 290 | kg | 20 | 44 | 1 | FALSE | 1 | FALSE | [6 empty] | 3059 | 33 | B6 | 0 | 0 | 0 | 0 | 0 | 0 | 0 | 0 | 0
| Civic Offices | Air source heat pump to provide low temp hot water for domestic services 4 pipe fan coil units AHUs and underfloor heating (Services air source, large commercial (~150kW)) | 1701402 | 1000003059 | 5 | Services equipment | Refrigerant Gas R410 20 year contained AusLCI | EPD | 290 | kg | 20 | 44 | 1 | FALSE | 1 | FALSE | [6 empty] | 3059 | 33 | B6+ | 0 | 0 | 0 | 0 | 0 | 0 | 0 | 0 | 0
| Civic Offices | Air source heat pump to provide low temp hot water for domestic services 4 pipe fan coil units AHUs and underfloor heating (Services air source, large commercial (~150kW)) | 1701402 | 1000003059 | 5 | Services equipment | Refrigerant Gas R410 20 year contained AusLCI | EPD | 290 | kg | 20 | 44 | 1 | FALSE | 1 | FALSE | [6 empty] | 3059 | 33 | B7 | 0 | 0 | 0 | 0 | 0 | 0 | 0 | 0 | 0
| Civic Offices | Air source heat pump to provide low temp hot water for domestic services 4 pipe fan coil units AHUs and underfloor heating (Services air source, large commercial (~150kW)) | 1701402 | 1000003059 | 5 | Services equipment | Refrigerant Gas R410 20 year contained AusLCI | EPD | 290 | kg | 20 | 44 | 1 | FALSE | 1 | FALSE | [6 empty] | 3059 | 33 | D1 | 0 | 0 | 0 | 0 | 0 | 0 | 0 | 0 | 0
| Civic Offices | Air source heat pump to provide low temp hot water for domestic services 4 pipe fan coil units AHUs and underfloor heating (Services air source, large commercial (~150kW)) | 1701402 | 1000003059 | 5 | Services equipment | Refrigerant Gas R410 20 year contained AusLCI | EPD | 290 | kg | 20 | 44 | 1 | FALSE | 1 | FALSE | [6 empty] | 3059 | 33 | B4B5 | 0 | 0 | 0 | 0 | 0 | 0 | 0 | 0 | 0
| Civic Offices | Air source heat pump to provide low temp hot water for domestic services 4 pipe fan coil units AHUs and underfloor heating (Services air source, large commercial (~150kW)) | 1701402 | 1000003059 | 5 | Services equipment | Refrigerant Gas R410 20 year contained AusLCI | EPD | 290 | kg | 20 | 44 | 1 | FALSE | 1 | FALSE | [6 empty] | 3059 | 34 | B1 | 0 | 0 | 0 | 0 | 0 | 0 | 0 | 0 | 0
| Civic Offices | Air source heat pump to provide low temp hot water for domestic services 4 pipe fan coil units AHUs and underfloor heating (Services air source, large commercial (~150kW)) | 1701402 | 1000003059 | 5 | Services equipment | Refrigerant Gas R410 20 year contained AusLCI | EPD | 290 | kg | 20 | 44 | 1 | FALSE | 1 | FALSE | [6 empty] | 3059 | 34 | B2B3 | 0 | 0 | 0 | 0 | 0 | 0 | 0 | 0 | 0
| Civic Offices | Air source heat pump to provide low temp hot water for domestic services 4 pipe fan coil units AHUs and underfloor heating (Services air source, large commercial (~150kW)) | 1701402 | 1000003059 | 5 | Services equipment | Refrigerant Gas R410 20 year contained AusLCI | EPD | 290 | kg | 20 | 44 | 1 | FALSE | 1 | FALSE | [6 empty] | 3059 | 34 | B6 | 0 | 0 | 0 | 0 | 0 | 0 | 0 | 0 | 0
| Civic Offices | Air source heat pump to provide low temp hot water for domestic services 4 pipe fan coil units AHUs and underfloor heating (Services air source, large commercial (~150kW)) | 1701402 | 1000003059 | 5 | Services equipment | Refrigerant Gas R410 20 year contained AusLCI | EPD | 290 | kg | 20 | 44 | 1 | FALSE | 1 | FALSE | [6 empty] | 3059 | 34 | B6+ | 0 | 0 | 0 | 0 | 0 | 0 | 0 | 0 | 0
| Civic Offices | Air source heat pump to provide low temp hot water for domestic services 4 pipe fan coil units AHUs and underfloor heating (Services air source, large commercial (~150kW)) | 1701402 | 1000003059 | 5 | Services equipment | Refrigerant Gas R410 20 year contained AusLCI | EPD | 290 | kg | 20 | 44 | 1 | FALSE | 1 | FALSE | [6 empty] | 3059 | 34 | B7 | 0 | 0 | 0 | 0 | 0 | 0 | 0 | 0 | 0
| Civic Offices | Air source heat pump to provide low temp hot water for domestic services 4 pipe fan coil units AHUs and underfloor heating (Services air source, large commercial (~150kW)) | 1701402 | 1000003059 | 5 | Services equipment | Refrigerant Gas R410 20 year contained AusLCI | EPD | 290 | kg | 20 | 44 | 1 | FALSE | 1 | FALSE | [6 empty] | 3059 | 34 | D1 | 0 | 0 | 0 | 0 | 0 | 0 | 0 | 0 | 0
| Civic Offices | Air source heat pump to provide low temp hot water for domestic services 4 pipe fan coil units AHUs and underfloor heating (Services air source, large commercial (~150kW)) | 1701402 | 1000003059 | 5 | Services equipment | Refrigerant Gas R410 20 year contained AusLCI | EPD | 290 | kg | 20 | 44 | 1 | FALSE | 1 | FALSE | [6 empty] | 3059 | 34 | B4B5 | 0 | 0 | 0 | 0 | 0 | 0 | 0 | 0 | 0
| Civic Offices | Air source heat pump to provide low temp hot water for domestic services 4 pipe fan coil units AHUs and underfloor heating (Services air source, large commercial (~150kW)) | 1701402 | 1000003059 | 5 | Services equipment | Refrigerant Gas R410 20 year contained AusLCI | EPD | 290 | kg | 20 | 44 | 1 | FALSE | 1 | FALSE | [6 empty] | 3059 | 35 | B1 | 0 | 0 | 0 | 0 | 0 | 0 | 0 | 0 | 0
| Civic Offices | Air source heat pump to provide low temp hot water for domestic services 4 pipe fan coil units AHUs and underfloor heating (Services air source, large commercial (~150kW)) | 1701402 | 1000003059 | 5 | Services equipment | Refrigerant Gas R410 20 year contained AusLCI | EPD | 290 | kg | 20 | 44 | 1 | FALSE | 1 | FALSE | [6 empty] | 3059 | 35 | B2B3 | 0 | 0 | 0 | 0 | 0 | 0 | 0 | 0 | 0
| Civic Offices | Air source heat pump to provide low temp hot water for domestic services 4 pipe fan coil units AHUs and underfloor heating (Services air source, large commercial (~150kW)) | 1701402 | 1000003059 | 5 | Services equipment | Refrigerant Gas R410 20 year contained AusLCI | EPD | 290 | kg | 20 | 44 | 1 | FALSE | 1 | FALSE | [6 empty] | 3059 | 35 | B6 | 0 | 0 | 0 | 0 | 0 | 0 | 0 | 0 | 0
| Civic Offices | Air source heat pump to provide low temp hot water for domestic services 4 pipe fan coil units AHUs and underfloor heating (Services air source, large commercial (~150kW)) | 1701402 | 1000003059 | 5 | Services equipment | Refrigerant Gas R410 20 year contained AusLCI | EPD | 290 | kg | 20 | 44 | 1 | FALSE | 1 | FALSE | [6 empty] | 3059 | 35 | B6+ | 0 | 0 | 0 | 0 | 0 | 0 | 0 | 0 | 0
| Civic Offices | Air source heat pump to provide low temp hot water for domestic services 4 pipe fan coil units AHUs and underfloor heating (Services air source, large commercial (~150kW)) | 1701402 | 1000003059 | 5 | Services equipment | Refrigerant Gas R410 20 year contained AusLCI | EPD | 290 | kg | 20 | 44 | 1 | FALSE | 1 | FALSE | [6 empty] | 3059 | 35 | B7 | 0 | 0 | 0 | 0 | 0 | 0 | 0 | 0 | 0
| Civic Offices | Air source heat pump to provide low temp hot water for domestic services 4 pipe fan coil units AHUs and underfloor heating (Services air source, large commercial (~150kW)) | 1701402 | 1000003059 | 5 | Services equipment | Refrigerant Gas R410 20 year contained AusLCI | EPD | 290 | kg | 20 | 44 | 1 | FALSE | 1 | FALSE | [6 empty] | 3059 | 35 | D1 | 0 | 0 | 0 | 0 | 0 | 0 | 0 | 0 | 0
| Civic Offices | Air source heat pump to provide low temp hot water for domestic services 4 pipe fan coil units AHUs and underfloor heating (Services air source, large commercial (~150kW)) | 1701402 | 1000003059 | 5 | Services equipment | Refrigerant Gas R410 20 year contained AusLCI | EPD | 290 | kg | 20 | 44 | 1 | FALSE | 1 | FALSE | [6 empty] | 3059 | 35 | B4B5 | 0 | 0 | 0 | 0 | 0 | 0 | 0 | 0 | 0
| Civic Offices | Air source heat pump to provide low temp hot water for domestic services 4 pipe fan coil units AHUs and underfloor heating (Services air source, large commercial (~150kW)) | 1701402 | 1000003059 | 5 | Services equipment | Refrigerant Gas R410 20 year contained AusLCI | EPD | 290 | kg | 20 | 44 | 1 | FALSE | 1 | FALSE | [6 empty] | 3059 | 36 | B1 | 0 | 0 | 0 | 0 | 0 | 0 | 0 | 0 | 0
| Civic Offices | Air source heat pump to provide low temp hot water for domestic services 4 pipe fan coil units AHUs and underfloor heating (Services air source, large commercial (~150kW)) | 1701402 | 1000003059 | 5 | Services equipment | Refrigerant Gas R410 20 year contained AusLCI | EPD | 290 | kg | 20 | 44 | 1 | FALSE | 1 | FALSE | [6 empty] | 3059 | 36 | B2B3 | 0 | 0 | 0 | 0 | 0 | 0 | 0 | 0 | 0
| Civic Offices | Air source heat pump to provide low temp hot water for domestic services 4 pipe fan coil units AHUs and underfloor heating (Services air source, large commercial (~150kW)) | 1701402 | 1000003059 | 5 | Services equipment | Refrigerant Gas R410 20 year contained AusLCI | EPD | 290 | kg | 20 | 44 | 1 | FALSE | 1 | FALSE | [6 empty] | 3059 | 36 | B6 | 0 | 0 | 0 | 0 | 0 | 0 | 0 | 0 | 0
| Civic Offices | Air source heat pump to provide low temp hot water for domestic services 4 pipe fan coil units AHUs and underfloor heating (Services air source, large commercial (~150kW)) | 1701402 | 1000003059 | 5 | Services equipment | Refrigerant Gas R410 20 year contained AusLCI | EPD | 290 | kg | 20 | 44 | 1 | FALSE | 1 | FALSE | [6 empty] | 3059 | 36 | B6+ | 0 | 0 | 0 | 0 | 0 | 0 | 0 | 0 | 0
| Civic Offices | Air source heat pump to provide low temp hot water for domestic services 4 pipe fan coil units AHUs and underfloor heating (Services air source, large commercial (~150kW)) | 1701402 | 1000003059 | 5 | Services equipment | Refrigerant Gas R410 20 year contained AusLCI | EPD | 290 | kg | 20 | 44 | 1 | FALSE | 1 | FALSE | [6 empty] | 3059 | 36 | B7 | 0 | 0 | 0 | 0 | 0 | 0 | 0 | 0 | 0
| Civic Offices | Air source heat pump to provide low temp hot water for domestic services 4 pipe fan coil units AHUs and underfloor heating (Services air source, large commercial (~150kW)) | 1701402 | 1000003059 | 5 | Services equipment | Refrigerant Gas R410 20 year contained AusLCI | EPD | 290 | kg | 20 | 44 | 1 | FALSE | 1 | FALSE | [6 empty] | 3059 | 36 | D1 | 0 | 0 | 0 | 0 | 0 | 0 | 0 | 0 | 0
| Civic Offices | Air source heat pump to provide low temp hot water for domestic services 4 pipe fan coil units AHUs and underfloor heating (Services air source, large commercial (~150kW)) | 1701402 | 1000003059 | 5 | Services equipment | Refrigerant Gas R410 20 year contained AusLCI | EPD | 290 | kg | 20 | 44 | 1 | FALSE | 1 | FALSE | [6 empty] | 3059 | 36 | B4B5 | 0 | 0 | 0 | 0 | 0 | 0 | 0 | 0 | 0
| Civic Offices | Air source heat pump to provide low temp hot water for domestic services 4 pipe fan coil units AHUs and underfloor heating (Services air source, large commercial (~150kW)) | 1701402 | 1000003059 | 5 | Services equipment | Refrigerant Gas R410 20 year contained AusLCI | EPD | 290 | kg | 20 | 44 | 1 | FALSE | 1 | FALSE | [6 empty] | 3059 | 37 | B1 | 0 | 0 | 0 | 0 | 0 | 0 | 0 | 0 | 0
| Civic Offices | Air source heat pump to provide low temp hot water for domestic services 4 pipe fan coil units AHUs and underfloor heating (Services air source, large commercial (~150kW)) | 1701402 | 1000003059 | 5 | Services equipment | Refrigerant Gas R410 20 year contained AusLCI | EPD | 290 | kg | 20 | 44 | 1 | FALSE | 1 | FALSE | [6 empty] | 3059 | 37 | B2B3 | 0 | 0 | 0 | 0 | 0 | 0 | 0 | 0 | 0
| Civic Offices | Air source heat pump to provide low temp hot water for domestic services 4 pipe fan coil units AHUs and underfloor heating (Services air source, large commercial (~150kW)) | 1701402 | 1000003059 | 5 | Services equipment | Refrigerant Gas R410 20 year contained AusLCI | EPD | 290 | kg | 20 | 44 | 1 | FALSE | 1 | FALSE | [6 empty] | 3059 | 37 | B6 | 0 | 0 | 0 | 0 | 0 | 0 | 0 | 0 | 0
| Civic Offices | Air source heat pump to provide low temp hot water for domestic services 4 pipe fan coil units AHUs and underfloor heating (Services air source, large commercial (~150kW)) | 1701402 | 1000003059 | 5 | Services equipment | Refrigerant Gas R410 20 year contained AusLCI | EPD | 290 | kg | 20 | 44 | 1 | FALSE | 1 | FALSE | [6 empty] | 3059 | 37 | B6+ | 0 | 0 | 0 | 0 | 0 | 0 | 0 | 0 | 0
| Civic Offices | Air source heat pump to provide low temp hot water for domestic services 4 pipe fan coil units AHUs and underfloor heating (Services air source, large commercial (~150kW)) | 1701402 | 1000003059 | 5 | Services equipment | Refrigerant Gas R410 20 year contained AusLCI | EPD | 290 | kg | 20 | 44 | 1 | FALSE | 1 | FALSE | [6 empty] | 3059 | 37 | B7 | 0 | 0 | 0 | 0 | 0 | 0 | 0 | 0 | 0
| Civic Offices | Air source heat pump to provide low temp hot water for domestic services 4 pipe fan coil units AHUs and underfloor heating (Services air source, large commercial (~150kW)) | 1701402 | 1000003059 | 5 | Services equipment | Refrigerant Gas R410 20 year contained AusLCI | EPD | 290 | kg | 20 | 44 | 1 | FALSE | 1 | FALSE | [6 empty] | 3059 | 37 | D1 | 0 | 0 | 0 | 0 | 0 | 0 | 0 | 0 | 0
| Civic Offices | Air source heat pump to provide low temp hot water for domestic services 4 pipe fan coil units AHUs and underfloor heating (Services air source, large commercial (~150kW)) | 1701402 | 1000003059 | 5 | Services equipment | Refrigerant Gas R410 20 year contained AusLCI | EPD | 290 | kg | 20 | 44 | 1 | FALSE | 1 | FALSE | [6 empty] | 3059 | 37 | B4B5 | 0 | 0 | 0 | 0 | 0 | 0 | 0 | 0 | 0
| Civic Offices | Air source heat pump to provide low temp hot water for domestic services 4 pipe fan coil units AHUs and underfloor heating (Services air source, large commercial (~150kW)) | 1701402 | 1000003059 | 5 | Services equipment | Refrigerant Gas R410 20 year contained AusLCI | EPD | 290 | kg | 20 | 44 | 1 | FALSE | 1 | FALSE | [6 empty] | 3059 | 38 | B1 | 0 | 0 | 0 | 0 | 0 | 0 | 0 | 0 | 0
| Civic Offices | Air source heat pump to provide low temp hot water for domestic services 4 pipe fan coil units AHUs and underfloor heating (Services air source, large commercial (~150kW)) | 1701402 | 1000003059 | 5 | Services equipment | Refrigerant Gas R410 20 year contained AusLCI | EPD | 290 | kg | 20 | 44 | 1 | FALSE | 1 | FALSE | [6 empty] | 3059 | 38 | B2B3 | 0 | 0 | 0 | 0 | 0 | 0 | 0 | 0 | 0
| Civic Offices | Air source heat pump to provide low temp hot water for domestic services 4 pipe fan coil units AHUs and underfloor heating (Services air source, large commercial (~150kW)) | 1701402 | 1000003059 | 5 | Services equipment | Refrigerant Gas R410 20 year contained AusLCI | EPD | 290 | kg | 20 | 44 | 1 | FALSE | 1 | FALSE | [6 empty] | 3059 | 38 | B6 | 0 | 0 | 0 | 0 | 0 | 0 | 0 | 0 | 0
| Civic Offices | Air source heat pump to provide low temp hot water for domestic services 4 pipe fan coil units AHUs and underfloor heating (Services air source, large commercial (~150kW)) | 1701402 | 1000003059 | 5 | Services equipment | Refrigerant Gas R410 20 year contained AusLCI | EPD | 290 | kg | 20 | 44 | 1 | FALSE | 1 | FALSE | [6 empty] | 3059 | 38 | B6+ | 0 | 0 | 0 | 0 | 0 | 0 | 0 | 0 | 0
| Civic Offices | Air source heat pump to provide low temp hot water for domestic services 4 pipe fan coil units AHUs and underfloor heating (Services air source, large commercial (~150kW)) | 1701402 | 1000003059 | 5 | Services equipment | Refrigerant Gas R410 20 year contained AusLCI | EPD | 290 | kg | 20 | 44 | 1 | FALSE | 1 | FALSE | [6 empty] | 3059 | 38 | B7 | 0 | 0 | 0 | 0 | 0 | 0 | 0 | 0 | 0
| Civic Offices | Air source heat pump to provide low temp hot water for domestic services 4 pipe fan coil units AHUs and underfloor heating (Services air source, large commercial (~150kW)) | 1701402 | 1000003059 | 5 | Services equipment | Refrigerant Gas R410 20 year contained AusLCI | EPD | 290 | kg | 20 | 44 | 1 | FALSE | 1 | FALSE | [6 empty] | 3059 | 38 | D1 | 0 | 0 | 0 | 0 | 0 | 0 | 0 | 0 | 0
| Civic Offices | Air source heat pump to provide low temp hot water for domestic services 4 pipe fan coil units AHUs and underfloor heating (Services air source, large commercial (~150kW)) | 1701402 | 1000003059 | 5 | Services equipment | Refrigerant Gas R410 20 year contained AusLCI | EPD | 290 | kg | 20 | 44 | 1 | FALSE | 1 | FALSE | [6 empty] | 3059 | 38 | B4B5 | 0 | 0 | 0 | 0 | 0 | 0 | 0 | 0 | 0
| Civic Offices | Air source heat pump to provide low temp hot water for domestic services 4 pipe fan coil units AHUs and underfloor heating (Services air source, large commercial (~150kW)) | 1701402 | 1000003059 | 5 | Services equipment | Refrigerant Gas R410 20 year contained AusLCI | EPD | 290 | kg | 20 | 44 | 1 | FALSE | 1 | FALSE | [6 empty] | 3059 | 39 | B1 | 0 | 0 | 0 | 0 | 0 | 0 | 0 | 0 | 0
| Civic Offices | Air source heat pump to provide low temp hot water for domestic services 4 pipe fan coil units AHUs and underfloor heating (Services air source, large commercial (~150kW)) | 1701402 | 1000003059 | 5 | Services equipment | Refrigerant Gas R410 20 year contained AusLCI | EPD | 290 | kg | 20 | 44 | 1 | FALSE | 1 | FALSE | [6 empty] | 3059 | 39 | B2B3 | 0 | 0 | 0 | 0 | 0 | 0 | 0 | 0 | 0
| Civic Offices | Air source heat pump to provide low temp hot water for domestic services 4 pipe fan coil units AHUs and underfloor heating (Services air source, large commercial (~150kW)) | 1701402 | 1000003059 | 5 | Services equipment | Refrigerant Gas R410 20 year contained AusLCI | EPD | 290 | kg | 20 | 44 | 1 | FALSE | 1 | FALSE | [6 empty] | 3059 | 39 | B6 | 0 | 0 | 0 | 0 | 0 | 0 | 0 | 0 | 0
| Civic Offices | Air source heat pump to provide low temp hot water for domestic services 4 pipe fan coil units AHUs and underfloor heating (Services air source, large commercial (~150kW)) | 1701402 | 1000003059 | 5 | Services equipment | Refrigerant Gas R410 20 year contained AusLCI | EPD | 290 | kg | 20 | 44 | 1 | FALSE | 1 | FALSE | [6 empty] | 3059 | 39 | B6+ | 0 | 0 | 0 | 0 | 0 | 0 | 0 | 0 | 0
| Civic Offices | Air source heat pump to provide low temp hot water for domestic services 4 pipe fan coil units AHUs and underfloor heating (Services air source, large commercial (~150kW)) | 1701402 | 1000003059 | 5 | Services equipment | Refrigerant Gas R410 20 year contained AusLCI | EPD | 290 | kg | 20 | 44 | 1 | FALSE | 1 | FALSE | [6 empty] | 3059 | 39 | B7 | 0 | 0 | 0 | 0 | 0 | 0 | 0 | 0 | 0
| Civic Offices | Air source heat pump to provide low temp hot water for domestic services 4 pipe fan coil units AHUs and underfloor heating (Services air source, large commercial (~150kW)) | 1701402 | 1000003059 | 5 | Services equipment | Refrigerant Gas R410 20 year contained AusLCI | EPD | 290 | kg | 20 | 44 | 1 | FALSE | 1 | FALSE | [6 empty] | 3059 | 39 | D1 | 0 | 0 | 0 | 0 | 0 | 0 | 0 | 0 | 0
| Civic Offices | Air source heat pump to provide low temp hot water for domestic services 4 pipe fan coil units AHUs and underfloor heating (Services air source, large commercial (~150kW)) | 1701402 | 1000003059 | 5 | Services equipment | Refrigerant Gas R410 20 year contained AusLCI | EPD | 290 | kg | 20 | 44 | 1 | FALSE | 1 | FALSE | [6 empty] | 3059 | 39 | B4B5 | 0 | 0 | 0 | 0 | 0 | 0 | 0 | 0 | 0
| Civic Offices | Air source heat pump to provide low temp hot water for domestic services 4 pipe fan coil units AHUs and underfloor heating (Services air source, large commercial (~150kW)) | 1701402 | 1000003059 | 5 | Services equipment | Refrigerant Gas R410 20 year contained AusLCI | EPD | 290 | kg | 20 | 44 | 1 | FALSE | 1 | FALSE | [6 empty] | 3059 | 40 | B1 | 0 | 0 | 0 | 0 | 0 | 0 | 0 | 0 | 0
| Civic Offices | Air source heat pump to provide low temp hot water for domestic services 4 pipe fan coil units AHUs and underfloor heating (Services air source, large commercial (~150kW)) | 1701402 | 1000003059 | 5 | Services equipment | Refrigerant Gas R410 20 year contained AusLCI | EPD | 290 | kg | 20 | 44 | 1 | FALSE | 1 | FALSE | [6 empty] | 3059 | 40 | B2B3 | 0 | 0 | 0 | 0 | 0 | 0 | 0 | 0 | 0
| Civic Offices | Air source heat pump to provide low temp hot water for domestic services 4 pipe fan coil units AHUs and underfloor heating (Services air source, large commercial (~150kW)) | 1701402 | 1000003059 | 5 | Services equipment | Refrigerant Gas R410 20 year contained AusLCI | EPD | 290 | kg | 20 | 44 | 1 | FALSE | 1 | FALSE | [6 empty] | 3059 | 40 | B6 | 0 | 0 | 0 | 0 | 0 | 0 | 0 | 0 | 0
| Civic Offices | Air source heat pump to provide low temp hot water for domestic services 4 pipe fan coil units AHUs and underfloor heating (Services air source, large commercial (~150kW)) | 1701402 | 1000003059 | 5 | Services equipment | Refrigerant Gas R410 20 year contained AusLCI | EPD | 290 | kg | 20 | 44 | 1 | FALSE | 1 | FALSE | [6 empty] | 3059 | 40 | B6+ | 0 | 0 | 0 | 0 | 0 | 0 | 0 | 0 | 0
| Civic Offices | Air source heat pump to provide low temp hot water for domestic services 4 pipe fan coil units AHUs and underfloor heating (Services air source, large commercial (~150kW)) | 1701402 | 1000003059 | 5 | Services equipment | Refrigerant Gas R410 20 year contained AusLCI | EPD | 290 | kg | 20 | 44 | 1 | FALSE | 1 | FALSE | [6 empty] | 3059 | 40 | B7 | 0 | 0 | 0 | 0 | 0 | 0 | 0 | 0 | 0
| Civic Offices | Air source heat pump to provide low temp hot water for domestic services 4 pipe fan coil units AHUs and underfloor heating (Services air source, large commercial (~150kW)) | 1701402 | 1000003059 | 5 | Services equipment | Refrigerant Gas R410 20 year contained AusLCI | EPD | 290 | kg | 20 | 44 | 1 | FALSE | 1 | FALSE | [6 empty] | 3059 | 40 | D1 | 0 | 0 | 0 | 0 | 0 | 0 | 0 | 0 | 0
| Civic Offices | Air source heat pump to provide low temp hot water for domestic services 4 pipe fan coil units AHUs and underfloor heating (Services air source, large commercial (~150kW)) | 1701402 | 1000003059 | 5 | Services equipment | Refrigerant Gas R410 20 year contained AusLCI | EPD | 290 | kg | 20 | 44 | 1 | FALSE | 1 | FALSE | [6 empty] | 3059 | 40 | B4B5 | 508779.77 | 0.3248 | 33.4225 | 2.6355 | 0 | 0 | 0 | 3480 | 0
| Civic Offices | Air source heat pump to provide low temp hot water for domestic services 4 pipe fan coil units AHUs and underfloor heating (Services air source, large commercial (~150kW)) | 1701402 | 1000003059 | 5 | Services equipment | Refrigerant Gas R410 20 year contained AusLCI | EPD | 290 | kg | 20 | 44 | 1 | FALSE | 1 | FALSE | [6 empty] | 3059 | 41 | B1 | 0 | 0 | 0 | 0 | 0 | 0 | 0 | 0 | 0
| Civic Offices | Air source heat pump to provide low temp hot water for domestic services 4 pipe fan coil units AHUs and underfloor heating (Services air source, large commercial (~150kW)) | 1701402 | 1000003059 | 5 | Services equipment | Refrigerant Gas R410 20 year contained AusLCI | EPD | 290 | kg | 20 | 44 | 1 | FALSE | 1 | FALSE | [6 empty] | 3059 | 41 | B2B3 | 0 | 0 | 0 | 0 | 0 | 0 | 0 | 0 | 0
| Civic Offices | Air source heat pump to provide low temp hot water for domestic services 4 pipe fan coil units AHUs and underfloor heating (Services air source, large commercial (~150kW)) | 1701402 | 1000003059 | 5 | Services equipment | Refrigerant Gas R410 20 year contained AusLCI | EPD | 290 | kg | 20 | 44 | 1 | FALSE | 1 | FALSE | [6 empty] | 3059 | 41 | B6 | 0 | 0 | 0 | 0 | 0 | 0 | 0 | 0 | 0
| Civic Offices | Air source heat pump to provide low temp hot water for domestic services 4 pipe fan coil units AHUs and underfloor heating (Services air source, large commercial (~150kW)) | 1701402 | 1000003059 | 5 | Services equipment | Refrigerant Gas R410 20 year contained AusLCI | EPD | 290 | kg | 20 | 44 | 1 | FALSE | 1 | FALSE | [6 empty] | 3059 | 41 | B6+ | 0 | 0 | 0 | 0 | 0 | 0 | 0 | 0 | 0
| Civic Offices | Air source heat pump to provide low temp hot water for domestic services 4 pipe fan coil units AHUs and underfloor heating (Services air source, large commercial (~150kW)) | 1701402 | 1000003059 | 5 | Services equipment | Refrigerant Gas R410 20 year contained AusLCI | EPD | 290 | kg | 20 | 44 | 1 | FALSE | 1 | FALSE | [6 empty] | 3059 | 41 | B7 | 0 | 0 | 0 | 0 | 0 | 0 | 0 | 0 | 0
| Civic Offices | Air source heat pump to provide low temp hot water for domestic services 4 pipe fan coil units AHUs and underfloor heating (Services air source, large commercial (~150kW)) | 1701402 | 1000003059 | 5 | Services equipment | Refrigerant Gas R410 20 year contained AusLCI | EPD | 290 | kg | 20 | 44 | 1 | FALSE | 1 | FALSE | [6 empty] | 3059 | 41 | D1 | 0 | 0 | 0 | 0 | 0 | 0 | 0 | 0 | 0
| Civic Offices | Air source heat pump to provide low temp hot water for domestic services 4 pipe fan coil units AHUs and underfloor heating (Services air source, large commercial (~150kW)) | 1701402 | 1000003059 | 5 | Services equipment | Refrigerant Gas R410 20 year contained AusLCI | EPD | 290 | kg | 20 | 44 | 1 | FALSE | 1 | FALSE | [6 empty] | 3059 | 41 | B4B5 | 0 | 0 | 0 | 0 | 0 | 0 | 0 | 0 | 0
| Civic Offices | Air source heat pump to provide low temp hot water for domestic services 4 pipe fan coil units AHUs and underfloor heating (Services air source, large commercial (~150kW)) | 1701402 | 1000003059 | 5 | Services equipment | Refrigerant Gas R410 20 year contained AusLCI | EPD | 290 | kg | 20 | 44 | 1 | FALSE | 1 | FALSE | [6 empty] | 3059 | 42 | B1 | 0 | 0 | 0 | 0 | 0 | 0 | 0 | 0 | 0
| Civic Offices | Air source heat pump to provide low temp hot water for domestic services 4 pipe fan coil units AHUs and underfloor heating (Services air source, large commercial (~150kW)) | 1701402 | 1000003059 | 5 | Services equipment | Refrigerant Gas R410 20 year contained AusLCI | EPD | 290 | kg | 20 | 44 | 1 | FALSE | 1 | FALSE | [6 empty] | 3059 | 42 | B2B3 | 0 | 0 | 0 | 0 | 0 | 0 | 0 | 0 | 0
| Civic Offices | Air source heat pump to provide low temp hot water for domestic services 4 pipe fan coil units AHUs and underfloor heating (Services air source, large commercial (~150kW)) | 1701402 | 1000003059 | 5 | Services equipment | Refrigerant Gas R410 20 year contained AusLCI | EPD | 290 | kg | 20 | 44 | 1 | FALSE | 1 | FALSE | [6 empty] | 3059 | 42 | B6 | 0 | 0 | 0 | 0 | 0 | 0 | 0 | 0 | 0
| Civic Offices | Air source heat pump to provide low temp hot water for domestic services 4 pipe fan coil units AHUs and underfloor heating (Services air source, large commercial (~150kW)) | 1701402 | 1000003059 | 5 | Services equipment | Refrigerant Gas R410 20 year contained AusLCI | EPD | 290 | kg | 20 | 44 | 1 | FALSE | 1 | FALSE | [6 empty] | 3059 | 42 | B6+ | 0 | 0 | 0 | 0 | 0 | 0 | 0 | 0 | 0
| Civic Offices | Air source heat pump to provide low temp hot water for domestic services 4 pipe fan coil units AHUs and underfloor heating (Services air source, large commercial (~150kW)) | 1701402 | 1000003059 | 5 | Services equipment | Refrigerant Gas R410 20 year contained AusLCI | EPD | 290 | kg | 20 | 44 | 1 | FALSE | 1 | FALSE | [6 empty] | 3059 | 42 | B7 | 0 | 0 | 0 | 0 | 0 | 0 | 0 | 0 | 0
| Civic Offices | Air source heat pump to provide low temp hot water for domestic services 4 pipe fan coil units AHUs and underfloor heating (Services air source, large commercial (~150kW)) | 1701402 | 1000003059 | 5 | Services equipment | Refrigerant Gas R410 20 year contained AusLCI | EPD | 290 | kg | 20 | 44 | 1 | FALSE | 1 | FALSE | [6 empty] | 3059 | 42 | D1 | 0 | 0 | 0 | 0 | 0 | 0 | 0 | 0 | 0
| Civic Offices | Air source heat pump to provide low temp hot water for domestic services 4 pipe fan coil units AHUs and underfloor heating (Services air source, large commercial (~150kW)) | 1701402 | 1000003059 | 5 | Services equipment | Refrigerant Gas R410 20 year contained AusLCI | EPD | 290 | kg | 20 | 44 | 1 | FALSE | 1 | FALSE | [6 empty] | 3059 | 42 | B4B5 | 0 | 0 | 0 | 0 | 0 | 0 | 0 | 0 | 0
| Civic Offices | Air source heat pump to provide low temp hot water for domestic services 4 pipe fan coil units AHUs and underfloor heating (Services air source, large commercial (~150kW)) | 1701402 | 1000003059 | 5 | Services equipment | Refrigerant Gas R410 20 year contained AusLCI | EPD | 290 | kg | 20 | 44 | 1 | FALSE | 1 | FALSE | [6 empty] | 3059 | 43 | B1 | 0 | 0 | 0 | 0 | 0 | 0 | 0 | 0 | 0
| Civic Offices | Air source heat pump to provide low temp hot water for domestic services 4 pipe fan coil units AHUs and underfloor heating (Services air source, large commercial (~150kW)) | 1701402 | 1000003059 | 5 | Services equipment | Refrigerant Gas R410 20 year contained AusLCI | EPD | 290 | kg | 20 | 44 | 1 | FALSE | 1 | FALSE | [6 empty] | 3059 | 43 | B2B3 | 0 | 0 | 0 | 0 | 0 | 0 | 0 | 0 | 0
| Civic Offices | Air source heat pump to provide low temp hot water for domestic services 4 pipe fan coil units AHUs and underfloor heating (Services air source, large commercial (~150kW)) | 1701402 | 1000003059 | 5 | Services equipment | Refrigerant Gas R410 20 year contained AusLCI | EPD | 290 | kg | 20 | 44 | 1 | FALSE | 1 | FALSE | [6 empty] | 3059 | 43 | B6 | 0 | 0 | 0 | 0 | 0 | 0 | 0 | 0 | 0
| Civic Offices | Air source heat pump to provide low temp hot water for domestic services 4 pipe fan coil units AHUs and underfloor heating (Services air source, large commercial (~150kW)) | 1701402 | 1000003059 | 5 | Services equipment | Refrigerant Gas R410 20 year contained AusLCI | EPD | 290 | kg | 20 | 44 | 1 | FALSE | 1 | FALSE | [6 empty] | 3059 | 43 | B6+ | 0 | 0 | 0 | 0 | 0 | 0 | 0 | 0 | 0
| Civic Offices | Air source heat pump to provide low temp hot water for domestic services 4 pipe fan coil units AHUs and underfloor heating (Services air source, large commercial (~150kW)) | 1701402 | 1000003059 | 5 | Services equipment | Refrigerant Gas R410 20 year contained AusLCI | EPD | 290 | kg | 20 | 44 | 1 | FALSE | 1 | FALSE | [6 empty] | 3059 | 43 | B7 | 0 | 0 | 0 | 0 | 0 | 0 | 0 | 0 | 0
| Civic Offices | Air source heat pump to provide low temp hot water for domestic services 4 pipe fan coil units AHUs and underfloor heating (Services air source, large commercial (~150kW)) | 1701402 | 1000003059 | 5 | Services equipment | Refrigerant Gas R410 20 year contained AusLCI | EPD | 290 | kg | 20 | 44 | 1 | FALSE | 1 | FALSE | [6 empty] | 3059 | 43 | D1 | 0 | 0 | 0 | 0 | 0 | 0 | 0 | 0 | 0
| Civic Offices | Air source heat pump to provide low temp hot water for domestic services 4 pipe fan coil units AHUs and underfloor heating (Services air source, large commercial (~150kW)) | 1701402 | 1000003059 | 5 | Services equipment | Refrigerant Gas R410 20 year contained AusLCI | EPD | 290 | kg | 20 | 44 | 1 | FALSE | 1 | FALSE | [6 empty] | 3059 | 43 | B4B5 | 0 | 0 | 0 | 0 | 0 | 0 | 0 | 0 | 0
| Civic Offices | Air source heat pump to provide low temp hot water for domestic services 4 pipe fan coil units AHUs and underfloor heating (Services air source, large commercial (~150kW)) | 1701402 | 1000003059 | 5 | Services equipment | Refrigerant Gas R410 20 year contained AusLCI | EPD | 290 | kg | 20 | 44 | 1 | FALSE | 1 | FALSE | [6 empty] | 3059 | 44 | B1 | 0 | 0 | 0 | 0 | 0 | 0 | 0 | 0 | 0
| Civic Offices | Air source heat pump to provide low temp hot water for domestic services 4 pipe fan coil units AHUs and underfloor heating (Services air source, large commercial (~150kW)) | 1701402 | 1000003059 | 5 | Services equipment | Refrigerant Gas R410 20 year contained AusLCI | EPD | 290 | kg | 20 | 44 | 1 | FALSE | 1 | FALSE | [6 empty] | 3059 | 44 | B2B3 | 0 | 0 | 0 | 0 | 0 | 0 | 0 | 0 | 0
| Civic Offices | Air source heat pump to provide low temp hot water for domestic services 4 pipe fan coil units AHUs and underfloor heating (Services air source, large commercial (~150kW)) | 1701402 | 1000003059 | 5 | Services equipment | Refrigerant Gas R410 20 year contained AusLCI | EPD | 290 | kg | 20 | 44 | 1 | FALSE | 1 | FALSE | [6 empty] | 3059 | 44 | B6 | 0 | 0 | 0 | 0 | 0 | 0 | 0 | 0 | 0
| Civic Offices | Air source heat pump to provide low temp hot water for domestic services 4 pipe fan coil units AHUs and underfloor heating (Services air source, large commercial (~150kW)) | 1701402 | 1000003059 | 5 | Services equipment | Refrigerant Gas R410 20 year contained AusLCI | EPD | 290 | kg | 20 | 44 | 1 | FALSE | 1 | FALSE | [6 empty] | 3059 | 44 | B6+ | 0 | 0 | 0 | 0 | 0 | 0 | 0 | 0 | 0
| Civic Offices | Air source heat pump to provide low temp hot water for domestic services 4 pipe fan coil units AHUs and underfloor heating (Services air source, large commercial (~150kW)) | 1701402 | 1000003059 | 5 | Services equipment | Refrigerant Gas R410 20 year contained AusLCI | EPD | 290 | kg | 20 | 44 | 1 | FALSE | 1 | FALSE | [6 empty] | 3059 | 44 | B7 | 0 | 0 | 0 | 0 | 0 | 0 | 0 | 0 | 0
| Civic Offices | Air source heat pump to provide low temp hot water for domestic services 4 pipe fan coil units AHUs and underfloor heating (Services air source, large commercial (~150kW)) | 1701402 | 1000003059 | 5 | Services equipment | Refrigerant Gas R410 20 year contained AusLCI | EPD | 290 | kg | 20 | 44 | 1 | FALSE | 1 | FALSE | [6 empty] | 3059 | 44 | D1 | 0 | 0 | 0 | 0 | 0 | 0 | 0 | 0 | 0
| Civic Offices | Air source heat pump to provide low temp hot water for domestic services 4 pipe fan coil units AHUs and underfloor heating (Services air source, large commercial (~150kW)) | 1701402 | 1000003059 | 5 | Services equipment | Refrigerant Gas R410 20 year contained AusLCI | EPD | 290 | kg | 20 | 44 | 1 | FALSE | 1 | FALSE | [6 empty] | 3059 | 44 | B4B5 | 0 | 0 | 0 | 0 | 0 | 0 | 0 | 0 | 0
| Civic Offices | Air source heat pump to provide low temp hot water for domestic services 4 pipe fan coil units AHUs and underfloor heating (Services air source, large commercial (~150kW)) | 1701402 | 1000003059 | 5 | Services equipment | Refrigerant Gas R410 20 year contained AusLCI | EPD | 290 | kg | 20 | 44 | 1 | FALSE | 1 | FALSE | [6 empty] | 3059 | 45 | B1 | 0 | 0 | 0 | 0 | 0 | 0 | 0 | 0 | 0
| Civic Offices | Air source heat pump to provide low temp hot water for domestic services 4 pipe fan coil units AHUs and underfloor heating (Services air source, large commercial (~150kW)) | 1701402 | 1000003059 | 5 | Services equipment | Refrigerant Gas R410 20 year contained AusLCI | EPD | 290 | kg | 20 | 44 | 1 | FALSE | 1 | FALSE | [6 empty] | 3059 | 45 | B2B3 | 0 | 0 | 0 | 0 | 0 | 0 | 0 | 0 | 0
| Civic Offices | Air source heat pump to provide low temp hot water for domestic services 4 pipe fan coil units AHUs and underfloor heating (Services air source, large commercial (~150kW)) | 1701402 | 1000003059 | 5 | Services equipment | Refrigerant Gas R410 20 year contained AusLCI | EPD | 290 | kg | 20 | 44 | 1 | FALSE | 1 | FALSE | [6 empty] | 3059 | 45 | B6 | 0 | 0 | 0 | 0 | 0 | 0 | 0 | 0 | 0
| Civic Offices | Air source heat pump to provide low temp hot water for domestic services 4 pipe fan coil units AHUs and underfloor heating (Services air source, large commercial (~150kW)) | 1701402 | 1000003059 | 5 | Services equipment | Refrigerant Gas R410 20 year contained AusLCI | EPD | 290 | kg | 20 | 44 | 1 | FALSE | 1 | FALSE | [6 empty] | 3059 | 45 | B6+ | 0 | 0 | 0 | 0 | 0 | 0 | 0 | 0 | 0
| Civic Offices | Air source heat pump to provide low temp hot water for domestic services 4 pipe fan coil units AHUs and underfloor heating (Services air source, large commercial (~150kW)) | 1701402 | 1000003059 | 5 | Services equipment | Refrigerant Gas R410 20 year contained AusLCI | EPD | 290 | kg | 20 | 44 | 1 | FALSE | 1 | FALSE | [6 empty] | 3059 | 45 | B7 | 0 | 0 | 0 | 0 | 0 | 0 | 0 | 0 | 0
| Civic Offices | Air source heat pump to provide low temp hot water for domestic services 4 pipe fan coil units AHUs and underfloor heating (Services air source, large commercial (~150kW)) | 1701402 | 1000003059 | 5 | Services equipment | Refrigerant Gas R410 20 year contained AusLCI | EPD | 290 | kg | 20 | 44 | 1 | FALSE | 1 | FALSE | [6 empty] | 3059 | 45 | D1 | 0 | 0 | 0 | 0 | 0 | 0 | 0 | 0 | 0
| Civic Offices | Air source heat pump to provide low temp hot water for domestic services 4 pipe fan coil units AHUs and underfloor heating (Services air source, large commercial (~150kW)) | 1701402 | 1000003059 | 5 | Services equipment | Refrigerant Gas R410 20 year contained AusLCI | EPD | 290 | kg | 20 | 44 | 1 | FALSE | 1 | FALSE | [6 empty] | 3059 | 45 | B4B5 | 0 | 0 | 0 | 0 | 0 | 0 | 0 | 0 | 0
| Civic Offices | Air source heat pump to provide low temp hot water for domestic services 4 pipe fan coil units AHUs and underfloor heating (Services air source, large commercial (~150kW)) | 1701402 | 1000003059 | 5 | Services equipment | Refrigerant Gas R410 20 year contained AusLCI | EPD | 290 | kg | 20 | 44 | 1 | FALSE | 1 | FALSE | [6 empty] | 3059 | 46 | B1 | 0 | 0 | 0 | 0 | 0 | 0 | 0 | 0 | 0
| Civic Offices | Air source heat pump to provide low temp hot water for domestic services 4 pipe fan coil units AHUs and underfloor heating (Services air source, large commercial (~150kW)) | 1701402 | 1000003059 | 5 | Services equipment | Refrigerant Gas R410 20 year contained AusLCI | EPD | 290 | kg | 20 | 44 | 1 | FALSE | 1 | FALSE | [6 empty] | 3059 | 46 | B2B3 | 0 | 0 | 0 | 0 | 0 | 0 | 0 | 0 | 0
| Civic Offices | Air source heat pump to provide low temp hot water for domestic services 4 pipe fan coil units AHUs and underfloor heating (Services air source, large commercial (~150kW)) | 1701402 | 1000003059 | 5 | Services equipment | Refrigerant Gas R410 20 year contained AusLCI | EPD | 290 | kg | 20 | 44 | 1 | FALSE | 1 | FALSE | [6 empty] | 3059 | 46 | B6 | 0 | 0 | 0 | 0 | 0 | 0 | 0 | 0 | 0
| Civic Offices | Air source heat pump to provide low temp hot water for domestic services 4 pipe fan coil units AHUs and underfloor heating (Services air source, large commercial (~150kW)) | 1701402 | 1000003059 | 5 | Services equipment | Refrigerant Gas R410 20 year contained AusLCI | EPD | 290 | kg | 20 | 44 | 1 | FALSE | 1 | FALSE | [6 empty] | 3059 | 46 | B6+ | 0 | 0 | 0 | 0 | 0 | 0 | 0 | 0 | 0
| Civic Offices | Air source heat pump to provide low temp hot water for domestic services 4 pipe fan coil units AHUs and underfloor heating (Services air source, large commercial (~150kW)) | 1701402 | 1000003059 | 5 | Services equipment | Refrigerant Gas R410 20 year contained AusLCI | EPD | 290 | kg | 20 | 44 | 1 | FALSE | 1 | FALSE | [6 empty] | 3059 | 46 | B7 | 0 | 0 | 0 | 0 | 0 | 0 | 0 | 0 | 0
| Civic Offices | Air source heat pump to provide low temp hot water for domestic services 4 pipe fan coil units AHUs and underfloor heating (Services air source, large commercial (~150kW)) | 1701402 | 1000003059 | 5 | Services equipment | Refrigerant Gas R410 20 year contained AusLCI | EPD | 290 | kg | 20 | 44 | 1 | FALSE | 1 | FALSE | [6 empty] | 3059 | 46 | D1 | 0 | 0 | 0 | 0 | 0 | 0 | 0 | 0 | 0
| Civic Offices | Air source heat pump to provide low temp hot water for domestic services 4 pipe fan coil units AHUs and underfloor heating (Services air source, large commercial (~150kW)) | 1701402 | 1000003059 | 5 | Services equipment | Refrigerant Gas R410 20 year contained AusLCI | EPD | 290 | kg | 20 | 44 | 1 | FALSE | 1 | FALSE | [6 empty] | 3059 | 46 | B4B5 | 0 | 0 | 0 | 0 | 0 | 0 | 0 | 0 | 0
| Civic Offices | Air source heat pump to provide low temp hot water for domestic services 4 pipe fan coil units AHUs and underfloor heating (Services air source, large commercial (~150kW)) | 1701402 | 1000003059 | 5 | Services equipment | Refrigerant Gas R410 20 year contained AusLCI | EPD | 290 | kg | 20 | 44 | 1 | FALSE | 1 | FALSE | [6 empty] | 3059 | 47 | B1 | 0 | 0 | 0 | 0 | 0 | 0 | 0 | 0 | 0
| Civic Offices | Air source heat pump to provide low temp hot water for domestic services 4 pipe fan coil units AHUs and underfloor heating (Services air source, large commercial (~150kW)) | 1701402 | 1000003059 | 5 | Services equipment | Refrigerant Gas R410 20 year contained AusLCI | EPD | 290 | kg | 20 | 44 | 1 | FALSE | 1 | FALSE | [6 empty] | 3059 | 47 | B2B3 | 0 | 0 | 0 | 0 | 0 | 0 | 0 | 0 | 0
| Civic Offices | Air source heat pump to provide low temp hot water for domestic services 4 pipe fan coil units AHUs and underfloor heating (Services air source, large commercial (~150kW)) | 1701402 | 1000003059 | 5 | Services equipment | Refrigerant Gas R410 20 year contained AusLCI | EPD | 290 | kg | 20 | 44 | 1 | FALSE | 1 | FALSE | [6 empty] | 3059 | 47 | B6 | 0 | 0 | 0 | 0 | 0 | 0 | 0 | 0 | 0
| Civic Offices | Air source heat pump to provide low temp hot water for domestic services 4 pipe fan coil units AHUs and underfloor heating (Services air source, large commercial (~150kW)) | 1701402 | 1000003059 | 5 | Services equipment | Refrigerant Gas R410 20 year contained AusLCI | EPD | 290 | kg | 20 | 44 | 1 | FALSE | 1 | FALSE | [6 empty] | 3059 | 47 | B6+ | 0 | 0 | 0 | 0 | 0 | 0 | 0 | 0 | 0
| Civic Offices | Air source heat pump to provide low temp hot water for domestic services 4 pipe fan coil units AHUs and underfloor heating (Services air source, large commercial (~150kW)) | 1701402 | 1000003059 | 5 | Services equipment | Refrigerant Gas R410 20 year contained AusLCI | EPD | 290 | kg | 20 | 44 | 1 | FALSE | 1 | FALSE | [6 empty] | 3059 | 47 | B7 | 0 | 0 | 0 | 0 | 0 | 0 | 0 | 0 | 0
| Civic Offices | Air source heat pump to provide low temp hot water for domestic services 4 pipe fan coil units AHUs and underfloor heating (Services air source, large commercial (~150kW)) | 1701402 | 1000003059 | 5 | Services equipment | Refrigerant Gas R410 20 year contained AusLCI | EPD | 290 | kg | 20 | 44 | 1 | FALSE | 1 | FALSE | [6 empty] | 3059 | 47 | D1 | 0 | 0 | 0 | 0 | 0 | 0 | 0 | 0 | 0
| Civic Offices | Air source heat pump to provide low temp hot water for domestic services 4 pipe fan coil units AHUs and underfloor heating (Services air source, large commercial (~150kW)) | 1701402 | 1000003059 | 5 | Services equipment | Refrigerant Gas R410 20 year contained AusLCI | EPD | 290 | kg | 20 | 44 | 1 | FALSE | 1 | FALSE | [6 empty] | 3059 | 47 | B4B5 | 0 | 0 | 0 | 0 | 0 | 0 | 0 | 0 | 0
| Civic Offices | Air source heat pump to provide low temp hot water for domestic services 4 pipe fan coil units AHUs and underfloor heating (Services air source, large commercial (~150kW)) | 1701402 | 1000003059 | 5 | Services equipment | Refrigerant Gas R410 20 year contained AusLCI | EPD | 290 | kg | 20 | 44 | 1 | FALSE | 1 | FALSE | [6 empty] | 3059 | 48 | B1 | 0 | 0 | 0 | 0 | 0 | 0 | 0 | 0 | 0
| Civic Offices | Air source heat pump to provide low temp hot water for domestic services 4 pipe fan coil units AHUs and underfloor heating (Services air source, large commercial (~150kW)) | 1701402 | 1000003059 | 5 | Services equipment | Refrigerant Gas R410 20 year contained AusLCI | EPD | 290 | kg | 20 | 44 | 1 | FALSE | 1 | FALSE | [6 empty] | 3059 | 48 | B2B3 | 0 | 0 | 0 | 0 | 0 | 0 | 0 | 0 | 0
| Civic Offices | Air source heat pump to provide low temp hot water for domestic services 4 pipe fan coil units AHUs and underfloor heating (Services air source, large commercial (~150kW)) | 1701402 | 1000003059 | 5 | Services equipment | Refrigerant Gas R410 20 year contained AusLCI | EPD | 290 | kg | 20 | 44 | 1 | FALSE | 1 | FALSE | [6 empty] | 3059 | 48 | B6 | 0 | 0 | 0 | 0 | 0 | 0 | 0 | 0 | 0
| Civic Offices | Air source heat pump to provide low temp hot water for domestic services 4 pipe fan coil units AHUs and underfloor heating (Services air source, large commercial (~150kW)) | 1701402 | 1000003059 | 5 | Services equipment | Refrigerant Gas R410 20 year contained AusLCI | EPD | 290 | kg | 20 | 44 | 1 | FALSE | 1 | FALSE | [6 empty] | 3059 | 48 | B6+ | 0 | 0 | 0 | 0 | 0 | 0 | 0 | 0 | 0
| Civic Offices | Air source heat pump to provide low temp hot water for domestic services 4 pipe fan coil units AHUs and underfloor heating (Services air source, large commercial (~150kW)) | 1701402 | 1000003059 | 5 | Services equipment | Refrigerant Gas R410 20 year contained AusLCI | EPD | 290 | kg | 20 | 44 | 1 | FALSE | 1 | FALSE | [6 empty] | 3059 | 48 | B7 | 0 | 0 | 0 | 0 | 0 | 0 | 0 | 0 | 0
| Civic Offices | Air source heat pump to provide low temp hot water for domestic services 4 pipe fan coil units AHUs and underfloor heating (Services air source, large commercial (~150kW)) | 1701402 | 1000003059 | 5 | Services equipment | Refrigerant Gas R410 20 year contained AusLCI | EPD | 290 | kg | 20 | 44 | 1 | FALSE | 1 | FALSE | [6 empty] | 3059 | 48 | D1 | 0 | 0 | 0 | 0 | 0 | 0 | 0 | 0 | 0
| Civic Offices | Air source heat pump to provide low temp hot water for domestic services 4 pipe fan coil units AHUs and underfloor heating (Services air source, large commercial (~150kW)) | 1701402 | 1000003059 | 5 | Services equipment | Refrigerant Gas R410 20 year contained AusLCI | EPD | 290 | kg | 20 | 44 | 1 | FALSE | 1 | FALSE | [6 empty] | 3059 | 48 | B4B5 | 0 | 0 | 0 | 0 | 0 | 0 | 0 | 0 | 0
| Civic Offices | Air source heat pump to provide low temp hot water for domestic services 4 pipe fan coil units AHUs and underfloor heating (Services air source, large commercial (~150kW)) | 1701402 | 1000003059 | 5 | Services equipment | Refrigerant Gas R410 20 year contained AusLCI | EPD | 290 | kg | 20 | 44 | 1 | FALSE | 1 | FALSE | [6 empty] | 3059 | 49 | B1 | 0 | 0 | 0 | 0 | 0 | 0 | 0 | 0 | 0
| Civic Offices | Air source heat pump to provide low temp hot water for domestic services 4 pipe fan coil units AHUs and underfloor heating (Services air source, large commercial (~150kW)) | 1701402 | 1000003059 | 5 | Services equipment | Refrigerant Gas R410 20 year contained AusLCI | EPD | 290 | kg | 20 | 44 | 1 | FALSE | 1 | FALSE | [6 empty] | 3059 | 49 | B2B3 | 0 | 0 | 0 | 0 | 0 | 0 | 0 | 0 | 0
| Civic Offices | Air source heat pump to provide low temp hot water for domestic services 4 pipe fan coil units AHUs and underfloor heating (Services air source, large commercial (~150kW)) | 1701402 | 1000003059 | 5 | Services equipment | Refrigerant Gas R410 20 year contained AusLCI | EPD | 290 | kg | 20 | 44 | 1 | FALSE | 1 | FALSE | [6 empty] | 3059 | 49 | B6 | 0 | 0 | 0 | 0 | 0 | 0 | 0 | 0 | 0
| Civic Offices | Air source heat pump to provide low temp hot water for domestic services 4 pipe fan coil units AHUs and underfloor heating (Services air source, large commercial (~150kW)) | 1701402 | 1000003059 | 5 | Services equipment | Refrigerant Gas R410 20 year contained AusLCI | EPD | 290 | kg | 20 | 44 | 1 | FALSE | 1 | FALSE | [6 empty] | 3059 | 49 | B6+ | 0 | 0 | 0 | 0 | 0 | 0 | 0 | 0 | 0
| Civic Offices | Air source heat pump to provide low temp hot water for domestic services 4 pipe fan coil units AHUs and underfloor heating (Services air source, large commercial (~150kW)) | 1701402 | 1000003059 | 5 | Services equipment | Refrigerant Gas R410 20 year contained AusLCI | EPD | 290 | kg | 20 | 44 | 1 | FALSE | 1 | FALSE | [6 empty] | 3059 | 49 | B7 | 0 | 0 | 0 | 0 | 0 | 0 | 0 | 0 | 0
| Civic Offices | Air source heat pump to provide low temp hot water for domestic services 4 pipe fan coil units AHUs and underfloor heating (Services air source, large commercial (~150kW)) | 1701402 | 1000003059 | 5 | Services equipment | Refrigerant Gas R410 20 year contained AusLCI | EPD | 290 | kg | 20 | 44 | 1 | FALSE | 1 | FALSE | [6 empty] | 3059 | 49 | D1 | 0 | 0 | 0 | 0 | 0 | 0 | 0 | 0 | 0
| Civic Offices | Air source heat pump to provide low temp hot water for domestic services 4 pipe fan coil units AHUs and underfloor heating (Services air source, large commercial (~150kW)) | 1701402 | 1000003059 | 5 | Services equipment | Refrigerant Gas R410 20 year contained AusLCI | EPD | 290 | kg | 20 | 44 | 1 | FALSE | 1 | FALSE | [6 empty] | 3059 | 49 | B4B5 | 0 | 0 | 0 | 0 | 0 | 0 | 0 | 0 | 0
| Civic Offices | Air source heat pump to provide low temp hot water for domestic services 4 pipe fan coil units AHUs and underfloor heating (Services air source, large commercial (~150kW)) | 1701402 | 1000003059 | 5 | Services equipment | Refrigerant Gas R410 20 year contained AusLCI | EPD | 290 | kg | 20 | 44 | 1 | FALSE | 1 | FALSE | [6 empty] | 3059 | 50 | B1 | 0 | 0 | 0 | 0 | 0 | 0 | 0 | 0 | 0
| Civic Offices | Air source heat pump to provide low temp hot water for domestic services 4 pipe fan coil units AHUs and underfloor heating (Services air source, large commercial (~150kW)) | 1701402 | 1000003059 | 5 | Services equipment | Refrigerant Gas R410 20 year contained AusLCI | EPD | 290 | kg | 20 | 44 | 1 | FALSE | 1 | FALSE | [6 empty] | 3059 | 50 | B2B3 | 0 | 0 | 0 | 0 | 0 | 0 | 0 | 0 | 0
| Civic Offices | Air source heat pump to provide low temp hot water for domestic services 4 pipe fan coil units AHUs and underfloor heating (Services air source, large commercial (~150kW)) | 1701402 | 1000003059 | 5 | Services equipment | Refrigerant Gas R410 20 year contained AusLCI | EPD | 290 | kg | 20 | 44 | 1 | FALSE | 1 | FALSE | [6 empty] | 3059 | 50 | B6 | 0 | 0 | 0 | 0 | 0 | 0 | 0 | 0 | 0
| Civic Offices | Air source heat pump to provide low temp hot water for domestic services 4 pipe fan coil units AHUs and underfloor heating (Services air source, large commercial (~150kW)) | 1701402 | 1000003059 | 5 | Services equipment | Refrigerant Gas R410 20 year contained AusLCI | EPD | 290 | kg | 20 | 44 | 1 | FALSE | 1 | FALSE | [6 empty] | 3059 | 50 | B6+ | 0 | 0 | 0 | 0 | 0 | 0 | 0 | 0 | 0
| Civic Offices | Air source heat pump to provide low temp hot water for domestic services 4 pipe fan coil units AHUs and underfloor heating (Services air source, large commercial (~150kW)) | 1701402 | 1000003059 | 5 | Services equipment | Refrigerant Gas R410 20 year contained AusLCI | EPD | 290 | kg | 20 | 44 | 1 | FALSE | 1 | FALSE | [6 empty] | 3059 | 50 | B7 | 0 | 0 | 0 | 0 | 0 | 0 | 0 | 0 | 0
| Civic Offices | Air source heat pump to provide low temp hot water for domestic services 4 pipe fan coil units AHUs and underfloor heating (Services air source, large commercial (~150kW)) | 1701402 | 1000003059 | 5 | Services equipment | Refrigerant Gas R410 20 year contained AusLCI | EPD | 290 | kg | 20 | 44 | 1 | FALSE | 1 | FALSE | [6 empty] | 3059 | 50 | D1 | 0 | 0 | 0 | 0 | 0 | 0 | 0 | 0 | 0
| Civic Offices | Air source heat pump to provide low temp hot water for domestic services 4 pipe fan coil units AHUs and underfloor heating (Services air source, large commercial (~150kW)) | 1701402 | 1000003059 | 5 | Services equipment | Refrigerant Gas R410 20 year contained AusLCI | EPD | 290 | kg | 20 | 44 | 1 | FALSE | 1 | FALSE | [6 empty] | 3059 | 50 | B4B5 | 0 | 0 | 0 | 0 | 0 | 0 | 0 | 0 | 0
| Civic Offices | Air source heat pump to provide low temp hot water for domestic services 4 pipe fan coil units AHUs and underfloor heating (Services air source, large commercial (~150kW)) | 1701402 | 1000003059 | 5 | Services equipment | Refrigerant Gas R410 20 year contained AusLCI | EPD | 290 | kg | 20 | 44 | 1 | FALSE | 1 | FALSE | [6 empty] | 3059 | 51 | B1 | 0 | 0 | 0 | 0 | 0 | 0 | 0 | 0 | 0
| Civic Offices | Air source heat pump to provide low temp hot water for domestic services 4 pipe fan coil units AHUs and underfloor heating (Services air source, large commercial (~150kW)) | 1701402 | 1000003059 | 5 | Services equipment | Refrigerant Gas R410 20 year contained AusLCI | EPD | 290 | kg | 20 | 44 | 1 | FALSE | 1 | FALSE | [6 empty] | 3059 | 51 | B2B3 | 0 | 0 | 0 | 0 | 0 | 0 | 0 | 0 | 0
| Civic Offices | Air source heat pump to provide low temp hot water for domestic services 4 pipe fan coil units AHUs and underfloor heating (Services air source, large commercial (~150kW)) | 1701402 | 1000003059 | 5 | Services equipment | Refrigerant Gas R410 20 year contained AusLCI | EPD | 290 | kg | 20 | 44 | 1 | FALSE | 1 | FALSE | [6 empty] | 3059 | 51 | B6 | 0 | 0 | 0 | 0 | 0 | 0 | 0 | 0 | 0
| Civic Offices | Air source heat pump to provide low temp hot water for domestic services 4 pipe fan coil units AHUs and underfloor heating (Services air source, large commercial (~150kW)) | 1701402 | 1000003059 | 5 | Services equipment | Refrigerant Gas R410 20 year contained AusLCI | EPD | 290 | kg | 20 | 44 | 1 | FALSE | 1 | FALSE | [6 empty] | 3059 | 51 | B6+ | 0 | 0 | 0 | 0 | 0 | 0 | 0 | 0 | 0
| Civic Offices | Air source heat pump to provide low temp hot water for domestic services 4 pipe fan coil units AHUs and underfloor heating (Services air source, large commercial (~150kW)) | 1701402 | 1000003059 | 5 | Services equipment | Refrigerant Gas R410 20 year contained AusLCI | EPD | 290 | kg | 20 | 44 | 1 | FALSE | 1 | FALSE | [6 empty] | 3059 | 51 | B7 | 0 | 0 | 0 | 0 | 0 | 0 | 0 | 0 | 0
| Civic Offices | Air source heat pump to provide low temp hot water for domestic services 4 pipe fan coil units AHUs and underfloor heating (Services air source, large commercial (~150kW)) | 1701402 | 1000003059 | 5 | Services equipment | Refrigerant Gas R410 20 year contained AusLCI | EPD | 290 | kg | 20 | 44 | 1 | FALSE | 1 | FALSE | [6 empty] | 3059 | 51 | D1 | 0 | 0 | 0 | 0 | 0 | 0 | 0 | 0 | 0
| Civic Offices | Air source heat pump to provide low temp hot water for domestic services 4 pipe fan coil units AHUs and underfloor heating (Services air source, large commercial (~150kW)) | 1701402 | 1000003059 | 5 | Services equipment | Refrigerant Gas R410 20 year contained AusLCI | EPD | 290 | kg | 20 | 44 | 1 | FALSE | 1 | FALSE | [6 empty] | 3059 | 51 | B4B5 | 0 | 0 | 0 | 0 | 0 | 0 | 0 | 0 | 0
| Civic Offices | Air source heat pump to provide low temp hot water for domestic services 4 pipe fan coil units AHUs and underfloor heating (Services air source, large commercial (~150kW)) | 1701402 | 1000003059 | 5 | Services equipment | Refrigerant Gas R410 20 year contained AusLCI | EPD | 290 | kg | 20 | 44 | 1 | FALSE | 1 | FALSE | [6 empty] | 3059 | 52 | B1 | 0 | 0 | 0 | 0 | 0 | 0 | 0 | 0 | 0
| Civic Offices | Air source heat pump to provide low temp hot water for domestic services 4 pipe fan coil units AHUs and underfloor heating (Services air source, large commercial (~150kW)) | 1701402 | 1000003059 | 5 | Services equipment | Refrigerant Gas R410 20 year contained AusLCI | EPD | 290 | kg | 20 | 44 | 1 | FALSE | 1 | FALSE | [6 empty] | 3059 | 52 | B2B3 | 0 | 0 | 0 | 0 | 0 | 0 | 0 | 0 | 0
| Civic Offices | Air source heat pump to provide low temp hot water for domestic services 4 pipe fan coil units AHUs and underfloor heating (Services air source, large commercial (~150kW)) | 1701402 | 1000003059 | 5 | Services equipment | Refrigerant Gas R410 20 year contained AusLCI | EPD | 290 | kg | 20 | 44 | 1 | FALSE | 1 | FALSE | [6 empty] | 3059 | 52 | B6 | 0 | 0 | 0 | 0 | 0 | 0 | 0 | 0 | 0
| Civic Offices | Air source heat pump to provide low temp hot water for domestic services 4 pipe fan coil units AHUs and underfloor heating (Services air source, large commercial (~150kW)) | 1701402 | 1000003059 | 5 | Services equipment | Refrigerant Gas R410 20 year contained AusLCI | EPD | 290 | kg | 20 | 44 | 1 | FALSE | 1 | FALSE | [6 empty] | 3059 | 52 | B6+ | 0 | 0 | 0 | 0 | 0 | 0 | 0 | 0 | 0
| Civic Offices | Air source heat pump to provide low temp hot water for domestic services 4 pipe fan coil units AHUs and underfloor heating (Services air source, large commercial (~150kW)) | 1701402 | 1000003059 | 5 | Services equipment | Refrigerant Gas R410 20 year contained AusLCI | EPD | 290 | kg | 20 | 44 | 1 | FALSE | 1 | FALSE | [6 empty] | 3059 | 52 | B7 | 0 | 0 | 0 | 0 | 0 | 0 | 0 | 0 | 0
| Civic Offices | Air source heat pump to provide low temp hot water for domestic services 4 pipe fan coil units AHUs and underfloor heating (Services air source, large commercial (~150kW)) | 1701402 | 1000003059 | 5 | Services equipment | Refrigerant Gas R410 20 year contained AusLCI | EPD | 290 | kg | 20 | 44 | 1 | FALSE | 1 | FALSE | [6 empty] | 3059 | 52 | D1 | 0 | 0 | 0 | 0 | 0 | 0 | 0 | 0 | 0
| Civic Offices | Air source heat pump to provide low temp hot water for domestic services 4 pipe fan coil units AHUs and underfloor heating (Services air source, large commercial (~150kW)) | 1701402 | 1000003059 | 5 | Services equipment | Refrigerant Gas R410 20 year contained AusLCI | EPD | 290 | kg | 20 | 44 | 1 | FALSE | 1 | FALSE | [6 empty] | 3059 | 52 | B4B5 | 0 | 0 | 0 | 0 | 0 | 0 | 0 | 0 | 0
| Civic Offices | Air source heat pump to provide low temp hot water for domestic services 4 pipe fan coil units AHUs and underfloor heating (Services air source, large commercial (~150kW)) | 1701402 | 1000003059 | 5 | Services equipment | Refrigerant Gas R410 20 year contained AusLCI | EPD | 290 | kg | 20 | 44 | 1 | FALSE | 1 | FALSE | [6 empty] | 3059 | 53 | B1 | 0 | 0 | 0 | 0 | 0 | 0 | 0 | 0 | 0
| Civic Offices | Air source heat pump to provide low temp hot water for domestic services 4 pipe fan coil units AHUs and underfloor heating (Services air source, large commercial (~150kW)) | 1701402 | 1000003059 | 5 | Services equipment | Refrigerant Gas R410 20 year contained AusLCI | EPD | 290 | kg | 20 | 44 | 1 | FALSE | 1 | FALSE | [6 empty] | 3059 | 53 | B2B3 | 0 | 0 | 0 | 0 | 0 | 0 | 0 | 0 | 0
| Civic Offices | Air source heat pump to provide low temp hot water for domestic services 4 pipe fan coil units AHUs and underfloor heating (Services air source, large commercial (~150kW)) | 1701402 | 1000003059 | 5 | Services equipment | Refrigerant Gas R410 20 year contained AusLCI | EPD | 290 | kg | 20 | 44 | 1 | FALSE | 1 | FALSE | [6 empty] | 3059 | 53 | B6 | 0 | 0 | 0 | 0 | 0 | 0 | 0 | 0 | 0
| Civic Offices | Air source heat pump to provide low temp hot water for domestic services 4 pipe fan coil units AHUs and underfloor heating (Services air source, large commercial (~150kW)) | 1701402 | 1000003059 | 5 | Services equipment | Refrigerant Gas R410 20 year contained AusLCI | EPD | 290 | kg | 20 | 44 | 1 | FALSE | 1 | FALSE | [6 empty] | 3059 | 53 | B6+ | 0 | 0 | 0 | 0 | 0 | 0 | 0 | 0 | 0
| Civic Offices | Air source heat pump to provide low temp hot water for domestic services 4 pipe fan coil units AHUs and underfloor heating (Services air source, large commercial (~150kW)) | 1701402 | 1000003059 | 5 | Services equipment | Refrigerant Gas R410 20 year contained AusLCI | EPD | 290 | kg | 20 | 44 | 1 | FALSE | 1 | FALSE | [6 empty] | 3059 | 53 | B7 | 0 | 0 | 0 | 0 | 0 | 0 | 0 | 0 | 0
| Civic Offices | Air source heat pump to provide low temp hot water for domestic services 4 pipe fan coil units AHUs and underfloor heating (Services air source, large commercial (~150kW)) | 1701402 | 1000003059 | 5 | Services equipment | Refrigerant Gas R410 20 year contained AusLCI | EPD | 290 | kg | 20 | 44 | 1 | FALSE | 1 | FALSE | [6 empty] | 3059 | 53 | D1 | 0 | 0 | 0 | 0 | 0 | 0 | 0 | 0 | 0
| Civic Offices | Air source heat pump to provide low temp hot water for domestic services 4 pipe fan coil units AHUs and underfloor heating (Services air source, large commercial (~150kW)) | 1701402 | 1000003059 | 5 | Services equipment | Refrigerant Gas R410 20 year contained AusLCI | EPD | 290 | kg | 20 | 44 | 1 | FALSE | 1 | FALSE | [6 empty] | 3059 | 53 | B4B5 | 0 | 0 | 0 | 0 | 0 | 0 | 0 | 0 | 0
| Civic Offices | Air source heat pump to provide low temp hot water for domestic services 4 pipe fan coil units AHUs and underfloor heating (Services air source, large commercial (~150kW)) | 1701402 | 1000003059 | 5 | Services equipment | Refrigerant Gas R410 20 year contained AusLCI | EPD | 290 | kg | 20 | 44 | 1 | FALSE | 1 | FALSE | [6 empty] | 3059 | 54 | B1 | 0 | 0 | 0 | 0 | 0 | 0 | 0 | 0 | 0
| Civic Offices | Air source heat pump to provide low temp hot water for domestic services 4 pipe fan coil units AHUs and underfloor heating (Services air source, large commercial (~150kW)) | 1701402 | 1000003059 | 5 | Services equipment | Refrigerant Gas R410 20 year contained AusLCI | EPD | 290 | kg | 20 | 44 | 1 | FALSE | 1 | FALSE | [6 empty] | 3059 | 54 | B2B3 | 0 | 0 | 0 | 0 | 0 | 0 | 0 | 0 | 0
| Civic Offices | Air source heat pump to provide low temp hot water for domestic services 4 pipe fan coil units AHUs and underfloor heating (Services air source, large commercial (~150kW)) | 1701402 | 1000003059 | 5 | Services equipment | Refrigerant Gas R410 20 year contained AusLCI | EPD | 290 | kg | 20 | 44 | 1 | FALSE | 1 | FALSE | [6 empty] | 3059 | 54 | B6 | 0 | 0 | 0 | 0 | 0 | 0 | 0 | 0 | 0
| Civic Offices | Air source heat pump to provide low temp hot water for domestic services 4 pipe fan coil units AHUs and underfloor heating (Services air source, large commercial (~150kW)) | 1701402 | 1000003059 | 5 | Services equipment | Refrigerant Gas R410 20 year contained AusLCI | EPD | 290 | kg | 20 | 44 | 1 | FALSE | 1 | FALSE | [6 empty] | 3059 | 54 | B6+ | 0 | 0 | 0 | 0 | 0 | 0 | 0 | 0 | 0
| Civic Offices | Air source heat pump to provide low temp hot water for domestic services 4 pipe fan coil units AHUs and underfloor heating (Services air source, large commercial (~150kW)) | 1701402 | 1000003059 | 5 | Services equipment | Refrigerant Gas R410 20 year contained AusLCI | EPD | 290 | kg | 20 | 44 | 1 | FALSE | 1 | FALSE | [6 empty] | 3059 | 54 | B7 | 0 | 0 | 0 | 0 | 0 | 0 | 0 | 0 | 0
| Civic Offices | Air source heat pump to provide low temp hot water for domestic services 4 pipe fan coil units AHUs and underfloor heating (Services air source, large commercial (~150kW)) | 1701402 | 1000003059 | 5 | Services equipment | Refrigerant Gas R410 20 year contained AusLCI | EPD | 290 | kg | 20 | 44 | 1 | FALSE | 1 | FALSE | [6 empty] | 3059 | 54 | D1 | 0 | 0 | 0 | 0 | 0 | 0 | 0 | 0 | 0
| Civic Offices | Air source heat pump to provide low temp hot water for domestic services 4 pipe fan coil units AHUs and underfloor heating (Services air source, large commercial (~150kW)) | 1701402 | 1000003059 | 5 | Services equipment | Refrigerant Gas R410 20 year contained AusLCI | EPD | 290 | kg | 20 | 44 | 1 | FALSE | 1 | FALSE | [6 empty] | 3059 | 54 | B4B5 | 0 | 0 | 0 | 0 | 0 | 0 | 0 | 0 | 0
| Civic Offices | Air source heat pump to provide low temp hot water for domestic services 4 pipe fan coil units AHUs and underfloor heating (Services air source, large commercial (~150kW)) | 1701402 | 1000003059 | 5 | Services equipment | Refrigerant Gas R410 20 year contained AusLCI | EPD | 290 | kg | 20 | 44 | 1 | FALSE | 1 | FALSE | [6 empty] | 3059 | 55 | B1 | 0 | 0 | 0 | 0 | 0 | 0 | 0 | 0 | 0
| Civic Offices | Air source heat pump to provide low temp hot water for domestic services 4 pipe fan coil units AHUs and underfloor heating (Services air source, large commercial (~150kW)) | 1701402 | 1000003059 | 5 | Services equipment | Refrigerant Gas R410 20 year contained AusLCI | EPD | 290 | kg | 20 | 44 | 1 | FALSE | 1 | FALSE | [6 empty] | 3059 | 55 | B2B3 | 0 | 0 | 0 | 0 | 0 | 0 | 0 | 0 | 0
| Civic Offices | Air source heat pump to provide low temp hot water for domestic services 4 pipe fan coil units AHUs and underfloor heating (Services air source, large commercial (~150kW)) | 1701402 | 1000003059 | 5 | Services equipment | Refrigerant Gas R410 20 year contained AusLCI | EPD | 290 | kg | 20 | 44 | 1 | FALSE | 1 | FALSE | [6 empty] | 3059 | 55 | B6 | 0 | 0 | 0 | 0 | 0 | 0 | 0 | 0 | 0
| Civic Offices | Air source heat pump to provide low temp hot water for domestic services 4 pipe fan coil units AHUs and underfloor heating (Services air source, large commercial (~150kW)) | 1701402 | 1000003059 | 5 | Services equipment | Refrigerant Gas R410 20 year contained AusLCI | EPD | 290 | kg | 20 | 44 | 1 | FALSE | 1 | FALSE | [6 empty] | 3059 | 55 | B6+ | 0 | 0 | 0 | 0 | 0 | 0 | 0 | 0 | 0
| Civic Offices | Air source heat pump to provide low temp hot water for domestic services 4 pipe fan coil units AHUs and underfloor heating (Services air source, large commercial (~150kW)) | 1701402 | 1000003059 | 5 | Services equipment | Refrigerant Gas R410 20 year contained AusLCI | EPD | 290 | kg | 20 | 44 | 1 | FALSE | 1 | FALSE | [6 empty] | 3059 | 55 | B7 | 0 | 0 | 0 | 0 | 0 | 0 | 0 | 0 | 0
| Civic Offices | Air source heat pump to provide low temp hot water for domestic services 4 pipe fan coil units AHUs and underfloor heating (Services air source, large commercial (~150kW)) | 1701402 | 1000003059 | 5 | Services equipment | Refrigerant Gas R410 20 year contained AusLCI | EPD | 290 | kg | 20 | 44 | 1 | FALSE | 1 | FALSE | [6 empty] | 3059 | 55 | D1 | 0 | 0 | 0 | 0 | 0 | 0 | 0 | 0 | 0
| Civic Offices | Air source heat pump to provide low temp hot water for domestic services 4 pipe fan coil units AHUs and underfloor heating (Services air source, large commercial (~150kW)) | 1701402 | 1000003059 | 5 | Services equipment | Refrigerant Gas R410 20 year contained AusLCI | EPD | 290 | kg | 20 | 44 | 1 | FALSE | 1 | FALSE | [6 empty] | 3059 | 55 | B4B5 | 0 | 0 | 0 | 0 | 0 | 0 | 0 | 0 | 0
| Civic Offices | Air source heat pump to provide low temp hot water for domestic services 4 pipe fan coil units AHUs and underfloor heating (Services air source, large commercial (~150kW)) | 1701402 | 1000003059 | 5 | Services equipment | Refrigerant Gas R410 20 year contained AusLCI | EPD | 290 | kg | 20 | 44 | 1 | FALSE | 1 | FALSE | [6 empty] | 3059 | 56 | B1 | 0 | 0 | 0 | 0 | 0 | 0 | 0 | 0 | 0
| Civic Offices | Air source heat pump to provide low temp hot water for domestic services 4 pipe fan coil units AHUs and underfloor heating (Services air source, large commercial (~150kW)) | 1701402 | 1000003059 | 5 | Services equipment | Refrigerant Gas R410 20 year contained AusLCI | EPD | 290 | kg | 20 | 44 | 1 | FALSE | 1 | FALSE | [6 empty] | 3059 | 56 | B2B3 | 0 | 0 | 0 | 0 | 0 | 0 | 0 | 0 | 0
| Civic Offices | Air source heat pump to provide low temp hot water for domestic services 4 pipe fan coil units AHUs and underfloor heating (Services air source, large commercial (~150kW)) | 1701402 | 1000003059 | 5 | Services equipment | Refrigerant Gas R410 20 year contained AusLCI | EPD | 290 | kg | 20 | 44 | 1 | FALSE | 1 | FALSE | [6 empty] | 3059 | 56 | B6 | 0 | 0 | 0 | 0 | 0 | 0 | 0 | 0 | 0
| Civic Offices | Air source heat pump to provide low temp hot water for domestic services 4 pipe fan coil units AHUs and underfloor heating (Services air source, large commercial (~150kW)) | 1701402 | 1000003059 | 5 | Services equipment | Refrigerant Gas R410 20 year contained AusLCI | EPD | 290 | kg | 20 | 44 | 1 | FALSE | 1 | FALSE | [6 empty] | 3059 | 56 | B6+ | 0 | 0 | 0 | 0 | 0 | 0 | 0 | 0 | 0
| Civic Offices | Air source heat pump to provide low temp hot water for domestic services 4 pipe fan coil units AHUs and underfloor heating (Services air source, large commercial (~150kW)) | 1701402 | 1000003059 | 5 | Services equipment | Refrigerant Gas R410 20 year contained AusLCI | EPD | 290 | kg | 20 | 44 | 1 | FALSE | 1 | FALSE | [6 empty] | 3059 | 56 | B7 | 0 | 0 | 0 | 0 | 0 | 0 | 0 | 0 | 0
| Civic Offices | Air source heat pump to provide low temp hot water for domestic services 4 pipe fan coil units AHUs and underfloor heating (Services air source, large commercial (~150kW)) | 1701402 | 1000003059 | 5 | Services equipment | Refrigerant Gas R410 20 year contained AusLCI | EPD | 290 | kg | 20 | 44 | 1 | FALSE | 1 | FALSE | [6 empty] | 3059 | 56 | D1 | 0 | 0 | 0 | 0 | 0 | 0 | 0 | 0 | 0
| Civic Offices | Air source heat pump to provide low temp hot water for domestic services 4 pipe fan coil units AHUs and underfloor heating (Services air source, large commercial (~150kW)) | 1701402 | 1000003059 | 5 | Services equipment | Refrigerant Gas R410 20 year contained AusLCI | EPD | 290 | kg | 20 | 44 | 1 | FALSE | 1 | FALSE | [6 empty] | 3059 | 56 | B4B5 | 0 | 0 | 0 | 0 | 0 | 0 | 0 | 0 | 0
| Civic Offices | Air source heat pump to provide low temp hot water for domestic services 4 pipe fan coil units AHUs and underfloor heating (Services air source, large commercial (~150kW)) | 1701402 | 1000003059 | 5 | Services equipment | Refrigerant Gas R410 20 year contained AusLCI | EPD | 290 | kg | 20 | 44 | 1 | FALSE | 1 | FALSE | [6 empty] | 3059 | 57 | B1 | 0 | 0 | 0 | 0 | 0 | 0 | 0 | 0 | 0
| Civic Offices | Air source heat pump to provide low temp hot water for domestic services 4 pipe fan coil units AHUs and underfloor heating (Services air source, large commercial (~150kW)) | 1701402 | 1000003059 | 5 | Services equipment | Refrigerant Gas R410 20 year contained AusLCI | EPD | 290 | kg | 20 | 44 | 1 | FALSE | 1 | FALSE | [6 empty] | 3059 | 57 | B2B3 | 0 | 0 | 0 | 0 | 0 | 0 | 0 | 0 | 0
| Civic Offices | Air source heat pump to provide low temp hot water for domestic services 4 pipe fan coil units AHUs and underfloor heating (Services air source, large commercial (~150kW)) | 1701402 | 1000003059 | 5 | Services equipment | Refrigerant Gas R410 20 year contained AusLCI | EPD | 290 | kg | 20 | 44 | 1 | FALSE | 1 | FALSE | [6 empty] | 3059 | 57 | B6 | 0 | 0 | 0 | 0 | 0 | 0 | 0 | 0 | 0
| Civic Offices | Air source heat pump to provide low temp hot water for domestic services 4 pipe fan coil units AHUs and underfloor heating (Services air source, large commercial (~150kW)) | 1701402 | 1000003059 | 5 | Services equipment | Refrigerant Gas R410 20 year contained AusLCI | EPD | 290 | kg | 20 | 44 | 1 | FALSE | 1 | FALSE | [6 empty] | 3059 | 57 | B6+ | 0 | 0 | 0 | 0 | 0 | 0 | 0 | 0 | 0
| Civic Offices | Air source heat pump to provide low temp hot water for domestic services 4 pipe fan coil units AHUs and underfloor heating (Services air source, large commercial (~150kW)) | 1701402 | 1000003059 | 5 | Services equipment | Refrigerant Gas R410 20 year contained AusLCI | EPD | 290 | kg | 20 | 44 | 1 | FALSE | 1 | FALSE | [6 empty] | 3059 | 57 | B7 | 0 | 0 | 0 | 0 | 0 | 0 | 0 | 0 | 0
| Civic Offices | Air source heat pump to provide low temp hot water for domestic services 4 pipe fan coil units AHUs and underfloor heating (Services air source, large commercial (~150kW)) | 1701402 | 1000003059 | 5 | Services equipment | Refrigerant Gas R410 20 year contained AusLCI | EPD | 290 | kg | 20 | 44 | 1 | FALSE | 1 | FALSE | [6 empty] | 3059 | 57 | D1 | 0 | 0 | 0 | 0 | 0 | 0 | 0 | 0 | 0
| Civic Offices | Air source heat pump to provide low temp hot water for domestic services 4 pipe fan coil units AHUs and underfloor heating (Services air source, large commercial (~150kW)) | 1701402 | 1000003059 | 5 | Services equipment | Refrigerant Gas R410 20 year contained AusLCI | EPD | 290 | kg | 20 | 44 | 1 | FALSE | 1 | FALSE | [6 empty] | 3059 | 57 | B4B5 | 0 | 0 | 0 | 0 | 0 | 0 | 0 | 0 | 0
| Civic Offices | Air source heat pump to provide low temp hot water for domestic services 4 pipe fan coil units AHUs and underfloor heating (Services air source, large commercial (~150kW)) | 1701402 | 1000003059 | 5 | Services equipment | Refrigerant Gas R410 20 year contained AusLCI | EPD | 290 | kg | 20 | 44 | 1 | FALSE | 1 | FALSE | [6 empty] | 3059 | 58 | B1 | 0 | 0 | 0 | 0 | 0 | 0 | 0 | 0 | 0
| Civic Offices | Air source heat pump to provide low temp hot water for domestic services 4 pipe fan coil units AHUs and underfloor heating (Services air source, large commercial (~150kW)) | 1701402 | 1000003059 | 5 | Services equipment | Refrigerant Gas R410 20 year contained AusLCI | EPD | 290 | kg | 20 | 44 | 1 | FALSE | 1 | FALSE | [6 empty] | 3059 | 58 | B2B3 | 0 | 0 | 0 | 0 | 0 | 0 | 0 | 0 | 0
| Civic Offices | Air source heat pump to provide low temp hot water for domestic services 4 pipe fan coil units AHUs and underfloor heating (Services air source, large commercial (~150kW)) | 1701402 | 1000003059 | 5 | Services equipment | Refrigerant Gas R410 20 year contained AusLCI | EPD | 290 | kg | 20 | 44 | 1 | FALSE | 1 | FALSE | [6 empty] | 3059 | 58 | B6 | 0 | 0 | 0 | 0 | 0 | 0 | 0 | 0 | 0
| Civic Offices | Air source heat pump to provide low temp hot water for domestic services 4 pipe fan coil units AHUs and underfloor heating (Services air source, large commercial (~150kW)) | 1701402 | 1000003059 | 5 | Services equipment | Refrigerant Gas R410 20 year contained AusLCI | EPD | 290 | kg | 20 | 44 | 1 | FALSE | 1 | FALSE | [6 empty] | 3059 | 58 | B6+ | 0 | 0 | 0 | 0 | 0 | 0 | 0 | 0 | 0
| Civic Offices | Air source heat pump to provide low temp hot water for domestic services 4 pipe fan coil units AHUs and underfloor heating (Services air source, large commercial (~150kW)) | 1701402 | 1000003059 | 5 | Services equipment | Refrigerant Gas R410 20 year contained AusLCI | EPD | 290 | kg | 20 | 44 | 1 | FALSE | 1 | FALSE | [6 empty] | 3059 | 58 | B7 | 0 | 0 | 0 | 0 | 0 | 0 | 0 | 0 | 0
| Civic Offices | Air source heat pump to provide low temp hot water for domestic services 4 pipe fan coil units AHUs and underfloor heating (Services air source, large commercial (~150kW)) | 1701402 | 1000003059 | 5 | Services equipment | Refrigerant Gas R410 20 year contained AusLCI | EPD | 290 | kg | 20 | 44 | 1 | FALSE | 1 | FALSE | [6 empty] | 3059 | 58 | D1 | 0 | 0 | 0 | 0 | 0 | 0 | 0 | 0 | 0
| Civic Offices | Air source heat pump to provide low temp hot water for domestic services 4 pipe fan coil units AHUs and underfloor heating (Services air source, large commercial (~150kW)) | 1701402 | 1000003059 | 5 | Services equipment | Refrigerant Gas R410 20 year contained AusLCI | EPD | 290 | kg | 20 | 44 | 1 | FALSE | 1 | FALSE | [6 empty] | 3059 | 58 | B4B5 | 0 | 0 | 0 | 0 | 0 | 0 | 0 | 0 | 0
| Civic Offices | Air source heat pump to provide low temp hot water for domestic services 4 pipe fan coil units AHUs and underfloor heating (Services air source, large commercial (~150kW)) | 1701402 | 1000003059 | 5 | Services equipment | Refrigerant Gas R410 20 year contained AusLCI | EPD | 290 | kg | 20 | 44 | 1 | FALSE | 1 | FALSE | [6 empty] | 3059 | 59 | B1 | 0 | 0 | 0 | 0 | 0 | 0 | 0 | 0 | 0
| Civic Offices | Air source heat pump to provide low temp hot water for domestic services 4 pipe fan coil units AHUs and underfloor heating (Services air source, large commercial (~150kW)) | 1701402 | 1000003059 | 5 | Services equipment | Refrigerant Gas R410 20 year contained AusLCI | EPD | 290 | kg | 20 | 44 | 1 | FALSE | 1 | FALSE | [6 empty] | 3059 | 59 | B2B3 | 0 | 0 | 0 | 0 | 0 | 0 | 0 | 0 | 0
| Civic Offices | Air source heat pump to provide low temp hot water for domestic services 4 pipe fan coil units AHUs and underfloor heating (Services air source, large commercial (~150kW)) | 1701402 | 1000003059 | 5 | Services equipment | Refrigerant Gas R410 20 year contained AusLCI | EPD | 290 | kg | 20 | 44 | 1 | FALSE | 1 | FALSE | [6 empty] | 3059 | 59 | B6 | 0 | 0 | 0 | 0 | 0 | 0 | 0 | 0 | 0
| Civic Offices | Air source heat pump to provide low temp hot water for domestic services 4 pipe fan coil units AHUs and underfloor heating (Services air source, large commercial (~150kW)) | 1701402 | 1000003059 | 5 | Services equipment | Refrigerant Gas R410 20 year contained AusLCI | EPD | 290 | kg | 20 | 44 | 1 | FALSE | 1 | FALSE | [6 empty] | 3059 | 59 | B6+ | 0 | 0 | 0 | 0 | 0 | 0 | 0 | 0 | 0
| Civic Offices | Air source heat pump to provide low temp hot water for domestic services 4 pipe fan coil units AHUs and underfloor heating (Services air source, large commercial (~150kW)) | 1701402 | 1000003059 | 5 | Services equipment | Refrigerant Gas R410 20 year contained AusLCI | EPD | 290 | kg | 20 | 44 | 1 | FALSE | 1 | FALSE | [6 empty] | 3059 | 59 | B7 | 0 | 0 | 0 | 0 | 0 | 0 | 0 | 0 | 0
| Civic Offices | Air source heat pump to provide low temp hot water for domestic services 4 pipe fan coil units AHUs and underfloor heating (Services air source, large commercial (~150kW)) | 1701402 | 1000003059 | 5 | Services equipment | Refrigerant Gas R410 20 year contained AusLCI | EPD | 290 | kg | 20 | 44 | 1 | FALSE | 1 | FALSE | [6 empty] | 3059 | 59 | D1 | 0 | 0 | 0 | 0 | 0 | 0 | 0 | 0 | 0
| Civic Offices | Air source heat pump to provide low temp hot water for domestic services 4 pipe fan coil units AHUs and underfloor heating (Services air source, large commercial (~150kW)) | 1701402 | 1000003059 | 5 | Services equipment | Refrigerant Gas R410 20 year contained AusLCI | EPD | 290 | kg | 20 | 44 | 1 | FALSE | 1 | FALSE | [6 empty] | 3059 | 59 | B4B5 | 0 | 0 | 0 | 0 | 0 | 0 | 0 | 0 | 0
| Civic Offices | Air source heat pump to provide low temp hot water for domestic services 4 pipe fan coil units AHUs and underfloor heating (Services air source, large commercial (~150kW)) | 1701402 | 1000003059 | 5 | Services equipment | Refrigerant Gas R410 20 year contained AusLCI | EPD | 290 | kg | 20 | 44 | 1 | FALSE | 1 | FALSE | [6 empty] | 3059 | 60 | B1 | 0 | 0 | 0 | 0 | 0 | 0 | 0 | 0 | 0
| Civic Offices | Air source heat pump to provide low temp hot water for domestic services 4 pipe fan coil units AHUs and underfloor heating (Services air source, large commercial (~150kW)) | 1701402 | 1000003059 | 5 | Services equipment | Refrigerant Gas R410 20 year contained AusLCI | EPD | 290 | kg | 20 | 44 | 1 | FALSE | 1 | FALSE | [6 empty] | 3059 | 60 | B2B3 | 0 | 0 | 0 | 0 | 0 | 0 | 0 | 0 | 0
| Civic Offices | Air source heat pump to provide low temp hot water for domestic services 4 pipe fan coil units AHUs and underfloor heating (Services air source, large commercial (~150kW)) | 1701402 | 1000003059 | 5 | Services equipment | Refrigerant Gas R410 20 year contained AusLCI | EPD | 290 | kg | 20 | 44 | 1 | FALSE | 1 | FALSE | [6 empty] | 3059 | 60 | B6 | 0 | 0 | 0 | 0 | 0 | 0 | 0 | 0 | 0
| Civic Offices | Air source heat pump to provide low temp hot water for domestic services 4 pipe fan coil units AHUs and underfloor heating (Services air source, large commercial (~150kW)) | 1701402 | 1000003059 | 5 | Services equipment | Refrigerant Gas R410 20 year contained AusLCI | EPD | 290 | kg | 20 | 44 | 1 | FALSE | 1 | FALSE | [6 empty] | 3059 | 60 | B6+ | 0 | 0 | 0 | 0 | 0 | 0 | 0 | 0 | 0
| Civic Offices | Air source heat pump to provide low temp hot water for domestic services 4 pipe fan coil units AHUs and underfloor heating (Services air source, large commercial (~150kW)) | 1701402 | 1000003059 | 5 | Services equipment | Refrigerant Gas R410 20 year contained AusLCI | EPD | 290 | kg | 20 | 44 | 1 | FALSE | 1 | FALSE | [6 empty] | 3059 | 60 | B7 | 0 | 0 | 0 | 0 | 0 | 0 | 0 | 0 | 0
| Civic Offices | Air source heat pump to provide low temp hot water for domestic services 4 pipe fan coil units AHUs and underfloor heating (Services air source, large commercial (~150kW)) | 1701402 | 1000003059 | 5 | Services equipment | Refrigerant Gas R410 20 year contained AusLCI | EPD | 290 | kg | 20 | 44 | 1 | FALSE | 1 | FALSE | [6 empty] | 3059 | 60 | D1 | 0 | 0 | 0 | 0 | 0 | 0 | 0 | 0 | 0
| Civic Offices | Air source heat pump to provide low temp hot water for domestic services 4 pipe fan coil units AHUs and underfloor heating (Services air source, large commercial (~150kW)) | 1701402 | 1000003059 | 5 | Services equipment | Refrigerant Gas R410 20 year contained AusLCI | EPD | 290 | kg | 20 | 44 | 1 | FALSE | 1 | FALSE | [6 empty] | 3059 | 60 | B4B5 | 0 | 0 | 0 | 0 | 0 | 0 | 0 | 0 | 0
| Civic Offices | Air source heat pump to provide low temp hot water for domestic services 4 pipe fan coil units AHUs and underfloor heating (Services air source, large commercial (~150kW)) | 1701402 | 1000003059 | 5 | Services equipment | Refrigerant Gas R410 20 year contained AusLCI | EPD | 290 | kg | 20 | 44 | 1 | FALSE | 1 | FALSE | [6 empty] | 3059 | 20 | D2 | 0 | 0 | 0 | 0 | 0 | 0 | 0 | 0 | 0
| Civic Offices | Air source heat pump to provide low temp hot water for domestic services 4 pipe fan coil units AHUs and underfloor heating (Services air source, large commercial (~150kW)) | 1701402 | 1000003059 | 5 | Services equipment | Refrigerant Gas R410 20 year contained AusLCI | EPD | 290 | kg | 20 | 44 | 1 | FALSE | 1 | FALSE | [6 empty] | 3059 | 20 | D3 | 0 | 0 | 0 | 0 | 0 | 0 | 0 | 0 | 0
| Civic Offices | Air source heat pump to provide low temp hot water for domestic services 4 pipe fan coil units AHUs and underfloor heating (Services air source, large commercial (~150kW)) | 1701402 | 1000003059 | 5 | Services equipment | Refrigerant Gas R410 20 year contained AusLCI | EPD | 290 | kg | 20 | 44 | 1 | FALSE | 1 | FALSE | [6 empty] | 3059 | 20 | D4 | 0 | 0 | 0 | 0 | 0 | 0 | 0 | 0 | 0
| Civic Offices | Air source heat pump to provide low temp hot water for domestic services 4 pipe fan coil units AHUs and underfloor heating (Services air source, large commercial (~150kW)) | 1701402 | 1000003059 | 5 | Services equipment | Refrigerant Gas R410 20 year contained AusLCI | EPD | 290 | kg | 20 | 44 | 1 | FALSE | 1 | FALSE | [6 empty] | 3059 | 20 | D5 | 0 | 0 | 0 | 0 | 0 | 0 | 0 | 0 | 0
| Civic Offices | Air source heat pump to provide low temp hot water for domestic services 4 pipe fan coil units AHUs and underfloor heating (Services air source, large commercial (~150kW)) | 1701402 | 1000003059 | 5 | Services equipment | Refrigerant Gas R410 20 year contained AusLCI | EPD | 290 | kg | 20 | 44 | 1 | FALSE | 1 | FALSE | [6 empty] | 3059 | 40 | D2 | 0 | 0 | 0 | 0 | 0 | 0 | 0 | 0 | 0
| Civic Offices | Air source heat pump to provide low temp hot water for domestic services 4 pipe fan coil units AHUs and underfloor heating (Services air source, large commercial (~150kW)) | 1701402 | 1000003059 | 5 | Services equipment | Refrigerant Gas R410 20 year contained AusLCI | EPD | 290 | kg | 20 | 44 | 1 | FALSE | 1 | FALSE | [6 empty] | 3059 | 40 | D3 | 0 | 0 | 0 | 0 | 0 | 0 | 0 | 0 | 0
| Civic Offices | Air source heat pump to provide low temp hot water for domestic services 4 pipe fan coil units AHUs and underfloor heating (Services air source, large commercial (~150kW)) | 1701402 | 1000003059 | 5 | Services equipment | Refrigerant Gas R410 20 year contained AusLCI | EPD | 290 | kg | 20 | 44 | 1 | FALSE | 1 | FALSE | [6 empty] | 3059 | 40 | D4 | 0 | 0 | 0 | 0 | 0 | 0 | 0 | 0 | 0
| Civic Offices | Air source heat pump to provide low temp hot water for domestic services 4 pipe fan coil units AHUs and underfloor heating (Services air source, large commercial (~150kW)) | 1701402 | 1000003059 | 5 | Services equipment | Refrigerant Gas R410 20 year contained AusLCI | EPD | 290 | kg | 20 | 44 | 1 | FALSE | 1 | FALSE | [6 empty] | 3059 | 40 | D5 | 0 | 0 | 0 | 0 | 0 | 0 | 0 | 0 | 0
| Civic Offices | Air source heat pump for cold and hot water to 4 pipe fan coils and AHUs (Services air source, large commercial (~150kW)) | 1701403 | 1000003060 | 5 | Services equipment | Refrigerant Gas R410 20 year contained AusLCI | EPD | 350 | kg | 20 | 44 | 1 | FALSE | 1 | FALSE | [6 empty] | 3060 | 0 | A1A3 | 6965 | 0.392 | 39.2 | 2.9365 | 0 | 0 | 0 | 4200 | 0
| Civic Offices | Air source heat pump for cold and hot water to 4 pipe fan coils and AHUs (Services air source, large commercial (~150kW)) | 1701403 | 1000003060 | 5 | Services equipment | Refrigerant Gas R410 20 year contained AusLCI | EPD | 350 | kg | 20 | 44 | 1 | FALSE | 1 | FALSE | [6 empty] | 3060 | 0 | A4 | 179.55 | 2.086e-08 | 1.1375 | 0.2443 | 0 | 0 | 0 | 0 | 0
| Civic Offices | Air source heat pump for cold and hot water to 4 pipe fan coils and AHUs (Services air source, large commercial (~150kW)) | 1701403 | 1000003060 | 5 | Services equipment | Refrigerant Gas R410 20 year contained AusLCI | EPD | 350 | kg | 20 | 44 | 1 | FALSE | 1 | FALSE | [6 empty] | 3060 | 0 | A5 | 11900 | 0 | 0 | 0 | 0 | 0 | 0 | 0 | 0
| Civic Offices | Air source heat pump for cold and hot water to 4 pipe fan coils and AHUs (Services air source, large commercial (~150kW)) | 1701403 | 1000003060 | 5 | Services equipment | Refrigerant Gas R410 20 year contained AusLCI | EPD | 350 | kg | 20 | 44 | 1 | FALSE | 1 | FALSE | [6 empty] | 3060 | 60 | C1 | 0 | 0 | 0 | 0 | 0 | 0 | 0 | 0 | 0
| Civic Offices | Air source heat pump for cold and hot water to 4 pipe fan coils and AHUs (Services air source, large commercial (~150kW)) | 1701403 | 1000003060 | 5 | Services equipment | Refrigerant Gas R410 20 year contained AusLCI | EPD | 350 | kg | 20 | 44 | 1 | FALSE | 1 | FALSE | [6 empty] | 3060 | 60 | C2 | 0 | 0 | 0 | 0 | 0 | 0 | 0 | 0 | 0
| Civic Offices | Air source heat pump for cold and hot water to 4 pipe fan coils and AHUs (Services air source, large commercial (~150kW)) | 1701403 | 1000003060 | 5 | Services equipment | Refrigerant Gas R410 20 year contained AusLCI | EPD | 350 | kg | 20 | 44 | 1 | FALSE | 1 | FALSE | [6 empty] | 3060 | 60 | C3 | 0 | 0 | 0 | 0 | 0 | 0 | 0 | 0 | 0
| Civic Offices | Air source heat pump for cold and hot water to 4 pipe fan coils and AHUs (Services air source, large commercial (~150kW)) | 1701403 | 1000003060 | 5 | Services equipment | Refrigerant Gas R410 20 year contained AusLCI | EPD | 350 | kg | 20 | 44 | 1 | FALSE | 1 | FALSE | [6 empty] | 3060 | 60 | C4 | 595000 | 0 | 0 | 0 | 0 | 0 | 0 | 0 | 0
| Civic Offices | Air source heat pump for cold and hot water to 4 pipe fan coils and AHUs (Services air source, large commercial (~150kW)) | 1701403 | 1000003060 | 5 | Services equipment | Refrigerant Gas R410 20 year contained AusLCI | EPD | 350 | kg | 20 | 44 | 1 | FALSE | 1 | FALSE | [6 empty] | 3060 | 60 | D2 | 0 | 0 | 0 | 0 | 0 | 0 | 0 | 0 | 0
| Civic Offices | Air source heat pump for cold and hot water to 4 pipe fan coils and AHUs (Services air source, large commercial (~150kW)) | 1701403 | 1000003060 | 5 | Services equipment | Refrigerant Gas R410 20 year contained AusLCI | EPD | 350 | kg | 20 | 44 | 1 | FALSE | 1 | FALSE | [6 empty] | 3060 | 60 | D3 | 0 | 0 | 0 | 0 | 0 | 0 | 0 | 0 | 0
| Civic Offices | Air source heat pump for cold and hot water to 4 pipe fan coils and AHUs (Services air source, large commercial (~150kW)) | 1701403 | 1000003060 | 5 | Services equipment | Refrigerant Gas R410 20 year contained AusLCI | EPD | 350 | kg | 20 | 44 | 1 | FALSE | 1 | FALSE | [6 empty] | 3060 | 60 | D4 | 0 | 0 | 0 | 0 | 0 | 0 | 0 | 0 | 0
| Civic Offices | Air source heat pump for cold and hot water to 4 pipe fan coils and AHUs (Services air source, large commercial (~150kW)) | 1701403 | 1000003060 | 5 | Services equipment | Refrigerant Gas R410 20 year contained AusLCI | EPD | 350 | kg | 20 | 44 | 1 | FALSE | 1 | FALSE | [6 empty] | 3060 | 60 | D5 | 0 | 0 | 0 | 0 | 0 | 0 | 0 | 0 | 0
| Civic Offices | Air source heat pump for cold and hot water to 4 pipe fan coils and AHUs (Services air source, large commercial (~150kW)) | 1701403 | 1000003060 | 5 | Services equipment | Refrigerant Gas R410 20 year contained AusLCI | EPD | 350 | kg | 20 | 44 | 1 | FALSE | 1 | FALSE | [6 empty] | 3060 | 1 | B1 | 0 | 0 | 0 | 0 | 0 | 0 | 0 | 0 | 0
| Civic Offices | Air source heat pump for cold and hot water to 4 pipe fan coils and AHUs (Services air source, large commercial (~150kW)) | 1701403 | 1000003060 | 5 | Services equipment | Refrigerant Gas R410 20 year contained AusLCI | EPD | 350 | kg | 20 | 44 | 1 | FALSE | 1 | FALSE | [6 empty] | 3060 | 1 | B2B3 | 0 | 0 | 0 | 0 | 0 | 0 | 0 | 0 | 0
| Civic Offices | Air source heat pump for cold and hot water to 4 pipe fan coils and AHUs (Services air source, large commercial (~150kW)) | 1701403 | 1000003060 | 5 | Services equipment | Refrigerant Gas R410 20 year contained AusLCI | EPD | 350 | kg | 20 | 44 | 1 | FALSE | 1 | FALSE | [6 empty] | 3060 | 1 | B6 | 0 | 0 | 0 | 0 | 0 | 0 | 0 | 0 | 0
| Civic Offices | Air source heat pump for cold and hot water to 4 pipe fan coils and AHUs (Services air source, large commercial (~150kW)) | 1701403 | 1000003060 | 5 | Services equipment | Refrigerant Gas R410 20 year contained AusLCI | EPD | 350 | kg | 20 | 44 | 1 | FALSE | 1 | FALSE | [6 empty] | 3060 | 1 | B6+ | 0 | 0 | 0 | 0 | 0 | 0 | 0 | 0 | 0
| Civic Offices | Air source heat pump for cold and hot water to 4 pipe fan coils and AHUs (Services air source, large commercial (~150kW)) | 1701403 | 1000003060 | 5 | Services equipment | Refrigerant Gas R410 20 year contained AusLCI | EPD | 350 | kg | 20 | 44 | 1 | FALSE | 1 | FALSE | [6 empty] | 3060 | 1 | B7 | 0 | 0 | 0 | 0 | 0 | 0 | 0 | 0 | 0
| Civic Offices | Air source heat pump for cold and hot water to 4 pipe fan coils and AHUs (Services air source, large commercial (~150kW)) | 1701403 | 1000003060 | 5 | Services equipment | Refrigerant Gas R410 20 year contained AusLCI | EPD | 350 | kg | 20 | 44 | 1 | FALSE | 1 | FALSE | [6 empty] | 3060 | 1 | D1 | 0 | 0 | 0 | 0 | 0 | 0 | 0 | 0 | 0
| Civic Offices | Air source heat pump for cold and hot water to 4 pipe fan coils and AHUs (Services air source, large commercial (~150kW)) | 1701403 | 1000003060 | 5 | Services equipment | Refrigerant Gas R410 20 year contained AusLCI | EPD | 350 | kg | 20 | 44 | 1 | FALSE | 1 | FALSE | [6 empty] | 3060 | 1 | B4B5 | 0 | 0 | 0 | 0 | 0 | 0 | 0 | 0 | 0
| Civic Offices | Air source heat pump for cold and hot water to 4 pipe fan coils and AHUs (Services air source, large commercial (~150kW)) | 1701403 | 1000003060 | 5 | Services equipment | Refrigerant Gas R410 20 year contained AusLCI | EPD | 350 | kg | 20 | 44 | 1 | FALSE | 1 | FALSE | [6 empty] | 3060 | 2 | B1 | 0 | 0 | 0 | 0 | 0 | 0 | 0 | 0 | 0
| Civic Offices | Air source heat pump for cold and hot water to 4 pipe fan coils and AHUs (Services air source, large commercial (~150kW)) | 1701403 | 1000003060 | 5 | Services equipment | Refrigerant Gas R410 20 year contained AusLCI | EPD | 350 | kg | 20 | 44 | 1 | FALSE | 1 | FALSE | [6 empty] | 3060 | 2 | B2B3 | 0 | 0 | 0 | 0 | 0 | 0 | 0 | 0 | 0
| Civic Offices | Air source heat pump for cold and hot water to 4 pipe fan coils and AHUs (Services air source, large commercial (~150kW)) | 1701403 | 1000003060 | 5 | Services equipment | Refrigerant Gas R410 20 year contained AusLCI | EPD | 350 | kg | 20 | 44 | 1 | FALSE | 1 | FALSE | [6 empty] | 3060 | 2 | B6 | 0 | 0 | 0 | 0 | 0 | 0 | 0 | 0 | 0
| Civic Offices | Air source heat pump for cold and hot water to 4 pipe fan coils and AHUs (Services air source, large commercial (~150kW)) | 1701403 | 1000003060 | 5 | Services equipment | Refrigerant Gas R410 20 year contained AusLCI | EPD | 350 | kg | 20 | 44 | 1 | FALSE | 1 | FALSE | [6 empty] | 3060 | 2 | B6+ | 0 | 0 | 0 | 0 | 0 | 0 | 0 | 0 | 0
| Civic Offices | Air source heat pump for cold and hot water to 4 pipe fan coils and AHUs (Services air source, large commercial (~150kW)) | 1701403 | 1000003060 | 5 | Services equipment | Refrigerant Gas R410 20 year contained AusLCI | EPD | 350 | kg | 20 | 44 | 1 | FALSE | 1 | FALSE | [6 empty] | 3060 | 2 | B7 | 0 | 0 | 0 | 0 | 0 | 0 | 0 | 0 | 0
| Civic Offices | Air source heat pump for cold and hot water to 4 pipe fan coils and AHUs (Services air source, large commercial (~150kW)) | 1701403 | 1000003060 | 5 | Services equipment | Refrigerant Gas R410 20 year contained AusLCI | EPD | 350 | kg | 20 | 44 | 1 | FALSE | 1 | FALSE | [6 empty] | 3060 | 2 | D1 | 0 | 0 | 0 | 0 | 0 | 0 | 0 | 0 | 0
| Civic Offices | Air source heat pump for cold and hot water to 4 pipe fan coils and AHUs (Services air source, large commercial (~150kW)) | 1701403 | 1000003060 | 5 | Services equipment | Refrigerant Gas R410 20 year contained AusLCI | EPD | 350 | kg | 20 | 44 | 1 | FALSE | 1 | FALSE | [6 empty] | 3060 | 2 | B4B5 | 0 | 0 | 0 | 0 | 0 | 0 | 0 | 0 | 0
| Civic Offices | Air source heat pump for cold and hot water to 4 pipe fan coils and AHUs (Services air source, large commercial (~150kW)) | 1701403 | 1000003060 | 5 | Services equipment | Refrigerant Gas R410 20 year contained AusLCI | EPD | 350 | kg | 20 | 44 | 1 | FALSE | 1 | FALSE | [6 empty] | 3060 | 3 | B1 | 0 | 0 | 0 | 0 | 0 | 0 | 0 | 0 | 0
| Civic Offices | Air source heat pump for cold and hot water to 4 pipe fan coils and AHUs (Services air source, large commercial (~150kW)) | 1701403 | 1000003060 | 5 | Services equipment | Refrigerant Gas R410 20 year contained AusLCI | EPD | 350 | kg | 20 | 44 | 1 | FALSE | 1 | FALSE | [6 empty] | 3060 | 3 | B2B3 | 0 | 0 | 0 | 0 | 0 | 0 | 0 | 0 | 0
| Civic Offices | Air source heat pump for cold and hot water to 4 pipe fan coils and AHUs (Services air source, large commercial (~150kW)) | 1701403 | 1000003060 | 5 | Services equipment | Refrigerant Gas R410 20 year contained AusLCI | EPD | 350 | kg | 20 | 44 | 1 | FALSE | 1 | FALSE | [6 empty] | 3060 | 3 | B6 | 0 | 0 | 0 | 0 | 0 | 0 | 0 | 0 | 0
| Civic Offices | Air source heat pump for cold and hot water to 4 pipe fan coils and AHUs (Services air source, large commercial (~150kW)) | 1701403 | 1000003060 | 5 | Services equipment | Refrigerant Gas R410 20 year contained AusLCI | EPD | 350 | kg | 20 | 44 | 1 | FALSE | 1 | FALSE | [6 empty] | 3060 | 3 | B6+ | 0 | 0 | 0 | 0 | 0 | 0 | 0 | 0 | 0
| Civic Offices | Air source heat pump for cold and hot water to 4 pipe fan coils and AHUs (Services air source, large commercial (~150kW)) | 1701403 | 1000003060 | 5 | Services equipment | Refrigerant Gas R410 20 year contained AusLCI | EPD | 350 | kg | 20 | 44 | 1 | FALSE | 1 | FALSE | [6 empty] | 3060 | 3 | B7 | 0 | 0 | 0 | 0 | 0 | 0 | 0 | 0 | 0
| Civic Offices | Air source heat pump for cold and hot water to 4 pipe fan coils and AHUs (Services air source, large commercial (~150kW)) | 1701403 | 1000003060 | 5 | Services equipment | Refrigerant Gas R410 20 year contained AusLCI | EPD | 350 | kg | 20 | 44 | 1 | FALSE | 1 | FALSE | [6 empty] | 3060 | 3 | D1 | 0 | 0 | 0 | 0 | 0 | 0 | 0 | 0 | 0
| Civic Offices | Air source heat pump for cold and hot water to 4 pipe fan coils and AHUs (Services air source, large commercial (~150kW)) | 1701403 | 1000003060 | 5 | Services equipment | Refrigerant Gas R410 20 year contained AusLCI | EPD | 350 | kg | 20 | 44 | 1 | FALSE | 1 | FALSE | [6 empty] | 3060 | 3 | B4B5 | 0 | 0 | 0 | 0 | 0 | 0 | 0 | 0 | 0
| Civic Offices | Air source heat pump for cold and hot water to 4 pipe fan coils and AHUs (Services air source, large commercial (~150kW)) | 1701403 | 1000003060 | 5 | Services equipment | Refrigerant Gas R410 20 year contained AusLCI | EPD | 350 | kg | 20 | 44 | 1 | FALSE | 1 | FALSE | [6 empty] | 3060 | 4 | B1 | 0 | 0 | 0 | 0 | 0 | 0 | 0 | 0 | 0
| Civic Offices | Air source heat pump for cold and hot water to 4 pipe fan coils and AHUs (Services air source, large commercial (~150kW)) | 1701403 | 1000003060 | 5 | Services equipment | Refrigerant Gas R410 20 year contained AusLCI | EPD | 350 | kg | 20 | 44 | 1 | FALSE | 1 | FALSE | [6 empty] | 3060 | 4 | B2B3 | 0 | 0 | 0 | 0 | 0 | 0 | 0 | 0 | 0
| Civic Offices | Air source heat pump for cold and hot water to 4 pipe fan coils and AHUs (Services air source, large commercial (~150kW)) | 1701403 | 1000003060 | 5 | Services equipment | Refrigerant Gas R410 20 year contained AusLCI | EPD | 350 | kg | 20 | 44 | 1 | FALSE | 1 | FALSE | [6 empty] | 3060 | 4 | B6 | 0 | 0 | 0 | 0 | 0 | 0 | 0 | 0 | 0
| Civic Offices | Air source heat pump for cold and hot water to 4 pipe fan coils and AHUs (Services air source, large commercial (~150kW)) | 1701403 | 1000003060 | 5 | Services equipment | Refrigerant Gas R410 20 year contained AusLCI | EPD | 350 | kg | 20 | 44 | 1 | FALSE | 1 | FALSE | [6 empty] | 3060 | 4 | B6+ | 0 | 0 | 0 | 0 | 0 | 0 | 0 | 0 | 0
| Civic Offices | Air source heat pump for cold and hot water to 4 pipe fan coils and AHUs (Services air source, large commercial (~150kW)) | 1701403 | 1000003060 | 5 | Services equipment | Refrigerant Gas R410 20 year contained AusLCI | EPD | 350 | kg | 20 | 44 | 1 | FALSE | 1 | FALSE | [6 empty] | 3060 | 4 | B7 | 0 | 0 | 0 | 0 | 0 | 0 | 0 | 0 | 0
| Civic Offices | Air source heat pump for cold and hot water to 4 pipe fan coils and AHUs (Services air source, large commercial (~150kW)) | 1701403 | 1000003060 | 5 | Services equipment | Refrigerant Gas R410 20 year contained AusLCI | EPD | 350 | kg | 20 | 44 | 1 | FALSE | 1 | FALSE | [6 empty] | 3060 | 4 | D1 | 0 | 0 | 0 | 0 | 0 | 0 | 0 | 0 | 0
| Civic Offices | Air source heat pump for cold and hot water to 4 pipe fan coils and AHUs (Services air source, large commercial (~150kW)) | 1701403 | 1000003060 | 5 | Services equipment | Refrigerant Gas R410 20 year contained AusLCI | EPD | 350 | kg | 20 | 44 | 1 | FALSE | 1 | FALSE | [6 empty] | 3060 | 4 | B4B5 | 0 | 0 | 0 | 0 | 0 | 0 | 0 | 0 | 0
| Civic Offices | Air source heat pump for cold and hot water to 4 pipe fan coils and AHUs (Services air source, large commercial (~150kW)) | 1701403 | 1000003060 | 5 | Services equipment | Refrigerant Gas R410 20 year contained AusLCI | EPD | 350 | kg | 20 | 44 | 1 | FALSE | 1 | FALSE | [6 empty] | 3060 | 5 | B1 | 0 | 0 | 0 | 0 | 0 | 0 | 0 | 0 | 0
| Civic Offices | Air source heat pump for cold and hot water to 4 pipe fan coils and AHUs (Services air source, large commercial (~150kW)) | 1701403 | 1000003060 | 5 | Services equipment | Refrigerant Gas R410 20 year contained AusLCI | EPD | 350 | kg | 20 | 44 | 1 | FALSE | 1 | FALSE | [6 empty] | 3060 | 5 | B2B3 | 0 | 0 | 0 | 0 | 0 | 0 | 0 | 0 | 0
| Civic Offices | Air source heat pump for cold and hot water to 4 pipe fan coils and AHUs (Services air source, large commercial (~150kW)) | 1701403 | 1000003060 | 5 | Services equipment | Refrigerant Gas R410 20 year contained AusLCI | EPD | 350 | kg | 20 | 44 | 1 | FALSE | 1 | FALSE | [6 empty] | 3060 | 5 | B6 | 0 | 0 | 0 | 0 | 0 | 0 | 0 | 0 | 0
| Civic Offices | Air source heat pump for cold and hot water to 4 pipe fan coils and AHUs (Services air source, large commercial (~150kW)) | 1701403 | 1000003060 | 5 | Services equipment | Refrigerant Gas R410 20 year contained AusLCI | EPD | 350 | kg | 20 | 44 | 1 | FALSE | 1 | FALSE | [6 empty] | 3060 | 5 | B6+ | 0 | 0 | 0 | 0 | 0 | 0 | 0 | 0 | 0
| Civic Offices | Air source heat pump for cold and hot water to 4 pipe fan coils and AHUs (Services air source, large commercial (~150kW)) | 1701403 | 1000003060 | 5 | Services equipment | Refrigerant Gas R410 20 year contained AusLCI | EPD | 350 | kg | 20 | 44 | 1 | FALSE | 1 | FALSE | [6 empty] | 3060 | 5 | B7 | 0 | 0 | 0 | 0 | 0 | 0 | 0 | 0 | 0
| Civic Offices | Air source heat pump for cold and hot water to 4 pipe fan coils and AHUs (Services air source, large commercial (~150kW)) | 1701403 | 1000003060 | 5 | Services equipment | Refrigerant Gas R410 20 year contained AusLCI | EPD | 350 | kg | 20 | 44 | 1 | FALSE | 1 | FALSE | [6 empty] | 3060 | 5 | D1 | 0 | 0 | 0 | 0 | 0 | 0 | 0 | 0 | 0
| Civic Offices | Air source heat pump for cold and hot water to 4 pipe fan coils and AHUs (Services air source, large commercial (~150kW)) | 1701403 | 1000003060 | 5 | Services equipment | Refrigerant Gas R410 20 year contained AusLCI | EPD | 350 | kg | 20 | 44 | 1 | FALSE | 1 | FALSE | [6 empty] | 3060 | 5 | B4B5 | 0 | 0 | 0 | 0 | 0 | 0 | 0 | 0 | 0
| Civic Offices | Air source heat pump for cold and hot water to 4 pipe fan coils and AHUs (Services air source, large commercial (~150kW)) | 1701403 | 1000003060 | 5 | Services equipment | Refrigerant Gas R410 20 year contained AusLCI | EPD | 350 | kg | 20 | 44 | 1 | FALSE | 1 | FALSE | [6 empty] | 3060 | 6 | B1 | 0 | 0 | 0 | 0 | 0 | 0 | 0 | 0 | 0
| Civic Offices | Air source heat pump for cold and hot water to 4 pipe fan coils and AHUs (Services air source, large commercial (~150kW)) | 1701403 | 1000003060 | 5 | Services equipment | Refrigerant Gas R410 20 year contained AusLCI | EPD | 350 | kg | 20 | 44 | 1 | FALSE | 1 | FALSE | [6 empty] | 3060 | 6 | B2B3 | 0 | 0 | 0 | 0 | 0 | 0 | 0 | 0 | 0
| Civic Offices | Air source heat pump for cold and hot water to 4 pipe fan coils and AHUs (Services air source, large commercial (~150kW)) | 1701403 | 1000003060 | 5 | Services equipment | Refrigerant Gas R410 20 year contained AusLCI | EPD | 350 | kg | 20 | 44 | 1 | FALSE | 1 | FALSE | [6 empty] | 3060 | 6 | B6 | 0 | 0 | 0 | 0 | 0 | 0 | 0 | 0 | 0
| Civic Offices | Air source heat pump for cold and hot water to 4 pipe fan coils and AHUs (Services air source, large commercial (~150kW)) | 1701403 | 1000003060 | 5 | Services equipment | Refrigerant Gas R410 20 year contained AusLCI | EPD | 350 | kg | 20 | 44 | 1 | FALSE | 1 | FALSE | [6 empty] | 3060 | 6 | B6+ | 0 | 0 | 0 | 0 | 0 | 0 | 0 | 0 | 0
| Civic Offices | Air source heat pump for cold and hot water to 4 pipe fan coils and AHUs (Services air source, large commercial (~150kW)) | 1701403 | 1000003060 | 5 | Services equipment | Refrigerant Gas R410 20 year contained AusLCI | EPD | 350 | kg | 20 | 44 | 1 | FALSE | 1 | FALSE | [6 empty] | 3060 | 6 | B7 | 0 | 0 | 0 | 0 | 0 | 0 | 0 | 0 | 0
| Civic Offices | Air source heat pump for cold and hot water to 4 pipe fan coils and AHUs (Services air source, large commercial (~150kW)) | 1701403 | 1000003060 | 5 | Services equipment | Refrigerant Gas R410 20 year contained AusLCI | EPD | 350 | kg | 20 | 44 | 1 | FALSE | 1 | FALSE | [6 empty] | 3060 | 6 | D1 | 0 | 0 | 0 | 0 | 0 | 0 | 0 | 0 | 0
| Civic Offices | Air source heat pump for cold and hot water to 4 pipe fan coils and AHUs (Services air source, large commercial (~150kW)) | 1701403 | 1000003060 | 5 | Services equipment | Refrigerant Gas R410 20 year contained AusLCI | EPD | 350 | kg | 20 | 44 | 1 | FALSE | 1 | FALSE | [6 empty] | 3060 | 6 | B4B5 | 0 | 0 | 0 | 0 | 0 | 0 | 0 | 0 | 0
| Civic Offices | Air source heat pump for cold and hot water to 4 pipe fan coils and AHUs (Services air source, large commercial (~150kW)) | 1701403 | 1000003060 | 5 | Services equipment | Refrigerant Gas R410 20 year contained AusLCI | EPD | 350 | kg | 20 | 44 | 1 | FALSE | 1 | FALSE | [6 empty] | 3060 | 7 | B1 | 0 | 0 | 0 | 0 | 0 | 0 | 0 | 0 | 0
| Civic Offices | Air source heat pump for cold and hot water to 4 pipe fan coils and AHUs (Services air source, large commercial (~150kW)) | 1701403 | 1000003060 | 5 | Services equipment | Refrigerant Gas R410 20 year contained AusLCI | EPD | 350 | kg | 20 | 44 | 1 | FALSE | 1 | FALSE | [6 empty] | 3060 | 7 | B2B3 | 0 | 0 | 0 | 0 | 0 | 0 | 0 | 0 | 0
| Civic Offices | Air source heat pump for cold and hot water to 4 pipe fan coils and AHUs (Services air source, large commercial (~150kW)) | 1701403 | 1000003060 | 5 | Services equipment | Refrigerant Gas R410 20 year contained AusLCI | EPD | 350 | kg | 20 | 44 | 1 | FALSE | 1 | FALSE | [6 empty] | 3060 | 7 | B6 | 0 | 0 | 0 | 0 | 0 | 0 | 0 | 0 | 0
| Civic Offices | Air source heat pump for cold and hot water to 4 pipe fan coils and AHUs (Services air source, large commercial (~150kW)) | 1701403 | 1000003060 | 5 | Services equipment | Refrigerant Gas R410 20 year contained AusLCI | EPD | 350 | kg | 20 | 44 | 1 | FALSE | 1 | FALSE | [6 empty] | 3060 | 7 | B6+ | 0 | 0 | 0 | 0 | 0 | 0 | 0 | 0 | 0
| Civic Offices | Air source heat pump for cold and hot water to 4 pipe fan coils and AHUs (Services air source, large commercial (~150kW)) | 1701403 | 1000003060 | 5 | Services equipment | Refrigerant Gas R410 20 year contained AusLCI | EPD | 350 | kg | 20 | 44 | 1 | FALSE | 1 | FALSE | [6 empty] | 3060 | 7 | B7 | 0 | 0 | 0 | 0 | 0 | 0 | 0 | 0 | 0
| Civic Offices | Air source heat pump for cold and hot water to 4 pipe fan coils and AHUs (Services air source, large commercial (~150kW)) | 1701403 | 1000003060 | 5 | Services equipment | Refrigerant Gas R410 20 year contained AusLCI | EPD | 350 | kg | 20 | 44 | 1 | FALSE | 1 | FALSE | [6 empty] | 3060 | 7 | D1 | 0 | 0 | 0 | 0 | 0 | 0 | 0 | 0 | 0
| Civic Offices | Air source heat pump for cold and hot water to 4 pipe fan coils and AHUs (Services air source, large commercial (~150kW)) | 1701403 | 1000003060 | 5 | Services equipment | Refrigerant Gas R410 20 year contained AusLCI | EPD | 350 | kg | 20 | 44 | 1 | FALSE | 1 | FALSE | [6 empty] | 3060 | 7 | B4B5 | 0 | 0 | 0 | 0 | 0 | 0 | 0 | 0 | 0
| Civic Offices | Air source heat pump for cold and hot water to 4 pipe fan coils and AHUs (Services air source, large commercial (~150kW)) | 1701403 | 1000003060 | 5 | Services equipment | Refrigerant Gas R410 20 year contained AusLCI | EPD | 350 | kg | 20 | 44 | 1 | FALSE | 1 | FALSE | [6 empty] | 3060 | 8 | B1 | 0 | 0 | 0 | 0 | 0 | 0 | 0 | 0 | 0
| Civic Offices | Air source heat pump for cold and hot water to 4 pipe fan coils and AHUs (Services air source, large commercial (~150kW)) | 1701403 | 1000003060 | 5 | Services equipment | Refrigerant Gas R410 20 year contained AusLCI | EPD | 350 | kg | 20 | 44 | 1 | FALSE | 1 | FALSE | [6 empty] | 3060 | 8 | B2B3 | 0 | 0 | 0 | 0 | 0 | 0 | 0 | 0 | 0
| Civic Offices | Air source heat pump for cold and hot water to 4 pipe fan coils and AHUs (Services air source, large commercial (~150kW)) | 1701403 | 1000003060 | 5 | Services equipment | Refrigerant Gas R410 20 year contained AusLCI | EPD | 350 | kg | 20 | 44 | 1 | FALSE | 1 | FALSE | [6 empty] | 3060 | 8 | B6 | 0 | 0 | 0 | 0 | 0 | 0 | 0 | 0 | 0
| Civic Offices | Air source heat pump for cold and hot water to 4 pipe fan coils and AHUs (Services air source, large commercial (~150kW)) | 1701403 | 1000003060 | 5 | Services equipment | Refrigerant Gas R410 20 year contained AusLCI | EPD | 350 | kg | 20 | 44 | 1 | FALSE | 1 | FALSE | [6 empty] | 3060 | 8 | B6+ | 0 | 0 | 0 | 0 | 0 | 0 | 0 | 0 | 0
| Civic Offices | Air source heat pump for cold and hot water to 4 pipe fan coils and AHUs (Services air source, large commercial (~150kW)) | 1701403 | 1000003060 | 5 | Services equipment | Refrigerant Gas R410 20 year contained AusLCI | EPD | 350 | kg | 20 | 44 | 1 | FALSE | 1 | FALSE | [6 empty] | 3060 | 8 | B7 | 0 | 0 | 0 | 0 | 0 | 0 | 0 | 0 | 0
| Civic Offices | Air source heat pump for cold and hot water to 4 pipe fan coils and AHUs (Services air source, large commercial (~150kW)) | 1701403 | 1000003060 | 5 | Services equipment | Refrigerant Gas R410 20 year contained AusLCI | EPD | 350 | kg | 20 | 44 | 1 | FALSE | 1 | FALSE | [6 empty] | 3060 | 8 | D1 | 0 | 0 | 0 | 0 | 0 | 0 | 0 | 0 | 0
| Civic Offices | Air source heat pump for cold and hot water to 4 pipe fan coils and AHUs (Services air source, large commercial (~150kW)) | 1701403 | 1000003060 | 5 | Services equipment | Refrigerant Gas R410 20 year contained AusLCI | EPD | 350 | kg | 20 | 44 | 1 | FALSE | 1 | FALSE | [6 empty] | 3060 | 8 | B4B5 | 0 | 0 | 0 | 0 | 0 | 0 | 0 | 0 | 0
| Civic Offices | Air source heat pump for cold and hot water to 4 pipe fan coils and AHUs (Services air source, large commercial (~150kW)) | 1701403 | 1000003060 | 5 | Services equipment | Refrigerant Gas R410 20 year contained AusLCI | EPD | 350 | kg | 20 | 44 | 1 | FALSE | 1 | FALSE | [6 empty] | 3060 | 9 | B1 | 0 | 0 | 0 | 0 | 0 | 0 | 0 | 0 | 0
| Civic Offices | Air source heat pump for cold and hot water to 4 pipe fan coils and AHUs (Services air source, large commercial (~150kW)) | 1701403 | 1000003060 | 5 | Services equipment | Refrigerant Gas R410 20 year contained AusLCI | EPD | 350 | kg | 20 | 44 | 1 | FALSE | 1 | FALSE | [6 empty] | 3060 | 9 | B2B3 | 0 | 0 | 0 | 0 | 0 | 0 | 0 | 0 | 0
| Civic Offices | Air source heat pump for cold and hot water to 4 pipe fan coils and AHUs (Services air source, large commercial (~150kW)) | 1701403 | 1000003060 | 5 | Services equipment | Refrigerant Gas R410 20 year contained AusLCI | EPD | 350 | kg | 20 | 44 | 1 | FALSE | 1 | FALSE | [6 empty] | 3060 | 9 | B6 | 0 | 0 | 0 | 0 | 0 | 0 | 0 | 0 | 0
| Civic Offices | Air source heat pump for cold and hot water to 4 pipe fan coils and AHUs (Services air source, large commercial (~150kW)) | 1701403 | 1000003060 | 5 | Services equipment | Refrigerant Gas R410 20 year contained AusLCI | EPD | 350 | kg | 20 | 44 | 1 | FALSE | 1 | FALSE | [6 empty] | 3060 | 9 | B6+ | 0 | 0 | 0 | 0 | 0 | 0 | 0 | 0 | 0
| Civic Offices | Air source heat pump for cold and hot water to 4 pipe fan coils and AHUs (Services air source, large commercial (~150kW)) | 1701403 | 1000003060 | 5 | Services equipment | Refrigerant Gas R410 20 year contained AusLCI | EPD | 350 | kg | 20 | 44 | 1 | FALSE | 1 | FALSE | [6 empty] | 3060 | 9 | B7 | 0 | 0 | 0 | 0 | 0 | 0 | 0 | 0 | 0
| Civic Offices | Air source heat pump for cold and hot water to 4 pipe fan coils and AHUs (Services air source, large commercial (~150kW)) | 1701403 | 1000003060 | 5 | Services equipment | Refrigerant Gas R410 20 year contained AusLCI | EPD | 350 | kg | 20 | 44 | 1 | FALSE | 1 | FALSE | [6 empty] | 3060 | 9 | D1 | 0 | 0 | 0 | 0 | 0 | 0 | 0 | 0 | 0
| Civic Offices | Air source heat pump for cold and hot water to 4 pipe fan coils and AHUs (Services air source, large commercial (~150kW)) | 1701403 | 1000003060 | 5 | Services equipment | Refrigerant Gas R410 20 year contained AusLCI | EPD | 350 | kg | 20 | 44 | 1 | FALSE | 1 | FALSE | [6 empty] | 3060 | 9 | B4B5 | 0 | 0 | 0 | 0 | 0 | 0 | 0 | 0 | 0
| Civic Offices | Air source heat pump for cold and hot water to 4 pipe fan coils and AHUs (Services air source, large commercial (~150kW)) | 1701403 | 1000003060 | 5 | Services equipment | Refrigerant Gas R410 20 year contained AusLCI | EPD | 350 | kg | 20 | 44 | 1 | FALSE | 1 | FALSE | [6 empty] | 3060 | 10 | B1 | 0 | 0 | 0 | 0 | 0 | 0 | 0 | 0 | 0
| Civic Offices | Air source heat pump for cold and hot water to 4 pipe fan coils and AHUs (Services air source, large commercial (~150kW)) | 1701403 | 1000003060 | 5 | Services equipment | Refrigerant Gas R410 20 year contained AusLCI | EPD | 350 | kg | 20 | 44 | 1 | FALSE | 1 | FALSE | [6 empty] | 3060 | 10 | B2B3 | 0 | 0 | 0 | 0 | 0 | 0 | 0 | 0 | 0
| Civic Offices | Air source heat pump for cold and hot water to 4 pipe fan coils and AHUs (Services air source, large commercial (~150kW)) | 1701403 | 1000003060 | 5 | Services equipment | Refrigerant Gas R410 20 year contained AusLCI | EPD | 350 | kg | 20 | 44 | 1 | FALSE | 1 | FALSE | [6 empty] | 3060 | 10 | B6 | 0 | 0 | 0 | 0 | 0 | 0 | 0 | 0 | 0
| Civic Offices | Air source heat pump for cold and hot water to 4 pipe fan coils and AHUs (Services air source, large commercial (~150kW)) | 1701403 | 1000003060 | 5 | Services equipment | Refrigerant Gas R410 20 year contained AusLCI | EPD | 350 | kg | 20 | 44 | 1 | FALSE | 1 | FALSE | [6 empty] | 3060 | 10 | B6+ | 0 | 0 | 0 | 0 | 0 | 0 | 0 | 0 | 0
| Civic Offices | Air source heat pump for cold and hot water to 4 pipe fan coils and AHUs (Services air source, large commercial (~150kW)) | 1701403 | 1000003060 | 5 | Services equipment | Refrigerant Gas R410 20 year contained AusLCI | EPD | 350 | kg | 20 | 44 | 1 | FALSE | 1 | FALSE | [6 empty] | 3060 | 10 | B7 | 0 | 0 | 0 | 0 | 0 | 0 | 0 | 0 | 0
| Civic Offices | Air source heat pump for cold and hot water to 4 pipe fan coils and AHUs (Services air source, large commercial (~150kW)) | 1701403 | 1000003060 | 5 | Services equipment | Refrigerant Gas R410 20 year contained AusLCI | EPD | 350 | kg | 20 | 44 | 1 | FALSE | 1 | FALSE | [6 empty] | 3060 | 10 | D1 | 0 | 0 | 0 | 0 | 0 | 0 | 0 | 0 | 0
| Civic Offices | Air source heat pump for cold and hot water to 4 pipe fan coils and AHUs (Services air source, large commercial (~150kW)) | 1701403 | 1000003060 | 5 | Services equipment | Refrigerant Gas R410 20 year contained AusLCI | EPD | 350 | kg | 20 | 44 | 1 | FALSE | 1 | FALSE | [6 empty] | 3060 | 10 | B4B5 | 0 | 0 | 0 | 0 | 0 | 0 | 0 | 0 | 0
| Civic Offices | Air source heat pump for cold and hot water to 4 pipe fan coils and AHUs (Services air source, large commercial (~150kW)) | 1701403 | 1000003060 | 5 | Services equipment | Refrigerant Gas R410 20 year contained AusLCI | EPD | 350 | kg | 20 | 44 | 1 | FALSE | 1 | FALSE | [6 empty] | 3060 | 11 | B1 | 0 | 0 | 0 | 0 | 0 | 0 | 0 | 0 | 0
| Civic Offices | Air source heat pump for cold and hot water to 4 pipe fan coils and AHUs (Services air source, large commercial (~150kW)) | 1701403 | 1000003060 | 5 | Services equipment | Refrigerant Gas R410 20 year contained AusLCI | EPD | 350 | kg | 20 | 44 | 1 | FALSE | 1 | FALSE | [6 empty] | 3060 | 11 | B2B3 | 0 | 0 | 0 | 0 | 0 | 0 | 0 | 0 | 0
| Civic Offices | Air source heat pump for cold and hot water to 4 pipe fan coils and AHUs (Services air source, large commercial (~150kW)) | 1701403 | 1000003060 | 5 | Services equipment | Refrigerant Gas R410 20 year contained AusLCI | EPD | 350 | kg | 20 | 44 | 1 | FALSE | 1 | FALSE | [6 empty] | 3060 | 11 | B6 | 0 | 0 | 0 | 0 | 0 | 0 | 0 | 0 | 0
| Civic Offices | Air source heat pump for cold and hot water to 4 pipe fan coils and AHUs (Services air source, large commercial (~150kW)) | 1701403 | 1000003060 | 5 | Services equipment | Refrigerant Gas R410 20 year contained AusLCI | EPD | 350 | kg | 20 | 44 | 1 | FALSE | 1 | FALSE | [6 empty] | 3060 | 11 | B6+ | 0 | 0 | 0 | 0 | 0 | 0 | 0 | 0 | 0
| Civic Offices | Air source heat pump for cold and hot water to 4 pipe fan coils and AHUs (Services air source, large commercial (~150kW)) | 1701403 | 1000003060 | 5 | Services equipment | Refrigerant Gas R410 20 year contained AusLCI | EPD | 350 | kg | 20 | 44 | 1 | FALSE | 1 | FALSE | [6 empty] | 3060 | 11 | B7 | 0 | 0 | 0 | 0 | 0 | 0 | 0 | 0 | 0
| Civic Offices | Air source heat pump for cold and hot water to 4 pipe fan coils and AHUs (Services air source, large commercial (~150kW)) | 1701403 | 1000003060 | 5 | Services equipment | Refrigerant Gas R410 20 year contained AusLCI | EPD | 350 | kg | 20 | 44 | 1 | FALSE | 1 | FALSE | [6 empty] | 3060 | 11 | D1 | 0 | 0 | 0 | 0 | 0 | 0 | 0 | 0 | 0
| Civic Offices | Air source heat pump for cold and hot water to 4 pipe fan coils and AHUs (Services air source, large commercial (~150kW)) | 1701403 | 1000003060 | 5 | Services equipment | Refrigerant Gas R410 20 year contained AusLCI | EPD | 350 | kg | 20 | 44 | 1 | FALSE | 1 | FALSE | [6 empty] | 3060 | 11 | B4B5 | 0 | 0 | 0 | 0 | 0 | 0 | 0 | 0 | 0
| Civic Offices | Air source heat pump for cold and hot water to 4 pipe fan coils and AHUs (Services air source, large commercial (~150kW)) | 1701403 | 1000003060 | 5 | Services equipment | Refrigerant Gas R410 20 year contained AusLCI | EPD | 350 | kg | 20 | 44 | 1 | FALSE | 1 | FALSE | [6 empty] | 3060 | 12 | B1 | 0 | 0 | 0 | 0 | 0 | 0 | 0 | 0 | 0
| Civic Offices | Air source heat pump for cold and hot water to 4 pipe fan coils and AHUs (Services air source, large commercial (~150kW)) | 1701403 | 1000003060 | 5 | Services equipment | Refrigerant Gas R410 20 year contained AusLCI | EPD | 350 | kg | 20 | 44 | 1 | FALSE | 1 | FALSE | [6 empty] | 3060 | 12 | B2B3 | 0 | 0 | 0 | 0 | 0 | 0 | 0 | 0 | 0
| Civic Offices | Air source heat pump for cold and hot water to 4 pipe fan coils and AHUs (Services air source, large commercial (~150kW)) | 1701403 | 1000003060 | 5 | Services equipment | Refrigerant Gas R410 20 year contained AusLCI | EPD | 350 | kg | 20 | 44 | 1 | FALSE | 1 | FALSE | [6 empty] | 3060 | 12 | B6 | 0 | 0 | 0 | 0 | 0 | 0 | 0 | 0 | 0
| Civic Offices | Air source heat pump for cold and hot water to 4 pipe fan coils and AHUs (Services air source, large commercial (~150kW)) | 1701403 | 1000003060 | 5 | Services equipment | Refrigerant Gas R410 20 year contained AusLCI | EPD | 350 | kg | 20 | 44 | 1 | FALSE | 1 | FALSE | [6 empty] | 3060 | 12 | B6+ | 0 | 0 | 0 | 0 | 0 | 0 | 0 | 0 | 0
| Civic Offices | Air source heat pump for cold and hot water to 4 pipe fan coils and AHUs (Services air source, large commercial (~150kW)) | 1701403 | 1000003060 | 5 | Services equipment | Refrigerant Gas R410 20 year contained AusLCI | EPD | 350 | kg | 20 | 44 | 1 | FALSE | 1 | FALSE | [6 empty] | 3060 | 12 | B7 | 0 | 0 | 0 | 0 | 0 | 0 | 0 | 0 | 0
| Civic Offices | Air source heat pump for cold and hot water to 4 pipe fan coils and AHUs (Services air source, large commercial (~150kW)) | 1701403 | 1000003060 | 5 | Services equipment | Refrigerant Gas R410 20 year contained AusLCI | EPD | 350 | kg | 20 | 44 | 1 | FALSE | 1 | FALSE | [6 empty] | 3060 | 12 | D1 | 0 | 0 | 0 | 0 | 0 | 0 | 0 | 0 | 0
| Civic Offices | Air source heat pump for cold and hot water to 4 pipe fan coils and AHUs (Services air source, large commercial (~150kW)) | 1701403 | 1000003060 | 5 | Services equipment | Refrigerant Gas R410 20 year contained AusLCI | EPD | 350 | kg | 20 | 44 | 1 | FALSE | 1 | FALSE | [6 empty] | 3060 | 12 | B4B5 | 0 | 0 | 0 | 0 | 0 | 0 | 0 | 0 | 0
| Civic Offices | Air source heat pump for cold and hot water to 4 pipe fan coils and AHUs (Services air source, large commercial (~150kW)) | 1701403 | 1000003060 | 5 | Services equipment | Refrigerant Gas R410 20 year contained AusLCI | EPD | 350 | kg | 20 | 44 | 1 | FALSE | 1 | FALSE | [6 empty] | 3060 | 13 | B1 | 0 | 0 | 0 | 0 | 0 | 0 | 0 | 0 | 0
| Civic Offices | Air source heat pump for cold and hot water to 4 pipe fan coils and AHUs (Services air source, large commercial (~150kW)) | 1701403 | 1000003060 | 5 | Services equipment | Refrigerant Gas R410 20 year contained AusLCI | EPD | 350 | kg | 20 | 44 | 1 | FALSE | 1 | FALSE | [6 empty] | 3060 | 13 | B2B3 | 0 | 0 | 0 | 0 | 0 | 0 | 0 | 0 | 0
| Civic Offices | Air source heat pump for cold and hot water to 4 pipe fan coils and AHUs (Services air source, large commercial (~150kW)) | 1701403 | 1000003060 | 5 | Services equipment | Refrigerant Gas R410 20 year contained AusLCI | EPD | 350 | kg | 20 | 44 | 1 | FALSE | 1 | FALSE | [6 empty] | 3060 | 13 | B6 | 0 | 0 | 0 | 0 | 0 | 0 | 0 | 0 | 0
| Civic Offices | Air source heat pump for cold and hot water to 4 pipe fan coils and AHUs (Services air source, large commercial (~150kW)) | 1701403 | 1000003060 | 5 | Services equipment | Refrigerant Gas R410 20 year contained AusLCI | EPD | 350 | kg | 20 | 44 | 1 | FALSE | 1 | FALSE | [6 empty] | 3060 | 13 | B6+ | 0 | 0 | 0 | 0 | 0 | 0 | 0 | 0 | 0
| Civic Offices | Air source heat pump for cold and hot water to 4 pipe fan coils and AHUs (Services air source, large commercial (~150kW)) | 1701403 | 1000003060 | 5 | Services equipment | Refrigerant Gas R410 20 year contained AusLCI | EPD | 350 | kg | 20 | 44 | 1 | FALSE | 1 | FALSE | [6 empty] | 3060 | 13 | B7 | 0 | 0 | 0 | 0 | 0 | 0 | 0 | 0 | 0
| Civic Offices | Air source heat pump for cold and hot water to 4 pipe fan coils and AHUs (Services air source, large commercial (~150kW)) | 1701403 | 1000003060 | 5 | Services equipment | Refrigerant Gas R410 20 year contained AusLCI | EPD | 350 | kg | 20 | 44 | 1 | FALSE | 1 | FALSE | [6 empty] | 3060 | 13 | D1 | 0 | 0 | 0 | 0 | 0 | 0 | 0 | 0 | 0
| Civic Offices | Air source heat pump for cold and hot water to 4 pipe fan coils and AHUs (Services air source, large commercial (~150kW)) | 1701403 | 1000003060 | 5 | Services equipment | Refrigerant Gas R410 20 year contained AusLCI | EPD | 350 | kg | 20 | 44 | 1 | FALSE | 1 | FALSE | [6 empty] | 3060 | 13 | B4B5 | 0 | 0 | 0 | 0 | 0 | 0 | 0 | 0 | 0
| Civic Offices | Air source heat pump for cold and hot water to 4 pipe fan coils and AHUs (Services air source, large commercial (~150kW)) | 1701403 | 1000003060 | 5 | Services equipment | Refrigerant Gas R410 20 year contained AusLCI | EPD | 350 | kg | 20 | 44 | 1 | FALSE | 1 | FALSE | [6 empty] | 3060 | 14 | B1 | 0 | 0 | 0 | 0 | 0 | 0 | 0 | 0 | 0
| Civic Offices | Air source heat pump for cold and hot water to 4 pipe fan coils and AHUs (Services air source, large commercial (~150kW)) | 1701403 | 1000003060 | 5 | Services equipment | Refrigerant Gas R410 20 year contained AusLCI | EPD | 350 | kg | 20 | 44 | 1 | FALSE | 1 | FALSE | [6 empty] | 3060 | 14 | B2B3 | 0 | 0 | 0 | 0 | 0 | 0 | 0 | 0 | 0
| Civic Offices | Air source heat pump for cold and hot water to 4 pipe fan coils and AHUs (Services air source, large commercial (~150kW)) | 1701403 | 1000003060 | 5 | Services equipment | Refrigerant Gas R410 20 year contained AusLCI | EPD | 350 | kg | 20 | 44 | 1 | FALSE | 1 | FALSE | [6 empty] | 3060 | 14 | B6 | 0 | 0 | 0 | 0 | 0 | 0 | 0 | 0 | 0
| Civic Offices | Air source heat pump for cold and hot water to 4 pipe fan coils and AHUs (Services air source, large commercial (~150kW)) | 1701403 | 1000003060 | 5 | Services equipment | Refrigerant Gas R410 20 year contained AusLCI | EPD | 350 | kg | 20 | 44 | 1 | FALSE | 1 | FALSE | [6 empty] | 3060 | 14 | B6+ | 0 | 0 | 0 | 0 | 0 | 0 | 0 | 0 | 0
| Civic Offices | Air source heat pump for cold and hot water to 4 pipe fan coils and AHUs (Services air source, large commercial (~150kW)) | 1701403 | 1000003060 | 5 | Services equipment | Refrigerant Gas R410 20 year contained AusLCI | EPD | 350 | kg | 20 | 44 | 1 | FALSE | 1 | FALSE | [6 empty] | 3060 | 14 | B7 | 0 | 0 | 0 | 0 | 0 | 0 | 0 | 0 | 0
| Civic Offices | Air source heat pump for cold and hot water to 4 pipe fan coils and AHUs (Services air source, large commercial (~150kW)) | 1701403 | 1000003060 | 5 | Services equipment | Refrigerant Gas R410 20 year contained AusLCI | EPD | 350 | kg | 20 | 44 | 1 | FALSE | 1 | FALSE | [6 empty] | 3060 | 14 | D1 | 0 | 0 | 0 | 0 | 0 | 0 | 0 | 0 | 0
| Civic Offices | Air source heat pump for cold and hot water to 4 pipe fan coils and AHUs (Services air source, large commercial (~150kW)) | 1701403 | 1000003060 | 5 | Services equipment | Refrigerant Gas R410 20 year contained AusLCI | EPD | 350 | kg | 20 | 44 | 1 | FALSE | 1 | FALSE | [6 empty] | 3060 | 14 | B4B5 | 0 | 0 | 0 | 0 | 0 | 0 | 0 | 0 | 0
| Civic Offices | Air source heat pump for cold and hot water to 4 pipe fan coils and AHUs (Services air source, large commercial (~150kW)) | 1701403 | 1000003060 | 5 | Services equipment | Refrigerant Gas R410 20 year contained AusLCI | EPD | 350 | kg | 20 | 44 | 1 | FALSE | 1 | FALSE | [6 empty] | 3060 | 15 | B1 | 0 | 0 | 0 | 0 | 0 | 0 | 0 | 0 | 0
| Civic Offices | Air source heat pump for cold and hot water to 4 pipe fan coils and AHUs (Services air source, large commercial (~150kW)) | 1701403 | 1000003060 | 5 | Services equipment | Refrigerant Gas R410 20 year contained AusLCI | EPD | 350 | kg | 20 | 44 | 1 | FALSE | 1 | FALSE | [6 empty] | 3060 | 15 | B2B3 | 0 | 0 | 0 | 0 | 0 | 0 | 0 | 0 | 0
| Civic Offices | Air source heat pump for cold and hot water to 4 pipe fan coils and AHUs (Services air source, large commercial (~150kW)) | 1701403 | 1000003060 | 5 | Services equipment | Refrigerant Gas R410 20 year contained AusLCI | EPD | 350 | kg | 20 | 44 | 1 | FALSE | 1 | FALSE | [6 empty] | 3060 | 15 | B6 | 0 | 0 | 0 | 0 | 0 | 0 | 0 | 0 | 0
| Civic Offices | Air source heat pump for cold and hot water to 4 pipe fan coils and AHUs (Services air source, large commercial (~150kW)) | 1701403 | 1000003060 | 5 | Services equipment | Refrigerant Gas R410 20 year contained AusLCI | EPD | 350 | kg | 20 | 44 | 1 | FALSE | 1 | FALSE | [6 empty] | 3060 | 15 | B6+ | 0 | 0 | 0 | 0 | 0 | 0 | 0 | 0 | 0
| Civic Offices | Air source heat pump for cold and hot water to 4 pipe fan coils and AHUs (Services air source, large commercial (~150kW)) | 1701403 | 1000003060 | 5 | Services equipment | Refrigerant Gas R410 20 year contained AusLCI | EPD | 350 | kg | 20 | 44 | 1 | FALSE | 1 | FALSE | [6 empty] | 3060 | 15 | B7 | 0 | 0 | 0 | 0 | 0 | 0 | 0 | 0 | 0
| Civic Offices | Air source heat pump for cold and hot water to 4 pipe fan coils and AHUs (Services air source, large commercial (~150kW)) | 1701403 | 1000003060 | 5 | Services equipment | Refrigerant Gas R410 20 year contained AusLCI | EPD | 350 | kg | 20 | 44 | 1 | FALSE | 1 | FALSE | [6 empty] | 3060 | 15 | D1 | 0 | 0 | 0 | 0 | 0 | 0 | 0 | 0 | 0
| Civic Offices | Air source heat pump for cold and hot water to 4 pipe fan coils and AHUs (Services air source, large commercial (~150kW)) | 1701403 | 1000003060 | 5 | Services equipment | Refrigerant Gas R410 20 year contained AusLCI | EPD | 350 | kg | 20 | 44 | 1 | FALSE | 1 | FALSE | [6 empty] | 3060 | 15 | B4B5 | 0 | 0 | 0 | 0 | 0 | 0 | 0 | 0 | 0
| Civic Offices | Air source heat pump for cold and hot water to 4 pipe fan coils and AHUs (Services air source, large commercial (~150kW)) | 1701403 | 1000003060 | 5 | Services equipment | Refrigerant Gas R410 20 year contained AusLCI | EPD | 350 | kg | 20 | 44 | 1 | FALSE | 1 | FALSE | [6 empty] | 3060 | 16 | B1 | 0 | 0 | 0 | 0 | 0 | 0 | 0 | 0 | 0
| Civic Offices | Air source heat pump for cold and hot water to 4 pipe fan coils and AHUs (Services air source, large commercial (~150kW)) | 1701403 | 1000003060 | 5 | Services equipment | Refrigerant Gas R410 20 year contained AusLCI | EPD | 350 | kg | 20 | 44 | 1 | FALSE | 1 | FALSE | [6 empty] | 3060 | 16 | B2B3 | 0 | 0 | 0 | 0 | 0 | 0 | 0 | 0 | 0
| Civic Offices | Air source heat pump for cold and hot water to 4 pipe fan coils and AHUs (Services air source, large commercial (~150kW)) | 1701403 | 1000003060 | 5 | Services equipment | Refrigerant Gas R410 20 year contained AusLCI | EPD | 350 | kg | 20 | 44 | 1 | FALSE | 1 | FALSE | [6 empty] | 3060 | 16 | B6 | 0 | 0 | 0 | 0 | 0 | 0 | 0 | 0 | 0
| Civic Offices | Air source heat pump for cold and hot water to 4 pipe fan coils and AHUs (Services air source, large commercial (~150kW)) | 1701403 | 1000003060 | 5 | Services equipment | Refrigerant Gas R410 20 year contained AusLCI | EPD | 350 | kg | 20 | 44 | 1 | FALSE | 1 | FALSE | [6 empty] | 3060 | 16 | B6+ | 0 | 0 | 0 | 0 | 0 | 0 | 0 | 0 | 0
| Civic Offices | Air source heat pump for cold and hot water to 4 pipe fan coils and AHUs (Services air source, large commercial (~150kW)) | 1701403 | 1000003060 | 5 | Services equipment | Refrigerant Gas R410 20 year contained AusLCI | EPD | 350 | kg | 20 | 44 | 1 | FALSE | 1 | FALSE | [6 empty] | 3060 | 16 | B7 | 0 | 0 | 0 | 0 | 0 | 0 | 0 | 0 | 0
| Civic Offices | Air source heat pump for cold and hot water to 4 pipe fan coils and AHUs (Services air source, large commercial (~150kW)) | 1701403 | 1000003060 | 5 | Services equipment | Refrigerant Gas R410 20 year contained AusLCI | EPD | 350 | kg | 20 | 44 | 1 | FALSE | 1 | FALSE | [6 empty] | 3060 | 16 | D1 | 0 | 0 | 0 | 0 | 0 | 0 | 0 | 0 | 0
| Civic Offices | Air source heat pump for cold and hot water to 4 pipe fan coils and AHUs (Services air source, large commercial (~150kW)) | 1701403 | 1000003060 | 5 | Services equipment | Refrigerant Gas R410 20 year contained AusLCI | EPD | 350 | kg | 20 | 44 | 1 | FALSE | 1 | FALSE | [6 empty] | 3060 | 16 | B4B5 | 0 | 0 | 0 | 0 | 0 | 0 | 0 | 0 | 0
| Civic Offices | Air source heat pump for cold and hot water to 4 pipe fan coils and AHUs (Services air source, large commercial (~150kW)) | 1701403 | 1000003060 | 5 | Services equipment | Refrigerant Gas R410 20 year contained AusLCI | EPD | 350 | kg | 20 | 44 | 1 | FALSE | 1 | FALSE | [6 empty] | 3060 | 17 | B1 | 0 | 0 | 0 | 0 | 0 | 0 | 0 | 0 | 0
| Civic Offices | Air source heat pump for cold and hot water to 4 pipe fan coils and AHUs (Services air source, large commercial (~150kW)) | 1701403 | 1000003060 | 5 | Services equipment | Refrigerant Gas R410 20 year contained AusLCI | EPD | 350 | kg | 20 | 44 | 1 | FALSE | 1 | FALSE | [6 empty] | 3060 | 17 | B2B3 | 0 | 0 | 0 | 0 | 0 | 0 | 0 | 0 | 0
| Civic Offices | Air source heat pump for cold and hot water to 4 pipe fan coils and AHUs (Services air source, large commercial (~150kW)) | 1701403 | 1000003060 | 5 | Services equipment | Refrigerant Gas R410 20 year contained AusLCI | EPD | 350 | kg | 20 | 44 | 1 | FALSE | 1 | FALSE | [6 empty] | 3060 | 17 | B6 | 0 | 0 | 0 | 0 | 0 | 0 | 0 | 0 | 0
| Civic Offices | Air source heat pump for cold and hot water to 4 pipe fan coils and AHUs (Services air source, large commercial (~150kW)) | 1701403 | 1000003060 | 5 | Services equipment | Refrigerant Gas R410 20 year contained AusLCI | EPD | 350 | kg | 20 | 44 | 1 | FALSE | 1 | FALSE | [6 empty] | 3060 | 17 | B6+ | 0 | 0 | 0 | 0 | 0 | 0 | 0 | 0 | 0
| Civic Offices | Air source heat pump for cold and hot water to 4 pipe fan coils and AHUs (Services air source, large commercial (~150kW)) | 1701403 | 1000003060 | 5 | Services equipment | Refrigerant Gas R410 20 year contained AusLCI | EPD | 350 | kg | 20 | 44 | 1 | FALSE | 1 | FALSE | [6 empty] | 3060 | 17 | B7 | 0 | 0 | 0 | 0 | 0 | 0 | 0 | 0 | 0
| Civic Offices | Air source heat pump for cold and hot water to 4 pipe fan coils and AHUs (Services air source, large commercial (~150kW)) | 1701403 | 1000003060 | 5 | Services equipment | Refrigerant Gas R410 20 year contained AusLCI | EPD | 350 | kg | 20 | 44 | 1 | FALSE | 1 | FALSE | [6 empty] | 3060 | 17 | D1 | 0 | 0 | 0 | 0 | 0 | 0 | 0 | 0 | 0
| Civic Offices | Air source heat pump for cold and hot water to 4 pipe fan coils and AHUs (Services air source, large commercial (~150kW)) | 1701403 | 1000003060 | 5 | Services equipment | Refrigerant Gas R410 20 year contained AusLCI | EPD | 350 | kg | 20 | 44 | 1 | FALSE | 1 | FALSE | [6 empty] | 3060 | 17 | B4B5 | 0 | 0 | 0 | 0 | 0 | 0 | 0 | 0 | 0
| Civic Offices | Air source heat pump for cold and hot water to 4 pipe fan coils and AHUs (Services air source, large commercial (~150kW)) | 1701403 | 1000003060 | 5 | Services equipment | Refrigerant Gas R410 20 year contained AusLCI | EPD | 350 | kg | 20 | 44 | 1 | FALSE | 1 | FALSE | [6 empty] | 3060 | 18 | B1 | 0 | 0 | 0 | 0 | 0 | 0 | 0 | 0 | 0
| Civic Offices | Air source heat pump for cold and hot water to 4 pipe fan coils and AHUs (Services air source, large commercial (~150kW)) | 1701403 | 1000003060 | 5 | Services equipment | Refrigerant Gas R410 20 year contained AusLCI | EPD | 350 | kg | 20 | 44 | 1 | FALSE | 1 | FALSE | [6 empty] | 3060 | 18 | B2B3 | 0 | 0 | 0 | 0 | 0 | 0 | 0 | 0 | 0
| Civic Offices | Air source heat pump for cold and hot water to 4 pipe fan coils and AHUs (Services air source, large commercial (~150kW)) | 1701403 | 1000003060 | 5 | Services equipment | Refrigerant Gas R410 20 year contained AusLCI | EPD | 350 | kg | 20 | 44 | 1 | FALSE | 1 | FALSE | [6 empty] | 3060 | 18 | B6 | 0 | 0 | 0 | 0 | 0 | 0 | 0 | 0 | 0
| Civic Offices | Air source heat pump for cold and hot water to 4 pipe fan coils and AHUs (Services air source, large commercial (~150kW)) | 1701403 | 1000003060 | 5 | Services equipment | Refrigerant Gas R410 20 year contained AusLCI | EPD | 350 | kg | 20 | 44 | 1 | FALSE | 1 | FALSE | [6 empty] | 3060 | 18 | B6+ | 0 | 0 | 0 | 0 | 0 | 0 | 0 | 0 | 0
| Civic Offices | Air source heat pump for cold and hot water to 4 pipe fan coils and AHUs (Services air source, large commercial (~150kW)) | 1701403 | 1000003060 | 5 | Services equipment | Refrigerant Gas R410 20 year contained AusLCI | EPD | 350 | kg | 20 | 44 | 1 | FALSE | 1 | FALSE | [6 empty] | 3060 | 18 | B7 | 0 | 0 | 0 | 0 | 0 | 0 | 0 | 0 | 0
| Civic Offices | Air source heat pump for cold and hot water to 4 pipe fan coils and AHUs (Services air source, large commercial (~150kW)) | 1701403 | 1000003060 | 5 | Services equipment | Refrigerant Gas R410 20 year contained AusLCI | EPD | 350 | kg | 20 | 44 | 1 | FALSE | 1 | FALSE | [6 empty] | 3060 | 18 | D1 | 0 | 0 | 0 | 0 | 0 | 0 | 0 | 0 | 0
| Civic Offices | Air source heat pump for cold and hot water to 4 pipe fan coils and AHUs (Services air source, large commercial (~150kW)) | 1701403 | 1000003060 | 5 | Services equipment | Refrigerant Gas R410 20 year contained AusLCI | EPD | 350 | kg | 20 | 44 | 1 | FALSE | 1 | FALSE | [6 empty] | 3060 | 18 | B4B5 | 0 | 0 | 0 | 0 | 0 | 0 | 0 | 0 | 0
| Civic Offices | Air source heat pump for cold and hot water to 4 pipe fan coils and AHUs (Services air source, large commercial (~150kW)) | 1701403 | 1000003060 | 5 | Services equipment | Refrigerant Gas R410 20 year contained AusLCI | EPD | 350 | kg | 20 | 44 | 1 | FALSE | 1 | FALSE | [6 empty] | 3060 | 19 | B1 | 0 | 0 | 0 | 0 | 0 | 0 | 0 | 0 | 0
| Civic Offices | Air source heat pump for cold and hot water to 4 pipe fan coils and AHUs (Services air source, large commercial (~150kW)) | 1701403 | 1000003060 | 5 | Services equipment | Refrigerant Gas R410 20 year contained AusLCI | EPD | 350 | kg | 20 | 44 | 1 | FALSE | 1 | FALSE | [6 empty] | 3060 | 19 | B2B3 | 0 | 0 | 0 | 0 | 0 | 0 | 0 | 0 | 0
| Civic Offices | Air source heat pump for cold and hot water to 4 pipe fan coils and AHUs (Services air source, large commercial (~150kW)) | 1701403 | 1000003060 | 5 | Services equipment | Refrigerant Gas R410 20 year contained AusLCI | EPD | 350 | kg | 20 | 44 | 1 | FALSE | 1 | FALSE | [6 empty] | 3060 | 19 | B6 | 0 | 0 | 0 | 0 | 0 | 0 | 0 | 0 | 0
| Civic Offices | Air source heat pump for cold and hot water to 4 pipe fan coils and AHUs (Services air source, large commercial (~150kW)) | 1701403 | 1000003060 | 5 | Services equipment | Refrigerant Gas R410 20 year contained AusLCI | EPD | 350 | kg | 20 | 44 | 1 | FALSE | 1 | FALSE | [6 empty] | 3060 | 19 | B6+ | 0 | 0 | 0 | 0 | 0 | 0 | 0 | 0 | 0
| Civic Offices | Air source heat pump for cold and hot water to 4 pipe fan coils and AHUs (Services air source, large commercial (~150kW)) | 1701403 | 1000003060 | 5 | Services equipment | Refrigerant Gas R410 20 year contained AusLCI | EPD | 350 | kg | 20 | 44 | 1 | FALSE | 1 | FALSE | [6 empty] | 3060 | 19 | B7 | 0 | 0 | 0 | 0 | 0 | 0 | 0 | 0 | 0
| Civic Offices | Air source heat pump for cold and hot water to 4 pipe fan coils and AHUs (Services air source, large commercial (~150kW)) | 1701403 | 1000003060 | 5 | Services equipment | Refrigerant Gas R410 20 year contained AusLCI | EPD | 350 | kg | 20 | 44 | 1 | FALSE | 1 | FALSE | [6 empty] | 3060 | 19 | D1 | 0 | 0 | 0 | 0 | 0 | 0 | 0 | 0 | 0
| Civic Offices | Air source heat pump for cold and hot water to 4 pipe fan coils and AHUs (Services air source, large commercial (~150kW)) | 1701403 | 1000003060 | 5 | Services equipment | Refrigerant Gas R410 20 year contained AusLCI | EPD | 350 | kg | 20 | 44 | 1 | FALSE | 1 | FALSE | [6 empty] | 3060 | 19 | B4B5 | 0 | 0 | 0 | 0 | 0 | 0 | 0 | 0 | 0
| Civic Offices | Air source heat pump for cold and hot water to 4 pipe fan coils and AHUs (Services air source, large commercial (~150kW)) | 1701403 | 1000003060 | 5 | Services equipment | Refrigerant Gas R410 20 year contained AusLCI | EPD | 350 | kg | 20 | 44 | 1 | FALSE | 1 | FALSE | [6 empty] | 3060 | 20 | B1 | 0 | 0 | 0 | 0 | 0 | 0 | 0 | 0 | 0
| Civic Offices | Air source heat pump for cold and hot water to 4 pipe fan coils and AHUs (Services air source, large commercial (~150kW)) | 1701403 | 1000003060 | 5 | Services equipment | Refrigerant Gas R410 20 year contained AusLCI | EPD | 350 | kg | 20 | 44 | 1 | FALSE | 1 | FALSE | [6 empty] | 3060 | 20 | B2B3 | 0 | 0 | 0 | 0 | 0 | 0 | 0 | 0 | 0
| Civic Offices | Air source heat pump for cold and hot water to 4 pipe fan coils and AHUs (Services air source, large commercial (~150kW)) | 1701403 | 1000003060 | 5 | Services equipment | Refrigerant Gas R410 20 year contained AusLCI | EPD | 350 | kg | 20 | 44 | 1 | FALSE | 1 | FALSE | [6 empty] | 3060 | 20 | B6 | 0 | 0 | 0 | 0 | 0 | 0 | 0 | 0 | 0
| Civic Offices | Air source heat pump for cold and hot water to 4 pipe fan coils and AHUs (Services air source, large commercial (~150kW)) | 1701403 | 1000003060 | 5 | Services equipment | Refrigerant Gas R410 20 year contained AusLCI | EPD | 350 | kg | 20 | 44 | 1 | FALSE | 1 | FALSE | [6 empty] | 3060 | 20 | B6+ | 0 | 0 | 0 | 0 | 0 | 0 | 0 | 0 | 0
| Civic Offices | Air source heat pump for cold and hot water to 4 pipe fan coils and AHUs (Services air source, large commercial (~150kW)) | 1701403 | 1000003060 | 5 | Services equipment | Refrigerant Gas R410 20 year contained AusLCI | EPD | 350 | kg | 20 | 44 | 1 | FALSE | 1 | FALSE | [6 empty] | 3060 | 20 | B7 | 0 | 0 | 0 | 0 | 0 | 0 | 0 | 0 | 0
| Civic Offices | Air source heat pump for cold and hot water to 4 pipe fan coils and AHUs (Services air source, large commercial (~150kW)) | 1701403 | 1000003060 | 5 | Services equipment | Refrigerant Gas R410 20 year contained AusLCI | EPD | 350 | kg | 20 | 44 | 1 | FALSE | 1 | FALSE | [6 empty] | 3060 | 20 | D1 | 0 | 0 | 0 | 0 | 0 | 0 | 0 | 0 | 0
| Civic Offices | Air source heat pump for cold and hot water to 4 pipe fan coils and AHUs (Services air source, large commercial (~150kW)) | 1701403 | 1000003060 | 5 | Services equipment | Refrigerant Gas R410 20 year contained AusLCI | EPD | 350 | kg | 20 | 44 | 1 | FALSE | 1 | FALSE | [6 empty] | 3060 | 20 | B4B5 | 614044.55 | 0.392 | 40.3375 | 3.1808 | 0 | 0 | 0 | 4200 | 0
| Civic Offices | Air source heat pump for cold and hot water to 4 pipe fan coils and AHUs (Services air source, large commercial (~150kW)) | 1701403 | 1000003060 | 5 | Services equipment | Refrigerant Gas R410 20 year contained AusLCI | EPD | 350 | kg | 20 | 44 | 1 | FALSE | 1 | FALSE | [6 empty] | 3060 | 21 | B1 | 0 | 0 | 0 | 0 | 0 | 0 | 0 | 0 | 0
| Civic Offices | Air source heat pump for cold and hot water to 4 pipe fan coils and AHUs (Services air source, large commercial (~150kW)) | 1701403 | 1000003060 | 5 | Services equipment | Refrigerant Gas R410 20 year contained AusLCI | EPD | 350 | kg | 20 | 44 | 1 | FALSE | 1 | FALSE | [6 empty] | 3060 | 21 | B2B3 | 0 | 0 | 0 | 0 | 0 | 0 | 0 | 0 | 0
| Civic Offices | Air source heat pump for cold and hot water to 4 pipe fan coils and AHUs (Services air source, large commercial (~150kW)) | 1701403 | 1000003060 | 5 | Services equipment | Refrigerant Gas R410 20 year contained AusLCI | EPD | 350 | kg | 20 | 44 | 1 | FALSE | 1 | FALSE | [6 empty] | 3060 | 21 | B6 | 0 | 0 | 0 | 0 | 0 | 0 | 0 | 0 | 0
| Civic Offices | Air source heat pump for cold and hot water to 4 pipe fan coils and AHUs (Services air source, large commercial (~150kW)) | 1701403 | 1000003060 | 5 | Services equipment | Refrigerant Gas R410 20 year contained AusLCI | EPD | 350 | kg | 20 | 44 | 1 | FALSE | 1 | FALSE | [6 empty] | 3060 | 21 | B6+ | 0 | 0 | 0 | 0 | 0 | 0 | 0 | 0 | 0
| Civic Offices | Air source heat pump for cold and hot water to 4 pipe fan coils and AHUs (Services air source, large commercial (~150kW)) | 1701403 | 1000003060 | 5 | Services equipment | Refrigerant Gas R410 20 year contained AusLCI | EPD | 350 | kg | 20 | 44 | 1 | FALSE | 1 | FALSE | [6 empty] | 3060 | 21 | B7 | 0 | 0 | 0 | 0 | 0 | 0 | 0 | 0 | 0
| Civic Offices | Air source heat pump for cold and hot water to 4 pipe fan coils and AHUs (Services air source, large commercial (~150kW)) | 1701403 | 1000003060 | 5 | Services equipment | Refrigerant Gas R410 20 year contained AusLCI | EPD | 350 | kg | 20 | 44 | 1 | FALSE | 1 | FALSE | [6 empty] | 3060 | 21 | D1 | 0 | 0 | 0 | 0 | 0 | 0 | 0 | 0 | 0
| Civic Offices | Air source heat pump for cold and hot water to 4 pipe fan coils and AHUs (Services air source, large commercial (~150kW)) | 1701403 | 1000003060 | 5 | Services equipment | Refrigerant Gas R410 20 year contained AusLCI | EPD | 350 | kg | 20 | 44 | 1 | FALSE | 1 | FALSE | [6 empty] | 3060 | 21 | B4B5 | 0 | 0 | 0 | 0 | 0 | 0 | 0 | 0 | 0
| Civic Offices | Air source heat pump for cold and hot water to 4 pipe fan coils and AHUs (Services air source, large commercial (~150kW)) | 1701403 | 1000003060 | 5 | Services equipment | Refrigerant Gas R410 20 year contained AusLCI | EPD | 350 | kg | 20 | 44 | 1 | FALSE | 1 | FALSE | [6 empty] | 3060 | 22 | B1 | 0 | 0 | 0 | 0 | 0 | 0 | 0 | 0 | 0
| Civic Offices | Air source heat pump for cold and hot water to 4 pipe fan coils and AHUs (Services air source, large commercial (~150kW)) | 1701403 | 1000003060 | 5 | Services equipment | Refrigerant Gas R410 20 year contained AusLCI | EPD | 350 | kg | 20 | 44 | 1 | FALSE | 1 | FALSE | [6 empty] | 3060 | 22 | B2B3 | 0 | 0 | 0 | 0 | 0 | 0 | 0 | 0 | 0
| Civic Offices | Air source heat pump for cold and hot water to 4 pipe fan coils and AHUs (Services air source, large commercial (~150kW)) | 1701403 | 1000003060 | 5 | Services equipment | Refrigerant Gas R410 20 year contained AusLCI | EPD | 350 | kg | 20 | 44 | 1 | FALSE | 1 | FALSE | [6 empty] | 3060 | 22 | B6 | 0 | 0 | 0 | 0 | 0 | 0 | 0 | 0 | 0
| Civic Offices | Air source heat pump for cold and hot water to 4 pipe fan coils and AHUs (Services air source, large commercial (~150kW)) | 1701403 | 1000003060 | 5 | Services equipment | Refrigerant Gas R410 20 year contained AusLCI | EPD | 350 | kg | 20 | 44 | 1 | FALSE | 1 | FALSE | [6 empty] | 3060 | 22 | B6+ | 0 | 0 | 0 | 0 | 0 | 0 | 0 | 0 | 0
| Civic Offices | Air source heat pump for cold and hot water to 4 pipe fan coils and AHUs (Services air source, large commercial (~150kW)) | 1701403 | 1000003060 | 5 | Services equipment | Refrigerant Gas R410 20 year contained AusLCI | EPD | 350 | kg | 20 | 44 | 1 | FALSE | 1 | FALSE | [6 empty] | 3060 | 22 | B7 | 0 | 0 | 0 | 0 | 0 | 0 | 0 | 0 | 0
| Civic Offices | Air source heat pump for cold and hot water to 4 pipe fan coils and AHUs (Services air source, large commercial (~150kW)) | 1701403 | 1000003060 | 5 | Services equipment | Refrigerant Gas R410 20 year contained AusLCI | EPD | 350 | kg | 20 | 44 | 1 | FALSE | 1 | FALSE | [6 empty] | 3060 | 22 | D1 | 0 | 0 | 0 | 0 | 0 | 0 | 0 | 0 | 0
| Civic Offices | Air source heat pump for cold and hot water to 4 pipe fan coils and AHUs (Services air source, large commercial (~150kW)) | 1701403 | 1000003060 | 5 | Services equipment | Refrigerant Gas R410 20 year contained AusLCI | EPD | 350 | kg | 20 | 44 | 1 | FALSE | 1 | FALSE | [6 empty] | 3060 | 22 | B4B5 | 0 | 0 | 0 | 0 | 0 | 0 | 0 | 0 | 0
| Civic Offices | Air source heat pump for cold and hot water to 4 pipe fan coils and AHUs (Services air source, large commercial (~150kW)) | 1701403 | 1000003060 | 5 | Services equipment | Refrigerant Gas R410 20 year contained AusLCI | EPD | 350 | kg | 20 | 44 | 1 | FALSE | 1 | FALSE | [6 empty] | 3060 | 23 | B1 | 0 | 0 | 0 | 0 | 0 | 0 | 0 | 0 | 0
| Civic Offices | Air source heat pump for cold and hot water to 4 pipe fan coils and AHUs (Services air source, large commercial (~150kW)) | 1701403 | 1000003060 | 5 | Services equipment | Refrigerant Gas R410 20 year contained AusLCI | EPD | 350 | kg | 20 | 44 | 1 | FALSE | 1 | FALSE | [6 empty] | 3060 | 23 | B2B3 | 0 | 0 | 0 | 0 | 0 | 0 | 0 | 0 | 0
| Civic Offices | Air source heat pump for cold and hot water to 4 pipe fan coils and AHUs (Services air source, large commercial (~150kW)) | 1701403 | 1000003060 | 5 | Services equipment | Refrigerant Gas R410 20 year contained AusLCI | EPD | 350 | kg | 20 | 44 | 1 | FALSE | 1 | FALSE | [6 empty] | 3060 | 23 | B6 | 0 | 0 | 0 | 0 | 0 | 0 | 0 | 0 | 0
| Civic Offices | Air source heat pump for cold and hot water to 4 pipe fan coils and AHUs (Services air source, large commercial (~150kW)) | 1701403 | 1000003060 | 5 | Services equipment | Refrigerant Gas R410 20 year contained AusLCI | EPD | 350 | kg | 20 | 44 | 1 | FALSE | 1 | FALSE | [6 empty] | 3060 | 23 | B6+ | 0 | 0 | 0 | 0 | 0 | 0 | 0 | 0 | 0
| Civic Offices | Air source heat pump for cold and hot water to 4 pipe fan coils and AHUs (Services air source, large commercial (~150kW)) | 1701403 | 1000003060 | 5 | Services equipment | Refrigerant Gas R410 20 year contained AusLCI | EPD | 350 | kg | 20 | 44 | 1 | FALSE | 1 | FALSE | [6 empty] | 3060 | 23 | B7 | 0 | 0 | 0 | 0 | 0 | 0 | 0 | 0 | 0
| Civic Offices | Air source heat pump for cold and hot water to 4 pipe fan coils and AHUs (Services air source, large commercial (~150kW)) | 1701403 | 1000003060 | 5 | Services equipment | Refrigerant Gas R410 20 year contained AusLCI | EPD | 350 | kg | 20 | 44 | 1 | FALSE | 1 | FALSE | [6 empty] | 3060 | 23 | D1 | 0 | 0 | 0 | 0 | 0 | 0 | 0 | 0 | 0
| Civic Offices | Air source heat pump for cold and hot water to 4 pipe fan coils and AHUs (Services air source, large commercial (~150kW)) | 1701403 | 1000003060 | 5 | Services equipment | Refrigerant Gas R410 20 year contained AusLCI | EPD | 350 | kg | 20 | 44 | 1 | FALSE | 1 | FALSE | [6 empty] | 3060 | 23 | B4B5 | 0 | 0 | 0 | 0 | 0 | 0 | 0 | 0 | 0
| Civic Offices | Air source heat pump for cold and hot water to 4 pipe fan coils and AHUs (Services air source, large commercial (~150kW)) | 1701403 | 1000003060 | 5 | Services equipment | Refrigerant Gas R410 20 year contained AusLCI | EPD | 350 | kg | 20 | 44 | 1 | FALSE | 1 | FALSE | [6 empty] | 3060 | 24 | B1 | 0 | 0 | 0 | 0 | 0 | 0 | 0 | 0 | 0
| Civic Offices | Air source heat pump for cold and hot water to 4 pipe fan coils and AHUs (Services air source, large commercial (~150kW)) | 1701403 | 1000003060 | 5 | Services equipment | Refrigerant Gas R410 20 year contained AusLCI | EPD | 350 | kg | 20 | 44 | 1 | FALSE | 1 | FALSE | [6 empty] | 3060 | 24 | B2B3 | 0 | 0 | 0 | 0 | 0 | 0 | 0 | 0 | 0
| Civic Offices | Air source heat pump for cold and hot water to 4 pipe fan coils and AHUs (Services air source, large commercial (~150kW)) | 1701403 | 1000003060 | 5 | Services equipment | Refrigerant Gas R410 20 year contained AusLCI | EPD | 350 | kg | 20 | 44 | 1 | FALSE | 1 | FALSE | [6 empty] | 3060 | 24 | B6 | 0 | 0 | 0 | 0 | 0 | 0 | 0 | 0 | 0
| Civic Offices | Air source heat pump for cold and hot water to 4 pipe fan coils and AHUs (Services air source, large commercial (~150kW)) | 1701403 | 1000003060 | 5 | Services equipment | Refrigerant Gas R410 20 year contained AusLCI | EPD | 350 | kg | 20 | 44 | 1 | FALSE | 1 | FALSE | [6 empty] | 3060 | 24 | B6+ | 0 | 0 | 0 | 0 | 0 | 0 | 0 | 0 | 0
| Civic Offices | Air source heat pump for cold and hot water to 4 pipe fan coils and AHUs (Services air source, large commercial (~150kW)) | 1701403 | 1000003060 | 5 | Services equipment | Refrigerant Gas R410 20 year contained AusLCI | EPD | 350 | kg | 20 | 44 | 1 | FALSE | 1 | FALSE | [6 empty] | 3060 | 24 | B7 | 0 | 0 | 0 | 0 | 0 | 0 | 0 | 0 | 0
| Civic Offices | Air source heat pump for cold and hot water to 4 pipe fan coils and AHUs (Services air source, large commercial (~150kW)) | 1701403 | 1000003060 | 5 | Services equipment | Refrigerant Gas R410 20 year contained AusLCI | EPD | 350 | kg | 20 | 44 | 1 | FALSE | 1 | FALSE | [6 empty] | 3060 | 24 | D1 | 0 | 0 | 0 | 0 | 0 | 0 | 0 | 0 | 0
| Civic Offices | Air source heat pump for cold and hot water to 4 pipe fan coils and AHUs (Services air source, large commercial (~150kW)) | 1701403 | 1000003060 | 5 | Services equipment | Refrigerant Gas R410 20 year contained AusLCI | EPD | 350 | kg | 20 | 44 | 1 | FALSE | 1 | FALSE | [6 empty] | 3060 | 24 | B4B5 | 0 | 0 | 0 | 0 | 0 | 0 | 0 | 0 | 0
| Civic Offices | Air source heat pump for cold and hot water to 4 pipe fan coils and AHUs (Services air source, large commercial (~150kW)) | 1701403 | 1000003060 | 5 | Services equipment | Refrigerant Gas R410 20 year contained AusLCI | EPD | 350 | kg | 20 | 44 | 1 | FALSE | 1 | FALSE | [6 empty] | 3060 | 25 | B1 | 0 | 0 | 0 | 0 | 0 | 0 | 0 | 0 | 0
| Civic Offices | Air source heat pump for cold and hot water to 4 pipe fan coils and AHUs (Services air source, large commercial (~150kW)) | 1701403 | 1000003060 | 5 | Services equipment | Refrigerant Gas R410 20 year contained AusLCI | EPD | 350 | kg | 20 | 44 | 1 | FALSE | 1 | FALSE | [6 empty] | 3060 | 25 | B2B3 | 0 | 0 | 0 | 0 | 0 | 0 | 0 | 0 | 0
| Civic Offices | Air source heat pump for cold and hot water to 4 pipe fan coils and AHUs (Services air source, large commercial (~150kW)) | 1701403 | 1000003060 | 5 | Services equipment | Refrigerant Gas R410 20 year contained AusLCI | EPD | 350 | kg | 20 | 44 | 1 | FALSE | 1 | FALSE | [6 empty] | 3060 | 25 | B6 | 0 | 0 | 0 | 0 | 0 | 0 | 0 | 0 | 0
| Civic Offices | Air source heat pump for cold and hot water to 4 pipe fan coils and AHUs (Services air source, large commercial (~150kW)) | 1701403 | 1000003060 | 5 | Services equipment | Refrigerant Gas R410 20 year contained AusLCI | EPD | 350 | kg | 20 | 44 | 1 | FALSE | 1 | FALSE | [6 empty] | 3060 | 25 | B6+ | 0 | 0 | 0 | 0 | 0 | 0 | 0 | 0 | 0
| Civic Offices | Air source heat pump for cold and hot water to 4 pipe fan coils and AHUs (Services air source, large commercial (~150kW)) | 1701403 | 1000003060 | 5 | Services equipment | Refrigerant Gas R410 20 year contained AusLCI | EPD | 350 | kg | 20 | 44 | 1 | FALSE | 1 | FALSE | [6 empty] | 3060 | 25 | B7 | 0 | 0 | 0 | 0 | 0 | 0 | 0 | 0 | 0
| Civic Offices | Air source heat pump for cold and hot water to 4 pipe fan coils and AHUs (Services air source, large commercial (~150kW)) | 1701403 | 1000003060 | 5 | Services equipment | Refrigerant Gas R410 20 year contained AusLCI | EPD | 350 | kg | 20 | 44 | 1 | FALSE | 1 | FALSE | [6 empty] | 3060 | 25 | D1 | 0 | 0 | 0 | 0 | 0 | 0 | 0 | 0 | 0
| Civic Offices | Air source heat pump for cold and hot water to 4 pipe fan coils and AHUs (Services air source, large commercial (~150kW)) | 1701403 | 1000003060 | 5 | Services equipment | Refrigerant Gas R410 20 year contained AusLCI | EPD | 350 | kg | 20 | 44 | 1 | FALSE | 1 | FALSE | [6 empty] | 3060 | 25 | B4B5 | 0 | 0 | 0 | 0 | 0 | 0 | 0 | 0 | 0
| Civic Offices | Air source heat pump for cold and hot water to 4 pipe fan coils and AHUs (Services air source, large commercial (~150kW)) | 1701403 | 1000003060 | 5 | Services equipment | Refrigerant Gas R410 20 year contained AusLCI | EPD | 350 | kg | 20 | 44 | 1 | FALSE | 1 | FALSE | [6 empty] | 3060 | 26 | B1 | 0 | 0 | 0 | 0 | 0 | 0 | 0 | 0 | 0
| Civic Offices | Air source heat pump for cold and hot water to 4 pipe fan coils and AHUs (Services air source, large commercial (~150kW)) | 1701403 | 1000003060 | 5 | Services equipment | Refrigerant Gas R410 20 year contained AusLCI | EPD | 350 | kg | 20 | 44 | 1 | FALSE | 1 | FALSE | [6 empty] | 3060 | 26 | B2B3 | 0 | 0 | 0 | 0 | 0 | 0 | 0 | 0 | 0
| Civic Offices | Air source heat pump for cold and hot water to 4 pipe fan coils and AHUs (Services air source, large commercial (~150kW)) | 1701403 | 1000003060 | 5 | Services equipment | Refrigerant Gas R410 20 year contained AusLCI | EPD | 350 | kg | 20 | 44 | 1 | FALSE | 1 | FALSE | [6 empty] | 3060 | 26 | B6 | 0 | 0 | 0 | 0 | 0 | 0 | 0 | 0 | 0
| Civic Offices | Air source heat pump for cold and hot water to 4 pipe fan coils and AHUs (Services air source, large commercial (~150kW)) | 1701403 | 1000003060 | 5 | Services equipment | Refrigerant Gas R410 20 year contained AusLCI | EPD | 350 | kg | 20 | 44 | 1 | FALSE | 1 | FALSE | [6 empty] | 3060 | 26 | B6+ | 0 | 0 | 0 | 0 | 0 | 0 | 0 | 0 | 0
| Civic Offices | Air source heat pump for cold and hot water to 4 pipe fan coils and AHUs (Services air source, large commercial (~150kW)) | 1701403 | 1000003060 | 5 | Services equipment | Refrigerant Gas R410 20 year contained AusLCI | EPD | 350 | kg | 20 | 44 | 1 | FALSE | 1 | FALSE | [6 empty] | 3060 | 26 | B7 | 0 | 0 | 0 | 0 | 0 | 0 | 0 | 0 | 0
| Civic Offices | Air source heat pump for cold and hot water to 4 pipe fan coils and AHUs (Services air source, large commercial (~150kW)) | 1701403 | 1000003060 | 5 | Services equipment | Refrigerant Gas R410 20 year contained AusLCI | EPD | 350 | kg | 20 | 44 | 1 | FALSE | 1 | FALSE | [6 empty] | 3060 | 26 | D1 | 0 | 0 | 0 | 0 | 0 | 0 | 0 | 0 | 0
| Civic Offices | Air source heat pump for cold and hot water to 4 pipe fan coils and AHUs (Services air source, large commercial (~150kW)) | 1701403 | 1000003060 | 5 | Services equipment | Refrigerant Gas R410 20 year contained AusLCI | EPD | 350 | kg | 20 | 44 | 1 | FALSE | 1 | FALSE | [6 empty] | 3060 | 26 | B4B5 | 0 | 0 | 0 | 0 | 0 | 0 | 0 | 0 | 0
| Civic Offices | Air source heat pump for cold and hot water to 4 pipe fan coils and AHUs (Services air source, large commercial (~150kW)) | 1701403 | 1000003060 | 5 | Services equipment | Refrigerant Gas R410 20 year contained AusLCI | EPD | 350 | kg | 20 | 44 | 1 | FALSE | 1 | FALSE | [6 empty] | 3060 | 27 | B1 | 0 | 0 | 0 | 0 | 0 | 0 | 0 | 0 | 0
| Civic Offices | Air source heat pump for cold and hot water to 4 pipe fan coils and AHUs (Services air source, large commercial (~150kW)) | 1701403 | 1000003060 | 5 | Services equipment | Refrigerant Gas R410 20 year contained AusLCI | EPD | 350 | kg | 20 | 44 | 1 | FALSE | 1 | FALSE | [6 empty] | 3060 | 27 | B2B3 | 0 | 0 | 0 | 0 | 0 | 0 | 0 | 0 | 0
| Civic Offices | Air source heat pump for cold and hot water to 4 pipe fan coils and AHUs (Services air source, large commercial (~150kW)) | 1701403 | 1000003060 | 5 | Services equipment | Refrigerant Gas R410 20 year contained AusLCI | EPD | 350 | kg | 20 | 44 | 1 | FALSE | 1 | FALSE | [6 empty] | 3060 | 27 | B6 | 0 | 0 | 0 | 0 | 0 | 0 | 0 | 0 | 0
| Civic Offices | Air source heat pump for cold and hot water to 4 pipe fan coils and AHUs (Services air source, large commercial (~150kW)) | 1701403 | 1000003060 | 5 | Services equipment | Refrigerant Gas R410 20 year contained AusLCI | EPD | 350 | kg | 20 | 44 | 1 | FALSE | 1 | FALSE | [6 empty] | 3060 | 27 | B6+ | 0 | 0 | 0 | 0 | 0 | 0 | 0 | 0 | 0
| Civic Offices | Air source heat pump for cold and hot water to 4 pipe fan coils and AHUs (Services air source, large commercial (~150kW)) | 1701403 | 1000003060 | 5 | Services equipment | Refrigerant Gas R410 20 year contained AusLCI | EPD | 350 | kg | 20 | 44 | 1 | FALSE | 1 | FALSE | [6 empty] | 3060 | 27 | B7 | 0 | 0 | 0 | 0 | 0 | 0 | 0 | 0 | 0
| Civic Offices | Air source heat pump for cold and hot water to 4 pipe fan coils and AHUs (Services air source, large commercial (~150kW)) | 1701403 | 1000003060 | 5 | Services equipment | Refrigerant Gas R410 20 year contained AusLCI | EPD | 350 | kg | 20 | 44 | 1 | FALSE | 1 | FALSE | [6 empty] | 3060 | 27 | D1 | 0 | 0 | 0 | 0 | 0 | 0 | 0 | 0 | 0
| Civic Offices | Air source heat pump for cold and hot water to 4 pipe fan coils and AHUs (Services air source, large commercial (~150kW)) | 1701403 | 1000003060 | 5 | Services equipment | Refrigerant Gas R410 20 year contained AusLCI | EPD | 350 | kg | 20 | 44 | 1 | FALSE | 1 | FALSE | [6 empty] | 3060 | 27 | B4B5 | 0 | 0 | 0 | 0 | 0 | 0 | 0 | 0 | 0
| Civic Offices | Air source heat pump for cold and hot water to 4 pipe fan coils and AHUs (Services air source, large commercial (~150kW)) | 1701403 | 1000003060 | 5 | Services equipment | Refrigerant Gas R410 20 year contained AusLCI | EPD | 350 | kg | 20 | 44 | 1 | FALSE | 1 | FALSE | [6 empty] | 3060 | 28 | B1 | 0 | 0 | 0 | 0 | 0 | 0 | 0 | 0 | 0
| Civic Offices | Air source heat pump for cold and hot water to 4 pipe fan coils and AHUs (Services air source, large commercial (~150kW)) | 1701403 | 1000003060 | 5 | Services equipment | Refrigerant Gas R410 20 year contained AusLCI | EPD | 350 | kg | 20 | 44 | 1 | FALSE | 1 | FALSE | [6 empty] | 3060 | 28 | B2B3 | 0 | 0 | 0 | 0 | 0 | 0 | 0 | 0 | 0
| Civic Offices | Air source heat pump for cold and hot water to 4 pipe fan coils and AHUs (Services air source, large commercial (~150kW)) | 1701403 | 1000003060 | 5 | Services equipment | Refrigerant Gas R410 20 year contained AusLCI | EPD | 350 | kg | 20 | 44 | 1 | FALSE | 1 | FALSE | [6 empty] | 3060 | 28 | B6 | 0 | 0 | 0 | 0 | 0 | 0 | 0 | 0 | 0
| Civic Offices | Air source heat pump for cold and hot water to 4 pipe fan coils and AHUs (Services air source, large commercial (~150kW)) | 1701403 | 1000003060 | 5 | Services equipment | Refrigerant Gas R410 20 year contained AusLCI | EPD | 350 | kg | 20 | 44 | 1 | FALSE | 1 | FALSE | [6 empty] | 3060 | 28 | B6+ | 0 | 0 | 0 | 0 | 0 | 0 | 0 | 0 | 0
| Civic Offices | Air source heat pump for cold and hot water to 4 pipe fan coils and AHUs (Services air source, large commercial (~150kW)) | 1701403 | 1000003060 | 5 | Services equipment | Refrigerant Gas R410 20 year contained AusLCI | EPD | 350 | kg | 20 | 44 | 1 | FALSE | 1 | FALSE | [6 empty] | 3060 | 28 | B7 | 0 | 0 | 0 | 0 | 0 | 0 | 0 | 0 | 0
| Civic Offices | Air source heat pump for cold and hot water to 4 pipe fan coils and AHUs (Services air source, large commercial (~150kW)) | 1701403 | 1000003060 | 5 | Services equipment | Refrigerant Gas R410 20 year contained AusLCI | EPD | 350 | kg | 20 | 44 | 1 | FALSE | 1 | FALSE | [6 empty] | 3060 | 28 | D1 | 0 | 0 | 0 | 0 | 0 | 0 | 0 | 0 | 0
| Civic Offices | Air source heat pump for cold and hot water to 4 pipe fan coils and AHUs (Services air source, large commercial (~150kW)) | 1701403 | 1000003060 | 5 | Services equipment | Refrigerant Gas R410 20 year contained AusLCI | EPD | 350 | kg | 20 | 44 | 1 | FALSE | 1 | FALSE | [6 empty] | 3060 | 28 | B4B5 | 0 | 0 | 0 | 0 | 0 | 0 | 0 | 0 | 0
| Civic Offices | Air source heat pump for cold and hot water to 4 pipe fan coils and AHUs (Services air source, large commercial (~150kW)) | 1701403 | 1000003060 | 5 | Services equipment | Refrigerant Gas R410 20 year contained AusLCI | EPD | 350 | kg | 20 | 44 | 1 | FALSE | 1 | FALSE | [6 empty] | 3060 | 29 | B1 | 0 | 0 | 0 | 0 | 0 | 0 | 0 | 0 | 0
| Civic Offices | Air source heat pump for cold and hot water to 4 pipe fan coils and AHUs (Services air source, large commercial (~150kW)) | 1701403 | 1000003060 | 5 | Services equipment | Refrigerant Gas R410 20 year contained AusLCI | EPD | 350 | kg | 20 | 44 | 1 | FALSE | 1 | FALSE | [6 empty] | 3060 | 29 | B2B3 | 0 | 0 | 0 | 0 | 0 | 0 | 0 | 0 | 0
| Civic Offices | Air source heat pump for cold and hot water to 4 pipe fan coils and AHUs (Services air source, large commercial (~150kW)) | 1701403 | 1000003060 | 5 | Services equipment | Refrigerant Gas R410 20 year contained AusLCI | EPD | 350 | kg | 20 | 44 | 1 | FALSE | 1 | FALSE | [6 empty] | 3060 | 29 | B6 | 0 | 0 | 0 | 0 | 0 | 0 | 0 | 0 | 0
| Civic Offices | Air source heat pump for cold and hot water to 4 pipe fan coils and AHUs (Services air source, large commercial (~150kW)) | 1701403 | 1000003060 | 5 | Services equipment | Refrigerant Gas R410 20 year contained AusLCI | EPD | 350 | kg | 20 | 44 | 1 | FALSE | 1 | FALSE | [6 empty] | 3060 | 29 | B6+ | 0 | 0 | 0 | 0 | 0 | 0 | 0 | 0 | 0
| Civic Offices | Air source heat pump for cold and hot water to 4 pipe fan coils and AHUs (Services air source, large commercial (~150kW)) | 1701403 | 1000003060 | 5 | Services equipment | Refrigerant Gas R410 20 year contained AusLCI | EPD | 350 | kg | 20 | 44 | 1 | FALSE | 1 | FALSE | [6 empty] | 3060 | 29 | B7 | 0 | 0 | 0 | 0 | 0 | 0 | 0 | 0 | 0
| Civic Offices | Air source heat pump for cold and hot water to 4 pipe fan coils and AHUs (Services air source, large commercial (~150kW)) | 1701403 | 1000003060 | 5 | Services equipment | Refrigerant Gas R410 20 year contained AusLCI | EPD | 350 | kg | 20 | 44 | 1 | FALSE | 1 | FALSE | [6 empty] | 3060 | 29 | D1 | 0 | 0 | 0 | 0 | 0 | 0 | 0 | 0 | 0
| Civic Offices | Air source heat pump for cold and hot water to 4 pipe fan coils and AHUs (Services air source, large commercial (~150kW)) | 1701403 | 1000003060 | 5 | Services equipment | Refrigerant Gas R410 20 year contained AusLCI | EPD | 350 | kg | 20 | 44 | 1 | FALSE | 1 | FALSE | [6 empty] | 3060 | 29 | B4B5 | 0 | 0 | 0 | 0 | 0 | 0 | 0 | 0 | 0
| Civic Offices | Air source heat pump for cold and hot water to 4 pipe fan coils and AHUs (Services air source, large commercial (~150kW)) | 1701403 | 1000003060 | 5 | Services equipment | Refrigerant Gas R410 20 year contained AusLCI | EPD | 350 | kg | 20 | 44 | 1 | FALSE | 1 | FALSE | [6 empty] | 3060 | 30 | B1 | 0 | 0 | 0 | 0 | 0 | 0 | 0 | 0 | 0
| Civic Offices | Air source heat pump for cold and hot water to 4 pipe fan coils and AHUs (Services air source, large commercial (~150kW)) | 1701403 | 1000003060 | 5 | Services equipment | Refrigerant Gas R410 20 year contained AusLCI | EPD | 350 | kg | 20 | 44 | 1 | FALSE | 1 | FALSE | [6 empty] | 3060 | 30 | B2B3 | 0 | 0 | 0 | 0 | 0 | 0 | 0 | 0 | 0
| Civic Offices | Air source heat pump for cold and hot water to 4 pipe fan coils and AHUs (Services air source, large commercial (~150kW)) | 1701403 | 1000003060 | 5 | Services equipment | Refrigerant Gas R410 20 year contained AusLCI | EPD | 350 | kg | 20 | 44 | 1 | FALSE | 1 | FALSE | [6 empty] | 3060 | 30 | B6 | 0 | 0 | 0 | 0 | 0 | 0 | 0 | 0 | 0
| Civic Offices | Air source heat pump for cold and hot water to 4 pipe fan coils and AHUs (Services air source, large commercial (~150kW)) | 1701403 | 1000003060 | 5 | Services equipment | Refrigerant Gas R410 20 year contained AusLCI | EPD | 350 | kg | 20 | 44 | 1 | FALSE | 1 | FALSE | [6 empty] | 3060 | 30 | B6+ | 0 | 0 | 0 | 0 | 0 | 0 | 0 | 0 | 0
| Civic Offices | Air source heat pump for cold and hot water to 4 pipe fan coils and AHUs (Services air source, large commercial (~150kW)) | 1701403 | 1000003060 | 5 | Services equipment | Refrigerant Gas R410 20 year contained AusLCI | EPD | 350 | kg | 20 | 44 | 1 | FALSE | 1 | FALSE | [6 empty] | 3060 | 30 | B7 | 0 | 0 | 0 | 0 | 0 | 0 | 0 | 0 | 0
| Civic Offices | Air source heat pump for cold and hot water to 4 pipe fan coils and AHUs (Services air source, large commercial (~150kW)) | 1701403 | 1000003060 | 5 | Services equipment | Refrigerant Gas R410 20 year contained AusLCI | EPD | 350 | kg | 20 | 44 | 1 | FALSE | 1 | FALSE | [6 empty] | 3060 | 30 | D1 | 0 | 0 | 0 | 0 | 0 | 0 | 0 | 0 | 0
| Civic Offices | Air source heat pump for cold and hot water to 4 pipe fan coils and AHUs (Services air source, large commercial (~150kW)) | 1701403 | 1000003060 | 5 | Services equipment | Refrigerant Gas R410 20 year contained AusLCI | EPD | 350 | kg | 20 | 44 | 1 | FALSE | 1 | FALSE | [6 empty] | 3060 | 30 | B4B5 | 0 | 0 | 0 | 0 | 0 | 0 | 0 | 0 | 0
| Civic Offices | Air source heat pump for cold and hot water to 4 pipe fan coils and AHUs (Services air source, large commercial (~150kW)) | 1701403 | 1000003060 | 5 | Services equipment | Refrigerant Gas R410 20 year contained AusLCI | EPD | 350 | kg | 20 | 44 | 1 | FALSE | 1 | FALSE | [6 empty] | 3060 | 31 | B1 | 0 | 0 | 0 | 0 | 0 | 0 | 0 | 0 | 0
| Civic Offices | Air source heat pump for cold and hot water to 4 pipe fan coils and AHUs (Services air source, large commercial (~150kW)) | 1701403 | 1000003060 | 5 | Services equipment | Refrigerant Gas R410 20 year contained AusLCI | EPD | 350 | kg | 20 | 44 | 1 | FALSE | 1 | FALSE | [6 empty] | 3060 | 31 | B2B3 | 0 | 0 | 0 | 0 | 0 | 0 | 0 | 0 | 0
| Civic Offices | Air source heat pump for cold and hot water to 4 pipe fan coils and AHUs (Services air source, large commercial (~150kW)) | 1701403 | 1000003060 | 5 | Services equipment | Refrigerant Gas R410 20 year contained AusLCI | EPD | 350 | kg | 20 | 44 | 1 | FALSE | 1 | FALSE | [6 empty] | 3060 | 31 | B6 | 0 | 0 | 0 | 0 | 0 | 0 | 0 | 0 | 0
| Civic Offices | Air source heat pump for cold and hot water to 4 pipe fan coils and AHUs (Services air source, large commercial (~150kW)) | 1701403 | 1000003060 | 5 | Services equipment | Refrigerant Gas R410 20 year contained AusLCI | EPD | 350 | kg | 20 | 44 | 1 | FALSE | 1 | FALSE | [6 empty] | 3060 | 31 | B6+ | 0 | 0 | 0 | 0 | 0 | 0 | 0 | 0 | 0
| Civic Offices | Air source heat pump for cold and hot water to 4 pipe fan coils and AHUs (Services air source, large commercial (~150kW)) | 1701403 | 1000003060 | 5 | Services equipment | Refrigerant Gas R410 20 year contained AusLCI | EPD | 350 | kg | 20 | 44 | 1 | FALSE | 1 | FALSE | [6 empty] | 3060 | 31 | B7 | 0 | 0 | 0 | 0 | 0 | 0 | 0 | 0 | 0
| Civic Offices | Air source heat pump for cold and hot water to 4 pipe fan coils and AHUs (Services air source, large commercial (~150kW)) | 1701403 | 1000003060 | 5 | Services equipment | Refrigerant Gas R410 20 year contained AusLCI | EPD | 350 | kg | 20 | 44 | 1 | FALSE | 1 | FALSE | [6 empty] | 3060 | 31 | D1 | 0 | 0 | 0 | 0 | 0 | 0 | 0 | 0 | 0
| Civic Offices | Air source heat pump for cold and hot water to 4 pipe fan coils and AHUs (Services air source, large commercial (~150kW)) | 1701403 | 1000003060 | 5 | Services equipment | Refrigerant Gas R410 20 year contained AusLCI | EPD | 350 | kg | 20 | 44 | 1 | FALSE | 1 | FALSE | [6 empty] | 3060 | 31 | B4B5 | 0 | 0 | 0 | 0 | 0 | 0 | 0 | 0 | 0
| Civic Offices | Air source heat pump for cold and hot water to 4 pipe fan coils and AHUs (Services air source, large commercial (~150kW)) | 1701403 | 1000003060 | 5 | Services equipment | Refrigerant Gas R410 20 year contained AusLCI | EPD | 350 | kg | 20 | 44 | 1 | FALSE | 1 | FALSE | [6 empty] | 3060 | 32 | B1 | 0 | 0 | 0 | 0 | 0 | 0 | 0 | 0 | 0
| Civic Offices | Air source heat pump for cold and hot water to 4 pipe fan coils and AHUs (Services air source, large commercial (~150kW)) | 1701403 | 1000003060 | 5 | Services equipment | Refrigerant Gas R410 20 year contained AusLCI | EPD | 350 | kg | 20 | 44 | 1 | FALSE | 1 | FALSE | [6 empty] | 3060 | 32 | B2B3 | 0 | 0 | 0 | 0 | 0 | 0 | 0 | 0 | 0
| Civic Offices | Air source heat pump for cold and hot water to 4 pipe fan coils and AHUs (Services air source, large commercial (~150kW)) | 1701403 | 1000003060 | 5 | Services equipment | Refrigerant Gas R410 20 year contained AusLCI | EPD | 350 | kg | 20 | 44 | 1 | FALSE | 1 | FALSE | [6 empty] | 3060 | 32 | B6 | 0 | 0 | 0 | 0 | 0 | 0 | 0 | 0 | 0
| Civic Offices | Air source heat pump for cold and hot water to 4 pipe fan coils and AHUs (Services air source, large commercial (~150kW)) | 1701403 | 1000003060 | 5 | Services equipment | Refrigerant Gas R410 20 year contained AusLCI | EPD | 350 | kg | 20 | 44 | 1 | FALSE | 1 | FALSE | [6 empty] | 3060 | 32 | B6+ | 0 | 0 | 0 | 0 | 0 | 0 | 0 | 0 | 0
| Civic Offices | Air source heat pump for cold and hot water to 4 pipe fan coils and AHUs (Services air source, large commercial (~150kW)) | 1701403 | 1000003060 | 5 | Services equipment | Refrigerant Gas R410 20 year contained AusLCI | EPD | 350 | kg | 20 | 44 | 1 | FALSE | 1 | FALSE | [6 empty] | 3060 | 32 | B7 | 0 | 0 | 0 | 0 | 0 | 0 | 0 | 0 | 0
| Civic Offices | Air source heat pump for cold and hot water to 4 pipe fan coils and AHUs (Services air source, large commercial (~150kW)) | 1701403 | 1000003060 | 5 | Services equipment | Refrigerant Gas R410 20 year contained AusLCI | EPD | 350 | kg | 20 | 44 | 1 | FALSE | 1 | FALSE | [6 empty] | 3060 | 32 | D1 | 0 | 0 | 0 | 0 | 0 | 0 | 0 | 0 | 0
| Civic Offices | Air source heat pump for cold and hot water to 4 pipe fan coils and AHUs (Services air source, large commercial (~150kW)) | 1701403 | 1000003060 | 5 | Services equipment | Refrigerant Gas R410 20 year contained AusLCI | EPD | 350 | kg | 20 | 44 | 1 | FALSE | 1 | FALSE | [6 empty] | 3060 | 32 | B4B5 | 0 | 0 | 0 | 0 | 0 | 0 | 0 | 0 | 0
| Civic Offices | Air source heat pump for cold and hot water to 4 pipe fan coils and AHUs (Services air source, large commercial (~150kW)) | 1701403 | 1000003060 | 5 | Services equipment | Refrigerant Gas R410 20 year contained AusLCI | EPD | 350 | kg | 20 | 44 | 1 | FALSE | 1 | FALSE | [6 empty] | 3060 | 33 | B1 | 0 | 0 | 0 | 0 | 0 | 0 | 0 | 0 | 0
| Civic Offices | Air source heat pump for cold and hot water to 4 pipe fan coils and AHUs (Services air source, large commercial (~150kW)) | 1701403 | 1000003060 | 5 | Services equipment | Refrigerant Gas R410 20 year contained AusLCI | EPD | 350 | kg | 20 | 44 | 1 | FALSE | 1 | FALSE | [6 empty] | 3060 | 33 | B2B3 | 0 | 0 | 0 | 0 | 0 | 0 | 0 | 0 | 0
| Civic Offices | Air source heat pump for cold and hot water to 4 pipe fan coils and AHUs (Services air source, large commercial (~150kW)) | 1701403 | 1000003060 | 5 | Services equipment | Refrigerant Gas R410 20 year contained AusLCI | EPD | 350 | kg | 20 | 44 | 1 | FALSE | 1 | FALSE | [6 empty] | 3060 | 33 | B6 | 0 | 0 | 0 | 0 | 0 | 0 | 0 | 0 | 0
| Civic Offices | Air source heat pump for cold and hot water to 4 pipe fan coils and AHUs (Services air source, large commercial (~150kW)) | 1701403 | 1000003060 | 5 | Services equipment | Refrigerant Gas R410 20 year contained AusLCI | EPD | 350 | kg | 20 | 44 | 1 | FALSE | 1 | FALSE | [6 empty] | 3060 | 33 | B6+ | 0 | 0 | 0 | 0 | 0 | 0 | 0 | 0 | 0
| Civic Offices | Air source heat pump for cold and hot water to 4 pipe fan coils and AHUs (Services air source, large commercial (~150kW)) | 1701403 | 1000003060 | 5 | Services equipment | Refrigerant Gas R410 20 year contained AusLCI | EPD | 350 | kg | 20 | 44 | 1 | FALSE | 1 | FALSE | [6 empty] | 3060 | 33 | B7 | 0 | 0 | 0 | 0 | 0 | 0 | 0 | 0 | 0
| Civic Offices | Air source heat pump for cold and hot water to 4 pipe fan coils and AHUs (Services air source, large commercial (~150kW)) | 1701403 | 1000003060 | 5 | Services equipment | Refrigerant Gas R410 20 year contained AusLCI | EPD | 350 | kg | 20 | 44 | 1 | FALSE | 1 | FALSE | [6 empty] | 3060 | 33 | D1 | 0 | 0 | 0 | 0 | 0 | 0 | 0 | 0 | 0
| Civic Offices | Air source heat pump for cold and hot water to 4 pipe fan coils and AHUs (Services air source, large commercial (~150kW)) | 1701403 | 1000003060 | 5 | Services equipment | Refrigerant Gas R410 20 year contained AusLCI | EPD | 350 | kg | 20 | 44 | 1 | FALSE | 1 | FALSE | [6 empty] | 3060 | 33 | B4B5 | 0 | 0 | 0 | 0 | 0 | 0 | 0 | 0 | 0
| Civic Offices | Air source heat pump for cold and hot water to 4 pipe fan coils and AHUs (Services air source, large commercial (~150kW)) | 1701403 | 1000003060 | 5 | Services equipment | Refrigerant Gas R410 20 year contained AusLCI | EPD | 350 | kg | 20 | 44 | 1 | FALSE | 1 | FALSE | [6 empty] | 3060 | 34 | B1 | 0 | 0 | 0 | 0 | 0 | 0 | 0 | 0 | 0
| Civic Offices | Air source heat pump for cold and hot water to 4 pipe fan coils and AHUs (Services air source, large commercial (~150kW)) | 1701403 | 1000003060 | 5 | Services equipment | Refrigerant Gas R410 20 year contained AusLCI | EPD | 350 | kg | 20 | 44 | 1 | FALSE | 1 | FALSE | [6 empty] | 3060 | 34 | B2B3 | 0 | 0 | 0 | 0 | 0 | 0 | 0 | 0 | 0
| Civic Offices | Air source heat pump for cold and hot water to 4 pipe fan coils and AHUs (Services air source, large commercial (~150kW)) | 1701403 | 1000003060 | 5 | Services equipment | Refrigerant Gas R410 20 year contained AusLCI | EPD | 350 | kg | 20 | 44 | 1 | FALSE | 1 | FALSE | [6 empty] | 3060 | 34 | B6 | 0 | 0 | 0 | 0 | 0 | 0 | 0 | 0 | 0
| Civic Offices | Air source heat pump for cold and hot water to 4 pipe fan coils and AHUs (Services air source, large commercial (~150kW)) | 1701403 | 1000003060 | 5 | Services equipment | Refrigerant Gas R410 20 year contained AusLCI | EPD | 350 | kg | 20 | 44 | 1 | FALSE | 1 | FALSE | [6 empty] | 3060 | 34 | B6+ | 0 | 0 | 0 | 0 | 0 | 0 | 0 | 0 | 0
| Civic Offices | Air source heat pump for cold and hot water to 4 pipe fan coils and AHUs (Services air source, large commercial (~150kW)) | 1701403 | 1000003060 | 5 | Services equipment | Refrigerant Gas R410 20 year contained AusLCI | EPD | 350 | kg | 20 | 44 | 1 | FALSE | 1 | FALSE | [6 empty] | 3060 | 34 | B7 | 0 | 0 | 0 | 0 | 0 | 0 | 0 | 0 | 0
| Civic Offices | Air source heat pump for cold and hot water to 4 pipe fan coils and AHUs (Services air source, large commercial (~150kW)) | 1701403 | 1000003060 | 5 | Services equipment | Refrigerant Gas R410 20 year contained AusLCI | EPD | 350 | kg | 20 | 44 | 1 | FALSE | 1 | FALSE | [6 empty] | 3060 | 34 | D1 | 0 | 0 | 0 | 0 | 0 | 0 | 0 | 0 | 0
| Civic Offices | Air source heat pump for cold and hot water to 4 pipe fan coils and AHUs (Services air source, large commercial (~150kW)) | 1701403 | 1000003060 | 5 | Services equipment | Refrigerant Gas R410 20 year contained AusLCI | EPD | 350 | kg | 20 | 44 | 1 | FALSE | 1 | FALSE | [6 empty] | 3060 | 34 | B4B5 | 0 | 0 | 0 | 0 | 0 | 0 | 0 | 0 | 0
| Civic Offices | Air source heat pump for cold and hot water to 4 pipe fan coils and AHUs (Services air source, large commercial (~150kW)) | 1701403 | 1000003060 | 5 | Services equipment | Refrigerant Gas R410 20 year contained AusLCI | EPD | 350 | kg | 20 | 44 | 1 | FALSE | 1 | FALSE | [6 empty] | 3060 | 35 | B1 | 0 | 0 | 0 | 0 | 0 | 0 | 0 | 0 | 0
| Civic Offices | Air source heat pump for cold and hot water to 4 pipe fan coils and AHUs (Services air source, large commercial (~150kW)) | 1701403 | 1000003060 | 5 | Services equipment | Refrigerant Gas R410 20 year contained AusLCI | EPD | 350 | kg | 20 | 44 | 1 | FALSE | 1 | FALSE | [6 empty] | 3060 | 35 | B2B3 | 0 | 0 | 0 | 0 | 0 | 0 | 0 | 0 | 0
| Civic Offices | Air source heat pump for cold and hot water to 4 pipe fan coils and AHUs (Services air source, large commercial (~150kW)) | 1701403 | 1000003060 | 5 | Services equipment | Refrigerant Gas R410 20 year contained AusLCI | EPD | 350 | kg | 20 | 44 | 1 | FALSE | 1 | FALSE | [6 empty] | 3060 | 35 | B6 | 0 | 0 | 0 | 0 | 0 | 0 | 0 | 0 | 0
| Civic Offices | Air source heat pump for cold and hot water to 4 pipe fan coils and AHUs (Services air source, large commercial (~150kW)) | 1701403 | 1000003060 | 5 | Services equipment | Refrigerant Gas R410 20 year contained AusLCI | EPD | 350 | kg | 20 | 44 | 1 | FALSE | 1 | FALSE | [6 empty] | 3060 | 35 | B6+ | 0 | 0 | 0 | 0 | 0 | 0 | 0 | 0 | 0
| Civic Offices | Air source heat pump for cold and hot water to 4 pipe fan coils and AHUs (Services air source, large commercial (~150kW)) | 1701403 | 1000003060 | 5 | Services equipment | Refrigerant Gas R410 20 year contained AusLCI | EPD | 350 | kg | 20 | 44 | 1 | FALSE | 1 | FALSE | [6 empty] | 3060 | 35 | B7 | 0 | 0 | 0 | 0 | 0 | 0 | 0 | 0 | 0
| Civic Offices | Air source heat pump for cold and hot water to 4 pipe fan coils and AHUs (Services air source, large commercial (~150kW)) | 1701403 | 1000003060 | 5 | Services equipment | Refrigerant Gas R410 20 year contained AusLCI | EPD | 350 | kg | 20 | 44 | 1 | FALSE | 1 | FALSE | [6 empty] | 3060 | 35 | D1 | 0 | 0 | 0 | 0 | 0 | 0 | 0 | 0 | 0
| Civic Offices | Air source heat pump for cold and hot water to 4 pipe fan coils and AHUs (Services air source, large commercial (~150kW)) | 1701403 | 1000003060 | 5 | Services equipment | Refrigerant Gas R410 20 year contained AusLCI | EPD | 350 | kg | 20 | 44 | 1 | FALSE | 1 | FALSE | [6 empty] | 3060 | 35 | B4B5 | 0 | 0 | 0 | 0 | 0 | 0 | 0 | 0 | 0
| Civic Offices | Air source heat pump for cold and hot water to 4 pipe fan coils and AHUs (Services air source, large commercial (~150kW)) | 1701403 | 1000003060 | 5 | Services equipment | Refrigerant Gas R410 20 year contained AusLCI | EPD | 350 | kg | 20 | 44 | 1 | FALSE | 1 | FALSE | [6 empty] | 3060 | 36 | B1 | 0 | 0 | 0 | 0 | 0 | 0 | 0 | 0 | 0
| Civic Offices | Air source heat pump for cold and hot water to 4 pipe fan coils and AHUs (Services air source, large commercial (~150kW)) | 1701403 | 1000003060 | 5 | Services equipment | Refrigerant Gas R410 20 year contained AusLCI | EPD | 350 | kg | 20 | 44 | 1 | FALSE | 1 | FALSE | [6 empty] | 3060 | 36 | B2B3 | 0 | 0 | 0 | 0 | 0 | 0 | 0 | 0 | 0
| Civic Offices | Air source heat pump for cold and hot water to 4 pipe fan coils and AHUs (Services air source, large commercial (~150kW)) | 1701403 | 1000003060 | 5 | Services equipment | Refrigerant Gas R410 20 year contained AusLCI | EPD | 350 | kg | 20 | 44 | 1 | FALSE | 1 | FALSE | [6 empty] | 3060 | 36 | B6 | 0 | 0 | 0 | 0 | 0 | 0 | 0 | 0 | 0
| Civic Offices | Air source heat pump for cold and hot water to 4 pipe fan coils and AHUs (Services air source, large commercial (~150kW)) | 1701403 | 1000003060 | 5 | Services equipment | Refrigerant Gas R410 20 year contained AusLCI | EPD | 350 | kg | 20 | 44 | 1 | FALSE | 1 | FALSE | [6 empty] | 3060 | 36 | B6+ | 0 | 0 | 0 | 0 | 0 | 0 | 0 | 0 | 0
| Civic Offices | Air source heat pump for cold and hot water to 4 pipe fan coils and AHUs (Services air source, large commercial (~150kW)) | 1701403 | 1000003060 | 5 | Services equipment | Refrigerant Gas R410 20 year contained AusLCI | EPD | 350 | kg | 20 | 44 | 1 | FALSE | 1 | FALSE | [6 empty] | 3060 | 36 | B7 | 0 | 0 | 0 | 0 | 0 | 0 | 0 | 0 | 0
| Civic Offices | Air source heat pump for cold and hot water to 4 pipe fan coils and AHUs (Services air source, large commercial (~150kW)) | 1701403 | 1000003060 | 5 | Services equipment | Refrigerant Gas R410 20 year contained AusLCI | EPD | 350 | kg | 20 | 44 | 1 | FALSE | 1 | FALSE | [6 empty] | 3060 | 36 | D1 | 0 | 0 | 0 | 0 | 0 | 0 | 0 | 0 | 0
| Civic Offices | Air source heat pump for cold and hot water to 4 pipe fan coils and AHUs (Services air source, large commercial (~150kW)) | 1701403 | 1000003060 | 5 | Services equipment | Refrigerant Gas R410 20 year contained AusLCI | EPD | 350 | kg | 20 | 44 | 1 | FALSE | 1 | FALSE | [6 empty] | 3060 | 36 | B4B5 | 0 | 0 | 0 | 0 | 0 | 0 | 0 | 0 | 0
| Civic Offices | Air source heat pump for cold and hot water to 4 pipe fan coils and AHUs (Services air source, large commercial (~150kW)) | 1701403 | 1000003060 | 5 | Services equipment | Refrigerant Gas R410 20 year contained AusLCI | EPD | 350 | kg | 20 | 44 | 1 | FALSE | 1 | FALSE | [6 empty] | 3060 | 37 | B1 | 0 | 0 | 0 | 0 | 0 | 0 | 0 | 0 | 0
| Civic Offices | Air source heat pump for cold and hot water to 4 pipe fan coils and AHUs (Services air source, large commercial (~150kW)) | 1701403 | 1000003060 | 5 | Services equipment | Refrigerant Gas R410 20 year contained AusLCI | EPD | 350 | kg | 20 | 44 | 1 | FALSE | 1 | FALSE | [6 empty] | 3060 | 37 | B2B3 | 0 | 0 | 0 | 0 | 0 | 0 | 0 | 0 | 0
| Civic Offices | Air source heat pump for cold and hot water to 4 pipe fan coils and AHUs (Services air source, large commercial (~150kW)) | 1701403 | 1000003060 | 5 | Services equipment | Refrigerant Gas R410 20 year contained AusLCI | EPD | 350 | kg | 20 | 44 | 1 | FALSE | 1 | FALSE | [6 empty] | 3060 | 37 | B6 | 0 | 0 | 0 | 0 | 0 | 0 | 0 | 0 | 0
| Civic Offices | Air source heat pump for cold and hot water to 4 pipe fan coils and AHUs (Services air source, large commercial (~150kW)) | 1701403 | 1000003060 | 5 | Services equipment | Refrigerant Gas R410 20 year contained AusLCI | EPD | 350 | kg | 20 | 44 | 1 | FALSE | 1 | FALSE | [6 empty] | 3060 | 37 | B6+ | 0 | 0 | 0 | 0 | 0 | 0 | 0 | 0 | 0
| Civic Offices | Air source heat pump for cold and hot water to 4 pipe fan coils and AHUs (Services air source, large commercial (~150kW)) | 1701403 | 1000003060 | 5 | Services equipment | Refrigerant Gas R410 20 year contained AusLCI | EPD | 350 | kg | 20 | 44 | 1 | FALSE | 1 | FALSE | [6 empty] | 3060 | 37 | B7 | 0 | 0 | 0 | 0 | 0 | 0 | 0 | 0 | 0
| Civic Offices | Air source heat pump for cold and hot water to 4 pipe fan coils and AHUs (Services air source, large commercial (~150kW)) | 1701403 | 1000003060 | 5 | Services equipment | Refrigerant Gas R410 20 year contained AusLCI | EPD | 350 | kg | 20 | 44 | 1 | FALSE | 1 | FALSE | [6 empty] | 3060 | 37 | D1 | 0 | 0 | 0 | 0 | 0 | 0 | 0 | 0 | 0
| Civic Offices | Air source heat pump for cold and hot water to 4 pipe fan coils and AHUs (Services air source, large commercial (~150kW)) | 1701403 | 1000003060 | 5 | Services equipment | Refrigerant Gas R410 20 year contained AusLCI | EPD | 350 | kg | 20 | 44 | 1 | FALSE | 1 | FALSE | [6 empty] | 3060 | 37 | B4B5 | 0 | 0 | 0 | 0 | 0 | 0 | 0 | 0 | 0
| Civic Offices | Air source heat pump for cold and hot water to 4 pipe fan coils and AHUs (Services air source, large commercial (~150kW)) | 1701403 | 1000003060 | 5 | Services equipment | Refrigerant Gas R410 20 year contained AusLCI | EPD | 350 | kg | 20 | 44 | 1 | FALSE | 1 | FALSE | [6 empty] | 3060 | 38 | B1 | 0 | 0 | 0 | 0 | 0 | 0 | 0 | 0 | 0
| Civic Offices | Air source heat pump for cold and hot water to 4 pipe fan coils and AHUs (Services air source, large commercial (~150kW)) | 1701403 | 1000003060 | 5 | Services equipment | Refrigerant Gas R410 20 year contained AusLCI | EPD | 350 | kg | 20 | 44 | 1 | FALSE | 1 | FALSE | [6 empty] | 3060 | 38 | B2B3 | 0 | 0 | 0 | 0 | 0 | 0 | 0 | 0 | 0
| Civic Offices | Air source heat pump for cold and hot water to 4 pipe fan coils and AHUs (Services air source, large commercial (~150kW)) | 1701403 | 1000003060 | 5 | Services equipment | Refrigerant Gas R410 20 year contained AusLCI | EPD | 350 | kg | 20 | 44 | 1 | FALSE | 1 | FALSE | [6 empty] | 3060 | 38 | B6 | 0 | 0 | 0 | 0 | 0 | 0 | 0 | 0 | 0
| Civic Offices | Air source heat pump for cold and hot water to 4 pipe fan coils and AHUs (Services air source, large commercial (~150kW)) | 1701403 | 1000003060 | 5 | Services equipment | Refrigerant Gas R410 20 year contained AusLCI | EPD | 350 | kg | 20 | 44 | 1 | FALSE | 1 | FALSE | [6 empty] | 3060 | 38 | B6+ | 0 | 0 | 0 | 0 | 0 | 0 | 0 | 0 | 0
| Civic Offices | Air source heat pump for cold and hot water to 4 pipe fan coils and AHUs (Services air source, large commercial (~150kW)) | 1701403 | 1000003060 | 5 | Services equipment | Refrigerant Gas R410 20 year contained AusLCI | EPD | 350 | kg | 20 | 44 | 1 | FALSE | 1 | FALSE | [6 empty] | 3060 | 38 | B7 | 0 | 0 | 0 | 0 | 0 | 0 | 0 | 0 | 0
| Civic Offices | Air source heat pump for cold and hot water to 4 pipe fan coils and AHUs (Services air source, large commercial (~150kW)) | 1701403 | 1000003060 | 5 | Services equipment | Refrigerant Gas R410 20 year contained AusLCI | EPD | 350 | kg | 20 | 44 | 1 | FALSE | 1 | FALSE | [6 empty] | 3060 | 38 | D1 | 0 | 0 | 0 | 0 | 0 | 0 | 0 | 0 | 0
| Civic Offices | Air source heat pump for cold and hot water to 4 pipe fan coils and AHUs (Services air source, large commercial (~150kW)) | 1701403 | 1000003060 | 5 | Services equipment | Refrigerant Gas R410 20 year contained AusLCI | EPD | 350 | kg | 20 | 44 | 1 | FALSE | 1 | FALSE | [6 empty] | 3060 | 38 | B4B5 | 0 | 0 | 0 | 0 | 0 | 0 | 0 | 0 | 0
| Civic Offices | Air source heat pump for cold and hot water to 4 pipe fan coils and AHUs (Services air source, large commercial (~150kW)) | 1701403 | 1000003060 | 5 | Services equipment | Refrigerant Gas R410 20 year contained AusLCI | EPD | 350 | kg | 20 | 44 | 1 | FALSE | 1 | FALSE | [6 empty] | 3060 | 39 | B1 | 0 | 0 | 0 | 0 | 0 | 0 | 0 | 0 | 0
| Civic Offices | Air source heat pump for cold and hot water to 4 pipe fan coils and AHUs (Services air source, large commercial (~150kW)) | 1701403 | 1000003060 | 5 | Services equipment | Refrigerant Gas R410 20 year contained AusLCI | EPD | 350 | kg | 20 | 44 | 1 | FALSE | 1 | FALSE | [6 empty] | 3060 | 39 | B2B3 | 0 | 0 | 0 | 0 | 0 | 0 | 0 | 0 | 0
| Civic Offices | Air source heat pump for cold and hot water to 4 pipe fan coils and AHUs (Services air source, large commercial (~150kW)) | 1701403 | 1000003060 | 5 | Services equipment | Refrigerant Gas R410 20 year contained AusLCI | EPD | 350 | kg | 20 | 44 | 1 | FALSE | 1 | FALSE | [6 empty] | 3060 | 39 | B6 | 0 | 0 | 0 | 0 | 0 | 0 | 0 | 0 | 0
| Civic Offices | Air source heat pump for cold and hot water to 4 pipe fan coils and AHUs (Services air source, large commercial (~150kW)) | 1701403 | 1000003060 | 5 | Services equipment | Refrigerant Gas R410 20 year contained AusLCI | EPD | 350 | kg | 20 | 44 | 1 | FALSE | 1 | FALSE | [6 empty] | 3060 | 39 | B6+ | 0 | 0 | 0 | 0 | 0 | 0 | 0 | 0 | 0
| Civic Offices | Air source heat pump for cold and hot water to 4 pipe fan coils and AHUs (Services air source, large commercial (~150kW)) | 1701403 | 1000003060 | 5 | Services equipment | Refrigerant Gas R410 20 year contained AusLCI | EPD | 350 | kg | 20 | 44 | 1 | FALSE | 1 | FALSE | [6 empty] | 3060 | 39 | B7 | 0 | 0 | 0 | 0 | 0 | 0 | 0 | 0 | 0
| Civic Offices | Air source heat pump for cold and hot water to 4 pipe fan coils and AHUs (Services air source, large commercial (~150kW)) | 1701403 | 1000003060 | 5 | Services equipment | Refrigerant Gas R410 20 year contained AusLCI | EPD | 350 | kg | 20 | 44 | 1 | FALSE | 1 | FALSE | [6 empty] | 3060 | 39 | D1 | 0 | 0 | 0 | 0 | 0 | 0 | 0 | 0 | 0
| Civic Offices | Air source heat pump for cold and hot water to 4 pipe fan coils and AHUs (Services air source, large commercial (~150kW)) | 1701403 | 1000003060 | 5 | Services equipment | Refrigerant Gas R410 20 year contained AusLCI | EPD | 350 | kg | 20 | 44 | 1 | FALSE | 1 | FALSE | [6 empty] | 3060 | 39 | B4B5 | 0 | 0 | 0 | 0 | 0 | 0 | 0 | 0 | 0
| Civic Offices | Air source heat pump for cold and hot water to 4 pipe fan coils and AHUs (Services air source, large commercial (~150kW)) | 1701403 | 1000003060 | 5 | Services equipment | Refrigerant Gas R410 20 year contained AusLCI | EPD | 350 | kg | 20 | 44 | 1 | FALSE | 1 | FALSE | [6 empty] | 3060 | 40 | B1 | 0 | 0 | 0 | 0 | 0 | 0 | 0 | 0 | 0
| Civic Offices | Air source heat pump for cold and hot water to 4 pipe fan coils and AHUs (Services air source, large commercial (~150kW)) | 1701403 | 1000003060 | 5 | Services equipment | Refrigerant Gas R410 20 year contained AusLCI | EPD | 350 | kg | 20 | 44 | 1 | FALSE | 1 | FALSE | [6 empty] | 3060 | 40 | B2B3 | 0 | 0 | 0 | 0 | 0 | 0 | 0 | 0 | 0
| Civic Offices | Air source heat pump for cold and hot water to 4 pipe fan coils and AHUs (Services air source, large commercial (~150kW)) | 1701403 | 1000003060 | 5 | Services equipment | Refrigerant Gas R410 20 year contained AusLCI | EPD | 350 | kg | 20 | 44 | 1 | FALSE | 1 | FALSE | [6 empty] | 3060 | 40 | B6 | 0 | 0 | 0 | 0 | 0 | 0 | 0 | 0 | 0
| Civic Offices | Air source heat pump for cold and hot water to 4 pipe fan coils and AHUs (Services air source, large commercial (~150kW)) | 1701403 | 1000003060 | 5 | Services equipment | Refrigerant Gas R410 20 year contained AusLCI | EPD | 350 | kg | 20 | 44 | 1 | FALSE | 1 | FALSE | [6 empty] | 3060 | 40 | B6+ | 0 | 0 | 0 | 0 | 0 | 0 | 0 | 0 | 0
| Civic Offices | Air source heat pump for cold and hot water to 4 pipe fan coils and AHUs (Services air source, large commercial (~150kW)) | 1701403 | 1000003060 | 5 | Services equipment | Refrigerant Gas R410 20 year contained AusLCI | EPD | 350 | kg | 20 | 44 | 1 | FALSE | 1 | FALSE | [6 empty] | 3060 | 40 | B7 | 0 | 0 | 0 | 0 | 0 | 0 | 0 | 0 | 0
| Civic Offices | Air source heat pump for cold and hot water to 4 pipe fan coils and AHUs (Services air source, large commercial (~150kW)) | 1701403 | 1000003060 | 5 | Services equipment | Refrigerant Gas R410 20 year contained AusLCI | EPD | 350 | kg | 20 | 44 | 1 | FALSE | 1 | FALSE | [6 empty] | 3060 | 40 | D1 | 0 | 0 | 0 | 0 | 0 | 0 | 0 | 0 | 0
| Civic Offices | Air source heat pump for cold and hot water to 4 pipe fan coils and AHUs (Services air source, large commercial (~150kW)) | 1701403 | 1000003060 | 5 | Services equipment | Refrigerant Gas R410 20 year contained AusLCI | EPD | 350 | kg | 20 | 44 | 1 | FALSE | 1 | FALSE | [6 empty] | 3060 | 40 | B4B5 | 614044.55 | 0.392 | 40.3375 | 3.1808 | 0 | 0 | 0 | 4200 | 0
| Civic Offices | Air source heat pump for cold and hot water to 4 pipe fan coils and AHUs (Services air source, large commercial (~150kW)) | 1701403 | 1000003060 | 5 | Services equipment | Refrigerant Gas R410 20 year contained AusLCI | EPD | 350 | kg | 20 | 44 | 1 | FALSE | 1 | FALSE | [6 empty] | 3060 | 41 | B1 | 0 | 0 | 0 | 0 | 0 | 0 | 0 | 0 | 0
| Civic Offices | Air source heat pump for cold and hot water to 4 pipe fan coils and AHUs (Services air source, large commercial (~150kW)) | 1701403 | 1000003060 | 5 | Services equipment | Refrigerant Gas R410 20 year contained AusLCI | EPD | 350 | kg | 20 | 44 | 1 | FALSE | 1 | FALSE | [6 empty] | 3060 | 41 | B2B3 | 0 | 0 | 0 | 0 | 0 | 0 | 0 | 0 | 0
| Civic Offices | Air source heat pump for cold and hot water to 4 pipe fan coils and AHUs (Services air source, large commercial (~150kW)) | 1701403 | 1000003060 | 5 | Services equipment | Refrigerant Gas R410 20 year contained AusLCI | EPD | 350 | kg | 20 | 44 | 1 | FALSE | 1 | FALSE | [6 empty] | 3060 | 41 | B6 | 0 | 0 | 0 | 0 | 0 | 0 | 0 | 0 | 0
| Civic Offices | Air source heat pump for cold and hot water to 4 pipe fan coils and AHUs (Services air source, large commercial (~150kW)) | 1701403 | 1000003060 | 5 | Services equipment | Refrigerant Gas R410 20 year contained AusLCI | EPD | 350 | kg | 20 | 44 | 1 | FALSE | 1 | FALSE | [6 empty] | 3060 | 41 | B6+ | 0 | 0 | 0 | 0 | 0 | 0 | 0 | 0 | 0
| Civic Offices | Air source heat pump for cold and hot water to 4 pipe fan coils and AHUs (Services air source, large commercial (~150kW)) | 1701403 | 1000003060 | 5 | Services equipment | Refrigerant Gas R410 20 year contained AusLCI | EPD | 350 | kg | 20 | 44 | 1 | FALSE | 1 | FALSE | [6 empty] | 3060 | 41 | B7 | 0 | 0 | 0 | 0 | 0 | 0 | 0 | 0 | 0
| Civic Offices | Air source heat pump for cold and hot water to 4 pipe fan coils and AHUs (Services air source, large commercial (~150kW)) | 1701403 | 1000003060 | 5 | Services equipment | Refrigerant Gas R410 20 year contained AusLCI | EPD | 350 | kg | 20 | 44 | 1 | FALSE | 1 | FALSE | [6 empty] | 3060 | 41 | D1 | 0 | 0 | 0 | 0 | 0 | 0 | 0 | 0 | 0
| Civic Offices | Air source heat pump for cold and hot water to 4 pipe fan coils and AHUs (Services air source, large commercial (~150kW)) | 1701403 | 1000003060 | 5 | Services equipment | Refrigerant Gas R410 20 year contained AusLCI | EPD | 350 | kg | 20 | 44 | 1 | FALSE | 1 | FALSE | [6 empty] | 3060 | 41 | B4B5 | 0 | 0 | 0 | 0 | 0 | 0 | 0 | 0 | 0
| Civic Offices | Air source heat pump for cold and hot water to 4 pipe fan coils and AHUs (Services air source, large commercial (~150kW)) | 1701403 | 1000003060 | 5 | Services equipment | Refrigerant Gas R410 20 year contained AusLCI | EPD | 350 | kg | 20 | 44 | 1 | FALSE | 1 | FALSE | [6 empty] | 3060 | 42 | B1 | 0 | 0 | 0 | 0 | 0 | 0 | 0 | 0 | 0
| Civic Offices | Air source heat pump for cold and hot water to 4 pipe fan coils and AHUs (Services air source, large commercial (~150kW)) | 1701403 | 1000003060 | 5 | Services equipment | Refrigerant Gas R410 20 year contained AusLCI | EPD | 350 | kg | 20 | 44 | 1 | FALSE | 1 | FALSE | [6 empty] | 3060 | 42 | B2B3 | 0 | 0 | 0 | 0 | 0 | 0 | 0 | 0 | 0
| Civic Offices | Air source heat pump for cold and hot water to 4 pipe fan coils and AHUs (Services air source, large commercial (~150kW)) | 1701403 | 1000003060 | 5 | Services equipment | Refrigerant Gas R410 20 year contained AusLCI | EPD | 350 | kg | 20 | 44 | 1 | FALSE | 1 | FALSE | [6 empty] | 3060 | 42 | B6 | 0 | 0 | 0 | 0 | 0 | 0 | 0 | 0 | 0
| Civic Offices | Air source heat pump for cold and hot water to 4 pipe fan coils and AHUs (Services air source, large commercial (~150kW)) | 1701403 | 1000003060 | 5 | Services equipment | Refrigerant Gas R410 20 year contained AusLCI | EPD | 350 | kg | 20 | 44 | 1 | FALSE | 1 | FALSE | [6 empty] | 3060 | 42 | B6+ | 0 | 0 | 0 | 0 | 0 | 0 | 0 | 0 | 0
| Civic Offices | Air source heat pump for cold and hot water to 4 pipe fan coils and AHUs (Services air source, large commercial (~150kW)) | 1701403 | 1000003060 | 5 | Services equipment | Refrigerant Gas R410 20 year contained AusLCI | EPD | 350 | kg | 20 | 44 | 1 | FALSE | 1 | FALSE | [6 empty] | 3060 | 42 | B7 | 0 | 0 | 0 | 0 | 0 | 0 | 0 | 0 | 0
| Civic Offices | Air source heat pump for cold and hot water to 4 pipe fan coils and AHUs (Services air source, large commercial (~150kW)) | 1701403 | 1000003060 | 5 | Services equipment | Refrigerant Gas R410 20 year contained AusLCI | EPD | 350 | kg | 20 | 44 | 1 | FALSE | 1 | FALSE | [6 empty] | 3060 | 42 | D1 | 0 | 0 | 0 | 0 | 0 | 0 | 0 | 0 | 0
| Civic Offices | Air source heat pump for cold and hot water to 4 pipe fan coils and AHUs (Services air source, large commercial (~150kW)) | 1701403 | 1000003060 | 5 | Services equipment | Refrigerant Gas R410 20 year contained AusLCI | EPD | 350 | kg | 20 | 44 | 1 | FALSE | 1 | FALSE | [6 empty] | 3060 | 42 | B4B5 | 0 | 0 | 0 | 0 | 0 | 0 | 0 | 0 | 0
| Civic Offices | Air source heat pump for cold and hot water to 4 pipe fan coils and AHUs (Services air source, large commercial (~150kW)) | 1701403 | 1000003060 | 5 | Services equipment | Refrigerant Gas R410 20 year contained AusLCI | EPD | 350 | kg | 20 | 44 | 1 | FALSE | 1 | FALSE | [6 empty] | 3060 | 43 | B1 | 0 | 0 | 0 | 0 | 0 | 0 | 0 | 0 | 0
| Civic Offices | Air source heat pump for cold and hot water to 4 pipe fan coils and AHUs (Services air source, large commercial (~150kW)) | 1701403 | 1000003060 | 5 | Services equipment | Refrigerant Gas R410 20 year contained AusLCI | EPD | 350 | kg | 20 | 44 | 1 | FALSE | 1 | FALSE | [6 empty] | 3060 | 43 | B2B3 | 0 | 0 | 0 | 0 | 0 | 0 | 0 | 0 | 0
| Civic Offices | Air source heat pump for cold and hot water to 4 pipe fan coils and AHUs (Services air source, large commercial (~150kW)) | 1701403 | 1000003060 | 5 | Services equipment | Refrigerant Gas R410 20 year contained AusLCI | EPD | 350 | kg | 20 | 44 | 1 | FALSE | 1 | FALSE | [6 empty] | 3060 | 43 | B6 | 0 | 0 | 0 | 0 | 0 | 0 | 0 | 0 | 0
| Civic Offices | Air source heat pump for cold and hot water to 4 pipe fan coils and AHUs (Services air source, large commercial (~150kW)) | 1701403 | 1000003060 | 5 | Services equipment | Refrigerant Gas R410 20 year contained AusLCI | EPD | 350 | kg | 20 | 44 | 1 | FALSE | 1 | FALSE | [6 empty] | 3060 | 43 | B6+ | 0 | 0 | 0 | 0 | 0 | 0 | 0 | 0 | 0
| Civic Offices | Air source heat pump for cold and hot water to 4 pipe fan coils and AHUs (Services air source, large commercial (~150kW)) | 1701403 | 1000003060 | 5 | Services equipment | Refrigerant Gas R410 20 year contained AusLCI | EPD | 350 | kg | 20 | 44 | 1 | FALSE | 1 | FALSE | [6 empty] | 3060 | 43 | B7 | 0 | 0 | 0 | 0 | 0 | 0 | 0 | 0 | 0
| Civic Offices | Air source heat pump for cold and hot water to 4 pipe fan coils and AHUs (Services air source, large commercial (~150kW)) | 1701403 | 1000003060 | 5 | Services equipment | Refrigerant Gas R410 20 year contained AusLCI | EPD | 350 | kg | 20 | 44 | 1 | FALSE | 1 | FALSE | [6 empty] | 3060 | 43 | D1 | 0 | 0 | 0 | 0 | 0 | 0 | 0 | 0 | 0
| Civic Offices | Air source heat pump for cold and hot water to 4 pipe fan coils and AHUs (Services air source, large commercial (~150kW)) | 1701403 | 1000003060 | 5 | Services equipment | Refrigerant Gas R410 20 year contained AusLCI | EPD | 350 | kg | 20 | 44 | 1 | FALSE | 1 | FALSE | [6 empty] | 3060 | 43 | B4B5 | 0 | 0 | 0 | 0 | 0 | 0 | 0 | 0 | 0
| Civic Offices | Air source heat pump for cold and hot water to 4 pipe fan coils and AHUs (Services air source, large commercial (~150kW)) | 1701403 | 1000003060 | 5 | Services equipment | Refrigerant Gas R410 20 year contained AusLCI | EPD | 350 | kg | 20 | 44 | 1 | FALSE | 1 | FALSE | [6 empty] | 3060 | 44 | B1 | 0 | 0 | 0 | 0 | 0 | 0 | 0 | 0 | 0
| Civic Offices | Air source heat pump for cold and hot water to 4 pipe fan coils and AHUs (Services air source, large commercial (~150kW)) | 1701403 | 1000003060 | 5 | Services equipment | Refrigerant Gas R410 20 year contained AusLCI | EPD | 350 | kg | 20 | 44 | 1 | FALSE | 1 | FALSE | [6 empty] | 3060 | 44 | B2B3 | 0 | 0 | 0 | 0 | 0 | 0 | 0 | 0 | 0
| Civic Offices | Air source heat pump for cold and hot water to 4 pipe fan coils and AHUs (Services air source, large commercial (~150kW)) | 1701403 | 1000003060 | 5 | Services equipment | Refrigerant Gas R410 20 year contained AusLCI | EPD | 350 | kg | 20 | 44 | 1 | FALSE | 1 | FALSE | [6 empty] | 3060 | 44 | B6 | 0 | 0 | 0 | 0 | 0 | 0 | 0 | 0 | 0
| Civic Offices | Air source heat pump for cold and hot water to 4 pipe fan coils and AHUs (Services air source, large commercial (~150kW)) | 1701403 | 1000003060 | 5 | Services equipment | Refrigerant Gas R410 20 year contained AusLCI | EPD | 350 | kg | 20 | 44 | 1 | FALSE | 1 | FALSE | [6 empty] | 3060 | 44 | B6+ | 0 | 0 | 0 | 0 | 0 | 0 | 0 | 0 | 0
| Civic Offices | Air source heat pump for cold and hot water to 4 pipe fan coils and AHUs (Services air source, large commercial (~150kW)) | 1701403 | 1000003060 | 5 | Services equipment | Refrigerant Gas R410 20 year contained AusLCI | EPD | 350 | kg | 20 | 44 | 1 | FALSE | 1 | FALSE | [6 empty] | 3060 | 44 | B7 | 0 | 0 | 0 | 0 | 0 | 0 | 0 | 0 | 0
| Civic Offices | Air source heat pump for cold and hot water to 4 pipe fan coils and AHUs (Services air source, large commercial (~150kW)) | 1701403 | 1000003060 | 5 | Services equipment | Refrigerant Gas R410 20 year contained AusLCI | EPD | 350 | kg | 20 | 44 | 1 | FALSE | 1 | FALSE | [6 empty] | 3060 | 44 | D1 | 0 | 0 | 0 | 0 | 0 | 0 | 0 | 0 | 0
| Civic Offices | Air source heat pump for cold and hot water to 4 pipe fan coils and AHUs (Services air source, large commercial (~150kW)) | 1701403 | 1000003060 | 5 | Services equipment | Refrigerant Gas R410 20 year contained AusLCI | EPD | 350 | kg | 20 | 44 | 1 | FALSE | 1 | FALSE | [6 empty] | 3060 | 44 | B4B5 | 0 | 0 | 0 | 0 | 0 | 0 | 0 | 0 | 0
| Civic Offices | Air source heat pump for cold and hot water to 4 pipe fan coils and AHUs (Services air source, large commercial (~150kW)) | 1701403 | 1000003060 | 5 | Services equipment | Refrigerant Gas R410 20 year contained AusLCI | EPD | 350 | kg | 20 | 44 | 1 | FALSE | 1 | FALSE | [6 empty] | 3060 | 45 | B1 | 0 | 0 | 0 | 0 | 0 | 0 | 0 | 0 | 0
| Civic Offices | Air source heat pump for cold and hot water to 4 pipe fan coils and AHUs (Services air source, large commercial (~150kW)) | 1701403 | 1000003060 | 5 | Services equipment | Refrigerant Gas R410 20 year contained AusLCI | EPD | 350 | kg | 20 | 44 | 1 | FALSE | 1 | FALSE | [6 empty] | 3060 | 45 | B2B3 | 0 | 0 | 0 | 0 | 0 | 0 | 0 | 0 | 0
| Civic Offices | Air source heat pump for cold and hot water to 4 pipe fan coils and AHUs (Services air source, large commercial (~150kW)) | 1701403 | 1000003060 | 5 | Services equipment | Refrigerant Gas R410 20 year contained AusLCI | EPD | 350 | kg | 20 | 44 | 1 | FALSE | 1 | FALSE | [6 empty] | 3060 | 45 | B6 | 0 | 0 | 0 | 0 | 0 | 0 | 0 | 0 | 0
| Civic Offices | Air source heat pump for cold and hot water to 4 pipe fan coils and AHUs (Services air source, large commercial (~150kW)) | 1701403 | 1000003060 | 5 | Services equipment | Refrigerant Gas R410 20 year contained AusLCI | EPD | 350 | kg | 20 | 44 | 1 | FALSE | 1 | FALSE | [6 empty] | 3060 | 45 | B6+ | 0 | 0 | 0 | 0 | 0 | 0 | 0 | 0 | 0
| Civic Offices | Air source heat pump for cold and hot water to 4 pipe fan coils and AHUs (Services air source, large commercial (~150kW)) | 1701403 | 1000003060 | 5 | Services equipment | Refrigerant Gas R410 20 year contained AusLCI | EPD | 350 | kg | 20 | 44 | 1 | FALSE | 1 | FALSE | [6 empty] | 3060 | 45 | B7 | 0 | 0 | 0 | 0 | 0 | 0 | 0 | 0 | 0
| Civic Offices | Air source heat pump for cold and hot water to 4 pipe fan coils and AHUs (Services air source, large commercial (~150kW)) | 1701403 | 1000003060 | 5 | Services equipment | Refrigerant Gas R410 20 year contained AusLCI | EPD | 350 | kg | 20 | 44 | 1 | FALSE | 1 | FALSE | [6 empty] | 3060 | 45 | D1 | 0 | 0 | 0 | 0 | 0 | 0 | 0 | 0 | 0
| Civic Offices | Air source heat pump for cold and hot water to 4 pipe fan coils and AHUs (Services air source, large commercial (~150kW)) | 1701403 | 1000003060 | 5 | Services equipment | Refrigerant Gas R410 20 year contained AusLCI | EPD | 350 | kg | 20 | 44 | 1 | FALSE | 1 | FALSE | [6 empty] | 3060 | 45 | B4B5 | 0 | 0 | 0 | 0 | 0 | 0 | 0 | 0 | 0
| Civic Offices | Air source heat pump for cold and hot water to 4 pipe fan coils and AHUs (Services air source, large commercial (~150kW)) | 1701403 | 1000003060 | 5 | Services equipment | Refrigerant Gas R410 20 year contained AusLCI | EPD | 350 | kg | 20 | 44 | 1 | FALSE | 1 | FALSE | [6 empty] | 3060 | 46 | B1 | 0 | 0 | 0 | 0 | 0 | 0 | 0 | 0 | 0
| Civic Offices | Air source heat pump for cold and hot water to 4 pipe fan coils and AHUs (Services air source, large commercial (~150kW)) | 1701403 | 1000003060 | 5 | Services equipment | Refrigerant Gas R410 20 year contained AusLCI | EPD | 350 | kg | 20 | 44 | 1 | FALSE | 1 | FALSE | [6 empty] | 3060 | 46 | B2B3 | 0 | 0 | 0 | 0 | 0 | 0 | 0 | 0 | 0
| Civic Offices | Air source heat pump for cold and hot water to 4 pipe fan coils and AHUs (Services air source, large commercial (~150kW)) | 1701403 | 1000003060 | 5 | Services equipment | Refrigerant Gas R410 20 year contained AusLCI | EPD | 350 | kg | 20 | 44 | 1 | FALSE | 1 | FALSE | [6 empty] | 3060 | 46 | B6 | 0 | 0 | 0 | 0 | 0 | 0 | 0 | 0 | 0
| Civic Offices | Air source heat pump for cold and hot water to 4 pipe fan coils and AHUs (Services air source, large commercial (~150kW)) | 1701403 | 1000003060 | 5 | Services equipment | Refrigerant Gas R410 20 year contained AusLCI | EPD | 350 | kg | 20 | 44 | 1 | FALSE | 1 | FALSE | [6 empty] | 3060 | 46 | B6+ | 0 | 0 | 0 | 0 | 0 | 0 | 0 | 0 | 0
| Civic Offices | Air source heat pump for cold and hot water to 4 pipe fan coils and AHUs (Services air source, large commercial (~150kW)) | 1701403 | 1000003060 | 5 | Services equipment | Refrigerant Gas R410 20 year contained AusLCI | EPD | 350 | kg | 20 | 44 | 1 | FALSE | 1 | FALSE | [6 empty] | 3060 | 46 | B7 | 0 | 0 | 0 | 0 | 0 | 0 | 0 | 0 | 0
| Civic Offices | Air source heat pump for cold and hot water to 4 pipe fan coils and AHUs (Services air source, large commercial (~150kW)) | 1701403 | 1000003060 | 5 | Services equipment | Refrigerant Gas R410 20 year contained AusLCI | EPD | 350 | kg | 20 | 44 | 1 | FALSE | 1 | FALSE | [6 empty] | 3060 | 46 | D1 | 0 | 0 | 0 | 0 | 0 | 0 | 0 | 0 | 0
| Civic Offices | Air source heat pump for cold and hot water to 4 pipe fan coils and AHUs (Services air source, large commercial (~150kW)) | 1701403 | 1000003060 | 5 | Services equipment | Refrigerant Gas R410 20 year contained AusLCI | EPD | 350 | kg | 20 | 44 | 1 | FALSE | 1 | FALSE | [6 empty] | 3060 | 46 | B4B5 | 0 | 0 | 0 | 0 | 0 | 0 | 0 | 0 | 0
| Civic Offices | Air source heat pump for cold and hot water to 4 pipe fan coils and AHUs (Services air source, large commercial (~150kW)) | 1701403 | 1000003060 | 5 | Services equipment | Refrigerant Gas R410 20 year contained AusLCI | EPD | 350 | kg | 20 | 44 | 1 | FALSE | 1 | FALSE | [6 empty] | 3060 | 47 | B1 | 0 | 0 | 0 | 0 | 0 | 0 | 0 | 0 | 0
| Civic Offices | Air source heat pump for cold and hot water to 4 pipe fan coils and AHUs (Services air source, large commercial (~150kW)) | 1701403 | 1000003060 | 5 | Services equipment | Refrigerant Gas R410 20 year contained AusLCI | EPD | 350 | kg | 20 | 44 | 1 | FALSE | 1 | FALSE | [6 empty] | 3060 | 47 | B2B3 | 0 | 0 | 0 | 0 | 0 | 0 | 0 | 0 | 0
| Civic Offices | Air source heat pump for cold and hot water to 4 pipe fan coils and AHUs (Services air source, large commercial (~150kW)) | 1701403 | 1000003060 | 5 | Services equipment | Refrigerant Gas R410 20 year contained AusLCI | EPD | 350 | kg | 20 | 44 | 1 | FALSE | 1 | FALSE | [6 empty] | 3060 | 47 | B6 | 0 | 0 | 0 | 0 | 0 | 0 | 0 | 0 | 0
| Civic Offices | Air source heat pump for cold and hot water to 4 pipe fan coils and AHUs (Services air source, large commercial (~150kW)) | 1701403 | 1000003060 | 5 | Services equipment | Refrigerant Gas R410 20 year contained AusLCI | EPD | 350 | kg | 20 | 44 | 1 | FALSE | 1 | FALSE | [6 empty] | 3060 | 47 | B6+ | 0 | 0 | 0 | 0 | 0 | 0 | 0 | 0 | 0
| Civic Offices | Air source heat pump for cold and hot water to 4 pipe fan coils and AHUs (Services air source, large commercial (~150kW)) | 1701403 | 1000003060 | 5 | Services equipment | Refrigerant Gas R410 20 year contained AusLCI | EPD | 350 | kg | 20 | 44 | 1 | FALSE | 1 | FALSE | [6 empty] | 3060 | 47 | B7 | 0 | 0 | 0 | 0 | 0 | 0 | 0 | 0 | 0
| Civic Offices | Air source heat pump for cold and hot water to 4 pipe fan coils and AHUs (Services air source, large commercial (~150kW)) | 1701403 | 1000003060 | 5 | Services equipment | Refrigerant Gas R410 20 year contained AusLCI | EPD | 350 | kg | 20 | 44 | 1 | FALSE | 1 | FALSE | [6 empty] | 3060 | 47 | D1 | 0 | 0 | 0 | 0 | 0 | 0 | 0 | 0 | 0
| Civic Offices | Air source heat pump for cold and hot water to 4 pipe fan coils and AHUs (Services air source, large commercial (~150kW)) | 1701403 | 1000003060 | 5 | Services equipment | Refrigerant Gas R410 20 year contained AusLCI | EPD | 350 | kg | 20 | 44 | 1 | FALSE | 1 | FALSE | [6 empty] | 3060 | 47 | B4B5 | 0 | 0 | 0 | 0 | 0 | 0 | 0 | 0 | 0
| Civic Offices | Air source heat pump for cold and hot water to 4 pipe fan coils and AHUs (Services air source, large commercial (~150kW)) | 1701403 | 1000003060 | 5 | Services equipment | Refrigerant Gas R410 20 year contained AusLCI | EPD | 350 | kg | 20 | 44 | 1 | FALSE | 1 | FALSE | [6 empty] | 3060 | 48 | B1 | 0 | 0 | 0 | 0 | 0 | 0 | 0 | 0 | 0
| Civic Offices | Air source heat pump for cold and hot water to 4 pipe fan coils and AHUs (Services air source, large commercial (~150kW)) | 1701403 | 1000003060 | 5 | Services equipment | Refrigerant Gas R410 20 year contained AusLCI | EPD | 350 | kg | 20 | 44 | 1 | FALSE | 1 | FALSE | [6 empty] | 3060 | 48 | B2B3 | 0 | 0 | 0 | 0 | 0 | 0 | 0 | 0 | 0
| Civic Offices | Air source heat pump for cold and hot water to 4 pipe fan coils and AHUs (Services air source, large commercial (~150kW)) | 1701403 | 1000003060 | 5 | Services equipment | Refrigerant Gas R410 20 year contained AusLCI | EPD | 350 | kg | 20 | 44 | 1 | FALSE | 1 | FALSE | [6 empty] | 3060 | 48 | B6 | 0 | 0 | 0 | 0 | 0 | 0 | 0 | 0 | 0
| Civic Offices | Air source heat pump for cold and hot water to 4 pipe fan coils and AHUs (Services air source, large commercial (~150kW)) | 1701403 | 1000003060 | 5 | Services equipment | Refrigerant Gas R410 20 year contained AusLCI | EPD | 350 | kg | 20 | 44 | 1 | FALSE | 1 | FALSE | [6 empty] | 3060 | 48 | B6+ | 0 | 0 | 0 | 0 | 0 | 0 | 0 | 0 | 0
| Civic Offices | Air source heat pump for cold and hot water to 4 pipe fan coils and AHUs (Services air source, large commercial (~150kW)) | 1701403 | 1000003060 | 5 | Services equipment | Refrigerant Gas R410 20 year contained AusLCI | EPD | 350 | kg | 20 | 44 | 1 | FALSE | 1 | FALSE | [6 empty] | 3060 | 48 | B7 | 0 | 0 | 0 | 0 | 0 | 0 | 0 | 0 | 0
| Civic Offices | Air source heat pump for cold and hot water to 4 pipe fan coils and AHUs (Services air source, large commercial (~150kW)) | 1701403 | 1000003060 | 5 | Services equipment | Refrigerant Gas R410 20 year contained AusLCI | EPD | 350 | kg | 20 | 44 | 1 | FALSE | 1 | FALSE | [6 empty] | 3060 | 48 | D1 | 0 | 0 | 0 | 0 | 0 | 0 | 0 | 0 | 0
| Civic Offices | Air source heat pump for cold and hot water to 4 pipe fan coils and AHUs (Services air source, large commercial (~150kW)) | 1701403 | 1000003060 | 5 | Services equipment | Refrigerant Gas R410 20 year contained AusLCI | EPD | 350 | kg | 20 | 44 | 1 | FALSE | 1 | FALSE | [6 empty] | 3060 | 48 | B4B5 | 0 | 0 | 0 | 0 | 0 | 0 | 0 | 0 | 0
| Civic Offices | Air source heat pump for cold and hot water to 4 pipe fan coils and AHUs (Services air source, large commercial (~150kW)) | 1701403 | 1000003060 | 5 | Services equipment | Refrigerant Gas R410 20 year contained AusLCI | EPD | 350 | kg | 20 | 44 | 1 | FALSE | 1 | FALSE | [6 empty] | 3060 | 49 | B1 | 0 | 0 | 0 | 0 | 0 | 0 | 0 | 0 | 0
| Civic Offices | Air source heat pump for cold and hot water to 4 pipe fan coils and AHUs (Services air source, large commercial (~150kW)) | 1701403 | 1000003060 | 5 | Services equipment | Refrigerant Gas R410 20 year contained AusLCI | EPD | 350 | kg | 20 | 44 | 1 | FALSE | 1 | FALSE | [6 empty] | 3060 | 49 | B2B3 | 0 | 0 | 0 | 0 | 0 | 0 | 0 | 0 | 0
| Civic Offices | Air source heat pump for cold and hot water to 4 pipe fan coils and AHUs (Services air source, large commercial (~150kW)) | 1701403 | 1000003060 | 5 | Services equipment | Refrigerant Gas R410 20 year contained AusLCI | EPD | 350 | kg | 20 | 44 | 1 | FALSE | 1 | FALSE | [6 empty] | 3060 | 49 | B6 | 0 | 0 | 0 | 0 | 0 | 0 | 0 | 0 | 0
| Civic Offices | Air source heat pump for cold and hot water to 4 pipe fan coils and AHUs (Services air source, large commercial (~150kW)) | 1701403 | 1000003060 | 5 | Services equipment | Refrigerant Gas R410 20 year contained AusLCI | EPD | 350 | kg | 20 | 44 | 1 | FALSE | 1 | FALSE | [6 empty] | 3060 | 49 | B6+ | 0 | 0 | 0 | 0 | 0 | 0 | 0 | 0 | 0
| Civic Offices | Air source heat pump for cold and hot water to 4 pipe fan coils and AHUs (Services air source, large commercial (~150kW)) | 1701403 | 1000003060 | 5 | Services equipment | Refrigerant Gas R410 20 year contained AusLCI | EPD | 350 | kg | 20 | 44 | 1 | FALSE | 1 | FALSE | [6 empty] | 3060 | 49 | B7 | 0 | 0 | 0 | 0 | 0 | 0 | 0 | 0 | 0
| Civic Offices | Air source heat pump for cold and hot water to 4 pipe fan coils and AHUs (Services air source, large commercial (~150kW)) | 1701403 | 1000003060 | 5 | Services equipment | Refrigerant Gas R410 20 year contained AusLCI | EPD | 350 | kg | 20 | 44 | 1 | FALSE | 1 | FALSE | [6 empty] | 3060 | 49 | D1 | 0 | 0 | 0 | 0 | 0 | 0 | 0 | 0 | 0
| Civic Offices | Air source heat pump for cold and hot water to 4 pipe fan coils and AHUs (Services air source, large commercial (~150kW)) | 1701403 | 1000003060 | 5 | Services equipment | Refrigerant Gas R410 20 year contained AusLCI | EPD | 350 | kg | 20 | 44 | 1 | FALSE | 1 | FALSE | [6 empty] | 3060 | 49 | B4B5 | 0 | 0 | 0 | 0 | 0 | 0 | 0 | 0 | 0
| Civic Offices | Air source heat pump for cold and hot water to 4 pipe fan coils and AHUs (Services air source, large commercial (~150kW)) | 1701403 | 1000003060 | 5 | Services equipment | Refrigerant Gas R410 20 year contained AusLCI | EPD | 350 | kg | 20 | 44 | 1 | FALSE | 1 | FALSE | [6 empty] | 3060 | 50 | B1 | 0 | 0 | 0 | 0 | 0 | 0 | 0 | 0 | 0
| Civic Offices | Air source heat pump for cold and hot water to 4 pipe fan coils and AHUs (Services air source, large commercial (~150kW)) | 1701403 | 1000003060 | 5 | Services equipment | Refrigerant Gas R410 20 year contained AusLCI | EPD | 350 | kg | 20 | 44 | 1 | FALSE | 1 | FALSE | [6 empty] | 3060 | 50 | B2B3 | 0 | 0 | 0 | 0 | 0 | 0 | 0 | 0 | 0
| Civic Offices | Air source heat pump for cold and hot water to 4 pipe fan coils and AHUs (Services air source, large commercial (~150kW)) | 1701403 | 1000003060 | 5 | Services equipment | Refrigerant Gas R410 20 year contained AusLCI | EPD | 350 | kg | 20 | 44 | 1 | FALSE | 1 | FALSE | [6 empty] | 3060 | 50 | B6 | 0 | 0 | 0 | 0 | 0 | 0 | 0 | 0 | 0
| Civic Offices | Air source heat pump for cold and hot water to 4 pipe fan coils and AHUs (Services air source, large commercial (~150kW)) | 1701403 | 1000003060 | 5 | Services equipment | Refrigerant Gas R410 20 year contained AusLCI | EPD | 350 | kg | 20 | 44 | 1 | FALSE | 1 | FALSE | [6 empty] | 3060 | 50 | B6+ | 0 | 0 | 0 | 0 | 0 | 0 | 0 | 0 | 0
| Civic Offices | Air source heat pump for cold and hot water to 4 pipe fan coils and AHUs (Services air source, large commercial (~150kW)) | 1701403 | 1000003060 | 5 | Services equipment | Refrigerant Gas R410 20 year contained AusLCI | EPD | 350 | kg | 20 | 44 | 1 | FALSE | 1 | FALSE | [6 empty] | 3060 | 50 | B7 | 0 | 0 | 0 | 0 | 0 | 0 | 0 | 0 | 0
| Civic Offices | Air source heat pump for cold and hot water to 4 pipe fan coils and AHUs (Services air source, large commercial (~150kW)) | 1701403 | 1000003060 | 5 | Services equipment | Refrigerant Gas R410 20 year contained AusLCI | EPD | 350 | kg | 20 | 44 | 1 | FALSE | 1 | FALSE | [6 empty] | 3060 | 50 | D1 | 0 | 0 | 0 | 0 | 0 | 0 | 0 | 0 | 0
| Civic Offices | Air source heat pump for cold and hot water to 4 pipe fan coils and AHUs (Services air source, large commercial (~150kW)) | 1701403 | 1000003060 | 5 | Services equipment | Refrigerant Gas R410 20 year contained AusLCI | EPD | 350 | kg | 20 | 44 | 1 | FALSE | 1 | FALSE | [6 empty] | 3060 | 50 | B4B5 | 0 | 0 | 0 | 0 | 0 | 0 | 0 | 0 | 0
| Civic Offices | Air source heat pump for cold and hot water to 4 pipe fan coils and AHUs (Services air source, large commercial (~150kW)) | 1701403 | 1000003060 | 5 | Services equipment | Refrigerant Gas R410 20 year contained AusLCI | EPD | 350 | kg | 20 | 44 | 1 | FALSE | 1 | FALSE | [6 empty] | 3060 | 51 | B1 | 0 | 0 | 0 | 0 | 0 | 0 | 0 | 0 | 0
| Civic Offices | Air source heat pump for cold and hot water to 4 pipe fan coils and AHUs (Services air source, large commercial (~150kW)) | 1701403 | 1000003060 | 5 | Services equipment | Refrigerant Gas R410 20 year contained AusLCI | EPD | 350 | kg | 20 | 44 | 1 | FALSE | 1 | FALSE | [6 empty] | 3060 | 51 | B2B3 | 0 | 0 | 0 | 0 | 0 | 0 | 0 | 0 | 0
| Civic Offices | Air source heat pump for cold and hot water to 4 pipe fan coils and AHUs (Services air source, large commercial (~150kW)) | 1701403 | 1000003060 | 5 | Services equipment | Refrigerant Gas R410 20 year contained AusLCI | EPD | 350 | kg | 20 | 44 | 1 | FALSE | 1 | FALSE | [6 empty] | 3060 | 51 | B6 | 0 | 0 | 0 | 0 | 0 | 0 | 0 | 0 | 0
| Civic Offices | Air source heat pump for cold and hot water to 4 pipe fan coils and AHUs (Services air source, large commercial (~150kW)) | 1701403 | 1000003060 | 5 | Services equipment | Refrigerant Gas R410 20 year contained AusLCI | EPD | 350 | kg | 20 | 44 | 1 | FALSE | 1 | FALSE | [6 empty] | 3060 | 51 | B6+ | 0 | 0 | 0 | 0 | 0 | 0 | 0 | 0 | 0
| Civic Offices | Air source heat pump for cold and hot water to 4 pipe fan coils and AHUs (Services air source, large commercial (~150kW)) | 1701403 | 1000003060 | 5 | Services equipment | Refrigerant Gas R410 20 year contained AusLCI | EPD | 350 | kg | 20 | 44 | 1 | FALSE | 1 | FALSE | [6 empty] | 3060 | 51 | B7 | 0 | 0 | 0 | 0 | 0 | 0 | 0 | 0 | 0
| Civic Offices | Air source heat pump for cold and hot water to 4 pipe fan coils and AHUs (Services air source, large commercial (~150kW)) | 1701403 | 1000003060 | 5 | Services equipment | Refrigerant Gas R410 20 year contained AusLCI | EPD | 350 | kg | 20 | 44 | 1 | FALSE | 1 | FALSE | [6 empty] | 3060 | 51 | D1 | 0 | 0 | 0 | 0 | 0 | 0 | 0 | 0 | 0
| Civic Offices | Air source heat pump for cold and hot water to 4 pipe fan coils and AHUs (Services air source, large commercial (~150kW)) | 1701403 | 1000003060 | 5 | Services equipment | Refrigerant Gas R410 20 year contained AusLCI | EPD | 350 | kg | 20 | 44 | 1 | FALSE | 1 | FALSE | [6 empty] | 3060 | 51 | B4B5 | 0 | 0 | 0 | 0 | 0 | 0 | 0 | 0 | 0
| Civic Offices | Air source heat pump for cold and hot water to 4 pipe fan coils and AHUs (Services air source, large commercial (~150kW)) | 1701403 | 1000003060 | 5 | Services equipment | Refrigerant Gas R410 20 year contained AusLCI | EPD | 350 | kg | 20 | 44 | 1 | FALSE | 1 | FALSE | [6 empty] | 3060 | 52 | B1 | 0 | 0 | 0 | 0 | 0 | 0 | 0 | 0 | 0
| Civic Offices | Air source heat pump for cold and hot water to 4 pipe fan coils and AHUs (Services air source, large commercial (~150kW)) | 1701403 | 1000003060 | 5 | Services equipment | Refrigerant Gas R410 20 year contained AusLCI | EPD | 350 | kg | 20 | 44 | 1 | FALSE | 1 | FALSE | [6 empty] | 3060 | 52 | B2B3 | 0 | 0 | 0 | 0 | 0 | 0 | 0 | 0 | 0
| Civic Offices | Air source heat pump for cold and hot water to 4 pipe fan coils and AHUs (Services air source, large commercial (~150kW)) | 1701403 | 1000003060 | 5 | Services equipment | Refrigerant Gas R410 20 year contained AusLCI | EPD | 350 | kg | 20 | 44 | 1 | FALSE | 1 | FALSE | [6 empty] | 3060 | 52 | B6 | 0 | 0 | 0 | 0 | 0 | 0 | 0 | 0 | 0
| Civic Offices | Air source heat pump for cold and hot water to 4 pipe fan coils and AHUs (Services air source, large commercial (~150kW)) | 1701403 | 1000003060 | 5 | Services equipment | Refrigerant Gas R410 20 year contained AusLCI | EPD | 350 | kg | 20 | 44 | 1 | FALSE | 1 | FALSE | [6 empty] | 3060 | 52 | B6+ | 0 | 0 | 0 | 0 | 0 | 0 | 0 | 0 | 0
| Civic Offices | Air source heat pump for cold and hot water to 4 pipe fan coils and AHUs (Services air source, large commercial (~150kW)) | 1701403 | 1000003060 | 5 | Services equipment | Refrigerant Gas R410 20 year contained AusLCI | EPD | 350 | kg | 20 | 44 | 1 | FALSE | 1 | FALSE | [6 empty] | 3060 | 52 | B7 | 0 | 0 | 0 | 0 | 0 | 0 | 0 | 0 | 0
| Civic Offices | Air source heat pump for cold and hot water to 4 pipe fan coils and AHUs (Services air source, large commercial (~150kW)) | 1701403 | 1000003060 | 5 | Services equipment | Refrigerant Gas R410 20 year contained AusLCI | EPD | 350 | kg | 20 | 44 | 1 | FALSE | 1 | FALSE | [6 empty] | 3060 | 52 | D1 | 0 | 0 | 0 | 0 | 0 | 0 | 0 | 0 | 0
| Civic Offices | Air source heat pump for cold and hot water to 4 pipe fan coils and AHUs (Services air source, large commercial (~150kW)) | 1701403 | 1000003060 | 5 | Services equipment | Refrigerant Gas R410 20 year contained AusLCI | EPD | 350 | kg | 20 | 44 | 1 | FALSE | 1 | FALSE | [6 empty] | 3060 | 52 | B4B5 | 0 | 0 | 0 | 0 | 0 | 0 | 0 | 0 | 0
| Civic Offices | Air source heat pump for cold and hot water to 4 pipe fan coils and AHUs (Services air source, large commercial (~150kW)) | 1701403 | 1000003060 | 5 | Services equipment | Refrigerant Gas R410 20 year contained AusLCI | EPD | 350 | kg | 20 | 44 | 1 | FALSE | 1 | FALSE | [6 empty] | 3060 | 53 | B1 | 0 | 0 | 0 | 0 | 0 | 0 | 0 | 0 | 0
| Civic Offices | Air source heat pump for cold and hot water to 4 pipe fan coils and AHUs (Services air source, large commercial (~150kW)) | 1701403 | 1000003060 | 5 | Services equipment | Refrigerant Gas R410 20 year contained AusLCI | EPD | 350 | kg | 20 | 44 | 1 | FALSE | 1 | FALSE | [6 empty] | 3060 | 53 | B2B3 | 0 | 0 | 0 | 0 | 0 | 0 | 0 | 0 | 0
| Civic Offices | Air source heat pump for cold and hot water to 4 pipe fan coils and AHUs (Services air source, large commercial (~150kW)) | 1701403 | 1000003060 | 5 | Services equipment | Refrigerant Gas R410 20 year contained AusLCI | EPD | 350 | kg | 20 | 44 | 1 | FALSE | 1 | FALSE | [6 empty] | 3060 | 53 | B6 | 0 | 0 | 0 | 0 | 0 | 0 | 0 | 0 | 0
| Civic Offices | Air source heat pump for cold and hot water to 4 pipe fan coils and AHUs (Services air source, large commercial (~150kW)) | 1701403 | 1000003060 | 5 | Services equipment | Refrigerant Gas R410 20 year contained AusLCI | EPD | 350 | kg | 20 | 44 | 1 | FALSE | 1 | FALSE | [6 empty] | 3060 | 53 | B6+ | 0 | 0 | 0 | 0 | 0 | 0 | 0 | 0 | 0
| Civic Offices | Air source heat pump for cold and hot water to 4 pipe fan coils and AHUs (Services air source, large commercial (~150kW)) | 1701403 | 1000003060 | 5 | Services equipment | Refrigerant Gas R410 20 year contained AusLCI | EPD | 350 | kg | 20 | 44 | 1 | FALSE | 1 | FALSE | [6 empty] | 3060 | 53 | B7 | 0 | 0 | 0 | 0 | 0 | 0 | 0 | 0 | 0
| Civic Offices | Air source heat pump for cold and hot water to 4 pipe fan coils and AHUs (Services air source, large commercial (~150kW)) | 1701403 | 1000003060 | 5 | Services equipment | Refrigerant Gas R410 20 year contained AusLCI | EPD | 350 | kg | 20 | 44 | 1 | FALSE | 1 | FALSE | [6 empty] | 3060 | 53 | D1 | 0 | 0 | 0 | 0 | 0 | 0 | 0 | 0 | 0
| Civic Offices | Air source heat pump for cold and hot water to 4 pipe fan coils and AHUs (Services air source, large commercial (~150kW)) | 1701403 | 1000003060 | 5 | Services equipment | Refrigerant Gas R410 20 year contained AusLCI | EPD | 350 | kg | 20 | 44 | 1 | FALSE | 1 | FALSE | [6 empty] | 3060 | 53 | B4B5 | 0 | 0 | 0 | 0 | 0 | 0 | 0 | 0 | 0
| Civic Offices | Air source heat pump for cold and hot water to 4 pipe fan coils and AHUs (Services air source, large commercial (~150kW)) | 1701403 | 1000003060 | 5 | Services equipment | Refrigerant Gas R410 20 year contained AusLCI | EPD | 350 | kg | 20 | 44 | 1 | FALSE | 1 | FALSE | [6 empty] | 3060 | 54 | B1 | 0 | 0 | 0 | 0 | 0 | 0 | 0 | 0 | 0
| Civic Offices | Air source heat pump for cold and hot water to 4 pipe fan coils and AHUs (Services air source, large commercial (~150kW)) | 1701403 | 1000003060 | 5 | Services equipment | Refrigerant Gas R410 20 year contained AusLCI | EPD | 350 | kg | 20 | 44 | 1 | FALSE | 1 | FALSE | [6 empty] | 3060 | 54 | B2B3 | 0 | 0 | 0 | 0 | 0 | 0 | 0 | 0 | 0
| Civic Offices | Air source heat pump for cold and hot water to 4 pipe fan coils and AHUs (Services air source, large commercial (~150kW)) | 1701403 | 1000003060 | 5 | Services equipment | Refrigerant Gas R410 20 year contained AusLCI | EPD | 350 | kg | 20 | 44 | 1 | FALSE | 1 | FALSE | [6 empty] | 3060 | 54 | B6 | 0 | 0 | 0 | 0 | 0 | 0 | 0 | 0 | 0
| Civic Offices | Air source heat pump for cold and hot water to 4 pipe fan coils and AHUs (Services air source, large commercial (~150kW)) | 1701403 | 1000003060 | 5 | Services equipment | Refrigerant Gas R410 20 year contained AusLCI | EPD | 350 | kg | 20 | 44 | 1 | FALSE | 1 | FALSE | [6 empty] | 3060 | 54 | B6+ | 0 | 0 | 0 | 0 | 0 | 0 | 0 | 0 | 0
| Civic Offices | Air source heat pump for cold and hot water to 4 pipe fan coils and AHUs (Services air source, large commercial (~150kW)) | 1701403 | 1000003060 | 5 | Services equipment | Refrigerant Gas R410 20 year contained AusLCI | EPD | 350 | kg | 20 | 44 | 1 | FALSE | 1 | FALSE | [6 empty] | 3060 | 54 | B7 | 0 | 0 | 0 | 0 | 0 | 0 | 0 | 0 | 0
| Civic Offices | Air source heat pump for cold and hot water to 4 pipe fan coils and AHUs (Services air source, large commercial (~150kW)) | 1701403 | 1000003060 | 5 | Services equipment | Refrigerant Gas R410 20 year contained AusLCI | EPD | 350 | kg | 20 | 44 | 1 | FALSE | 1 | FALSE | [6 empty] | 3060 | 54 | D1 | 0 | 0 | 0 | 0 | 0 | 0 | 0 | 0 | 0
| Civic Offices | Air source heat pump for cold and hot water to 4 pipe fan coils and AHUs (Services air source, large commercial (~150kW)) | 1701403 | 1000003060 | 5 | Services equipment | Refrigerant Gas R410 20 year contained AusLCI | EPD | 350 | kg | 20 | 44 | 1 | FALSE | 1 | FALSE | [6 empty] | 3060 | 54 | B4B5 | 0 | 0 | 0 | 0 | 0 | 0 | 0 | 0 | 0
| Civic Offices | Air source heat pump for cold and hot water to 4 pipe fan coils and AHUs (Services air source, large commercial (~150kW)) | 1701403 | 1000003060 | 5 | Services equipment | Refrigerant Gas R410 20 year contained AusLCI | EPD | 350 | kg | 20 | 44 | 1 | FALSE | 1 | FALSE | [6 empty] | 3060 | 55 | B1 | 0 | 0 | 0 | 0 | 0 | 0 | 0 | 0 | 0
| Civic Offices | Air source heat pump for cold and hot water to 4 pipe fan coils and AHUs (Services air source, large commercial (~150kW)) | 1701403 | 1000003060 | 5 | Services equipment | Refrigerant Gas R410 20 year contained AusLCI | EPD | 350 | kg | 20 | 44 | 1 | FALSE | 1 | FALSE | [6 empty] | 3060 | 55 | B2B3 | 0 | 0 | 0 | 0 | 0 | 0 | 0 | 0 | 0
| Civic Offices | Air source heat pump for cold and hot water to 4 pipe fan coils and AHUs (Services air source, large commercial (~150kW)) | 1701403 | 1000003060 | 5 | Services equipment | Refrigerant Gas R410 20 year contained AusLCI | EPD | 350 | kg | 20 | 44 | 1 | FALSE | 1 | FALSE | [6 empty] | 3060 | 55 | B6 | 0 | 0 | 0 | 0 | 0 | 0 | 0 | 0 | 0
| Civic Offices | Air source heat pump for cold and hot water to 4 pipe fan coils and AHUs (Services air source, large commercial (~150kW)) | 1701403 | 1000003060 | 5 | Services equipment | Refrigerant Gas R410 20 year contained AusLCI | EPD | 350 | kg | 20 | 44 | 1 | FALSE | 1 | FALSE | [6 empty] | 3060 | 55 | B6+ | 0 | 0 | 0 | 0 | 0 | 0 | 0 | 0 | 0
| Civic Offices | Air source heat pump for cold and hot water to 4 pipe fan coils and AHUs (Services air source, large commercial (~150kW)) | 1701403 | 1000003060 | 5 | Services equipment | Refrigerant Gas R410 20 year contained AusLCI | EPD | 350 | kg | 20 | 44 | 1 | FALSE | 1 | FALSE | [6 empty] | 3060 | 55 | B7 | 0 | 0 | 0 | 0 | 0 | 0 | 0 | 0 | 0
| Civic Offices | Air source heat pump for cold and hot water to 4 pipe fan coils and AHUs (Services air source, large commercial (~150kW)) | 1701403 | 1000003060 | 5 | Services equipment | Refrigerant Gas R410 20 year contained AusLCI | EPD | 350 | kg | 20 | 44 | 1 | FALSE | 1 | FALSE | [6 empty] | 3060 | 55 | D1 | 0 | 0 | 0 | 0 | 0 | 0 | 0 | 0 | 0
| Civic Offices | Air source heat pump for cold and hot water to 4 pipe fan coils and AHUs (Services air source, large commercial (~150kW)) | 1701403 | 1000003060 | 5 | Services equipment | Refrigerant Gas R410 20 year contained AusLCI | EPD | 350 | kg | 20 | 44 | 1 | FALSE | 1 | FALSE | [6 empty] | 3060 | 55 | B4B5 | 0 | 0 | 0 | 0 | 0 | 0 | 0 | 0 | 0
| Civic Offices | Air source heat pump for cold and hot water to 4 pipe fan coils and AHUs (Services air source, large commercial (~150kW)) | 1701403 | 1000003060 | 5 | Services equipment | Refrigerant Gas R410 20 year contained AusLCI | EPD | 350 | kg | 20 | 44 | 1 | FALSE | 1 | FALSE | [6 empty] | 3060 | 56 | B1 | 0 | 0 | 0 | 0 | 0 | 0 | 0 | 0 | 0
| Civic Offices | Air source heat pump for cold and hot water to 4 pipe fan coils and AHUs (Services air source, large commercial (~150kW)) | 1701403 | 1000003060 | 5 | Services equipment | Refrigerant Gas R410 20 year contained AusLCI | EPD | 350 | kg | 20 | 44 | 1 | FALSE | 1 | FALSE | [6 empty] | 3060 | 56 | B2B3 | 0 | 0 | 0 | 0 | 0 | 0 | 0 | 0 | 0
| Civic Offices | Air source heat pump for cold and hot water to 4 pipe fan coils and AHUs (Services air source, large commercial (~150kW)) | 1701403 | 1000003060 | 5 | Services equipment | Refrigerant Gas R410 20 year contained AusLCI | EPD | 350 | kg | 20 | 44 | 1 | FALSE | 1 | FALSE | [6 empty] | 3060 | 56 | B6 | 0 | 0 | 0 | 0 | 0 | 0 | 0 | 0 | 0
| Civic Offices | Air source heat pump for cold and hot water to 4 pipe fan coils and AHUs (Services air source, large commercial (~150kW)) | 1701403 | 1000003060 | 5 | Services equipment | Refrigerant Gas R410 20 year contained AusLCI | EPD | 350 | kg | 20 | 44 | 1 | FALSE | 1 | FALSE | [6 empty] | 3060 | 56 | B6+ | 0 | 0 | 0 | 0 | 0 | 0 | 0 | 0 | 0
| Civic Offices | Air source heat pump for cold and hot water to 4 pipe fan coils and AHUs (Services air source, large commercial (~150kW)) | 1701403 | 1000003060 | 5 | Services equipment | Refrigerant Gas R410 20 year contained AusLCI | EPD | 350 | kg | 20 | 44 | 1 | FALSE | 1 | FALSE | [6 empty] | 3060 | 56 | B7 | 0 | 0 | 0 | 0 | 0 | 0 | 0 | 0 | 0
| Civic Offices | Air source heat pump for cold and hot water to 4 pipe fan coils and AHUs (Services air source, large commercial (~150kW)) | 1701403 | 1000003060 | 5 | Services equipment | Refrigerant Gas R410 20 year contained AusLCI | EPD | 350 | kg | 20 | 44 | 1 | FALSE | 1 | FALSE | [6 empty] | 3060 | 56 | D1 | 0 | 0 | 0 | 0 | 0 | 0 | 0 | 0 | 0
| Civic Offices | Air source heat pump for cold and hot water to 4 pipe fan coils and AHUs (Services air source, large commercial (~150kW)) | 1701403 | 1000003060 | 5 | Services equipment | Refrigerant Gas R410 20 year contained AusLCI | EPD | 350 | kg | 20 | 44 | 1 | FALSE | 1 | FALSE | [6 empty] | 3060 | 56 | B4B5 | 0 | 0 | 0 | 0 | 0 | 0 | 0 | 0 | 0
| Civic Offices | Air source heat pump for cold and hot water to 4 pipe fan coils and AHUs (Services air source, large commercial (~150kW)) | 1701403 | 1000003060 | 5 | Services equipment | Refrigerant Gas R410 20 year contained AusLCI | EPD | 350 | kg | 20 | 44 | 1 | FALSE | 1 | FALSE | [6 empty] | 3060 | 57 | B1 | 0 | 0 | 0 | 0 | 0 | 0 | 0 | 0 | 0
| Civic Offices | Air source heat pump for cold and hot water to 4 pipe fan coils and AHUs (Services air source, large commercial (~150kW)) | 1701403 | 1000003060 | 5 | Services equipment | Refrigerant Gas R410 20 year contained AusLCI | EPD | 350 | kg | 20 | 44 | 1 | FALSE | 1 | FALSE | [6 empty] | 3060 | 57 | B2B3 | 0 | 0 | 0 | 0 | 0 | 0 | 0 | 0 | 0
| Civic Offices | Air source heat pump for cold and hot water to 4 pipe fan coils and AHUs (Services air source, large commercial (~150kW)) | 1701403 | 1000003060 | 5 | Services equipment | Refrigerant Gas R410 20 year contained AusLCI | EPD | 350 | kg | 20 | 44 | 1 | FALSE | 1 | FALSE | [6 empty] | 3060 | 57 | B6 | 0 | 0 | 0 | 0 | 0 | 0 | 0 | 0 | 0
| Civic Offices | Air source heat pump for cold and hot water to 4 pipe fan coils and AHUs (Services air source, large commercial (~150kW)) | 1701403 | 1000003060 | 5 | Services equipment | Refrigerant Gas R410 20 year contained AusLCI | EPD | 350 | kg | 20 | 44 | 1 | FALSE | 1 | FALSE | [6 empty] | 3060 | 57 | B6+ | 0 | 0 | 0 | 0 | 0 | 0 | 0 | 0 | 0
| Civic Offices | Air source heat pump for cold and hot water to 4 pipe fan coils and AHUs (Services air source, large commercial (~150kW)) | 1701403 | 1000003060 | 5 | Services equipment | Refrigerant Gas R410 20 year contained AusLCI | EPD | 350 | kg | 20 | 44 | 1 | FALSE | 1 | FALSE | [6 empty] | 3060 | 57 | B7 | 0 | 0 | 0 | 0 | 0 | 0 | 0 | 0 | 0
| Civic Offices | Air source heat pump for cold and hot water to 4 pipe fan coils and AHUs (Services air source, large commercial (~150kW)) | 1701403 | 1000003060 | 5 | Services equipment | Refrigerant Gas R410 20 year contained AusLCI | EPD | 350 | kg | 20 | 44 | 1 | FALSE | 1 | FALSE | [6 empty] | 3060 | 57 | D1 | 0 | 0 | 0 | 0 | 0 | 0 | 0 | 0 | 0
| Civic Offices | Air source heat pump for cold and hot water to 4 pipe fan coils and AHUs (Services air source, large commercial (~150kW)) | 1701403 | 1000003060 | 5 | Services equipment | Refrigerant Gas R410 20 year contained AusLCI | EPD | 350 | kg | 20 | 44 | 1 | FALSE | 1 | FALSE | [6 empty] | 3060 | 57 | B4B5 | 0 | 0 | 0 | 0 | 0 | 0 | 0 | 0 | 0
| Civic Offices | Air source heat pump for cold and hot water to 4 pipe fan coils and AHUs (Services air source, large commercial (~150kW)) | 1701403 | 1000003060 | 5 | Services equipment | Refrigerant Gas R410 20 year contained AusLCI | EPD | 350 | kg | 20 | 44 | 1 | FALSE | 1 | FALSE | [6 empty] | 3060 | 58 | B1 | 0 | 0 | 0 | 0 | 0 | 0 | 0 | 0 | 0
| Civic Offices | Air source heat pump for cold and hot water to 4 pipe fan coils and AHUs (Services air source, large commercial (~150kW)) | 1701403 | 1000003060 | 5 | Services equipment | Refrigerant Gas R410 20 year contained AusLCI | EPD | 350 | kg | 20 | 44 | 1 | FALSE | 1 | FALSE | [6 empty] | 3060 | 58 | B2B3 | 0 | 0 | 0 | 0 | 0 | 0 | 0 | 0 | 0
| Civic Offices | Air source heat pump for cold and hot water to 4 pipe fan coils and AHUs (Services air source, large commercial (~150kW)) | 1701403 | 1000003060 | 5 | Services equipment | Refrigerant Gas R410 20 year contained AusLCI | EPD | 350 | kg | 20 | 44 | 1 | FALSE | 1 | FALSE | [6 empty] | 3060 | 58 | B6 | 0 | 0 | 0 | 0 | 0 | 0 | 0 | 0 | 0
| Civic Offices | Air source heat pump for cold and hot water to 4 pipe fan coils and AHUs (Services air source, large commercial (~150kW)) | 1701403 | 1000003060 | 5 | Services equipment | Refrigerant Gas R410 20 year contained AusLCI | EPD | 350 | kg | 20 | 44 | 1 | FALSE | 1 | FALSE | [6 empty] | 3060 | 58 | B6+ | 0 | 0 | 0 | 0 | 0 | 0 | 0 | 0 | 0
| Civic Offices | Air source heat pump for cold and hot water to 4 pipe fan coils and AHUs (Services air source, large commercial (~150kW)) | 1701403 | 1000003060 | 5 | Services equipment | Refrigerant Gas R410 20 year contained AusLCI | EPD | 350 | kg | 20 | 44 | 1 | FALSE | 1 | FALSE | [6 empty] | 3060 | 58 | B7 | 0 | 0 | 0 | 0 | 0 | 0 | 0 | 0 | 0
| Civic Offices | Air source heat pump for cold and hot water to 4 pipe fan coils and AHUs (Services air source, large commercial (~150kW)) | 1701403 | 1000003060 | 5 | Services equipment | Refrigerant Gas R410 20 year contained AusLCI | EPD | 350 | kg | 20 | 44 | 1 | FALSE | 1 | FALSE | [6 empty] | 3060 | 58 | D1 | 0 | 0 | 0 | 0 | 0 | 0 | 0 | 0 | 0
| Civic Offices | Air source heat pump for cold and hot water to 4 pipe fan coils and AHUs (Services air source, large commercial (~150kW)) | 1701403 | 1000003060 | 5 | Services equipment | Refrigerant Gas R410 20 year contained AusLCI | EPD | 350 | kg | 20 | 44 | 1 | FALSE | 1 | FALSE | [6 empty] | 3060 | 58 | B4B5 | 0 | 0 | 0 | 0 | 0 | 0 | 0 | 0 | 0
| Civic Offices | Air source heat pump for cold and hot water to 4 pipe fan coils and AHUs (Services air source, large commercial (~150kW)) | 1701403 | 1000003060 | 5 | Services equipment | Refrigerant Gas R410 20 year contained AusLCI | EPD | 350 | kg | 20 | 44 | 1 | FALSE | 1 | FALSE | [6 empty] | 3060 | 59 | B1 | 0 | 0 | 0 | 0 | 0 | 0 | 0 | 0 | 0
| Civic Offices | Air source heat pump for cold and hot water to 4 pipe fan coils and AHUs (Services air source, large commercial (~150kW)) | 1701403 | 1000003060 | 5 | Services equipment | Refrigerant Gas R410 20 year contained AusLCI | EPD | 350 | kg | 20 | 44 | 1 | FALSE | 1 | FALSE | [6 empty] | 3060 | 59 | B2B3 | 0 | 0 | 0 | 0 | 0 | 0 | 0 | 0 | 0
| Civic Offices | Air source heat pump for cold and hot water to 4 pipe fan coils and AHUs (Services air source, large commercial (~150kW)) | 1701403 | 1000003060 | 5 | Services equipment | Refrigerant Gas R410 20 year contained AusLCI | EPD | 350 | kg | 20 | 44 | 1 | FALSE | 1 | FALSE | [6 empty] | 3060 | 59 | B6 | 0 | 0 | 0 | 0 | 0 | 0 | 0 | 0 | 0
| Civic Offices | Air source heat pump for cold and hot water to 4 pipe fan coils and AHUs (Services air source, large commercial (~150kW)) | 1701403 | 1000003060 | 5 | Services equipment | Refrigerant Gas R410 20 year contained AusLCI | EPD | 350 | kg | 20 | 44 | 1 | FALSE | 1 | FALSE | [6 empty] | 3060 | 59 | B6+ | 0 | 0 | 0 | 0 | 0 | 0 | 0 | 0 | 0
| Civic Offices | Air source heat pump for cold and hot water to 4 pipe fan coils and AHUs (Services air source, large commercial (~150kW)) | 1701403 | 1000003060 | 5 | Services equipment | Refrigerant Gas R410 20 year contained AusLCI | EPD | 350 | kg | 20 | 44 | 1 | FALSE | 1 | FALSE | [6 empty] | 3060 | 59 | B7 | 0 | 0 | 0 | 0 | 0 | 0 | 0 | 0 | 0
| Civic Offices | Air source heat pump for cold and hot water to 4 pipe fan coils and AHUs (Services air source, large commercial (~150kW)) | 1701403 | 1000003060 | 5 | Services equipment | Refrigerant Gas R410 20 year contained AusLCI | EPD | 350 | kg | 20 | 44 | 1 | FALSE | 1 | FALSE | [6 empty] | 3060 | 59 | D1 | 0 | 0 | 0 | 0 | 0 | 0 | 0 | 0 | 0
| Civic Offices | Air source heat pump for cold and hot water to 4 pipe fan coils and AHUs (Services air source, large commercial (~150kW)) | 1701403 | 1000003060 | 5 | Services equipment | Refrigerant Gas R410 20 year contained AusLCI | EPD | 350 | kg | 20 | 44 | 1 | FALSE | 1 | FALSE | [6 empty] | 3060 | 59 | B4B5 | 0 | 0 | 0 | 0 | 0 | 0 | 0 | 0 | 0
| Civic Offices | Air source heat pump for cold and hot water to 4 pipe fan coils and AHUs (Services air source, large commercial (~150kW)) | 1701403 | 1000003060 | 5 | Services equipment | Refrigerant Gas R410 20 year contained AusLCI | EPD | 350 | kg | 20 | 44 | 1 | FALSE | 1 | FALSE | [6 empty] | 3060 | 60 | B1 | 0 | 0 | 0 | 0 | 0 | 0 | 0 | 0 | 0
| Civic Offices | Air source heat pump for cold and hot water to 4 pipe fan coils and AHUs (Services air source, large commercial (~150kW)) | 1701403 | 1000003060 | 5 | Services equipment | Refrigerant Gas R410 20 year contained AusLCI | EPD | 350 | kg | 20 | 44 | 1 | FALSE | 1 | FALSE | [6 empty] | 3060 | 60 | B2B3 | 0 | 0 | 0 | 0 | 0 | 0 | 0 | 0 | 0
| Civic Offices | Air source heat pump for cold and hot water to 4 pipe fan coils and AHUs (Services air source, large commercial (~150kW)) | 1701403 | 1000003060 | 5 | Services equipment | Refrigerant Gas R410 20 year contained AusLCI | EPD | 350 | kg | 20 | 44 | 1 | FALSE | 1 | FALSE | [6 empty] | 3060 | 60 | B6 | 0 | 0 | 0 | 0 | 0 | 0 | 0 | 0 | 0
| Civic Offices | Air source heat pump for cold and hot water to 4 pipe fan coils and AHUs (Services air source, large commercial (~150kW)) | 1701403 | 1000003060 | 5 | Services equipment | Refrigerant Gas R410 20 year contained AusLCI | EPD | 350 | kg | 20 | 44 | 1 | FALSE | 1 | FALSE | [6 empty] | 3060 | 60 | B6+ | 0 | 0 | 0 | 0 | 0 | 0 | 0 | 0 | 0
| Civic Offices | Air source heat pump for cold and hot water to 4 pipe fan coils and AHUs (Services air source, large commercial (~150kW)) | 1701403 | 1000003060 | 5 | Services equipment | Refrigerant Gas R410 20 year contained AusLCI | EPD | 350 | kg | 20 | 44 | 1 | FALSE | 1 | FALSE | [6 empty] | 3060 | 60 | B7 | 0 | 0 | 0 | 0 | 0 | 0 | 0 | 0 | 0
| Civic Offices | Air source heat pump for cold and hot water to 4 pipe fan coils and AHUs (Services air source, large commercial (~150kW)) | 1701403 | 1000003060 | 5 | Services equipment | Refrigerant Gas R410 20 year contained AusLCI | EPD | 350 | kg | 20 | 44 | 1 | FALSE | 1 | FALSE | [6 empty] | 3060 | 60 | D1 | 0 | 0 | 0 | 0 | 0 | 0 | 0 | 0 | 0
| Civic Offices | Air source heat pump for cold and hot water to 4 pipe fan coils and AHUs (Services air source, large commercial (~150kW)) | 1701403 | 1000003060 | 5 | Services equipment | Refrigerant Gas R410 20 year contained AusLCI | EPD | 350 | kg | 20 | 44 | 1 | FALSE | 1 | FALSE | [6 empty] | 3060 | 60 | B4B5 | 0 | 0 | 0 | 0 | 0 | 0 | 0 | 0 | 0
| Civic Offices | Air source heat pump for cold and hot water to 4 pipe fan coils and AHUs (Services air source, large commercial (~150kW)) | 1701403 | 1000003060 | 5 | Services equipment | Refrigerant Gas R410 20 year contained AusLCI | EPD | 350 | kg | 20 | 44 | 1 | FALSE | 1 | FALSE | [6 empty] | 3060 | 20 | D2 | 0 | 0 | 0 | 0 | 0 | 0 | 0 | 0 | 0
| Civic Offices | Air source heat pump for cold and hot water to 4 pipe fan coils and AHUs (Services air source, large commercial (~150kW)) | 1701403 | 1000003060 | 5 | Services equipment | Refrigerant Gas R410 20 year contained AusLCI | EPD | 350 | kg | 20 | 44 | 1 | FALSE | 1 | FALSE | [6 empty] | 3060 | 20 | D3 | 0 | 0 | 0 | 0 | 0 | 0 | 0 | 0 | 0
| Civic Offices | Air source heat pump for cold and hot water to 4 pipe fan coils and AHUs (Services air source, large commercial (~150kW)) | 1701403 | 1000003060 | 5 | Services equipment | Refrigerant Gas R410 20 year contained AusLCI | EPD | 350 | kg | 20 | 44 | 1 | FALSE | 1 | FALSE | [6 empty] | 3060 | 20 | D4 | 0 | 0 | 0 | 0 | 0 | 0 | 0 | 0 | 0
| Civic Offices | Air source heat pump for cold and hot water to 4 pipe fan coils and AHUs (Services air source, large commercial (~150kW)) | 1701403 | 1000003060 | 5 | Services equipment | Refrigerant Gas R410 20 year contained AusLCI | EPD | 350 | kg | 20 | 44 | 1 | FALSE | 1 | FALSE | [6 empty] | 3060 | 20 | D5 | 0 | 0 | 0 | 0 | 0 | 0 | 0 | 0 | 0
| Civic Offices | Air source heat pump for cold and hot water to 4 pipe fan coils and AHUs (Services air source, large commercial (~150kW)) | 1701403 | 1000003060 | 5 | Services equipment | Refrigerant Gas R410 20 year contained AusLCI | EPD | 350 | kg | 20 | 44 | 1 | FALSE | 1 | FALSE | [6 empty] | 3060 | 40 | D2 | 0 | 0 | 0 | 0 | 0 | 0 | 0 | 0 | 0
| Civic Offices | Air source heat pump for cold and hot water to 4 pipe fan coils and AHUs (Services air source, large commercial (~150kW)) | 1701403 | 1000003060 | 5 | Services equipment | Refrigerant Gas R410 20 year contained AusLCI | EPD | 350 | kg | 20 | 44 | 1 | FALSE | 1 | FALSE | [6 empty] | 3060 | 40 | D3 | 0 | 0 | 0 | 0 | 0 | 0 | 0 | 0 | 0
| Civic Offices | Air source heat pump for cold and hot water to 4 pipe fan coils and AHUs (Services air source, large commercial (~150kW)) | 1701403 | 1000003060 | 5 | Services equipment | Refrigerant Gas R410 20 year contained AusLCI | EPD | 350 | kg | 20 | 44 | 1 | FALSE | 1 | FALSE | [6 empty] | 3060 | 40 | D4 | 0 | 0 | 0 | 0 | 0 | 0 | 0 | 0 | 0
| Civic Offices | Air source heat pump for cold and hot water to 4 pipe fan coils and AHUs (Services air source, large commercial (~150kW)) | 1701403 | 1000003060 | 5 | Services equipment | Refrigerant Gas R410 20 year contained AusLCI | EPD | 350 | kg | 20 | 44 | 1 | FALSE | 1 | FALSE | [6 empty] | 3060 | 40 | D5 | 0 | 0 | 0 | 0 | 0 | 0 | 0 | 0 | 0
| Civic Offices | Services office operational (CIBSE benchmark) 2018 low carbon grid (GWP only) | 1705699 | 1000003061 | 5 | Services equipment | UK Grid example low carbon | EPD | 217550 | kWh | 1 | 44 | 1 | FALSE | 1 | FALSE | [6 empty] | 3061 | 0 | A1A3 | 0 | 0 | 0 | 0 | 0 | 0 | 0 | 0 | 0
| Civic Offices | Services office operational (CIBSE benchmark) 2018 low carbon grid (GWP only) | 1705699 | 1000003061 | 5 | Services equipment | UK Grid example low carbon | EPD | 217550 | kWh | 1 | 44 | 1 | FALSE | 1 | FALSE | [6 empty] | 3061 | 0 | A4 | 0 | 0 | 0 | 0 | 0 | 0 | 0 | 0 | 0
| Civic Offices | Services office operational (CIBSE benchmark) 2018 low carbon grid (GWP only) | 1705699 | 1000003061 | 5 | Services equipment | UK Grid example low carbon | EPD | 217550 | kWh | 1 | 44 | 1 | FALSE | 1 | FALSE | [6 empty] | 3061 | 0 | A5 | 0 | 0 | 0 | 0 | 0 | 0 | 0 | 0 | 0
| Civic Offices | Services office operational (CIBSE benchmark) 2018 low carbon grid (GWP only) | 1705699 | 1000003061 | 5 | Services equipment | UK Grid example low carbon | EPD | 217550 | kWh | 1 | 44 | 1 | FALSE | 1 | FALSE | [6 empty] | 3061 | 60 | C1 | 0 | 0 | 0 | 0 | 0 | 0 | 0 | 0 | 0
| Civic Offices | Services office operational (CIBSE benchmark) 2018 low carbon grid (GWP only) | 1705699 | 1000003061 | 5 | Services equipment | UK Grid example low carbon | EPD | 217550 | kWh | 1 | 44 | 1 | FALSE | 1 | FALSE | [6 empty] | 3061 | 60 | C2 | 0 | 0 | 0 | 0 | 0 | 0 | 0 | 0 | 0
| Civic Offices | Services office operational (CIBSE benchmark) 2018 low carbon grid (GWP only) | 1705699 | 1000003061 | 5 | Services equipment | UK Grid example low carbon | EPD | 217550 | kWh | 1 | 44 | 1 | FALSE | 1 | FALSE | [6 empty] | 3061 | 60 | C3 | 0 | 0 | 0 | 0 | 0 | 0 | 0 | 0 | 0
| Civic Offices | Services office operational (CIBSE benchmark) 2018 low carbon grid (GWP only) | 1705699 | 1000003061 | 5 | Services equipment | UK Grid example low carbon | EPD | 217550 | kWh | 1 | 44 | 1 | FALSE | 1 | FALSE | [6 empty] | 3061 | 60 | C4 | 0 | 0 | 0 | 0 | 0 | 0 | 0 | 0 | 0
| Civic Offices | Services office operational (CIBSE benchmark) 2018 low carbon grid (GWP only) | 1705699 | 1000003061 | 5 | Services equipment | UK Grid example low carbon | EPD | 217550 | kWh | 1 | 44 | 1 | FALSE | 1 | FALSE | [6 empty] | 3061 | 60 | D2 | 0 | 0 | 0 | 0 | 0 | 0 | 0 | 0 | 0
| Civic Offices | Services office operational (CIBSE benchmark) 2018 low carbon grid (GWP only) | 1705699 | 1000003061 | 5 | Services equipment | UK Grid example low carbon | EPD | 217550 | kWh | 1 | 44 | 1 | FALSE | 1 | FALSE | [6 empty] | 3061 | 60 | D3 | 0 | 0 | 0 | 0 | 0 | 0 | 0 | 0 | 0
| Civic Offices | Services office operational (CIBSE benchmark) 2018 low carbon grid (GWP only) | 1705699 | 1000003061 | 5 | Services equipment | UK Grid example low carbon | EPD | 217550 | kWh | 1 | 44 | 1 | FALSE | 1 | FALSE | [6 empty] | 3061 | 60 | D4 | 0 | 0 | 0 | 0 | 0 | 0 | 0 | 0 | 0
| Civic Offices | Services office operational (CIBSE benchmark) 2018 low carbon grid (GWP only) | 1705699 | 1000003061 | 5 | Services equipment | UK Grid example low carbon | EPD | 217550 | kWh | 1 | 44 | 1 | FALSE | 1 | FALSE | [6 empty] | 3061 | 60 | D5 | 0 | 0 | 0 | 0 | 0 | 0 | 0 | 0 | 0
| Civic Offices | Services office operational (CIBSE benchmark) 2018 low carbon grid (GWP only) | 1705699 | 1000003061 | 5 | Services equipment | UK Grid example low carbon | EPD | 217550 | kWh | 1 | 44 | 1 | FALSE | 1 | FALSE | [6 empty] | 3061 | 1 | B1 | 0 | 0 | 0 | 0 | 0 | 0 | 0 | 0 | 0
| Civic Offices | Services office operational (CIBSE benchmark) 2018 low carbon grid (GWP only) | 1705699 | 1000003061 | 5 | Services equipment | UK Grid example low carbon | EPD | 217550 | kWh | 1 | 44 | 1 | FALSE | 1 | FALSE | [6 empty] | 3061 | 1 | B2B3 | 0 | 0 | 0 | 0 | 0 | 0 | 0 | 0 | 0
| Civic Offices | Services office operational (CIBSE benchmark) 2018 low carbon grid (GWP only) | 1705699 | 1000003061 | 5 | Services equipment | UK Grid example low carbon | EPD | 217550 | kWh | 1 | 44 | 1 | FALSE | 1 | FALSE | [6 empty] | 3061 | 1 | B6 | 50689.15 | 0 | 0 | 0 | 0 | 0 | 0 | 26541.1 | 0
| Civic Offices | Services office operational (CIBSE benchmark) 2018 low carbon grid (GWP only) | 1705699 | 1000003061 | 5 | Services equipment | UK Grid example low carbon | EPD | 217550 | kWh | 1 | 44 | 1 | FALSE | 1 | FALSE | [6 empty] | 3061 | 1 | B6+ | 0 | 0 | 0 | 0 | 0 | 0 | 0 | 0 | 0
| Civic Offices | Services office operational (CIBSE benchmark) 2018 low carbon grid (GWP only) | 1705699 | 1000003061 | 5 | Services equipment | UK Grid example low carbon | EPD | 217550 | kWh | 1 | 44 | 1 | FALSE | 1 | FALSE | [6 empty] | 3061 | 1 | B7 | 0 | 0 | 0 | 0 | 0 | 0 | 0 | 0 | 0
| Civic Offices | Services office operational (CIBSE benchmark) 2018 low carbon grid (GWP only) | 1705699 | 1000003061 | 5 | Services equipment | UK Grid example low carbon | EPD | 217550 | kWh | 1 | 44 | 1 | FALSE | 1 | FALSE | [6 empty] | 3061 | 1 | D1 | 0 | 0 | 0 | 0 | 0 | 0 | 0 | 0 | 0
| Civic Offices | Services office operational (CIBSE benchmark) 2018 low carbon grid (GWP only) | 1705699 | 1000003061 | 5 | Services equipment | UK Grid example low carbon | EPD | 217550 | kWh | 1 | 44 | 1 | FALSE | 1 | FALSE | [6 empty] | 3061 | 1 | B4B5 | 0 | 0 | 0 | 0 | 0 | 0 | 0 | 0 | 0
| Civic Offices | Services office operational (CIBSE benchmark) 2018 low carbon grid (GWP only) | 1705699 | 1000003061 | 5 | Services equipment | UK Grid example low carbon | EPD | 217550 | kWh | 1 | 44 | 1 | FALSE | 1 | FALSE | [6 empty] | 3061 | 2 | B1 | 0 | 0 | 0 | 0 | 0 | 0 | 0 | 0 | 0
| Civic Offices | Services office operational (CIBSE benchmark) 2018 low carbon grid (GWP only) | 1705699 | 1000003061 | 5 | Services equipment | UK Grid example low carbon | EPD | 217550 | kWh | 1 | 44 | 1 | FALSE | 1 | FALSE | [6 empty] | 3061 | 2 | B2B3 | 0 | 0 | 0 | 0 | 0 | 0 | 0 | 0 | 0
| Civic Offices | Services office operational (CIBSE benchmark) 2018 low carbon grid (GWP only) | 1705699 | 1000003061 | 5 | Services equipment | UK Grid example low carbon | EPD | 217550 | kWh | 1 | 44 | 1 | FALSE | 1 | FALSE | [6 empty] | 3061 | 2 | B6 | 50689.15 | 0 | 0 | 0 | 0 | 0 | 0 | 26541.1 | 0
| Civic Offices | Services office operational (CIBSE benchmark) 2018 low carbon grid (GWP only) | 1705699 | 1000003061 | 5 | Services equipment | UK Grid example low carbon | EPD | 217550 | kWh | 1 | 44 | 1 | FALSE | 1 | FALSE | [6 empty] | 3061 | 2 | B6+ | 0 | 0 | 0 | 0 | 0 | 0 | 0 | 0 | 0
| Civic Offices | Services office operational (CIBSE benchmark) 2018 low carbon grid (GWP only) | 1705699 | 1000003061 | 5 | Services equipment | UK Grid example low carbon | EPD | 217550 | kWh | 1 | 44 | 1 | FALSE | 1 | FALSE | [6 empty] | 3061 | 2 | B7 | 0 | 0 | 0 | 0 | 0 | 0 | 0 | 0 | 0
| Civic Offices | Services office operational (CIBSE benchmark) 2018 low carbon grid (GWP only) | 1705699 | 1000003061 | 5 | Services equipment | UK Grid example low carbon | EPD | 217550 | kWh | 1 | 44 | 1 | FALSE | 1 | FALSE | [6 empty] | 3061 | 2 | D1 | 0 | 0 | 0 | 0 | 0 | 0 | 0 | 0 | 0
| Civic Offices | Services office operational (CIBSE benchmark) 2018 low carbon grid (GWP only) | 1705699 | 1000003061 | 5 | Services equipment | UK Grid example low carbon | EPD | 217550 | kWh | 1 | 44 | 1 | FALSE | 1 | FALSE | [6 empty] | 3061 | 2 | B4B5 | 0 | 0 | 0 | 0 | 0 | 0 | 0 | 0 | 0
| Civic Offices | Services office operational (CIBSE benchmark) 2018 low carbon grid (GWP only) | 1705699 | 1000003061 | 5 | Services equipment | UK Grid example low carbon | EPD | 217550 | kWh | 1 | 44 | 1 | FALSE | 1 | FALSE | [6 empty] | 3061 | 3 | B1 | 0 | 0 | 0 | 0 | 0 | 0 | 0 | 0 | 0
| Civic Offices | Services office operational (CIBSE benchmark) 2018 low carbon grid (GWP only) | 1705699 | 1000003061 | 5 | Services equipment | UK Grid example low carbon | EPD | 217550 | kWh | 1 | 44 | 1 | FALSE | 1 | FALSE | [6 empty] | 3061 | 3 | B2B3 | 0 | 0 | 0 | 0 | 0 | 0 | 0 | 0 | 0
| Civic Offices | Services office operational (CIBSE benchmark) 2018 low carbon grid (GWP only) | 1705699 | 1000003061 | 5 | Services equipment | UK Grid example low carbon | EPD | 217550 | kWh | 1 | 44 | 1 | FALSE | 1 | FALSE | [6 empty] | 3061 | 3 | B6 | 50689.15 | 0 | 0 | 0 | 0 | 0 | 0 | 26541.1 | 0
| Civic Offices | Services office operational (CIBSE benchmark) 2018 low carbon grid (GWP only) | 1705699 | 1000003061 | 5 | Services equipment | UK Grid example low carbon | EPD | 217550 | kWh | 1 | 44 | 1 | FALSE | 1 | FALSE | [6 empty] | 3061 | 3 | B6+ | 0 | 0 | 0 | 0 | 0 | 0 | 0 | 0 | 0
| Civic Offices | Services office operational (CIBSE benchmark) 2018 low carbon grid (GWP only) | 1705699 | 1000003061 | 5 | Services equipment | UK Grid example low carbon | EPD | 217550 | kWh | 1 | 44 | 1 | FALSE | 1 | FALSE | [6 empty] | 3061 | 3 | B7 | 0 | 0 | 0 | 0 | 0 | 0 | 0 | 0 | 0
| Civic Offices | Services office operational (CIBSE benchmark) 2018 low carbon grid (GWP only) | 1705699 | 1000003061 | 5 | Services equipment | UK Grid example low carbon | EPD | 217550 | kWh | 1 | 44 | 1 | FALSE | 1 | FALSE | [6 empty] | 3061 | 3 | D1 | 0 | 0 | 0 | 0 | 0 | 0 | 0 | 0 | 0
| Civic Offices | Services office operational (CIBSE benchmark) 2018 low carbon grid (GWP only) | 1705699 | 1000003061 | 5 | Services equipment | UK Grid example low carbon | EPD | 217550 | kWh | 1 | 44 | 1 | FALSE | 1 | FALSE | [6 empty] | 3061 | 3 | B4B5 | 0 | 0 | 0 | 0 | 0 | 0 | 0 | 0 | 0
| Civic Offices | Services office operational (CIBSE benchmark) 2018 low carbon grid (GWP only) | 1705699 | 1000003061 | 5 | Services equipment | UK Grid example low carbon | EPD | 217550 | kWh | 1 | 44 | 1 | FALSE | 1 | FALSE | [6 empty] | 3061 | 4 | B1 | 0 | 0 | 0 | 0 | 0 | 0 | 0 | 0 | 0
| Civic Offices | Services office operational (CIBSE benchmark) 2018 low carbon grid (GWP only) | 1705699 | 1000003061 | 5 | Services equipment | UK Grid example low carbon | EPD | 217550 | kWh | 1 | 44 | 1 | FALSE | 1 | FALSE | [6 empty] | 3061 | 4 | B2B3 | 0 | 0 | 0 | 0 | 0 | 0 | 0 | 0 | 0
| Civic Offices | Services office operational (CIBSE benchmark) 2018 low carbon grid (GWP only) | 1705699 | 1000003061 | 5 | Services equipment | UK Grid example low carbon | EPD | 217550 | kWh | 1 | 44 | 1 | FALSE | 1 | FALSE | [6 empty] | 3061 | 4 | B6 | 50689.15 | 0 | 0 | 0 | 0 | 0 | 0 | 26541.1 | 0
| Civic Offices | Services office operational (CIBSE benchmark) 2018 low carbon grid (GWP only) | 1705699 | 1000003061 | 5 | Services equipment | UK Grid example low carbon | EPD | 217550 | kWh | 1 | 44 | 1 | FALSE | 1 | FALSE | [6 empty] | 3061 | 4 | B6+ | 0 | 0 | 0 | 0 | 0 | 0 | 0 | 0 | 0
| Civic Offices | Services office operational (CIBSE benchmark) 2018 low carbon grid (GWP only) | 1705699 | 1000003061 | 5 | Services equipment | UK Grid example low carbon | EPD | 217550 | kWh | 1 | 44 | 1 | FALSE | 1 | FALSE | [6 empty] | 3061 | 4 | B7 | 0 | 0 | 0 | 0 | 0 | 0 | 0 | 0 | 0
| Civic Offices | Services office operational (CIBSE benchmark) 2018 low carbon grid (GWP only) | 1705699 | 1000003061 | 5 | Services equipment | UK Grid example low carbon | EPD | 217550 | kWh | 1 | 44 | 1 | FALSE | 1 | FALSE | [6 empty] | 3061 | 4 | D1 | 0 | 0 | 0 | 0 | 0 | 0 | 0 | 0 | 0
| Civic Offices | Services office operational (CIBSE benchmark) 2018 low carbon grid (GWP only) | 1705699 | 1000003061 | 5 | Services equipment | UK Grid example low carbon | EPD | 217550 | kWh | 1 | 44 | 1 | FALSE | 1 | FALSE | [6 empty] | 3061 | 4 | B4B5 | 0 | 0 | 0 | 0 | 0 | 0 | 0 | 0 | 0
| Civic Offices | Services office operational (CIBSE benchmark) 2018 low carbon grid (GWP only) | 1705699 | 1000003061 | 5 | Services equipment | UK Grid example low carbon | EPD | 217550 | kWh | 1 | 44 | 1 | FALSE | 1 | FALSE | [6 empty] | 3061 | 5 | B1 | 0 | 0 | 0 | 0 | 0 | 0 | 0 | 0 | 0
| Civic Offices | Services office operational (CIBSE benchmark) 2018 low carbon grid (GWP only) | 1705699 | 1000003061 | 5 | Services equipment | UK Grid example low carbon | EPD | 217550 | kWh | 1 | 44 | 1 | FALSE | 1 | FALSE | [6 empty] | 3061 | 5 | B2B3 | 0 | 0 | 0 | 0 | 0 | 0 | 0 | 0 | 0
| Civic Offices | Services office operational (CIBSE benchmark) 2018 low carbon grid (GWP only) | 1705699 | 1000003061 | 5 | Services equipment | UK Grid example low carbon | EPD | 217550 | kWh | 1 | 44 | 1 | FALSE | 1 | FALSE | [6 empty] | 3061 | 5 | B6 | 50689.15 | 0 | 0 | 0 | 0 | 0 | 0 | 26541.1 | 0
| Civic Offices | Services office operational (CIBSE benchmark) 2018 low carbon grid (GWP only) | 1705699 | 1000003061 | 5 | Services equipment | UK Grid example low carbon | EPD | 217550 | kWh | 1 | 44 | 1 | FALSE | 1 | FALSE | [6 empty] | 3061 | 5 | B6+ | 0 | 0 | 0 | 0 | 0 | 0 | 0 | 0 | 0
| Civic Offices | Services office operational (CIBSE benchmark) 2018 low carbon grid (GWP only) | 1705699 | 1000003061 | 5 | Services equipment | UK Grid example low carbon | EPD | 217550 | kWh | 1 | 44 | 1 | FALSE | 1 | FALSE | [6 empty] | 3061 | 5 | B7 | 0 | 0 | 0 | 0 | 0 | 0 | 0 | 0 | 0
| Civic Offices | Services office operational (CIBSE benchmark) 2018 low carbon grid (GWP only) | 1705699 | 1000003061 | 5 | Services equipment | UK Grid example low carbon | EPD | 217550 | kWh | 1 | 44 | 1 | FALSE | 1 | FALSE | [6 empty] | 3061 | 5 | D1 | 0 | 0 | 0 | 0 | 0 | 0 | 0 | 0 | 0
| Civic Offices | Services office operational (CIBSE benchmark) 2018 low carbon grid (GWP only) | 1705699 | 1000003061 | 5 | Services equipment | UK Grid example low carbon | EPD | 217550 | kWh | 1 | 44 | 1 | FALSE | 1 | FALSE | [6 empty] | 3061 | 5 | B4B5 | 0 | 0 | 0 | 0 | 0 | 0 | 0 | 0 | 0
| Civic Offices | Services office operational (CIBSE benchmark) 2018 low carbon grid (GWP only) | 1705699 | 1000003061 | 5 | Services equipment | UK Grid example low carbon | EPD | 217550 | kWh | 1 | 44 | 1 | FALSE | 1 | FALSE | [6 empty] | 3061 | 6 | B1 | 0 | 0 | 0 | 0 | 0 | 0 | 0 | 0 | 0
| Civic Offices | Services office operational (CIBSE benchmark) 2018 low carbon grid (GWP only) | 1705699 | 1000003061 | 5 | Services equipment | UK Grid example low carbon | EPD | 217550 | kWh | 1 | 44 | 1 | FALSE | 1 | FALSE | [6 empty] | 3061 | 6 | B2B3 | 0 | 0 | 0 | 0 | 0 | 0 | 0 | 0 | 0
| Civic Offices | Services office operational (CIBSE benchmark) 2018 low carbon grid (GWP only) | 1705699 | 1000003061 | 5 | Services equipment | UK Grid example low carbon | EPD | 217550 | kWh | 1 | 44 | 1 | FALSE | 1 | FALSE | [6 empty] | 3061 | 6 | B6 | 50689.15 | 0 | 0 | 0 | 0 | 0 | 0 | 26541.1 | 0
| Civic Offices | Services office operational (CIBSE benchmark) 2018 low carbon grid (GWP only) | 1705699 | 1000003061 | 5 | Services equipment | UK Grid example low carbon | EPD | 217550 | kWh | 1 | 44 | 1 | FALSE | 1 | FALSE | [6 empty] | 3061 | 6 | B6+ | 0 | 0 | 0 | 0 | 0 | 0 | 0 | 0 | 0
| Civic Offices | Services office operational (CIBSE benchmark) 2018 low carbon grid (GWP only) | 1705699 | 1000003061 | 5 | Services equipment | UK Grid example low carbon | EPD | 217550 | kWh | 1 | 44 | 1 | FALSE | 1 | FALSE | [6 empty] | 3061 | 6 | B7 | 0 | 0 | 0 | 0 | 0 | 0 | 0 | 0 | 0
| Civic Offices | Services office operational (CIBSE benchmark) 2018 low carbon grid (GWP only) | 1705699 | 1000003061 | 5 | Services equipment | UK Grid example low carbon | EPD | 217550 | kWh | 1 | 44 | 1 | FALSE | 1 | FALSE | [6 empty] | 3061 | 6 | D1 | 0 | 0 | 0 | 0 | 0 | 0 | 0 | 0 | 0
| Civic Offices | Services office operational (CIBSE benchmark) 2018 low carbon grid (GWP only) | 1705699 | 1000003061 | 5 | Services equipment | UK Grid example low carbon | EPD | 217550 | kWh | 1 | 44 | 1 | FALSE | 1 | FALSE | [6 empty] | 3061 | 6 | B4B5 | 0 | 0 | 0 | 0 | 0 | 0 | 0 | 0 | 0
| Civic Offices | Services office operational (CIBSE benchmark) 2018 low carbon grid (GWP only) | 1705699 | 1000003061 | 5 | Services equipment | UK Grid example low carbon | EPD | 217550 | kWh | 1 | 44 | 1 | FALSE | 1 | FALSE | [6 empty] | 3061 | 7 | B1 | 0 | 0 | 0 | 0 | 0 | 0 | 0 | 0 | 0
| Civic Offices | Services office operational (CIBSE benchmark) 2018 low carbon grid (GWP only) | 1705699 | 1000003061 | 5 | Services equipment | UK Grid example low carbon | EPD | 217550 | kWh | 1 | 44 | 1 | FALSE | 1 | FALSE | [6 empty] | 3061 | 7 | B2B3 | 0 | 0 | 0 | 0 | 0 | 0 | 0 | 0 | 0
| Civic Offices | Services office operational (CIBSE benchmark) 2018 low carbon grid (GWP only) | 1705699 | 1000003061 | 5 | Services equipment | UK Grid example low carbon | EPD | 217550 | kWh | 1 | 44 | 1 | FALSE | 1 | FALSE | [6 empty] | 3061 | 7 | B6 | 50689.15 | 0 | 0 | 0 | 0 | 0 | 0 | 26541.1 | 0
| Civic Offices | Services office operational (CIBSE benchmark) 2018 low carbon grid (GWP only) | 1705699 | 1000003061 | 5 | Services equipment | UK Grid example low carbon | EPD | 217550 | kWh | 1 | 44 | 1 | FALSE | 1 | FALSE | [6 empty] | 3061 | 7 | B6+ | 0 | 0 | 0 | 0 | 0 | 0 | 0 | 0 | 0
| Civic Offices | Services office operational (CIBSE benchmark) 2018 low carbon grid (GWP only) | 1705699 | 1000003061 | 5 | Services equipment | UK Grid example low carbon | EPD | 217550 | kWh | 1 | 44 | 1 | FALSE | 1 | FALSE | [6 empty] | 3061 | 7 | B7 | 0 | 0 | 0 | 0 | 0 | 0 | 0 | 0 | 0
| Civic Offices | Services office operational (CIBSE benchmark) 2018 low carbon grid (GWP only) | 1705699 | 1000003061 | 5 | Services equipment | UK Grid example low carbon | EPD | 217550 | kWh | 1 | 44 | 1 | FALSE | 1 | FALSE | [6 empty] | 3061 | 7 | D1 | 0 | 0 | 0 | 0 | 0 | 0 | 0 | 0 | 0
| Civic Offices | Services office operational (CIBSE benchmark) 2018 low carbon grid (GWP only) | 1705699 | 1000003061 | 5 | Services equipment | UK Grid example low carbon | EPD | 217550 | kWh | 1 | 44 | 1 | FALSE | 1 | FALSE | [6 empty] | 3061 | 7 | B4B5 | 0 | 0 | 0 | 0 | 0 | 0 | 0 | 0 | 0
| Civic Offices | Services office operational (CIBSE benchmark) 2018 low carbon grid (GWP only) | 1705699 | 1000003061 | 5 | Services equipment | UK Grid example low carbon | EPD | 217550 | kWh | 1 | 44 | 1 | FALSE | 1 | FALSE | [6 empty] | 3061 | 8 | B1 | 0 | 0 | 0 | 0 | 0 | 0 | 0 | 0 | 0
| Civic Offices | Services office operational (CIBSE benchmark) 2018 low carbon grid (GWP only) | 1705699 | 1000003061 | 5 | Services equipment | UK Grid example low carbon | EPD | 217550 | kWh | 1 | 44 | 1 | FALSE | 1 | FALSE | [6 empty] | 3061 | 8 | B2B3 | 0 | 0 | 0 | 0 | 0 | 0 | 0 | 0 | 0
| Civic Offices | Services office operational (CIBSE benchmark) 2018 low carbon grid (GWP only) | 1705699 | 1000003061 | 5 | Services equipment | UK Grid example low carbon | EPD | 217550 | kWh | 1 | 44 | 1 | FALSE | 1 | FALSE | [6 empty] | 3061 | 8 | B6 | 50689.15 | 0 | 0 | 0 | 0 | 0 | 0 | 26541.1 | 0
| Civic Offices | Services office operational (CIBSE benchmark) 2018 low carbon grid (GWP only) | 1705699 | 1000003061 | 5 | Services equipment | UK Grid example low carbon | EPD | 217550 | kWh | 1 | 44 | 1 | FALSE | 1 | FALSE | [6 empty] | 3061 | 8 | B6+ | 0 | 0 | 0 | 0 | 0 | 0 | 0 | 0 | 0
| Civic Offices | Services office operational (CIBSE benchmark) 2018 low carbon grid (GWP only) | 1705699 | 1000003061 | 5 | Services equipment | UK Grid example low carbon | EPD | 217550 | kWh | 1 | 44 | 1 | FALSE | 1 | FALSE | [6 empty] | 3061 | 8 | B7 | 0 | 0 | 0 | 0 | 0 | 0 | 0 | 0 | 0
| Civic Offices | Services office operational (CIBSE benchmark) 2018 low carbon grid (GWP only) | 1705699 | 1000003061 | 5 | Services equipment | UK Grid example low carbon | EPD | 217550 | kWh | 1 | 44 | 1 | FALSE | 1 | FALSE | [6 empty] | 3061 | 8 | D1 | 0 | 0 | 0 | 0 | 0 | 0 | 0 | 0 | 0
| Civic Offices | Services office operational (CIBSE benchmark) 2018 low carbon grid (GWP only) | 1705699 | 1000003061 | 5 | Services equipment | UK Grid example low carbon | EPD | 217550 | kWh | 1 | 44 | 1 | FALSE | 1 | FALSE | [6 empty] | 3061 | 8 | B4B5 | 0 | 0 | 0 | 0 | 0 | 0 | 0 | 0 | 0
| Civic Offices | Services office operational (CIBSE benchmark) 2018 low carbon grid (GWP only) | 1705699 | 1000003061 | 5 | Services equipment | UK Grid example low carbon | EPD | 217550 | kWh | 1 | 44 | 1 | FALSE | 1 | FALSE | [6 empty] | 3061 | 9 | B1 | 0 | 0 | 0 | 0 | 0 | 0 | 0 | 0 | 0
| Civic Offices | Services office operational (CIBSE benchmark) 2018 low carbon grid (GWP only) | 1705699 | 1000003061 | 5 | Services equipment | UK Grid example low carbon | EPD | 217550 | kWh | 1 | 44 | 1 | FALSE | 1 | FALSE | [6 empty] | 3061 | 9 | B2B3 | 0 | 0 | 0 | 0 | 0 | 0 | 0 | 0 | 0
| Civic Offices | Services office operational (CIBSE benchmark) 2018 low carbon grid (GWP only) | 1705699 | 1000003061 | 5 | Services equipment | UK Grid example low carbon | EPD | 217550 | kWh | 1 | 44 | 1 | FALSE | 1 | FALSE | [6 empty] | 3061 | 9 | B6 | 50689.15 | 0 | 0 | 0 | 0 | 0 | 0 | 26541.1 | 0
| Civic Offices | Services office operational (CIBSE benchmark) 2018 low carbon grid (GWP only) | 1705699 | 1000003061 | 5 | Services equipment | UK Grid example low carbon | EPD | 217550 | kWh | 1 | 44 | 1 | FALSE | 1 | FALSE | [6 empty] | 3061 | 9 | B6+ | 0 | 0 | 0 | 0 | 0 | 0 | 0 | 0 | 0
| Civic Offices | Services office operational (CIBSE benchmark) 2018 low carbon grid (GWP only) | 1705699 | 1000003061 | 5 | Services equipment | UK Grid example low carbon | EPD | 217550 | kWh | 1 | 44 | 1 | FALSE | 1 | FALSE | [6 empty] | 3061 | 9 | B7 | 0 | 0 | 0 | 0 | 0 | 0 | 0 | 0 | 0
| Civic Offices | Services office operational (CIBSE benchmark) 2018 low carbon grid (GWP only) | 1705699 | 1000003061 | 5 | Services equipment | UK Grid example low carbon | EPD | 217550 | kWh | 1 | 44 | 1 | FALSE | 1 | FALSE | [6 empty] | 3061 | 9 | D1 | 0 | 0 | 0 | 0 | 0 | 0 | 0 | 0 | 0
| Civic Offices | Services office operational (CIBSE benchmark) 2018 low carbon grid (GWP only) | 1705699 | 1000003061 | 5 | Services equipment | UK Grid example low carbon | EPD | 217550 | kWh | 1 | 44 | 1 | FALSE | 1 | FALSE | [6 empty] | 3061 | 9 | B4B5 | 0 | 0 | 0 | 0 | 0 | 0 | 0 | 0 | 0
| Civic Offices | Services office operational (CIBSE benchmark) 2018 low carbon grid (GWP only) | 1705699 | 1000003061 | 5 | Services equipment | UK Grid example low carbon | EPD | 217550 | kWh | 1 | 44 | 1 | FALSE | 1 | FALSE | [6 empty] | 3061 | 10 | B1 | 0 | 0 | 0 | 0 | 0 | 0 | 0 | 0 | 0
| Civic Offices | Services office operational (CIBSE benchmark) 2018 low carbon grid (GWP only) | 1705699 | 1000003061 | 5 | Services equipment | UK Grid example low carbon | EPD | 217550 | kWh | 1 | 44 | 1 | FALSE | 1 | FALSE | [6 empty] | 3061 | 10 | B2B3 | 0 | 0 | 0 | 0 | 0 | 0 | 0 | 0 | 0
| Civic Offices | Services office operational (CIBSE benchmark) 2018 low carbon grid (GWP only) | 1705699 | 1000003061 | 5 | Services equipment | UK Grid example low carbon | EPD | 217550 | kWh | 1 | 44 | 1 | FALSE | 1 | FALSE | [6 empty] | 3061 | 10 | B6 | 50689.15 | 0 | 0 | 0 | 0 | 0 | 0 | 26541.1 | 0
| Civic Offices | Services office operational (CIBSE benchmark) 2018 low carbon grid (GWP only) | 1705699 | 1000003061 | 5 | Services equipment | UK Grid example low carbon | EPD | 217550 | kWh | 1 | 44 | 1 | FALSE | 1 | FALSE | [6 empty] | 3061 | 10 | B6+ | 0 | 0 | 0 | 0 | 0 | 0 | 0 | 0 | 0
| Civic Offices | Services office operational (CIBSE benchmark) 2018 low carbon grid (GWP only) | 1705699 | 1000003061 | 5 | Services equipment | UK Grid example low carbon | EPD | 217550 | kWh | 1 | 44 | 1 | FALSE | 1 | FALSE | [6 empty] | 3061 | 10 | B7 | 0 | 0 | 0 | 0 | 0 | 0 | 0 | 0 | 0
| Civic Offices | Services office operational (CIBSE benchmark) 2018 low carbon grid (GWP only) | 1705699 | 1000003061 | 5 | Services equipment | UK Grid example low carbon | EPD | 217550 | kWh | 1 | 44 | 1 | FALSE | 1 | FALSE | [6 empty] | 3061 | 10 | D1 | 0 | 0 | 0 | 0 | 0 | 0 | 0 | 0 | 0
| Civic Offices | Services office operational (CIBSE benchmark) 2018 low carbon grid (GWP only) | 1705699 | 1000003061 | 5 | Services equipment | UK Grid example low carbon | EPD | 217550 | kWh | 1 | 44 | 1 | FALSE | 1 | FALSE | [6 empty] | 3061 | 10 | B4B5 | 0 | 0 | 0 | 0 | 0 | 0 | 0 | 0 | 0
| Civic Offices | Services office operational (CIBSE benchmark) 2018 low carbon grid (GWP only) | 1705699 | 1000003061 | 5 | Services equipment | UK Grid example low carbon | EPD | 217550 | kWh | 1 | 44 | 1 | FALSE | 1 | FALSE | [6 empty] | 3061 | 11 | B1 | 0 | 0 | 0 | 0 | 0 | 0 | 0 | 0 | 0
| Civic Offices | Services office operational (CIBSE benchmark) 2018 low carbon grid (GWP only) | 1705699 | 1000003061 | 5 | Services equipment | UK Grid example low carbon | EPD | 217550 | kWh | 1 | 44 | 1 | FALSE | 1 | FALSE | [6 empty] | 3061 | 11 | B2B3 | 0 | 0 | 0 | 0 | 0 | 0 | 0 | 0 | 0
| Civic Offices | Services office operational (CIBSE benchmark) 2018 low carbon grid (GWP only) | 1705699 | 1000003061 | 5 | Services equipment | UK Grid example low carbon | EPD | 217550 | kWh | 1 | 44 | 1 | FALSE | 1 | FALSE | [6 empty] | 3061 | 11 | B6 | 50689.15 | 0 | 0 | 0 | 0 | 0 | 0 | 26541.1 | 0
| Civic Offices | Services office operational (CIBSE benchmark) 2018 low carbon grid (GWP only) | 1705699 | 1000003061 | 5 | Services equipment | UK Grid example low carbon | EPD | 217550 | kWh | 1 | 44 | 1 | FALSE | 1 | FALSE | [6 empty] | 3061 | 11 | B6+ | 0 | 0 | 0 | 0 | 0 | 0 | 0 | 0 | 0
| Civic Offices | Services office operational (CIBSE benchmark) 2018 low carbon grid (GWP only) | 1705699 | 1000003061 | 5 | Services equipment | UK Grid example low carbon | EPD | 217550 | kWh | 1 | 44 | 1 | FALSE | 1 | FALSE | [6 empty] | 3061 | 11 | B7 | 0 | 0 | 0 | 0 | 0 | 0 | 0 | 0 | 0
| Civic Offices | Services office operational (CIBSE benchmark) 2018 low carbon grid (GWP only) | 1705699 | 1000003061 | 5 | Services equipment | UK Grid example low carbon | EPD | 217550 | kWh | 1 | 44 | 1 | FALSE | 1 | FALSE | [6 empty] | 3061 | 11 | D1 | 0 | 0 | 0 | 0 | 0 | 0 | 0 | 0 | 0
| Civic Offices | Services office operational (CIBSE benchmark) 2018 low carbon grid (GWP only) | 1705699 | 1000003061 | 5 | Services equipment | UK Grid example low carbon | EPD | 217550 | kWh | 1 | 44 | 1 | FALSE | 1 | FALSE | [6 empty] | 3061 | 11 | B4B5 | 0 | 0 | 0 | 0 | 0 | 0 | 0 | 0 | 0
| Civic Offices | Services office operational (CIBSE benchmark) 2018 low carbon grid (GWP only) | 1705699 | 1000003061 | 5 | Services equipment | UK Grid example low carbon | EPD | 217550 | kWh | 1 | 44 | 1 | FALSE | 1 | FALSE | [6 empty] | 3061 | 12 | B1 | 0 | 0 | 0 | 0 | 0 | 0 | 0 | 0 | 0
| Civic Offices | Services office operational (CIBSE benchmark) 2018 low carbon grid (GWP only) | 1705699 | 1000003061 | 5 | Services equipment | UK Grid example low carbon | EPD | 217550 | kWh | 1 | 44 | 1 | FALSE | 1 | FALSE | [6 empty] | 3061 | 12 | B2B3 | 0 | 0 | 0 | 0 | 0 | 0 | 0 | 0 | 0
| Civic Offices | Services office operational (CIBSE benchmark) 2018 low carbon grid (GWP only) | 1705699 | 1000003061 | 5 | Services equipment | UK Grid example low carbon | EPD | 217550 | kWh | 1 | 44 | 1 | FALSE | 1 | FALSE | [6 empty] | 3061 | 12 | B6 | 50689.15 | 0 | 0 | 0 | 0 | 0 | 0 | 26541.1 | 0
| Civic Offices | Services office operational (CIBSE benchmark) 2018 low carbon grid (GWP only) | 1705699 | 1000003061 | 5 | Services equipment | UK Grid example low carbon | EPD | 217550 | kWh | 1 | 44 | 1 | FALSE | 1 | FALSE | [6 empty] | 3061 | 12 | B6+ | 0 | 0 | 0 | 0 | 0 | 0 | 0 | 0 | 0
| Civic Offices | Services office operational (CIBSE benchmark) 2018 low carbon grid (GWP only) | 1705699 | 1000003061 | 5 | Services equipment | UK Grid example low carbon | EPD | 217550 | kWh | 1 | 44 | 1 | FALSE | 1 | FALSE | [6 empty] | 3061 | 12 | B7 | 0 | 0 | 0 | 0 | 0 | 0 | 0 | 0 | 0
| Civic Offices | Services office operational (CIBSE benchmark) 2018 low carbon grid (GWP only) | 1705699 | 1000003061 | 5 | Services equipment | UK Grid example low carbon | EPD | 217550 | kWh | 1 | 44 | 1 | FALSE | 1 | FALSE | [6 empty] | 3061 | 12 | D1 | 0 | 0 | 0 | 0 | 0 | 0 | 0 | 0 | 0
| Civic Offices | Services office operational (CIBSE benchmark) 2018 low carbon grid (GWP only) | 1705699 | 1000003061 | 5 | Services equipment | UK Grid example low carbon | EPD | 217550 | kWh | 1 | 44 | 1 | FALSE | 1 | FALSE | [6 empty] | 3061 | 12 | B4B5 | 0 | 0 | 0 | 0 | 0 | 0 | 0 | 0 | 0
| Civic Offices | Services office operational (CIBSE benchmark) 2018 low carbon grid (GWP only) | 1705699 | 1000003061 | 5 | Services equipment | UK Grid example low carbon | EPD | 217550 | kWh | 1 | 44 | 1 | FALSE | 1 | FALSE | [6 empty] | 3061 | 13 | B1 | 0 | 0 | 0 | 0 | 0 | 0 | 0 | 0 | 0
| Civic Offices | Services office operational (CIBSE benchmark) 2018 low carbon grid (GWP only) | 1705699 | 1000003061 | 5 | Services equipment | UK Grid example low carbon | EPD | 217550 | kWh | 1 | 44 | 1 | FALSE | 1 | FALSE | [6 empty] | 3061 | 13 | B2B3 | 0 | 0 | 0 | 0 | 0 | 0 | 0 | 0 | 0
| Civic Offices | Services office operational (CIBSE benchmark) 2018 low carbon grid (GWP only) | 1705699 | 1000003061 | 5 | Services equipment | UK Grid example low carbon | EPD | 217550 | kWh | 1 | 44 | 1 | FALSE | 1 | FALSE | [6 empty] | 3061 | 13 | B6 | 50689.15 | 0 | 0 | 0 | 0 | 0 | 0 | 26541.1 | 0
| Civic Offices | Services office operational (CIBSE benchmark) 2018 low carbon grid (GWP only) | 1705699 | 1000003061 | 5 | Services equipment | UK Grid example low carbon | EPD | 217550 | kWh | 1 | 44 | 1 | FALSE | 1 | FALSE | [6 empty] | 3061 | 13 | B6+ | 0 | 0 | 0 | 0 | 0 | 0 | 0 | 0 | 0
| Civic Offices | Services office operational (CIBSE benchmark) 2018 low carbon grid (GWP only) | 1705699 | 1000003061 | 5 | Services equipment | UK Grid example low carbon | EPD | 217550 | kWh | 1 | 44 | 1 | FALSE | 1 | FALSE | [6 empty] | 3061 | 13 | B7 | 0 | 0 | 0 | 0 | 0 | 0 | 0 | 0 | 0
| Civic Offices | Services office operational (CIBSE benchmark) 2018 low carbon grid (GWP only) | 1705699 | 1000003061 | 5 | Services equipment | UK Grid example low carbon | EPD | 217550 | kWh | 1 | 44 | 1 | FALSE | 1 | FALSE | [6 empty] | 3061 | 13 | D1 | 0 | 0 | 0 | 0 | 0 | 0 | 0 | 0 | 0
| Civic Offices | Services office operational (CIBSE benchmark) 2018 low carbon grid (GWP only) | 1705699 | 1000003061 | 5 | Services equipment | UK Grid example low carbon | EPD | 217550 | kWh | 1 | 44 | 1 | FALSE | 1 | FALSE | [6 empty] | 3061 | 13 | B4B5 | 0 | 0 | 0 | 0 | 0 | 0 | 0 | 0 | 0
| Civic Offices | Services office operational (CIBSE benchmark) 2018 low carbon grid (GWP only) | 1705699 | 1000003061 | 5 | Services equipment | UK Grid example low carbon | EPD | 217550 | kWh | 1 | 44 | 1 | FALSE | 1 | FALSE | [6 empty] | 3061 | 14 | B1 | 0 | 0 | 0 | 0 | 0 | 0 | 0 | 0 | 0
| Civic Offices | Services office operational (CIBSE benchmark) 2018 low carbon grid (GWP only) | 1705699 | 1000003061 | 5 | Services equipment | UK Grid example low carbon | EPD | 217550 | kWh | 1 | 44 | 1 | FALSE | 1 | FALSE | [6 empty] | 3061 | 14 | B2B3 | 0 | 0 | 0 | 0 | 0 | 0 | 0 | 0 | 0
| Civic Offices | Services office operational (CIBSE benchmark) 2018 low carbon grid (GWP only) | 1705699 | 1000003061 | 5 | Services equipment | UK Grid example low carbon | EPD | 217550 | kWh | 1 | 44 | 1 | FALSE | 1 | FALSE | [6 empty] | 3061 | 14 | B6 | 50689.15 | 0 | 0 | 0 | 0 | 0 | 0 | 26541.1 | 0
| Civic Offices | Services office operational (CIBSE benchmark) 2018 low carbon grid (GWP only) | 1705699 | 1000003061 | 5 | Services equipment | UK Grid example low carbon | EPD | 217550 | kWh | 1 | 44 | 1 | FALSE | 1 | FALSE | [6 empty] | 3061 | 14 | B6+ | 0 | 0 | 0 | 0 | 0 | 0 | 0 | 0 | 0
| Civic Offices | Services office operational (CIBSE benchmark) 2018 low carbon grid (GWP only) | 1705699 | 1000003061 | 5 | Services equipment | UK Grid example low carbon | EPD | 217550 | kWh | 1 | 44 | 1 | FALSE | 1 | FALSE | [6 empty] | 3061 | 14 | B7 | 0 | 0 | 0 | 0 | 0 | 0 | 0 | 0 | 0
| Civic Offices | Services office operational (CIBSE benchmark) 2018 low carbon grid (GWP only) | 1705699 | 1000003061 | 5 | Services equipment | UK Grid example low carbon | EPD | 217550 | kWh | 1 | 44 | 1 | FALSE | 1 | FALSE | [6 empty] | 3061 | 14 | D1 | 0 | 0 | 0 | 0 | 0 | 0 | 0 | 0 | 0
| Civic Offices | Services office operational (CIBSE benchmark) 2018 low carbon grid (GWP only) | 1705699 | 1000003061 | 5 | Services equipment | UK Grid example low carbon | EPD | 217550 | kWh | 1 | 44 | 1 | FALSE | 1 | FALSE | [6 empty] | 3061 | 14 | B4B5 | 0 | 0 | 0 | 0 | 0 | 0 | 0 | 0 | 0
| Civic Offices | Services office operational (CIBSE benchmark) 2018 low carbon grid (GWP only) | 1705699 | 1000003061 | 5 | Services equipment | UK Grid example low carbon | EPD | 217550 | kWh | 1 | 44 | 1 | FALSE | 1 | FALSE | [6 empty] | 3061 | 15 | B1 | 0 | 0 | 0 | 0 | 0 | 0 | 0 | 0 | 0
| Civic Offices | Services office operational (CIBSE benchmark) 2018 low carbon grid (GWP only) | 1705699 | 1000003061 | 5 | Services equipment | UK Grid example low carbon | EPD | 217550 | kWh | 1 | 44 | 1 | FALSE | 1 | FALSE | [6 empty] | 3061 | 15 | B2B3 | 0 | 0 | 0 | 0 | 0 | 0 | 0 | 0 | 0
| Civic Offices | Services office operational (CIBSE benchmark) 2018 low carbon grid (GWP only) | 1705699 | 1000003061 | 5 | Services equipment | UK Grid example low carbon | EPD | 217550 | kWh | 1 | 44 | 1 | FALSE | 1 | FALSE | [6 empty] | 3061 | 15 | B6 | 50689.15 | 0 | 0 | 0 | 0 | 0 | 0 | 26541.1 | 0
| Civic Offices | Services office operational (CIBSE benchmark) 2018 low carbon grid (GWP only) | 1705699 | 1000003061 | 5 | Services equipment | UK Grid example low carbon | EPD | 217550 | kWh | 1 | 44 | 1 | FALSE | 1 | FALSE | [6 empty] | 3061 | 15 | B6+ | 0 | 0 | 0 | 0 | 0 | 0 | 0 | 0 | 0
| Civic Offices | Services office operational (CIBSE benchmark) 2018 low carbon grid (GWP only) | 1705699 | 1000003061 | 5 | Services equipment | UK Grid example low carbon | EPD | 217550 | kWh | 1 | 44 | 1 | FALSE | 1 | FALSE | [6 empty] | 3061 | 15 | B7 | 0 | 0 | 0 | 0 | 0 | 0 | 0 | 0 | 0
| Civic Offices | Services office operational (CIBSE benchmark) 2018 low carbon grid (GWP only) | 1705699 | 1000003061 | 5 | Services equipment | UK Grid example low carbon | EPD | 217550 | kWh | 1 | 44 | 1 | FALSE | 1 | FALSE | [6 empty] | 3061 | 15 | D1 | 0 | 0 | 0 | 0 | 0 | 0 | 0 | 0 | 0
| Civic Offices | Services office operational (CIBSE benchmark) 2018 low carbon grid (GWP only) | 1705699 | 1000003061 | 5 | Services equipment | UK Grid example low carbon | EPD | 217550 | kWh | 1 | 44 | 1 | FALSE | 1 | FALSE | [6 empty] | 3061 | 15 | B4B5 | 0 | 0 | 0 | 0 | 0 | 0 | 0 | 0 | 0
| Civic Offices | Services office operational (CIBSE benchmark) 2018 low carbon grid (GWP only) | 1705699 | 1000003061 | 5 | Services equipment | UK Grid example low carbon | EPD | 217550 | kWh | 1 | 44 | 1 | FALSE | 1 | FALSE | [6 empty] | 3061 | 16 | B1 | 0 | 0 | 0 | 0 | 0 | 0 | 0 | 0 | 0
| Civic Offices | Services office operational (CIBSE benchmark) 2018 low carbon grid (GWP only) | 1705699 | 1000003061 | 5 | Services equipment | UK Grid example low carbon | EPD | 217550 | kWh | 1 | 44 | 1 | FALSE | 1 | FALSE | [6 empty] | 3061 | 16 | B2B3 | 0 | 0 | 0 | 0 | 0 | 0 | 0 | 0 | 0
| Civic Offices | Services office operational (CIBSE benchmark) 2018 low carbon grid (GWP only) | 1705699 | 1000003061 | 5 | Services equipment | UK Grid example low carbon | EPD | 217550 | kWh | 1 | 44 | 1 | FALSE | 1 | FALSE | [6 empty] | 3061 | 16 | B6 | 50689.15 | 0 | 0 | 0 | 0 | 0 | 0 | 26541.1 | 0
| Civic Offices | Services office operational (CIBSE benchmark) 2018 low carbon grid (GWP only) | 1705699 | 1000003061 | 5 | Services equipment | UK Grid example low carbon | EPD | 217550 | kWh | 1 | 44 | 1 | FALSE | 1 | FALSE | [6 empty] | 3061 | 16 | B6+ | 0 | 0 | 0 | 0 | 0 | 0 | 0 | 0 | 0
| Civic Offices | Services office operational (CIBSE benchmark) 2018 low carbon grid (GWP only) | 1705699 | 1000003061 | 5 | Services equipment | UK Grid example low carbon | EPD | 217550 | kWh | 1 | 44 | 1 | FALSE | 1 | FALSE | [6 empty] | 3061 | 16 | B7 | 0 | 0 | 0 | 0 | 0 | 0 | 0 | 0 | 0
| Civic Offices | Services office operational (CIBSE benchmark) 2018 low carbon grid (GWP only) | 1705699 | 1000003061 | 5 | Services equipment | UK Grid example low carbon | EPD | 217550 | kWh | 1 | 44 | 1 | FALSE | 1 | FALSE | [6 empty] | 3061 | 16 | D1 | 0 | 0 | 0 | 0 | 0 | 0 | 0 | 0 | 0
| Civic Offices | Services office operational (CIBSE benchmark) 2018 low carbon grid (GWP only) | 1705699 | 1000003061 | 5 | Services equipment | UK Grid example low carbon | EPD | 217550 | kWh | 1 | 44 | 1 | FALSE | 1 | FALSE | [6 empty] | 3061 | 16 | B4B5 | 0 | 0 | 0 | 0 | 0 | 0 | 0 | 0 | 0
| Civic Offices | Services office operational (CIBSE benchmark) 2018 low carbon grid (GWP only) | 1705699 | 1000003061 | 5 | Services equipment | UK Grid example low carbon | EPD | 217550 | kWh | 1 | 44 | 1 | FALSE | 1 | FALSE | [6 empty] | 3061 | 17 | B1 | 0 | 0 | 0 | 0 | 0 | 0 | 0 | 0 | 0
| Civic Offices | Services office operational (CIBSE benchmark) 2018 low carbon grid (GWP only) | 1705699 | 1000003061 | 5 | Services equipment | UK Grid example low carbon | EPD | 217550 | kWh | 1 | 44 | 1 | FALSE | 1 | FALSE | [6 empty] | 3061 | 17 | B2B3 | 0 | 0 | 0 | 0 | 0 | 0 | 0 | 0 | 0
| Civic Offices | Services office operational (CIBSE benchmark) 2018 low carbon grid (GWP only) | 1705699 | 1000003061 | 5 | Services equipment | UK Grid example low carbon | EPD | 217550 | kWh | 1 | 44 | 1 | FALSE | 1 | FALSE | [6 empty] | 3061 | 17 | B6 | 50689.15 | 0 | 0 | 0 | 0 | 0 | 0 | 26541.1 | 0
| Civic Offices | Services office operational (CIBSE benchmark) 2018 low carbon grid (GWP only) | 1705699 | 1000003061 | 5 | Services equipment | UK Grid example low carbon | EPD | 217550 | kWh | 1 | 44 | 1 | FALSE | 1 | FALSE | [6 empty] | 3061 | 17 | B6+ | 0 | 0 | 0 | 0 | 0 | 0 | 0 | 0 | 0
| Civic Offices | Services office operational (CIBSE benchmark) 2018 low carbon grid (GWP only) | 1705699 | 1000003061 | 5 | Services equipment | UK Grid example low carbon | EPD | 217550 | kWh | 1 | 44 | 1 | FALSE | 1 | FALSE | [6 empty] | 3061 | 17 | B7 | 0 | 0 | 0 | 0 | 0 | 0 | 0 | 0 | 0
| Civic Offices | Services office operational (CIBSE benchmark) 2018 low carbon grid (GWP only) | 1705699 | 1000003061 | 5 | Services equipment | UK Grid example low carbon | EPD | 217550 | kWh | 1 | 44 | 1 | FALSE | 1 | FALSE | [6 empty] | 3061 | 17 | D1 | 0 | 0 | 0 | 0 | 0 | 0 | 0 | 0 | 0
| Civic Offices | Services office operational (CIBSE benchmark) 2018 low carbon grid (GWP only) | 1705699 | 1000003061 | 5 | Services equipment | UK Grid example low carbon | EPD | 217550 | kWh | 1 | 44 | 1 | FALSE | 1 | FALSE | [6 empty] | 3061 | 17 | B4B5 | 0 | 0 | 0 | 0 | 0 | 0 | 0 | 0 | 0
| Civic Offices | Services office operational (CIBSE benchmark) 2018 low carbon grid (GWP only) | 1705699 | 1000003061 | 5 | Services equipment | UK Grid example low carbon | EPD | 217550 | kWh | 1 | 44 | 1 | FALSE | 1 | FALSE | [6 empty] | 3061 | 18 | B1 | 0 | 0 | 0 | 0 | 0 | 0 | 0 | 0 | 0
| Civic Offices | Services office operational (CIBSE benchmark) 2018 low carbon grid (GWP only) | 1705699 | 1000003061 | 5 | Services equipment | UK Grid example low carbon | EPD | 217550 | kWh | 1 | 44 | 1 | FALSE | 1 | FALSE | [6 empty] | 3061 | 18 | B2B3 | 0 | 0 | 0 | 0 | 0 | 0 | 0 | 0 | 0
| Civic Offices | Services office operational (CIBSE benchmark) 2018 low carbon grid (GWP only) | 1705699 | 1000003061 | 5 | Services equipment | UK Grid example low carbon | EPD | 217550 | kWh | 1 | 44 | 1 | FALSE | 1 | FALSE | [6 empty] | 3061 | 18 | B6 | 50689.15 | 0 | 0 | 0 | 0 | 0 | 0 | 26541.1 | 0
| Civic Offices | Services office operational (CIBSE benchmark) 2018 low carbon grid (GWP only) | 1705699 | 1000003061 | 5 | Services equipment | UK Grid example low carbon | EPD | 217550 | kWh | 1 | 44 | 1 | FALSE | 1 | FALSE | [6 empty] | 3061 | 18 | B6+ | 0 | 0 | 0 | 0 | 0 | 0 | 0 | 0 | 0
| Civic Offices | Services office operational (CIBSE benchmark) 2018 low carbon grid (GWP only) | 1705699 | 1000003061 | 5 | Services equipment | UK Grid example low carbon | EPD | 217550 | kWh | 1 | 44 | 1 | FALSE | 1 | FALSE | [6 empty] | 3061 | 18 | B7 | 0 | 0 | 0 | 0 | 0 | 0 | 0 | 0 | 0
| Civic Offices | Services office operational (CIBSE benchmark) 2018 low carbon grid (GWP only) | 1705699 | 1000003061 | 5 | Services equipment | UK Grid example low carbon | EPD | 217550 | kWh | 1 | 44 | 1 | FALSE | 1 | FALSE | [6 empty] | 3061 | 18 | D1 | 0 | 0 | 0 | 0 | 0 | 0 | 0 | 0 | 0
| Civic Offices | Services office operational (CIBSE benchmark) 2018 low carbon grid (GWP only) | 1705699 | 1000003061 | 5 | Services equipment | UK Grid example low carbon | EPD | 217550 | kWh | 1 | 44 | 1 | FALSE | 1 | FALSE | [6 empty] | 3061 | 18 | B4B5 | 0 | 0 | 0 | 0 | 0 | 0 | 0 | 0 | 0
| Civic Offices | Services office operational (CIBSE benchmark) 2018 low carbon grid (GWP only) | 1705699 | 1000003061 | 5 | Services equipment | UK Grid example low carbon | EPD | 217550 | kWh | 1 | 44 | 1 | FALSE | 1 | FALSE | [6 empty] | 3061 | 19 | B1 | 0 | 0 | 0 | 0 | 0 | 0 | 0 | 0 | 0
| Civic Offices | Services office operational (CIBSE benchmark) 2018 low carbon grid (GWP only) | 1705699 | 1000003061 | 5 | Services equipment | UK Grid example low carbon | EPD | 217550 | kWh | 1 | 44 | 1 | FALSE | 1 | FALSE | [6 empty] | 3061 | 19 | B2B3 | 0 | 0 | 0 | 0 | 0 | 0 | 0 | 0 | 0
| Civic Offices | Services office operational (CIBSE benchmark) 2018 low carbon grid (GWP only) | 1705699 | 1000003061 | 5 | Services equipment | UK Grid example low carbon | EPD | 217550 | kWh | 1 | 44 | 1 | FALSE | 1 | FALSE | [6 empty] | 3061 | 19 | B6 | 50689.15 | 0 | 0 | 0 | 0 | 0 | 0 | 26541.1 | 0
| Civic Offices | Services office operational (CIBSE benchmark) 2018 low carbon grid (GWP only) | 1705699 | 1000003061 | 5 | Services equipment | UK Grid example low carbon | EPD | 217550 | kWh | 1 | 44 | 1 | FALSE | 1 | FALSE | [6 empty] | 3061 | 19 | B6+ | 0 | 0 | 0 | 0 | 0 | 0 | 0 | 0 | 0
| Civic Offices | Services office operational (CIBSE benchmark) 2018 low carbon grid (GWP only) | 1705699 | 1000003061 | 5 | Services equipment | UK Grid example low carbon | EPD | 217550 | kWh | 1 | 44 | 1 | FALSE | 1 | FALSE | [6 empty] | 3061 | 19 | B7 | 0 | 0 | 0 | 0 | 0 | 0 | 0 | 0 | 0
| Civic Offices | Services office operational (CIBSE benchmark) 2018 low carbon grid (GWP only) | 1705699 | 1000003061 | 5 | Services equipment | UK Grid example low carbon | EPD | 217550 | kWh | 1 | 44 | 1 | FALSE | 1 | FALSE | [6 empty] | 3061 | 19 | D1 | 0 | 0 | 0 | 0 | 0 | 0 | 0 | 0 | 0
| Civic Offices | Services office operational (CIBSE benchmark) 2018 low carbon grid (GWP only) | 1705699 | 1000003061 | 5 | Services equipment | UK Grid example low carbon | EPD | 217550 | kWh | 1 | 44 | 1 | FALSE | 1 | FALSE | [6 empty] | 3061 | 19 | B4B5 | 0 | 0 | 0 | 0 | 0 | 0 | 0 | 0 | 0
| Civic Offices | Services office operational (CIBSE benchmark) 2018 low carbon grid (GWP only) | 1705699 | 1000003061 | 5 | Services equipment | UK Grid example low carbon | EPD | 217550 | kWh | 1 | 44 | 1 | FALSE | 1 | FALSE | [6 empty] | 3061 | 20 | B1 | 0 | 0 | 0 | 0 | 0 | 0 | 0 | 0 | 0
| Civic Offices | Services office operational (CIBSE benchmark) 2018 low carbon grid (GWP only) | 1705699 | 1000003061 | 5 | Services equipment | UK Grid example low carbon | EPD | 217550 | kWh | 1 | 44 | 1 | FALSE | 1 | FALSE | [6 empty] | 3061 | 20 | B2B3 | 0 | 0 | 0 | 0 | 0 | 0 | 0 | 0 | 0
| Civic Offices | Services office operational (CIBSE benchmark) 2018 low carbon grid (GWP only) | 1705699 | 1000003061 | 5 | Services equipment | UK Grid example low carbon | EPD | 217550 | kWh | 1 | 44 | 1 | FALSE | 1 | FALSE | [6 empty] | 3061 | 20 | B6 | 50689.15 | 0 | 0 | 0 | 0 | 0 | 0 | 26541.1 | 0
| Civic Offices | Services office operational (CIBSE benchmark) 2018 low carbon grid (GWP only) | 1705699 | 1000003061 | 5 | Services equipment | UK Grid example low carbon | EPD | 217550 | kWh | 1 | 44 | 1 | FALSE | 1 | FALSE | [6 empty] | 3061 | 20 | B6+ | 0 | 0 | 0 | 0 | 0 | 0 | 0 | 0 | 0
| Civic Offices | Services office operational (CIBSE benchmark) 2018 low carbon grid (GWP only) | 1705699 | 1000003061 | 5 | Services equipment | UK Grid example low carbon | EPD | 217550 | kWh | 1 | 44 | 1 | FALSE | 1 | FALSE | [6 empty] | 3061 | 20 | B7 | 0 | 0 | 0 | 0 | 0 | 0 | 0 | 0 | 0
| Civic Offices | Services office operational (CIBSE benchmark) 2018 low carbon grid (GWP only) | 1705699 | 1000003061 | 5 | Services equipment | UK Grid example low carbon | EPD | 217550 | kWh | 1 | 44 | 1 | FALSE | 1 | FALSE | [6 empty] | 3061 | 20 | D1 | 0 | 0 | 0 | 0 | 0 | 0 | 0 | 0 | 0
| Civic Offices | Services office operational (CIBSE benchmark) 2018 low carbon grid (GWP only) | 1705699 | 1000003061 | 5 | Services equipment | UK Grid example low carbon | EPD | 217550 | kWh | 1 | 44 | 1 | FALSE | 1 | FALSE | [6 empty] | 3061 | 20 | B4B5 | 0 | 0 | 0 | 0 | 0 | 0 | 0 | 0 | 0
| Civic Offices | Services office operational (CIBSE benchmark) 2018 low carbon grid (GWP only) | 1705699 | 1000003061 | 5 | Services equipment | UK Grid example low carbon | EPD | 217550 | kWh | 1 | 44 | 1 | FALSE | 1 | FALSE | [6 empty] | 3061 | 21 | B1 | 0 | 0 | 0 | 0 | 0 | 0 | 0 | 0 | 0
| Civic Offices | Services office operational (CIBSE benchmark) 2018 low carbon grid (GWP only) | 1705699 | 1000003061 | 5 | Services equipment | UK Grid example low carbon | EPD | 217550 | kWh | 1 | 44 | 1 | FALSE | 1 | FALSE | [6 empty] | 3061 | 21 | B2B3 | 0 | 0 | 0 | 0 | 0 | 0 | 0 | 0 | 0
| Civic Offices | Services office operational (CIBSE benchmark) 2018 low carbon grid (GWP only) | 1705699 | 1000003061 | 5 | Services equipment | UK Grid example low carbon | EPD | 217550 | kWh | 1 | 44 | 1 | FALSE | 1 | FALSE | [6 empty] | 3061 | 21 | B6 | 50689.15 | 0 | 0 | 0 | 0 | 0 | 0 | 26541.1 | 0
| Civic Offices | Services office operational (CIBSE benchmark) 2018 low carbon grid (GWP only) | 1705699 | 1000003061 | 5 | Services equipment | UK Grid example low carbon | EPD | 217550 | kWh | 1 | 44 | 1 | FALSE | 1 | FALSE | [6 empty] | 3061 | 21 | B6+ | 0 | 0 | 0 | 0 | 0 | 0 | 0 | 0 | 0
| Civic Offices | Services office operational (CIBSE benchmark) 2018 low carbon grid (GWP only) | 1705699 | 1000003061 | 5 | Services equipment | UK Grid example low carbon | EPD | 217550 | kWh | 1 | 44 | 1 | FALSE | 1 | FALSE | [6 empty] | 3061 | 21 | B7 | 0 | 0 | 0 | 0 | 0 | 0 | 0 | 0 | 0
| Civic Offices | Services office operational (CIBSE benchmark) 2018 low carbon grid (GWP only) | 1705699 | 1000003061 | 5 | Services equipment | UK Grid example low carbon | EPD | 217550 | kWh | 1 | 44 | 1 | FALSE | 1 | FALSE | [6 empty] | 3061 | 21 | D1 | 0 | 0 | 0 | 0 | 0 | 0 | 0 | 0 | 0
| Civic Offices | Services office operational (CIBSE benchmark) 2018 low carbon grid (GWP only) | 1705699 | 1000003061 | 5 | Services equipment | UK Grid example low carbon | EPD | 217550 | kWh | 1 | 44 | 1 | FALSE | 1 | FALSE | [6 empty] | 3061 | 21 | B4B5 | 0 | 0 | 0 | 0 | 0 | 0 | 0 | 0 | 0
| Civic Offices | Services office operational (CIBSE benchmark) 2018 low carbon grid (GWP only) | 1705699 | 1000003061 | 5 | Services equipment | UK Grid example low carbon | EPD | 217550 | kWh | 1 | 44 | 1 | FALSE | 1 | FALSE | [6 empty] | 3061 | 22 | B1 | 0 | 0 | 0 | 0 | 0 | 0 | 0 | 0 | 0
| Civic Offices | Services office operational (CIBSE benchmark) 2018 low carbon grid (GWP only) | 1705699 | 1000003061 | 5 | Services equipment | UK Grid example low carbon | EPD | 217550 | kWh | 1 | 44 | 1 | FALSE | 1 | FALSE | [6 empty] | 3061 | 22 | B2B3 | 0 | 0 | 0 | 0 | 0 | 0 | 0 | 0 | 0
| Civic Offices | Services office operational (CIBSE benchmark) 2018 low carbon grid (GWP only) | 1705699 | 1000003061 | 5 | Services equipment | UK Grid example low carbon | EPD | 217550 | kWh | 1 | 44 | 1 | FALSE | 1 | FALSE | [6 empty] | 3061 | 22 | B6 | 50689.15 | 0 | 0 | 0 | 0 | 0 | 0 | 26541.1 | 0
| Civic Offices | Services office operational (CIBSE benchmark) 2018 low carbon grid (GWP only) | 1705699 | 1000003061 | 5 | Services equipment | UK Grid example low carbon | EPD | 217550 | kWh | 1 | 44 | 1 | FALSE | 1 | FALSE | [6 empty] | 3061 | 22 | B6+ | 0 | 0 | 0 | 0 | 0 | 0 | 0 | 0 | 0
| Civic Offices | Services office operational (CIBSE benchmark) 2018 low carbon grid (GWP only) | 1705699 | 1000003061 | 5 | Services equipment | UK Grid example low carbon | EPD | 217550 | kWh | 1 | 44 | 1 | FALSE | 1 | FALSE | [6 empty] | 3061 | 22 | B7 | 0 | 0 | 0 | 0 | 0 | 0 | 0 | 0 | 0
| Civic Offices | Services office operational (CIBSE benchmark) 2018 low carbon grid (GWP only) | 1705699 | 1000003061 | 5 | Services equipment | UK Grid example low carbon | EPD | 217550 | kWh | 1 | 44 | 1 | FALSE | 1 | FALSE | [6 empty] | 3061 | 22 | D1 | 0 | 0 | 0 | 0 | 0 | 0 | 0 | 0 | 0
| Civic Offices | Services office operational (CIBSE benchmark) 2018 low carbon grid (GWP only) | 1705699 | 1000003061 | 5 | Services equipment | UK Grid example low carbon | EPD | 217550 | kWh | 1 | 44 | 1 | FALSE | 1 | FALSE | [6 empty] | 3061 | 22 | B4B5 | 0 | 0 | 0 | 0 | 0 | 0 | 0 | 0 | 0
| Civic Offices | Services office operational (CIBSE benchmark) 2018 low carbon grid (GWP only) | 1705699 | 1000003061 | 5 | Services equipment | UK Grid example low carbon | EPD | 217550 | kWh | 1 | 44 | 1 | FALSE | 1 | FALSE | [6 empty] | 3061 | 23 | B1 | 0 | 0 | 0 | 0 | 0 | 0 | 0 | 0 | 0
| Civic Offices | Services office operational (CIBSE benchmark) 2018 low carbon grid (GWP only) | 1705699 | 1000003061 | 5 | Services equipment | UK Grid example low carbon | EPD | 217550 | kWh | 1 | 44 | 1 | FALSE | 1 | FALSE | [6 empty] | 3061 | 23 | B2B3 | 0 | 0 | 0 | 0 | 0 | 0 | 0 | 0 | 0
| Civic Offices | Services office operational (CIBSE benchmark) 2018 low carbon grid (GWP only) | 1705699 | 1000003061 | 5 | Services equipment | UK Grid example low carbon | EPD | 217550 | kWh | 1 | 44 | 1 | FALSE | 1 | FALSE | [6 empty] | 3061 | 23 | B6 | 50689.15 | 0 | 0 | 0 | 0 | 0 | 0 | 26541.1 | 0
| Civic Offices | Services office operational (CIBSE benchmark) 2018 low carbon grid (GWP only) | 1705699 | 1000003061 | 5 | Services equipment | UK Grid example low carbon | EPD | 217550 | kWh | 1 | 44 | 1 | FALSE | 1 | FALSE | [6 empty] | 3061 | 23 | B6+ | 0 | 0 | 0 | 0 | 0 | 0 | 0 | 0 | 0
| Civic Offices | Services office operational (CIBSE benchmark) 2018 low carbon grid (GWP only) | 1705699 | 1000003061 | 5 | Services equipment | UK Grid example low carbon | EPD | 217550 | kWh | 1 | 44 | 1 | FALSE | 1 | FALSE | [6 empty] | 3061 | 23 | B7 | 0 | 0 | 0 | 0 | 0 | 0 | 0 | 0 | 0
| Civic Offices | Services office operational (CIBSE benchmark) 2018 low carbon grid (GWP only) | 1705699 | 1000003061 | 5 | Services equipment | UK Grid example low carbon | EPD | 217550 | kWh | 1 | 44 | 1 | FALSE | 1 | FALSE | [6 empty] | 3061 | 23 | D1 | 0 | 0 | 0 | 0 | 0 | 0 | 0 | 0 | 0
| Civic Offices | Services office operational (CIBSE benchmark) 2018 low carbon grid (GWP only) | 1705699 | 1000003061 | 5 | Services equipment | UK Grid example low carbon | EPD | 217550 | kWh | 1 | 44 | 1 | FALSE | 1 | FALSE | [6 empty] | 3061 | 23 | B4B5 | 0 | 0 | 0 | 0 | 0 | 0 | 0 | 0 | 0
| Civic Offices | Services office operational (CIBSE benchmark) 2018 low carbon grid (GWP only) | 1705699 | 1000003061 | 5 | Services equipment | UK Grid example low carbon | EPD | 217550 | kWh | 1 | 44 | 1 | FALSE | 1 | FALSE | [6 empty] | 3061 | 24 | B1 | 0 | 0 | 0 | 0 | 0 | 0 | 0 | 0 | 0
| Civic Offices | Services office operational (CIBSE benchmark) 2018 low carbon grid (GWP only) | 1705699 | 1000003061 | 5 | Services equipment | UK Grid example low carbon | EPD | 217550 | kWh | 1 | 44 | 1 | FALSE | 1 | FALSE | [6 empty] | 3061 | 24 | B2B3 | 0 | 0 | 0 | 0 | 0 | 0 | 0 | 0 | 0
| Civic Offices | Services office operational (CIBSE benchmark) 2018 low carbon grid (GWP only) | 1705699 | 1000003061 | 5 | Services equipment | UK Grid example low carbon | EPD | 217550 | kWh | 1 | 44 | 1 | FALSE | 1 | FALSE | [6 empty] | 3061 | 24 | B6 | 50689.15 | 0 | 0 | 0 | 0 | 0 | 0 | 26541.1 | 0
| Civic Offices | Services office operational (CIBSE benchmark) 2018 low carbon grid (GWP only) | 1705699 | 1000003061 | 5 | Services equipment | UK Grid example low carbon | EPD | 217550 | kWh | 1 | 44 | 1 | FALSE | 1 | FALSE | [6 empty] | 3061 | 24 | B6+ | 0 | 0 | 0 | 0 | 0 | 0 | 0 | 0 | 0
| Civic Offices | Services office operational (CIBSE benchmark) 2018 low carbon grid (GWP only) | 1705699 | 1000003061 | 5 | Services equipment | UK Grid example low carbon | EPD | 217550 | kWh | 1 | 44 | 1 | FALSE | 1 | FALSE | [6 empty] | 3061 | 24 | B7 | 0 | 0 | 0 | 0 | 0 | 0 | 0 | 0 | 0
| Civic Offices | Services office operational (CIBSE benchmark) 2018 low carbon grid (GWP only) | 1705699 | 1000003061 | 5 | Services equipment | UK Grid example low carbon | EPD | 217550 | kWh | 1 | 44 | 1 | FALSE | 1 | FALSE | [6 empty] | 3061 | 24 | D1 | 0 | 0 | 0 | 0 | 0 | 0 | 0 | 0 | 0
| Civic Offices | Services office operational (CIBSE benchmark) 2018 low carbon grid (GWP only) | 1705699 | 1000003061 | 5 | Services equipment | UK Grid example low carbon | EPD | 217550 | kWh | 1 | 44 | 1 | FALSE | 1 | FALSE | [6 empty] | 3061 | 24 | B4B5 | 0 | 0 | 0 | 0 | 0 | 0 | 0 | 0 | 0
| Civic Offices | Services office operational (CIBSE benchmark) 2018 low carbon grid (GWP only) | 1705699 | 1000003061 | 5 | Services equipment | UK Grid example low carbon | EPD | 217550 | kWh | 1 | 44 | 1 | FALSE | 1 | FALSE | [6 empty] | 3061 | 25 | B1 | 0 | 0 | 0 | 0 | 0 | 0 | 0 | 0 | 0
| Civic Offices | Services office operational (CIBSE benchmark) 2018 low carbon grid (GWP only) | 1705699 | 1000003061 | 5 | Services equipment | UK Grid example low carbon | EPD | 217550 | kWh | 1 | 44 | 1 | FALSE | 1 | FALSE | [6 empty] | 3061 | 25 | B2B3 | 0 | 0 | 0 | 0 | 0 | 0 | 0 | 0 | 0
| Civic Offices | Services office operational (CIBSE benchmark) 2018 low carbon grid (GWP only) | 1705699 | 1000003061 | 5 | Services equipment | UK Grid example low carbon | EPD | 217550 | kWh | 1 | 44 | 1 | FALSE | 1 | FALSE | [6 empty] | 3061 | 25 | B6 | 50689.15 | 0 | 0 | 0 | 0 | 0 | 0 | 26541.1 | 0
| Civic Offices | Services office operational (CIBSE benchmark) 2018 low carbon grid (GWP only) | 1705699 | 1000003061 | 5 | Services equipment | UK Grid example low carbon | EPD | 217550 | kWh | 1 | 44 | 1 | FALSE | 1 | FALSE | [6 empty] | 3061 | 25 | B6+ | 0 | 0 | 0 | 0 | 0 | 0 | 0 | 0 | 0
| Civic Offices | Services office operational (CIBSE benchmark) 2018 low carbon grid (GWP only) | 1705699 | 1000003061 | 5 | Services equipment | UK Grid example low carbon | EPD | 217550 | kWh | 1 | 44 | 1 | FALSE | 1 | FALSE | [6 empty] | 3061 | 25 | B7 | 0 | 0 | 0 | 0 | 0 | 0 | 0 | 0 | 0
| Civic Offices | Services office operational (CIBSE benchmark) 2018 low carbon grid (GWP only) | 1705699 | 1000003061 | 5 | Services equipment | UK Grid example low carbon | EPD | 217550 | kWh | 1 | 44 | 1 | FALSE | 1 | FALSE | [6 empty] | 3061 | 25 | D1 | 0 | 0 | 0 | 0 | 0 | 0 | 0 | 0 | 0
| Civic Offices | Services office operational (CIBSE benchmark) 2018 low carbon grid (GWP only) | 1705699 | 1000003061 | 5 | Services equipment | UK Grid example low carbon | EPD | 217550 | kWh | 1 | 44 | 1 | FALSE | 1 | FALSE | [6 empty] | 3061 | 25 | B4B5 | 0 | 0 | 0 | 0 | 0 | 0 | 0 | 0 | 0
| Civic Offices | Services office operational (CIBSE benchmark) 2018 low carbon grid (GWP only) | 1705699 | 1000003061 | 5 | Services equipment | UK Grid example low carbon | EPD | 217550 | kWh | 1 | 44 | 1 | FALSE | 1 | FALSE | [6 empty] | 3061 | 26 | B1 | 0 | 0 | 0 | 0 | 0 | 0 | 0 | 0 | 0
| Civic Offices | Services office operational (CIBSE benchmark) 2018 low carbon grid (GWP only) | 1705699 | 1000003061 | 5 | Services equipment | UK Grid example low carbon | EPD | 217550 | kWh | 1 | 44 | 1 | FALSE | 1 | FALSE | [6 empty] | 3061 | 26 | B2B3 | 0 | 0 | 0 | 0 | 0 | 0 | 0 | 0 | 0
| Civic Offices | Services office operational (CIBSE benchmark) 2018 low carbon grid (GWP only) | 1705699 | 1000003061 | 5 | Services equipment | UK Grid example low carbon | EPD | 217550 | kWh | 1 | 44 | 1 | FALSE | 1 | FALSE | [6 empty] | 3061 | 26 | B6 | 50689.15 | 0 | 0 | 0 | 0 | 0 | 0 | 26541.1 | 0
| Civic Offices | Services office operational (CIBSE benchmark) 2018 low carbon grid (GWP only) | 1705699 | 1000003061 | 5 | Services equipment | UK Grid example low carbon | EPD | 217550 | kWh | 1 | 44 | 1 | FALSE | 1 | FALSE | [6 empty] | 3061 | 26 | B6+ | 0 | 0 | 0 | 0 | 0 | 0 | 0 | 0 | 0
| Civic Offices | Services office operational (CIBSE benchmark) 2018 low carbon grid (GWP only) | 1705699 | 1000003061 | 5 | Services equipment | UK Grid example low carbon | EPD | 217550 | kWh | 1 | 44 | 1 | FALSE | 1 | FALSE | [6 empty] | 3061 | 26 | B7 | 0 | 0 | 0 | 0 | 0 | 0 | 0 | 0 | 0
| Civic Offices | Services office operational (CIBSE benchmark) 2018 low carbon grid (GWP only) | 1705699 | 1000003061 | 5 | Services equipment | UK Grid example low carbon | EPD | 217550 | kWh | 1 | 44 | 1 | FALSE | 1 | FALSE | [6 empty] | 3061 | 26 | D1 | 0 | 0 | 0 | 0 | 0 | 0 | 0 | 0 | 0
| Civic Offices | Services office operational (CIBSE benchmark) 2018 low carbon grid (GWP only) | 1705699 | 1000003061 | 5 | Services equipment | UK Grid example low carbon | EPD | 217550 | kWh | 1 | 44 | 1 | FALSE | 1 | FALSE | [6 empty] | 3061 | 26 | B4B5 | 0 | 0 | 0 | 0 | 0 | 0 | 0 | 0 | 0
| Civic Offices | Services office operational (CIBSE benchmark) 2018 low carbon grid (GWP only) | 1705699 | 1000003061 | 5 | Services equipment | UK Grid example low carbon | EPD | 217550 | kWh | 1 | 44 | 1 | FALSE | 1 | FALSE | [6 empty] | 3061 | 27 | B1 | 0 | 0 | 0 | 0 | 0 | 0 | 0 | 0 | 0
| Civic Offices | Services office operational (CIBSE benchmark) 2018 low carbon grid (GWP only) | 1705699 | 1000003061 | 5 | Services equipment | UK Grid example low carbon | EPD | 217550 | kWh | 1 | 44 | 1 | FALSE | 1 | FALSE | [6 empty] | 3061 | 27 | B2B3 | 0 | 0 | 0 | 0 | 0 | 0 | 0 | 0 | 0
| Civic Offices | Services office operational (CIBSE benchmark) 2018 low carbon grid (GWP only) | 1705699 | 1000003061 | 5 | Services equipment | UK Grid example low carbon | EPD | 217550 | kWh | 1 | 44 | 1 | FALSE | 1 | FALSE | [6 empty] | 3061 | 27 | B6 | 50689.15 | 0 | 0 | 0 | 0 | 0 | 0 | 26541.1 | 0
| Civic Offices | Services office operational (CIBSE benchmark) 2018 low carbon grid (GWP only) | 1705699 | 1000003061 | 5 | Services equipment | UK Grid example low carbon | EPD | 217550 | kWh | 1 | 44 | 1 | FALSE | 1 | FALSE | [6 empty] | 3061 | 27 | B6+ | 0 | 0 | 0 | 0 | 0 | 0 | 0 | 0 | 0
| Civic Offices | Services office operational (CIBSE benchmark) 2018 low carbon grid (GWP only) | 1705699 | 1000003061 | 5 | Services equipment | UK Grid example low carbon | EPD | 217550 | kWh | 1 | 44 | 1 | FALSE | 1 | FALSE | [6 empty] | 3061 | 27 | B7 | 0 | 0 | 0 | 0 | 0 | 0 | 0 | 0 | 0
| Civic Offices | Services office operational (CIBSE benchmark) 2018 low carbon grid (GWP only) | 1705699 | 1000003061 | 5 | Services equipment | UK Grid example low carbon | EPD | 217550 | kWh | 1 | 44 | 1 | FALSE | 1 | FALSE | [6 empty] | 3061 | 27 | D1 | 0 | 0 | 0 | 0 | 0 | 0 | 0 | 0 | 0
| Civic Offices | Services office operational (CIBSE benchmark) 2018 low carbon grid (GWP only) | 1705699 | 1000003061 | 5 | Services equipment | UK Grid example low carbon | EPD | 217550 | kWh | 1 | 44 | 1 | FALSE | 1 | FALSE | [6 empty] | 3061 | 27 | B4B5 | 0 | 0 | 0 | 0 | 0 | 0 | 0 | 0 | 0
| Civic Offices | Services office operational (CIBSE benchmark) 2018 low carbon grid (GWP only) | 1705699 | 1000003061 | 5 | Services equipment | UK Grid example low carbon | EPD | 217550 | kWh | 1 | 44 | 1 | FALSE | 1 | FALSE | [6 empty] | 3061 | 28 | B1 | 0 | 0 | 0 | 0 | 0 | 0 | 0 | 0 | 0
| Civic Offices | Services office operational (CIBSE benchmark) 2018 low carbon grid (GWP only) | 1705699 | 1000003061 | 5 | Services equipment | UK Grid example low carbon | EPD | 217550 | kWh | 1 | 44 | 1 | FALSE | 1 | FALSE | [6 empty] | 3061 | 28 | B2B3 | 0 | 0 | 0 | 0 | 0 | 0 | 0 | 0 | 0
| Civic Offices | Services office operational (CIBSE benchmark) 2018 low carbon grid (GWP only) | 1705699 | 1000003061 | 5 | Services equipment | UK Grid example low carbon | EPD | 217550 | kWh | 1 | 44 | 1 | FALSE | 1 | FALSE | [6 empty] | 3061 | 28 | B6 | 50689.15 | 0 | 0 | 0 | 0 | 0 | 0 | 26541.1 | 0
| Civic Offices | Services office operational (CIBSE benchmark) 2018 low carbon grid (GWP only) | 1705699 | 1000003061 | 5 | Services equipment | UK Grid example low carbon | EPD | 217550 | kWh | 1 | 44 | 1 | FALSE | 1 | FALSE | [6 empty] | 3061 | 28 | B6+ | 0 | 0 | 0 | 0 | 0 | 0 | 0 | 0 | 0
| Civic Offices | Services office operational (CIBSE benchmark) 2018 low carbon grid (GWP only) | 1705699 | 1000003061 | 5 | Services equipment | UK Grid example low carbon | EPD | 217550 | kWh | 1 | 44 | 1 | FALSE | 1 | FALSE | [6 empty] | 3061 | 28 | B7 | 0 | 0 | 0 | 0 | 0 | 0 | 0 | 0 | 0
| Civic Offices | Services office operational (CIBSE benchmark) 2018 low carbon grid (GWP only) | 1705699 | 1000003061 | 5 | Services equipment | UK Grid example low carbon | EPD | 217550 | kWh | 1 | 44 | 1 | FALSE | 1 | FALSE | [6 empty] | 3061 | 28 | D1 | 0 | 0 | 0 | 0 | 0 | 0 | 0 | 0 | 0
| Civic Offices | Services office operational (CIBSE benchmark) 2018 low carbon grid (GWP only) | 1705699 | 1000003061 | 5 | Services equipment | UK Grid example low carbon | EPD | 217550 | kWh | 1 | 44 | 1 | FALSE | 1 | FALSE | [6 empty] | 3061 | 28 | B4B5 | 0 | 0 | 0 | 0 | 0 | 0 | 0 | 0 | 0
| Civic Offices | Services office operational (CIBSE benchmark) 2018 low carbon grid (GWP only) | 1705699 | 1000003061 | 5 | Services equipment | UK Grid example low carbon | EPD | 217550 | kWh | 1 | 44 | 1 | FALSE | 1 | FALSE | [6 empty] | 3061 | 29 | B1 | 0 | 0 | 0 | 0 | 0 | 0 | 0 | 0 | 0
| Civic Offices | Services office operational (CIBSE benchmark) 2018 low carbon grid (GWP only) | 1705699 | 1000003061 | 5 | Services equipment | UK Grid example low carbon | EPD | 217550 | kWh | 1 | 44 | 1 | FALSE | 1 | FALSE | [6 empty] | 3061 | 29 | B2B3 | 0 | 0 | 0 | 0 | 0 | 0 | 0 | 0 | 0
| Civic Offices | Services office operational (CIBSE benchmark) 2018 low carbon grid (GWP only) | 1705699 | 1000003061 | 5 | Services equipment | UK Grid example low carbon | EPD | 217550 | kWh | 1 | 44 | 1 | FALSE | 1 | FALSE | [6 empty] | 3061 | 29 | B6 | 50689.15 | 0 | 0 | 0 | 0 | 0 | 0 | 26541.1 | 0
| Civic Offices | Services office operational (CIBSE benchmark) 2018 low carbon grid (GWP only) | 1705699 | 1000003061 | 5 | Services equipment | UK Grid example low carbon | EPD | 217550 | kWh | 1 | 44 | 1 | FALSE | 1 | FALSE | [6 empty] | 3061 | 29 | B6+ | 0 | 0 | 0 | 0 | 0 | 0 | 0 | 0 | 0
| Civic Offices | Services office operational (CIBSE benchmark) 2018 low carbon grid (GWP only) | 1705699 | 1000003061 | 5 | Services equipment | UK Grid example low carbon | EPD | 217550 | kWh | 1 | 44 | 1 | FALSE | 1 | FALSE | [6 empty] | 3061 | 29 | B7 | 0 | 0 | 0 | 0 | 0 | 0 | 0 | 0 | 0
| Civic Offices | Services office operational (CIBSE benchmark) 2018 low carbon grid (GWP only) | 1705699 | 1000003061 | 5 | Services equipment | UK Grid example low carbon | EPD | 217550 | kWh | 1 | 44 | 1 | FALSE | 1 | FALSE | [6 empty] | 3061 | 29 | D1 | 0 | 0 | 0 | 0 | 0 | 0 | 0 | 0 | 0
| Civic Offices | Services office operational (CIBSE benchmark) 2018 low carbon grid (GWP only) | 1705699 | 1000003061 | 5 | Services equipment | UK Grid example low carbon | EPD | 217550 | kWh | 1 | 44 | 1 | FALSE | 1 | FALSE | [6 empty] | 3061 | 29 | B4B5 | 0 | 0 | 0 | 0 | 0 | 0 | 0 | 0 | 0
| Civic Offices | Services office operational (CIBSE benchmark) 2018 low carbon grid (GWP only) | 1705699 | 1000003061 | 5 | Services equipment | UK Grid example low carbon | EPD | 217550 | kWh | 1 | 44 | 1 | FALSE | 1 | FALSE | [6 empty] | 3061 | 30 | B1 | 0 | 0 | 0 | 0 | 0 | 0 | 0 | 0 | 0
| Civic Offices | Services office operational (CIBSE benchmark) 2018 low carbon grid (GWP only) | 1705699 | 1000003061 | 5 | Services equipment | UK Grid example low carbon | EPD | 217550 | kWh | 1 | 44 | 1 | FALSE | 1 | FALSE | [6 empty] | 3061 | 30 | B2B3 | 0 | 0 | 0 | 0 | 0 | 0 | 0 | 0 | 0
| Civic Offices | Services office operational (CIBSE benchmark) 2018 low carbon grid (GWP only) | 1705699 | 1000003061 | 5 | Services equipment | UK Grid example low carbon | EPD | 217550 | kWh | 1 | 44 | 1 | FALSE | 1 | FALSE | [6 empty] | 3061 | 30 | B6 | 50689.15 | 0 | 0 | 0 | 0 | 0 | 0 | 26541.1 | 0
| Civic Offices | Services office operational (CIBSE benchmark) 2018 low carbon grid (GWP only) | 1705699 | 1000003061 | 5 | Services equipment | UK Grid example low carbon | EPD | 217550 | kWh | 1 | 44 | 1 | FALSE | 1 | FALSE | [6 empty] | 3061 | 30 | B6+ | 0 | 0 | 0 | 0 | 0 | 0 | 0 | 0 | 0
| Civic Offices | Services office operational (CIBSE benchmark) 2018 low carbon grid (GWP only) | 1705699 | 1000003061 | 5 | Services equipment | UK Grid example low carbon | EPD | 217550 | kWh | 1 | 44 | 1 | FALSE | 1 | FALSE | [6 empty] | 3061 | 30 | B7 | 0 | 0 | 0 | 0 | 0 | 0 | 0 | 0 | 0
| Civic Offices | Services office operational (CIBSE benchmark) 2018 low carbon grid (GWP only) | 1705699 | 1000003061 | 5 | Services equipment | UK Grid example low carbon | EPD | 217550 | kWh | 1 | 44 | 1 | FALSE | 1 | FALSE | [6 empty] | 3061 | 30 | D1 | 0 | 0 | 0 | 0 | 0 | 0 | 0 | 0 | 0
| Civic Offices | Services office operational (CIBSE benchmark) 2018 low carbon grid (GWP only) | 1705699 | 1000003061 | 5 | Services equipment | UK Grid example low carbon | EPD | 217550 | kWh | 1 | 44 | 1 | FALSE | 1 | FALSE | [6 empty] | 3061 | 30 | B4B5 | 0 | 0 | 0 | 0 | 0 | 0 | 0 | 0 | 0
| Civic Offices | Services office operational (CIBSE benchmark) 2018 low carbon grid (GWP only) | 1705699 | 1000003061 | 5 | Services equipment | UK Grid example low carbon | EPD | 217550 | kWh | 1 | 44 | 1 | FALSE | 1 | FALSE | [6 empty] | 3061 | 31 | B1 | 0 | 0 | 0 | 0 | 0 | 0 | 0 | 0 | 0
| Civic Offices | Services office operational (CIBSE benchmark) 2018 low carbon grid (GWP only) | 1705699 | 1000003061 | 5 | Services equipment | UK Grid example low carbon | EPD | 217550 | kWh | 1 | 44 | 1 | FALSE | 1 | FALSE | [6 empty] | 3061 | 31 | B2B3 | 0 | 0 | 0 | 0 | 0 | 0 | 0 | 0 | 0
| Civic Offices | Services office operational (CIBSE benchmark) 2018 low carbon grid (GWP only) | 1705699 | 1000003061 | 5 | Services equipment | UK Grid example low carbon | EPD | 217550 | kWh | 1 | 44 | 1 | FALSE | 1 | FALSE | [6 empty] | 3061 | 31 | B6 | 50689.15 | 0 | 0 | 0 | 0 | 0 | 0 | 26541.1 | 0
| Civic Offices | Services office operational (CIBSE benchmark) 2018 low carbon grid (GWP only) | 1705699 | 1000003061 | 5 | Services equipment | UK Grid example low carbon | EPD | 217550 | kWh | 1 | 44 | 1 | FALSE | 1 | FALSE | [6 empty] | 3061 | 31 | B6+ | 0 | 0 | 0 | 0 | 0 | 0 | 0 | 0 | 0
| Civic Offices | Services office operational (CIBSE benchmark) 2018 low carbon grid (GWP only) | 1705699 | 1000003061 | 5 | Services equipment | UK Grid example low carbon | EPD | 217550 | kWh | 1 | 44 | 1 | FALSE | 1 | FALSE | [6 empty] | 3061 | 31 | B7 | 0 | 0 | 0 | 0 | 0 | 0 | 0 | 0 | 0
| Civic Offices | Services office operational (CIBSE benchmark) 2018 low carbon grid (GWP only) | 1705699 | 1000003061 | 5 | Services equipment | UK Grid example low carbon | EPD | 217550 | kWh | 1 | 44 | 1 | FALSE | 1 | FALSE | [6 empty] | 3061 | 31 | D1 | 0 | 0 | 0 | 0 | 0 | 0 | 0 | 0 | 0
| Civic Offices | Services office operational (CIBSE benchmark) 2018 low carbon grid (GWP only) | 1705699 | 1000003061 | 5 | Services equipment | UK Grid example low carbon | EPD | 217550 | kWh | 1 | 44 | 1 | FALSE | 1 | FALSE | [6 empty] | 3061 | 31 | B4B5 | 0 | 0 | 0 | 0 | 0 | 0 | 0 | 0 | 0
| Civic Offices | Services office operational (CIBSE benchmark) 2018 low carbon grid (GWP only) | 1705699 | 1000003061 | 5 | Services equipment | UK Grid example low carbon | EPD | 217550 | kWh | 1 | 44 | 1 | FALSE | 1 | FALSE | [6 empty] | 3061 | 32 | B1 | 0 | 0 | 0 | 0 | 0 | 0 | 0 | 0 | 0
| Civic Offices | Services office operational (CIBSE benchmark) 2018 low carbon grid (GWP only) | 1705699 | 1000003061 | 5 | Services equipment | UK Grid example low carbon | EPD | 217550 | kWh | 1 | 44 | 1 | FALSE | 1 | FALSE | [6 empty] | 3061 | 32 | B2B3 | 0 | 0 | 0 | 0 | 0 | 0 | 0 | 0 | 0
| Civic Offices | Services office operational (CIBSE benchmark) 2018 low carbon grid (GWP only) | 1705699 | 1000003061 | 5 | Services equipment | UK Grid example low carbon | EPD | 217550 | kWh | 1 | 44 | 1 | FALSE | 1 | FALSE | [6 empty] | 3061 | 32 | B6 | 50689.15 | 0 | 0 | 0 | 0 | 0 | 0 | 26541.1 | 0
| Civic Offices | Services office operational (CIBSE benchmark) 2018 low carbon grid (GWP only) | 1705699 | 1000003061 | 5 | Services equipment | UK Grid example low carbon | EPD | 217550 | kWh | 1 | 44 | 1 | FALSE | 1 | FALSE | [6 empty] | 3061 | 32 | B6+ | 0 | 0 | 0 | 0 | 0 | 0 | 0 | 0 | 0
| Civic Offices | Services office operational (CIBSE benchmark) 2018 low carbon grid (GWP only) | 1705699 | 1000003061 | 5 | Services equipment | UK Grid example low carbon | EPD | 217550 | kWh | 1 | 44 | 1 | FALSE | 1 | FALSE | [6 empty] | 3061 | 32 | B7 | 0 | 0 | 0 | 0 | 0 | 0 | 0 | 0 | 0
| Civic Offices | Services office operational (CIBSE benchmark) 2018 low carbon grid (GWP only) | 1705699 | 1000003061 | 5 | Services equipment | UK Grid example low carbon | EPD | 217550 | kWh | 1 | 44 | 1 | FALSE | 1 | FALSE | [6 empty] | 3061 | 32 | D1 | 0 | 0 | 0 | 0 | 0 | 0 | 0 | 0 | 0
| Civic Offices | Services office operational (CIBSE benchmark) 2018 low carbon grid (GWP only) | 1705699 | 1000003061 | 5 | Services equipment | UK Grid example low carbon | EPD | 217550 | kWh | 1 | 44 | 1 | FALSE | 1 | FALSE | [6 empty] | 3061 | 32 | B4B5 | 0 | 0 | 0 | 0 | 0 | 0 | 0 | 0 | 0
| Civic Offices | Services office operational (CIBSE benchmark) 2018 low carbon grid (GWP only) | 1705699 | 1000003061 | 5 | Services equipment | UK Grid example low carbon | EPD | 217550 | kWh | 1 | 44 | 1 | FALSE | 1 | FALSE | [6 empty] | 3061 | 33 | B1 | 0 | 0 | 0 | 0 | 0 | 0 | 0 | 0 | 0
| Civic Offices | Services office operational (CIBSE benchmark) 2018 low carbon grid (GWP only) | 1705699 | 1000003061 | 5 | Services equipment | UK Grid example low carbon | EPD | 217550 | kWh | 1 | 44 | 1 | FALSE | 1 | FALSE | [6 empty] | 3061 | 33 | B2B3 | 0 | 0 | 0 | 0 | 0 | 0 | 0 | 0 | 0
| Civic Offices | Services office operational (CIBSE benchmark) 2018 low carbon grid (GWP only) | 1705699 | 1000003061 | 5 | Services equipment | UK Grid example low carbon | EPD | 217550 | kWh | 1 | 44 | 1 | FALSE | 1 | FALSE | [6 empty] | 3061 | 33 | B6 | 50689.15 | 0 | 0 | 0 | 0 | 0 | 0 | 26541.1 | 0
| Civic Offices | Services office operational (CIBSE benchmark) 2018 low carbon grid (GWP only) | 1705699 | 1000003061 | 5 | Services equipment | UK Grid example low carbon | EPD | 217550 | kWh | 1 | 44 | 1 | FALSE | 1 | FALSE | [6 empty] | 3061 | 33 | B6+ | 0 | 0 | 0 | 0 | 0 | 0 | 0 | 0 | 0
| Civic Offices | Services office operational (CIBSE benchmark) 2018 low carbon grid (GWP only) | 1705699 | 1000003061 | 5 | Services equipment | UK Grid example low carbon | EPD | 217550 | kWh | 1 | 44 | 1 | FALSE | 1 | FALSE | [6 empty] | 3061 | 33 | B7 | 0 | 0 | 0 | 0 | 0 | 0 | 0 | 0 | 0
| Civic Offices | Services office operational (CIBSE benchmark) 2018 low carbon grid (GWP only) | 1705699 | 1000003061 | 5 | Services equipment | UK Grid example low carbon | EPD | 217550 | kWh | 1 | 44 | 1 | FALSE | 1 | FALSE | [6 empty] | 3061 | 33 | D1 | 0 | 0 | 0 | 0 | 0 | 0 | 0 | 0 | 0
| Civic Offices | Services office operational (CIBSE benchmark) 2018 low carbon grid (GWP only) | 1705699 | 1000003061 | 5 | Services equipment | UK Grid example low carbon | EPD | 217550 | kWh | 1 | 44 | 1 | FALSE | 1 | FALSE | [6 empty] | 3061 | 33 | B4B5 | 0 | 0 | 0 | 0 | 0 | 0 | 0 | 0 | 0
| Civic Offices | Services office operational (CIBSE benchmark) 2018 low carbon grid (GWP only) | 1705699 | 1000003061 | 5 | Services equipment | UK Grid example low carbon | EPD | 217550 | kWh | 1 | 44 | 1 | FALSE | 1 | FALSE | [6 empty] | 3061 | 34 | B1 | 0 | 0 | 0 | 0 | 0 | 0 | 0 | 0 | 0
| Civic Offices | Services office operational (CIBSE benchmark) 2018 low carbon grid (GWP only) | 1705699 | 1000003061 | 5 | Services equipment | UK Grid example low carbon | EPD | 217550 | kWh | 1 | 44 | 1 | FALSE | 1 | FALSE | [6 empty] | 3061 | 34 | B2B3 | 0 | 0 | 0 | 0 | 0 | 0 | 0 | 0 | 0
| Civic Offices | Services office operational (CIBSE benchmark) 2018 low carbon grid (GWP only) | 1705699 | 1000003061 | 5 | Services equipment | UK Grid example low carbon | EPD | 217550 | kWh | 1 | 44 | 1 | FALSE | 1 | FALSE | [6 empty] | 3061 | 34 | B6 | 50689.15 | 0 | 0 | 0 | 0 | 0 | 0 | 26541.1 | 0
| Civic Offices | Services office operational (CIBSE benchmark) 2018 low carbon grid (GWP only) | 1705699 | 1000003061 | 5 | Services equipment | UK Grid example low carbon | EPD | 217550 | kWh | 1 | 44 | 1 | FALSE | 1 | FALSE | [6 empty] | 3061 | 34 | B6+ | 0 | 0 | 0 | 0 | 0 | 0 | 0 | 0 | 0
| Civic Offices | Services office operational (CIBSE benchmark) 2018 low carbon grid (GWP only) | 1705699 | 1000003061 | 5 | Services equipment | UK Grid example low carbon | EPD | 217550 | kWh | 1 | 44 | 1 | FALSE | 1 | FALSE | [6 empty] | 3061 | 34 | B7 | 0 | 0 | 0 | 0 | 0 | 0 | 0 | 0 | 0
| Civic Offices | Services office operational (CIBSE benchmark) 2018 low carbon grid (GWP only) | 1705699 | 1000003061 | 5 | Services equipment | UK Grid example low carbon | EPD | 217550 | kWh | 1 | 44 | 1 | FALSE | 1 | FALSE | [6 empty] | 3061 | 34 | D1 | 0 | 0 | 0 | 0 | 0 | 0 | 0 | 0 | 0
| Civic Offices | Services office operational (CIBSE benchmark) 2018 low carbon grid (GWP only) | 1705699 | 1000003061 | 5 | Services equipment | UK Grid example low carbon | EPD | 217550 | kWh | 1 | 44 | 1 | FALSE | 1 | FALSE | [6 empty] | 3061 | 34 | B4B5 | 0 | 0 | 0 | 0 | 0 | 0 | 0 | 0 | 0
| Civic Offices | Services office operational (CIBSE benchmark) 2018 low carbon grid (GWP only) | 1705699 | 1000003061 | 5 | Services equipment | UK Grid example low carbon | EPD | 217550 | kWh | 1 | 44 | 1 | FALSE | 1 | FALSE | [6 empty] | 3061 | 35 | B1 | 0 | 0 | 0 | 0 | 0 | 0 | 0 | 0 | 0
| Civic Offices | Services office operational (CIBSE benchmark) 2018 low carbon grid (GWP only) | 1705699 | 1000003061 | 5 | Services equipment | UK Grid example low carbon | EPD | 217550 | kWh | 1 | 44 | 1 | FALSE | 1 | FALSE | [6 empty] | 3061 | 35 | B2B3 | 0 | 0 | 0 | 0 | 0 | 0 | 0 | 0 | 0
| Civic Offices | Services office operational (CIBSE benchmark) 2018 low carbon grid (GWP only) | 1705699 | 1000003061 | 5 | Services equipment | UK Grid example low carbon | EPD | 217550 | kWh | 1 | 44 | 1 | FALSE | 1 | FALSE | [6 empty] | 3061 | 35 | B6 | 50689.15 | 0 | 0 | 0 | 0 | 0 | 0 | 26541.1 | 0
| Civic Offices | Services office operational (CIBSE benchmark) 2018 low carbon grid (GWP only) | 1705699 | 1000003061 | 5 | Services equipment | UK Grid example low carbon | EPD | 217550 | kWh | 1 | 44 | 1 | FALSE | 1 | FALSE | [6 empty] | 3061 | 35 | B6+ | 0 | 0 | 0 | 0 | 0 | 0 | 0 | 0 | 0
| Civic Offices | Services office operational (CIBSE benchmark) 2018 low carbon grid (GWP only) | 1705699 | 1000003061 | 5 | Services equipment | UK Grid example low carbon | EPD | 217550 | kWh | 1 | 44 | 1 | FALSE | 1 | FALSE | [6 empty] | 3061 | 35 | B7 | 0 | 0 | 0 | 0 | 0 | 0 | 0 | 0 | 0
| Civic Offices | Services office operational (CIBSE benchmark) 2018 low carbon grid (GWP only) | 1705699 | 1000003061 | 5 | Services equipment | UK Grid example low carbon | EPD | 217550 | kWh | 1 | 44 | 1 | FALSE | 1 | FALSE | [6 empty] | 3061 | 35 | D1 | 0 | 0 | 0 | 0 | 0 | 0 | 0 | 0 | 0
| Civic Offices | Services office operational (CIBSE benchmark) 2018 low carbon grid (GWP only) | 1705699 | 1000003061 | 5 | Services equipment | UK Grid example low carbon | EPD | 217550 | kWh | 1 | 44 | 1 | FALSE | 1 | FALSE | [6 empty] | 3061 | 35 | B4B5 | 0 | 0 | 0 | 0 | 0 | 0 | 0 | 0 | 0
| Civic Offices | Services office operational (CIBSE benchmark) 2018 low carbon grid (GWP only) | 1705699 | 1000003061 | 5 | Services equipment | UK Grid example low carbon | EPD | 217550 | kWh | 1 | 44 | 1 | FALSE | 1 | FALSE | [6 empty] | 3061 | 36 | B1 | 0 | 0 | 0 | 0 | 0 | 0 | 0 | 0 | 0
| Civic Offices | Services office operational (CIBSE benchmark) 2018 low carbon grid (GWP only) | 1705699 | 1000003061 | 5 | Services equipment | UK Grid example low carbon | EPD | 217550 | kWh | 1 | 44 | 1 | FALSE | 1 | FALSE | [6 empty] | 3061 | 36 | B2B3 | 0 | 0 | 0 | 0 | 0 | 0 | 0 | 0 | 0
| Civic Offices | Services office operational (CIBSE benchmark) 2018 low carbon grid (GWP only) | 1705699 | 1000003061 | 5 | Services equipment | UK Grid example low carbon | EPD | 217550 | kWh | 1 | 44 | 1 | FALSE | 1 | FALSE | [6 empty] | 3061 | 36 | B6 | 50689.15 | 0 | 0 | 0 | 0 | 0 | 0 | 26541.1 | 0
| Civic Offices | Services office operational (CIBSE benchmark) 2018 low carbon grid (GWP only) | 1705699 | 1000003061 | 5 | Services equipment | UK Grid example low carbon | EPD | 217550 | kWh | 1 | 44 | 1 | FALSE | 1 | FALSE | [6 empty] | 3061 | 36 | B6+ | 0 | 0 | 0 | 0 | 0 | 0 | 0 | 0 | 0
| Civic Offices | Services office operational (CIBSE benchmark) 2018 low carbon grid (GWP only) | 1705699 | 1000003061 | 5 | Services equipment | UK Grid example low carbon | EPD | 217550 | kWh | 1 | 44 | 1 | FALSE | 1 | FALSE | [6 empty] | 3061 | 36 | B7 | 0 | 0 | 0 | 0 | 0 | 0 | 0 | 0 | 0
| Civic Offices | Services office operational (CIBSE benchmark) 2018 low carbon grid (GWP only) | 1705699 | 1000003061 | 5 | Services equipment | UK Grid example low carbon | EPD | 217550 | kWh | 1 | 44 | 1 | FALSE | 1 | FALSE | [6 empty] | 3061 | 36 | D1 | 0 | 0 | 0 | 0 | 0 | 0 | 0 | 0 | 0
| Civic Offices | Services office operational (CIBSE benchmark) 2018 low carbon grid (GWP only) | 1705699 | 1000003061 | 5 | Services equipment | UK Grid example low carbon | EPD | 217550 | kWh | 1 | 44 | 1 | FALSE | 1 | FALSE | [6 empty] | 3061 | 36 | B4B5 | 0 | 0 | 0 | 0 | 0 | 0 | 0 | 0 | 0
| Civic Offices | Services office operational (CIBSE benchmark) 2018 low carbon grid (GWP only) | 1705699 | 1000003061 | 5 | Services equipment | UK Grid example low carbon | EPD | 217550 | kWh | 1 | 44 | 1 | FALSE | 1 | FALSE | [6 empty] | 3061 | 37 | B1 | 0 | 0 | 0 | 0 | 0 | 0 | 0 | 0 | 0
| Civic Offices | Services office operational (CIBSE benchmark) 2018 low carbon grid (GWP only) | 1705699 | 1000003061 | 5 | Services equipment | UK Grid example low carbon | EPD | 217550 | kWh | 1 | 44 | 1 | FALSE | 1 | FALSE | [6 empty] | 3061 | 37 | B2B3 | 0 | 0 | 0 | 0 | 0 | 0 | 0 | 0 | 0
| Civic Offices | Services office operational (CIBSE benchmark) 2018 low carbon grid (GWP only) | 1705699 | 1000003061 | 5 | Services equipment | UK Grid example low carbon | EPD | 217550 | kWh | 1 | 44 | 1 | FALSE | 1 | FALSE | [6 empty] | 3061 | 37 | B6 | 50689.15 | 0 | 0 | 0 | 0 | 0 | 0 | 26541.1 | 0
| Civic Offices | Services office operational (CIBSE benchmark) 2018 low carbon grid (GWP only) | 1705699 | 1000003061 | 5 | Services equipment | UK Grid example low carbon | EPD | 217550 | kWh | 1 | 44 | 1 | FALSE | 1 | FALSE | [6 empty] | 3061 | 37 | B6+ | 0 | 0 | 0 | 0 | 0 | 0 | 0 | 0 | 0
| Civic Offices | Services office operational (CIBSE benchmark) 2018 low carbon grid (GWP only) | 1705699 | 1000003061 | 5 | Services equipment | UK Grid example low carbon | EPD | 217550 | kWh | 1 | 44 | 1 | FALSE | 1 | FALSE | [6 empty] | 3061 | 37 | B7 | 0 | 0 | 0 | 0 | 0 | 0 | 0 | 0 | 0
| Civic Offices | Services office operational (CIBSE benchmark) 2018 low carbon grid (GWP only) | 1705699 | 1000003061 | 5 | Services equipment | UK Grid example low carbon | EPD | 217550 | kWh | 1 | 44 | 1 | FALSE | 1 | FALSE | [6 empty] | 3061 | 37 | D1 | 0 | 0 | 0 | 0 | 0 | 0 | 0 | 0 | 0
| Civic Offices | Services office operational (CIBSE benchmark) 2018 low carbon grid (GWP only) | 1705699 | 1000003061 | 5 | Services equipment | UK Grid example low carbon | EPD | 217550 | kWh | 1 | 44 | 1 | FALSE | 1 | FALSE | [6 empty] | 3061 | 37 | B4B5 | 0 | 0 | 0 | 0 | 0 | 0 | 0 | 0 | 0
| Civic Offices | Services office operational (CIBSE benchmark) 2018 low carbon grid (GWP only) | 1705699 | 1000003061 | 5 | Services equipment | UK Grid example low carbon | EPD | 217550 | kWh | 1 | 44 | 1 | FALSE | 1 | FALSE | [6 empty] | 3061 | 38 | B1 | 0 | 0 | 0 | 0 | 0 | 0 | 0 | 0 | 0
| Civic Offices | Services office operational (CIBSE benchmark) 2018 low carbon grid (GWP only) | 1705699 | 1000003061 | 5 | Services equipment | UK Grid example low carbon | EPD | 217550 | kWh | 1 | 44 | 1 | FALSE | 1 | FALSE | [6 empty] | 3061 | 38 | B2B3 | 0 | 0 | 0 | 0 | 0 | 0 | 0 | 0 | 0
| Civic Offices | Services office operational (CIBSE benchmark) 2018 low carbon grid (GWP only) | 1705699 | 1000003061 | 5 | Services equipment | UK Grid example low carbon | EPD | 217550 | kWh | 1 | 44 | 1 | FALSE | 1 | FALSE | [6 empty] | 3061 | 38 | B6 | 50689.15 | 0 | 0 | 0 | 0 | 0 | 0 | 26541.1 | 0
| Civic Offices | Services office operational (CIBSE benchmark) 2018 low carbon grid (GWP only) | 1705699 | 1000003061 | 5 | Services equipment | UK Grid example low carbon | EPD | 217550 | kWh | 1 | 44 | 1 | FALSE | 1 | FALSE | [6 empty] | 3061 | 38 | B6+ | 0 | 0 | 0 | 0 | 0 | 0 | 0 | 0 | 0
| Civic Offices | Services office operational (CIBSE benchmark) 2018 low carbon grid (GWP only) | 1705699 | 1000003061 | 5 | Services equipment | UK Grid example low carbon | EPD | 217550 | kWh | 1 | 44 | 1 | FALSE | 1 | FALSE | [6 empty] | 3061 | 38 | B7 | 0 | 0 | 0 | 0 | 0 | 0 | 0 | 0 | 0
| Civic Offices | Services office operational (CIBSE benchmark) 2018 low carbon grid (GWP only) | 1705699 | 1000003061 | 5 | Services equipment | UK Grid example low carbon | EPD | 217550 | kWh | 1 | 44 | 1 | FALSE | 1 | FALSE | [6 empty] | 3061 | 38 | D1 | 0 | 0 | 0 | 0 | 0 | 0 | 0 | 0 | 0
| Civic Offices | Services office operational (CIBSE benchmark) 2018 low carbon grid (GWP only) | 1705699 | 1000003061 | 5 | Services equipment | UK Grid example low carbon | EPD | 217550 | kWh | 1 | 44 | 1 | FALSE | 1 | FALSE | [6 empty] | 3061 | 38 | B4B5 | 0 | 0 | 0 | 0 | 0 | 0 | 0 | 0 | 0
| Civic Offices | Services office operational (CIBSE benchmark) 2018 low carbon grid (GWP only) | 1705699 | 1000003061 | 5 | Services equipment | UK Grid example low carbon | EPD | 217550 | kWh | 1 | 44 | 1 | FALSE | 1 | FALSE | [6 empty] | 3061 | 39 | B1 | 0 | 0 | 0 | 0 | 0 | 0 | 0 | 0 | 0
| Civic Offices | Services office operational (CIBSE benchmark) 2018 low carbon grid (GWP only) | 1705699 | 1000003061 | 5 | Services equipment | UK Grid example low carbon | EPD | 217550 | kWh | 1 | 44 | 1 | FALSE | 1 | FALSE | [6 empty] | 3061 | 39 | B2B3 | 0 | 0 | 0 | 0 | 0 | 0 | 0 | 0 | 0
| Civic Offices | Services office operational (CIBSE benchmark) 2018 low carbon grid (GWP only) | 1705699 | 1000003061 | 5 | Services equipment | UK Grid example low carbon | EPD | 217550 | kWh | 1 | 44 | 1 | FALSE | 1 | FALSE | [6 empty] | 3061 | 39 | B6 | 50689.15 | 0 | 0 | 0 | 0 | 0 | 0 | 26541.1 | 0
| Civic Offices | Services office operational (CIBSE benchmark) 2018 low carbon grid (GWP only) | 1705699 | 1000003061 | 5 | Services equipment | UK Grid example low carbon | EPD | 217550 | kWh | 1 | 44 | 1 | FALSE | 1 | FALSE | [6 empty] | 3061 | 39 | B6+ | 0 | 0 | 0 | 0 | 0 | 0 | 0 | 0 | 0
| Civic Offices | Services office operational (CIBSE benchmark) 2018 low carbon grid (GWP only) | 1705699 | 1000003061 | 5 | Services equipment | UK Grid example low carbon | EPD | 217550 | kWh | 1 | 44 | 1 | FALSE | 1 | FALSE | [6 empty] | 3061 | 39 | B7 | 0 | 0 | 0 | 0 | 0 | 0 | 0 | 0 | 0
| Civic Offices | Services office operational (CIBSE benchmark) 2018 low carbon grid (GWP only) | 1705699 | 1000003061 | 5 | Services equipment | UK Grid example low carbon | EPD | 217550 | kWh | 1 | 44 | 1 | FALSE | 1 | FALSE | [6 empty] | 3061 | 39 | D1 | 0 | 0 | 0 | 0 | 0 | 0 | 0 | 0 | 0
| Civic Offices | Services office operational (CIBSE benchmark) 2018 low carbon grid (GWP only) | 1705699 | 1000003061 | 5 | Services equipment | UK Grid example low carbon | EPD | 217550 | kWh | 1 | 44 | 1 | FALSE | 1 | FALSE | [6 empty] | 3061 | 39 | B4B5 | 0 | 0 | 0 | 0 | 0 | 0 | 0 | 0 | 0
| Civic Offices | Services office operational (CIBSE benchmark) 2018 low carbon grid (GWP only) | 1705699 | 1000003061 | 5 | Services equipment | UK Grid example low carbon | EPD | 217550 | kWh | 1 | 44 | 1 | FALSE | 1 | FALSE | [6 empty] | 3061 | 40 | B1 | 0 | 0 | 0 | 0 | 0 | 0 | 0 | 0 | 0
| Civic Offices | Services office operational (CIBSE benchmark) 2018 low carbon grid (GWP only) | 1705699 | 1000003061 | 5 | Services equipment | UK Grid example low carbon | EPD | 217550 | kWh | 1 | 44 | 1 | FALSE | 1 | FALSE | [6 empty] | 3061 | 40 | B2B3 | 0 | 0 | 0 | 0 | 0 | 0 | 0 | 0 | 0
| Civic Offices | Services office operational (CIBSE benchmark) 2018 low carbon grid (GWP only) | 1705699 | 1000003061 | 5 | Services equipment | UK Grid example low carbon | EPD | 217550 | kWh | 1 | 44 | 1 | FALSE | 1 | FALSE | [6 empty] | 3061 | 40 | B6 | 50689.15 | 0 | 0 | 0 | 0 | 0 | 0 | 26541.1 | 0
| Civic Offices | Services office operational (CIBSE benchmark) 2018 low carbon grid (GWP only) | 1705699 | 1000003061 | 5 | Services equipment | UK Grid example low carbon | EPD | 217550 | kWh | 1 | 44 | 1 | FALSE | 1 | FALSE | [6 empty] | 3061 | 40 | B6+ | 0 | 0 | 0 | 0 | 0 | 0 | 0 | 0 | 0
| Civic Offices | Services office operational (CIBSE benchmark) 2018 low carbon grid (GWP only) | 1705699 | 1000003061 | 5 | Services equipment | UK Grid example low carbon | EPD | 217550 | kWh | 1 | 44 | 1 | FALSE | 1 | FALSE | [6 empty] | 3061 | 40 | B7 | 0 | 0 | 0 | 0 | 0 | 0 | 0 | 0 | 0
| Civic Offices | Services office operational (CIBSE benchmark) 2018 low carbon grid (GWP only) | 1705699 | 1000003061 | 5 | Services equipment | UK Grid example low carbon | EPD | 217550 | kWh | 1 | 44 | 1 | FALSE | 1 | FALSE | [6 empty] | 3061 | 40 | D1 | 0 | 0 | 0 | 0 | 0 | 0 | 0 | 0 | 0
| Civic Offices | Services office operational (CIBSE benchmark) 2018 low carbon grid (GWP only) | 1705699 | 1000003061 | 5 | Services equipment | UK Grid example low carbon | EPD | 217550 | kWh | 1 | 44 | 1 | FALSE | 1 | FALSE | [6 empty] | 3061 | 40 | B4B5 | 0 | 0 | 0 | 0 | 0 | 0 | 0 | 0 | 0
| Civic Offices | Services office operational (CIBSE benchmark) 2018 low carbon grid (GWP only) | 1705699 | 1000003061 | 5 | Services equipment | UK Grid example low carbon | EPD | 217550 | kWh | 1 | 44 | 1 | FALSE | 1 | FALSE | [6 empty] | 3061 | 41 | B1 | 0 | 0 | 0 | 0 | 0 | 0 | 0 | 0 | 0
| Civic Offices | Services office operational (CIBSE benchmark) 2018 low carbon grid (GWP only) | 1705699 | 1000003061 | 5 | Services equipment | UK Grid example low carbon | EPD | 217550 | kWh | 1 | 44 | 1 | FALSE | 1 | FALSE | [6 empty] | 3061 | 41 | B2B3 | 0 | 0 | 0 | 0 | 0 | 0 | 0 | 0 | 0
| Civic Offices | Services office operational (CIBSE benchmark) 2018 low carbon grid (GWP only) | 1705699 | 1000003061 | 5 | Services equipment | UK Grid example low carbon | EPD | 217550 | kWh | 1 | 44 | 1 | FALSE | 1 | FALSE | [6 empty] | 3061 | 41 | B6 | 50689.15 | 0 | 0 | 0 | 0 | 0 | 0 | 26541.1 | 0
| Civic Offices | Services office operational (CIBSE benchmark) 2018 low carbon grid (GWP only) | 1705699 | 1000003061 | 5 | Services equipment | UK Grid example low carbon | EPD | 217550 | kWh | 1 | 44 | 1 | FALSE | 1 | FALSE | [6 empty] | 3061 | 41 | B6+ | 0 | 0 | 0 | 0 | 0 | 0 | 0 | 0 | 0
| Civic Offices | Services office operational (CIBSE benchmark) 2018 low carbon grid (GWP only) | 1705699 | 1000003061 | 5 | Services equipment | UK Grid example low carbon | EPD | 217550 | kWh | 1 | 44 | 1 | FALSE | 1 | FALSE | [6 empty] | 3061 | 41 | B7 | 0 | 0 | 0 | 0 | 0 | 0 | 0 | 0 | 0
| Civic Offices | Services office operational (CIBSE benchmark) 2018 low carbon grid (GWP only) | 1705699 | 1000003061 | 5 | Services equipment | UK Grid example low carbon | EPD | 217550 | kWh | 1 | 44 | 1 | FALSE | 1 | FALSE | [6 empty] | 3061 | 41 | D1 | 0 | 0 | 0 | 0 | 0 | 0 | 0 | 0 | 0
| Civic Offices | Services office operational (CIBSE benchmark) 2018 low carbon grid (GWP only) | 1705699 | 1000003061 | 5 | Services equipment | UK Grid example low carbon | EPD | 217550 | kWh | 1 | 44 | 1 | FALSE | 1 | FALSE | [6 empty] | 3061 | 41 | B4B5 | 0 | 0 | 0 | 0 | 0 | 0 | 0 | 0 | 0
| Civic Offices | Services office operational (CIBSE benchmark) 2018 low carbon grid (GWP only) | 1705699 | 1000003061 | 5 | Services equipment | UK Grid example low carbon | EPD | 217550 | kWh | 1 | 44 | 1 | FALSE | 1 | FALSE | [6 empty] | 3061 | 42 | B1 | 0 | 0 | 0 | 0 | 0 | 0 | 0 | 0 | 0
| Civic Offices | Services office operational (CIBSE benchmark) 2018 low carbon grid (GWP only) | 1705699 | 1000003061 | 5 | Services equipment | UK Grid example low carbon | EPD | 217550 | kWh | 1 | 44 | 1 | FALSE | 1 | FALSE | [6 empty] | 3061 | 42 | B2B3 | 0 | 0 | 0 | 0 | 0 | 0 | 0 | 0 | 0
| Civic Offices | Services office operational (CIBSE benchmark) 2018 low carbon grid (GWP only) | 1705699 | 1000003061 | 5 | Services equipment | UK Grid example low carbon | EPD | 217550 | kWh | 1 | 44 | 1 | FALSE | 1 | FALSE | [6 empty] | 3061 | 42 | B6 | 50689.15 | 0 | 0 | 0 | 0 | 0 | 0 | 26541.1 | 0
| Civic Offices | Services office operational (CIBSE benchmark) 2018 low carbon grid (GWP only) | 1705699 | 1000003061 | 5 | Services equipment | UK Grid example low carbon | EPD | 217550 | kWh | 1 | 44 | 1 | FALSE | 1 | FALSE | [6 empty] | 3061 | 42 | B6+ | 0 | 0 | 0 | 0 | 0 | 0 | 0 | 0 | 0
| Civic Offices | Services office operational (CIBSE benchmark) 2018 low carbon grid (GWP only) | 1705699 | 1000003061 | 5 | Services equipment | UK Grid example low carbon | EPD | 217550 | kWh | 1 | 44 | 1 | FALSE | 1 | FALSE | [6 empty] | 3061 | 42 | B7 | 0 | 0 | 0 | 0 | 0 | 0 | 0 | 0 | 0
| Civic Offices | Services office operational (CIBSE benchmark) 2018 low carbon grid (GWP only) | 1705699 | 1000003061 | 5 | Services equipment | UK Grid example low carbon | EPD | 217550 | kWh | 1 | 44 | 1 | FALSE | 1 | FALSE | [6 empty] | 3061 | 42 | D1 | 0 | 0 | 0 | 0 | 0 | 0 | 0 | 0 | 0
| Civic Offices | Services office operational (CIBSE benchmark) 2018 low carbon grid (GWP only) | 1705699 | 1000003061 | 5 | Services equipment | UK Grid example low carbon | EPD | 217550 | kWh | 1 | 44 | 1 | FALSE | 1 | FALSE | [6 empty] | 3061 | 42 | B4B5 | 0 | 0 | 0 | 0 | 0 | 0 | 0 | 0 | 0
| Civic Offices | Services office operational (CIBSE benchmark) 2018 low carbon grid (GWP only) | 1705699 | 1000003061 | 5 | Services equipment | UK Grid example low carbon | EPD | 217550 | kWh | 1 | 44 | 1 | FALSE | 1 | FALSE | [6 empty] | 3061 | 43 | B1 | 0 | 0 | 0 | 0 | 0 | 0 | 0 | 0 | 0
| Civic Offices | Services office operational (CIBSE benchmark) 2018 low carbon grid (GWP only) | 1705699 | 1000003061 | 5 | Services equipment | UK Grid example low carbon | EPD | 217550 | kWh | 1 | 44 | 1 | FALSE | 1 | FALSE | [6 empty] | 3061 | 43 | B2B3 | 0 | 0 | 0 | 0 | 0 | 0 | 0 | 0 | 0
| Civic Offices | Services office operational (CIBSE benchmark) 2018 low carbon grid (GWP only) | 1705699 | 1000003061 | 5 | Services equipment | UK Grid example low carbon | EPD | 217550 | kWh | 1 | 44 | 1 | FALSE | 1 | FALSE | [6 empty] | 3061 | 43 | B6 | 50689.15 | 0 | 0 | 0 | 0 | 0 | 0 | 26541.1 | 0
| Civic Offices | Services office operational (CIBSE benchmark) 2018 low carbon grid (GWP only) | 1705699 | 1000003061 | 5 | Services equipment | UK Grid example low carbon | EPD | 217550 | kWh | 1 | 44 | 1 | FALSE | 1 | FALSE | [6 empty] | 3061 | 43 | B6+ | 0 | 0 | 0 | 0 | 0 | 0 | 0 | 0 | 0
| Civic Offices | Services office operational (CIBSE benchmark) 2018 low carbon grid (GWP only) | 1705699 | 1000003061 | 5 | Services equipment | UK Grid example low carbon | EPD | 217550 | kWh | 1 | 44 | 1 | FALSE | 1 | FALSE | [6 empty] | 3061 | 43 | B7 | 0 | 0 | 0 | 0 | 0 | 0 | 0 | 0 | 0
| Civic Offices | Services office operational (CIBSE benchmark) 2018 low carbon grid (GWP only) | 1705699 | 1000003061 | 5 | Services equipment | UK Grid example low carbon | EPD | 217550 | kWh | 1 | 44 | 1 | FALSE | 1 | FALSE | [6 empty] | 3061 | 43 | D1 | 0 | 0 | 0 | 0 | 0 | 0 | 0 | 0 | 0
| Civic Offices | Services office operational (CIBSE benchmark) 2018 low carbon grid (GWP only) | 1705699 | 1000003061 | 5 | Services equipment | UK Grid example low carbon | EPD | 217550 | kWh | 1 | 44 | 1 | FALSE | 1 | FALSE | [6 empty] | 3061 | 43 | B4B5 | 0 | 0 | 0 | 0 | 0 | 0 | 0 | 0 | 0
| Civic Offices | Services office operational (CIBSE benchmark) 2018 low carbon grid (GWP only) | 1705699 | 1000003061 | 5 | Services equipment | UK Grid example low carbon | EPD | 217550 | kWh | 1 | 44 | 1 | FALSE | 1 | FALSE | [6 empty] | 3061 | 44 | B1 | 0 | 0 | 0 | 0 | 0 | 0 | 0 | 0 | 0
| Civic Offices | Services office operational (CIBSE benchmark) 2018 low carbon grid (GWP only) | 1705699 | 1000003061 | 5 | Services equipment | UK Grid example low carbon | EPD | 217550 | kWh | 1 | 44 | 1 | FALSE | 1 | FALSE | [6 empty] | 3061 | 44 | B2B3 | 0 | 0 | 0 | 0 | 0 | 0 | 0 | 0 | 0
| Civic Offices | Services office operational (CIBSE benchmark) 2018 low carbon grid (GWP only) | 1705699 | 1000003061 | 5 | Services equipment | UK Grid example low carbon | EPD | 217550 | kWh | 1 | 44 | 1 | FALSE | 1 | FALSE | [6 empty] | 3061 | 44 | B6 | 50689.15 | 0 | 0 | 0 | 0 | 0 | 0 | 26541.1 | 0
| Civic Offices | Services office operational (CIBSE benchmark) 2018 low carbon grid (GWP only) | 1705699 | 1000003061 | 5 | Services equipment | UK Grid example low carbon | EPD | 217550 | kWh | 1 | 44 | 1 | FALSE | 1 | FALSE | [6 empty] | 3061 | 44 | B6+ | 0 | 0 | 0 | 0 | 0 | 0 | 0 | 0 | 0
| Civic Offices | Services office operational (CIBSE benchmark) 2018 low carbon grid (GWP only) | 1705699 | 1000003061 | 5 | Services equipment | UK Grid example low carbon | EPD | 217550 | kWh | 1 | 44 | 1 | FALSE | 1 | FALSE | [6 empty] | 3061 | 44 | B7 | 0 | 0 | 0 | 0 | 0 | 0 | 0 | 0 | 0
| Civic Offices | Services office operational (CIBSE benchmark) 2018 low carbon grid (GWP only) | 1705699 | 1000003061 | 5 | Services equipment | UK Grid example low carbon | EPD | 217550 | kWh | 1 | 44 | 1 | FALSE | 1 | FALSE | [6 empty] | 3061 | 44 | D1 | 0 | 0 | 0 | 0 | 0 | 0 | 0 | 0 | 0
| Civic Offices | Services office operational (CIBSE benchmark) 2018 low carbon grid (GWP only) | 1705699 | 1000003061 | 5 | Services equipment | UK Grid example low carbon | EPD | 217550 | kWh | 1 | 44 | 1 | FALSE | 1 | FALSE | [6 empty] | 3061 | 44 | B4B5 | 0 | 0 | 0 | 0 | 0 | 0 | 0 | 0 | 0
| Civic Offices | Services office operational (CIBSE benchmark) 2018 low carbon grid (GWP only) | 1705699 | 1000003061 | 5 | Services equipment | UK Grid example low carbon | EPD | 217550 | kWh | 1 | 44 | 1 | FALSE | 1 | FALSE | [6 empty] | 3061 | 45 | B1 | 0 | 0 | 0 | 0 | 0 | 0 | 0 | 0 | 0
| Civic Offices | Services office operational (CIBSE benchmark) 2018 low carbon grid (GWP only) | 1705699 | 1000003061 | 5 | Services equipment | UK Grid example low carbon | EPD | 217550 | kWh | 1 | 44 | 1 | FALSE | 1 | FALSE | [6 empty] | 3061 | 45 | B2B3 | 0 | 0 | 0 | 0 | 0 | 0 | 0 | 0 | 0
| Civic Offices | Services office operational (CIBSE benchmark) 2018 low carbon grid (GWP only) | 1705699 | 1000003061 | 5 | Services equipment | UK Grid example low carbon | EPD | 217550 | kWh | 1 | 44 | 1 | FALSE | 1 | FALSE | [6 empty] | 3061 | 45 | B6 | 50689.15 | 0 | 0 | 0 | 0 | 0 | 0 | 26541.1 | 0
| Civic Offices | Services office operational (CIBSE benchmark) 2018 low carbon grid (GWP only) | 1705699 | 1000003061 | 5 | Services equipment | UK Grid example low carbon | EPD | 217550 | kWh | 1 | 44 | 1 | FALSE | 1 | FALSE | [6 empty] | 3061 | 45 | B6+ | 0 | 0 | 0 | 0 | 0 | 0 | 0 | 0 | 0
| Civic Offices | Services office operational (CIBSE benchmark) 2018 low carbon grid (GWP only) | 1705699 | 1000003061 | 5 | Services equipment | UK Grid example low carbon | EPD | 217550 | kWh | 1 | 44 | 1 | FALSE | 1 | FALSE | [6 empty] | 3061 | 45 | B7 | 0 | 0 | 0 | 0 | 0 | 0 | 0 | 0 | 0
| Civic Offices | Services office operational (CIBSE benchmark) 2018 low carbon grid (GWP only) | 1705699 | 1000003061 | 5 | Services equipment | UK Grid example low carbon | EPD | 217550 | kWh | 1 | 44 | 1 | FALSE | 1 | FALSE | [6 empty] | 3061 | 45 | D1 | 0 | 0 | 0 | 0 | 0 | 0 | 0 | 0 | 0
| Civic Offices | Services office operational (CIBSE benchmark) 2018 low carbon grid (GWP only) | 1705699 | 1000003061 | 5 | Services equipment | UK Grid example low carbon | EPD | 217550 | kWh | 1 | 44 | 1 | FALSE | 1 | FALSE | [6 empty] | 3061 | 45 | B4B5 | 0 | 0 | 0 | 0 | 0 | 0 | 0 | 0 | 0
| Civic Offices | Services office operational (CIBSE benchmark) 2018 low carbon grid (GWP only) | 1705699 | 1000003061 | 5 | Services equipment | UK Grid example low carbon | EPD | 217550 | kWh | 1 | 44 | 1 | FALSE | 1 | FALSE | [6 empty] | 3061 | 46 | B1 | 0 | 0 | 0 | 0 | 0 | 0 | 0 | 0 | 0
| Civic Offices | Services office operational (CIBSE benchmark) 2018 low carbon grid (GWP only) | 1705699 | 1000003061 | 5 | Services equipment | UK Grid example low carbon | EPD | 217550 | kWh | 1 | 44 | 1 | FALSE | 1 | FALSE | [6 empty] | 3061 | 46 | B2B3 | 0 | 0 | 0 | 0 | 0 | 0 | 0 | 0 | 0
| Civic Offices | Services office operational (CIBSE benchmark) 2018 low carbon grid (GWP only) | 1705699 | 1000003061 | 5 | Services equipment | UK Grid example low carbon | EPD | 217550 | kWh | 1 | 44 | 1 | FALSE | 1 | FALSE | [6 empty] | 3061 | 46 | B6 | 50689.15 | 0 | 0 | 0 | 0 | 0 | 0 | 26541.1 | 0
| Civic Offices | Services office operational (CIBSE benchmark) 2018 low carbon grid (GWP only) | 1705699 | 1000003061 | 5 | Services equipment | UK Grid example low carbon | EPD | 217550 | kWh | 1 | 44 | 1 | FALSE | 1 | FALSE | [6 empty] | 3061 | 46 | B6+ | 0 | 0 | 0 | 0 | 0 | 0 | 0 | 0 | 0
| Civic Offices | Services office operational (CIBSE benchmark) 2018 low carbon grid (GWP only) | 1705699 | 1000003061 | 5 | Services equipment | UK Grid example low carbon | EPD | 217550 | kWh | 1 | 44 | 1 | FALSE | 1 | FALSE | [6 empty] | 3061 | 46 | B7 | 0 | 0 | 0 | 0 | 0 | 0 | 0 | 0 | 0
| Civic Offices | Services office operational (CIBSE benchmark) 2018 low carbon grid (GWP only) | 1705699 | 1000003061 | 5 | Services equipment | UK Grid example low carbon | EPD | 217550 | kWh | 1 | 44 | 1 | FALSE | 1 | FALSE | [6 empty] | 3061 | 46 | D1 | 0 | 0 | 0 | 0 | 0 | 0 | 0 | 0 | 0
| Civic Offices | Services office operational (CIBSE benchmark) 2018 low carbon grid (GWP only) | 1705699 | 1000003061 | 5 | Services equipment | UK Grid example low carbon | EPD | 217550 | kWh | 1 | 44 | 1 | FALSE | 1 | FALSE | [6 empty] | 3061 | 46 | B4B5 | 0 | 0 | 0 | 0 | 0 | 0 | 0 | 0 | 0
| Civic Offices | Services office operational (CIBSE benchmark) 2018 low carbon grid (GWP only) | 1705699 | 1000003061 | 5 | Services equipment | UK Grid example low carbon | EPD | 217550 | kWh | 1 | 44 | 1 | FALSE | 1 | FALSE | [6 empty] | 3061 | 47 | B1 | 0 | 0 | 0 | 0 | 0 | 0 | 0 | 0 | 0
| Civic Offices | Services office operational (CIBSE benchmark) 2018 low carbon grid (GWP only) | 1705699 | 1000003061 | 5 | Services equipment | UK Grid example low carbon | EPD | 217550 | kWh | 1 | 44 | 1 | FALSE | 1 | FALSE | [6 empty] | 3061 | 47 | B2B3 | 0 | 0 | 0 | 0 | 0 | 0 | 0 | 0 | 0
| Civic Offices | Services office operational (CIBSE benchmark) 2018 low carbon grid (GWP only) | 1705699 | 1000003061 | 5 | Services equipment | UK Grid example low carbon | EPD | 217550 | kWh | 1 | 44 | 1 | FALSE | 1 | FALSE | [6 empty] | 3061 | 47 | B6 | 50689.15 | 0 | 0 | 0 | 0 | 0 | 0 | 26541.1 | 0
| Civic Offices | Services office operational (CIBSE benchmark) 2018 low carbon grid (GWP only) | 1705699 | 1000003061 | 5 | Services equipment | UK Grid example low carbon | EPD | 217550 | kWh | 1 | 44 | 1 | FALSE | 1 | FALSE | [6 empty] | 3061 | 47 | B6+ | 0 | 0 | 0 | 0 | 0 | 0 | 0 | 0 | 0
| Civic Offices | Services office operational (CIBSE benchmark) 2018 low carbon grid (GWP only) | 1705699 | 1000003061 | 5 | Services equipment | UK Grid example low carbon | EPD | 217550 | kWh | 1 | 44 | 1 | FALSE | 1 | FALSE | [6 empty] | 3061 | 47 | B7 | 0 | 0 | 0 | 0 | 0 | 0 | 0 | 0 | 0
| Civic Offices | Services office operational (CIBSE benchmark) 2018 low carbon grid (GWP only) | 1705699 | 1000003061 | 5 | Services equipment | UK Grid example low carbon | EPD | 217550 | kWh | 1 | 44 | 1 | FALSE | 1 | FALSE | [6 empty] | 3061 | 47 | D1 | 0 | 0 | 0 | 0 | 0 | 0 | 0 | 0 | 0
| Civic Offices | Services office operational (CIBSE benchmark) 2018 low carbon grid (GWP only) | 1705699 | 1000003061 | 5 | Services equipment | UK Grid example low carbon | EPD | 217550 | kWh | 1 | 44 | 1 | FALSE | 1 | FALSE | [6 empty] | 3061 | 47 | B4B5 | 0 | 0 | 0 | 0 | 0 | 0 | 0 | 0 | 0
| Civic Offices | Services office operational (CIBSE benchmark) 2018 low carbon grid (GWP only) | 1705699 | 1000003061 | 5 | Services equipment | UK Grid example low carbon | EPD | 217550 | kWh | 1 | 44 | 1 | FALSE | 1 | FALSE | [6 empty] | 3061 | 48 | B1 | 0 | 0 | 0 | 0 | 0 | 0 | 0 | 0 | 0
| Civic Offices | Services office operational (CIBSE benchmark) 2018 low carbon grid (GWP only) | 1705699 | 1000003061 | 5 | Services equipment | UK Grid example low carbon | EPD | 217550 | kWh | 1 | 44 | 1 | FALSE | 1 | FALSE | [6 empty] | 3061 | 48 | B2B3 | 0 | 0 | 0 | 0 | 0 | 0 | 0 | 0 | 0
| Civic Offices | Services office operational (CIBSE benchmark) 2018 low carbon grid (GWP only) | 1705699 | 1000003061 | 5 | Services equipment | UK Grid example low carbon | EPD | 217550 | kWh | 1 | 44 | 1 | FALSE | 1 | FALSE | [6 empty] | 3061 | 48 | B6 | 50689.15 | 0 | 0 | 0 | 0 | 0 | 0 | 26541.1 | 0
| Civic Offices | Services office operational (CIBSE benchmark) 2018 low carbon grid (GWP only) | 1705699 | 1000003061 | 5 | Services equipment | UK Grid example low carbon | EPD | 217550 | kWh | 1 | 44 | 1 | FALSE | 1 | FALSE | [6 empty] | 3061 | 48 | B6+ | 0 | 0 | 0 | 0 | 0 | 0 | 0 | 0 | 0
| Civic Offices | Services office operational (CIBSE benchmark) 2018 low carbon grid (GWP only) | 1705699 | 1000003061 | 5 | Services equipment | UK Grid example low carbon | EPD | 217550 | kWh | 1 | 44 | 1 | FALSE | 1 | FALSE | [6 empty] | 3061 | 48 | B7 | 0 | 0 | 0 | 0 | 0 | 0 | 0 | 0 | 0
| Civic Offices | Services office operational (CIBSE benchmark) 2018 low carbon grid (GWP only) | 1705699 | 1000003061 | 5 | Services equipment | UK Grid example low carbon | EPD | 217550 | kWh | 1 | 44 | 1 | FALSE | 1 | FALSE | [6 empty] | 3061 | 48 | D1 | 0 | 0 | 0 | 0 | 0 | 0 | 0 | 0 | 0
| Civic Offices | Services office operational (CIBSE benchmark) 2018 low carbon grid (GWP only) | 1705699 | 1000003061 | 5 | Services equipment | UK Grid example low carbon | EPD | 217550 | kWh | 1 | 44 | 1 | FALSE | 1 | FALSE | [6 empty] | 3061 | 48 | B4B5 | 0 | 0 | 0 | 0 | 0 | 0 | 0 | 0 | 0
| Civic Offices | Services office operational (CIBSE benchmark) 2018 low carbon grid (GWP only) | 1705699 | 1000003061 | 5 | Services equipment | UK Grid example low carbon | EPD | 217550 | kWh | 1 | 44 | 1 | FALSE | 1 | FALSE | [6 empty] | 3061 | 49 | B1 | 0 | 0 | 0 | 0 | 0 | 0 | 0 | 0 | 0
| Civic Offices | Services office operational (CIBSE benchmark) 2018 low carbon grid (GWP only) | 1705699 | 1000003061 | 5 | Services equipment | UK Grid example low carbon | EPD | 217550 | kWh | 1 | 44 | 1 | FALSE | 1 | FALSE | [6 empty] | 3061 | 49 | B2B3 | 0 | 0 | 0 | 0 | 0 | 0 | 0 | 0 | 0
| Civic Offices | Services office operational (CIBSE benchmark) 2018 low carbon grid (GWP only) | 1705699 | 1000003061 | 5 | Services equipment | UK Grid example low carbon | EPD | 217550 | kWh | 1 | 44 | 1 | FALSE | 1 | FALSE | [6 empty] | 3061 | 49 | B6 | 50689.15 | 0 | 0 | 0 | 0 | 0 | 0 | 26541.1 | 0
| Civic Offices | Services office operational (CIBSE benchmark) 2018 low carbon grid (GWP only) | 1705699 | 1000003061 | 5 | Services equipment | UK Grid example low carbon | EPD | 217550 | kWh | 1 | 44 | 1 | FALSE | 1 | FALSE | [6 empty] | 3061 | 49 | B6+ | 0 | 0 | 0 | 0 | 0 | 0 | 0 | 0 | 0
| Civic Offices | Services office operational (CIBSE benchmark) 2018 low carbon grid (GWP only) | 1705699 | 1000003061 | 5 | Services equipment | UK Grid example low carbon | EPD | 217550 | kWh | 1 | 44 | 1 | FALSE | 1 | FALSE | [6 empty] | 3061 | 49 | B7 | 0 | 0 | 0 | 0 | 0 | 0 | 0 | 0 | 0
| Civic Offices | Services office operational (CIBSE benchmark) 2018 low carbon grid (GWP only) | 1705699 | 1000003061 | 5 | Services equipment | UK Grid example low carbon | EPD | 217550 | kWh | 1 | 44 | 1 | FALSE | 1 | FALSE | [6 empty] | 3061 | 49 | D1 | 0 | 0 | 0 | 0 | 0 | 0 | 0 | 0 | 0
| Civic Offices | Services office operational (CIBSE benchmark) 2018 low carbon grid (GWP only) | 1705699 | 1000003061 | 5 | Services equipment | UK Grid example low carbon | EPD | 217550 | kWh | 1 | 44 | 1 | FALSE | 1 | FALSE | [6 empty] | 3061 | 49 | B4B5 | 0 | 0 | 0 | 0 | 0 | 0 | 0 | 0 | 0
| Civic Offices | Services office operational (CIBSE benchmark) 2018 low carbon grid (GWP only) | 1705699 | 1000003061 | 5 | Services equipment | UK Grid example low carbon | EPD | 217550 | kWh | 1 | 44 | 1 | FALSE | 1 | FALSE | [6 empty] | 3061 | 50 | B1 | 0 | 0 | 0 | 0 | 0 | 0 | 0 | 0 | 0
| Civic Offices | Services office operational (CIBSE benchmark) 2018 low carbon grid (GWP only) | 1705699 | 1000003061 | 5 | Services equipment | UK Grid example low carbon | EPD | 217550 | kWh | 1 | 44 | 1 | FALSE | 1 | FALSE | [6 empty] | 3061 | 50 | B2B3 | 0 | 0 | 0 | 0 | 0 | 0 | 0 | 0 | 0
| Civic Offices | Services office operational (CIBSE benchmark) 2018 low carbon grid (GWP only) | 1705699 | 1000003061 | 5 | Services equipment | UK Grid example low carbon | EPD | 217550 | kWh | 1 | 44 | 1 | FALSE | 1 | FALSE | [6 empty] | 3061 | 50 | B6 | 50689.15 | 0 | 0 | 0 | 0 | 0 | 0 | 26541.1 | 0
| Civic Offices | Services office operational (CIBSE benchmark) 2018 low carbon grid (GWP only) | 1705699 | 1000003061 | 5 | Services equipment | UK Grid example low carbon | EPD | 217550 | kWh | 1 | 44 | 1 | FALSE | 1 | FALSE | [6 empty] | 3061 | 50 | B6+ | 0 | 0 | 0 | 0 | 0 | 0 | 0 | 0 | 0
| Civic Offices | Services office operational (CIBSE benchmark) 2018 low carbon grid (GWP only) | 1705699 | 1000003061 | 5 | Services equipment | UK Grid example low carbon | EPD | 217550 | kWh | 1 | 44 | 1 | FALSE | 1 | FALSE | [6 empty] | 3061 | 50 | B7 | 0 | 0 | 0 | 0 | 0 | 0 | 0 | 0 | 0
| Civic Offices | Services office operational (CIBSE benchmark) 2018 low carbon grid (GWP only) | 1705699 | 1000003061 | 5 | Services equipment | UK Grid example low carbon | EPD | 217550 | kWh | 1 | 44 | 1 | FALSE | 1 | FALSE | [6 empty] | 3061 | 50 | D1 | 0 | 0 | 0 | 0 | 0 | 0 | 0 | 0 | 0
| Civic Offices | Services office operational (CIBSE benchmark) 2018 low carbon grid (GWP only) | 1705699 | 1000003061 | 5 | Services equipment | UK Grid example low carbon | EPD | 217550 | kWh | 1 | 44 | 1 | FALSE | 1 | FALSE | [6 empty] | 3061 | 50 | B4B5 | 0 | 0 | 0 | 0 | 0 | 0 | 0 | 0 | 0
| Civic Offices | Services office operational (CIBSE benchmark) 2018 low carbon grid (GWP only) | 1705699 | 1000003061 | 5 | Services equipment | UK Grid example low carbon | EPD | 217550 | kWh | 1 | 44 | 1 | FALSE | 1 | FALSE | [6 empty] | 3061 | 51 | B1 | 0 | 0 | 0 | 0 | 0 | 0 | 0 | 0 | 0
| Civic Offices | Services office operational (CIBSE benchmark) 2018 low carbon grid (GWP only) | 1705699 | 1000003061 | 5 | Services equipment | UK Grid example low carbon | EPD | 217550 | kWh | 1 | 44 | 1 | FALSE | 1 | FALSE | [6 empty] | 3061 | 51 | B2B3 | 0 | 0 | 0 | 0 | 0 | 0 | 0 | 0 | 0
| Civic Offices | Services office operational (CIBSE benchmark) 2018 low carbon grid (GWP only) | 1705699 | 1000003061 | 5 | Services equipment | UK Grid example low carbon | EPD | 217550 | kWh | 1 | 44 | 1 | FALSE | 1 | FALSE | [6 empty] | 3061 | 51 | B6 | 50689.15 | 0 | 0 | 0 | 0 | 0 | 0 | 26541.1 | 0
| Civic Offices | Services office operational (CIBSE benchmark) 2018 low carbon grid (GWP only) | 1705699 | 1000003061 | 5 | Services equipment | UK Grid example low carbon | EPD | 217550 | kWh | 1 | 44 | 1 | FALSE | 1 | FALSE | [6 empty] | 3061 | 51 | B6+ | 0 | 0 | 0 | 0 | 0 | 0 | 0 | 0 | 0
| Civic Offices | Services office operational (CIBSE benchmark) 2018 low carbon grid (GWP only) | 1705699 | 1000003061 | 5 | Services equipment | UK Grid example low carbon | EPD | 217550 | kWh | 1 | 44 | 1 | FALSE | 1 | FALSE | [6 empty] | 3061 | 51 | B7 | 0 | 0 | 0 | 0 | 0 | 0 | 0 | 0 | 0
| Civic Offices | Services office operational (CIBSE benchmark) 2018 low carbon grid (GWP only) | 1705699 | 1000003061 | 5 | Services equipment | UK Grid example low carbon | EPD | 217550 | kWh | 1 | 44 | 1 | FALSE | 1 | FALSE | [6 empty] | 3061 | 51 | D1 | 0 | 0 | 0 | 0 | 0 | 0 | 0 | 0 | 0
| Civic Offices | Services office operational (CIBSE benchmark) 2018 low carbon grid (GWP only) | 1705699 | 1000003061 | 5 | Services equipment | UK Grid example low carbon | EPD | 217550 | kWh | 1 | 44 | 1 | FALSE | 1 | FALSE | [6 empty] | 3061 | 51 | B4B5 | 0 | 0 | 0 | 0 | 0 | 0 | 0 | 0 | 0
| Civic Offices | Services office operational (CIBSE benchmark) 2018 low carbon grid (GWP only) | 1705699 | 1000003061 | 5 | Services equipment | UK Grid example low carbon | EPD | 217550 | kWh | 1 | 44 | 1 | FALSE | 1 | FALSE | [6 empty] | 3061 | 52 | B1 | 0 | 0 | 0 | 0 | 0 | 0 | 0 | 0 | 0
| Civic Offices | Services office operational (CIBSE benchmark) 2018 low carbon grid (GWP only) | 1705699 | 1000003061 | 5 | Services equipment | UK Grid example low carbon | EPD | 217550 | kWh | 1 | 44 | 1 | FALSE | 1 | FALSE | [6 empty] | 3061 | 52 | B2B3 | 0 | 0 | 0 | 0 | 0 | 0 | 0 | 0 | 0
| Civic Offices | Services office operational (CIBSE benchmark) 2018 low carbon grid (GWP only) | 1705699 | 1000003061 | 5 | Services equipment | UK Grid example low carbon | EPD | 217550 | kWh | 1 | 44 | 1 | FALSE | 1 | FALSE | [6 empty] | 3061 | 52 | B6 | 50689.15 | 0 | 0 | 0 | 0 | 0 | 0 | 26541.1 | 0
| Civic Offices | Services office operational (CIBSE benchmark) 2018 low carbon grid (GWP only) | 1705699 | 1000003061 | 5 | Services equipment | UK Grid example low carbon | EPD | 217550 | kWh | 1 | 44 | 1 | FALSE | 1 | FALSE | [6 empty] | 3061 | 52 | B6+ | 0 | 0 | 0 | 0 | 0 | 0 | 0 | 0 | 0
| Civic Offices | Services office operational (CIBSE benchmark) 2018 low carbon grid (GWP only) | 1705699 | 1000003061 | 5 | Services equipment | UK Grid example low carbon | EPD | 217550 | kWh | 1 | 44 | 1 | FALSE | 1 | FALSE | [6 empty] | 3061 | 52 | B7 | 0 | 0 | 0 | 0 | 0 | 0 | 0 | 0 | 0
| Civic Offices | Services office operational (CIBSE benchmark) 2018 low carbon grid (GWP only) | 1705699 | 1000003061 | 5 | Services equipment | UK Grid example low carbon | EPD | 217550 | kWh | 1 | 44 | 1 | FALSE | 1 | FALSE | [6 empty] | 3061 | 52 | D1 | 0 | 0 | 0 | 0 | 0 | 0 | 0 | 0 | 0
| Civic Offices | Services office operational (CIBSE benchmark) 2018 low carbon grid (GWP only) | 1705699 | 1000003061 | 5 | Services equipment | UK Grid example low carbon | EPD | 217550 | kWh | 1 | 44 | 1 | FALSE | 1 | FALSE | [6 empty] | 3061 | 52 | B4B5 | 0 | 0 | 0 | 0 | 0 | 0 | 0 | 0 | 0
| Civic Offices | Services office operational (CIBSE benchmark) 2018 low carbon grid (GWP only) | 1705699 | 1000003061 | 5 | Services equipment | UK Grid example low carbon | EPD | 217550 | kWh | 1 | 44 | 1 | FALSE | 1 | FALSE | [6 empty] | 3061 | 53 | B1 | 0 | 0 | 0 | 0 | 0 | 0 | 0 | 0 | 0
| Civic Offices | Services office operational (CIBSE benchmark) 2018 low carbon grid (GWP only) | 1705699 | 1000003061 | 5 | Services equipment | UK Grid example low carbon | EPD | 217550 | kWh | 1 | 44 | 1 | FALSE | 1 | FALSE | [6 empty] | 3061 | 53 | B2B3 | 0 | 0 | 0 | 0 | 0 | 0 | 0 | 0 | 0
| Civic Offices | Services office operational (CIBSE benchmark) 2018 low carbon grid (GWP only) | 1705699 | 1000003061 | 5 | Services equipment | UK Grid example low carbon | EPD | 217550 | kWh | 1 | 44 | 1 | FALSE | 1 | FALSE | [6 empty] | 3061 | 53 | B6 | 50689.15 | 0 | 0 | 0 | 0 | 0 | 0 | 26541.1 | 0
| Civic Offices | Services office operational (CIBSE benchmark) 2018 low carbon grid (GWP only) | 1705699 | 1000003061 | 5 | Services equipment | UK Grid example low carbon | EPD | 217550 | kWh | 1 | 44 | 1 | FALSE | 1 | FALSE | [6 empty] | 3061 | 53 | B6+ | 0 | 0 | 0 | 0 | 0 | 0 | 0 | 0 | 0
| Civic Offices | Services office operational (CIBSE benchmark) 2018 low carbon grid (GWP only) | 1705699 | 1000003061 | 5 | Services equipment | UK Grid example low carbon | EPD | 217550 | kWh | 1 | 44 | 1 | FALSE | 1 | FALSE | [6 empty] | 3061 | 53 | B7 | 0 | 0 | 0 | 0 | 0 | 0 | 0 | 0 | 0
| Civic Offices | Services office operational (CIBSE benchmark) 2018 low carbon grid (GWP only) | 1705699 | 1000003061 | 5 | Services equipment | UK Grid example low carbon | EPD | 217550 | kWh | 1 | 44 | 1 | FALSE | 1 | FALSE | [6 empty] | 3061 | 53 | D1 | 0 | 0 | 0 | 0 | 0 | 0 | 0 | 0 | 0
| Civic Offices | Services office operational (CIBSE benchmark) 2018 low carbon grid (GWP only) | 1705699 | 1000003061 | 5 | Services equipment | UK Grid example low carbon | EPD | 217550 | kWh | 1 | 44 | 1 | FALSE | 1 | FALSE | [6 empty] | 3061 | 53 | B4B5 | 0 | 0 | 0 | 0 | 0 | 0 | 0 | 0 | 0
| Civic Offices | Services office operational (CIBSE benchmark) 2018 low carbon grid (GWP only) | 1705699 | 1000003061 | 5 | Services equipment | UK Grid example low carbon | EPD | 217550 | kWh | 1 | 44 | 1 | FALSE | 1 | FALSE | [6 empty] | 3061 | 54 | B1 | 0 | 0 | 0 | 0 | 0 | 0 | 0 | 0 | 0
| Civic Offices | Services office operational (CIBSE benchmark) 2018 low carbon grid (GWP only) | 1705699 | 1000003061 | 5 | Services equipment | UK Grid example low carbon | EPD | 217550 | kWh | 1 | 44 | 1 | FALSE | 1 | FALSE | [6 empty] | 3061 | 54 | B2B3 | 0 | 0 | 0 | 0 | 0 | 0 | 0 | 0 | 0
| Civic Offices | Services office operational (CIBSE benchmark) 2018 low carbon grid (GWP only) | 1705699 | 1000003061 | 5 | Services equipment | UK Grid example low carbon | EPD | 217550 | kWh | 1 | 44 | 1 | FALSE | 1 | FALSE | [6 empty] | 3061 | 54 | B6 | 50689.15 | 0 | 0 | 0 | 0 | 0 | 0 | 26541.1 | 0
| Civic Offices | Services office operational (CIBSE benchmark) 2018 low carbon grid (GWP only) | 1705699 | 1000003061 | 5 | Services equipment | UK Grid example low carbon | EPD | 217550 | kWh | 1 | 44 | 1 | FALSE | 1 | FALSE | [6 empty] | 3061 | 54 | B6+ | 0 | 0 | 0 | 0 | 0 | 0 | 0 | 0 | 0
| Civic Offices | Services office operational (CIBSE benchmark) 2018 low carbon grid (GWP only) | 1705699 | 1000003061 | 5 | Services equipment | UK Grid example low carbon | EPD | 217550 | kWh | 1 | 44 | 1 | FALSE | 1 | FALSE | [6 empty] | 3061 | 54 | B7 | 0 | 0 | 0 | 0 | 0 | 0 | 0 | 0 | 0
| Civic Offices | Services office operational (CIBSE benchmark) 2018 low carbon grid (GWP only) | 1705699 | 1000003061 | 5 | Services equipment | UK Grid example low carbon | EPD | 217550 | kWh | 1 | 44 | 1 | FALSE | 1 | FALSE | [6 empty] | 3061 | 54 | D1 | 0 | 0 | 0 | 0 | 0 | 0 | 0 | 0 | 0
| Civic Offices | Services office operational (CIBSE benchmark) 2018 low carbon grid (GWP only) | 1705699 | 1000003061 | 5 | Services equipment | UK Grid example low carbon | EPD | 217550 | kWh | 1 | 44 | 1 | FALSE | 1 | FALSE | [6 empty] | 3061 | 54 | B4B5 | 0 | 0 | 0 | 0 | 0 | 0 | 0 | 0 | 0
| Civic Offices | Services office operational (CIBSE benchmark) 2018 low carbon grid (GWP only) | 1705699 | 1000003061 | 5 | Services equipment | UK Grid example low carbon | EPD | 217550 | kWh | 1 | 44 | 1 | FALSE | 1 | FALSE | [6 empty] | 3061 | 55 | B1 | 0 | 0 | 0 | 0 | 0 | 0 | 0 | 0 | 0
| Civic Offices | Services office operational (CIBSE benchmark) 2018 low carbon grid (GWP only) | 1705699 | 1000003061 | 5 | Services equipment | UK Grid example low carbon | EPD | 217550 | kWh | 1 | 44 | 1 | FALSE | 1 | FALSE | [6 empty] | 3061 | 55 | B2B3 | 0 | 0 | 0 | 0 | 0 | 0 | 0 | 0 | 0
| Civic Offices | Services office operational (CIBSE benchmark) 2018 low carbon grid (GWP only) | 1705699 | 1000003061 | 5 | Services equipment | UK Grid example low carbon | EPD | 217550 | kWh | 1 | 44 | 1 | FALSE | 1 | FALSE | [6 empty] | 3061 | 55 | B6 | 50689.15 | 0 | 0 | 0 | 0 | 0 | 0 | 26541.1 | 0
| Civic Offices | Services office operational (CIBSE benchmark) 2018 low carbon grid (GWP only) | 1705699 | 1000003061 | 5 | Services equipment | UK Grid example low carbon | EPD | 217550 | kWh | 1 | 44 | 1 | FALSE | 1 | FALSE | [6 empty] | 3061 | 55 | B6+ | 0 | 0 | 0 | 0 | 0 | 0 | 0 | 0 | 0
| Civic Offices | Services office operational (CIBSE benchmark) 2018 low carbon grid (GWP only) | 1705699 | 1000003061 | 5 | Services equipment | UK Grid example low carbon | EPD | 217550 | kWh | 1 | 44 | 1 | FALSE | 1 | FALSE | [6 empty] | 3061 | 55 | B7 | 0 | 0 | 0 | 0 | 0 | 0 | 0 | 0 | 0
| Civic Offices | Services office operational (CIBSE benchmark) 2018 low carbon grid (GWP only) | 1705699 | 1000003061 | 5 | Services equipment | UK Grid example low carbon | EPD | 217550 | kWh | 1 | 44 | 1 | FALSE | 1 | FALSE | [6 empty] | 3061 | 55 | D1 | 0 | 0 | 0 | 0 | 0 | 0 | 0 | 0 | 0
| Civic Offices | Services office operational (CIBSE benchmark) 2018 low carbon grid (GWP only) | 1705699 | 1000003061 | 5 | Services equipment | UK Grid example low carbon | EPD | 217550 | kWh | 1 | 44 | 1 | FALSE | 1 | FALSE | [6 empty] | 3061 | 55 | B4B5 | 0 | 0 | 0 | 0 | 0 | 0 | 0 | 0 | 0
| Civic Offices | Services office operational (CIBSE benchmark) 2018 low carbon grid (GWP only) | 1705699 | 1000003061 | 5 | Services equipment | UK Grid example low carbon | EPD | 217550 | kWh | 1 | 44 | 1 | FALSE | 1 | FALSE | [6 empty] | 3061 | 56 | B1 | 0 | 0 | 0 | 0 | 0 | 0 | 0 | 0 | 0
| Civic Offices | Services office operational (CIBSE benchmark) 2018 low carbon grid (GWP only) | 1705699 | 1000003061 | 5 | Services equipment | UK Grid example low carbon | EPD | 217550 | kWh | 1 | 44 | 1 | FALSE | 1 | FALSE | [6 empty] | 3061 | 56 | B2B3 | 0 | 0 | 0 | 0 | 0 | 0 | 0 | 0 | 0
| Civic Offices | Services office operational (CIBSE benchmark) 2018 low carbon grid (GWP only) | 1705699 | 1000003061 | 5 | Services equipment | UK Grid example low carbon | EPD | 217550 | kWh | 1 | 44 | 1 | FALSE | 1 | FALSE | [6 empty] | 3061 | 56 | B6 | 50689.15 | 0 | 0 | 0 | 0 | 0 | 0 | 26541.1 | 0
| Civic Offices | Services office operational (CIBSE benchmark) 2018 low carbon grid (GWP only) | 1705699 | 1000003061 | 5 | Services equipment | UK Grid example low carbon | EPD | 217550 | kWh | 1 | 44 | 1 | FALSE | 1 | FALSE | [6 empty] | 3061 | 56 | B6+ | 0 | 0 | 0 | 0 | 0 | 0 | 0 | 0 | 0
| Civic Offices | Services office operational (CIBSE benchmark) 2018 low carbon grid (GWP only) | 1705699 | 1000003061 | 5 | Services equipment | UK Grid example low carbon | EPD | 217550 | kWh | 1 | 44 | 1 | FALSE | 1 | FALSE | [6 empty] | 3061 | 56 | B7 | 0 | 0 | 0 | 0 | 0 | 0 | 0 | 0 | 0
| Civic Offices | Services office operational (CIBSE benchmark) 2018 low carbon grid (GWP only) | 1705699 | 1000003061 | 5 | Services equipment | UK Grid example low carbon | EPD | 217550 | kWh | 1 | 44 | 1 | FALSE | 1 | FALSE | [6 empty] | 3061 | 56 | D1 | 0 | 0 | 0 | 0 | 0 | 0 | 0 | 0 | 0
| Civic Offices | Services office operational (CIBSE benchmark) 2018 low carbon grid (GWP only) | 1705699 | 1000003061 | 5 | Services equipment | UK Grid example low carbon | EPD | 217550 | kWh | 1 | 44 | 1 | FALSE | 1 | FALSE | [6 empty] | 3061 | 56 | B4B5 | 0 | 0 | 0 | 0 | 0 | 0 | 0 | 0 | 0
| Civic Offices | Services office operational (CIBSE benchmark) 2018 low carbon grid (GWP only) | 1705699 | 1000003061 | 5 | Services equipment | UK Grid example low carbon | EPD | 217550 | kWh | 1 | 44 | 1 | FALSE | 1 | FALSE | [6 empty] | 3061 | 57 | B1 | 0 | 0 | 0 | 0 | 0 | 0 | 0 | 0 | 0
| Civic Offices | Services office operational (CIBSE benchmark) 2018 low carbon grid (GWP only) | 1705699 | 1000003061 | 5 | Services equipment | UK Grid example low carbon | EPD | 217550 | kWh | 1 | 44 | 1 | FALSE | 1 | FALSE | [6 empty] | 3061 | 57 | B2B3 | 0 | 0 | 0 | 0 | 0 | 0 | 0 | 0 | 0
| Civic Offices | Services office operational (CIBSE benchmark) 2018 low carbon grid (GWP only) | 1705699 | 1000003061 | 5 | Services equipment | UK Grid example low carbon | EPD | 217550 | kWh | 1 | 44 | 1 | FALSE | 1 | FALSE | [6 empty] | 3061 | 57 | B6 | 50689.15 | 0 | 0 | 0 | 0 | 0 | 0 | 26541.1 | 0
| Civic Offices | Services office operational (CIBSE benchmark) 2018 low carbon grid (GWP only) | 1705699 | 1000003061 | 5 | Services equipment | UK Grid example low carbon | EPD | 217550 | kWh | 1 | 44 | 1 | FALSE | 1 | FALSE | [6 empty] | 3061 | 57 | B6+ | 0 | 0 | 0 | 0 | 0 | 0 | 0 | 0 | 0
| Civic Offices | Services office operational (CIBSE benchmark) 2018 low carbon grid (GWP only) | 1705699 | 1000003061 | 5 | Services equipment | UK Grid example low carbon | EPD | 217550 | kWh | 1 | 44 | 1 | FALSE | 1 | FALSE | [6 empty] | 3061 | 57 | B7 | 0 | 0 | 0 | 0 | 0 | 0 | 0 | 0 | 0
| Civic Offices | Services office operational (CIBSE benchmark) 2018 low carbon grid (GWP only) | 1705699 | 1000003061 | 5 | Services equipment | UK Grid example low carbon | EPD | 217550 | kWh | 1 | 44 | 1 | FALSE | 1 | FALSE | [6 empty] | 3061 | 57 | D1 | 0 | 0 | 0 | 0 | 0 | 0 | 0 | 0 | 0
| Civic Offices | Services office operational (CIBSE benchmark) 2018 low carbon grid (GWP only) | 1705699 | 1000003061 | 5 | Services equipment | UK Grid example low carbon | EPD | 217550 | kWh | 1 | 44 | 1 | FALSE | 1 | FALSE | [6 empty] | 3061 | 57 | B4B5 | 0 | 0 | 0 | 0 | 0 | 0 | 0 | 0 | 0
| Civic Offices | Services office operational (CIBSE benchmark) 2018 low carbon grid (GWP only) | 1705699 | 1000003061 | 5 | Services equipment | UK Grid example low carbon | EPD | 217550 | kWh | 1 | 44 | 1 | FALSE | 1 | FALSE | [6 empty] | 3061 | 58 | B1 | 0 | 0 | 0 | 0 | 0 | 0 | 0 | 0 | 0
| Civic Offices | Services office operational (CIBSE benchmark) 2018 low carbon grid (GWP only) | 1705699 | 1000003061 | 5 | Services equipment | UK Grid example low carbon | EPD | 217550 | kWh | 1 | 44 | 1 | FALSE | 1 | FALSE | [6 empty] | 3061 | 58 | B2B3 | 0 | 0 | 0 | 0 | 0 | 0 | 0 | 0 | 0
| Civic Offices | Services office operational (CIBSE benchmark) 2018 low carbon grid (GWP only) | 1705699 | 1000003061 | 5 | Services equipment | UK Grid example low carbon | EPD | 217550 | kWh | 1 | 44 | 1 | FALSE | 1 | FALSE | [6 empty] | 3061 | 58 | B6 | 50689.15 | 0 | 0 | 0 | 0 | 0 | 0 | 26541.1 | 0
| Civic Offices | Services office operational (CIBSE benchmark) 2018 low carbon grid (GWP only) | 1705699 | 1000003061 | 5 | Services equipment | UK Grid example low carbon | EPD | 217550 | kWh | 1 | 44 | 1 | FALSE | 1 | FALSE | [6 empty] | 3061 | 58 | B6+ | 0 | 0 | 0 | 0 | 0 | 0 | 0 | 0 | 0
| Civic Offices | Services office operational (CIBSE benchmark) 2018 low carbon grid (GWP only) | 1705699 | 1000003061 | 5 | Services equipment | UK Grid example low carbon | EPD | 217550 | kWh | 1 | 44 | 1 | FALSE | 1 | FALSE | [6 empty] | 3061 | 58 | B7 | 0 | 0 | 0 | 0 | 0 | 0 | 0 | 0 | 0
| Civic Offices | Services office operational (CIBSE benchmark) 2018 low carbon grid (GWP only) | 1705699 | 1000003061 | 5 | Services equipment | UK Grid example low carbon | EPD | 217550 | kWh | 1 | 44 | 1 | FALSE | 1 | FALSE | [6 empty] | 3061 | 58 | D1 | 0 | 0 | 0 | 0 | 0 | 0 | 0 | 0 | 0
| Civic Offices | Services office operational (CIBSE benchmark) 2018 low carbon grid (GWP only) | 1705699 | 1000003061 | 5 | Services equipment | UK Grid example low carbon | EPD | 217550 | kWh | 1 | 44 | 1 | FALSE | 1 | FALSE | [6 empty] | 3061 | 58 | B4B5 | 0 | 0 | 0 | 0 | 0 | 0 | 0 | 0 | 0
| Civic Offices | Services office operational (CIBSE benchmark) 2018 low carbon grid (GWP only) | 1705699 | 1000003061 | 5 | Services equipment | UK Grid example low carbon | EPD | 217550 | kWh | 1 | 44 | 1 | FALSE | 1 | FALSE | [6 empty] | 3061 | 59 | B1 | 0 | 0 | 0 | 0 | 0 | 0 | 0 | 0 | 0
| Civic Offices | Services office operational (CIBSE benchmark) 2018 low carbon grid (GWP only) | 1705699 | 1000003061 | 5 | Services equipment | UK Grid example low carbon | EPD | 217550 | kWh | 1 | 44 | 1 | FALSE | 1 | FALSE | [6 empty] | 3061 | 59 | B2B3 | 0 | 0 | 0 | 0 | 0 | 0 | 0 | 0 | 0
| Civic Offices | Services office operational (CIBSE benchmark) 2018 low carbon grid (GWP only) | 1705699 | 1000003061 | 5 | Services equipment | UK Grid example low carbon | EPD | 217550 | kWh | 1 | 44 | 1 | FALSE | 1 | FALSE | [6 empty] | 3061 | 59 | B6 | 50689.15 | 0 | 0 | 0 | 0 | 0 | 0 | 26541.1 | 0
| Civic Offices | Services office operational (CIBSE benchmark) 2018 low carbon grid (GWP only) | 1705699 | 1000003061 | 5 | Services equipment | UK Grid example low carbon | EPD | 217550 | kWh | 1 | 44 | 1 | FALSE | 1 | FALSE | [6 empty] | 3061 | 59 | B6+ | 0 | 0 | 0 | 0 | 0 | 0 | 0 | 0 | 0
| Civic Offices | Services office operational (CIBSE benchmark) 2018 low carbon grid (GWP only) | 1705699 | 1000003061 | 5 | Services equipment | UK Grid example low carbon | EPD | 217550 | kWh | 1 | 44 | 1 | FALSE | 1 | FALSE | [6 empty] | 3061 | 59 | B7 | 0 | 0 | 0 | 0 | 0 | 0 | 0 | 0 | 0
| Civic Offices | Services office operational (CIBSE benchmark) 2018 low carbon grid (GWP only) | 1705699 | 1000003061 | 5 | Services equipment | UK Grid example low carbon | EPD | 217550 | kWh | 1 | 44 | 1 | FALSE | 1 | FALSE | [6 empty] | 3061 | 59 | D1 | 0 | 0 | 0 | 0 | 0 | 0 | 0 | 0 | 0
| Civic Offices | Services office operational (CIBSE benchmark) 2018 low carbon grid (GWP only) | 1705699 | 1000003061 | 5 | Services equipment | UK Grid example low carbon | EPD | 217550 | kWh | 1 | 44 | 1 | FALSE | 1 | FALSE | [6 empty] | 3061 | 59 | B4B5 | 0 | 0 | 0 | 0 | 0 | 0 | 0 | 0 | 0
| Civic Offices | Services office operational (CIBSE benchmark) 2018 low carbon grid (GWP only) | 1705699 | 1000003061 | 5 | Services equipment | UK Grid example low carbon | EPD | 217550 | kWh | 1 | 44 | 1 | FALSE | 1 | FALSE | [6 empty] | 3061 | 60 | B1 | 0 | 0 | 0 | 0 | 0 | 0 | 0 | 0 | 0
| Civic Offices | Services office operational (CIBSE benchmark) 2018 low carbon grid (GWP only) | 1705699 | 1000003061 | 5 | Services equipment | UK Grid example low carbon | EPD | 217550 | kWh | 1 | 44 | 1 | FALSE | 1 | FALSE | [6 empty] | 3061 | 60 | B2B3 | 0 | 0 | 0 | 0 | 0 | 0 | 0 | 0 | 0
| Civic Offices | Services office operational (CIBSE benchmark) 2018 low carbon grid (GWP only) | 1705699 | 1000003061 | 5 | Services equipment | UK Grid example low carbon | EPD | 217550 | kWh | 1 | 44 | 1 | FALSE | 1 | FALSE | [6 empty] | 3061 | 60 | B6 | 50689.15 | 0 | 0 | 0 | 0 | 0 | 0 | 26541.1 | 0
| Civic Offices | Services office operational (CIBSE benchmark) 2018 low carbon grid (GWP only) | 1705699 | 1000003061 | 5 | Services equipment | UK Grid example low carbon | EPD | 217550 | kWh | 1 | 44 | 1 | FALSE | 1 | FALSE | [6 empty] | 3061 | 60 | B6+ | 0 | 0 | 0 | 0 | 0 | 0 | 0 | 0 | 0
| Civic Offices | Services office operational (CIBSE benchmark) 2018 low carbon grid (GWP only) | 1705699 | 1000003061 | 5 | Services equipment | UK Grid example low carbon | EPD | 217550 | kWh | 1 | 44 | 1 | FALSE | 1 | FALSE | [6 empty] | 3061 | 60 | B7 | 0 | 0 | 0 | 0 | 0 | 0 | 0 | 0 | 0
| Civic Offices | Services office operational (CIBSE benchmark) 2018 low carbon grid (GWP only) | 1705699 | 1000003061 | 5 | Services equipment | UK Grid example low carbon | EPD | 217550 | kWh | 1 | 44 | 1 | FALSE | 1 | FALSE | [6 empty] | 3061 | 60 | D1 | 0 | 0 | 0 | 0 | 0 | 0 | 0 | 0 | 0
| Civic Offices | Services office operational (CIBSE benchmark) 2018 low carbon grid (GWP only) | 1705699 | 1000003061 | 5 | Services equipment | UK Grid example low carbon | EPD | 217550 | kWh | 1 | 44 | 1 | FALSE | 1 | FALSE | [6 empty] | 3061 | 60 | B4B5 | 0 | 0 | 0 | 0 | 0 | 0 | 0 | 0 | 0
| Civic Offices | Services office operational (CIBSE benchmark) 2018 low carbon grid (GWP only) | 1705699 | 1000003061 | 5 | Services equipment | UK Grid example low carbon | EPD | 217550 | kWh | 1 | 44 | 1 | FALSE | 1 | FALSE | [6 empty] | 3061 | 1 | D2 | 0 | 0 | 0 | 0 | 0 | 0 | 0 | 0 | 0
| Civic Offices | Services office operational (CIBSE benchmark) 2018 low carbon grid (GWP only) | 1705699 | 1000003061 | 5 | Services equipment | UK Grid example low carbon | EPD | 217550 | kWh | 1 | 44 | 1 | FALSE | 1 | FALSE | [6 empty] | 3061 | 1 | D3 | 0 | 0 | 0 | 0 | 0 | 0 | 0 | 0 | 0
| Civic Offices | Services office operational (CIBSE benchmark) 2018 low carbon grid (GWP only) | 1705699 | 1000003061 | 5 | Services equipment | UK Grid example low carbon | EPD | 217550 | kWh | 1 | 44 | 1 | FALSE | 1 | FALSE | [6 empty] | 3061 | 1 | D4 | 0 | 0 | 0 | 0 | 0 | 0 | 0 | 0 | 0
| Civic Offices | Services office operational (CIBSE benchmark) 2018 low carbon grid (GWP only) | 1705699 | 1000003061 | 5 | Services equipment | UK Grid example low carbon | EPD | 217550 | kWh | 1 | 44 | 1 | FALSE | 1 | FALSE | [6 empty] | 3061 | 1 | D5 | 0 | 0 | 0 | 0 | 0 | 0 | 0 | 0 | 0
| Civic Offices | Services office operational (CIBSE benchmark) 2018 low carbon grid (GWP only) | 1705699 | 1000003061 | 5 | Services equipment | UK Grid example low carbon | EPD | 217550 | kWh | 1 | 44 | 1 | FALSE | 1 | FALSE | [6 empty] | 3061 | 2 | D2 | 0 | 0 | 0 | 0 | 0 | 0 | 0 | 0 | 0
| Civic Offices | Services office operational (CIBSE benchmark) 2018 low carbon grid (GWP only) | 1705699 | 1000003061 | 5 | Services equipment | UK Grid example low carbon | EPD | 217550 | kWh | 1 | 44 | 1 | FALSE | 1 | FALSE | [6 empty] | 3061 | 2 | D3 | 0 | 0 | 0 | 0 | 0 | 0 | 0 | 0 | 0
| Civic Offices | Services office operational (CIBSE benchmark) 2018 low carbon grid (GWP only) | 1705699 | 1000003061 | 5 | Services equipment | UK Grid example low carbon | EPD | 217550 | kWh | 1 | 44 | 1 | FALSE | 1 | FALSE | [6 empty] | 3061 | 2 | D4 | 0 | 0 | 0 | 0 | 0 | 0 | 0 | 0 | 0
| Civic Offices | Services office operational (CIBSE benchmark) 2018 low carbon grid (GWP only) | 1705699 | 1000003061 | 5 | Services equipment | UK Grid example low carbon | EPD | 217550 | kWh | 1 | 44 | 1 | FALSE | 1 | FALSE | [6 empty] | 3061 | 2 | D5 | 0 | 0 | 0 | 0 | 0 | 0 | 0 | 0 | 0
| Civic Offices | Services office operational (CIBSE benchmark) 2018 low carbon grid (GWP only) | 1705699 | 1000003061 | 5 | Services equipment | UK Grid example low carbon | EPD | 217550 | kWh | 1 | 44 | 1 | FALSE | 1 | FALSE | [6 empty] | 3061 | 3 | D2 | 0 | 0 | 0 | 0 | 0 | 0 | 0 | 0 | 0
| Civic Offices | Services office operational (CIBSE benchmark) 2018 low carbon grid (GWP only) | 1705699 | 1000003061 | 5 | Services equipment | UK Grid example low carbon | EPD | 217550 | kWh | 1 | 44 | 1 | FALSE | 1 | FALSE | [6 empty] | 3061 | 3 | D3 | 0 | 0 | 0 | 0 | 0 | 0 | 0 | 0 | 0
| Civic Offices | Services office operational (CIBSE benchmark) 2018 low carbon grid (GWP only) | 1705699 | 1000003061 | 5 | Services equipment | UK Grid example low carbon | EPD | 217550 | kWh | 1 | 44 | 1 | FALSE | 1 | FALSE | [6 empty] | 3061 | 3 | D4 | 0 | 0 | 0 | 0 | 0 | 0 | 0 | 0 | 0
| Civic Offices | Services office operational (CIBSE benchmark) 2018 low carbon grid (GWP only) | 1705699 | 1000003061 | 5 | Services equipment | UK Grid example low carbon | EPD | 217550 | kWh | 1 | 44 | 1 | FALSE | 1 | FALSE | [6 empty] | 3061 | 3 | D5 | 0 | 0 | 0 | 0 | 0 | 0 | 0 | 0 | 0
| Civic Offices | Services office operational (CIBSE benchmark) 2018 low carbon grid (GWP only) | 1705699 | 1000003061 | 5 | Services equipment | UK Grid example low carbon | EPD | 217550 | kWh | 1 | 44 | 1 | FALSE | 1 | FALSE | [6 empty] | 3061 | 4 | D2 | 0 | 0 | 0 | 0 | 0 | 0 | 0 | 0 | 0
| Civic Offices | Services office operational (CIBSE benchmark) 2018 low carbon grid (GWP only) | 1705699 | 1000003061 | 5 | Services equipment | UK Grid example low carbon | EPD | 217550 | kWh | 1 | 44 | 1 | FALSE | 1 | FALSE | [6 empty] | 3061 | 4 | D3 | 0 | 0 | 0 | 0 | 0 | 0 | 0 | 0 | 0
| Civic Offices | Services office operational (CIBSE benchmark) 2018 low carbon grid (GWP only) | 1705699 | 1000003061 | 5 | Services equipment | UK Grid example low carbon | EPD | 217550 | kWh | 1 | 44 | 1 | FALSE | 1 | FALSE | [6 empty] | 3061 | 4 | D4 | 0 | 0 | 0 | 0 | 0 | 0 | 0 | 0 | 0
| Civic Offices | Services office operational (CIBSE benchmark) 2018 low carbon grid (GWP only) | 1705699 | 1000003061 | 5 | Services equipment | UK Grid example low carbon | EPD | 217550 | kWh | 1 | 44 | 1 | FALSE | 1 | FALSE | [6 empty] | 3061 | 4 | D5 | 0 | 0 | 0 | 0 | 0 | 0 | 0 | 0 | 0
| Civic Offices | Services office operational (CIBSE benchmark) 2018 low carbon grid (GWP only) | 1705699 | 1000003061 | 5 | Services equipment | UK Grid example low carbon | EPD | 217550 | kWh | 1 | 44 | 1 | FALSE | 1 | FALSE | [6 empty] | 3061 | 5 | D2 | 0 | 0 | 0 | 0 | 0 | 0 | 0 | 0 | 0
| Civic Offices | Services office operational (CIBSE benchmark) 2018 low carbon grid (GWP only) | 1705699 | 1000003061 | 5 | Services equipment | UK Grid example low carbon | EPD | 217550 | kWh | 1 | 44 | 1 | FALSE | 1 | FALSE | [6 empty] | 3061 | 5 | D3 | 0 | 0 | 0 | 0 | 0 | 0 | 0 | 0 | 0
| Civic Offices | Services office operational (CIBSE benchmark) 2018 low carbon grid (GWP only) | 1705699 | 1000003061 | 5 | Services equipment | UK Grid example low carbon | EPD | 217550 | kWh | 1 | 44 | 1 | FALSE | 1 | FALSE | [6 empty] | 3061 | 5 | D4 | 0 | 0 | 0 | 0 | 0 | 0 | 0 | 0 | 0
| Civic Offices | Services office operational (CIBSE benchmark) 2018 low carbon grid (GWP only) | 1705699 | 1000003061 | 5 | Services equipment | UK Grid example low carbon | EPD | 217550 | kWh | 1 | 44 | 1 | FALSE | 1 | FALSE | [6 empty] | 3061 | 5 | D5 | 0 | 0 | 0 | 0 | 0 | 0 | 0 | 0 | 0
| Civic Offices | Services office operational (CIBSE benchmark) 2018 low carbon grid (GWP only) | 1705699 | 1000003061 | 5 | Services equipment | UK Grid example low carbon | EPD | 217550 | kWh | 1 | 44 | 1 | FALSE | 1 | FALSE | [6 empty] | 3061 | 6 | D2 | 0 | 0 | 0 | 0 | 0 | 0 | 0 | 0 | 0
| Civic Offices | Services office operational (CIBSE benchmark) 2018 low carbon grid (GWP only) | 1705699 | 1000003061 | 5 | Services equipment | UK Grid example low carbon | EPD | 217550 | kWh | 1 | 44 | 1 | FALSE | 1 | FALSE | [6 empty] | 3061 | 6 | D3 | 0 | 0 | 0 | 0 | 0 | 0 | 0 | 0 | 0
| Civic Offices | Services office operational (CIBSE benchmark) 2018 low carbon grid (GWP only) | 1705699 | 1000003061 | 5 | Services equipment | UK Grid example low carbon | EPD | 217550 | kWh | 1 | 44 | 1 | FALSE | 1 | FALSE | [6 empty] | 3061 | 6 | D4 | 0 | 0 | 0 | 0 | 0 | 0 | 0 | 0 | 0
| Civic Offices | Services office operational (CIBSE benchmark) 2018 low carbon grid (GWP only) | 1705699 | 1000003061 | 5 | Services equipment | UK Grid example low carbon | EPD | 217550 | kWh | 1 | 44 | 1 | FALSE | 1 | FALSE | [6 empty] | 3061 | 6 | D5 | 0 | 0 | 0 | 0 | 0 | 0 | 0 | 0 | 0
| Civic Offices | Services office operational (CIBSE benchmark) 2018 low carbon grid (GWP only) | 1705699 | 1000003061 | 5 | Services equipment | UK Grid example low carbon | EPD | 217550 | kWh | 1 | 44 | 1 | FALSE | 1 | FALSE | [6 empty] | 3061 | 7 | D2 | 0 | 0 | 0 | 0 | 0 | 0 | 0 | 0 | 0
| Civic Offices | Services office operational (CIBSE benchmark) 2018 low carbon grid (GWP only) | 1705699 | 1000003061 | 5 | Services equipment | UK Grid example low carbon | EPD | 217550 | kWh | 1 | 44 | 1 | FALSE | 1 | FALSE | [6 empty] | 3061 | 7 | D3 | 0 | 0 | 0 | 0 | 0 | 0 | 0 | 0 | 0
| Civic Offices | Services office operational (CIBSE benchmark) 2018 low carbon grid (GWP only) | 1705699 | 1000003061 | 5 | Services equipment | UK Grid example low carbon | EPD | 217550 | kWh | 1 | 44 | 1 | FALSE | 1 | FALSE | [6 empty] | 3061 | 7 | D4 | 0 | 0 | 0 | 0 | 0 | 0 | 0 | 0 | 0
| Civic Offices | Services office operational (CIBSE benchmark) 2018 low carbon grid (GWP only) | 1705699 | 1000003061 | 5 | Services equipment | UK Grid example low carbon | EPD | 217550 | kWh | 1 | 44 | 1 | FALSE | 1 | FALSE | [6 empty] | 3061 | 7 | D5 | 0 | 0 | 0 | 0 | 0 | 0 | 0 | 0 | 0
| Civic Offices | Services office operational (CIBSE benchmark) 2018 low carbon grid (GWP only) | 1705699 | 1000003061 | 5 | Services equipment | UK Grid example low carbon | EPD | 217550 | kWh | 1 | 44 | 1 | FALSE | 1 | FALSE | [6 empty] | 3061 | 8 | D2 | 0 | 0 | 0 | 0 | 0 | 0 | 0 | 0 | 0
| Civic Offices | Services office operational (CIBSE benchmark) 2018 low carbon grid (GWP only) | 1705699 | 1000003061 | 5 | Services equipment | UK Grid example low carbon | EPD | 217550 | kWh | 1 | 44 | 1 | FALSE | 1 | FALSE | [6 empty] | 3061 | 8 | D3 | 0 | 0 | 0 | 0 | 0 | 0 | 0 | 0 | 0
| Civic Offices | Services office operational (CIBSE benchmark) 2018 low carbon grid (GWP only) | 1705699 | 1000003061 | 5 | Services equipment | UK Grid example low carbon | EPD | 217550 | kWh | 1 | 44 | 1 | FALSE | 1 | FALSE | [6 empty] | 3061 | 8 | D4 | 0 | 0 | 0 | 0 | 0 | 0 | 0 | 0 | 0
| Civic Offices | Services office operational (CIBSE benchmark) 2018 low carbon grid (GWP only) | 1705699 | 1000003061 | 5 | Services equipment | UK Grid example low carbon | EPD | 217550 | kWh | 1 | 44 | 1 | FALSE | 1 | FALSE | [6 empty] | 3061 | 8 | D5 | 0 | 0 | 0 | 0 | 0 | 0 | 0 | 0 | 0
| Civic Offices | Services office operational (CIBSE benchmark) 2018 low carbon grid (GWP only) | 1705699 | 1000003061 | 5 | Services equipment | UK Grid example low carbon | EPD | 217550 | kWh | 1 | 44 | 1 | FALSE | 1 | FALSE | [6 empty] | 3061 | 9 | D2 | 0 | 0 | 0 | 0 | 0 | 0 | 0 | 0 | 0
| Civic Offices | Services office operational (CIBSE benchmark) 2018 low carbon grid (GWP only) | 1705699 | 1000003061 | 5 | Services equipment | UK Grid example low carbon | EPD | 217550 | kWh | 1 | 44 | 1 | FALSE | 1 | FALSE | [6 empty] | 3061 | 9 | D3 | 0 | 0 | 0 | 0 | 0 | 0 | 0 | 0 | 0
| Civic Offices | Services office operational (CIBSE benchmark) 2018 low carbon grid (GWP only) | 1705699 | 1000003061 | 5 | Services equipment | UK Grid example low carbon | EPD | 217550 | kWh | 1 | 44 | 1 | FALSE | 1 | FALSE | [6 empty] | 3061 | 9 | D4 | 0 | 0 | 0 | 0 | 0 | 0 | 0 | 0 | 0
| Civic Offices | Services office operational (CIBSE benchmark) 2018 low carbon grid (GWP only) | 1705699 | 1000003061 | 5 | Services equipment | UK Grid example low carbon | EPD | 217550 | kWh | 1 | 44 | 1 | FALSE | 1 | FALSE | [6 empty] | 3061 | 9 | D5 | 0 | 0 | 0 | 0 | 0 | 0 | 0 | 0 | 0
| Civic Offices | Services office operational (CIBSE benchmark) 2018 low carbon grid (GWP only) | 1705699 | 1000003061 | 5 | Services equipment | UK Grid example low carbon | EPD | 217550 | kWh | 1 | 44 | 1 | FALSE | 1 | FALSE | [6 empty] | 3061 | 10 | D2 | 0 | 0 | 0 | 0 | 0 | 0 | 0 | 0 | 0
| Civic Offices | Services office operational (CIBSE benchmark) 2018 low carbon grid (GWP only) | 1705699 | 1000003061 | 5 | Services equipment | UK Grid example low carbon | EPD | 217550 | kWh | 1 | 44 | 1 | FALSE | 1 | FALSE | [6 empty] | 3061 | 10 | D3 | 0 | 0 | 0 | 0 | 0 | 0 | 0 | 0 | 0
| Civic Offices | Services office operational (CIBSE benchmark) 2018 low carbon grid (GWP only) | 1705699 | 1000003061 | 5 | Services equipment | UK Grid example low carbon | EPD | 217550 | kWh | 1 | 44 | 1 | FALSE | 1 | FALSE | [6 empty] | 3061 | 10 | D4 | 0 | 0 | 0 | 0 | 0 | 0 | 0 | 0 | 0
| Civic Offices | Services office operational (CIBSE benchmark) 2018 low carbon grid (GWP only) | 1705699 | 1000003061 | 5 | Services equipment | UK Grid example low carbon | EPD | 217550 | kWh | 1 | 44 | 1 | FALSE | 1 | FALSE | [6 empty] | 3061 | 10 | D5 | 0 | 0 | 0 | 0 | 0 | 0 | 0 | 0 | 0
| Civic Offices | Services office operational (CIBSE benchmark) 2018 low carbon grid (GWP only) | 1705699 | 1000003061 | 5 | Services equipment | UK Grid example low carbon | EPD | 217550 | kWh | 1 | 44 | 1 | FALSE | 1 | FALSE | [6 empty] | 3061 | 11 | D2 | 0 | 0 | 0 | 0 | 0 | 0 | 0 | 0 | 0
| Civic Offices | Services office operational (CIBSE benchmark) 2018 low carbon grid (GWP only) | 1705699 | 1000003061 | 5 | Services equipment | UK Grid example low carbon | EPD | 217550 | kWh | 1 | 44 | 1 | FALSE | 1 | FALSE | [6 empty] | 3061 | 11 | D3 | 0 | 0 | 0 | 0 | 0 | 0 | 0 | 0 | 0
| Civic Offices | Services office operational (CIBSE benchmark) 2018 low carbon grid (GWP only) | 1705699 | 1000003061 | 5 | Services equipment | UK Grid example low carbon | EPD | 217550 | kWh | 1 | 44 | 1 | FALSE | 1 | FALSE | [6 empty] | 3061 | 11 | D4 | 0 | 0 | 0 | 0 | 0 | 0 | 0 | 0 | 0
| Civic Offices | Services office operational (CIBSE benchmark) 2018 low carbon grid (GWP only) | 1705699 | 1000003061 | 5 | Services equipment | UK Grid example low carbon | EPD | 217550 | kWh | 1 | 44 | 1 | FALSE | 1 | FALSE | [6 empty] | 3061 | 11 | D5 | 0 | 0 | 0 | 0 | 0 | 0 | 0 | 0 | 0
| Civic Offices | Services office operational (CIBSE benchmark) 2018 low carbon grid (GWP only) | 1705699 | 1000003061 | 5 | Services equipment | UK Grid example low carbon | EPD | 217550 | kWh | 1 | 44 | 1 | FALSE | 1 | FALSE | [6 empty] | 3061 | 12 | D2 | 0 | 0 | 0 | 0 | 0 | 0 | 0 | 0 | 0
| Civic Offices | Services office operational (CIBSE benchmark) 2018 low carbon grid (GWP only) | 1705699 | 1000003061 | 5 | Services equipment | UK Grid example low carbon | EPD | 217550 | kWh | 1 | 44 | 1 | FALSE | 1 | FALSE | [6 empty] | 3061 | 12 | D3 | 0 | 0 | 0 | 0 | 0 | 0 | 0 | 0 | 0
| Civic Offices | Services office operational (CIBSE benchmark) 2018 low carbon grid (GWP only) | 1705699 | 1000003061 | 5 | Services equipment | UK Grid example low carbon | EPD | 217550 | kWh | 1 | 44 | 1 | FALSE | 1 | FALSE | [6 empty] | 3061 | 12 | D4 | 0 | 0 | 0 | 0 | 0 | 0 | 0 | 0 | 0
| Civic Offices | Services office operational (CIBSE benchmark) 2018 low carbon grid (GWP only) | 1705699 | 1000003061 | 5 | Services equipment | UK Grid example low carbon | EPD | 217550 | kWh | 1 | 44 | 1 | FALSE | 1 | FALSE | [6 empty] | 3061 | 12 | D5 | 0 | 0 | 0 | 0 | 0 | 0 | 0 | 0 | 0
| Civic Offices | Services office operational (CIBSE benchmark) 2018 low carbon grid (GWP only) | 1705699 | 1000003061 | 5 | Services equipment | UK Grid example low carbon | EPD | 217550 | kWh | 1 | 44 | 1 | FALSE | 1 | FALSE | [6 empty] | 3061 | 13 | D2 | 0 | 0 | 0 | 0 | 0 | 0 | 0 | 0 | 0
| Civic Offices | Services office operational (CIBSE benchmark) 2018 low carbon grid (GWP only) | 1705699 | 1000003061 | 5 | Services equipment | UK Grid example low carbon | EPD | 217550 | kWh | 1 | 44 | 1 | FALSE | 1 | FALSE | [6 empty] | 3061 | 13 | D3 | 0 | 0 | 0 | 0 | 0 | 0 | 0 | 0 | 0
| Civic Offices | Services office operational (CIBSE benchmark) 2018 low carbon grid (GWP only) | 1705699 | 1000003061 | 5 | Services equipment | UK Grid example low carbon | EPD | 217550 | kWh | 1 | 44 | 1 | FALSE | 1 | FALSE | [6 empty] | 3061 | 13 | D4 | 0 | 0 | 0 | 0 | 0 | 0 | 0 | 0 | 0
| Civic Offices | Services office operational (CIBSE benchmark) 2018 low carbon grid (GWP only) | 1705699 | 1000003061 | 5 | Services equipment | UK Grid example low carbon | EPD | 217550 | kWh | 1 | 44 | 1 | FALSE | 1 | FALSE | [6 empty] | 3061 | 13 | D5 | 0 | 0 | 0 | 0 | 0 | 0 | 0 | 0 | 0
| Civic Offices | Services office operational (CIBSE benchmark) 2018 low carbon grid (GWP only) | 1705699 | 1000003061 | 5 | Services equipment | UK Grid example low carbon | EPD | 217550 | kWh | 1 | 44 | 1 | FALSE | 1 | FALSE | [6 empty] | 3061 | 14 | D2 | 0 | 0 | 0 | 0 | 0 | 0 | 0 | 0 | 0
| Civic Offices | Services office operational (CIBSE benchmark) 2018 low carbon grid (GWP only) | 1705699 | 1000003061 | 5 | Services equipment | UK Grid example low carbon | EPD | 217550 | kWh | 1 | 44 | 1 | FALSE | 1 | FALSE | [6 empty] | 3061 | 14 | D3 | 0 | 0 | 0 | 0 | 0 | 0 | 0 | 0 | 0
| Civic Offices | Services office operational (CIBSE benchmark) 2018 low carbon grid (GWP only) | 1705699 | 1000003061 | 5 | Services equipment | UK Grid example low carbon | EPD | 217550 | kWh | 1 | 44 | 1 | FALSE | 1 | FALSE | [6 empty] | 3061 | 14 | D4 | 0 | 0 | 0 | 0 | 0 | 0 | 0 | 0 | 0
| Civic Offices | Services office operational (CIBSE benchmark) 2018 low carbon grid (GWP only) | 1705699 | 1000003061 | 5 | Services equipment | UK Grid example low carbon | EPD | 217550 | kWh | 1 | 44 | 1 | FALSE | 1 | FALSE | [6 empty] | 3061 | 14 | D5 | 0 | 0 | 0 | 0 | 0 | 0 | 0 | 0 | 0
| Civic Offices | Services office operational (CIBSE benchmark) 2018 low carbon grid (GWP only) | 1705699 | 1000003061 | 5 | Services equipment | UK Grid example low carbon | EPD | 217550 | kWh | 1 | 44 | 1 | FALSE | 1 | FALSE | [6 empty] | 3061 | 15 | D2 | 0 | 0 | 0 | 0 | 0 | 0 | 0 | 0 | 0
| Civic Offices | Services office operational (CIBSE benchmark) 2018 low carbon grid (GWP only) | 1705699 | 1000003061 | 5 | Services equipment | UK Grid example low carbon | EPD | 217550 | kWh | 1 | 44 | 1 | FALSE | 1 | FALSE | [6 empty] | 3061 | 15 | D3 | 0 | 0 | 0 | 0 | 0 | 0 | 0 | 0 | 0
| Civic Offices | Services office operational (CIBSE benchmark) 2018 low carbon grid (GWP only) | 1705699 | 1000003061 | 5 | Services equipment | UK Grid example low carbon | EPD | 217550 | kWh | 1 | 44 | 1 | FALSE | 1 | FALSE | [6 empty] | 3061 | 15 | D4 | 0 | 0 | 0 | 0 | 0 | 0 | 0 | 0 | 0
| Civic Offices | Services office operational (CIBSE benchmark) 2018 low carbon grid (GWP only) | 1705699 | 1000003061 | 5 | Services equipment | UK Grid example low carbon | EPD | 217550 | kWh | 1 | 44 | 1 | FALSE | 1 | FALSE | [6 empty] | 3061 | 15 | D5 | 0 | 0 | 0 | 0 | 0 | 0 | 0 | 0 | 0
| Civic Offices | Services office operational (CIBSE benchmark) 2018 low carbon grid (GWP only) | 1705699 | 1000003061 | 5 | Services equipment | UK Grid example low carbon | EPD | 217550 | kWh | 1 | 44 | 1 | FALSE | 1 | FALSE | [6 empty] | 3061 | 16 | D2 | 0 | 0 | 0 | 0 | 0 | 0 | 0 | 0 | 0
| Civic Offices | Services office operational (CIBSE benchmark) 2018 low carbon grid (GWP only) | 1705699 | 1000003061 | 5 | Services equipment | UK Grid example low carbon | EPD | 217550 | kWh | 1 | 44 | 1 | FALSE | 1 | FALSE | [6 empty] | 3061 | 16 | D3 | 0 | 0 | 0 | 0 | 0 | 0 | 0 | 0 | 0
| Civic Offices | Services office operational (CIBSE benchmark) 2018 low carbon grid (GWP only) | 1705699 | 1000003061 | 5 | Services equipment | UK Grid example low carbon | EPD | 217550 | kWh | 1 | 44 | 1 | FALSE | 1 | FALSE | [6 empty] | 3061 | 16 | D4 | 0 | 0 | 0 | 0 | 0 | 0 | 0 | 0 | 0
| Civic Offices | Services office operational (CIBSE benchmark) 2018 low carbon grid (GWP only) | 1705699 | 1000003061 | 5 | Services equipment | UK Grid example low carbon | EPD | 217550 | kWh | 1 | 44 | 1 | FALSE | 1 | FALSE | [6 empty] | 3061 | 16 | D5 | 0 | 0 | 0 | 0 | 0 | 0 | 0 | 0 | 0
| Civic Offices | Services office operational (CIBSE benchmark) 2018 low carbon grid (GWP only) | 1705699 | 1000003061 | 5 | Services equipment | UK Grid example low carbon | EPD | 217550 | kWh | 1 | 44 | 1 | FALSE | 1 | FALSE | [6 empty] | 3061 | 17 | D2 | 0 | 0 | 0 | 0 | 0 | 0 | 0 | 0 | 0
| Civic Offices | Services office operational (CIBSE benchmark) 2018 low carbon grid (GWP only) | 1705699 | 1000003061 | 5 | Services equipment | UK Grid example low carbon | EPD | 217550 | kWh | 1 | 44 | 1 | FALSE | 1 | FALSE | [6 empty] | 3061 | 17 | D3 | 0 | 0 | 0 | 0 | 0 | 0 | 0 | 0 | 0
| Civic Offices | Services office operational (CIBSE benchmark) 2018 low carbon grid (GWP only) | 1705699 | 1000003061 | 5 | Services equipment | UK Grid example low carbon | EPD | 217550 | kWh | 1 | 44 | 1 | FALSE | 1 | FALSE | [6 empty] | 3061 | 17 | D4 | 0 | 0 | 0 | 0 | 0 | 0 | 0 | 0 | 0
| Civic Offices | Services office operational (CIBSE benchmark) 2018 low carbon grid (GWP only) | 1705699 | 1000003061 | 5 | Services equipment | UK Grid example low carbon | EPD | 217550 | kWh | 1 | 44 | 1 | FALSE | 1 | FALSE | [6 empty] | 3061 | 17 | D5 | 0 | 0 | 0 | 0 | 0 | 0 | 0 | 0 | 0
| Civic Offices | Services office operational (CIBSE benchmark) 2018 low carbon grid (GWP only) | 1705699 | 1000003061 | 5 | Services equipment | UK Grid example low carbon | EPD | 217550 | kWh | 1 | 44 | 1 | FALSE | 1 | FALSE | [6 empty] | 3061 | 18 | D2 | 0 | 0 | 0 | 0 | 0 | 0 | 0 | 0 | 0
| Civic Offices | Services office operational (CIBSE benchmark) 2018 low carbon grid (GWP only) | 1705699 | 1000003061 | 5 | Services equipment | UK Grid example low carbon | EPD | 217550 | kWh | 1 | 44 | 1 | FALSE | 1 | FALSE | [6 empty] | 3061 | 18 | D3 | 0 | 0 | 0 | 0 | 0 | 0 | 0 | 0 | 0
| Civic Offices | Services office operational (CIBSE benchmark) 2018 low carbon grid (GWP only) | 1705699 | 1000003061 | 5 | Services equipment | UK Grid example low carbon | EPD | 217550 | kWh | 1 | 44 | 1 | FALSE | 1 | FALSE | [6 empty] | 3061 | 18 | D4 | 0 | 0 | 0 | 0 | 0 | 0 | 0 | 0 | 0
| Civic Offices | Services office operational (CIBSE benchmark) 2018 low carbon grid (GWP only) | 1705699 | 1000003061 | 5 | Services equipment | UK Grid example low carbon | EPD | 217550 | kWh | 1 | 44 | 1 | FALSE | 1 | FALSE | [6 empty] | 3061 | 18 | D5 | 0 | 0 | 0 | 0 | 0 | 0 | 0 | 0 | 0
| Civic Offices | Services office operational (CIBSE benchmark) 2018 low carbon grid (GWP only) | 1705699 | 1000003061 | 5 | Services equipment | UK Grid example low carbon | EPD | 217550 | kWh | 1 | 44 | 1 | FALSE | 1 | FALSE | [6 empty] | 3061 | 19 | D2 | 0 | 0 | 0 | 0 | 0 | 0 | 0 | 0 | 0
| Civic Offices | Services office operational (CIBSE benchmark) 2018 low carbon grid (GWP only) | 1705699 | 1000003061 | 5 | Services equipment | UK Grid example low carbon | EPD | 217550 | kWh | 1 | 44 | 1 | FALSE | 1 | FALSE | [6 empty] | 3061 | 19 | D3 | 0 | 0 | 0 | 0 | 0 | 0 | 0 | 0 | 0
| Civic Offices | Services office operational (CIBSE benchmark) 2018 low carbon grid (GWP only) | 1705699 | 1000003061 | 5 | Services equipment | UK Grid example low carbon | EPD | 217550 | kWh | 1 | 44 | 1 | FALSE | 1 | FALSE | [6 empty] | 3061 | 19 | D4 | 0 | 0 | 0 | 0 | 0 | 0 | 0 | 0 | 0
| Civic Offices | Services office operational (CIBSE benchmark) 2018 low carbon grid (GWP only) | 1705699 | 1000003061 | 5 | Services equipment | UK Grid example low carbon | EPD | 217550 | kWh | 1 | 44 | 1 | FALSE | 1 | FALSE | [6 empty] | 3061 | 19 | D5 | 0 | 0 | 0 | 0 | 0 | 0 | 0 | 0 | 0
| Civic Offices | Services office operational (CIBSE benchmark) 2018 low carbon grid (GWP only) | 1705699 | 1000003061 | 5 | Services equipment | UK Grid example low carbon | EPD | 217550 | kWh | 1 | 44 | 1 | FALSE | 1 | FALSE | [6 empty] | 3061 | 20 | D2 | 0 | 0 | 0 | 0 | 0 | 0 | 0 | 0 | 0
| Civic Offices | Services office operational (CIBSE benchmark) 2018 low carbon grid (GWP only) | 1705699 | 1000003061 | 5 | Services equipment | UK Grid example low carbon | EPD | 217550 | kWh | 1 | 44 | 1 | FALSE | 1 | FALSE | [6 empty] | 3061 | 20 | D3 | 0 | 0 | 0 | 0 | 0 | 0 | 0 | 0 | 0
| Civic Offices | Services office operational (CIBSE benchmark) 2018 low carbon grid (GWP only) | 1705699 | 1000003061 | 5 | Services equipment | UK Grid example low carbon | EPD | 217550 | kWh | 1 | 44 | 1 | FALSE | 1 | FALSE | [6 empty] | 3061 | 20 | D4 | 0 | 0 | 0 | 0 | 0 | 0 | 0 | 0 | 0
| Civic Offices | Services office operational (CIBSE benchmark) 2018 low carbon grid (GWP only) | 1705699 | 1000003061 | 5 | Services equipment | UK Grid example low carbon | EPD | 217550 | kWh | 1 | 44 | 1 | FALSE | 1 | FALSE | [6 empty] | 3061 | 20 | D5 | 0 | 0 | 0 | 0 | 0 | 0 | 0 | 0 | 0
| Civic Offices | Services office operational (CIBSE benchmark) 2018 low carbon grid (GWP only) | 1705699 | 1000003061 | 5 | Services equipment | UK Grid example low carbon | EPD | 217550 | kWh | 1 | 44 | 1 | FALSE | 1 | FALSE | [6 empty] | 3061 | 21 | D2 | 0 | 0 | 0 | 0 | 0 | 0 | 0 | 0 | 0
| Civic Offices | Services office operational (CIBSE benchmark) 2018 low carbon grid (GWP only) | 1705699 | 1000003061 | 5 | Services equipment | UK Grid example low carbon | EPD | 217550 | kWh | 1 | 44 | 1 | FALSE | 1 | FALSE | [6 empty] | 3061 | 21 | D3 | 0 | 0 | 0 | 0 | 0 | 0 | 0 | 0 | 0
| Civic Offices | Services office operational (CIBSE benchmark) 2018 low carbon grid (GWP only) | 1705699 | 1000003061 | 5 | Services equipment | UK Grid example low carbon | EPD | 217550 | kWh | 1 | 44 | 1 | FALSE | 1 | FALSE | [6 empty] | 3061 | 21 | D4 | 0 | 0 | 0 | 0 | 0 | 0 | 0 | 0 | 0
| Civic Offices | Services office operational (CIBSE benchmark) 2018 low carbon grid (GWP only) | 1705699 | 1000003061 | 5 | Services equipment | UK Grid example low carbon | EPD | 217550 | kWh | 1 | 44 | 1 | FALSE | 1 | FALSE | [6 empty] | 3061 | 21 | D5 | 0 | 0 | 0 | 0 | 0 | 0 | 0 | 0 | 0
| Civic Offices | Services office operational (CIBSE benchmark) 2018 low carbon grid (GWP only) | 1705699 | 1000003061 | 5 | Services equipment | UK Grid example low carbon | EPD | 217550 | kWh | 1 | 44 | 1 | FALSE | 1 | FALSE | [6 empty] | 3061 | 22 | D2 | 0 | 0 | 0 | 0 | 0 | 0 | 0 | 0 | 0
| Civic Offices | Services office operational (CIBSE benchmark) 2018 low carbon grid (GWP only) | 1705699 | 1000003061 | 5 | Services equipment | UK Grid example low carbon | EPD | 217550 | kWh | 1 | 44 | 1 | FALSE | 1 | FALSE | [6 empty] | 3061 | 22 | D3 | 0 | 0 | 0 | 0 | 0 | 0 | 0 | 0 | 0
| Civic Offices | Services office operational (CIBSE benchmark) 2018 low carbon grid (GWP only) | 1705699 | 1000003061 | 5 | Services equipment | UK Grid example low carbon | EPD | 217550 | kWh | 1 | 44 | 1 | FALSE | 1 | FALSE | [6 empty] | 3061 | 22 | D4 | 0 | 0 | 0 | 0 | 0 | 0 | 0 | 0 | 0
| Civic Offices | Services office operational (CIBSE benchmark) 2018 low carbon grid (GWP only) | 1705699 | 1000003061 | 5 | Services equipment | UK Grid example low carbon | EPD | 217550 | kWh | 1 | 44 | 1 | FALSE | 1 | FALSE | [6 empty] | 3061 | 22 | D5 | 0 | 0 | 0 | 0 | 0 | 0 | 0 | 0 | 0
| Civic Offices | Services office operational (CIBSE benchmark) 2018 low carbon grid (GWP only) | 1705699 | 1000003061 | 5 | Services equipment | UK Grid example low carbon | EPD | 217550 | kWh | 1 | 44 | 1 | FALSE | 1 | FALSE | [6 empty] | 3061 | 23 | D2 | 0 | 0 | 0 | 0 | 0 | 0 | 0 | 0 | 0
| Civic Offices | Services office operational (CIBSE benchmark) 2018 low carbon grid (GWP only) | 1705699 | 1000003061 | 5 | Services equipment | UK Grid example low carbon | EPD | 217550 | kWh | 1 | 44 | 1 | FALSE | 1 | FALSE | [6 empty] | 3061 | 23 | D3 | 0 | 0 | 0 | 0 | 0 | 0 | 0 | 0 | 0
| Civic Offices | Services office operational (CIBSE benchmark) 2018 low carbon grid (GWP only) | 1705699 | 1000003061 | 5 | Services equipment | UK Grid example low carbon | EPD | 217550 | kWh | 1 | 44 | 1 | FALSE | 1 | FALSE | [6 empty] | 3061 | 23 | D4 | 0 | 0 | 0 | 0 | 0 | 0 | 0 | 0 | 0
| Civic Offices | Services office operational (CIBSE benchmark) 2018 low carbon grid (GWP only) | 1705699 | 1000003061 | 5 | Services equipment | UK Grid example low carbon | EPD | 217550 | kWh | 1 | 44 | 1 | FALSE | 1 | FALSE | [6 empty] | 3061 | 23 | D5 | 0 | 0 | 0 | 0 | 0 | 0 | 0 | 0 | 0
| Civic Offices | Services office operational (CIBSE benchmark) 2018 low carbon grid (GWP only) | 1705699 | 1000003061 | 5 | Services equipment | UK Grid example low carbon | EPD | 217550 | kWh | 1 | 44 | 1 | FALSE | 1 | FALSE | [6 empty] | 3061 | 24 | D2 | 0 | 0 | 0 | 0 | 0 | 0 | 0 | 0 | 0
| Civic Offices | Services office operational (CIBSE benchmark) 2018 low carbon grid (GWP only) | 1705699 | 1000003061 | 5 | Services equipment | UK Grid example low carbon | EPD | 217550 | kWh | 1 | 44 | 1 | FALSE | 1 | FALSE | [6 empty] | 3061 | 24 | D3 | 0 | 0 | 0 | 0 | 0 | 0 | 0 | 0 | 0
| Civic Offices | Services office operational (CIBSE benchmark) 2018 low carbon grid (GWP only) | 1705699 | 1000003061 | 5 | Services equipment | UK Grid example low carbon | EPD | 217550 | kWh | 1 | 44 | 1 | FALSE | 1 | FALSE | [6 empty] | 3061 | 24 | D4 | 0 | 0 | 0 | 0 | 0 | 0 | 0 | 0 | 0
| Civic Offices | Services office operational (CIBSE benchmark) 2018 low carbon grid (GWP only) | 1705699 | 1000003061 | 5 | Services equipment | UK Grid example low carbon | EPD | 217550 | kWh | 1 | 44 | 1 | FALSE | 1 | FALSE | [6 empty] | 3061 | 24 | D5 | 0 | 0 | 0 | 0 | 0 | 0 | 0 | 0 | 0
| Civic Offices | Services office operational (CIBSE benchmark) 2018 low carbon grid (GWP only) | 1705699 | 1000003061 | 5 | Services equipment | UK Grid example low carbon | EPD | 217550 | kWh | 1 | 44 | 1 | FALSE | 1 | FALSE | [6 empty] | 3061 | 25 | D2 | 0 | 0 | 0 | 0 | 0 | 0 | 0 | 0 | 0
| Civic Offices | Services office operational (CIBSE benchmark) 2018 low carbon grid (GWP only) | 1705699 | 1000003061 | 5 | Services equipment | UK Grid example low carbon | EPD | 217550 | kWh | 1 | 44 | 1 | FALSE | 1 | FALSE | [6 empty] | 3061 | 25 | D3 | 0 | 0 | 0 | 0 | 0 | 0 | 0 | 0 | 0
| Civic Offices | Services office operational (CIBSE benchmark) 2018 low carbon grid (GWP only) | 1705699 | 1000003061 | 5 | Services equipment | UK Grid example low carbon | EPD | 217550 | kWh | 1 | 44 | 1 | FALSE | 1 | FALSE | [6 empty] | 3061 | 25 | D4 | 0 | 0 | 0 | 0 | 0 | 0 | 0 | 0 | 0
| Civic Offices | Services office operational (CIBSE benchmark) 2018 low carbon grid (GWP only) | 1705699 | 1000003061 | 5 | Services equipment | UK Grid example low carbon | EPD | 217550 | kWh | 1 | 44 | 1 | FALSE | 1 | FALSE | [6 empty] | 3061 | 25 | D5 | 0 | 0 | 0 | 0 | 0 | 0 | 0 | 0 | 0
| Civic Offices | Services office operational (CIBSE benchmark) 2018 low carbon grid (GWP only) | 1705699 | 1000003061 | 5 | Services equipment | UK Grid example low carbon | EPD | 217550 | kWh | 1 | 44 | 1 | FALSE | 1 | FALSE | [6 empty] | 3061 | 26 | D2 | 0 | 0 | 0 | 0 | 0 | 0 | 0 | 0 | 0
| Civic Offices | Services office operational (CIBSE benchmark) 2018 low carbon grid (GWP only) | 1705699 | 1000003061 | 5 | Services equipment | UK Grid example low carbon | EPD | 217550 | kWh | 1 | 44 | 1 | FALSE | 1 | FALSE | [6 empty] | 3061 | 26 | D3 | 0 | 0 | 0 | 0 | 0 | 0 | 0 | 0 | 0
| Civic Offices | Services office operational (CIBSE benchmark) 2018 low carbon grid (GWP only) | 1705699 | 1000003061 | 5 | Services equipment | UK Grid example low carbon | EPD | 217550 | kWh | 1 | 44 | 1 | FALSE | 1 | FALSE | [6 empty] | 3061 | 26 | D4 | 0 | 0 | 0 | 0 | 0 | 0 | 0 | 0 | 0
| Civic Offices | Services office operational (CIBSE benchmark) 2018 low carbon grid (GWP only) | 1705699 | 1000003061 | 5 | Services equipment | UK Grid example low carbon | EPD | 217550 | kWh | 1 | 44 | 1 | FALSE | 1 | FALSE | [6 empty] | 3061 | 26 | D5 | 0 | 0 | 0 | 0 | 0 | 0 | 0 | 0 | 0
| Civic Offices | Services office operational (CIBSE benchmark) 2018 low carbon grid (GWP only) | 1705699 | 1000003061 | 5 | Services equipment | UK Grid example low carbon | EPD | 217550 | kWh | 1 | 44 | 1 | FALSE | 1 | FALSE | [6 empty] | 3061 | 27 | D2 | 0 | 0 | 0 | 0 | 0 | 0 | 0 | 0 | 0
| Civic Offices | Services office operational (CIBSE benchmark) 2018 low carbon grid (GWP only) | 1705699 | 1000003061 | 5 | Services equipment | UK Grid example low carbon | EPD | 217550 | kWh | 1 | 44 | 1 | FALSE | 1 | FALSE | [6 empty] | 3061 | 27 | D3 | 0 | 0 | 0 | 0 | 0 | 0 | 0 | 0 | 0
| Civic Offices | Services office operational (CIBSE benchmark) 2018 low carbon grid (GWP only) | 1705699 | 1000003061 | 5 | Services equipment | UK Grid example low carbon | EPD | 217550 | kWh | 1 | 44 | 1 | FALSE | 1 | FALSE | [6 empty] | 3061 | 27 | D4 | 0 | 0 | 0 | 0 | 0 | 0 | 0 | 0 | 0
| Civic Offices | Services office operational (CIBSE benchmark) 2018 low carbon grid (GWP only) | 1705699 | 1000003061 | 5 | Services equipment | UK Grid example low carbon | EPD | 217550 | kWh | 1 | 44 | 1 | FALSE | 1 | FALSE | [6 empty] | 3061 | 27 | D5 | 0 | 0 | 0 | 0 | 0 | 0 | 0 | 0 | 0
| Civic Offices | Services office operational (CIBSE benchmark) 2018 low carbon grid (GWP only) | 1705699 | 1000003061 | 5 | Services equipment | UK Grid example low carbon | EPD | 217550 | kWh | 1 | 44 | 1 | FALSE | 1 | FALSE | [6 empty] | 3061 | 28 | D2 | 0 | 0 | 0 | 0 | 0 | 0 | 0 | 0 | 0
| Civic Offices | Services office operational (CIBSE benchmark) 2018 low carbon grid (GWP only) | 1705699 | 1000003061 | 5 | Services equipment | UK Grid example low carbon | EPD | 217550 | kWh | 1 | 44 | 1 | FALSE | 1 | FALSE | [6 empty] | 3061 | 28 | D3 | 0 | 0 | 0 | 0 | 0 | 0 | 0 | 0 | 0
| Civic Offices | Services office operational (CIBSE benchmark) 2018 low carbon grid (GWP only) | 1705699 | 1000003061 | 5 | Services equipment | UK Grid example low carbon | EPD | 217550 | kWh | 1 | 44 | 1 | FALSE | 1 | FALSE | [6 empty] | 3061 | 28 | D4 | 0 | 0 | 0 | 0 | 0 | 0 | 0 | 0 | 0
| Civic Offices | Services office operational (CIBSE benchmark) 2018 low carbon grid (GWP only) | 1705699 | 1000003061 | 5 | Services equipment | UK Grid example low carbon | EPD | 217550 | kWh | 1 | 44 | 1 | FALSE | 1 | FALSE | [6 empty] | 3061 | 28 | D5 | 0 | 0 | 0 | 0 | 0 | 0 | 0 | 0 | 0
| Civic Offices | Services office operational (CIBSE benchmark) 2018 low carbon grid (GWP only) | 1705699 | 1000003061 | 5 | Services equipment | UK Grid example low carbon | EPD | 217550 | kWh | 1 | 44 | 1 | FALSE | 1 | FALSE | [6 empty] | 3061 | 29 | D2 | 0 | 0 | 0 | 0 | 0 | 0 | 0 | 0 | 0
| Civic Offices | Services office operational (CIBSE benchmark) 2018 low carbon grid (GWP only) | 1705699 | 1000003061 | 5 | Services equipment | UK Grid example low carbon | EPD | 217550 | kWh | 1 | 44 | 1 | FALSE | 1 | FALSE | [6 empty] | 3061 | 29 | D3 | 0 | 0 | 0 | 0 | 0 | 0 | 0 | 0 | 0
| Civic Offices | Services office operational (CIBSE benchmark) 2018 low carbon grid (GWP only) | 1705699 | 1000003061 | 5 | Services equipment | UK Grid example low carbon | EPD | 217550 | kWh | 1 | 44 | 1 | FALSE | 1 | FALSE | [6 empty] | 3061 | 29 | D4 | 0 | 0 | 0 | 0 | 0 | 0 | 0 | 0 | 0
| Civic Offices | Services office operational (CIBSE benchmark) 2018 low carbon grid (GWP only) | 1705699 | 1000003061 | 5 | Services equipment | UK Grid example low carbon | EPD | 217550 | kWh | 1 | 44 | 1 | FALSE | 1 | FALSE | [6 empty] | 3061 | 29 | D5 | 0 | 0 | 0 | 0 | 0 | 0 | 0 | 0 | 0
| Civic Offices | Services office operational (CIBSE benchmark) 2018 low carbon grid (GWP only) | 1705699 | 1000003061 | 5 | Services equipment | UK Grid example low carbon | EPD | 217550 | kWh | 1 | 44 | 1 | FALSE | 1 | FALSE | [6 empty] | 3061 | 30 | D2 | 0 | 0 | 0 | 0 | 0 | 0 | 0 | 0 | 0
| Civic Offices | Services office operational (CIBSE benchmark) 2018 low carbon grid (GWP only) | 1705699 | 1000003061 | 5 | Services equipment | UK Grid example low carbon | EPD | 217550 | kWh | 1 | 44 | 1 | FALSE | 1 | FALSE | [6 empty] | 3061 | 30 | D3 | 0 | 0 | 0 | 0 | 0 | 0 | 0 | 0 | 0
| Civic Offices | Services office operational (CIBSE benchmark) 2018 low carbon grid (GWP only) | 1705699 | 1000003061 | 5 | Services equipment | UK Grid example low carbon | EPD | 217550 | kWh | 1 | 44 | 1 | FALSE | 1 | FALSE | [6 empty] | 3061 | 30 | D4 | 0 | 0 | 0 | 0 | 0 | 0 | 0 | 0 | 0
| Civic Offices | Services office operational (CIBSE benchmark) 2018 low carbon grid (GWP only) | 1705699 | 1000003061 | 5 | Services equipment | UK Grid example low carbon | EPD | 217550 | kWh | 1 | 44 | 1 | FALSE | 1 | FALSE | [6 empty] | 3061 | 30 | D5 | 0 | 0 | 0 | 0 | 0 | 0 | 0 | 0 | 0
| Civic Offices | Services office operational (CIBSE benchmark) 2018 low carbon grid (GWP only) | 1705699 | 1000003061 | 5 | Services equipment | UK Grid example low carbon | EPD | 217550 | kWh | 1 | 44 | 1 | FALSE | 1 | FALSE | [6 empty] | 3061 | 31 | D2 | 0 | 0 | 0 | 0 | 0 | 0 | 0 | 0 | 0
| Civic Offices | Services office operational (CIBSE benchmark) 2018 low carbon grid (GWP only) | 1705699 | 1000003061 | 5 | Services equipment | UK Grid example low carbon | EPD | 217550 | kWh | 1 | 44 | 1 | FALSE | 1 | FALSE | [6 empty] | 3061 | 31 | D3 | 0 | 0 | 0 | 0 | 0 | 0 | 0 | 0 | 0
| Civic Offices | Services office operational (CIBSE benchmark) 2018 low carbon grid (GWP only) | 1705699 | 1000003061 | 5 | Services equipment | UK Grid example low carbon | EPD | 217550 | kWh | 1 | 44 | 1 | FALSE | 1 | FALSE | [6 empty] | 3061 | 31 | D4 | 0 | 0 | 0 | 0 | 0 | 0 | 0 | 0 | 0
| Civic Offices | Services office operational (CIBSE benchmark) 2018 low carbon grid (GWP only) | 1705699 | 1000003061 | 5 | Services equipment | UK Grid example low carbon | EPD | 217550 | kWh | 1 | 44 | 1 | FALSE | 1 | FALSE | [6 empty] | 3061 | 31 | D5 | 0 | 0 | 0 | 0 | 0 | 0 | 0 | 0 | 0
| Civic Offices | Services office operational (CIBSE benchmark) 2018 low carbon grid (GWP only) | 1705699 | 1000003061 | 5 | Services equipment | UK Grid example low carbon | EPD | 217550 | kWh | 1 | 44 | 1 | FALSE | 1 | FALSE | [6 empty] | 3061 | 32 | D2 | 0 | 0 | 0 | 0 | 0 | 0 | 0 | 0 | 0
| Civic Offices | Services office operational (CIBSE benchmark) 2018 low carbon grid (GWP only) | 1705699 | 1000003061 | 5 | Services equipment | UK Grid example low carbon | EPD | 217550 | kWh | 1 | 44 | 1 | FALSE | 1 | FALSE | [6 empty] | 3061 | 32 | D3 | 0 | 0 | 0 | 0 | 0 | 0 | 0 | 0 | 0
| Civic Offices | Services office operational (CIBSE benchmark) 2018 low carbon grid (GWP only) | 1705699 | 1000003061 | 5 | Services equipment | UK Grid example low carbon | EPD | 217550 | kWh | 1 | 44 | 1 | FALSE | 1 | FALSE | [6 empty] | 3061 | 32 | D4 | 0 | 0 | 0 | 0 | 0 | 0 | 0 | 0 | 0
| Civic Offices | Services office operational (CIBSE benchmark) 2018 low carbon grid (GWP only) | 1705699 | 1000003061 | 5 | Services equipment | UK Grid example low carbon | EPD | 217550 | kWh | 1 | 44 | 1 | FALSE | 1 | FALSE | [6 empty] | 3061 | 32 | D5 | 0 | 0 | 0 | 0 | 0 | 0 | 0 | 0 | 0
| Civic Offices | Services office operational (CIBSE benchmark) 2018 low carbon grid (GWP only) | 1705699 | 1000003061 | 5 | Services equipment | UK Grid example low carbon | EPD | 217550 | kWh | 1 | 44 | 1 | FALSE | 1 | FALSE | [6 empty] | 3061 | 33 | D2 | 0 | 0 | 0 | 0 | 0 | 0 | 0 | 0 | 0
| Civic Offices | Services office operational (CIBSE benchmark) 2018 low carbon grid (GWP only) | 1705699 | 1000003061 | 5 | Services equipment | UK Grid example low carbon | EPD | 217550 | kWh | 1 | 44 | 1 | FALSE | 1 | FALSE | [6 empty] | 3061 | 33 | D3 | 0 | 0 | 0 | 0 | 0 | 0 | 0 | 0 | 0
| Civic Offices | Services office operational (CIBSE benchmark) 2018 low carbon grid (GWP only) | 1705699 | 1000003061 | 5 | Services equipment | UK Grid example low carbon | EPD | 217550 | kWh | 1 | 44 | 1 | FALSE | 1 | FALSE | [6 empty] | 3061 | 33 | D4 | 0 | 0 | 0 | 0 | 0 | 0 | 0 | 0 | 0
| Civic Offices | Services office operational (CIBSE benchmark) 2018 low carbon grid (GWP only) | 1705699 | 1000003061 | 5 | Services equipment | UK Grid example low carbon | EPD | 217550 | kWh | 1 | 44 | 1 | FALSE | 1 | FALSE | [6 empty] | 3061 | 33 | D5 | 0 | 0 | 0 | 0 | 0 | 0 | 0 | 0 | 0
| Civic Offices | Services office operational (CIBSE benchmark) 2018 low carbon grid (GWP only) | 1705699 | 1000003061 | 5 | Services equipment | UK Grid example low carbon | EPD | 217550 | kWh | 1 | 44 | 1 | FALSE | 1 | FALSE | [6 empty] | 3061 | 34 | D2 | 0 | 0 | 0 | 0 | 0 | 0 | 0 | 0 | 0
| Civic Offices | Services office operational (CIBSE benchmark) 2018 low carbon grid (GWP only) | 1705699 | 1000003061 | 5 | Services equipment | UK Grid example low carbon | EPD | 217550 | kWh | 1 | 44 | 1 | FALSE | 1 | FALSE | [6 empty] | 3061 | 34 | D3 | 0 | 0 | 0 | 0 | 0 | 0 | 0 | 0 | 0
| Civic Offices | Services office operational (CIBSE benchmark) 2018 low carbon grid (GWP only) | 1705699 | 1000003061 | 5 | Services equipment | UK Grid example low carbon | EPD | 217550 | kWh | 1 | 44 | 1 | FALSE | 1 | FALSE | [6 empty] | 3061 | 34 | D4 | 0 | 0 | 0 | 0 | 0 | 0 | 0 | 0 | 0
| Civic Offices | Services office operational (CIBSE benchmark) 2018 low carbon grid (GWP only) | 1705699 | 1000003061 | 5 | Services equipment | UK Grid example low carbon | EPD | 217550 | kWh | 1 | 44 | 1 | FALSE | 1 | FALSE | [6 empty] | 3061 | 34 | D5 | 0 | 0 | 0 | 0 | 0 | 0 | 0 | 0 | 0
| Civic Offices | Services office operational (CIBSE benchmark) 2018 low carbon grid (GWP only) | 1705699 | 1000003061 | 5 | Services equipment | UK Grid example low carbon | EPD | 217550 | kWh | 1 | 44 | 1 | FALSE | 1 | FALSE | [6 empty] | 3061 | 35 | D2 | 0 | 0 | 0 | 0 | 0 | 0 | 0 | 0 | 0
| Civic Offices | Services office operational (CIBSE benchmark) 2018 low carbon grid (GWP only) | 1705699 | 1000003061 | 5 | Services equipment | UK Grid example low carbon | EPD | 217550 | kWh | 1 | 44 | 1 | FALSE | 1 | FALSE | [6 empty] | 3061 | 35 | D3 | 0 | 0 | 0 | 0 | 0 | 0 | 0 | 0 | 0
| Civic Offices | Services office operational (CIBSE benchmark) 2018 low carbon grid (GWP only) | 1705699 | 1000003061 | 5 | Services equipment | UK Grid example low carbon | EPD | 217550 | kWh | 1 | 44 | 1 | FALSE | 1 | FALSE | [6 empty] | 3061 | 35 | D4 | 0 | 0 | 0 | 0 | 0 | 0 | 0 | 0 | 0
| Civic Offices | Services office operational (CIBSE benchmark) 2018 low carbon grid (GWP only) | 1705699 | 1000003061 | 5 | Services equipment | UK Grid example low carbon | EPD | 217550 | kWh | 1 | 44 | 1 | FALSE | 1 | FALSE | [6 empty] | 3061 | 35 | D5 | 0 | 0 | 0 | 0 | 0 | 0 | 0 | 0 | 0
| Civic Offices | Services office operational (CIBSE benchmark) 2018 low carbon grid (GWP only) | 1705699 | 1000003061 | 5 | Services equipment | UK Grid example low carbon | EPD | 217550 | kWh | 1 | 44 | 1 | FALSE | 1 | FALSE | [6 empty] | 3061 | 36 | D2 | 0 | 0 | 0 | 0 | 0 | 0 | 0 | 0 | 0
| Civic Offices | Services office operational (CIBSE benchmark) 2018 low carbon grid (GWP only) | 1705699 | 1000003061 | 5 | Services equipment | UK Grid example low carbon | EPD | 217550 | kWh | 1 | 44 | 1 | FALSE | 1 | FALSE | [6 empty] | 3061 | 36 | D3 | 0 | 0 | 0 | 0 | 0 | 0 | 0 | 0 | 0
| Civic Offices | Services office operational (CIBSE benchmark) 2018 low carbon grid (GWP only) | 1705699 | 1000003061 | 5 | Services equipment | UK Grid example low carbon | EPD | 217550 | kWh | 1 | 44 | 1 | FALSE | 1 | FALSE | [6 empty] | 3061 | 36 | D4 | 0 | 0 | 0 | 0 | 0 | 0 | 0 | 0 | 0
| Civic Offices | Services office operational (CIBSE benchmark) 2018 low carbon grid (GWP only) | 1705699 | 1000003061 | 5 | Services equipment | UK Grid example low carbon | EPD | 217550 | kWh | 1 | 44 | 1 | FALSE | 1 | FALSE | [6 empty] | 3061 | 36 | D5 | 0 | 0 | 0 | 0 | 0 | 0 | 0 | 0 | 0
| Civic Offices | Services office operational (CIBSE benchmark) 2018 low carbon grid (GWP only) | 1705699 | 1000003061 | 5 | Services equipment | UK Grid example low carbon | EPD | 217550 | kWh | 1 | 44 | 1 | FALSE | 1 | FALSE | [6 empty] | 3061 | 37 | D2 | 0 | 0 | 0 | 0 | 0 | 0 | 0 | 0 | 0
| Civic Offices | Services office operational (CIBSE benchmark) 2018 low carbon grid (GWP only) | 1705699 | 1000003061 | 5 | Services equipment | UK Grid example low carbon | EPD | 217550 | kWh | 1 | 44 | 1 | FALSE | 1 | FALSE | [6 empty] | 3061 | 37 | D3 | 0 | 0 | 0 | 0 | 0 | 0 | 0 | 0 | 0
| Civic Offices | Services office operational (CIBSE benchmark) 2018 low carbon grid (GWP only) | 1705699 | 1000003061 | 5 | Services equipment | UK Grid example low carbon | EPD | 217550 | kWh | 1 | 44 | 1 | FALSE | 1 | FALSE | [6 empty] | 3061 | 37 | D4 | 0 | 0 | 0 | 0 | 0 | 0 | 0 | 0 | 0
| Civic Offices | Services office operational (CIBSE benchmark) 2018 low carbon grid (GWP only) | 1705699 | 1000003061 | 5 | Services equipment | UK Grid example low carbon | EPD | 217550 | kWh | 1 | 44 | 1 | FALSE | 1 | FALSE | [6 empty] | 3061 | 37 | D5 | 0 | 0 | 0 | 0 | 0 | 0 | 0 | 0 | 0
| Civic Offices | Services office operational (CIBSE benchmark) 2018 low carbon grid (GWP only) | 1705699 | 1000003061 | 5 | Services equipment | UK Grid example low carbon | EPD | 217550 | kWh | 1 | 44 | 1 | FALSE | 1 | FALSE | [6 empty] | 3061 | 38 | D2 | 0 | 0 | 0 | 0 | 0 | 0 | 0 | 0 | 0
| Civic Offices | Services office operational (CIBSE benchmark) 2018 low carbon grid (GWP only) | 1705699 | 1000003061 | 5 | Services equipment | UK Grid example low carbon | EPD | 217550 | kWh | 1 | 44 | 1 | FALSE | 1 | FALSE | [6 empty] | 3061 | 38 | D3 | 0 | 0 | 0 | 0 | 0 | 0 | 0 | 0 | 0
| Civic Offices | Services office operational (CIBSE benchmark) 2018 low carbon grid (GWP only) | 1705699 | 1000003061 | 5 | Services equipment | UK Grid example low carbon | EPD | 217550 | kWh | 1 | 44 | 1 | FALSE | 1 | FALSE | [6 empty] | 3061 | 38 | D4 | 0 | 0 | 0 | 0 | 0 | 0 | 0 | 0 | 0
| Civic Offices | Services office operational (CIBSE benchmark) 2018 low carbon grid (GWP only) | 1705699 | 1000003061 | 5 | Services equipment | UK Grid example low carbon | EPD | 217550 | kWh | 1 | 44 | 1 | FALSE | 1 | FALSE | [6 empty] | 3061 | 38 | D5 | 0 | 0 | 0 | 0 | 0 | 0 | 0 | 0 | 0
| Civic Offices | Services office operational (CIBSE benchmark) 2018 low carbon grid (GWP only) | 1705699 | 1000003061 | 5 | Services equipment | UK Grid example low carbon | EPD | 217550 | kWh | 1 | 44 | 1 | FALSE | 1 | FALSE | [6 empty] | 3061 | 39 | D2 | 0 | 0 | 0 | 0 | 0 | 0 | 0 | 0 | 0
| Civic Offices | Services office operational (CIBSE benchmark) 2018 low carbon grid (GWP only) | 1705699 | 1000003061 | 5 | Services equipment | UK Grid example low carbon | EPD | 217550 | kWh | 1 | 44 | 1 | FALSE | 1 | FALSE | [6 empty] | 3061 | 39 | D3 | 0 | 0 | 0 | 0 | 0 | 0 | 0 | 0 | 0
| Civic Offices | Services office operational (CIBSE benchmark) 2018 low carbon grid (GWP only) | 1705699 | 1000003061 | 5 | Services equipment | UK Grid example low carbon | EPD | 217550 | kWh | 1 | 44 | 1 | FALSE | 1 | FALSE | [6 empty] | 3061 | 39 | D4 | 0 | 0 | 0 | 0 | 0 | 0 | 0 | 0 | 0
| Civic Offices | Services office operational (CIBSE benchmark) 2018 low carbon grid (GWP only) | 1705699 | 1000003061 | 5 | Services equipment | UK Grid example low carbon | EPD | 217550 | kWh | 1 | 44 | 1 | FALSE | 1 | FALSE | [6 empty] | 3061 | 39 | D5 | 0 | 0 | 0 | 0 | 0 | 0 | 0 | 0 | 0
| Civic Offices | Services office operational (CIBSE benchmark) 2018 low carbon grid (GWP only) | 1705699 | 1000003061 | 5 | Services equipment | UK Grid example low carbon | EPD | 217550 | kWh | 1 | 44 | 1 | FALSE | 1 | FALSE | [6 empty] | 3061 | 40 | D2 | 0 | 0 | 0 | 0 | 0 | 0 | 0 | 0 | 0
| Civic Offices | Services office operational (CIBSE benchmark) 2018 low carbon grid (GWP only) | 1705699 | 1000003061 | 5 | Services equipment | UK Grid example low carbon | EPD | 217550 | kWh | 1 | 44 | 1 | FALSE | 1 | FALSE | [6 empty] | 3061 | 40 | D3 | 0 | 0 | 0 | 0 | 0 | 0 | 0 | 0 | 0
| Civic Offices | Services office operational (CIBSE benchmark) 2018 low carbon grid (GWP only) | 1705699 | 1000003061 | 5 | Services equipment | UK Grid example low carbon | EPD | 217550 | kWh | 1 | 44 | 1 | FALSE | 1 | FALSE | [6 empty] | 3061 | 40 | D4 | 0 | 0 | 0 | 0 | 0 | 0 | 0 | 0 | 0
| Civic Offices | Services office operational (CIBSE benchmark) 2018 low carbon grid (GWP only) | 1705699 | 1000003061 | 5 | Services equipment | UK Grid example low carbon | EPD | 217550 | kWh | 1 | 44 | 1 | FALSE | 1 | FALSE | [6 empty] | 3061 | 40 | D5 | 0 | 0 | 0 | 0 | 0 | 0 | 0 | 0 | 0
| Civic Offices | Services office operational (CIBSE benchmark) 2018 low carbon grid (GWP only) | 1705699 | 1000003061 | 5 | Services equipment | UK Grid example low carbon | EPD | 217550 | kWh | 1 | 44 | 1 | FALSE | 1 | FALSE | [6 empty] | 3061 | 41 | D2 | 0 | 0 | 0 | 0 | 0 | 0 | 0 | 0 | 0
| Civic Offices | Services office operational (CIBSE benchmark) 2018 low carbon grid (GWP only) | 1705699 | 1000003061 | 5 | Services equipment | UK Grid example low carbon | EPD | 217550 | kWh | 1 | 44 | 1 | FALSE | 1 | FALSE | [6 empty] | 3061 | 41 | D3 | 0 | 0 | 0 | 0 | 0 | 0 | 0 | 0 | 0
| Civic Offices | Services office operational (CIBSE benchmark) 2018 low carbon grid (GWP only) | 1705699 | 1000003061 | 5 | Services equipment | UK Grid example low carbon | EPD | 217550 | kWh | 1 | 44 | 1 | FALSE | 1 | FALSE | [6 empty] | 3061 | 41 | D4 | 0 | 0 | 0 | 0 | 0 | 0 | 0 | 0 | 0
| Civic Offices | Services office operational (CIBSE benchmark) 2018 low carbon grid (GWP only) | 1705699 | 1000003061 | 5 | Services equipment | UK Grid example low carbon | EPD | 217550 | kWh | 1 | 44 | 1 | FALSE | 1 | FALSE | [6 empty] | 3061 | 41 | D5 | 0 | 0 | 0 | 0 | 0 | 0 | 0 | 0 | 0
| Civic Offices | Services office operational (CIBSE benchmark) 2018 low carbon grid (GWP only) | 1705699 | 1000003061 | 5 | Services equipment | UK Grid example low carbon | EPD | 217550 | kWh | 1 | 44 | 1 | FALSE | 1 | FALSE | [6 empty] | 3061 | 42 | D2 | 0 | 0 | 0 | 0 | 0 | 0 | 0 | 0 | 0
| Civic Offices | Services office operational (CIBSE benchmark) 2018 low carbon grid (GWP only) | 1705699 | 1000003061 | 5 | Services equipment | UK Grid example low carbon | EPD | 217550 | kWh | 1 | 44 | 1 | FALSE | 1 | FALSE | [6 empty] | 3061 | 42 | D3 | 0 | 0 | 0 | 0 | 0 | 0 | 0 | 0 | 0
| Civic Offices | Services office operational (CIBSE benchmark) 2018 low carbon grid (GWP only) | 1705699 | 1000003061 | 5 | Services equipment | UK Grid example low carbon | EPD | 217550 | kWh | 1 | 44 | 1 | FALSE | 1 | FALSE | [6 empty] | 3061 | 42 | D4 | 0 | 0 | 0 | 0 | 0 | 0 | 0 | 0 | 0
| Civic Offices | Services office operational (CIBSE benchmark) 2018 low carbon grid (GWP only) | 1705699 | 1000003061 | 5 | Services equipment | UK Grid example low carbon | EPD | 217550 | kWh | 1 | 44 | 1 | FALSE | 1 | FALSE | [6 empty] | 3061 | 42 | D5 | 0 | 0 | 0 | 0 | 0 | 0 | 0 | 0 | 0
| Civic Offices | Services office operational (CIBSE benchmark) 2018 low carbon grid (GWP only) | 1705699 | 1000003061 | 5 | Services equipment | UK Grid example low carbon | EPD | 217550 | kWh | 1 | 44 | 1 | FALSE | 1 | FALSE | [6 empty] | 3061 | 43 | D2 | 0 | 0 | 0 | 0 | 0 | 0 | 0 | 0 | 0
| Civic Offices | Services office operational (CIBSE benchmark) 2018 low carbon grid (GWP only) | 1705699 | 1000003061 | 5 | Services equipment | UK Grid example low carbon | EPD | 217550 | kWh | 1 | 44 | 1 | FALSE | 1 | FALSE | [6 empty] | 3061 | 43 | D3 | 0 | 0 | 0 | 0 | 0 | 0 | 0 | 0 | 0
| Civic Offices | Services office operational (CIBSE benchmark) 2018 low carbon grid (GWP only) | 1705699 | 1000003061 | 5 | Services equipment | UK Grid example low carbon | EPD | 217550 | kWh | 1 | 44 | 1 | FALSE | 1 | FALSE | [6 empty] | 3061 | 43 | D4 | 0 | 0 | 0 | 0 | 0 | 0 | 0 | 0 | 0
| Civic Offices | Services office operational (CIBSE benchmark) 2018 low carbon grid (GWP only) | 1705699 | 1000003061 | 5 | Services equipment | UK Grid example low carbon | EPD | 217550 | kWh | 1 | 44 | 1 | FALSE | 1 | FALSE | [6 empty] | 3061 | 43 | D5 | 0 | 0 | 0 | 0 | 0 | 0 | 0 | 0 | 0
| Civic Offices | Services office operational (CIBSE benchmark) 2018 low carbon grid (GWP only) | 1705699 | 1000003061 | 5 | Services equipment | UK Grid example low carbon | EPD | 217550 | kWh | 1 | 44 | 1 | FALSE | 1 | FALSE | [6 empty] | 3061 | 44 | D2 | 0 | 0 | 0 | 0 | 0 | 0 | 0 | 0 | 0
| Civic Offices | Services office operational (CIBSE benchmark) 2018 low carbon grid (GWP only) | 1705699 | 1000003061 | 5 | Services equipment | UK Grid example low carbon | EPD | 217550 | kWh | 1 | 44 | 1 | FALSE | 1 | FALSE | [6 empty] | 3061 | 44 | D3 | 0 | 0 | 0 | 0 | 0 | 0 | 0 | 0 | 0
| Civic Offices | Services office operational (CIBSE benchmark) 2018 low carbon grid (GWP only) | 1705699 | 1000003061 | 5 | Services equipment | UK Grid example low carbon | EPD | 217550 | kWh | 1 | 44 | 1 | FALSE | 1 | FALSE | [6 empty] | 3061 | 44 | D4 | 0 | 0 | 0 | 0 | 0 | 0 | 0 | 0 | 0
| Civic Offices | Services office operational (CIBSE benchmark) 2018 low carbon grid (GWP only) | 1705699 | 1000003061 | 5 | Services equipment | UK Grid example low carbon | EPD | 217550 | kWh | 1 | 44 | 1 | FALSE | 1 | FALSE | [6 empty] | 3061 | 44 | D5 | 0 | 0 | 0 | 0 | 0 | 0 | 0 | 0 | 0
| Civic Offices | Services office operational (CIBSE benchmark) 2018 low carbon grid (GWP only) | 1705699 | 1000003061 | 5 | Services equipment | UK Grid example low carbon | EPD | 217550 | kWh | 1 | 44 | 1 | FALSE | 1 | FALSE | [6 empty] | 3061 | 45 | D2 | 0 | 0 | 0 | 0 | 0 | 0 | 0 | 0 | 0
| Civic Offices | Services office operational (CIBSE benchmark) 2018 low carbon grid (GWP only) | 1705699 | 1000003061 | 5 | Services equipment | UK Grid example low carbon | EPD | 217550 | kWh | 1 | 44 | 1 | FALSE | 1 | FALSE | [6 empty] | 3061 | 45 | D3 | 0 | 0 | 0 | 0 | 0 | 0 | 0 | 0 | 0
| Civic Offices | Services office operational (CIBSE benchmark) 2018 low carbon grid (GWP only) | 1705699 | 1000003061 | 5 | Services equipment | UK Grid example low carbon | EPD | 217550 | kWh | 1 | 44 | 1 | FALSE | 1 | FALSE | [6 empty] | 3061 | 45 | D4 | 0 | 0 | 0 | 0 | 0 | 0 | 0 | 0 | 0
| Civic Offices | Services office operational (CIBSE benchmark) 2018 low carbon grid (GWP only) | 1705699 | 1000003061 | 5 | Services equipment | UK Grid example low carbon | EPD | 217550 | kWh | 1 | 44 | 1 | FALSE | 1 | FALSE | [6 empty] | 3061 | 45 | D5 | 0 | 0 | 0 | 0 | 0 | 0 | 0 | 0 | 0
| Civic Offices | Services office operational (CIBSE benchmark) 2018 low carbon grid (GWP only) | 1705699 | 1000003061 | 5 | Services equipment | UK Grid example low carbon | EPD | 217550 | kWh | 1 | 44 | 1 | FALSE | 1 | FALSE | [6 empty] | 3061 | 46 | D2 | 0 | 0 | 0 | 0 | 0 | 0 | 0 | 0 | 0
| Civic Offices | Services office operational (CIBSE benchmark) 2018 low carbon grid (GWP only) | 1705699 | 1000003061 | 5 | Services equipment | UK Grid example low carbon | EPD | 217550 | kWh | 1 | 44 | 1 | FALSE | 1 | FALSE | [6 empty] | 3061 | 46 | D3 | 0 | 0 | 0 | 0 | 0 | 0 | 0 | 0 | 0
| Civic Offices | Services office operational (CIBSE benchmark) 2018 low carbon grid (GWP only) | 1705699 | 1000003061 | 5 | Services equipment | UK Grid example low carbon | EPD | 217550 | kWh | 1 | 44 | 1 | FALSE | 1 | FALSE | [6 empty] | 3061 | 46 | D4 | 0 | 0 | 0 | 0 | 0 | 0 | 0 | 0 | 0
| Civic Offices | Services office operational (CIBSE benchmark) 2018 low carbon grid (GWP only) | 1705699 | 1000003061 | 5 | Services equipment | UK Grid example low carbon | EPD | 217550 | kWh | 1 | 44 | 1 | FALSE | 1 | FALSE | [6 empty] | 3061 | 46 | D5 | 0 | 0 | 0 | 0 | 0 | 0 | 0 | 0 | 0
| Civic Offices | Services office operational (CIBSE benchmark) 2018 low carbon grid (GWP only) | 1705699 | 1000003061 | 5 | Services equipment | UK Grid example low carbon | EPD | 217550 | kWh | 1 | 44 | 1 | FALSE | 1 | FALSE | [6 empty] | 3061 | 47 | D2 | 0 | 0 | 0 | 0 | 0 | 0 | 0 | 0 | 0
| Civic Offices | Services office operational (CIBSE benchmark) 2018 low carbon grid (GWP only) | 1705699 | 1000003061 | 5 | Services equipment | UK Grid example low carbon | EPD | 217550 | kWh | 1 | 44 | 1 | FALSE | 1 | FALSE | [6 empty] | 3061 | 47 | D3 | 0 | 0 | 0 | 0 | 0 | 0 | 0 | 0 | 0
| Civic Offices | Services office operational (CIBSE benchmark) 2018 low carbon grid (GWP only) | 1705699 | 1000003061 | 5 | Services equipment | UK Grid example low carbon | EPD | 217550 | kWh | 1 | 44 | 1 | FALSE | 1 | FALSE | [6 empty] | 3061 | 47 | D4 | 0 | 0 | 0 | 0 | 0 | 0 | 0 | 0 | 0
| Civic Offices | Services office operational (CIBSE benchmark) 2018 low carbon grid (GWP only) | 1705699 | 1000003061 | 5 | Services equipment | UK Grid example low carbon | EPD | 217550 | kWh | 1 | 44 | 1 | FALSE | 1 | FALSE | [6 empty] | 3061 | 47 | D5 | 0 | 0 | 0 | 0 | 0 | 0 | 0 | 0 | 0
| Civic Offices | Services office operational (CIBSE benchmark) 2018 low carbon grid (GWP only) | 1705699 | 1000003061 | 5 | Services equipment | UK Grid example low carbon | EPD | 217550 | kWh | 1 | 44 | 1 | FALSE | 1 | FALSE | [6 empty] | 3061 | 48 | D2 | 0 | 0 | 0 | 0 | 0 | 0 | 0 | 0 | 0
| Civic Offices | Services office operational (CIBSE benchmark) 2018 low carbon grid (GWP only) | 1705699 | 1000003061 | 5 | Services equipment | UK Grid example low carbon | EPD | 217550 | kWh | 1 | 44 | 1 | FALSE | 1 | FALSE | [6 empty] | 3061 | 48 | D3 | 0 | 0 | 0 | 0 | 0 | 0 | 0 | 0 | 0
| Civic Offices | Services office operational (CIBSE benchmark) 2018 low carbon grid (GWP only) | 1705699 | 1000003061 | 5 | Services equipment | UK Grid example low carbon | EPD | 217550 | kWh | 1 | 44 | 1 | FALSE | 1 | FALSE | [6 empty] | 3061 | 48 | D4 | 0 | 0 | 0 | 0 | 0 | 0 | 0 | 0 | 0
| Civic Offices | Services office operational (CIBSE benchmark) 2018 low carbon grid (GWP only) | 1705699 | 1000003061 | 5 | Services equipment | UK Grid example low carbon | EPD | 217550 | kWh | 1 | 44 | 1 | FALSE | 1 | FALSE | [6 empty] | 3061 | 48 | D5 | 0 | 0 | 0 | 0 | 0 | 0 | 0 | 0 | 0
| Civic Offices | Services office operational (CIBSE benchmark) 2018 low carbon grid (GWP only) | 1705699 | 1000003061 | 5 | Services equipment | UK Grid example low carbon | EPD | 217550 | kWh | 1 | 44 | 1 | FALSE | 1 | FALSE | [6 empty] | 3061 | 49 | D2 | 0 | 0 | 0 | 0 | 0 | 0 | 0 | 0 | 0
| Civic Offices | Services office operational (CIBSE benchmark) 2018 low carbon grid (GWP only) | 1705699 | 1000003061 | 5 | Services equipment | UK Grid example low carbon | EPD | 217550 | kWh | 1 | 44 | 1 | FALSE | 1 | FALSE | [6 empty] | 3061 | 49 | D3 | 0 | 0 | 0 | 0 | 0 | 0 | 0 | 0 | 0
| Civic Offices | Services office operational (CIBSE benchmark) 2018 low carbon grid (GWP only) | 1705699 | 1000003061 | 5 | Services equipment | UK Grid example low carbon | EPD | 217550 | kWh | 1 | 44 | 1 | FALSE | 1 | FALSE | [6 empty] | 3061 | 49 | D4 | 0 | 0 | 0 | 0 | 0 | 0 | 0 | 0 | 0
| Civic Offices | Services office operational (CIBSE benchmark) 2018 low carbon grid (GWP only) | 1705699 | 1000003061 | 5 | Services equipment | UK Grid example low carbon | EPD | 217550 | kWh | 1 | 44 | 1 | FALSE | 1 | FALSE | [6 empty] | 3061 | 49 | D5 | 0 | 0 | 0 | 0 | 0 | 0 | 0 | 0 | 0
| Civic Offices | Services office operational (CIBSE benchmark) 2018 low carbon grid (GWP only) | 1705699 | 1000003061 | 5 | Services equipment | UK Grid example low carbon | EPD | 217550 | kWh | 1 | 44 | 1 | FALSE | 1 | FALSE | [6 empty] | 3061 | 50 | D2 | 0 | 0 | 0 | 0 | 0 | 0 | 0 | 0 | 0
| Civic Offices | Services office operational (CIBSE benchmark) 2018 low carbon grid (GWP only) | 1705699 | 1000003061 | 5 | Services equipment | UK Grid example low carbon | EPD | 217550 | kWh | 1 | 44 | 1 | FALSE | 1 | FALSE | [6 empty] | 3061 | 50 | D3 | 0 | 0 | 0 | 0 | 0 | 0 | 0 | 0 | 0
| Civic Offices | Services office operational (CIBSE benchmark) 2018 low carbon grid (GWP only) | 1705699 | 1000003061 | 5 | Services equipment | UK Grid example low carbon | EPD | 217550 | kWh | 1 | 44 | 1 | FALSE | 1 | FALSE | [6 empty] | 3061 | 50 | D4 | 0 | 0 | 0 | 0 | 0 | 0 | 0 | 0 | 0
| Civic Offices | Services office operational (CIBSE benchmark) 2018 low carbon grid (GWP only) | 1705699 | 1000003061 | 5 | Services equipment | UK Grid example low carbon | EPD | 217550 | kWh | 1 | 44 | 1 | FALSE | 1 | FALSE | [6 empty] | 3061 | 50 | D5 | 0 | 0 | 0 | 0 | 0 | 0 | 0 | 0 | 0
| Civic Offices | Services office operational (CIBSE benchmark) 2018 low carbon grid (GWP only) | 1705699 | 1000003061 | 5 | Services equipment | UK Grid example low carbon | EPD | 217550 | kWh | 1 | 44 | 1 | FALSE | 1 | FALSE | [6 empty] | 3061 | 51 | D2 | 0 | 0 | 0 | 0 | 0 | 0 | 0 | 0 | 0
| Civic Offices | Services office operational (CIBSE benchmark) 2018 low carbon grid (GWP only) | 1705699 | 1000003061 | 5 | Services equipment | UK Grid example low carbon | EPD | 217550 | kWh | 1 | 44 | 1 | FALSE | 1 | FALSE | [6 empty] | 3061 | 51 | D3 | 0 | 0 | 0 | 0 | 0 | 0 | 0 | 0 | 0
| Civic Offices | Services office operational (CIBSE benchmark) 2018 low carbon grid (GWP only) | 1705699 | 1000003061 | 5 | Services equipment | UK Grid example low carbon | EPD | 217550 | kWh | 1 | 44 | 1 | FALSE | 1 | FALSE | [6 empty] | 3061 | 51 | D4 | 0 | 0 | 0 | 0 | 0 | 0 | 0 | 0 | 0
| Civic Offices | Services office operational (CIBSE benchmark) 2018 low carbon grid (GWP only) | 1705699 | 1000003061 | 5 | Services equipment | UK Grid example low carbon | EPD | 217550 | kWh | 1 | 44 | 1 | FALSE | 1 | FALSE | [6 empty] | 3061 | 51 | D5 | 0 | 0 | 0 | 0 | 0 | 0 | 0 | 0 | 0
| Civic Offices | Services office operational (CIBSE benchmark) 2018 low carbon grid (GWP only) | 1705699 | 1000003061 | 5 | Services equipment | UK Grid example low carbon | EPD | 217550 | kWh | 1 | 44 | 1 | FALSE | 1 | FALSE | [6 empty] | 3061 | 52 | D2 | 0 | 0 | 0 | 0 | 0 | 0 | 0 | 0 | 0
| Civic Offices | Services office operational (CIBSE benchmark) 2018 low carbon grid (GWP only) | 1705699 | 1000003061 | 5 | Services equipment | UK Grid example low carbon | EPD | 217550 | kWh | 1 | 44 | 1 | FALSE | 1 | FALSE | [6 empty] | 3061 | 52 | D3 | 0 | 0 | 0 | 0 | 0 | 0 | 0 | 0 | 0
| Civic Offices | Services office operational (CIBSE benchmark) 2018 low carbon grid (GWP only) | 1705699 | 1000003061 | 5 | Services equipment | UK Grid example low carbon | EPD | 217550 | kWh | 1 | 44 | 1 | FALSE | 1 | FALSE | [6 empty] | 3061 | 52 | D4 | 0 | 0 | 0 | 0 | 0 | 0 | 0 | 0 | 0
| Civic Offices | Services office operational (CIBSE benchmark) 2018 low carbon grid (GWP only) | 1705699 | 1000003061 | 5 | Services equipment | UK Grid example low carbon | EPD | 217550 | kWh | 1 | 44 | 1 | FALSE | 1 | FALSE | [6 empty] | 3061 | 52 | D5 | 0 | 0 | 0 | 0 | 0 | 0 | 0 | 0 | 0
| Civic Offices | Services office operational (CIBSE benchmark) 2018 low carbon grid (GWP only) | 1705699 | 1000003061 | 5 | Services equipment | UK Grid example low carbon | EPD | 217550 | kWh | 1 | 44 | 1 | FALSE | 1 | FALSE | [6 empty] | 3061 | 53 | D2 | 0 | 0 | 0 | 0 | 0 | 0 | 0 | 0 | 0
| Civic Offices | Services office operational (CIBSE benchmark) 2018 low carbon grid (GWP only) | 1705699 | 1000003061 | 5 | Services equipment | UK Grid example low carbon | EPD | 217550 | kWh | 1 | 44 | 1 | FALSE | 1 | FALSE | [6 empty] | 3061 | 53 | D3 | 0 | 0 | 0 | 0 | 0 | 0 | 0 | 0 | 0
| Civic Offices | Services office operational (CIBSE benchmark) 2018 low carbon grid (GWP only) | 1705699 | 1000003061 | 5 | Services equipment | UK Grid example low carbon | EPD | 217550 | kWh | 1 | 44 | 1 | FALSE | 1 | FALSE | [6 empty] | 3061 | 53 | D4 | 0 | 0 | 0 | 0 | 0 | 0 | 0 | 0 | 0
| Civic Offices | Services office operational (CIBSE benchmark) 2018 low carbon grid (GWP only) | 1705699 | 1000003061 | 5 | Services equipment | UK Grid example low carbon | EPD | 217550 | kWh | 1 | 44 | 1 | FALSE | 1 | FALSE | [6 empty] | 3061 | 53 | D5 | 0 | 0 | 0 | 0 | 0 | 0 | 0 | 0 | 0
| Civic Offices | Services office operational (CIBSE benchmark) 2018 low carbon grid (GWP only) | 1705699 | 1000003061 | 5 | Services equipment | UK Grid example low carbon | EPD | 217550 | kWh | 1 | 44 | 1 | FALSE | 1 | FALSE | [6 empty] | 3061 | 54 | D2 | 0 | 0 | 0 | 0 | 0 | 0 | 0 | 0 | 0
| Civic Offices | Services office operational (CIBSE benchmark) 2018 low carbon grid (GWP only) | 1705699 | 1000003061 | 5 | Services equipment | UK Grid example low carbon | EPD | 217550 | kWh | 1 | 44 | 1 | FALSE | 1 | FALSE | [6 empty] | 3061 | 54 | D3 | 0 | 0 | 0 | 0 | 0 | 0 | 0 | 0 | 0
| Civic Offices | Services office operational (CIBSE benchmark) 2018 low carbon grid (GWP only) | 1705699 | 1000003061 | 5 | Services equipment | UK Grid example low carbon | EPD | 217550 | kWh | 1 | 44 | 1 | FALSE | 1 | FALSE | [6 empty] | 3061 | 54 | D4 | 0 | 0 | 0 | 0 | 0 | 0 | 0 | 0 | 0
| Civic Offices | Services office operational (CIBSE benchmark) 2018 low carbon grid (GWP only) | 1705699 | 1000003061 | 5 | Services equipment | UK Grid example low carbon | EPD | 217550 | kWh | 1 | 44 | 1 | FALSE | 1 | FALSE | [6 empty] | 3061 | 54 | D5 | 0 | 0 | 0 | 0 | 0 | 0 | 0 | 0 | 0
| Civic Offices | Services office operational (CIBSE benchmark) 2018 low carbon grid (GWP only) | 1705699 | 1000003061 | 5 | Services equipment | UK Grid example low carbon | EPD | 217550 | kWh | 1 | 44 | 1 | FALSE | 1 | FALSE | [6 empty] | 3061 | 55 | D2 | 0 | 0 | 0 | 0 | 0 | 0 | 0 | 0 | 0
| Civic Offices | Services office operational (CIBSE benchmark) 2018 low carbon grid (GWP only) | 1705699 | 1000003061 | 5 | Services equipment | UK Grid example low carbon | EPD | 217550 | kWh | 1 | 44 | 1 | FALSE | 1 | FALSE | [6 empty] | 3061 | 55 | D3 | 0 | 0 | 0 | 0 | 0 | 0 | 0 | 0 | 0
| Civic Offices | Services office operational (CIBSE benchmark) 2018 low carbon grid (GWP only) | 1705699 | 1000003061 | 5 | Services equipment | UK Grid example low carbon | EPD | 217550 | kWh | 1 | 44 | 1 | FALSE | 1 | FALSE | [6 empty] | 3061 | 55 | D4 | 0 | 0 | 0 | 0 | 0 | 0 | 0 | 0 | 0
| Civic Offices | Services office operational (CIBSE benchmark) 2018 low carbon grid (GWP only) | 1705699 | 1000003061 | 5 | Services equipment | UK Grid example low carbon | EPD | 217550 | kWh | 1 | 44 | 1 | FALSE | 1 | FALSE | [6 empty] | 3061 | 55 | D5 | 0 | 0 | 0 | 0 | 0 | 0 | 0 | 0 | 0
| Civic Offices | Services office operational (CIBSE benchmark) 2018 low carbon grid (GWP only) | 1705699 | 1000003061 | 5 | Services equipment | UK Grid example low carbon | EPD | 217550 | kWh | 1 | 44 | 1 | FALSE | 1 | FALSE | [6 empty] | 3061 | 56 | D2 | 0 | 0 | 0 | 0 | 0 | 0 | 0 | 0 | 0
| Civic Offices | Services office operational (CIBSE benchmark) 2018 low carbon grid (GWP only) | 1705699 | 1000003061 | 5 | Services equipment | UK Grid example low carbon | EPD | 217550 | kWh | 1 | 44 | 1 | FALSE | 1 | FALSE | [6 empty] | 3061 | 56 | D3 | 0 | 0 | 0 | 0 | 0 | 0 | 0 | 0 | 0
| Civic Offices | Services office operational (CIBSE benchmark) 2018 low carbon grid (GWP only) | 1705699 | 1000003061 | 5 | Services equipment | UK Grid example low carbon | EPD | 217550 | kWh | 1 | 44 | 1 | FALSE | 1 | FALSE | [6 empty] | 3061 | 56 | D4 | 0 | 0 | 0 | 0 | 0 | 0 | 0 | 0 | 0
| Civic Offices | Services office operational (CIBSE benchmark) 2018 low carbon grid (GWP only) | 1705699 | 1000003061 | 5 | Services equipment | UK Grid example low carbon | EPD | 217550 | kWh | 1 | 44 | 1 | FALSE | 1 | FALSE | [6 empty] | 3061 | 56 | D5 | 0 | 0 | 0 | 0 | 0 | 0 | 0 | 0 | 0
| Civic Offices | Services office operational (CIBSE benchmark) 2018 low carbon grid (GWP only) | 1705699 | 1000003061 | 5 | Services equipment | UK Grid example low carbon | EPD | 217550 | kWh | 1 | 44 | 1 | FALSE | 1 | FALSE | [6 empty] | 3061 | 57 | D2 | 0 | 0 | 0 | 0 | 0 | 0 | 0 | 0 | 0
| Civic Offices | Services office operational (CIBSE benchmark) 2018 low carbon grid (GWP only) | 1705699 | 1000003061 | 5 | Services equipment | UK Grid example low carbon | EPD | 217550 | kWh | 1 | 44 | 1 | FALSE | 1 | FALSE | [6 empty] | 3061 | 57 | D3 | 0 | 0 | 0 | 0 | 0 | 0 | 0 | 0 | 0
| Civic Offices | Services office operational (CIBSE benchmark) 2018 low carbon grid (GWP only) | 1705699 | 1000003061 | 5 | Services equipment | UK Grid example low carbon | EPD | 217550 | kWh | 1 | 44 | 1 | FALSE | 1 | FALSE | [6 empty] | 3061 | 57 | D4 | 0 | 0 | 0 | 0 | 0 | 0 | 0 | 0 | 0
| Civic Offices | Services office operational (CIBSE benchmark) 2018 low carbon grid (GWP only) | 1705699 | 1000003061 | 5 | Services equipment | UK Grid example low carbon | EPD | 217550 | kWh | 1 | 44 | 1 | FALSE | 1 | FALSE | [6 empty] | 3061 | 57 | D5 | 0 | 0 | 0 | 0 | 0 | 0 | 0 | 0 | 0
| Civic Offices | Services office operational (CIBSE benchmark) 2018 low carbon grid (GWP only) | 1705699 | 1000003061 | 5 | Services equipment | UK Grid example low carbon | EPD | 217550 | kWh | 1 | 44 | 1 | FALSE | 1 | FALSE | [6 empty] | 3061 | 58 | D2 | 0 | 0 | 0 | 0 | 0 | 0 | 0 | 0 | 0
| Civic Offices | Services office operational (CIBSE benchmark) 2018 low carbon grid (GWP only) | 1705699 | 1000003061 | 5 | Services equipment | UK Grid example low carbon | EPD | 217550 | kWh | 1 | 44 | 1 | FALSE | 1 | FALSE | [6 empty] | 3061 | 58 | D3 | 0 | 0 | 0 | 0 | 0 | 0 | 0 | 0 | 0
| Civic Offices | Services office operational (CIBSE benchmark) 2018 low carbon grid (GWP only) | 1705699 | 1000003061 | 5 | Services equipment | UK Grid example low carbon | EPD | 217550 | kWh | 1 | 44 | 1 | FALSE | 1 | FALSE | [6 empty] | 3061 | 58 | D4 | 0 | 0 | 0 | 0 | 0 | 0 | 0 | 0 | 0
| Civic Offices | Services office operational (CIBSE benchmark) 2018 low carbon grid (GWP only) | 1705699 | 1000003061 | 5 | Services equipment | UK Grid example low carbon | EPD | 217550 | kWh | 1 | 44 | 1 | FALSE | 1 | FALSE | [6 empty] | 3061 | 58 | D5 | 0 | 0 | 0 | 0 | 0 | 0 | 0 | 0 | 0
| Civic Offices | Services office operational (CIBSE benchmark) 2018 low carbon grid (GWP only) | 1705699 | 1000003061 | 5 | Services equipment | UK Grid example low carbon | EPD | 217550 | kWh | 1 | 44 | 1 | FALSE | 1 | FALSE | [6 empty] | 3061 | 59 | D2 | 0 | 0 | 0 | 0 | 0 | 0 | 0 | 0 | 0
| Civic Offices | Services office operational (CIBSE benchmark) 2018 low carbon grid (GWP only) | 1705699 | 1000003061 | 5 | Services equipment | UK Grid example low carbon | EPD | 217550 | kWh | 1 | 44 | 1 | FALSE | 1 | FALSE | [6 empty] | 3061 | 59 | D3 | 0 | 0 | 0 | 0 | 0 | 0 | 0 | 0 | 0
| Civic Offices | Services office operational (CIBSE benchmark) 2018 low carbon grid (GWP only) | 1705699 | 1000003061 | 5 | Services equipment | UK Grid example low carbon | EPD | 217550 | kWh | 1 | 44 | 1 | FALSE | 1 | FALSE | [6 empty] | 3061 | 59 | D4 | 0 | 0 | 0 | 0 | 0 | 0 | 0 | 0 | 0
| Civic Offices | Services office operational (CIBSE benchmark) 2018 low carbon grid (GWP only) | 1705699 | 1000003061 | 5 | Services equipment | UK Grid example low carbon | EPD | 217550 | kWh | 1 | 44 | 1 | FALSE | 1 | FALSE | [6 empty] | 3061 | 59 | D5 | 0 | 0 | 0 | 0 | 0 | 0 | 0 | 0 | 0
| Civic Offices | Solar PV (used on site) (low carbon grid GWP only) | 1705700 | 1000003062 | 5 | Services equipment | UK Grid example low carbon (negative) | EPD | 12750 | kWh | 1 | 44 | 1 | FALSE | 1 | FALSE | [6 empty] | 3062 | 0 | A1A3 | 0 | 0 | 0 | 0 | 0 | 0 | 0 | 0 | 0
| Civic Offices | Solar PV (used on site) (low carbon grid GWP only) | 1705700 | 1000003062 | 5 | Services equipment | UK Grid example low carbon (negative) | EPD | 12750 | kWh | 1 | 44 | 1 | FALSE | 1 | FALSE | [6 empty] | 3062 | 0 | A4 | 0 | 0 | 0 | 0 | 0 | 0 | 0 | 0 | 0
| Civic Offices | Solar PV (used on site) (low carbon grid GWP only) | 1705700 | 1000003062 | 5 | Services equipment | UK Grid example low carbon (negative) | EPD | 12750 | kWh | 1 | 44 | 1 | FALSE | 1 | FALSE | [6 empty] | 3062 | 0 | A5 | 0 | 0 | 0 | 0 | 0 | 0 | 0 | 0 | 0
| Civic Offices | Solar PV (used on site) (low carbon grid GWP only) | 1705700 | 1000003062 | 5 | Services equipment | UK Grid example low carbon (negative) | EPD | 12750 | kWh | 1 | 44 | 1 | FALSE | 1 | FALSE | [6 empty] | 3062 | 60 | C1 | 0 | 0 | 0 | 0 | 0 | 0 | 0 | 0 | 0
| Civic Offices | Solar PV (used on site) (low carbon grid GWP only) | 1705700 | 1000003062 | 5 | Services equipment | UK Grid example low carbon (negative) | EPD | 12750 | kWh | 1 | 44 | 1 | FALSE | 1 | FALSE | [6 empty] | 3062 | 60 | C2 | 0 | 0 | 0 | 0 | 0 | 0 | 0 | 0 | 0
| Civic Offices | Solar PV (used on site) (low carbon grid GWP only) | 1705700 | 1000003062 | 5 | Services equipment | UK Grid example low carbon (negative) | EPD | 12750 | kWh | 1 | 44 | 1 | FALSE | 1 | FALSE | [6 empty] | 3062 | 60 | C3 | 0 | 0 | 0 | 0 | 0 | 0 | 0 | 0 | 0
| Civic Offices | Solar PV (used on site) (low carbon grid GWP only) | 1705700 | 1000003062 | 5 | Services equipment | UK Grid example low carbon (negative) | EPD | 12750 | kWh | 1 | 44 | 1 | FALSE | 1 | FALSE | [6 empty] | 3062 | 60 | C4 | 0 | 0 | 0 | 0 | 0 | 0 | 0 | 0 | 0
| Civic Offices | Solar PV (used on site) (low carbon grid GWP only) | 1705700 | 1000003062 | 5 | Services equipment | UK Grid example low carbon (negative) | EPD | 12750 | kWh | 1 | 44 | 1 | FALSE | 1 | FALSE | [6 empty] | 3062 | 60 | D2 | 0 | 0 | 0 | 0 | 0 | 0 | 0 | 0 | 0
| Civic Offices | Solar PV (used on site) (low carbon grid GWP only) | 1705700 | 1000003062 | 5 | Services equipment | UK Grid example low carbon (negative) | EPD | 12750 | kWh | 1 | 44 | 1 | FALSE | 1 | FALSE | [6 empty] | 3062 | 60 | D3 | 0 | 0 | 0 | 0 | 0 | 0 | 0 | 0 | 0
| Civic Offices | Solar PV (used on site) (low carbon grid GWP only) | 1705700 | 1000003062 | 5 | Services equipment | UK Grid example low carbon (negative) | EPD | 12750 | kWh | 1 | 44 | 1 | FALSE | 1 | FALSE | [6 empty] | 3062 | 60 | D4 | 0 | 0 | 0 | 0 | 0 | 0 | 0 | 0 | 0
| Civic Offices | Solar PV (used on site) (low carbon grid GWP only) | 1705700 | 1000003062 | 5 | Services equipment | UK Grid example low carbon (negative) | EPD | 12750 | kWh | 1 | 44 | 1 | FALSE | 1 | FALSE | [6 empty] | 3062 | 60 | D5 | 0 | 0 | 0 | 0 | 0 | 0 | 0 | 0 | 0
| Civic Offices | Solar PV (used on site) (low carbon grid GWP only) | 1705700 | 1000003062 | 5 | Services equipment | UK Grid example low carbon (negative) | EPD | 12750 | kWh | 1 | 44 | 1 | FALSE | 1 | FALSE | [6 empty] | 3062 | 1 | B1 | 0 | 0 | 0 | 0 | 0 | 0 | 0 | 0 | 0
| Civic Offices | Solar PV (used on site) (low carbon grid GWP only) | 1705700 | 1000003062 | 5 | Services equipment | UK Grid example low carbon (negative) | EPD | 12750 | kWh | 1 | 44 | 1 | FALSE | 1 | FALSE | [6 empty] | 3062 | 1 | B2B3 | 0 | 0 | 0 | 0 | 0 | 0 | 0 | 0 | 0
| Civic Offices | Solar PV (used on site) (low carbon grid GWP only) | 1705700 | 1000003062 | 5 | Services equipment | UK Grid example low carbon (negative) | EPD | 12750 | kWh | 1 | 44 | 1 | FALSE | 1 | FALSE | [6 empty] | 3062 | 1 | B6 | -3187.5 | 0 | 0 | 0 | 0 | 0 | 0 | 0 | 0
| Civic Offices | Solar PV (used on site) (low carbon grid GWP only) | 1705700 | 1000003062 | 5 | Services equipment | UK Grid example low carbon (negative) | EPD | 12750 | kWh | 1 | 44 | 1 | FALSE | 1 | FALSE | [6 empty] | 3062 | 1 | B6+ | 0 | 0 | 0 | 0 | 0 | 0 | 0 | 0 | 0
| Civic Offices | Solar PV (used on site) (low carbon grid GWP only) | 1705700 | 1000003062 | 5 | Services equipment | UK Grid example low carbon (negative) | EPD | 12750 | kWh | 1 | 44 | 1 | FALSE | 1 | FALSE | [6 empty] | 3062 | 1 | B7 | 0 | 0 | 0 | 0 | 0 | 0 | 0 | 0 | 0
| Civic Offices | Solar PV (used on site) (low carbon grid GWP only) | 1705700 | 1000003062 | 5 | Services equipment | UK Grid example low carbon (negative) | EPD | 12750 | kWh | 1 | 44 | 1 | FALSE | 1 | FALSE | [6 empty] | 3062 | 1 | D1 | 0 | 0 | 0 | 0 | 0 | 0 | 0 | 0 | 0
| Civic Offices | Solar PV (used on site) (low carbon grid GWP only) | 1705700 | 1000003062 | 5 | Services equipment | UK Grid example low carbon (negative) | EPD | 12750 | kWh | 1 | 44 | 1 | FALSE | 1 | FALSE | [6 empty] | 3062 | 1 | B4B5 | 0 | 0 | 0 | 0 | 0 | 0 | 0 | 0 | 0
| Civic Offices | Solar PV (used on site) (low carbon grid GWP only) | 1705700 | 1000003062 | 5 | Services equipment | UK Grid example low carbon (negative) | EPD | 12750 | kWh | 1 | 44 | 1 | FALSE | 1 | FALSE | [6 empty] | 3062 | 2 | B1 | 0 | 0 | 0 | 0 | 0 | 0 | 0 | 0 | 0
| Civic Offices | Solar PV (used on site) (low carbon grid GWP only) | 1705700 | 1000003062 | 5 | Services equipment | UK Grid example low carbon (negative) | EPD | 12750 | kWh | 1 | 44 | 1 | FALSE | 1 | FALSE | [6 empty] | 3062 | 2 | B2B3 | 0 | 0 | 0 | 0 | 0 | 0 | 0 | 0 | 0
| Civic Offices | Solar PV (used on site) (low carbon grid GWP only) | 1705700 | 1000003062 | 5 | Services equipment | UK Grid example low carbon (negative) | EPD | 12750 | kWh | 1 | 44 | 1 | FALSE | 1 | FALSE | [6 empty] | 3062 | 2 | B6 | -3187.5 | 0 | 0 | 0 | 0 | 0 | 0 | 0 | 0
| Civic Offices | Solar PV (used on site) (low carbon grid GWP only) | 1705700 | 1000003062 | 5 | Services equipment | UK Grid example low carbon (negative) | EPD | 12750 | kWh | 1 | 44 | 1 | FALSE | 1 | FALSE | [6 empty] | 3062 | 2 | B6+ | 0 | 0 | 0 | 0 | 0 | 0 | 0 | 0 | 0
| Civic Offices | Solar PV (used on site) (low carbon grid GWP only) | 1705700 | 1000003062 | 5 | Services equipment | UK Grid example low carbon (negative) | EPD | 12750 | kWh | 1 | 44 | 1 | FALSE | 1 | FALSE | [6 empty] | 3062 | 2 | B7 | 0 | 0 | 0 | 0 | 0 | 0 | 0 | 0 | 0
| Civic Offices | Solar PV (used on site) (low carbon grid GWP only) | 1705700 | 1000003062 | 5 | Services equipment | UK Grid example low carbon (negative) | EPD | 12750 | kWh | 1 | 44 | 1 | FALSE | 1 | FALSE | [6 empty] | 3062 | 2 | D1 | 0 | 0 | 0 | 0 | 0 | 0 | 0 | 0 | 0
| Civic Offices | Solar PV (used on site) (low carbon grid GWP only) | 1705700 | 1000003062 | 5 | Services equipment | UK Grid example low carbon (negative) | EPD | 12750 | kWh | 1 | 44 | 1 | FALSE | 1 | FALSE | [6 empty] | 3062 | 2 | B4B5 | 0 | 0 | 0 | 0 | 0 | 0 | 0 | 0 | 0
| Civic Offices | Solar PV (used on site) (low carbon grid GWP only) | 1705700 | 1000003062 | 5 | Services equipment | UK Grid example low carbon (negative) | EPD | 12750 | kWh | 1 | 44 | 1 | FALSE | 1 | FALSE | [6 empty] | 3062 | 3 | B1 | 0 | 0 | 0 | 0 | 0 | 0 | 0 | 0 | 0
| Civic Offices | Solar PV (used on site) (low carbon grid GWP only) | 1705700 | 1000003062 | 5 | Services equipment | UK Grid example low carbon (negative) | EPD | 12750 | kWh | 1 | 44 | 1 | FALSE | 1 | FALSE | [6 empty] | 3062 | 3 | B2B3 | 0 | 0 | 0 | 0 | 0 | 0 | 0 | 0 | 0
| Civic Offices | Solar PV (used on site) (low carbon grid GWP only) | 1705700 | 1000003062 | 5 | Services equipment | UK Grid example low carbon (negative) | EPD | 12750 | kWh | 1 | 44 | 1 | FALSE | 1 | FALSE | [6 empty] | 3062 | 3 | B6 | -3187.5 | 0 | 0 | 0 | 0 | 0 | 0 | 0 | 0
| Civic Offices | Solar PV (used on site) (low carbon grid GWP only) | 1705700 | 1000003062 | 5 | Services equipment | UK Grid example low carbon (negative) | EPD | 12750 | kWh | 1 | 44 | 1 | FALSE | 1 | FALSE | [6 empty] | 3062 | 3 | B6+ | 0 | 0 | 0 | 0 | 0 | 0 | 0 | 0 | 0
| Civic Offices | Solar PV (used on site) (low carbon grid GWP only) | 1705700 | 1000003062 | 5 | Services equipment | UK Grid example low carbon (negative) | EPD | 12750 | kWh | 1 | 44 | 1 | FALSE | 1 | FALSE | [6 empty] | 3062 | 3 | B7 | 0 | 0 | 0 | 0 | 0 | 0 | 0 | 0 | 0
| Civic Offices | Solar PV (used on site) (low carbon grid GWP only) | 1705700 | 1000003062 | 5 | Services equipment | UK Grid example low carbon (negative) | EPD | 12750 | kWh | 1 | 44 | 1 | FALSE | 1 | FALSE | [6 empty] | 3062 | 3 | D1 | 0 | 0 | 0 | 0 | 0 | 0 | 0 | 0 | 0
| Civic Offices | Solar PV (used on site) (low carbon grid GWP only) | 1705700 | 1000003062 | 5 | Services equipment | UK Grid example low carbon (negative) | EPD | 12750 | kWh | 1 | 44 | 1 | FALSE | 1 | FALSE | [6 empty] | 3062 | 3 | B4B5 | 0 | 0 | 0 | 0 | 0 | 0 | 0 | 0 | 0
| Civic Offices | Solar PV (used on site) (low carbon grid GWP only) | 1705700 | 1000003062 | 5 | Services equipment | UK Grid example low carbon (negative) | EPD | 12750 | kWh | 1 | 44 | 1 | FALSE | 1 | FALSE | [6 empty] | 3062 | 4 | B1 | 0 | 0 | 0 | 0 | 0 | 0 | 0 | 0 | 0
| Civic Offices | Solar PV (used on site) (low carbon grid GWP only) | 1705700 | 1000003062 | 5 | Services equipment | UK Grid example low carbon (negative) | EPD | 12750 | kWh | 1 | 44 | 1 | FALSE | 1 | FALSE | [6 empty] | 3062 | 4 | B2B3 | 0 | 0 | 0 | 0 | 0 | 0 | 0 | 0 | 0
| Civic Offices | Solar PV (used on site) (low carbon grid GWP only) | 1705700 | 1000003062 | 5 | Services equipment | UK Grid example low carbon (negative) | EPD | 12750 | kWh | 1 | 44 | 1 | FALSE | 1 | FALSE | [6 empty] | 3062 | 4 | B6 | -3187.5 | 0 | 0 | 0 | 0 | 0 | 0 | 0 | 0
| Civic Offices | Solar PV (used on site) (low carbon grid GWP only) | 1705700 | 1000003062 | 5 | Services equipment | UK Grid example low carbon (negative) | EPD | 12750 | kWh | 1 | 44 | 1 | FALSE | 1 | FALSE | [6 empty] | 3062 | 4 | B6+ | 0 | 0 | 0 | 0 | 0 | 0 | 0 | 0 | 0
| Civic Offices | Solar PV (used on site) (low carbon grid GWP only) | 1705700 | 1000003062 | 5 | Services equipment | UK Grid example low carbon (negative) | EPD | 12750 | kWh | 1 | 44 | 1 | FALSE | 1 | FALSE | [6 empty] | 3062 | 4 | B7 | 0 | 0 | 0 | 0 | 0 | 0 | 0 | 0 | 0
| Civic Offices | Solar PV (used on site) (low carbon grid GWP only) | 1705700 | 1000003062 | 5 | Services equipment | UK Grid example low carbon (negative) | EPD | 12750 | kWh | 1 | 44 | 1 | FALSE | 1 | FALSE | [6 empty] | 3062 | 4 | D1 | 0 | 0 | 0 | 0 | 0 | 0 | 0 | 0 | 0
| Civic Offices | Solar PV (used on site) (low carbon grid GWP only) | 1705700 | 1000003062 | 5 | Services equipment | UK Grid example low carbon (negative) | EPD | 12750 | kWh | 1 | 44 | 1 | FALSE | 1 | FALSE | [6 empty] | 3062 | 4 | B4B5 | 0 | 0 | 0 | 0 | 0 | 0 | 0 | 0 | 0
| Civic Offices | Solar PV (used on site) (low carbon grid GWP only) | 1705700 | 1000003062 | 5 | Services equipment | UK Grid example low carbon (negative) | EPD | 12750 | kWh | 1 | 44 | 1 | FALSE | 1 | FALSE | [6 empty] | 3062 | 5 | B1 | 0 | 0 | 0 | 0 | 0 | 0 | 0 | 0 | 0
| Civic Offices | Solar PV (used on site) (low carbon grid GWP only) | 1705700 | 1000003062 | 5 | Services equipment | UK Grid example low carbon (negative) | EPD | 12750 | kWh | 1 | 44 | 1 | FALSE | 1 | FALSE | [6 empty] | 3062 | 5 | B2B3 | 0 | 0 | 0 | 0 | 0 | 0 | 0 | 0 | 0
| Civic Offices | Solar PV (used on site) (low carbon grid GWP only) | 1705700 | 1000003062 | 5 | Services equipment | UK Grid example low carbon (negative) | EPD | 12750 | kWh | 1 | 44 | 1 | FALSE | 1 | FALSE | [6 empty] | 3062 | 5 | B6 | -3187.5 | 0 | 0 | 0 | 0 | 0 | 0 | 0 | 0
| Civic Offices | Solar PV (used on site) (low carbon grid GWP only) | 1705700 | 1000003062 | 5 | Services equipment | UK Grid example low carbon (negative) | EPD | 12750 | kWh | 1 | 44 | 1 | FALSE | 1 | FALSE | [6 empty] | 3062 | 5 | B6+ | 0 | 0 | 0 | 0 | 0 | 0 | 0 | 0 | 0
| Civic Offices | Solar PV (used on site) (low carbon grid GWP only) | 1705700 | 1000003062 | 5 | Services equipment | UK Grid example low carbon (negative) | EPD | 12750 | kWh | 1 | 44 | 1 | FALSE | 1 | FALSE | [6 empty] | 3062 | 5 | B7 | 0 | 0 | 0 | 0 | 0 | 0 | 0 | 0 | 0
| Civic Offices | Solar PV (used on site) (low carbon grid GWP only) | 1705700 | 1000003062 | 5 | Services equipment | UK Grid example low carbon (negative) | EPD | 12750 | kWh | 1 | 44 | 1 | FALSE | 1 | FALSE | [6 empty] | 3062 | 5 | D1 | 0 | 0 | 0 | 0 | 0 | 0 | 0 | 0 | 0
| Civic Offices | Solar PV (used on site) (low carbon grid GWP only) | 1705700 | 1000003062 | 5 | Services equipment | UK Grid example low carbon (negative) | EPD | 12750 | kWh | 1 | 44 | 1 | FALSE | 1 | FALSE | [6 empty] | 3062 | 5 | B4B5 | 0 | 0 | 0 | 0 | 0 | 0 | 0 | 0 | 0
| Civic Offices | Solar PV (used on site) (low carbon grid GWP only) | 1705700 | 1000003062 | 5 | Services equipment | UK Grid example low carbon (negative) | EPD | 12750 | kWh | 1 | 44 | 1 | FALSE | 1 | FALSE | [6 empty] | 3062 | 6 | B1 | 0 | 0 | 0 | 0 | 0 | 0 | 0 | 0 | 0
| Civic Offices | Solar PV (used on site) (low carbon grid GWP only) | 1705700 | 1000003062 | 5 | Services equipment | UK Grid example low carbon (negative) | EPD | 12750 | kWh | 1 | 44 | 1 | FALSE | 1 | FALSE | [6 empty] | 3062 | 6 | B2B3 | 0 | 0 | 0 | 0 | 0 | 0 | 0 | 0 | 0
| Civic Offices | Solar PV (used on site) (low carbon grid GWP only) | 1705700 | 1000003062 | 5 | Services equipment | UK Grid example low carbon (negative) | EPD | 12750 | kWh | 1 | 44 | 1 | FALSE | 1 | FALSE | [6 empty] | 3062 | 6 | B6 | -3187.5 | 0 | 0 | 0 | 0 | 0 | 0 | 0 | 0
| Civic Offices | Solar PV (used on site) (low carbon grid GWP only) | 1705700 | 1000003062 | 5 | Services equipment | UK Grid example low carbon (negative) | EPD | 12750 | kWh | 1 | 44 | 1 | FALSE | 1 | FALSE | [6 empty] | 3062 | 6 | B6+ | 0 | 0 | 0 | 0 | 0 | 0 | 0 | 0 | 0
| Civic Offices | Solar PV (used on site) (low carbon grid GWP only) | 1705700 | 1000003062 | 5 | Services equipment | UK Grid example low carbon (negative) | EPD | 12750 | kWh | 1 | 44 | 1 | FALSE | 1 | FALSE | [6 empty] | 3062 | 6 | B7 | 0 | 0 | 0 | 0 | 0 | 0 | 0 | 0 | 0
| Civic Offices | Solar PV (used on site) (low carbon grid GWP only) | 1705700 | 1000003062 | 5 | Services equipment | UK Grid example low carbon (negative) | EPD | 12750 | kWh | 1 | 44 | 1 | FALSE | 1 | FALSE | [6 empty] | 3062 | 6 | D1 | 0 | 0 | 0 | 0 | 0 | 0 | 0 | 0 | 0
| Civic Offices | Solar PV (used on site) (low carbon grid GWP only) | 1705700 | 1000003062 | 5 | Services equipment | UK Grid example low carbon (negative) | EPD | 12750 | kWh | 1 | 44 | 1 | FALSE | 1 | FALSE | [6 empty] | 3062 | 6 | B4B5 | 0 | 0 | 0 | 0 | 0 | 0 | 0 | 0 | 0
| Civic Offices | Solar PV (used on site) (low carbon grid GWP only) | 1705700 | 1000003062 | 5 | Services equipment | UK Grid example low carbon (negative) | EPD | 12750 | kWh | 1 | 44 | 1 | FALSE | 1 | FALSE | [6 empty] | 3062 | 7 | B1 | 0 | 0 | 0 | 0 | 0 | 0 | 0 | 0 | 0
| Civic Offices | Solar PV (used on site) (low carbon grid GWP only) | 1705700 | 1000003062 | 5 | Services equipment | UK Grid example low carbon (negative) | EPD | 12750 | kWh | 1 | 44 | 1 | FALSE | 1 | FALSE | [6 empty] | 3062 | 7 | B2B3 | 0 | 0 | 0 | 0 | 0 | 0 | 0 | 0 | 0
| Civic Offices | Solar PV (used on site) (low carbon grid GWP only) | 1705700 | 1000003062 | 5 | Services equipment | UK Grid example low carbon (negative) | EPD | 12750 | kWh | 1 | 44 | 1 | FALSE | 1 | FALSE | [6 empty] | 3062 | 7 | B6 | -3187.5 | 0 | 0 | 0 | 0 | 0 | 0 | 0 | 0
| Civic Offices | Solar PV (used on site) (low carbon grid GWP only) | 1705700 | 1000003062 | 5 | Services equipment | UK Grid example low carbon (negative) | EPD | 12750 | kWh | 1 | 44 | 1 | FALSE | 1 | FALSE | [6 empty] | 3062 | 7 | B6+ | 0 | 0 | 0 | 0 | 0 | 0 | 0 | 0 | 0
| Civic Offices | Solar PV (used on site) (low carbon grid GWP only) | 1705700 | 1000003062 | 5 | Services equipment | UK Grid example low carbon (negative) | EPD | 12750 | kWh | 1 | 44 | 1 | FALSE | 1 | FALSE | [6 empty] | 3062 | 7 | B7 | 0 | 0 | 0 | 0 | 0 | 0 | 0 | 0 | 0
| Civic Offices | Solar PV (used on site) (low carbon grid GWP only) | 1705700 | 1000003062 | 5 | Services equipment | UK Grid example low carbon (negative) | EPD | 12750 | kWh | 1 | 44 | 1 | FALSE | 1 | FALSE | [6 empty] | 3062 | 7 | D1 | 0 | 0 | 0 | 0 | 0 | 0 | 0 | 0 | 0
| Civic Offices | Solar PV (used on site) (low carbon grid GWP only) | 1705700 | 1000003062 | 5 | Services equipment | UK Grid example low carbon (negative) | EPD | 12750 | kWh | 1 | 44 | 1 | FALSE | 1 | FALSE | [6 empty] | 3062 | 7 | B4B5 | 0 | 0 | 0 | 0 | 0 | 0 | 0 | 0 | 0
| Civic Offices | Solar PV (used on site) (low carbon grid GWP only) | 1705700 | 1000003062 | 5 | Services equipment | UK Grid example low carbon (negative) | EPD | 12750 | kWh | 1 | 44 | 1 | FALSE | 1 | FALSE | [6 empty] | 3062 | 8 | B1 | 0 | 0 | 0 | 0 | 0 | 0 | 0 | 0 | 0
| Civic Offices | Solar PV (used on site) (low carbon grid GWP only) | 1705700 | 1000003062 | 5 | Services equipment | UK Grid example low carbon (negative) | EPD | 12750 | kWh | 1 | 44 | 1 | FALSE | 1 | FALSE | [6 empty] | 3062 | 8 | B2B3 | 0 | 0 | 0 | 0 | 0 | 0 | 0 | 0 | 0
| Civic Offices | Solar PV (used on site) (low carbon grid GWP only) | 1705700 | 1000003062 | 5 | Services equipment | UK Grid example low carbon (negative) | EPD | 12750 | kWh | 1 | 44 | 1 | FALSE | 1 | FALSE | [6 empty] | 3062 | 8 | B6 | -3187.5 | 0 | 0 | 0 | 0 | 0 | 0 | 0 | 0
| Civic Offices | Solar PV (used on site) (low carbon grid GWP only) | 1705700 | 1000003062 | 5 | Services equipment | UK Grid example low carbon (negative) | EPD | 12750 | kWh | 1 | 44 | 1 | FALSE | 1 | FALSE | [6 empty] | 3062 | 8 | B6+ | 0 | 0 | 0 | 0 | 0 | 0 | 0 | 0 | 0
| Civic Offices | Solar PV (used on site) (low carbon grid GWP only) | 1705700 | 1000003062 | 5 | Services equipment | UK Grid example low carbon (negative) | EPD | 12750 | kWh | 1 | 44 | 1 | FALSE | 1 | FALSE | [6 empty] | 3062 | 8 | B7 | 0 | 0 | 0 | 0 | 0 | 0 | 0 | 0 | 0
| Civic Offices | Solar PV (used on site) (low carbon grid GWP only) | 1705700 | 1000003062 | 5 | Services equipment | UK Grid example low carbon (negative) | EPD | 12750 | kWh | 1 | 44 | 1 | FALSE | 1 | FALSE | [6 empty] | 3062 | 8 | D1 | 0 | 0 | 0 | 0 | 0 | 0 | 0 | 0 | 0
| Civic Offices | Solar PV (used on site) (low carbon grid GWP only) | 1705700 | 1000003062 | 5 | Services equipment | UK Grid example low carbon (negative) | EPD | 12750 | kWh | 1 | 44 | 1 | FALSE | 1 | FALSE | [6 empty] | 3062 | 8 | B4B5 | 0 | 0 | 0 | 0 | 0 | 0 | 0 | 0 | 0
| Civic Offices | Solar PV (used on site) (low carbon grid GWP only) | 1705700 | 1000003062 | 5 | Services equipment | UK Grid example low carbon (negative) | EPD | 12750 | kWh | 1 | 44 | 1 | FALSE | 1 | FALSE | [6 empty] | 3062 | 9 | B1 | 0 | 0 | 0 | 0 | 0 | 0 | 0 | 0 | 0
| Civic Offices | Solar PV (used on site) (low carbon grid GWP only) | 1705700 | 1000003062 | 5 | Services equipment | UK Grid example low carbon (negative) | EPD | 12750 | kWh | 1 | 44 | 1 | FALSE | 1 | FALSE | [6 empty] | 3062 | 9 | B2B3 | 0 | 0 | 0 | 0 | 0 | 0 | 0 | 0 | 0
| Civic Offices | Solar PV (used on site) (low carbon grid GWP only) | 1705700 | 1000003062 | 5 | Services equipment | UK Grid example low carbon (negative) | EPD | 12750 | kWh | 1 | 44 | 1 | FALSE | 1 | FALSE | [6 empty] | 3062 | 9 | B6 | -3187.5 | 0 | 0 | 0 | 0 | 0 | 0 | 0 | 0
| Civic Offices | Solar PV (used on site) (low carbon grid GWP only) | 1705700 | 1000003062 | 5 | Services equipment | UK Grid example low carbon (negative) | EPD | 12750 | kWh | 1 | 44 | 1 | FALSE | 1 | FALSE | [6 empty] | 3062 | 9 | B6+ | 0 | 0 | 0 | 0 | 0 | 0 | 0 | 0 | 0
| Civic Offices | Solar PV (used on site) (low carbon grid GWP only) | 1705700 | 1000003062 | 5 | Services equipment | UK Grid example low carbon (negative) | EPD | 12750 | kWh | 1 | 44 | 1 | FALSE | 1 | FALSE | [6 empty] | 3062 | 9 | B7 | 0 | 0 | 0 | 0 | 0 | 0 | 0 | 0 | 0
| Civic Offices | Solar PV (used on site) (low carbon grid GWP only) | 1705700 | 1000003062 | 5 | Services equipment | UK Grid example low carbon (negative) | EPD | 12750 | kWh | 1 | 44 | 1 | FALSE | 1 | FALSE | [6 empty] | 3062 | 9 | D1 | 0 | 0 | 0 | 0 | 0 | 0 | 0 | 0 | 0
| Civic Offices | Solar PV (used on site) (low carbon grid GWP only) | 1705700 | 1000003062 | 5 | Services equipment | UK Grid example low carbon (negative) | EPD | 12750 | kWh | 1 | 44 | 1 | FALSE | 1 | FALSE | [6 empty] | 3062 | 9 | B4B5 | 0 | 0 | 0 | 0 | 0 | 0 | 0 | 0 | 0
| Civic Offices | Solar PV (used on site) (low carbon grid GWP only) | 1705700 | 1000003062 | 5 | Services equipment | UK Grid example low carbon (negative) | EPD | 12750 | kWh | 1 | 44 | 1 | FALSE | 1 | FALSE | [6 empty] | 3062 | 10 | B1 | 0 | 0 | 0 | 0 | 0 | 0 | 0 | 0 | 0
| Civic Offices | Solar PV (used on site) (low carbon grid GWP only) | 1705700 | 1000003062 | 5 | Services equipment | UK Grid example low carbon (negative) | EPD | 12750 | kWh | 1 | 44 | 1 | FALSE | 1 | FALSE | [6 empty] | 3062 | 10 | B2B3 | 0 | 0 | 0 | 0 | 0 | 0 | 0 | 0 | 0
| Civic Offices | Solar PV (used on site) (low carbon grid GWP only) | 1705700 | 1000003062 | 5 | Services equipment | UK Grid example low carbon (negative) | EPD | 12750 | kWh | 1 | 44 | 1 | FALSE | 1 | FALSE | [6 empty] | 3062 | 10 | B6 | -3187.5 | 0 | 0 | 0 | 0 | 0 | 0 | 0 | 0
| Civic Offices | Solar PV (used on site) (low carbon grid GWP only) | 1705700 | 1000003062 | 5 | Services equipment | UK Grid example low carbon (negative) | EPD | 12750 | kWh | 1 | 44 | 1 | FALSE | 1 | FALSE | [6 empty] | 3062 | 10 | B6+ | 0 | 0 | 0 | 0 | 0 | 0 | 0 | 0 | 0
| Civic Offices | Solar PV (used on site) (low carbon grid GWP only) | 1705700 | 1000003062 | 5 | Services equipment | UK Grid example low carbon (negative) | EPD | 12750 | kWh | 1 | 44 | 1 | FALSE | 1 | FALSE | [6 empty] | 3062 | 10 | B7 | 0 | 0 | 0 | 0 | 0 | 0 | 0 | 0 | 0
| Civic Offices | Solar PV (used on site) (low carbon grid GWP only) | 1705700 | 1000003062 | 5 | Services equipment | UK Grid example low carbon (negative) | EPD | 12750 | kWh | 1 | 44 | 1 | FALSE | 1 | FALSE | [6 empty] | 3062 | 10 | D1 | 0 | 0 | 0 | 0 | 0 | 0 | 0 | 0 | 0
| Civic Offices | Solar PV (used on site) (low carbon grid GWP only) | 1705700 | 1000003062 | 5 | Services equipment | UK Grid example low carbon (negative) | EPD | 12750 | kWh | 1 | 44 | 1 | FALSE | 1 | FALSE | [6 empty] | 3062 | 10 | B4B5 | 0 | 0 | 0 | 0 | 0 | 0 | 0 | 0 | 0
| Civic Offices | Solar PV (used on site) (low carbon grid GWP only) | 1705700 | 1000003062 | 5 | Services equipment | UK Grid example low carbon (negative) | EPD | 12750 | kWh | 1 | 44 | 1 | FALSE | 1 | FALSE | [6 empty] | 3062 | 11 | B1 | 0 | 0 | 0 | 0 | 0 | 0 | 0 | 0 | 0
| Civic Offices | Solar PV (used on site) (low carbon grid GWP only) | 1705700 | 1000003062 | 5 | Services equipment | UK Grid example low carbon (negative) | EPD | 12750 | kWh | 1 | 44 | 1 | FALSE | 1 | FALSE | [6 empty] | 3062 | 11 | B2B3 | 0 | 0 | 0 | 0 | 0 | 0 | 0 | 0 | 0
| Civic Offices | Solar PV (used on site) (low carbon grid GWP only) | 1705700 | 1000003062 | 5 | Services equipment | UK Grid example low carbon (negative) | EPD | 12750 | kWh | 1 | 44 | 1 | FALSE | 1 | FALSE | [6 empty] | 3062 | 11 | B6 | -3187.5 | 0 | 0 | 0 | 0 | 0 | 0 | 0 | 0
| Civic Offices | Solar PV (used on site) (low carbon grid GWP only) | 1705700 | 1000003062 | 5 | Services equipment | UK Grid example low carbon (negative) | EPD | 12750 | kWh | 1 | 44 | 1 | FALSE | 1 | FALSE | [6 empty] | 3062 | 11 | B6+ | 0 | 0 | 0 | 0 | 0 | 0 | 0 | 0 | 0
| Civic Offices | Solar PV (used on site) (low carbon grid GWP only) | 1705700 | 1000003062 | 5 | Services equipment | UK Grid example low carbon (negative) | EPD | 12750 | kWh | 1 | 44 | 1 | FALSE | 1 | FALSE | [6 empty] | 3062 | 11 | B7 | 0 | 0 | 0 | 0 | 0 | 0 | 0 | 0 | 0
| Civic Offices | Solar PV (used on site) (low carbon grid GWP only) | 1705700 | 1000003062 | 5 | Services equipment | UK Grid example low carbon (negative) | EPD | 12750 | kWh | 1 | 44 | 1 | FALSE | 1 | FALSE | [6 empty] | 3062 | 11 | D1 | 0 | 0 | 0 | 0 | 0 | 0 | 0 | 0 | 0
| Civic Offices | Solar PV (used on site) (low carbon grid GWP only) | 1705700 | 1000003062 | 5 | Services equipment | UK Grid example low carbon (negative) | EPD | 12750 | kWh | 1 | 44 | 1 | FALSE | 1 | FALSE | [6 empty] | 3062 | 11 | B4B5 | 0 | 0 | 0 | 0 | 0 | 0 | 0 | 0 | 0
| Civic Offices | Solar PV (used on site) (low carbon grid GWP only) | 1705700 | 1000003062 | 5 | Services equipment | UK Grid example low carbon (negative) | EPD | 12750 | kWh | 1 | 44 | 1 | FALSE | 1 | FALSE | [6 empty] | 3062 | 12 | B1 | 0 | 0 | 0 | 0 | 0 | 0 | 0 | 0 | 0
| Civic Offices | Solar PV (used on site) (low carbon grid GWP only) | 1705700 | 1000003062 | 5 | Services equipment | UK Grid example low carbon (negative) | EPD | 12750 | kWh | 1 | 44 | 1 | FALSE | 1 | FALSE | [6 empty] | 3062 | 12 | B2B3 | 0 | 0 | 0 | 0 | 0 | 0 | 0 | 0 | 0
| Civic Offices | Solar PV (used on site) (low carbon grid GWP only) | 1705700 | 1000003062 | 5 | Services equipment | UK Grid example low carbon (negative) | EPD | 12750 | kWh | 1 | 44 | 1 | FALSE | 1 | FALSE | [6 empty] | 3062 | 12 | B6 | -3187.5 | 0 | 0 | 0 | 0 | 0 | 0 | 0 | 0
| Civic Offices | Solar PV (used on site) (low carbon grid GWP only) | 1705700 | 1000003062 | 5 | Services equipment | UK Grid example low carbon (negative) | EPD | 12750 | kWh | 1 | 44 | 1 | FALSE | 1 | FALSE | [6 empty] | 3062 | 12 | B6+ | 0 | 0 | 0 | 0 | 0 | 0 | 0 | 0 | 0
| Civic Offices | Solar PV (used on site) (low carbon grid GWP only) | 1705700 | 1000003062 | 5 | Services equipment | UK Grid example low carbon (negative) | EPD | 12750 | kWh | 1 | 44 | 1 | FALSE | 1 | FALSE | [6 empty] | 3062 | 12 | B7 | 0 | 0 | 0 | 0 | 0 | 0 | 0 | 0 | 0
| Civic Offices | Solar PV (used on site) (low carbon grid GWP only) | 1705700 | 1000003062 | 5 | Services equipment | UK Grid example low carbon (negative) | EPD | 12750 | kWh | 1 | 44 | 1 | FALSE | 1 | FALSE | [6 empty] | 3062 | 12 | D1 | 0 | 0 | 0 | 0 | 0 | 0 | 0 | 0 | 0
| Civic Offices | Solar PV (used on site) (low carbon grid GWP only) | 1705700 | 1000003062 | 5 | Services equipment | UK Grid example low carbon (negative) | EPD | 12750 | kWh | 1 | 44 | 1 | FALSE | 1 | FALSE | [6 empty] | 3062 | 12 | B4B5 | 0 | 0 | 0 | 0 | 0 | 0 | 0 | 0 | 0
| Civic Offices | Solar PV (used on site) (low carbon grid GWP only) | 1705700 | 1000003062 | 5 | Services equipment | UK Grid example low carbon (negative) | EPD | 12750 | kWh | 1 | 44 | 1 | FALSE | 1 | FALSE | [6 empty] | 3062 | 13 | B1 | 0 | 0 | 0 | 0 | 0 | 0 | 0 | 0 | 0
| Civic Offices | Solar PV (used on site) (low carbon grid GWP only) | 1705700 | 1000003062 | 5 | Services equipment | UK Grid example low carbon (negative) | EPD | 12750 | kWh | 1 | 44 | 1 | FALSE | 1 | FALSE | [6 empty] | 3062 | 13 | B2B3 | 0 | 0 | 0 | 0 | 0 | 0 | 0 | 0 | 0
| Civic Offices | Solar PV (used on site) (low carbon grid GWP only) | 1705700 | 1000003062 | 5 | Services equipment | UK Grid example low carbon (negative) | EPD | 12750 | kWh | 1 | 44 | 1 | FALSE | 1 | FALSE | [6 empty] | 3062 | 13 | B6 | -3187.5 | 0 | 0 | 0 | 0 | 0 | 0 | 0 | 0
| Civic Offices | Solar PV (used on site) (low carbon grid GWP only) | 1705700 | 1000003062 | 5 | Services equipment | UK Grid example low carbon (negative) | EPD | 12750 | kWh | 1 | 44 | 1 | FALSE | 1 | FALSE | [6 empty] | 3062 | 13 | B6+ | 0 | 0 | 0 | 0 | 0 | 0 | 0 | 0 | 0
| Civic Offices | Solar PV (used on site) (low carbon grid GWP only) | 1705700 | 1000003062 | 5 | Services equipment | UK Grid example low carbon (negative) | EPD | 12750 | kWh | 1 | 44 | 1 | FALSE | 1 | FALSE | [6 empty] | 3062 | 13 | B7 | 0 | 0 | 0 | 0 | 0 | 0 | 0 | 0 | 0
| Civic Offices | Solar PV (used on site) (low carbon grid GWP only) | 1705700 | 1000003062 | 5 | Services equipment | UK Grid example low carbon (negative) | EPD | 12750 | kWh | 1 | 44 | 1 | FALSE | 1 | FALSE | [6 empty] | 3062 | 13 | D1 | 0 | 0 | 0 | 0 | 0 | 0 | 0 | 0 | 0
| Civic Offices | Solar PV (used on site) (low carbon grid GWP only) | 1705700 | 1000003062 | 5 | Services equipment | UK Grid example low carbon (negative) | EPD | 12750 | kWh | 1 | 44 | 1 | FALSE | 1 | FALSE | [6 empty] | 3062 | 13 | B4B5 | 0 | 0 | 0 | 0 | 0 | 0 | 0 | 0 | 0
| Civic Offices | Solar PV (used on site) (low carbon grid GWP only) | 1705700 | 1000003062 | 5 | Services equipment | UK Grid example low carbon (negative) | EPD | 12750 | kWh | 1 | 44 | 1 | FALSE | 1 | FALSE | [6 empty] | 3062 | 14 | B1 | 0 | 0 | 0 | 0 | 0 | 0 | 0 | 0 | 0
| Civic Offices | Solar PV (used on site) (low carbon grid GWP only) | 1705700 | 1000003062 | 5 | Services equipment | UK Grid example low carbon (negative) | EPD | 12750 | kWh | 1 | 44 | 1 | FALSE | 1 | FALSE | [6 empty] | 3062 | 14 | B2B3 | 0 | 0 | 0 | 0 | 0 | 0 | 0 | 0 | 0
| Civic Offices | Solar PV (used on site) (low carbon grid GWP only) | 1705700 | 1000003062 | 5 | Services equipment | UK Grid example low carbon (negative) | EPD | 12750 | kWh | 1 | 44 | 1 | FALSE | 1 | FALSE | [6 empty] | 3062 | 14 | B6 | -3187.5 | 0 | 0 | 0 | 0 | 0 | 0 | 0 | 0
| Civic Offices | Solar PV (used on site) (low carbon grid GWP only) | 1705700 | 1000003062 | 5 | Services equipment | UK Grid example low carbon (negative) | EPD | 12750 | kWh | 1 | 44 | 1 | FALSE | 1 | FALSE | [6 empty] | 3062 | 14 | B6+ | 0 | 0 | 0 | 0 | 0 | 0 | 0 | 0 | 0
| Civic Offices | Solar PV (used on site) (low carbon grid GWP only) | 1705700 | 1000003062 | 5 | Services equipment | UK Grid example low carbon (negative) | EPD | 12750 | kWh | 1 | 44 | 1 | FALSE | 1 | FALSE | [6 empty] | 3062 | 14 | B7 | 0 | 0 | 0 | 0 | 0 | 0 | 0 | 0 | 0
| Civic Offices | Solar PV (used on site) (low carbon grid GWP only) | 1705700 | 1000003062 | 5 | Services equipment | UK Grid example low carbon (negative) | EPD | 12750 | kWh | 1 | 44 | 1 | FALSE | 1 | FALSE | [6 empty] | 3062 | 14 | D1 | 0 | 0 | 0 | 0 | 0 | 0 | 0 | 0 | 0
| Civic Offices | Solar PV (used on site) (low carbon grid GWP only) | 1705700 | 1000003062 | 5 | Services equipment | UK Grid example low carbon (negative) | EPD | 12750 | kWh | 1 | 44 | 1 | FALSE | 1 | FALSE | [6 empty] | 3062 | 14 | B4B5 | 0 | 0 | 0 | 0 | 0 | 0 | 0 | 0 | 0
| Civic Offices | Solar PV (used on site) (low carbon grid GWP only) | 1705700 | 1000003062 | 5 | Services equipment | UK Grid example low carbon (negative) | EPD | 12750 | kWh | 1 | 44 | 1 | FALSE | 1 | FALSE | [6 empty] | 3062 | 15 | B1 | 0 | 0 | 0 | 0 | 0 | 0 | 0 | 0 | 0
| Civic Offices | Solar PV (used on site) (low carbon grid GWP only) | 1705700 | 1000003062 | 5 | Services equipment | UK Grid example low carbon (negative) | EPD | 12750 | kWh | 1 | 44 | 1 | FALSE | 1 | FALSE | [6 empty] | 3062 | 15 | B2B3 | 0 | 0 | 0 | 0 | 0 | 0 | 0 | 0 | 0
| Civic Offices | Solar PV (used on site) (low carbon grid GWP only) | 1705700 | 1000003062 | 5 | Services equipment | UK Grid example low carbon (negative) | EPD | 12750 | kWh | 1 | 44 | 1 | FALSE | 1 | FALSE | [6 empty] | 3062 | 15 | B6 | -3187.5 | 0 | 0 | 0 | 0 | 0 | 0 | 0 | 0
| Civic Offices | Solar PV (used on site) (low carbon grid GWP only) | 1705700 | 1000003062 | 5 | Services equipment | UK Grid example low carbon (negative) | EPD | 12750 | kWh | 1 | 44 | 1 | FALSE | 1 | FALSE | [6 empty] | 3062 | 15 | B6+ | 0 | 0 | 0 | 0 | 0 | 0 | 0 | 0 | 0
| Civic Offices | Solar PV (used on site) (low carbon grid GWP only) | 1705700 | 1000003062 | 5 | Services equipment | UK Grid example low carbon (negative) | EPD | 12750 | kWh | 1 | 44 | 1 | FALSE | 1 | FALSE | [6 empty] | 3062 | 15 | B7 | 0 | 0 | 0 | 0 | 0 | 0 | 0 | 0 | 0
| Civic Offices | Solar PV (used on site) (low carbon grid GWP only) | 1705700 | 1000003062 | 5 | Services equipment | UK Grid example low carbon (negative) | EPD | 12750 | kWh | 1 | 44 | 1 | FALSE | 1 | FALSE | [6 empty] | 3062 | 15 | D1 | 0 | 0 | 0 | 0 | 0 | 0 | 0 | 0 | 0
| Civic Offices | Solar PV (used on site) (low carbon grid GWP only) | 1705700 | 1000003062 | 5 | Services equipment | UK Grid example low carbon (negative) | EPD | 12750 | kWh | 1 | 44 | 1 | FALSE | 1 | FALSE | [6 empty] | 3062 | 15 | B4B5 | 0 | 0 | 0 | 0 | 0 | 0 | 0 | 0 | 0
| Civic Offices | Solar PV (used on site) (low carbon grid GWP only) | 1705700 | 1000003062 | 5 | Services equipment | UK Grid example low carbon (negative) | EPD | 12750 | kWh | 1 | 44 | 1 | FALSE | 1 | FALSE | [6 empty] | 3062 | 16 | B1 | 0 | 0 | 0 | 0 | 0 | 0 | 0 | 0 | 0
| Civic Offices | Solar PV (used on site) (low carbon grid GWP only) | 1705700 | 1000003062 | 5 | Services equipment | UK Grid example low carbon (negative) | EPD | 12750 | kWh | 1 | 44 | 1 | FALSE | 1 | FALSE | [6 empty] | 3062 | 16 | B2B3 | 0 | 0 | 0 | 0 | 0 | 0 | 0 | 0 | 0
| Civic Offices | Solar PV (used on site) (low carbon grid GWP only) | 1705700 | 1000003062 | 5 | Services equipment | UK Grid example low carbon (negative) | EPD | 12750 | kWh | 1 | 44 | 1 | FALSE | 1 | FALSE | [6 empty] | 3062 | 16 | B6 | -3187.5 | 0 | 0 | 0 | 0 | 0 | 0 | 0 | 0
| Civic Offices | Solar PV (used on site) (low carbon grid GWP only) | 1705700 | 1000003062 | 5 | Services equipment | UK Grid example low carbon (negative) | EPD | 12750 | kWh | 1 | 44 | 1 | FALSE | 1 | FALSE | [6 empty] | 3062 | 16 | B6+ | 0 | 0 | 0 | 0 | 0 | 0 | 0 | 0 | 0
| Civic Offices | Solar PV (used on site) (low carbon grid GWP only) | 1705700 | 1000003062 | 5 | Services equipment | UK Grid example low carbon (negative) | EPD | 12750 | kWh | 1 | 44 | 1 | FALSE | 1 | FALSE | [6 empty] | 3062 | 16 | B7 | 0 | 0 | 0 | 0 | 0 | 0 | 0 | 0 | 0
| Civic Offices | Solar PV (used on site) (low carbon grid GWP only) | 1705700 | 1000003062 | 5 | Services equipment | UK Grid example low carbon (negative) | EPD | 12750 | kWh | 1 | 44 | 1 | FALSE | 1 | FALSE | [6 empty] | 3062 | 16 | D1 | 0 | 0 | 0 | 0 | 0 | 0 | 0 | 0 | 0
| Civic Offices | Solar PV (used on site) (low carbon grid GWP only) | 1705700 | 1000003062 | 5 | Services equipment | UK Grid example low carbon (negative) | EPD | 12750 | kWh | 1 | 44 | 1 | FALSE | 1 | FALSE | [6 empty] | 3062 | 16 | B4B5 | 0 | 0 | 0 | 0 | 0 | 0 | 0 | 0 | 0
| Civic Offices | Solar PV (used on site) (low carbon grid GWP only) | 1705700 | 1000003062 | 5 | Services equipment | UK Grid example low carbon (negative) | EPD | 12750 | kWh | 1 | 44 | 1 | FALSE | 1 | FALSE | [6 empty] | 3062 | 17 | B1 | 0 | 0 | 0 | 0 | 0 | 0 | 0 | 0 | 0
| Civic Offices | Solar PV (used on site) (low carbon grid GWP only) | 1705700 | 1000003062 | 5 | Services equipment | UK Grid example low carbon (negative) | EPD | 12750 | kWh | 1 | 44 | 1 | FALSE | 1 | FALSE | [6 empty] | 3062 | 17 | B2B3 | 0 | 0 | 0 | 0 | 0 | 0 | 0 | 0 | 0
| Civic Offices | Solar PV (used on site) (low carbon grid GWP only) | 1705700 | 1000003062 | 5 | Services equipment | UK Grid example low carbon (negative) | EPD | 12750 | kWh | 1 | 44 | 1 | FALSE | 1 | FALSE | [6 empty] | 3062 | 17 | B6 | -3187.5 | 0 | 0 | 0 | 0 | 0 | 0 | 0 | 0
| Civic Offices | Solar PV (used on site) (low carbon grid GWP only) | 1705700 | 1000003062 | 5 | Services equipment | UK Grid example low carbon (negative) | EPD | 12750 | kWh | 1 | 44 | 1 | FALSE | 1 | FALSE | [6 empty] | 3062 | 17 | B6+ | 0 | 0 | 0 | 0 | 0 | 0 | 0 | 0 | 0
| Civic Offices | Solar PV (used on site) (low carbon grid GWP only) | 1705700 | 1000003062 | 5 | Services equipment | UK Grid example low carbon (negative) | EPD | 12750 | kWh | 1 | 44 | 1 | FALSE | 1 | FALSE | [6 empty] | 3062 | 17 | B7 | 0 | 0 | 0 | 0 | 0 | 0 | 0 | 0 | 0
| Civic Offices | Solar PV (used on site) (low carbon grid GWP only) | 1705700 | 1000003062 | 5 | Services equipment | UK Grid example low carbon (negative) | EPD | 12750 | kWh | 1 | 44 | 1 | FALSE | 1 | FALSE | [6 empty] | 3062 | 17 | D1 | 0 | 0 | 0 | 0 | 0 | 0 | 0 | 0 | 0
| Civic Offices | Solar PV (used on site) (low carbon grid GWP only) | 1705700 | 1000003062 | 5 | Services equipment | UK Grid example low carbon (negative) | EPD | 12750 | kWh | 1 | 44 | 1 | FALSE | 1 | FALSE | [6 empty] | 3062 | 17 | B4B5 | 0 | 0 | 0 | 0 | 0 | 0 | 0 | 0 | 0
| Civic Offices | Solar PV (used on site) (low carbon grid GWP only) | 1705700 | 1000003062 | 5 | Services equipment | UK Grid example low carbon (negative) | EPD | 12750 | kWh | 1 | 44 | 1 | FALSE | 1 | FALSE | [6 empty] | 3062 | 18 | B1 | 0 | 0 | 0 | 0 | 0 | 0 | 0 | 0 | 0
| Civic Offices | Solar PV (used on site) (low carbon grid GWP only) | 1705700 | 1000003062 | 5 | Services equipment | UK Grid example low carbon (negative) | EPD | 12750 | kWh | 1 | 44 | 1 | FALSE | 1 | FALSE | [6 empty] | 3062 | 18 | B2B3 | 0 | 0 | 0 | 0 | 0 | 0 | 0 | 0 | 0
| Civic Offices | Solar PV (used on site) (low carbon grid GWP only) | 1705700 | 1000003062 | 5 | Services equipment | UK Grid example low carbon (negative) | EPD | 12750 | kWh | 1 | 44 | 1 | FALSE | 1 | FALSE | [6 empty] | 3062 | 18 | B6 | -3187.5 | 0 | 0 | 0 | 0 | 0 | 0 | 0 | 0
| Civic Offices | Solar PV (used on site) (low carbon grid GWP only) | 1705700 | 1000003062 | 5 | Services equipment | UK Grid example low carbon (negative) | EPD | 12750 | kWh | 1 | 44 | 1 | FALSE | 1 | FALSE | [6 empty] | 3062 | 18 | B6+ | 0 | 0 | 0 | 0 | 0 | 0 | 0 | 0 | 0
| Civic Offices | Solar PV (used on site) (low carbon grid GWP only) | 1705700 | 1000003062 | 5 | Services equipment | UK Grid example low carbon (negative) | EPD | 12750 | kWh | 1 | 44 | 1 | FALSE | 1 | FALSE | [6 empty] | 3062 | 18 | B7 | 0 | 0 | 0 | 0 | 0 | 0 | 0 | 0 | 0
| Civic Offices | Solar PV (used on site) (low carbon grid GWP only) | 1705700 | 1000003062 | 5 | Services equipment | UK Grid example low carbon (negative) | EPD | 12750 | kWh | 1 | 44 | 1 | FALSE | 1 | FALSE | [6 empty] | 3062 | 18 | D1 | 0 | 0 | 0 | 0 | 0 | 0 | 0 | 0 | 0
| Civic Offices | Solar PV (used on site) (low carbon grid GWP only) | 1705700 | 1000003062 | 5 | Services equipment | UK Grid example low carbon (negative) | EPD | 12750 | kWh | 1 | 44 | 1 | FALSE | 1 | FALSE | [6 empty] | 3062 | 18 | B4B5 | 0 | 0 | 0 | 0 | 0 | 0 | 0 | 0 | 0
| Civic Offices | Solar PV (used on site) (low carbon grid GWP only) | 1705700 | 1000003062 | 5 | Services equipment | UK Grid example low carbon (negative) | EPD | 12750 | kWh | 1 | 44 | 1 | FALSE | 1 | FALSE | [6 empty] | 3062 | 19 | B1 | 0 | 0 | 0 | 0 | 0 | 0 | 0 | 0 | 0
| Civic Offices | Solar PV (used on site) (low carbon grid GWP only) | 1705700 | 1000003062 | 5 | Services equipment | UK Grid example low carbon (negative) | EPD | 12750 | kWh | 1 | 44 | 1 | FALSE | 1 | FALSE | [6 empty] | 3062 | 19 | B2B3 | 0 | 0 | 0 | 0 | 0 | 0 | 0 | 0 | 0
| Civic Offices | Solar PV (used on site) (low carbon grid GWP only) | 1705700 | 1000003062 | 5 | Services equipment | UK Grid example low carbon (negative) | EPD | 12750 | kWh | 1 | 44 | 1 | FALSE | 1 | FALSE | [6 empty] | 3062 | 19 | B6 | -3187.5 | 0 | 0 | 0 | 0 | 0 | 0 | 0 | 0
| Civic Offices | Solar PV (used on site) (low carbon grid GWP only) | 1705700 | 1000003062 | 5 | Services equipment | UK Grid example low carbon (negative) | EPD | 12750 | kWh | 1 | 44 | 1 | FALSE | 1 | FALSE | [6 empty] | 3062 | 19 | B6+ | 0 | 0 | 0 | 0 | 0 | 0 | 0 | 0 | 0
| Civic Offices | Solar PV (used on site) (low carbon grid GWP only) | 1705700 | 1000003062 | 5 | Services equipment | UK Grid example low carbon (negative) | EPD | 12750 | kWh | 1 | 44 | 1 | FALSE | 1 | FALSE | [6 empty] | 3062 | 19 | B7 | 0 | 0 | 0 | 0 | 0 | 0 | 0 | 0 | 0
| Civic Offices | Solar PV (used on site) (low carbon grid GWP only) | 1705700 | 1000003062 | 5 | Services equipment | UK Grid example low carbon (negative) | EPD | 12750 | kWh | 1 | 44 | 1 | FALSE | 1 | FALSE | [6 empty] | 3062 | 19 | D1 | 0 | 0 | 0 | 0 | 0 | 0 | 0 | 0 | 0
| Civic Offices | Solar PV (used on site) (low carbon grid GWP only) | 1705700 | 1000003062 | 5 | Services equipment | UK Grid example low carbon (negative) | EPD | 12750 | kWh | 1 | 44 | 1 | FALSE | 1 | FALSE | [6 empty] | 3062 | 19 | B4B5 | 0 | 0 | 0 | 0 | 0 | 0 | 0 | 0 | 0
| Civic Offices | Solar PV (used on site) (low carbon grid GWP only) | 1705700 | 1000003062 | 5 | Services equipment | UK Grid example low carbon (negative) | EPD | 12750 | kWh | 1 | 44 | 1 | FALSE | 1 | FALSE | [6 empty] | 3062 | 20 | B1 | 0 | 0 | 0 | 0 | 0 | 0 | 0 | 0 | 0
| Civic Offices | Solar PV (used on site) (low carbon grid GWP only) | 1705700 | 1000003062 | 5 | Services equipment | UK Grid example low carbon (negative) | EPD | 12750 | kWh | 1 | 44 | 1 | FALSE | 1 | FALSE | [6 empty] | 3062 | 20 | B2B3 | 0 | 0 | 0 | 0 | 0 | 0 | 0 | 0 | 0
| Civic Offices | Solar PV (used on site) (low carbon grid GWP only) | 1705700 | 1000003062 | 5 | Services equipment | UK Grid example low carbon (negative) | EPD | 12750 | kWh | 1 | 44 | 1 | FALSE | 1 | FALSE | [6 empty] | 3062 | 20 | B6 | -3187.5 | 0 | 0 | 0 | 0 | 0 | 0 | 0 | 0
| Civic Offices | Solar PV (used on site) (low carbon grid GWP only) | 1705700 | 1000003062 | 5 | Services equipment | UK Grid example low carbon (negative) | EPD | 12750 | kWh | 1 | 44 | 1 | FALSE | 1 | FALSE | [6 empty] | 3062 | 20 | B6+ | 0 | 0 | 0 | 0 | 0 | 0 | 0 | 0 | 0
| Civic Offices | Solar PV (used on site) (low carbon grid GWP only) | 1705700 | 1000003062 | 5 | Services equipment | UK Grid example low carbon (negative) | EPD | 12750 | kWh | 1 | 44 | 1 | FALSE | 1 | FALSE | [6 empty] | 3062 | 20 | B7 | 0 | 0 | 0 | 0 | 0 | 0 | 0 | 0 | 0
| Civic Offices | Solar PV (used on site) (low carbon grid GWP only) | 1705700 | 1000003062 | 5 | Services equipment | UK Grid example low carbon (negative) | EPD | 12750 | kWh | 1 | 44 | 1 | FALSE | 1 | FALSE | [6 empty] | 3062 | 20 | D1 | 0 | 0 | 0 | 0 | 0 | 0 | 0 | 0 | 0
| Civic Offices | Solar PV (used on site) (low carbon grid GWP only) | 1705700 | 1000003062 | 5 | Services equipment | UK Grid example low carbon (negative) | EPD | 12750 | kWh | 1 | 44 | 1 | FALSE | 1 | FALSE | [6 empty] | 3062 | 20 | B4B5 | 0 | 0 | 0 | 0 | 0 | 0 | 0 | 0 | 0
| Civic Offices | Solar PV (used on site) (low carbon grid GWP only) | 1705700 | 1000003062 | 5 | Services equipment | UK Grid example low carbon (negative) | EPD | 12750 | kWh | 1 | 44 | 1 | FALSE | 1 | FALSE | [6 empty] | 3062 | 21 | B1 | 0 | 0 | 0 | 0 | 0 | 0 | 0 | 0 | 0
| Civic Offices | Solar PV (used on site) (low carbon grid GWP only) | 1705700 | 1000003062 | 5 | Services equipment | UK Grid example low carbon (negative) | EPD | 12750 | kWh | 1 | 44 | 1 | FALSE | 1 | FALSE | [6 empty] | 3062 | 21 | B2B3 | 0 | 0 | 0 | 0 | 0 | 0 | 0 | 0 | 0
| Civic Offices | Solar PV (used on site) (low carbon grid GWP only) | 1705700 | 1000003062 | 5 | Services equipment | UK Grid example low carbon (negative) | EPD | 12750 | kWh | 1 | 44 | 1 | FALSE | 1 | FALSE | [6 empty] | 3062 | 21 | B6 | -3187.5 | 0 | 0 | 0 | 0 | 0 | 0 | 0 | 0
| Civic Offices | Solar PV (used on site) (low carbon grid GWP only) | 1705700 | 1000003062 | 5 | Services equipment | UK Grid example low carbon (negative) | EPD | 12750 | kWh | 1 | 44 | 1 | FALSE | 1 | FALSE | [6 empty] | 3062 | 21 | B6+ | 0 | 0 | 0 | 0 | 0 | 0 | 0 | 0 | 0
| Civic Offices | Solar PV (used on site) (low carbon grid GWP only) | 1705700 | 1000003062 | 5 | Services equipment | UK Grid example low carbon (negative) | EPD | 12750 | kWh | 1 | 44 | 1 | FALSE | 1 | FALSE | [6 empty] | 3062 | 21 | B7 | 0 | 0 | 0 | 0 | 0 | 0 | 0 | 0 | 0
| Civic Offices | Solar PV (used on site) (low carbon grid GWP only) | 1705700 | 1000003062 | 5 | Services equipment | UK Grid example low carbon (negative) | EPD | 12750 | kWh | 1 | 44 | 1 | FALSE | 1 | FALSE | [6 empty] | 3062 | 21 | D1 | 0 | 0 | 0 | 0 | 0 | 0 | 0 | 0 | 0
| Civic Offices | Solar PV (used on site) (low carbon grid GWP only) | 1705700 | 1000003062 | 5 | Services equipment | UK Grid example low carbon (negative) | EPD | 12750 | kWh | 1 | 44 | 1 | FALSE | 1 | FALSE | [6 empty] | 3062 | 21 | B4B5 | 0 | 0 | 0 | 0 | 0 | 0 | 0 | 0 | 0
| Civic Offices | Solar PV (used on site) (low carbon grid GWP only) | 1705700 | 1000003062 | 5 | Services equipment | UK Grid example low carbon (negative) | EPD | 12750 | kWh | 1 | 44 | 1 | FALSE | 1 | FALSE | [6 empty] | 3062 | 22 | B1 | 0 | 0 | 0 | 0 | 0 | 0 | 0 | 0 | 0
| Civic Offices | Solar PV (used on site) (low carbon grid GWP only) | 1705700 | 1000003062 | 5 | Services equipment | UK Grid example low carbon (negative) | EPD | 12750 | kWh | 1 | 44 | 1 | FALSE | 1 | FALSE | [6 empty] | 3062 | 22 | B2B3 | 0 | 0 | 0 | 0 | 0 | 0 | 0 | 0 | 0
| Civic Offices | Solar PV (used on site) (low carbon grid GWP only) | 1705700 | 1000003062 | 5 | Services equipment | UK Grid example low carbon (negative) | EPD | 12750 | kWh | 1 | 44 | 1 | FALSE | 1 | FALSE | [6 empty] | 3062 | 22 | B6 | -3187.5 | 0 | 0 | 0 | 0 | 0 | 0 | 0 | 0
| Civic Offices | Solar PV (used on site) (low carbon grid GWP only) | 1705700 | 1000003062 | 5 | Services equipment | UK Grid example low carbon (negative) | EPD | 12750 | kWh | 1 | 44 | 1 | FALSE | 1 | FALSE | [6 empty] | 3062 | 22 | B6+ | 0 | 0 | 0 | 0 | 0 | 0 | 0 | 0 | 0
| Civic Offices | Solar PV (used on site) (low carbon grid GWP only) | 1705700 | 1000003062 | 5 | Services equipment | UK Grid example low carbon (negative) | EPD | 12750 | kWh | 1 | 44 | 1 | FALSE | 1 | FALSE | [6 empty] | 3062 | 22 | B7 | 0 | 0 | 0 | 0 | 0 | 0 | 0 | 0 | 0
| Civic Offices | Solar PV (used on site) (low carbon grid GWP only) | 1705700 | 1000003062 | 5 | Services equipment | UK Grid example low carbon (negative) | EPD | 12750 | kWh | 1 | 44 | 1 | FALSE | 1 | FALSE | [6 empty] | 3062 | 22 | D1 | 0 | 0 | 0 | 0 | 0 | 0 | 0 | 0 | 0
| Civic Offices | Solar PV (used on site) (low carbon grid GWP only) | 1705700 | 1000003062 | 5 | Services equipment | UK Grid example low carbon (negative) | EPD | 12750 | kWh | 1 | 44 | 1 | FALSE | 1 | FALSE | [6 empty] | 3062 | 22 | B4B5 | 0 | 0 | 0 | 0 | 0 | 0 | 0 | 0 | 0
| Civic Offices | Solar PV (used on site) (low carbon grid GWP only) | 1705700 | 1000003062 | 5 | Services equipment | UK Grid example low carbon (negative) | EPD | 12750 | kWh | 1 | 44 | 1 | FALSE | 1 | FALSE | [6 empty] | 3062 | 23 | B1 | 0 | 0 | 0 | 0 | 0 | 0 | 0 | 0 | 0
| Civic Offices | Solar PV (used on site) (low carbon grid GWP only) | 1705700 | 1000003062 | 5 | Services equipment | UK Grid example low carbon (negative) | EPD | 12750 | kWh | 1 | 44 | 1 | FALSE | 1 | FALSE | [6 empty] | 3062 | 23 | B2B3 | 0 | 0 | 0 | 0 | 0 | 0 | 0 | 0 | 0
| Civic Offices | Solar PV (used on site) (low carbon grid GWP only) | 1705700 | 1000003062 | 5 | Services equipment | UK Grid example low carbon (negative) | EPD | 12750 | kWh | 1 | 44 | 1 | FALSE | 1 | FALSE | [6 empty] | 3062 | 23 | B6 | -3187.5 | 0 | 0 | 0 | 0 | 0 | 0 | 0 | 0
| Civic Offices | Solar PV (used on site) (low carbon grid GWP only) | 1705700 | 1000003062 | 5 | Services equipment | UK Grid example low carbon (negative) | EPD | 12750 | kWh | 1 | 44 | 1 | FALSE | 1 | FALSE | [6 empty] | 3062 | 23 | B6+ | 0 | 0 | 0 | 0 | 0 | 0 | 0 | 0 | 0
| Civic Offices | Solar PV (used on site) (low carbon grid GWP only) | 1705700 | 1000003062 | 5 | Services equipment | UK Grid example low carbon (negative) | EPD | 12750 | kWh | 1 | 44 | 1 | FALSE | 1 | FALSE | [6 empty] | 3062 | 23 | B7 | 0 | 0 | 0 | 0 | 0 | 0 | 0 | 0 | 0
| Civic Offices | Solar PV (used on site) (low carbon grid GWP only) | 1705700 | 1000003062 | 5 | Services equipment | UK Grid example low carbon (negative) | EPD | 12750 | kWh | 1 | 44 | 1 | FALSE | 1 | FALSE | [6 empty] | 3062 | 23 | D1 | 0 | 0 | 0 | 0 | 0 | 0 | 0 | 0 | 0
| Civic Offices | Solar PV (used on site) (low carbon grid GWP only) | 1705700 | 1000003062 | 5 | Services equipment | UK Grid example low carbon (negative) | EPD | 12750 | kWh | 1 | 44 | 1 | FALSE | 1 | FALSE | [6 empty] | 3062 | 23 | B4B5 | 0 | 0 | 0 | 0 | 0 | 0 | 0 | 0 | 0
| Civic Offices | Solar PV (used on site) (low carbon grid GWP only) | 1705700 | 1000003062 | 5 | Services equipment | UK Grid example low carbon (negative) | EPD | 12750 | kWh | 1 | 44 | 1 | FALSE | 1 | FALSE | [6 empty] | 3062 | 24 | B1 | 0 | 0 | 0 | 0 | 0 | 0 | 0 | 0 | 0
| Civic Offices | Solar PV (used on site) (low carbon grid GWP only) | 1705700 | 1000003062 | 5 | Services equipment | UK Grid example low carbon (negative) | EPD | 12750 | kWh | 1 | 44 | 1 | FALSE | 1 | FALSE | [6 empty] | 3062 | 24 | B2B3 | 0 | 0 | 0 | 0 | 0 | 0 | 0 | 0 | 0
| Civic Offices | Solar PV (used on site) (low carbon grid GWP only) | 1705700 | 1000003062 | 5 | Services equipment | UK Grid example low carbon (negative) | EPD | 12750 | kWh | 1 | 44 | 1 | FALSE | 1 | FALSE | [6 empty] | 3062 | 24 | B6 | -3187.5 | 0 | 0 | 0 | 0 | 0 | 0 | 0 | 0
| Civic Offices | Solar PV (used on site) (low carbon grid GWP only) | 1705700 | 1000003062 | 5 | Services equipment | UK Grid example low carbon (negative) | EPD | 12750 | kWh | 1 | 44 | 1 | FALSE | 1 | FALSE | [6 empty] | 3062 | 24 | B6+ | 0 | 0 | 0 | 0 | 0 | 0 | 0 | 0 | 0
| Civic Offices | Solar PV (used on site) (low carbon grid GWP only) | 1705700 | 1000003062 | 5 | Services equipment | UK Grid example low carbon (negative) | EPD | 12750 | kWh | 1 | 44 | 1 | FALSE | 1 | FALSE | [6 empty] | 3062 | 24 | B7 | 0 | 0 | 0 | 0 | 0 | 0 | 0 | 0 | 0
| Civic Offices | Solar PV (used on site) (low carbon grid GWP only) | 1705700 | 1000003062 | 5 | Services equipment | UK Grid example low carbon (negative) | EPD | 12750 | kWh | 1 | 44 | 1 | FALSE | 1 | FALSE | [6 empty] | 3062 | 24 | D1 | 0 | 0 | 0 | 0 | 0 | 0 | 0 | 0 | 0
| Civic Offices | Solar PV (used on site) (low carbon grid GWP only) | 1705700 | 1000003062 | 5 | Services equipment | UK Grid example low carbon (negative) | EPD | 12750 | kWh | 1 | 44 | 1 | FALSE | 1 | FALSE | [6 empty] | 3062 | 24 | B4B5 | 0 | 0 | 0 | 0 | 0 | 0 | 0 | 0 | 0
| Civic Offices | Solar PV (used on site) (low carbon grid GWP only) | 1705700 | 1000003062 | 5 | Services equipment | UK Grid example low carbon (negative) | EPD | 12750 | kWh | 1 | 44 | 1 | FALSE | 1 | FALSE | [6 empty] | 3062 | 25 | B1 | 0 | 0 | 0 | 0 | 0 | 0 | 0 | 0 | 0
| Civic Offices | Solar PV (used on site) (low carbon grid GWP only) | 1705700 | 1000003062 | 5 | Services equipment | UK Grid example low carbon (negative) | EPD | 12750 | kWh | 1 | 44 | 1 | FALSE | 1 | FALSE | [6 empty] | 3062 | 25 | B2B3 | 0 | 0 | 0 | 0 | 0 | 0 | 0 | 0 | 0
| Civic Offices | Solar PV (used on site) (low carbon grid GWP only) | 1705700 | 1000003062 | 5 | Services equipment | UK Grid example low carbon (negative) | EPD | 12750 | kWh | 1 | 44 | 1 | FALSE | 1 | FALSE | [6 empty] | 3062 | 25 | B6 | -3187.5 | 0 | 0 | 0 | 0 | 0 | 0 | 0 | 0
| Civic Offices | Solar PV (used on site) (low carbon grid GWP only) | 1705700 | 1000003062 | 5 | Services equipment | UK Grid example low carbon (negative) | EPD | 12750 | kWh | 1 | 44 | 1 | FALSE | 1 | FALSE | [6 empty] | 3062 | 25 | B6+ | 0 | 0 | 0 | 0 | 0 | 0 | 0 | 0 | 0
| Civic Offices | Solar PV (used on site) (low carbon grid GWP only) | 1705700 | 1000003062 | 5 | Services equipment | UK Grid example low carbon (negative) | EPD | 12750 | kWh | 1 | 44 | 1 | FALSE | 1 | FALSE | [6 empty] | 3062 | 25 | B7 | 0 | 0 | 0 | 0 | 0 | 0 | 0 | 0 | 0
| Civic Offices | Solar PV (used on site) (low carbon grid GWP only) | 1705700 | 1000003062 | 5 | Services equipment | UK Grid example low carbon (negative) | EPD | 12750 | kWh | 1 | 44 | 1 | FALSE | 1 | FALSE | [6 empty] | 3062 | 25 | D1 | 0 | 0 | 0 | 0 | 0 | 0 | 0 | 0 | 0
| Civic Offices | Solar PV (used on site) (low carbon grid GWP only) | 1705700 | 1000003062 | 5 | Services equipment | UK Grid example low carbon (negative) | EPD | 12750 | kWh | 1 | 44 | 1 | FALSE | 1 | FALSE | [6 empty] | 3062 | 25 | B4B5 | 0 | 0 | 0 | 0 | 0 | 0 | 0 | 0 | 0
| Civic Offices | Solar PV (used on site) (low carbon grid GWP only) | 1705700 | 1000003062 | 5 | Services equipment | UK Grid example low carbon (negative) | EPD | 12750 | kWh | 1 | 44 | 1 | FALSE | 1 | FALSE | [6 empty] | 3062 | 26 | B1 | 0 | 0 | 0 | 0 | 0 | 0 | 0 | 0 | 0
| Civic Offices | Solar PV (used on site) (low carbon grid GWP only) | 1705700 | 1000003062 | 5 | Services equipment | UK Grid example low carbon (negative) | EPD | 12750 | kWh | 1 | 44 | 1 | FALSE | 1 | FALSE | [6 empty] | 3062 | 26 | B2B3 | 0 | 0 | 0 | 0 | 0 | 0 | 0 | 0 | 0
| Civic Offices | Solar PV (used on site) (low carbon grid GWP only) | 1705700 | 1000003062 | 5 | Services equipment | UK Grid example low carbon (negative) | EPD | 12750 | kWh | 1 | 44 | 1 | FALSE | 1 | FALSE | [6 empty] | 3062 | 26 | B6 | -3187.5 | 0 | 0 | 0 | 0 | 0 | 0 | 0 | 0
| Civic Offices | Solar PV (used on site) (low carbon grid GWP only) | 1705700 | 1000003062 | 5 | Services equipment | UK Grid example low carbon (negative) | EPD | 12750 | kWh | 1 | 44 | 1 | FALSE | 1 | FALSE | [6 empty] | 3062 | 26 | B6+ | 0 | 0 | 0 | 0 | 0 | 0 | 0 | 0 | 0
| Civic Offices | Solar PV (used on site) (low carbon grid GWP only) | 1705700 | 1000003062 | 5 | Services equipment | UK Grid example low carbon (negative) | EPD | 12750 | kWh | 1 | 44 | 1 | FALSE | 1 | FALSE | [6 empty] | 3062 | 26 | B7 | 0 | 0 | 0 | 0 | 0 | 0 | 0 | 0 | 0
| Civic Offices | Solar PV (used on site) (low carbon grid GWP only) | 1705700 | 1000003062 | 5 | Services equipment | UK Grid example low carbon (negative) | EPD | 12750 | kWh | 1 | 44 | 1 | FALSE | 1 | FALSE | [6 empty] | 3062 | 26 | D1 | 0 | 0 | 0 | 0 | 0 | 0 | 0 | 0 | 0
| Civic Offices | Solar PV (used on site) (low carbon grid GWP only) | 1705700 | 1000003062 | 5 | Services equipment | UK Grid example low carbon (negative) | EPD | 12750 | kWh | 1 | 44 | 1 | FALSE | 1 | FALSE | [6 empty] | 3062 | 26 | B4B5 | 0 | 0 | 0 | 0 | 0 | 0 | 0 | 0 | 0
| Civic Offices | Solar PV (used on site) (low carbon grid GWP only) | 1705700 | 1000003062 | 5 | Services equipment | UK Grid example low carbon (negative) | EPD | 12750 | kWh | 1 | 44 | 1 | FALSE | 1 | FALSE | [6 empty] | 3062 | 27 | B1 | 0 | 0 | 0 | 0 | 0 | 0 | 0 | 0 | 0
| Civic Offices | Solar PV (used on site) (low carbon grid GWP only) | 1705700 | 1000003062 | 5 | Services equipment | UK Grid example low carbon (negative) | EPD | 12750 | kWh | 1 | 44 | 1 | FALSE | 1 | FALSE | [6 empty] | 3062 | 27 | B2B3 | 0 | 0 | 0 | 0 | 0 | 0 | 0 | 0 | 0
| Civic Offices | Solar PV (used on site) (low carbon grid GWP only) | 1705700 | 1000003062 | 5 | Services equipment | UK Grid example low carbon (negative) | EPD | 12750 | kWh | 1 | 44 | 1 | FALSE | 1 | FALSE | [6 empty] | 3062 | 27 | B6 | -3187.5 | 0 | 0 | 0 | 0 | 0 | 0 | 0 | 0
| Civic Offices | Solar PV (used on site) (low carbon grid GWP only) | 1705700 | 1000003062 | 5 | Services equipment | UK Grid example low carbon (negative) | EPD | 12750 | kWh | 1 | 44 | 1 | FALSE | 1 | FALSE | [6 empty] | 3062 | 27 | B6+ | 0 | 0 | 0 | 0 | 0 | 0 | 0 | 0 | 0
| Civic Offices | Solar PV (used on site) (low carbon grid GWP only) | 1705700 | 1000003062 | 5 | Services equipment | UK Grid example low carbon (negative) | EPD | 12750 | kWh | 1 | 44 | 1 | FALSE | 1 | FALSE | [6 empty] | 3062 | 27 | B7 | 0 | 0 | 0 | 0 | 0 | 0 | 0 | 0 | 0
| Civic Offices | Solar PV (used on site) (low carbon grid GWP only) | 1705700 | 1000003062 | 5 | Services equipment | UK Grid example low carbon (negative) | EPD | 12750 | kWh | 1 | 44 | 1 | FALSE | 1 | FALSE | [6 empty] | 3062 | 27 | D1 | 0 | 0 | 0 | 0 | 0 | 0 | 0 | 0 | 0
| Civic Offices | Solar PV (used on site) (low carbon grid GWP only) | 1705700 | 1000003062 | 5 | Services equipment | UK Grid example low carbon (negative) | EPD | 12750 | kWh | 1 | 44 | 1 | FALSE | 1 | FALSE | [6 empty] | 3062 | 27 | B4B5 | 0 | 0 | 0 | 0 | 0 | 0 | 0 | 0 | 0
| Civic Offices | Solar PV (used on site) (low carbon grid GWP only) | 1705700 | 1000003062 | 5 | Services equipment | UK Grid example low carbon (negative) | EPD | 12750 | kWh | 1 | 44 | 1 | FALSE | 1 | FALSE | [6 empty] | 3062 | 28 | B1 | 0 | 0 | 0 | 0 | 0 | 0 | 0 | 0 | 0
| Civic Offices | Solar PV (used on site) (low carbon grid GWP only) | 1705700 | 1000003062 | 5 | Services equipment | UK Grid example low carbon (negative) | EPD | 12750 | kWh | 1 | 44 | 1 | FALSE | 1 | FALSE | [6 empty] | 3062 | 28 | B2B3 | 0 | 0 | 0 | 0 | 0 | 0 | 0 | 0 | 0
| Civic Offices | Solar PV (used on site) (low carbon grid GWP only) | 1705700 | 1000003062 | 5 | Services equipment | UK Grid example low carbon (negative) | EPD | 12750 | kWh | 1 | 44 | 1 | FALSE | 1 | FALSE | [6 empty] | 3062 | 28 | B6 | -3187.5 | 0 | 0 | 0 | 0 | 0 | 0 | 0 | 0
| Civic Offices | Solar PV (used on site) (low carbon grid GWP only) | 1705700 | 1000003062 | 5 | Services equipment | UK Grid example low carbon (negative) | EPD | 12750 | kWh | 1 | 44 | 1 | FALSE | 1 | FALSE | [6 empty] | 3062 | 28 | B6+ | 0 | 0 | 0 | 0 | 0 | 0 | 0 | 0 | 0
| Civic Offices | Solar PV (used on site) (low carbon grid GWP only) | 1705700 | 1000003062 | 5 | Services equipment | UK Grid example low carbon (negative) | EPD | 12750 | kWh | 1 | 44 | 1 | FALSE | 1 | FALSE | [6 empty] | 3062 | 28 | B7 | 0 | 0 | 0 | 0 | 0 | 0 | 0 | 0 | 0
| Civic Offices | Solar PV (used on site) (low carbon grid GWP only) | 1705700 | 1000003062 | 5 | Services equipment | UK Grid example low carbon (negative) | EPD | 12750 | kWh | 1 | 44 | 1 | FALSE | 1 | FALSE | [6 empty] | 3062 | 28 | D1 | 0 | 0 | 0 | 0 | 0 | 0 | 0 | 0 | 0
| Civic Offices | Solar PV (used on site) (low carbon grid GWP only) | 1705700 | 1000003062 | 5 | Services equipment | UK Grid example low carbon (negative) | EPD | 12750 | kWh | 1 | 44 | 1 | FALSE | 1 | FALSE | [6 empty] | 3062 | 28 | B4B5 | 0 | 0 | 0 | 0 | 0 | 0 | 0 | 0 | 0
| Civic Offices | Solar PV (used on site) (low carbon grid GWP only) | 1705700 | 1000003062 | 5 | Services equipment | UK Grid example low carbon (negative) | EPD | 12750 | kWh | 1 | 44 | 1 | FALSE | 1 | FALSE | [6 empty] | 3062 | 29 | B1 | 0 | 0 | 0 | 0 | 0 | 0 | 0 | 0 | 0
| Civic Offices | Solar PV (used on site) (low carbon grid GWP only) | 1705700 | 1000003062 | 5 | Services equipment | UK Grid example low carbon (negative) | EPD | 12750 | kWh | 1 | 44 | 1 | FALSE | 1 | FALSE | [6 empty] | 3062 | 29 | B2B3 | 0 | 0 | 0 | 0 | 0 | 0 | 0 | 0 | 0
| Civic Offices | Solar PV (used on site) (low carbon grid GWP only) | 1705700 | 1000003062 | 5 | Services equipment | UK Grid example low carbon (negative) | EPD | 12750 | kWh | 1 | 44 | 1 | FALSE | 1 | FALSE | [6 empty] | 3062 | 29 | B6 | -3187.5 | 0 | 0 | 0 | 0 | 0 | 0 | 0 | 0
| Civic Offices | Solar PV (used on site) (low carbon grid GWP only) | 1705700 | 1000003062 | 5 | Services equipment | UK Grid example low carbon (negative) | EPD | 12750 | kWh | 1 | 44 | 1 | FALSE | 1 | FALSE | [6 empty] | 3062 | 29 | B6+ | 0 | 0 | 0 | 0 | 0 | 0 | 0 | 0 | 0
| Civic Offices | Solar PV (used on site) (low carbon grid GWP only) | 1705700 | 1000003062 | 5 | Services equipment | UK Grid example low carbon (negative) | EPD | 12750 | kWh | 1 | 44 | 1 | FALSE | 1 | FALSE | [6 empty] | 3062 | 29 | B7 | 0 | 0 | 0 | 0 | 0 | 0 | 0 | 0 | 0
| Civic Offices | Solar PV (used on site) (low carbon grid GWP only) | 1705700 | 1000003062 | 5 | Services equipment | UK Grid example low carbon (negative) | EPD | 12750 | kWh | 1 | 44 | 1 | FALSE | 1 | FALSE | [6 empty] | 3062 | 29 | D1 | 0 | 0 | 0 | 0 | 0 | 0 | 0 | 0 | 0
| Civic Offices | Solar PV (used on site) (low carbon grid GWP only) | 1705700 | 1000003062 | 5 | Services equipment | UK Grid example low carbon (negative) | EPD | 12750 | kWh | 1 | 44 | 1 | FALSE | 1 | FALSE | [6 empty] | 3062 | 29 | B4B5 | 0 | 0 | 0 | 0 | 0 | 0 | 0 | 0 | 0
| Civic Offices | Solar PV (used on site) (low carbon grid GWP only) | 1705700 | 1000003062 | 5 | Services equipment | UK Grid example low carbon (negative) | EPD | 12750 | kWh | 1 | 44 | 1 | FALSE | 1 | FALSE | [6 empty] | 3062 | 30 | B1 | 0 | 0 | 0 | 0 | 0 | 0 | 0 | 0 | 0
| Civic Offices | Solar PV (used on site) (low carbon grid GWP only) | 1705700 | 1000003062 | 5 | Services equipment | UK Grid example low carbon (negative) | EPD | 12750 | kWh | 1 | 44 | 1 | FALSE | 1 | FALSE | [6 empty] | 3062 | 30 | B2B3 | 0 | 0 | 0 | 0 | 0 | 0 | 0 | 0 | 0
| Civic Offices | Solar PV (used on site) (low carbon grid GWP only) | 1705700 | 1000003062 | 5 | Services equipment | UK Grid example low carbon (negative) | EPD | 12750 | kWh | 1 | 44 | 1 | FALSE | 1 | FALSE | [6 empty] | 3062 | 30 | B6 | -3187.5 | 0 | 0 | 0 | 0 | 0 | 0 | 0 | 0
| Civic Offices | Solar PV (used on site) (low carbon grid GWP only) | 1705700 | 1000003062 | 5 | Services equipment | UK Grid example low carbon (negative) | EPD | 12750 | kWh | 1 | 44 | 1 | FALSE | 1 | FALSE | [6 empty] | 3062 | 30 | B6+ | 0 | 0 | 0 | 0 | 0 | 0 | 0 | 0 | 0
| Civic Offices | Solar PV (used on site) (low carbon grid GWP only) | 1705700 | 1000003062 | 5 | Services equipment | UK Grid example low carbon (negative) | EPD | 12750 | kWh | 1 | 44 | 1 | FALSE | 1 | FALSE | [6 empty] | 3062 | 30 | B7 | 0 | 0 | 0 | 0 | 0 | 0 | 0 | 0 | 0
| Civic Offices | Solar PV (used on site) (low carbon grid GWP only) | 1705700 | 1000003062 | 5 | Services equipment | UK Grid example low carbon (negative) | EPD | 12750 | kWh | 1 | 44 | 1 | FALSE | 1 | FALSE | [6 empty] | 3062 | 30 | D1 | 0 | 0 | 0 | 0 | 0 | 0 | 0 | 0 | 0
| Civic Offices | Solar PV (used on site) (low carbon grid GWP only) | 1705700 | 1000003062 | 5 | Services equipment | UK Grid example low carbon (negative) | EPD | 12750 | kWh | 1 | 44 | 1 | FALSE | 1 | FALSE | [6 empty] | 3062 | 30 | B4B5 | 0 | 0 | 0 | 0 | 0 | 0 | 0 | 0 | 0
| Civic Offices | Solar PV (used on site) (low carbon grid GWP only) | 1705700 | 1000003062 | 5 | Services equipment | UK Grid example low carbon (negative) | EPD | 12750 | kWh | 1 | 44 | 1 | FALSE | 1 | FALSE | [6 empty] | 3062 | 31 | B1 | 0 | 0 | 0 | 0 | 0 | 0 | 0 | 0 | 0
| Civic Offices | Solar PV (used on site) (low carbon grid GWP only) | 1705700 | 1000003062 | 5 | Services equipment | UK Grid example low carbon (negative) | EPD | 12750 | kWh | 1 | 44 | 1 | FALSE | 1 | FALSE | [6 empty] | 3062 | 31 | B2B3 | 0 | 0 | 0 | 0 | 0 | 0 | 0 | 0 | 0
| Civic Offices | Solar PV (used on site) (low carbon grid GWP only) | 1705700 | 1000003062 | 5 | Services equipment | UK Grid example low carbon (negative) | EPD | 12750 | kWh | 1 | 44 | 1 | FALSE | 1 | FALSE | [6 empty] | 3062 | 31 | B6 | -3187.5 | 0 | 0 | 0 | 0 | 0 | 0 | 0 | 0
| Civic Offices | Solar PV (used on site) (low carbon grid GWP only) | 1705700 | 1000003062 | 5 | Services equipment | UK Grid example low carbon (negative) | EPD | 12750 | kWh | 1 | 44 | 1 | FALSE | 1 | FALSE | [6 empty] | 3062 | 31 | B6+ | 0 | 0 | 0 | 0 | 0 | 0 | 0 | 0 | 0
| Civic Offices | Solar PV (used on site) (low carbon grid GWP only) | 1705700 | 1000003062 | 5 | Services equipment | UK Grid example low carbon (negative) | EPD | 12750 | kWh | 1 | 44 | 1 | FALSE | 1 | FALSE | [6 empty] | 3062 | 31 | B7 | 0 | 0 | 0 | 0 | 0 | 0 | 0 | 0 | 0
| Civic Offices | Solar PV (used on site) (low carbon grid GWP only) | 1705700 | 1000003062 | 5 | Services equipment | UK Grid example low carbon (negative) | EPD | 12750 | kWh | 1 | 44 | 1 | FALSE | 1 | FALSE | [6 empty] | 3062 | 31 | D1 | 0 | 0 | 0 | 0 | 0 | 0 | 0 | 0 | 0
| Civic Offices | Solar PV (used on site) (low carbon grid GWP only) | 1705700 | 1000003062 | 5 | Services equipment | UK Grid example low carbon (negative) | EPD | 12750 | kWh | 1 | 44 | 1 | FALSE | 1 | FALSE | [6 empty] | 3062 | 31 | B4B5 | 0 | 0 | 0 | 0 | 0 | 0 | 0 | 0 | 0
| Civic Offices | Solar PV (used on site) (low carbon grid GWP only) | 1705700 | 1000003062 | 5 | Services equipment | UK Grid example low carbon (negative) | EPD | 12750 | kWh | 1 | 44 | 1 | FALSE | 1 | FALSE | [6 empty] | 3062 | 32 | B1 | 0 | 0 | 0 | 0 | 0 | 0 | 0 | 0 | 0
| Civic Offices | Solar PV (used on site) (low carbon grid GWP only) | 1705700 | 1000003062 | 5 | Services equipment | UK Grid example low carbon (negative) | EPD | 12750 | kWh | 1 | 44 | 1 | FALSE | 1 | FALSE | [6 empty] | 3062 | 32 | B2B3 | 0 | 0 | 0 | 0 | 0 | 0 | 0 | 0 | 0
| Civic Offices | Solar PV (used on site) (low carbon grid GWP only) | 1705700 | 1000003062 | 5 | Services equipment | UK Grid example low carbon (negative) | EPD | 12750 | kWh | 1 | 44 | 1 | FALSE | 1 | FALSE | [6 empty] | 3062 | 32 | B6 | -3187.5 | 0 | 0 | 0 | 0 | 0 | 0 | 0 | 0
| Civic Offices | Solar PV (used on site) (low carbon grid GWP only) | 1705700 | 1000003062 | 5 | Services equipment | UK Grid example low carbon (negative) | EPD | 12750 | kWh | 1 | 44 | 1 | FALSE | 1 | FALSE | [6 empty] | 3062 | 32 | B6+ | 0 | 0 | 0 | 0 | 0 | 0 | 0 | 0 | 0
| Civic Offices | Solar PV (used on site) (low carbon grid GWP only) | 1705700 | 1000003062 | 5 | Services equipment | UK Grid example low carbon (negative) | EPD | 12750 | kWh | 1 | 44 | 1 | FALSE | 1 | FALSE | [6 empty] | 3062 | 32 | B7 | 0 | 0 | 0 | 0 | 0 | 0 | 0 | 0 | 0
| Civic Offices | Solar PV (used on site) (low carbon grid GWP only) | 1705700 | 1000003062 | 5 | Services equipment | UK Grid example low carbon (negative) | EPD | 12750 | kWh | 1 | 44 | 1 | FALSE | 1 | FALSE | [6 empty] | 3062 | 32 | D1 | 0 | 0 | 0 | 0 | 0 | 0 | 0 | 0 | 0
| Civic Offices | Solar PV (used on site) (low carbon grid GWP only) | 1705700 | 1000003062 | 5 | Services equipment | UK Grid example low carbon (negative) | EPD | 12750 | kWh | 1 | 44 | 1 | FALSE | 1 | FALSE | [6 empty] | 3062 | 32 | B4B5 | 0 | 0 | 0 | 0 | 0 | 0 | 0 | 0 | 0
| Civic Offices | Solar PV (used on site) (low carbon grid GWP only) | 1705700 | 1000003062 | 5 | Services equipment | UK Grid example low carbon (negative) | EPD | 12750 | kWh | 1 | 44 | 1 | FALSE | 1 | FALSE | [6 empty] | 3062 | 33 | B1 | 0 | 0 | 0 | 0 | 0 | 0 | 0 | 0 | 0
| Civic Offices | Solar PV (used on site) (low carbon grid GWP only) | 1705700 | 1000003062 | 5 | Services equipment | UK Grid example low carbon (negative) | EPD | 12750 | kWh | 1 | 44 | 1 | FALSE | 1 | FALSE | [6 empty] | 3062 | 33 | B2B3 | 0 | 0 | 0 | 0 | 0 | 0 | 0 | 0 | 0
| Civic Offices | Solar PV (used on site) (low carbon grid GWP only) | 1705700 | 1000003062 | 5 | Services equipment | UK Grid example low carbon (negative) | EPD | 12750 | kWh | 1 | 44 | 1 | FALSE | 1 | FALSE | [6 empty] | 3062 | 33 | B6 | -3187.5 | 0 | 0 | 0 | 0 | 0 | 0 | 0 | 0
| Civic Offices | Solar PV (used on site) (low carbon grid GWP only) | 1705700 | 1000003062 | 5 | Services equipment | UK Grid example low carbon (negative) | EPD | 12750 | kWh | 1 | 44 | 1 | FALSE | 1 | FALSE | [6 empty] | 3062 | 33 | B6+ | 0 | 0 | 0 | 0 | 0 | 0 | 0 | 0 | 0
| Civic Offices | Solar PV (used on site) (low carbon grid GWP only) | 1705700 | 1000003062 | 5 | Services equipment | UK Grid example low carbon (negative) | EPD | 12750 | kWh | 1 | 44 | 1 | FALSE | 1 | FALSE | [6 empty] | 3062 | 33 | B7 | 0 | 0 | 0 | 0 | 0 | 0 | 0 | 0 | 0
| Civic Offices | Solar PV (used on site) (low carbon grid GWP only) | 1705700 | 1000003062 | 5 | Services equipment | UK Grid example low carbon (negative) | EPD | 12750 | kWh | 1 | 44 | 1 | FALSE | 1 | FALSE | [6 empty] | 3062 | 33 | D1 | 0 | 0 | 0 | 0 | 0 | 0 | 0 | 0 | 0
| Civic Offices | Solar PV (used on site) (low carbon grid GWP only) | 1705700 | 1000003062 | 5 | Services equipment | UK Grid example low carbon (negative) | EPD | 12750 | kWh | 1 | 44 | 1 | FALSE | 1 | FALSE | [6 empty] | 3062 | 33 | B4B5 | 0 | 0 | 0 | 0 | 0 | 0 | 0 | 0 | 0
| Civic Offices | Solar PV (used on site) (low carbon grid GWP only) | 1705700 | 1000003062 | 5 | Services equipment | UK Grid example low carbon (negative) | EPD | 12750 | kWh | 1 | 44 | 1 | FALSE | 1 | FALSE | [6 empty] | 3062 | 34 | B1 | 0 | 0 | 0 | 0 | 0 | 0 | 0 | 0 | 0
| Civic Offices | Solar PV (used on site) (low carbon grid GWP only) | 1705700 | 1000003062 | 5 | Services equipment | UK Grid example low carbon (negative) | EPD | 12750 | kWh | 1 | 44 | 1 | FALSE | 1 | FALSE | [6 empty] | 3062 | 34 | B2B3 | 0 | 0 | 0 | 0 | 0 | 0 | 0 | 0 | 0
| Civic Offices | Solar PV (used on site) (low carbon grid GWP only) | 1705700 | 1000003062 | 5 | Services equipment | UK Grid example low carbon (negative) | EPD | 12750 | kWh | 1 | 44 | 1 | FALSE | 1 | FALSE | [6 empty] | 3062 | 34 | B6 | -3187.5 | 0 | 0 | 0 | 0 | 0 | 0 | 0 | 0
| Civic Offices | Solar PV (used on site) (low carbon grid GWP only) | 1705700 | 1000003062 | 5 | Services equipment | UK Grid example low carbon (negative) | EPD | 12750 | kWh | 1 | 44 | 1 | FALSE | 1 | FALSE | [6 empty] | 3062 | 34 | B6+ | 0 | 0 | 0 | 0 | 0 | 0 | 0 | 0 | 0
| Civic Offices | Solar PV (used on site) (low carbon grid GWP only) | 1705700 | 1000003062 | 5 | Services equipment | UK Grid example low carbon (negative) | EPD | 12750 | kWh | 1 | 44 | 1 | FALSE | 1 | FALSE | [6 empty] | 3062 | 34 | B7 | 0 | 0 | 0 | 0 | 0 | 0 | 0 | 0 | 0
| Civic Offices | Solar PV (used on site) (low carbon grid GWP only) | 1705700 | 1000003062 | 5 | Services equipment | UK Grid example low carbon (negative) | EPD | 12750 | kWh | 1 | 44 | 1 | FALSE | 1 | FALSE | [6 empty] | 3062 | 34 | D1 | 0 | 0 | 0 | 0 | 0 | 0 | 0 | 0 | 0
| Civic Offices | Solar PV (used on site) (low carbon grid GWP only) | 1705700 | 1000003062 | 5 | Services equipment | UK Grid example low carbon (negative) | EPD | 12750 | kWh | 1 | 44 | 1 | FALSE | 1 | FALSE | [6 empty] | 3062 | 34 | B4B5 | 0 | 0 | 0 | 0 | 0 | 0 | 0 | 0 | 0
| Civic Offices | Solar PV (used on site) (low carbon grid GWP only) | 1705700 | 1000003062 | 5 | Services equipment | UK Grid example low carbon (negative) | EPD | 12750 | kWh | 1 | 44 | 1 | FALSE | 1 | FALSE | [6 empty] | 3062 | 35 | B1 | 0 | 0 | 0 | 0 | 0 | 0 | 0 | 0 | 0
| Civic Offices | Solar PV (used on site) (low carbon grid GWP only) | 1705700 | 1000003062 | 5 | Services equipment | UK Grid example low carbon (negative) | EPD | 12750 | kWh | 1 | 44 | 1 | FALSE | 1 | FALSE | [6 empty] | 3062 | 35 | B2B3 | 0 | 0 | 0 | 0 | 0 | 0 | 0 | 0 | 0
| Civic Offices | Solar PV (used on site) (low carbon grid GWP only) | 1705700 | 1000003062 | 5 | Services equipment | UK Grid example low carbon (negative) | EPD | 12750 | kWh | 1 | 44 | 1 | FALSE | 1 | FALSE | [6 empty] | 3062 | 35 | B6 | -3187.5 | 0 | 0 | 0 | 0 | 0 | 0 | 0 | 0
| Civic Offices | Solar PV (used on site) (low carbon grid GWP only) | 1705700 | 1000003062 | 5 | Services equipment | UK Grid example low carbon (negative) | EPD | 12750 | kWh | 1 | 44 | 1 | FALSE | 1 | FALSE | [6 empty] | 3062 | 35 | B6+ | 0 | 0 | 0 | 0 | 0 | 0 | 0 | 0 | 0
| Civic Offices | Solar PV (used on site) (low carbon grid GWP only) | 1705700 | 1000003062 | 5 | Services equipment | UK Grid example low carbon (negative) | EPD | 12750 | kWh | 1 | 44 | 1 | FALSE | 1 | FALSE | [6 empty] | 3062 | 35 | B7 | 0 | 0 | 0 | 0 | 0 | 0 | 0 | 0 | 0
| Civic Offices | Solar PV (used on site) (low carbon grid GWP only) | 1705700 | 1000003062 | 5 | Services equipment | UK Grid example low carbon (negative) | EPD | 12750 | kWh | 1 | 44 | 1 | FALSE | 1 | FALSE | [6 empty] | 3062 | 35 | D1 | 0 | 0 | 0 | 0 | 0 | 0 | 0 | 0 | 0
| Civic Offices | Solar PV (used on site) (low carbon grid GWP only) | 1705700 | 1000003062 | 5 | Services equipment | UK Grid example low carbon (negative) | EPD | 12750 | kWh | 1 | 44 | 1 | FALSE | 1 | FALSE | [6 empty] | 3062 | 35 | B4B5 | 0 | 0 | 0 | 0 | 0 | 0 | 0 | 0 | 0
| Civic Offices | Solar PV (used on site) (low carbon grid GWP only) | 1705700 | 1000003062 | 5 | Services equipment | UK Grid example low carbon (negative) | EPD | 12750 | kWh | 1 | 44 | 1 | FALSE | 1 | FALSE | [6 empty] | 3062 | 36 | B1 | 0 | 0 | 0 | 0 | 0 | 0 | 0 | 0 | 0
| Civic Offices | Solar PV (used on site) (low carbon grid GWP only) | 1705700 | 1000003062 | 5 | Services equipment | UK Grid example low carbon (negative) | EPD | 12750 | kWh | 1 | 44 | 1 | FALSE | 1 | FALSE | [6 empty] | 3062 | 36 | B2B3 | 0 | 0 | 0 | 0 | 0 | 0 | 0 | 0 | 0
| Civic Offices | Solar PV (used on site) (low carbon grid GWP only) | 1705700 | 1000003062 | 5 | Services equipment | UK Grid example low carbon (negative) | EPD | 12750 | kWh | 1 | 44 | 1 | FALSE | 1 | FALSE | [6 empty] | 3062 | 36 | B6 | -3187.5 | 0 | 0 | 0 | 0 | 0 | 0 | 0 | 0
| Civic Offices | Solar PV (used on site) (low carbon grid GWP only) | 1705700 | 1000003062 | 5 | Services equipment | UK Grid example low carbon (negative) | EPD | 12750 | kWh | 1 | 44 | 1 | FALSE | 1 | FALSE | [6 empty] | 3062 | 36 | B6+ | 0 | 0 | 0 | 0 | 0 | 0 | 0 | 0 | 0
| Civic Offices | Solar PV (used on site) (low carbon grid GWP only) | 1705700 | 1000003062 | 5 | Services equipment | UK Grid example low carbon (negative) | EPD | 12750 | kWh | 1 | 44 | 1 | FALSE | 1 | FALSE | [6 empty] | 3062 | 36 | B7 | 0 | 0 | 0 | 0 | 0 | 0 | 0 | 0 | 0
| Civic Offices | Solar PV (used on site) (low carbon grid GWP only) | 1705700 | 1000003062 | 5 | Services equipment | UK Grid example low carbon (negative) | EPD | 12750 | kWh | 1 | 44 | 1 | FALSE | 1 | FALSE | [6 empty] | 3062 | 36 | D1 | 0 | 0 | 0 | 0 | 0 | 0 | 0 | 0 | 0
| Civic Offices | Solar PV (used on site) (low carbon grid GWP only) | 1705700 | 1000003062 | 5 | Services equipment | UK Grid example low carbon (negative) | EPD | 12750 | kWh | 1 | 44 | 1 | FALSE | 1 | FALSE | [6 empty] | 3062 | 36 | B4B5 | 0 | 0 | 0 | 0 | 0 | 0 | 0 | 0 | 0
| Civic Offices | Solar PV (used on site) (low carbon grid GWP only) | 1705700 | 1000003062 | 5 | Services equipment | UK Grid example low carbon (negative) | EPD | 12750 | kWh | 1 | 44 | 1 | FALSE | 1 | FALSE | [6 empty] | 3062 | 37 | B1 | 0 | 0 | 0 | 0 | 0 | 0 | 0 | 0 | 0
| Civic Offices | Solar PV (used on site) (low carbon grid GWP only) | 1705700 | 1000003062 | 5 | Services equipment | UK Grid example low carbon (negative) | EPD | 12750 | kWh | 1 | 44 | 1 | FALSE | 1 | FALSE | [6 empty] | 3062 | 37 | B2B3 | 0 | 0 | 0 | 0 | 0 | 0 | 0 | 0 | 0
| Civic Offices | Solar PV (used on site) (low carbon grid GWP only) | 1705700 | 1000003062 | 5 | Services equipment | UK Grid example low carbon (negative) | EPD | 12750 | kWh | 1 | 44 | 1 | FALSE | 1 | FALSE | [6 empty] | 3062 | 37 | B6 | -3187.5 | 0 | 0 | 0 | 0 | 0 | 0 | 0 | 0
| Civic Offices | Solar PV (used on site) (low carbon grid GWP only) | 1705700 | 1000003062 | 5 | Services equipment | UK Grid example low carbon (negative) | EPD | 12750 | kWh | 1 | 44 | 1 | FALSE | 1 | FALSE | [6 empty] | 3062 | 37 | B6+ | 0 | 0 | 0 | 0 | 0 | 0 | 0 | 0 | 0
| Civic Offices | Solar PV (used on site) (low carbon grid GWP only) | 1705700 | 1000003062 | 5 | Services equipment | UK Grid example low carbon (negative) | EPD | 12750 | kWh | 1 | 44 | 1 | FALSE | 1 | FALSE | [6 empty] | 3062 | 37 | B7 | 0 | 0 | 0 | 0 | 0 | 0 | 0 | 0 | 0
| Civic Offices | Solar PV (used on site) (low carbon grid GWP only) | 1705700 | 1000003062 | 5 | Services equipment | UK Grid example low carbon (negative) | EPD | 12750 | kWh | 1 | 44 | 1 | FALSE | 1 | FALSE | [6 empty] | 3062 | 37 | D1 | 0 | 0 | 0 | 0 | 0 | 0 | 0 | 0 | 0
| Civic Offices | Solar PV (used on site) (low carbon grid GWP only) | 1705700 | 1000003062 | 5 | Services equipment | UK Grid example low carbon (negative) | EPD | 12750 | kWh | 1 | 44 | 1 | FALSE | 1 | FALSE | [6 empty] | 3062 | 37 | B4B5 | 0 | 0 | 0 | 0 | 0 | 0 | 0 | 0 | 0
| Civic Offices | Solar PV (used on site) (low carbon grid GWP only) | 1705700 | 1000003062 | 5 | Services equipment | UK Grid example low carbon (negative) | EPD | 12750 | kWh | 1 | 44 | 1 | FALSE | 1 | FALSE | [6 empty] | 3062 | 38 | B1 | 0 | 0 | 0 | 0 | 0 | 0 | 0 | 0 | 0
| Civic Offices | Solar PV (used on site) (low carbon grid GWP only) | 1705700 | 1000003062 | 5 | Services equipment | UK Grid example low carbon (negative) | EPD | 12750 | kWh | 1 | 44 | 1 | FALSE | 1 | FALSE | [6 empty] | 3062 | 38 | B2B3 | 0 | 0 | 0 | 0 | 0 | 0 | 0 | 0 | 0
| Civic Offices | Solar PV (used on site) (low carbon grid GWP only) | 1705700 | 1000003062 | 5 | Services equipment | UK Grid example low carbon (negative) | EPD | 12750 | kWh | 1 | 44 | 1 | FALSE | 1 | FALSE | [6 empty] | 3062 | 38 | B6 | -3187.5 | 0 | 0 | 0 | 0 | 0 | 0 | 0 | 0
| Civic Offices | Solar PV (used on site) (low carbon grid GWP only) | 1705700 | 1000003062 | 5 | Services equipment | UK Grid example low carbon (negative) | EPD | 12750 | kWh | 1 | 44 | 1 | FALSE | 1 | FALSE | [6 empty] | 3062 | 38 | B6+ | 0 | 0 | 0 | 0 | 0 | 0 | 0 | 0 | 0
| Civic Offices | Solar PV (used on site) (low carbon grid GWP only) | 1705700 | 1000003062 | 5 | Services equipment | UK Grid example low carbon (negative) | EPD | 12750 | kWh | 1 | 44 | 1 | FALSE | 1 | FALSE | [6 empty] | 3062 | 38 | B7 | 0 | 0 | 0 | 0 | 0 | 0 | 0 | 0 | 0
| Civic Offices | Solar PV (used on site) (low carbon grid GWP only) | 1705700 | 1000003062 | 5 | Services equipment | UK Grid example low carbon (negative) | EPD | 12750 | kWh | 1 | 44 | 1 | FALSE | 1 | FALSE | [6 empty] | 3062 | 38 | D1 | 0 | 0 | 0 | 0 | 0 | 0 | 0 | 0 | 0
| Civic Offices | Solar PV (used on site) (low carbon grid GWP only) | 1705700 | 1000003062 | 5 | Services equipment | UK Grid example low carbon (negative) | EPD | 12750 | kWh | 1 | 44 | 1 | FALSE | 1 | FALSE | [6 empty] | 3062 | 38 | B4B5 | 0 | 0 | 0 | 0 | 0 | 0 | 0 | 0 | 0
| Civic Offices | Solar PV (used on site) (low carbon grid GWP only) | 1705700 | 1000003062 | 5 | Services equipment | UK Grid example low carbon (negative) | EPD | 12750 | kWh | 1 | 44 | 1 | FALSE | 1 | FALSE | [6 empty] | 3062 | 39 | B1 | 0 | 0 | 0 | 0 | 0 | 0 | 0 | 0 | 0
| Civic Offices | Solar PV (used on site) (low carbon grid GWP only) | 1705700 | 1000003062 | 5 | Services equipment | UK Grid example low carbon (negative) | EPD | 12750 | kWh | 1 | 44 | 1 | FALSE | 1 | FALSE | [6 empty] | 3062 | 39 | B2B3 | 0 | 0 | 0 | 0 | 0 | 0 | 0 | 0 | 0
| Civic Offices | Solar PV (used on site) (low carbon grid GWP only) | 1705700 | 1000003062 | 5 | Services equipment | UK Grid example low carbon (negative) | EPD | 12750 | kWh | 1 | 44 | 1 | FALSE | 1 | FALSE | [6 empty] | 3062 | 39 | B6 | -3187.5 | 0 | 0 | 0 | 0 | 0 | 0 | 0 | 0
| Civic Offices | Solar PV (used on site) (low carbon grid GWP only) | 1705700 | 1000003062 | 5 | Services equipment | UK Grid example low carbon (negative) | EPD | 12750 | kWh | 1 | 44 | 1 | FALSE | 1 | FALSE | [6 empty] | 3062 | 39 | B6+ | 0 | 0 | 0 | 0 | 0 | 0 | 0 | 0 | 0
| Civic Offices | Solar PV (used on site) (low carbon grid GWP only) | 1705700 | 1000003062 | 5 | Services equipment | UK Grid example low carbon (negative) | EPD | 12750 | kWh | 1 | 44 | 1 | FALSE | 1 | FALSE | [6 empty] | 3062 | 39 | B7 | 0 | 0 | 0 | 0 | 0 | 0 | 0 | 0 | 0
| Civic Offices | Solar PV (used on site) (low carbon grid GWP only) | 1705700 | 1000003062 | 5 | Services equipment | UK Grid example low carbon (negative) | EPD | 12750 | kWh | 1 | 44 | 1 | FALSE | 1 | FALSE | [6 empty] | 3062 | 39 | D1 | 0 | 0 | 0 | 0 | 0 | 0 | 0 | 0 | 0
| Civic Offices | Solar PV (used on site) (low carbon grid GWP only) | 1705700 | 1000003062 | 5 | Services equipment | UK Grid example low carbon (negative) | EPD | 12750 | kWh | 1 | 44 | 1 | FALSE | 1 | FALSE | [6 empty] | 3062 | 39 | B4B5 | 0 | 0 | 0 | 0 | 0 | 0 | 0 | 0 | 0
| Civic Offices | Solar PV (used on site) (low carbon grid GWP only) | 1705700 | 1000003062 | 5 | Services equipment | UK Grid example low carbon (negative) | EPD | 12750 | kWh | 1 | 44 | 1 | FALSE | 1 | FALSE | [6 empty] | 3062 | 40 | B1 | 0 | 0 | 0 | 0 | 0 | 0 | 0 | 0 | 0
| Civic Offices | Solar PV (used on site) (low carbon grid GWP only) | 1705700 | 1000003062 | 5 | Services equipment | UK Grid example low carbon (negative) | EPD | 12750 | kWh | 1 | 44 | 1 | FALSE | 1 | FALSE | [6 empty] | 3062 | 40 | B2B3 | 0 | 0 | 0 | 0 | 0 | 0 | 0 | 0 | 0
| Civic Offices | Solar PV (used on site) (low carbon grid GWP only) | 1705700 | 1000003062 | 5 | Services equipment | UK Grid example low carbon (negative) | EPD | 12750 | kWh | 1 | 44 | 1 | FALSE | 1 | FALSE | [6 empty] | 3062 | 40 | B6 | -3187.5 | 0 | 0 | 0 | 0 | 0 | 0 | 0 | 0
| Civic Offices | Solar PV (used on site) (low carbon grid GWP only) | 1705700 | 1000003062 | 5 | Services equipment | UK Grid example low carbon (negative) | EPD | 12750 | kWh | 1 | 44 | 1 | FALSE | 1 | FALSE | [6 empty] | 3062 | 40 | B6+ | 0 | 0 | 0 | 0 | 0 | 0 | 0 | 0 | 0
| Civic Offices | Solar PV (used on site) (low carbon grid GWP only) | 1705700 | 1000003062 | 5 | Services equipment | UK Grid example low carbon (negative) | EPD | 12750 | kWh | 1 | 44 | 1 | FALSE | 1 | FALSE | [6 empty] | 3062 | 40 | B7 | 0 | 0 | 0 | 0 | 0 | 0 | 0 | 0 | 0
| Civic Offices | Solar PV (used on site) (low carbon grid GWP only) | 1705700 | 1000003062 | 5 | Services equipment | UK Grid example low carbon (negative) | EPD | 12750 | kWh | 1 | 44 | 1 | FALSE | 1 | FALSE | [6 empty] | 3062 | 40 | D1 | 0 | 0 | 0 | 0 | 0 | 0 | 0 | 0 | 0
| Civic Offices | Solar PV (used on site) (low carbon grid GWP only) | 1705700 | 1000003062 | 5 | Services equipment | UK Grid example low carbon (negative) | EPD | 12750 | kWh | 1 | 44 | 1 | FALSE | 1 | FALSE | [6 empty] | 3062 | 40 | B4B5 | 0 | 0 | 0 | 0 | 0 | 0 | 0 | 0 | 0
| Civic Offices | Solar PV (used on site) (low carbon grid GWP only) | 1705700 | 1000003062 | 5 | Services equipment | UK Grid example low carbon (negative) | EPD | 12750 | kWh | 1 | 44 | 1 | FALSE | 1 | FALSE | [6 empty] | 3062 | 41 | B1 | 0 | 0 | 0 | 0 | 0 | 0 | 0 | 0 | 0
| Civic Offices | Solar PV (used on site) (low carbon grid GWP only) | 1705700 | 1000003062 | 5 | Services equipment | UK Grid example low carbon (negative) | EPD | 12750 | kWh | 1 | 44 | 1 | FALSE | 1 | FALSE | [6 empty] | 3062 | 41 | B2B3 | 0 | 0 | 0 | 0 | 0 | 0 | 0 | 0 | 0
| Civic Offices | Solar PV (used on site) (low carbon grid GWP only) | 1705700 | 1000003062 | 5 | Services equipment | UK Grid example low carbon (negative) | EPD | 12750 | kWh | 1 | 44 | 1 | FALSE | 1 | FALSE | [6 empty] | 3062 | 41 | B6 | -3187.5 | 0 | 0 | 0 | 0 | 0 | 0 | 0 | 0
| Civic Offices | Solar PV (used on site) (low carbon grid GWP only) | 1705700 | 1000003062 | 5 | Services equipment | UK Grid example low carbon (negative) | EPD | 12750 | kWh | 1 | 44 | 1 | FALSE | 1 | FALSE | [6 empty] | 3062 | 41 | B6+ | 0 | 0 | 0 | 0 | 0 | 0 | 0 | 0 | 0
| Civic Offices | Solar PV (used on site) (low carbon grid GWP only) | 1705700 | 1000003062 | 5 | Services equipment | UK Grid example low carbon (negative) | EPD | 12750 | kWh | 1 | 44 | 1 | FALSE | 1 | FALSE | [6 empty] | 3062 | 41 | B7 | 0 | 0 | 0 | 0 | 0 | 0 | 0 | 0 | 0
| Civic Offices | Solar PV (used on site) (low carbon grid GWP only) | 1705700 | 1000003062 | 5 | Services equipment | UK Grid example low carbon (negative) | EPD | 12750 | kWh | 1 | 44 | 1 | FALSE | 1 | FALSE | [6 empty] | 3062 | 41 | D1 | 0 | 0 | 0 | 0 | 0 | 0 | 0 | 0 | 0
| Civic Offices | Solar PV (used on site) (low carbon grid GWP only) | 1705700 | 1000003062 | 5 | Services equipment | UK Grid example low carbon (negative) | EPD | 12750 | kWh | 1 | 44 | 1 | FALSE | 1 | FALSE | [6 empty] | 3062 | 41 | B4B5 | 0 | 0 | 0 | 0 | 0 | 0 | 0 | 0 | 0
| Civic Offices | Solar PV (used on site) (low carbon grid GWP only) | 1705700 | 1000003062 | 5 | Services equipment | UK Grid example low carbon (negative) | EPD | 12750 | kWh | 1 | 44 | 1 | FALSE | 1 | FALSE | [6 empty] | 3062 | 42 | B1 | 0 | 0 | 0 | 0 | 0 | 0 | 0 | 0 | 0
| Civic Offices | Solar PV (used on site) (low carbon grid GWP only) | 1705700 | 1000003062 | 5 | Services equipment | UK Grid example low carbon (negative) | EPD | 12750 | kWh | 1 | 44 | 1 | FALSE | 1 | FALSE | [6 empty] | 3062 | 42 | B2B3 | 0 | 0 | 0 | 0 | 0 | 0 | 0 | 0 | 0
| Civic Offices | Solar PV (used on site) (low carbon grid GWP only) | 1705700 | 1000003062 | 5 | Services equipment | UK Grid example low carbon (negative) | EPD | 12750 | kWh | 1 | 44 | 1 | FALSE | 1 | FALSE | [6 empty] | 3062 | 42 | B6 | -3187.5 | 0 | 0 | 0 | 0 | 0 | 0 | 0 | 0
| Civic Offices | Solar PV (used on site) (low carbon grid GWP only) | 1705700 | 1000003062 | 5 | Services equipment | UK Grid example low carbon (negative) | EPD | 12750 | kWh | 1 | 44 | 1 | FALSE | 1 | FALSE | [6 empty] | 3062 | 42 | B6+ | 0 | 0 | 0 | 0 | 0 | 0 | 0 | 0 | 0
| Civic Offices | Solar PV (used on site) (low carbon grid GWP only) | 1705700 | 1000003062 | 5 | Services equipment | UK Grid example low carbon (negative) | EPD | 12750 | kWh | 1 | 44 | 1 | FALSE | 1 | FALSE | [6 empty] | 3062 | 42 | B7 | 0 | 0 | 0 | 0 | 0 | 0 | 0 | 0 | 0
| Civic Offices | Solar PV (used on site) (low carbon grid GWP only) | 1705700 | 1000003062 | 5 | Services equipment | UK Grid example low carbon (negative) | EPD | 12750 | kWh | 1 | 44 | 1 | FALSE | 1 | FALSE | [6 empty] | 3062 | 42 | D1 | 0 | 0 | 0 | 0 | 0 | 0 | 0 | 0 | 0
| Civic Offices | Solar PV (used on site) (low carbon grid GWP only) | 1705700 | 1000003062 | 5 | Services equipment | UK Grid example low carbon (negative) | EPD | 12750 | kWh | 1 | 44 | 1 | FALSE | 1 | FALSE | [6 empty] | 3062 | 42 | B4B5 | 0 | 0 | 0 | 0 | 0 | 0 | 0 | 0 | 0
| Civic Offices | Solar PV (used on site) (low carbon grid GWP only) | 1705700 | 1000003062 | 5 | Services equipment | UK Grid example low carbon (negative) | EPD | 12750 | kWh | 1 | 44 | 1 | FALSE | 1 | FALSE | [6 empty] | 3062 | 43 | B1 | 0 | 0 | 0 | 0 | 0 | 0 | 0 | 0 | 0
| Civic Offices | Solar PV (used on site) (low carbon grid GWP only) | 1705700 | 1000003062 | 5 | Services equipment | UK Grid example low carbon (negative) | EPD | 12750 | kWh | 1 | 44 | 1 | FALSE | 1 | FALSE | [6 empty] | 3062 | 43 | B2B3 | 0 | 0 | 0 | 0 | 0 | 0 | 0 | 0 | 0
| Civic Offices | Solar PV (used on site) (low carbon grid GWP only) | 1705700 | 1000003062 | 5 | Services equipment | UK Grid example low carbon (negative) | EPD | 12750 | kWh | 1 | 44 | 1 | FALSE | 1 | FALSE | [6 empty] | 3062 | 43 | B6 | -3187.5 | 0 | 0 | 0 | 0 | 0 | 0 | 0 | 0
| Civic Offices | Solar PV (used on site) (low carbon grid GWP only) | 1705700 | 1000003062 | 5 | Services equipment | UK Grid example low carbon (negative) | EPD | 12750 | kWh | 1 | 44 | 1 | FALSE | 1 | FALSE | [6 empty] | 3062 | 43 | B6+ | 0 | 0 | 0 | 0 | 0 | 0 | 0 | 0 | 0
| Civic Offices | Solar PV (used on site) (low carbon grid GWP only) | 1705700 | 1000003062 | 5 | Services equipment | UK Grid example low carbon (negative) | EPD | 12750 | kWh | 1 | 44 | 1 | FALSE | 1 | FALSE | [6 empty] | 3062 | 43 | B7 | 0 | 0 | 0 | 0 | 0 | 0 | 0 | 0 | 0
| Civic Offices | Solar PV (used on site) (low carbon grid GWP only) | 1705700 | 1000003062 | 5 | Services equipment | UK Grid example low carbon (negative) | EPD | 12750 | kWh | 1 | 44 | 1 | FALSE | 1 | FALSE | [6 empty] | 3062 | 43 | D1 | 0 | 0 | 0 | 0 | 0 | 0 | 0 | 0 | 0
| Civic Offices | Solar PV (used on site) (low carbon grid GWP only) | 1705700 | 1000003062 | 5 | Services equipment | UK Grid example low carbon (negative) | EPD | 12750 | kWh | 1 | 44 | 1 | FALSE | 1 | FALSE | [6 empty] | 3062 | 43 | B4B5 | 0 | 0 | 0 | 0 | 0 | 0 | 0 | 0 | 0
| Civic Offices | Solar PV (used on site) (low carbon grid GWP only) | 1705700 | 1000003062 | 5 | Services equipment | UK Grid example low carbon (negative) | EPD | 12750 | kWh | 1 | 44 | 1 | FALSE | 1 | FALSE | [6 empty] | 3062 | 44 | B1 | 0 | 0 | 0 | 0 | 0 | 0 | 0 | 0 | 0
| Civic Offices | Solar PV (used on site) (low carbon grid GWP only) | 1705700 | 1000003062 | 5 | Services equipment | UK Grid example low carbon (negative) | EPD | 12750 | kWh | 1 | 44 | 1 | FALSE | 1 | FALSE | [6 empty] | 3062 | 44 | B2B3 | 0 | 0 | 0 | 0 | 0 | 0 | 0 | 0 | 0
| Civic Offices | Solar PV (used on site) (low carbon grid GWP only) | 1705700 | 1000003062 | 5 | Services equipment | UK Grid example low carbon (negative) | EPD | 12750 | kWh | 1 | 44 | 1 | FALSE | 1 | FALSE | [6 empty] | 3062 | 44 | B6 | -3187.5 | 0 | 0 | 0 | 0 | 0 | 0 | 0 | 0
| Civic Offices | Solar PV (used on site) (low carbon grid GWP only) | 1705700 | 1000003062 | 5 | Services equipment | UK Grid example low carbon (negative) | EPD | 12750 | kWh | 1 | 44 | 1 | FALSE | 1 | FALSE | [6 empty] | 3062 | 44 | B6+ | 0 | 0 | 0 | 0 | 0 | 0 | 0 | 0 | 0
| Civic Offices | Solar PV (used on site) (low carbon grid GWP only) | 1705700 | 1000003062 | 5 | Services equipment | UK Grid example low carbon (negative) | EPD | 12750 | kWh | 1 | 44 | 1 | FALSE | 1 | FALSE | [6 empty] | 3062 | 44 | B7 | 0 | 0 | 0 | 0 | 0 | 0 | 0 | 0 | 0
| Civic Offices | Solar PV (used on site) (low carbon grid GWP only) | 1705700 | 1000003062 | 5 | Services equipment | UK Grid example low carbon (negative) | EPD | 12750 | kWh | 1 | 44 | 1 | FALSE | 1 | FALSE | [6 empty] | 3062 | 44 | D1 | 0 | 0 | 0 | 0 | 0 | 0 | 0 | 0 | 0
| Civic Offices | Solar PV (used on site) (low carbon grid GWP only) | 1705700 | 1000003062 | 5 | Services equipment | UK Grid example low carbon (negative) | EPD | 12750 | kWh | 1 | 44 | 1 | FALSE | 1 | FALSE | [6 empty] | 3062 | 44 | B4B5 | 0 | 0 | 0 | 0 | 0 | 0 | 0 | 0 | 0
| Civic Offices | Solar PV (used on site) (low carbon grid GWP only) | 1705700 | 1000003062 | 5 | Services equipment | UK Grid example low carbon (negative) | EPD | 12750 | kWh | 1 | 44 | 1 | FALSE | 1 | FALSE | [6 empty] | 3062 | 45 | B1 | 0 | 0 | 0 | 0 | 0 | 0 | 0 | 0 | 0
| Civic Offices | Solar PV (used on site) (low carbon grid GWP only) | 1705700 | 1000003062 | 5 | Services equipment | UK Grid example low carbon (negative) | EPD | 12750 | kWh | 1 | 44 | 1 | FALSE | 1 | FALSE | [6 empty] | 3062 | 45 | B2B3 | 0 | 0 | 0 | 0 | 0 | 0 | 0 | 0 | 0
| Civic Offices | Solar PV (used on site) (low carbon grid GWP only) | 1705700 | 1000003062 | 5 | Services equipment | UK Grid example low carbon (negative) | EPD | 12750 | kWh | 1 | 44 | 1 | FALSE | 1 | FALSE | [6 empty] | 3062 | 45 | B6 | -3187.5 | 0 | 0 | 0 | 0 | 0 | 0 | 0 | 0
| Civic Offices | Solar PV (used on site) (low carbon grid GWP only) | 1705700 | 1000003062 | 5 | Services equipment | UK Grid example low carbon (negative) | EPD | 12750 | kWh | 1 | 44 | 1 | FALSE | 1 | FALSE | [6 empty] | 3062 | 45 | B6+ | 0 | 0 | 0 | 0 | 0 | 0 | 0 | 0 | 0
| Civic Offices | Solar PV (used on site) (low carbon grid GWP only) | 1705700 | 1000003062 | 5 | Services equipment | UK Grid example low carbon (negative) | EPD | 12750 | kWh | 1 | 44 | 1 | FALSE | 1 | FALSE | [6 empty] | 3062 | 45 | B7 | 0 | 0 | 0 | 0 | 0 | 0 | 0 | 0 | 0
| Civic Offices | Solar PV (used on site) (low carbon grid GWP only) | 1705700 | 1000003062 | 5 | Services equipment | UK Grid example low carbon (negative) | EPD | 12750 | kWh | 1 | 44 | 1 | FALSE | 1 | FALSE | [6 empty] | 3062 | 45 | D1 | 0 | 0 | 0 | 0 | 0 | 0 | 0 | 0 | 0
| Civic Offices | Solar PV (used on site) (low carbon grid GWP only) | 1705700 | 1000003062 | 5 | Services equipment | UK Grid example low carbon (negative) | EPD | 12750 | kWh | 1 | 44 | 1 | FALSE | 1 | FALSE | [6 empty] | 3062 | 45 | B4B5 | 0 | 0 | 0 | 0 | 0 | 0 | 0 | 0 | 0
| Civic Offices | Solar PV (used on site) (low carbon grid GWP only) | 1705700 | 1000003062 | 5 | Services equipment | UK Grid example low carbon (negative) | EPD | 12750 | kWh | 1 | 44 | 1 | FALSE | 1 | FALSE | [6 empty] | 3062 | 46 | B1 | 0 | 0 | 0 | 0 | 0 | 0 | 0 | 0 | 0
| Civic Offices | Solar PV (used on site) (low carbon grid GWP only) | 1705700 | 1000003062 | 5 | Services equipment | UK Grid example low carbon (negative) | EPD | 12750 | kWh | 1 | 44 | 1 | FALSE | 1 | FALSE | [6 empty] | 3062 | 46 | B2B3 | 0 | 0 | 0 | 0 | 0 | 0 | 0 | 0 | 0
| Civic Offices | Solar PV (used on site) (low carbon grid GWP only) | 1705700 | 1000003062 | 5 | Services equipment | UK Grid example low carbon (negative) | EPD | 12750 | kWh | 1 | 44 | 1 | FALSE | 1 | FALSE | [6 empty] | 3062 | 46 | B6 | -3187.5 | 0 | 0 | 0 | 0 | 0 | 0 | 0 | 0
| Civic Offices | Solar PV (used on site) (low carbon grid GWP only) | 1705700 | 1000003062 | 5 | Services equipment | UK Grid example low carbon (negative) | EPD | 12750 | kWh | 1 | 44 | 1 | FALSE | 1 | FALSE | [6 empty] | 3062 | 46 | B6+ | 0 | 0 | 0 | 0 | 0 | 0 | 0 | 0 | 0
| Civic Offices | Solar PV (used on site) (low carbon grid GWP only) | 1705700 | 1000003062 | 5 | Services equipment | UK Grid example low carbon (negative) | EPD | 12750 | kWh | 1 | 44 | 1 | FALSE | 1 | FALSE | [6 empty] | 3062 | 46 | B7 | 0 | 0 | 0 | 0 | 0 | 0 | 0 | 0 | 0
| Civic Offices | Solar PV (used on site) (low carbon grid GWP only) | 1705700 | 1000003062 | 5 | Services equipment | UK Grid example low carbon (negative) | EPD | 12750 | kWh | 1 | 44 | 1 | FALSE | 1 | FALSE | [6 empty] | 3062 | 46 | D1 | 0 | 0 | 0 | 0 | 0 | 0 | 0 | 0 | 0
| Civic Offices | Solar PV (used on site) (low carbon grid GWP only) | 1705700 | 1000003062 | 5 | Services equipment | UK Grid example low carbon (negative) | EPD | 12750 | kWh | 1 | 44 | 1 | FALSE | 1 | FALSE | [6 empty] | 3062 | 46 | B4B5 | 0 | 0 | 0 | 0 | 0 | 0 | 0 | 0 | 0
| Civic Offices | Solar PV (used on site) (low carbon grid GWP only) | 1705700 | 1000003062 | 5 | Services equipment | UK Grid example low carbon (negative) | EPD | 12750 | kWh | 1 | 44 | 1 | FALSE | 1 | FALSE | [6 empty] | 3062 | 47 | B1 | 0 | 0 | 0 | 0 | 0 | 0 | 0 | 0 | 0
| Civic Offices | Solar PV (used on site) (low carbon grid GWP only) | 1705700 | 1000003062 | 5 | Services equipment | UK Grid example low carbon (negative) | EPD | 12750 | kWh | 1 | 44 | 1 | FALSE | 1 | FALSE | [6 empty] | 3062 | 47 | B2B3 | 0 | 0 | 0 | 0 | 0 | 0 | 0 | 0 | 0
| Civic Offices | Solar PV (used on site) (low carbon grid GWP only) | 1705700 | 1000003062 | 5 | Services equipment | UK Grid example low carbon (negative) | EPD | 12750 | kWh | 1 | 44 | 1 | FALSE | 1 | FALSE | [6 empty] | 3062 | 47 | B6 | -3187.5 | 0 | 0 | 0 | 0 | 0 | 0 | 0 | 0
| Civic Offices | Solar PV (used on site) (low carbon grid GWP only) | 1705700 | 1000003062 | 5 | Services equipment | UK Grid example low carbon (negative) | EPD | 12750 | kWh | 1 | 44 | 1 | FALSE | 1 | FALSE | [6 empty] | 3062 | 47 | B6+ | 0 | 0 | 0 | 0 | 0 | 0 | 0 | 0 | 0
| Civic Offices | Solar PV (used on site) (low carbon grid GWP only) | 1705700 | 1000003062 | 5 | Services equipment | UK Grid example low carbon (negative) | EPD | 12750 | kWh | 1 | 44 | 1 | FALSE | 1 | FALSE | [6 empty] | 3062 | 47 | B7 | 0 | 0 | 0 | 0 | 0 | 0 | 0 | 0 | 0
| Civic Offices | Solar PV (used on site) (low carbon grid GWP only) | 1705700 | 1000003062 | 5 | Services equipment | UK Grid example low carbon (negative) | EPD | 12750 | kWh | 1 | 44 | 1 | FALSE | 1 | FALSE | [6 empty] | 3062 | 47 | D1 | 0 | 0 | 0 | 0 | 0 | 0 | 0 | 0 | 0
| Civic Offices | Solar PV (used on site) (low carbon grid GWP only) | 1705700 | 1000003062 | 5 | Services equipment | UK Grid example low carbon (negative) | EPD | 12750 | kWh | 1 | 44 | 1 | FALSE | 1 | FALSE | [6 empty] | 3062 | 47 | B4B5 | 0 | 0 | 0 | 0 | 0 | 0 | 0 | 0 | 0
| Civic Offices | Solar PV (used on site) (low carbon grid GWP only) | 1705700 | 1000003062 | 5 | Services equipment | UK Grid example low carbon (negative) | EPD | 12750 | kWh | 1 | 44 | 1 | FALSE | 1 | FALSE | [6 empty] | 3062 | 48 | B1 | 0 | 0 | 0 | 0 | 0 | 0 | 0 | 0 | 0
| Civic Offices | Solar PV (used on site) (low carbon grid GWP only) | 1705700 | 1000003062 | 5 | Services equipment | UK Grid example low carbon (negative) | EPD | 12750 | kWh | 1 | 44 | 1 | FALSE | 1 | FALSE | [6 empty] | 3062 | 48 | B2B3 | 0 | 0 | 0 | 0 | 0 | 0 | 0 | 0 | 0
| Civic Offices | Solar PV (used on site) (low carbon grid GWP only) | 1705700 | 1000003062 | 5 | Services equipment | UK Grid example low carbon (negative) | EPD | 12750 | kWh | 1 | 44 | 1 | FALSE | 1 | FALSE | [6 empty] | 3062 | 48 | B6 | -3187.5 | 0 | 0 | 0 | 0 | 0 | 0 | 0 | 0
| Civic Offices | Solar PV (used on site) (low carbon grid GWP only) | 1705700 | 1000003062 | 5 | Services equipment | UK Grid example low carbon (negative) | EPD | 12750 | kWh | 1 | 44 | 1 | FALSE | 1 | FALSE | [6 empty] | 3062 | 48 | B6+ | 0 | 0 | 0 | 0 | 0 | 0 | 0 | 0 | 0
| Civic Offices | Solar PV (used on site) (low carbon grid GWP only) | 1705700 | 1000003062 | 5 | Services equipment | UK Grid example low carbon (negative) | EPD | 12750 | kWh | 1 | 44 | 1 | FALSE | 1 | FALSE | [6 empty] | 3062 | 48 | B7 | 0 | 0 | 0 | 0 | 0 | 0 | 0 | 0 | 0
| Civic Offices | Solar PV (used on site) (low carbon grid GWP only) | 1705700 | 1000003062 | 5 | Services equipment | UK Grid example low carbon (negative) | EPD | 12750 | kWh | 1 | 44 | 1 | FALSE | 1 | FALSE | [6 empty] | 3062 | 48 | D1 | 0 | 0 | 0 | 0 | 0 | 0 | 0 | 0 | 0
| Civic Offices | Solar PV (used on site) (low carbon grid GWP only) | 1705700 | 1000003062 | 5 | Services equipment | UK Grid example low carbon (negative) | EPD | 12750 | kWh | 1 | 44 | 1 | FALSE | 1 | FALSE | [6 empty] | 3062 | 48 | B4B5 | 0 | 0 | 0 | 0 | 0 | 0 | 0 | 0 | 0
| Civic Offices | Solar PV (used on site) (low carbon grid GWP only) | 1705700 | 1000003062 | 5 | Services equipment | UK Grid example low carbon (negative) | EPD | 12750 | kWh | 1 | 44 | 1 | FALSE | 1 | FALSE | [6 empty] | 3062 | 49 | B1 | 0 | 0 | 0 | 0 | 0 | 0 | 0 | 0 | 0
| Civic Offices | Solar PV (used on site) (low carbon grid GWP only) | 1705700 | 1000003062 | 5 | Services equipment | UK Grid example low carbon (negative) | EPD | 12750 | kWh | 1 | 44 | 1 | FALSE | 1 | FALSE | [6 empty] | 3062 | 49 | B2B3 | 0 | 0 | 0 | 0 | 0 | 0 | 0 | 0 | 0
| Civic Offices | Solar PV (used on site) (low carbon grid GWP only) | 1705700 | 1000003062 | 5 | Services equipment | UK Grid example low carbon (negative) | EPD | 12750 | kWh | 1 | 44 | 1 | FALSE | 1 | FALSE | [6 empty] | 3062 | 49 | B6 | -3187.5 | 0 | 0 | 0 | 0 | 0 | 0 | 0 | 0
| Civic Offices | Solar PV (used on site) (low carbon grid GWP only) | 1705700 | 1000003062 | 5 | Services equipment | UK Grid example low carbon (negative) | EPD | 12750 | kWh | 1 | 44 | 1 | FALSE | 1 | FALSE | [6 empty] | 3062 | 49 | B6+ | 0 | 0 | 0 | 0 | 0 | 0 | 0 | 0 | 0
| Civic Offices | Solar PV (used on site) (low carbon grid GWP only) | 1705700 | 1000003062 | 5 | Services equipment | UK Grid example low carbon (negative) | EPD | 12750 | kWh | 1 | 44 | 1 | FALSE | 1 | FALSE | [6 empty] | 3062 | 49 | B7 | 0 | 0 | 0 | 0 | 0 | 0 | 0 | 0 | 0
| Civic Offices | Solar PV (used on site) (low carbon grid GWP only) | 1705700 | 1000003062 | 5 | Services equipment | UK Grid example low carbon (negative) | EPD | 12750 | kWh | 1 | 44 | 1 | FALSE | 1 | FALSE | [6 empty] | 3062 | 49 | D1 | 0 | 0 | 0 | 0 | 0 | 0 | 0 | 0 | 0
| Civic Offices | Solar PV (used on site) (low carbon grid GWP only) | 1705700 | 1000003062 | 5 | Services equipment | UK Grid example low carbon (negative) | EPD | 12750 | kWh | 1 | 44 | 1 | FALSE | 1 | FALSE | [6 empty] | 3062 | 49 | B4B5 | 0 | 0 | 0 | 0 | 0 | 0 | 0 | 0 | 0
| Civic Offices | Solar PV (used on site) (low carbon grid GWP only) | 1705700 | 1000003062 | 5 | Services equipment | UK Grid example low carbon (negative) | EPD | 12750 | kWh | 1 | 44 | 1 | FALSE | 1 | FALSE | [6 empty] | 3062 | 50 | B1 | 0 | 0 | 0 | 0 | 0 | 0 | 0 | 0 | 0
| Civic Offices | Solar PV (used on site) (low carbon grid GWP only) | 1705700 | 1000003062 | 5 | Services equipment | UK Grid example low carbon (negative) | EPD | 12750 | kWh | 1 | 44 | 1 | FALSE | 1 | FALSE | [6 empty] | 3062 | 50 | B2B3 | 0 | 0 | 0 | 0 | 0 | 0 | 0 | 0 | 0
| Civic Offices | Solar PV (used on site) (low carbon grid GWP only) | 1705700 | 1000003062 | 5 | Services equipment | UK Grid example low carbon (negative) | EPD | 12750 | kWh | 1 | 44 | 1 | FALSE | 1 | FALSE | [6 empty] | 3062 | 50 | B6 | -3187.5 | 0 | 0 | 0 | 0 | 0 | 0 | 0 | 0
| Civic Offices | Solar PV (used on site) (low carbon grid GWP only) | 1705700 | 1000003062 | 5 | Services equipment | UK Grid example low carbon (negative) | EPD | 12750 | kWh | 1 | 44 | 1 | FALSE | 1 | FALSE | [6 empty] | 3062 | 50 | B6+ | 0 | 0 | 0 | 0 | 0 | 0 | 0 | 0 | 0
| Civic Offices | Solar PV (used on site) (low carbon grid GWP only) | 1705700 | 1000003062 | 5 | Services equipment | UK Grid example low carbon (negative) | EPD | 12750 | kWh | 1 | 44 | 1 | FALSE | 1 | FALSE | [6 empty] | 3062 | 50 | B7 | 0 | 0 | 0 | 0 | 0 | 0 | 0 | 0 | 0
| Civic Offices | Solar PV (used on site) (low carbon grid GWP only) | 1705700 | 1000003062 | 5 | Services equipment | UK Grid example low carbon (negative) | EPD | 12750 | kWh | 1 | 44 | 1 | FALSE | 1 | FALSE | [6 empty] | 3062 | 50 | D1 | 0 | 0 | 0 | 0 | 0 | 0 | 0 | 0 | 0
| Civic Offices | Solar PV (used on site) (low carbon grid GWP only) | 1705700 | 1000003062 | 5 | Services equipment | UK Grid example low carbon (negative) | EPD | 12750 | kWh | 1 | 44 | 1 | FALSE | 1 | FALSE | [6 empty] | 3062 | 50 | B4B5 | 0 | 0 | 0 | 0 | 0 | 0 | 0 | 0 | 0
| Civic Offices | Solar PV (used on site) (low carbon grid GWP only) | 1705700 | 1000003062 | 5 | Services equipment | UK Grid example low carbon (negative) | EPD | 12750 | kWh | 1 | 44 | 1 | FALSE | 1 | FALSE | [6 empty] | 3062 | 51 | B1 | 0 | 0 | 0 | 0 | 0 | 0 | 0 | 0 | 0
| Civic Offices | Solar PV (used on site) (low carbon grid GWP only) | 1705700 | 1000003062 | 5 | Services equipment | UK Grid example low carbon (negative) | EPD | 12750 | kWh | 1 | 44 | 1 | FALSE | 1 | FALSE | [6 empty] | 3062 | 51 | B2B3 | 0 | 0 | 0 | 0 | 0 | 0 | 0 | 0 | 0
| Civic Offices | Solar PV (used on site) (low carbon grid GWP only) | 1705700 | 1000003062 | 5 | Services equipment | UK Grid example low carbon (negative) | EPD | 12750 | kWh | 1 | 44 | 1 | FALSE | 1 | FALSE | [6 empty] | 3062 | 51 | B6 | -3187.5 | 0 | 0 | 0 | 0 | 0 | 0 | 0 | 0
| Civic Offices | Solar PV (used on site) (low carbon grid GWP only) | 1705700 | 1000003062 | 5 | Services equipment | UK Grid example low carbon (negative) | EPD | 12750 | kWh | 1 | 44 | 1 | FALSE | 1 | FALSE | [6 empty] | 3062 | 51 | B6+ | 0 | 0 | 0 | 0 | 0 | 0 | 0 | 0 | 0
| Civic Offices | Solar PV (used on site) (low carbon grid GWP only) | 1705700 | 1000003062 | 5 | Services equipment | UK Grid example low carbon (negative) | EPD | 12750 | kWh | 1 | 44 | 1 | FALSE | 1 | FALSE | [6 empty] | 3062 | 51 | B7 | 0 | 0 | 0 | 0 | 0 | 0 | 0 | 0 | 0
| Civic Offices | Solar PV (used on site) (low carbon grid GWP only) | 1705700 | 1000003062 | 5 | Services equipment | UK Grid example low carbon (negative) | EPD | 12750 | kWh | 1 | 44 | 1 | FALSE | 1 | FALSE | [6 empty] | 3062 | 51 | D1 | 0 | 0 | 0 | 0 | 0 | 0 | 0 | 0 | 0
| Civic Offices | Solar PV (used on site) (low carbon grid GWP only) | 1705700 | 1000003062 | 5 | Services equipment | UK Grid example low carbon (negative) | EPD | 12750 | kWh | 1 | 44 | 1 | FALSE | 1 | FALSE | [6 empty] | 3062 | 51 | B4B5 | 0 | 0 | 0 | 0 | 0 | 0 | 0 | 0 | 0
| Civic Offices | Solar PV (used on site) (low carbon grid GWP only) | 1705700 | 1000003062 | 5 | Services equipment | UK Grid example low carbon (negative) | EPD | 12750 | kWh | 1 | 44 | 1 | FALSE | 1 | FALSE | [6 empty] | 3062 | 52 | B1 | 0 | 0 | 0 | 0 | 0 | 0 | 0 | 0 | 0
| Civic Offices | Solar PV (used on site) (low carbon grid GWP only) | 1705700 | 1000003062 | 5 | Services equipment | UK Grid example low carbon (negative) | EPD | 12750 | kWh | 1 | 44 | 1 | FALSE | 1 | FALSE | [6 empty] | 3062 | 52 | B2B3 | 0 | 0 | 0 | 0 | 0 | 0 | 0 | 0 | 0
| Civic Offices | Solar PV (used on site) (low carbon grid GWP only) | 1705700 | 1000003062 | 5 | Services equipment | UK Grid example low carbon (negative) | EPD | 12750 | kWh | 1 | 44 | 1 | FALSE | 1 | FALSE | [6 empty] | 3062 | 52 | B6 | -3187.5 | 0 | 0 | 0 | 0 | 0 | 0 | 0 | 0
| Civic Offices | Solar PV (used on site) (low carbon grid GWP only) | 1705700 | 1000003062 | 5 | Services equipment | UK Grid example low carbon (negative) | EPD | 12750 | kWh | 1 | 44 | 1 | FALSE | 1 | FALSE | [6 empty] | 3062 | 52 | B6+ | 0 | 0 | 0 | 0 | 0 | 0 | 0 | 0 | 0
| Civic Offices | Solar PV (used on site) (low carbon grid GWP only) | 1705700 | 1000003062 | 5 | Services equipment | UK Grid example low carbon (negative) | EPD | 12750 | kWh | 1 | 44 | 1 | FALSE | 1 | FALSE | [6 empty] | 3062 | 52 | B7 | 0 | 0 | 0 | 0 | 0 | 0 | 0 | 0 | 0
| Civic Offices | Solar PV (used on site) (low carbon grid GWP only) | 1705700 | 1000003062 | 5 | Services equipment | UK Grid example low carbon (negative) | EPD | 12750 | kWh | 1 | 44 | 1 | FALSE | 1 | FALSE | [6 empty] | 3062 | 52 | D1 | 0 | 0 | 0 | 0 | 0 | 0 | 0 | 0 | 0
| Civic Offices | Solar PV (used on site) (low carbon grid GWP only) | 1705700 | 1000003062 | 5 | Services equipment | UK Grid example low carbon (negative) | EPD | 12750 | kWh | 1 | 44 | 1 | FALSE | 1 | FALSE | [6 empty] | 3062 | 52 | B4B5 | 0 | 0 | 0 | 0 | 0 | 0 | 0 | 0 | 0
| Civic Offices | Solar PV (used on site) (low carbon grid GWP only) | 1705700 | 1000003062 | 5 | Services equipment | UK Grid example low carbon (negative) | EPD | 12750 | kWh | 1 | 44 | 1 | FALSE | 1 | FALSE | [6 empty] | 3062 | 53 | B1 | 0 | 0 | 0 | 0 | 0 | 0 | 0 | 0 | 0
| Civic Offices | Solar PV (used on site) (low carbon grid GWP only) | 1705700 | 1000003062 | 5 | Services equipment | UK Grid example low carbon (negative) | EPD | 12750 | kWh | 1 | 44 | 1 | FALSE | 1 | FALSE | [6 empty] | 3062 | 53 | B2B3 | 0 | 0 | 0 | 0 | 0 | 0 | 0 | 0 | 0
| Civic Offices | Solar PV (used on site) (low carbon grid GWP only) | 1705700 | 1000003062 | 5 | Services equipment | UK Grid example low carbon (negative) | EPD | 12750 | kWh | 1 | 44 | 1 | FALSE | 1 | FALSE | [6 empty] | 3062 | 53 | B6 | -3187.5 | 0 | 0 | 0 | 0 | 0 | 0 | 0 | 0
| Civic Offices | Solar PV (used on site) (low carbon grid GWP only) | 1705700 | 1000003062 | 5 | Services equipment | UK Grid example low carbon (negative) | EPD | 12750 | kWh | 1 | 44 | 1 | FALSE | 1 | FALSE | [6 empty] | 3062 | 53 | B6+ | 0 | 0 | 0 | 0 | 0 | 0 | 0 | 0 | 0
| Civic Offices | Solar PV (used on site) (low carbon grid GWP only) | 1705700 | 1000003062 | 5 | Services equipment | UK Grid example low carbon (negative) | EPD | 12750 | kWh | 1 | 44 | 1 | FALSE | 1 | FALSE | [6 empty] | 3062 | 53 | B7 | 0 | 0 | 0 | 0 | 0 | 0 | 0 | 0 | 0
| Civic Offices | Solar PV (used on site) (low carbon grid GWP only) | 1705700 | 1000003062 | 5 | Services equipment | UK Grid example low carbon (negative) | EPD | 12750 | kWh | 1 | 44 | 1 | FALSE | 1 | FALSE | [6 empty] | 3062 | 53 | D1 | 0 | 0 | 0 | 0 | 0 | 0 | 0 | 0 | 0
| Civic Offices | Solar PV (used on site) (low carbon grid GWP only) | 1705700 | 1000003062 | 5 | Services equipment | UK Grid example low carbon (negative) | EPD | 12750 | kWh | 1 | 44 | 1 | FALSE | 1 | FALSE | [6 empty] | 3062 | 53 | B4B5 | 0 | 0 | 0 | 0 | 0 | 0 | 0 | 0 | 0
| Civic Offices | Solar PV (used on site) (low carbon grid GWP only) | 1705700 | 1000003062 | 5 | Services equipment | UK Grid example low carbon (negative) | EPD | 12750 | kWh | 1 | 44 | 1 | FALSE | 1 | FALSE | [6 empty] | 3062 | 54 | B1 | 0 | 0 | 0 | 0 | 0 | 0 | 0 | 0 | 0
| Civic Offices | Solar PV (used on site) (low carbon grid GWP only) | 1705700 | 1000003062 | 5 | Services equipment | UK Grid example low carbon (negative) | EPD | 12750 | kWh | 1 | 44 | 1 | FALSE | 1 | FALSE | [6 empty] | 3062 | 54 | B2B3 | 0 | 0 | 0 | 0 | 0 | 0 | 0 | 0 | 0
| Civic Offices | Solar PV (used on site) (low carbon grid GWP only) | 1705700 | 1000003062 | 5 | Services equipment | UK Grid example low carbon (negative) | EPD | 12750 | kWh | 1 | 44 | 1 | FALSE | 1 | FALSE | [6 empty] | 3062 | 54 | B6 | -3187.5 | 0 | 0 | 0 | 0 | 0 | 0 | 0 | 0
| Civic Offices | Solar PV (used on site) (low carbon grid GWP only) | 1705700 | 1000003062 | 5 | Services equipment | UK Grid example low carbon (negative) | EPD | 12750 | kWh | 1 | 44 | 1 | FALSE | 1 | FALSE | [6 empty] | 3062 | 54 | B6+ | 0 | 0 | 0 | 0 | 0 | 0 | 0 | 0 | 0
| Civic Offices | Solar PV (used on site) (low carbon grid GWP only) | 1705700 | 1000003062 | 5 | Services equipment | UK Grid example low carbon (negative) | EPD | 12750 | kWh | 1 | 44 | 1 | FALSE | 1 | FALSE | [6 empty] | 3062 | 54 | B7 | 0 | 0 | 0 | 0 | 0 | 0 | 0 | 0 | 0
| Civic Offices | Solar PV (used on site) (low carbon grid GWP only) | 1705700 | 1000003062 | 5 | Services equipment | UK Grid example low carbon (negative) | EPD | 12750 | kWh | 1 | 44 | 1 | FALSE | 1 | FALSE | [6 empty] | 3062 | 54 | D1 | 0 | 0 | 0 | 0 | 0 | 0 | 0 | 0 | 0
| Civic Offices | Solar PV (used on site) (low carbon grid GWP only) | 1705700 | 1000003062 | 5 | Services equipment | UK Grid example low carbon (negative) | EPD | 12750 | kWh | 1 | 44 | 1 | FALSE | 1 | FALSE | [6 empty] | 3062 | 54 | B4B5 | 0 | 0 | 0 | 0 | 0 | 0 | 0 | 0 | 0
| Civic Offices | Solar PV (used on site) (low carbon grid GWP only) | 1705700 | 1000003062 | 5 | Services equipment | UK Grid example low carbon (negative) | EPD | 12750 | kWh | 1 | 44 | 1 | FALSE | 1 | FALSE | [6 empty] | 3062 | 55 | B1 | 0 | 0 | 0 | 0 | 0 | 0 | 0 | 0 | 0
| Civic Offices | Solar PV (used on site) (low carbon grid GWP only) | 1705700 | 1000003062 | 5 | Services equipment | UK Grid example low carbon (negative) | EPD | 12750 | kWh | 1 | 44 | 1 | FALSE | 1 | FALSE | [6 empty] | 3062 | 55 | B2B3 | 0 | 0 | 0 | 0 | 0 | 0 | 0 | 0 | 0
| Civic Offices | Solar PV (used on site) (low carbon grid GWP only) | 1705700 | 1000003062 | 5 | Services equipment | UK Grid example low carbon (negative) | EPD | 12750 | kWh | 1 | 44 | 1 | FALSE | 1 | FALSE | [6 empty] | 3062 | 55 | B6 | -3187.5 | 0 | 0 | 0 | 0 | 0 | 0 | 0 | 0
| Civic Offices | Solar PV (used on site) (low carbon grid GWP only) | 1705700 | 1000003062 | 5 | Services equipment | UK Grid example low carbon (negative) | EPD | 12750 | kWh | 1 | 44 | 1 | FALSE | 1 | FALSE | [6 empty] | 3062 | 55 | B6+ | 0 | 0 | 0 | 0 | 0 | 0 | 0 | 0 | 0
| Civic Offices | Solar PV (used on site) (low carbon grid GWP only) | 1705700 | 1000003062 | 5 | Services equipment | UK Grid example low carbon (negative) | EPD | 12750 | kWh | 1 | 44 | 1 | FALSE | 1 | FALSE | [6 empty] | 3062 | 55 | B7 | 0 | 0 | 0 | 0 | 0 | 0 | 0 | 0 | 0
| Civic Offices | Solar PV (used on site) (low carbon grid GWP only) | 1705700 | 1000003062 | 5 | Services equipment | UK Grid example low carbon (negative) | EPD | 12750 | kWh | 1 | 44 | 1 | FALSE | 1 | FALSE | [6 empty] | 3062 | 55 | D1 | 0 | 0 | 0 | 0 | 0 | 0 | 0 | 0 | 0
| Civic Offices | Solar PV (used on site) (low carbon grid GWP only) | 1705700 | 1000003062 | 5 | Services equipment | UK Grid example low carbon (negative) | EPD | 12750 | kWh | 1 | 44 | 1 | FALSE | 1 | FALSE | [6 empty] | 3062 | 55 | B4B5 | 0 | 0 | 0 | 0 | 0 | 0 | 0 | 0 | 0
| Civic Offices | Solar PV (used on site) (low carbon grid GWP only) | 1705700 | 1000003062 | 5 | Services equipment | UK Grid example low carbon (negative) | EPD | 12750 | kWh | 1 | 44 | 1 | FALSE | 1 | FALSE | [6 empty] | 3062 | 56 | B1 | 0 | 0 | 0 | 0 | 0 | 0 | 0 | 0 | 0
| Civic Offices | Solar PV (used on site) (low carbon grid GWP only) | 1705700 | 1000003062 | 5 | Services equipment | UK Grid example low carbon (negative) | EPD | 12750 | kWh | 1 | 44 | 1 | FALSE | 1 | FALSE | [6 empty] | 3062 | 56 | B2B3 | 0 | 0 | 0 | 0 | 0 | 0 | 0 | 0 | 0
| Civic Offices | Solar PV (used on site) (low carbon grid GWP only) | 1705700 | 1000003062 | 5 | Services equipment | UK Grid example low carbon (negative) | EPD | 12750 | kWh | 1 | 44 | 1 | FALSE | 1 | FALSE | [6 empty] | 3062 | 56 | B6 | -3187.5 | 0 | 0 | 0 | 0 | 0 | 0 | 0 | 0
| Civic Offices | Solar PV (used on site) (low carbon grid GWP only) | 1705700 | 1000003062 | 5 | Services equipment | UK Grid example low carbon (negative) | EPD | 12750 | kWh | 1 | 44 | 1 | FALSE | 1 | FALSE | [6 empty] | 3062 | 56 | B6+ | 0 | 0 | 0 | 0 | 0 | 0 | 0 | 0 | 0
| Civic Offices | Solar PV (used on site) (low carbon grid GWP only) | 1705700 | 1000003062 | 5 | Services equipment | UK Grid example low carbon (negative) | EPD | 12750 | kWh | 1 | 44 | 1 | FALSE | 1 | FALSE | [6 empty] | 3062 | 56 | B7 | 0 | 0 | 0 | 0 | 0 | 0 | 0 | 0 | 0
| Civic Offices | Solar PV (used on site) (low carbon grid GWP only) | 1705700 | 1000003062 | 5 | Services equipment | UK Grid example low carbon (negative) | EPD | 12750 | kWh | 1 | 44 | 1 | FALSE | 1 | FALSE | [6 empty] | 3062 | 56 | D1 | 0 | 0 | 0 | 0 | 0 | 0 | 0 | 0 | 0
| Civic Offices | Solar PV (used on site) (low carbon grid GWP only) | 1705700 | 1000003062 | 5 | Services equipment | UK Grid example low carbon (negative) | EPD | 12750 | kWh | 1 | 44 | 1 | FALSE | 1 | FALSE | [6 empty] | 3062 | 56 | B4B5 | 0 | 0 | 0 | 0 | 0 | 0 | 0 | 0 | 0
| Civic Offices | Solar PV (used on site) (low carbon grid GWP only) | 1705700 | 1000003062 | 5 | Services equipment | UK Grid example low carbon (negative) | EPD | 12750 | kWh | 1 | 44 | 1 | FALSE | 1 | FALSE | [6 empty] | 3062 | 57 | B1 | 0 | 0 | 0 | 0 | 0 | 0 | 0 | 0 | 0
| Civic Offices | Solar PV (used on site) (low carbon grid GWP only) | 1705700 | 1000003062 | 5 | Services equipment | UK Grid example low carbon (negative) | EPD | 12750 | kWh | 1 | 44 | 1 | FALSE | 1 | FALSE | [6 empty] | 3062 | 57 | B2B3 | 0 | 0 | 0 | 0 | 0 | 0 | 0 | 0 | 0
| Civic Offices | Solar PV (used on site) (low carbon grid GWP only) | 1705700 | 1000003062 | 5 | Services equipment | UK Grid example low carbon (negative) | EPD | 12750 | kWh | 1 | 44 | 1 | FALSE | 1 | FALSE | [6 empty] | 3062 | 57 | B6 | -3187.5 | 0 | 0 | 0 | 0 | 0 | 0 | 0 | 0
| Civic Offices | Solar PV (used on site) (low carbon grid GWP only) | 1705700 | 1000003062 | 5 | Services equipment | UK Grid example low carbon (negative) | EPD | 12750 | kWh | 1 | 44 | 1 | FALSE | 1 | FALSE | [6 empty] | 3062 | 57 | B6+ | 0 | 0 | 0 | 0 | 0 | 0 | 0 | 0 | 0
| Civic Offices | Solar PV (used on site) (low carbon grid GWP only) | 1705700 | 1000003062 | 5 | Services equipment | UK Grid example low carbon (negative) | EPD | 12750 | kWh | 1 | 44 | 1 | FALSE | 1 | FALSE | [6 empty] | 3062 | 57 | B7 | 0 | 0 | 0 | 0 | 0 | 0 | 0 | 0 | 0
| Civic Offices | Solar PV (used on site) (low carbon grid GWP only) | 1705700 | 1000003062 | 5 | Services equipment | UK Grid example low carbon (negative) | EPD | 12750 | kWh | 1 | 44 | 1 | FALSE | 1 | FALSE | [6 empty] | 3062 | 57 | D1 | 0 | 0 | 0 | 0 | 0 | 0 | 0 | 0 | 0
| Civic Offices | Solar PV (used on site) (low carbon grid GWP only) | 1705700 | 1000003062 | 5 | Services equipment | UK Grid example low carbon (negative) | EPD | 12750 | kWh | 1 | 44 | 1 | FALSE | 1 | FALSE | [6 empty] | 3062 | 57 | B4B5 | 0 | 0 | 0 | 0 | 0 | 0 | 0 | 0 | 0
| Civic Offices | Solar PV (used on site) (low carbon grid GWP only) | 1705700 | 1000003062 | 5 | Services equipment | UK Grid example low carbon (negative) | EPD | 12750 | kWh | 1 | 44 | 1 | FALSE | 1 | FALSE | [6 empty] | 3062 | 58 | B1 | 0 | 0 | 0 | 0 | 0 | 0 | 0 | 0 | 0
| Civic Offices | Solar PV (used on site) (low carbon grid GWP only) | 1705700 | 1000003062 | 5 | Services equipment | UK Grid example low carbon (negative) | EPD | 12750 | kWh | 1 | 44 | 1 | FALSE | 1 | FALSE | [6 empty] | 3062 | 58 | B2B3 | 0 | 0 | 0 | 0 | 0 | 0 | 0 | 0 | 0
| Civic Offices | Solar PV (used on site) (low carbon grid GWP only) | 1705700 | 1000003062 | 5 | Services equipment | UK Grid example low carbon (negative) | EPD | 12750 | kWh | 1 | 44 | 1 | FALSE | 1 | FALSE | [6 empty] | 3062 | 58 | B6 | -3187.5 | 0 | 0 | 0 | 0 | 0 | 0 | 0 | 0
| Civic Offices | Solar PV (used on site) (low carbon grid GWP only) | 1705700 | 1000003062 | 5 | Services equipment | UK Grid example low carbon (negative) | EPD | 12750 | kWh | 1 | 44 | 1 | FALSE | 1 | FALSE | [6 empty] | 3062 | 58 | B6+ | 0 | 0 | 0 | 0 | 0 | 0 | 0 | 0 | 0
| Civic Offices | Solar PV (used on site) (low carbon grid GWP only) | 1705700 | 1000003062 | 5 | Services equipment | UK Grid example low carbon (negative) | EPD | 12750 | kWh | 1 | 44 | 1 | FALSE | 1 | FALSE | [6 empty] | 3062 | 58 | B7 | 0 | 0 | 0 | 0 | 0 | 0 | 0 | 0 | 0
| Civic Offices | Solar PV (used on site) (low carbon grid GWP only) | 1705700 | 1000003062 | 5 | Services equipment | UK Grid example low carbon (negative) | EPD | 12750 | kWh | 1 | 44 | 1 | FALSE | 1 | FALSE | [6 empty] | 3062 | 58 | D1 | 0 | 0 | 0 | 0 | 0 | 0 | 0 | 0 | 0
| Civic Offices | Solar PV (used on site) (low carbon grid GWP only) | 1705700 | 1000003062 | 5 | Services equipment | UK Grid example low carbon (negative) | EPD | 12750 | kWh | 1 | 44 | 1 | FALSE | 1 | FALSE | [6 empty] | 3062 | 58 | B4B5 | 0 | 0 | 0 | 0 | 0 | 0 | 0 | 0 | 0
| Civic Offices | Solar PV (used on site) (low carbon grid GWP only) | 1705700 | 1000003062 | 5 | Services equipment | UK Grid example low carbon (negative) | EPD | 12750 | kWh | 1 | 44 | 1 | FALSE | 1 | FALSE | [6 empty] | 3062 | 59 | B1 | 0 | 0 | 0 | 0 | 0 | 0 | 0 | 0 | 0
| Civic Offices | Solar PV (used on site) (low carbon grid GWP only) | 1705700 | 1000003062 | 5 | Services equipment | UK Grid example low carbon (negative) | EPD | 12750 | kWh | 1 | 44 | 1 | FALSE | 1 | FALSE | [6 empty] | 3062 | 59 | B2B3 | 0 | 0 | 0 | 0 | 0 | 0 | 0 | 0 | 0
| Civic Offices | Solar PV (used on site) (low carbon grid GWP only) | 1705700 | 1000003062 | 5 | Services equipment | UK Grid example low carbon (negative) | EPD | 12750 | kWh | 1 | 44 | 1 | FALSE | 1 | FALSE | [6 empty] | 3062 | 59 | B6 | -3187.5 | 0 | 0 | 0 | 0 | 0 | 0 | 0 | 0
| Civic Offices | Solar PV (used on site) (low carbon grid GWP only) | 1705700 | 1000003062 | 5 | Services equipment | UK Grid example low carbon (negative) | EPD | 12750 | kWh | 1 | 44 | 1 | FALSE | 1 | FALSE | [6 empty] | 3062 | 59 | B6+ | 0 | 0 | 0 | 0 | 0 | 0 | 0 | 0 | 0
| Civic Offices | Solar PV (used on site) (low carbon grid GWP only) | 1705700 | 1000003062 | 5 | Services equipment | UK Grid example low carbon (negative) | EPD | 12750 | kWh | 1 | 44 | 1 | FALSE | 1 | FALSE | [6 empty] | 3062 | 59 | B7 | 0 | 0 | 0 | 0 | 0 | 0 | 0 | 0 | 0
| Civic Offices | Solar PV (used on site) (low carbon grid GWP only) | 1705700 | 1000003062 | 5 | Services equipment | UK Grid example low carbon (negative) | EPD | 12750 | kWh | 1 | 44 | 1 | FALSE | 1 | FALSE | [6 empty] | 3062 | 59 | D1 | 0 | 0 | 0 | 0 | 0 | 0 | 0 | 0 | 0
| Civic Offices | Solar PV (used on site) (low carbon grid GWP only) | 1705700 | 1000003062 | 5 | Services equipment | UK Grid example low carbon (negative) | EPD | 12750 | kWh | 1 | 44 | 1 | FALSE | 1 | FALSE | [6 empty] | 3062 | 59 | B4B5 | 0 | 0 | 0 | 0 | 0 | 0 | 0 | 0 | 0
| Civic Offices | Solar PV (used on site) (low carbon grid GWP only) | 1705700 | 1000003062 | 5 | Services equipment | UK Grid example low carbon (negative) | EPD | 12750 | kWh | 1 | 44 | 1 | FALSE | 1 | FALSE | [6 empty] | 3062 | 60 | B1 | 0 | 0 | 0 | 0 | 0 | 0 | 0 | 0 | 0
| Civic Offices | Solar PV (used on site) (low carbon grid GWP only) | 1705700 | 1000003062 | 5 | Services equipment | UK Grid example low carbon (negative) | EPD | 12750 | kWh | 1 | 44 | 1 | FALSE | 1 | FALSE | [6 empty] | 3062 | 60 | B2B3 | 0 | 0 | 0 | 0 | 0 | 0 | 0 | 0 | 0
| Civic Offices | Solar PV (used on site) (low carbon grid GWP only) | 1705700 | 1000003062 | 5 | Services equipment | UK Grid example low carbon (negative) | EPD | 12750 | kWh | 1 | 44 | 1 | FALSE | 1 | FALSE | [6 empty] | 3062 | 60 | B6 | -3187.5 | 0 | 0 | 0 | 0 | 0 | 0 | 0 | 0
| Civic Offices | Solar PV (used on site) (low carbon grid GWP only) | 1705700 | 1000003062 | 5 | Services equipment | UK Grid example low carbon (negative) | EPD | 12750 | kWh | 1 | 44 | 1 | FALSE | 1 | FALSE | [6 empty] | 3062 | 60 | B6+ | 0 | 0 | 0 | 0 | 0 | 0 | 0 | 0 | 0
| Civic Offices | Solar PV (used on site) (low carbon grid GWP only) | 1705700 | 1000003062 | 5 | Services equipment | UK Grid example low carbon (negative) | EPD | 12750 | kWh | 1 | 44 | 1 | FALSE | 1 | FALSE | [6 empty] | 3062 | 60 | B7 | 0 | 0 | 0 | 0 | 0 | 0 | 0 | 0 | 0
| Civic Offices | Solar PV (used on site) (low carbon grid GWP only) | 1705700 | 1000003062 | 5 | Services equipment | UK Grid example low carbon (negative) | EPD | 12750 | kWh | 1 | 44 | 1 | FALSE | 1 | FALSE | [6 empty] | 3062 | 60 | D1 | 0 | 0 | 0 | 0 | 0 | 0 | 0 | 0 | 0
| Civic Offices | Solar PV (used on site) (low carbon grid GWP only) | 1705700 | 1000003062 | 5 | Services equipment | UK Grid example low carbon (negative) | EPD | 12750 | kWh | 1 | 44 | 1 | FALSE | 1 | FALSE | [6 empty] | 3062 | 60 | B4B5 | 0 | 0 | 0 | 0 | 0 | 0 | 0 | 0 | 0
| Civic Offices | Solar PV (used on site) (low carbon grid GWP only) | 1705700 | 1000003062 | 5 | Services equipment | UK Grid example low carbon (negative) | EPD | 12750 | kWh | 1 | 44 | 1 | FALSE | 1 | FALSE | [6 empty] | 3062 | 1 | D2 | 0 | 0 | 0 | 0 | 0 | 0 | 0 | 0 | 0
| Civic Offices | Solar PV (used on site) (low carbon grid GWP only) | 1705700 | 1000003062 | 5 | Services equipment | UK Grid example low carbon (negative) | EPD | 12750 | kWh | 1 | 44 | 1 | FALSE | 1 | FALSE | [6 empty] | 3062 | 1 | D3 | 0 | 0 | 0 | 0 | 0 | 0 | 0 | 0 | 0
| Civic Offices | Solar PV (used on site) (low carbon grid GWP only) | 1705700 | 1000003062 | 5 | Services equipment | UK Grid example low carbon (negative) | EPD | 12750 | kWh | 1 | 44 | 1 | FALSE | 1 | FALSE | [6 empty] | 3062 | 1 | D4 | 0 | 0 | 0 | 0 | 0 | 0 | 0 | 0 | 0
| Civic Offices | Solar PV (used on site) (low carbon grid GWP only) | 1705700 | 1000003062 | 5 | Services equipment | UK Grid example low carbon (negative) | EPD | 12750 | kWh | 1 | 44 | 1 | FALSE | 1 | FALSE | [6 empty] | 3062 | 1 | D5 | 0 | 0 | 0 | 0 | 0 | 0 | 0 | 0 | 0
| Civic Offices | Solar PV (used on site) (low carbon grid GWP only) | 1705700 | 1000003062 | 5 | Services equipment | UK Grid example low carbon (negative) | EPD | 12750 | kWh | 1 | 44 | 1 | FALSE | 1 | FALSE | [6 empty] | 3062 | 2 | D2 | 0 | 0 | 0 | 0 | 0 | 0 | 0 | 0 | 0
| Civic Offices | Solar PV (used on site) (low carbon grid GWP only) | 1705700 | 1000003062 | 5 | Services equipment | UK Grid example low carbon (negative) | EPD | 12750 | kWh | 1 | 44 | 1 | FALSE | 1 | FALSE | [6 empty] | 3062 | 2 | D3 | 0 | 0 | 0 | 0 | 0 | 0 | 0 | 0 | 0
| Civic Offices | Solar PV (used on site) (low carbon grid GWP only) | 1705700 | 1000003062 | 5 | Services equipment | UK Grid example low carbon (negative) | EPD | 12750 | kWh | 1 | 44 | 1 | FALSE | 1 | FALSE | [6 empty] | 3062 | 2 | D4 | 0 | 0 | 0 | 0 | 0 | 0 | 0 | 0 | 0
| Civic Offices | Solar PV (used on site) (low carbon grid GWP only) | 1705700 | 1000003062 | 5 | Services equipment | UK Grid example low carbon (negative) | EPD | 12750 | kWh | 1 | 44 | 1 | FALSE | 1 | FALSE | [6 empty] | 3062 | 2 | D5 | 0 | 0 | 0 | 0 | 0 | 0 | 0 | 0 | 0
| Civic Offices | Solar PV (used on site) (low carbon grid GWP only) | 1705700 | 1000003062 | 5 | Services equipment | UK Grid example low carbon (negative) | EPD | 12750 | kWh | 1 | 44 | 1 | FALSE | 1 | FALSE | [6 empty] | 3062 | 3 | D2 | 0 | 0 | 0 | 0 | 0 | 0 | 0 | 0 | 0
| Civic Offices | Solar PV (used on site) (low carbon grid GWP only) | 1705700 | 1000003062 | 5 | Services equipment | UK Grid example low carbon (negative) | EPD | 12750 | kWh | 1 | 44 | 1 | FALSE | 1 | FALSE | [6 empty] | 3062 | 3 | D3 | 0 | 0 | 0 | 0 | 0 | 0 | 0 | 0 | 0
| Civic Offices | Solar PV (used on site) (low carbon grid GWP only) | 1705700 | 1000003062 | 5 | Services equipment | UK Grid example low carbon (negative) | EPD | 12750 | kWh | 1 | 44 | 1 | FALSE | 1 | FALSE | [6 empty] | 3062 | 3 | D4 | 0 | 0 | 0 | 0 | 0 | 0 | 0 | 0 | 0
| Civic Offices | Solar PV (used on site) (low carbon grid GWP only) | 1705700 | 1000003062 | 5 | Services equipment | UK Grid example low carbon (negative) | EPD | 12750 | kWh | 1 | 44 | 1 | FALSE | 1 | FALSE | [6 empty] | 3062 | 3 | D5 | 0 | 0 | 0 | 0 | 0 | 0 | 0 | 0 | 0
| Civic Offices | Solar PV (used on site) (low carbon grid GWP only) | 1705700 | 1000003062 | 5 | Services equipment | UK Grid example low carbon (negative) | EPD | 12750 | kWh | 1 | 44 | 1 | FALSE | 1 | FALSE | [6 empty] | 3062 | 4 | D2 | 0 | 0 | 0 | 0 | 0 | 0 | 0 | 0 | 0
| Civic Offices | Solar PV (used on site) (low carbon grid GWP only) | 1705700 | 1000003062 | 5 | Services equipment | UK Grid example low carbon (negative) | EPD | 12750 | kWh | 1 | 44 | 1 | FALSE | 1 | FALSE | [6 empty] | 3062 | 4 | D3 | 0 | 0 | 0 | 0 | 0 | 0 | 0 | 0 | 0
| Civic Offices | Solar PV (used on site) (low carbon grid GWP only) | 1705700 | 1000003062 | 5 | Services equipment | UK Grid example low carbon (negative) | EPD | 12750 | kWh | 1 | 44 | 1 | FALSE | 1 | FALSE | [6 empty] | 3062 | 4 | D4 | 0 | 0 | 0 | 0 | 0 | 0 | 0 | 0 | 0
| Civic Offices | Solar PV (used on site) (low carbon grid GWP only) | 1705700 | 1000003062 | 5 | Services equipment | UK Grid example low carbon (negative) | EPD | 12750 | kWh | 1 | 44 | 1 | FALSE | 1 | FALSE | [6 empty] | 3062 | 4 | D5 | 0 | 0 | 0 | 0 | 0 | 0 | 0 | 0 | 0
| Civic Offices | Solar PV (used on site) (low carbon grid GWP only) | 1705700 | 1000003062 | 5 | Services equipment | UK Grid example low carbon (negative) | EPD | 12750 | kWh | 1 | 44 | 1 | FALSE | 1 | FALSE | [6 empty] | 3062 | 5 | D2 | 0 | 0 | 0 | 0 | 0 | 0 | 0 | 0 | 0
| Civic Offices | Solar PV (used on site) (low carbon grid GWP only) | 1705700 | 1000003062 | 5 | Services equipment | UK Grid example low carbon (negative) | EPD | 12750 | kWh | 1 | 44 | 1 | FALSE | 1 | FALSE | [6 empty] | 3062 | 5 | D3 | 0 | 0 | 0 | 0 | 0 | 0 | 0 | 0 | 0
| Civic Offices | Solar PV (used on site) (low carbon grid GWP only) | 1705700 | 1000003062 | 5 | Services equipment | UK Grid example low carbon (negative) | EPD | 12750 | kWh | 1 | 44 | 1 | FALSE | 1 | FALSE | [6 empty] | 3062 | 5 | D4 | 0 | 0 | 0 | 0 | 0 | 0 | 0 | 0 | 0
| Civic Offices | Solar PV (used on site) (low carbon grid GWP only) | 1705700 | 1000003062 | 5 | Services equipment | UK Grid example low carbon (negative) | EPD | 12750 | kWh | 1 | 44 | 1 | FALSE | 1 | FALSE | [6 empty] | 3062 | 5 | D5 | 0 | 0 | 0 | 0 | 0 | 0 | 0 | 0 | 0
| Civic Offices | Solar PV (used on site) (low carbon grid GWP only) | 1705700 | 1000003062 | 5 | Services equipment | UK Grid example low carbon (negative) | EPD | 12750 | kWh | 1 | 44 | 1 | FALSE | 1 | FALSE | [6 empty] | 3062 | 6 | D2 | 0 | 0 | 0 | 0 | 0 | 0 | 0 | 0 | 0
| Civic Offices | Solar PV (used on site) (low carbon grid GWP only) | 1705700 | 1000003062 | 5 | Services equipment | UK Grid example low carbon (negative) | EPD | 12750 | kWh | 1 | 44 | 1 | FALSE | 1 | FALSE | [6 empty] | 3062 | 6 | D3 | 0 | 0 | 0 | 0 | 0 | 0 | 0 | 0 | 0
| Civic Offices | Solar PV (used on site) (low carbon grid GWP only) | 1705700 | 1000003062 | 5 | Services equipment | UK Grid example low carbon (negative) | EPD | 12750 | kWh | 1 | 44 | 1 | FALSE | 1 | FALSE | [6 empty] | 3062 | 6 | D4 | 0 | 0 | 0 | 0 | 0 | 0 | 0 | 0 | 0
| Civic Offices | Solar PV (used on site) (low carbon grid GWP only) | 1705700 | 1000003062 | 5 | Services equipment | UK Grid example low carbon (negative) | EPD | 12750 | kWh | 1 | 44 | 1 | FALSE | 1 | FALSE | [6 empty] | 3062 | 6 | D5 | 0 | 0 | 0 | 0 | 0 | 0 | 0 | 0 | 0
| Civic Offices | Solar PV (used on site) (low carbon grid GWP only) | 1705700 | 1000003062 | 5 | Services equipment | UK Grid example low carbon (negative) | EPD | 12750 | kWh | 1 | 44 | 1 | FALSE | 1 | FALSE | [6 empty] | 3062 | 7 | D2 | 0 | 0 | 0 | 0 | 0 | 0 | 0 | 0 | 0
| Civic Offices | Solar PV (used on site) (low carbon grid GWP only) | 1705700 | 1000003062 | 5 | Services equipment | UK Grid example low carbon (negative) | EPD | 12750 | kWh | 1 | 44 | 1 | FALSE | 1 | FALSE | [6 empty] | 3062 | 7 | D3 | 0 | 0 | 0 | 0 | 0 | 0 | 0 | 0 | 0
| Civic Offices | Solar PV (used on site) (low carbon grid GWP only) | 1705700 | 1000003062 | 5 | Services equipment | UK Grid example low carbon (negative) | EPD | 12750 | kWh | 1 | 44 | 1 | FALSE | 1 | FALSE | [6 empty] | 3062 | 7 | D4 | 0 | 0 | 0 | 0 | 0 | 0 | 0 | 0 | 0
| Civic Offices | Solar PV (used on site) (low carbon grid GWP only) | 1705700 | 1000003062 | 5 | Services equipment | UK Grid example low carbon (negative) | EPD | 12750 | kWh | 1 | 44 | 1 | FALSE | 1 | FALSE | [6 empty] | 3062 | 7 | D5 | 0 | 0 | 0 | 0 | 0 | 0 | 0 | 0 | 0
| Civic Offices | Solar PV (used on site) (low carbon grid GWP only) | 1705700 | 1000003062 | 5 | Services equipment | UK Grid example low carbon (negative) | EPD | 12750 | kWh | 1 | 44 | 1 | FALSE | 1 | FALSE | [6 empty] | 3062 | 8 | D2 | 0 | 0 | 0 | 0 | 0 | 0 | 0 | 0 | 0
| Civic Offices | Solar PV (used on site) (low carbon grid GWP only) | 1705700 | 1000003062 | 5 | Services equipment | UK Grid example low carbon (negative) | EPD | 12750 | kWh | 1 | 44 | 1 | FALSE | 1 | FALSE | [6 empty] | 3062 | 8 | D3 | 0 | 0 | 0 | 0 | 0 | 0 | 0 | 0 | 0
| Civic Offices | Solar PV (used on site) (low carbon grid GWP only) | 1705700 | 1000003062 | 5 | Services equipment | UK Grid example low carbon (negative) | EPD | 12750 | kWh | 1 | 44 | 1 | FALSE | 1 | FALSE | [6 empty] | 3062 | 8 | D4 | 0 | 0 | 0 | 0 | 0 | 0 | 0 | 0 | 0
| Civic Offices | Solar PV (used on site) (low carbon grid GWP only) | 1705700 | 1000003062 | 5 | Services equipment | UK Grid example low carbon (negative) | EPD | 12750 | kWh | 1 | 44 | 1 | FALSE | 1 | FALSE | [6 empty] | 3062 | 8 | D5 | 0 | 0 | 0 | 0 | 0 | 0 | 0 | 0 | 0
| Civic Offices | Solar PV (used on site) (low carbon grid GWP only) | 1705700 | 1000003062 | 5 | Services equipment | UK Grid example low carbon (negative) | EPD | 12750 | kWh | 1 | 44 | 1 | FALSE | 1 | FALSE | [6 empty] | 3062 | 9 | D2 | 0 | 0 | 0 | 0 | 0 | 0 | 0 | 0 | 0
| Civic Offices | Solar PV (used on site) (low carbon grid GWP only) | 1705700 | 1000003062 | 5 | Services equipment | UK Grid example low carbon (negative) | EPD | 12750 | kWh | 1 | 44 | 1 | FALSE | 1 | FALSE | [6 empty] | 3062 | 9 | D3 | 0 | 0 | 0 | 0 | 0 | 0 | 0 | 0 | 0
| Civic Offices | Solar PV (used on site) (low carbon grid GWP only) | 1705700 | 1000003062 | 5 | Services equipment | UK Grid example low carbon (negative) | EPD | 12750 | kWh | 1 | 44 | 1 | FALSE | 1 | FALSE | [6 empty] | 3062 | 9 | D4 | 0 | 0 | 0 | 0 | 0 | 0 | 0 | 0 | 0
| Civic Offices | Solar PV (used on site) (low carbon grid GWP only) | 1705700 | 1000003062 | 5 | Services equipment | UK Grid example low carbon (negative) | EPD | 12750 | kWh | 1 | 44 | 1 | FALSE | 1 | FALSE | [6 empty] | 3062 | 9 | D5 | 0 | 0 | 0 | 0 | 0 | 0 | 0 | 0 | 0
| Civic Offices | Solar PV (used on site) (low carbon grid GWP only) | 1705700 | 1000003062 | 5 | Services equipment | UK Grid example low carbon (negative) | EPD | 12750 | kWh | 1 | 44 | 1 | FALSE | 1 | FALSE | [6 empty] | 3062 | 10 | D2 | 0 | 0 | 0 | 0 | 0 | 0 | 0 | 0 | 0
| Civic Offices | Solar PV (used on site) (low carbon grid GWP only) | 1705700 | 1000003062 | 5 | Services equipment | UK Grid example low carbon (negative) | EPD | 12750 | kWh | 1 | 44 | 1 | FALSE | 1 | FALSE | [6 empty] | 3062 | 10 | D3 | 0 | 0 | 0 | 0 | 0 | 0 | 0 | 0 | 0
| Civic Offices | Solar PV (used on site) (low carbon grid GWP only) | 1705700 | 1000003062 | 5 | Services equipment | UK Grid example low carbon (negative) | EPD | 12750 | kWh | 1 | 44 | 1 | FALSE | 1 | FALSE | [6 empty] | 3062 | 10 | D4 | 0 | 0 | 0 | 0 | 0 | 0 | 0 | 0 | 0
| Civic Offices | Solar PV (used on site) (low carbon grid GWP only) | 1705700 | 1000003062 | 5 | Services equipment | UK Grid example low carbon (negative) | EPD | 12750 | kWh | 1 | 44 | 1 | FALSE | 1 | FALSE | [6 empty] | 3062 | 10 | D5 | 0 | 0 | 0 | 0 | 0 | 0 | 0 | 0 | 0
| Civic Offices | Solar PV (used on site) (low carbon grid GWP only) | 1705700 | 1000003062 | 5 | Services equipment | UK Grid example low carbon (negative) | EPD | 12750 | kWh | 1 | 44 | 1 | FALSE | 1 | FALSE | [6 empty] | 3062 | 11 | D2 | 0 | 0 | 0 | 0 | 0 | 0 | 0 | 0 | 0
| Civic Offices | Solar PV (used on site) (low carbon grid GWP only) | 1705700 | 1000003062 | 5 | Services equipment | UK Grid example low carbon (negative) | EPD | 12750 | kWh | 1 | 44 | 1 | FALSE | 1 | FALSE | [6 empty] | 3062 | 11 | D3 | 0 | 0 | 0 | 0 | 0 | 0 | 0 | 0 | 0
| Civic Offices | Solar PV (used on site) (low carbon grid GWP only) | 1705700 | 1000003062 | 5 | Services equipment | UK Grid example low carbon (negative) | EPD | 12750 | kWh | 1 | 44 | 1 | FALSE | 1 | FALSE | [6 empty] | 3062 | 11 | D4 | 0 | 0 | 0 | 0 | 0 | 0 | 0 | 0 | 0
| Civic Offices | Solar PV (used on site) (low carbon grid GWP only) | 1705700 | 1000003062 | 5 | Services equipment | UK Grid example low carbon (negative) | EPD | 12750 | kWh | 1 | 44 | 1 | FALSE | 1 | FALSE | [6 empty] | 3062 | 11 | D5 | 0 | 0 | 0 | 0 | 0 | 0 | 0 | 0 | 0
| Civic Offices | Solar PV (used on site) (low carbon grid GWP only) | 1705700 | 1000003062 | 5 | Services equipment | UK Grid example low carbon (negative) | EPD | 12750 | kWh | 1 | 44 | 1 | FALSE | 1 | FALSE | [6 empty] | 3062 | 12 | D2 | 0 | 0 | 0 | 0 | 0 | 0 | 0 | 0 | 0
| Civic Offices | Solar PV (used on site) (low carbon grid GWP only) | 1705700 | 1000003062 | 5 | Services equipment | UK Grid example low carbon (negative) | EPD | 12750 | kWh | 1 | 44 | 1 | FALSE | 1 | FALSE | [6 empty] | 3062 | 12 | D3 | 0 | 0 | 0 | 0 | 0 | 0 | 0 | 0 | 0
| Civic Offices | Solar PV (used on site) (low carbon grid GWP only) | 1705700 | 1000003062 | 5 | Services equipment | UK Grid example low carbon (negative) | EPD | 12750 | kWh | 1 | 44 | 1 | FALSE | 1 | FALSE | [6 empty] | 3062 | 12 | D4 | 0 | 0 | 0 | 0 | 0 | 0 | 0 | 0 | 0
| Civic Offices | Solar PV (used on site) (low carbon grid GWP only) | 1705700 | 1000003062 | 5 | Services equipment | UK Grid example low carbon (negative) | EPD | 12750 | kWh | 1 | 44 | 1 | FALSE | 1 | FALSE | [6 empty] | 3062 | 12 | D5 | 0 | 0 | 0 | 0 | 0 | 0 | 0 | 0 | 0
| Civic Offices | Solar PV (used on site) (low carbon grid GWP only) | 1705700 | 1000003062 | 5 | Services equipment | UK Grid example low carbon (negative) | EPD | 12750 | kWh | 1 | 44 | 1 | FALSE | 1 | FALSE | [6 empty] | 3062 | 13 | D2 | 0 | 0 | 0 | 0 | 0 | 0 | 0 | 0 | 0
| Civic Offices | Solar PV (used on site) (low carbon grid GWP only) | 1705700 | 1000003062 | 5 | Services equipment | UK Grid example low carbon (negative) | EPD | 12750 | kWh | 1 | 44 | 1 | FALSE | 1 | FALSE | [6 empty] | 3062 | 13 | D3 | 0 | 0 | 0 | 0 | 0 | 0 | 0 | 0 | 0
| Civic Offices | Solar PV (used on site) (low carbon grid GWP only) | 1705700 | 1000003062 | 5 | Services equipment | UK Grid example low carbon (negative) | EPD | 12750 | kWh | 1 | 44 | 1 | FALSE | 1 | FALSE | [6 empty] | 3062 | 13 | D4 | 0 | 0 | 0 | 0 | 0 | 0 | 0 | 0 | 0
| Civic Offices | Solar PV (used on site) (low carbon grid GWP only) | 1705700 | 1000003062 | 5 | Services equipment | UK Grid example low carbon (negative) | EPD | 12750 | kWh | 1 | 44 | 1 | FALSE | 1 | FALSE | [6 empty] | 3062 | 13 | D5 | 0 | 0 | 0 | 0 | 0 | 0 | 0 | 0 | 0
| Civic Offices | Solar PV (used on site) (low carbon grid GWP only) | 1705700 | 1000003062 | 5 | Services equipment | UK Grid example low carbon (negative) | EPD | 12750 | kWh | 1 | 44 | 1 | FALSE | 1 | FALSE | [6 empty] | 3062 | 14 | D2 | 0 | 0 | 0 | 0 | 0 | 0 | 0 | 0 | 0
| Civic Offices | Solar PV (used on site) (low carbon grid GWP only) | 1705700 | 1000003062 | 5 | Services equipment | UK Grid example low carbon (negative) | EPD | 12750 | kWh | 1 | 44 | 1 | FALSE | 1 | FALSE | [6 empty] | 3062 | 14 | D3 | 0 | 0 | 0 | 0 | 0 | 0 | 0 | 0 | 0
| Civic Offices | Solar PV (used on site) (low carbon grid GWP only) | 1705700 | 1000003062 | 5 | Services equipment | UK Grid example low carbon (negative) | EPD | 12750 | kWh | 1 | 44 | 1 | FALSE | 1 | FALSE | [6 empty] | 3062 | 14 | D4 | 0 | 0 | 0 | 0 | 0 | 0 | 0 | 0 | 0
| Civic Offices | Solar PV (used on site) (low carbon grid GWP only) | 1705700 | 1000003062 | 5 | Services equipment | UK Grid example low carbon (negative) | EPD | 12750 | kWh | 1 | 44 | 1 | FALSE | 1 | FALSE | [6 empty] | 3062 | 14 | D5 | 0 | 0 | 0 | 0 | 0 | 0 | 0 | 0 | 0
| Civic Offices | Solar PV (used on site) (low carbon grid GWP only) | 1705700 | 1000003062 | 5 | Services equipment | UK Grid example low carbon (negative) | EPD | 12750 | kWh | 1 | 44 | 1 | FALSE | 1 | FALSE | [6 empty] | 3062 | 15 | D2 | 0 | 0 | 0 | 0 | 0 | 0 | 0 | 0 | 0
| Civic Offices | Solar PV (used on site) (low carbon grid GWP only) | 1705700 | 1000003062 | 5 | Services equipment | UK Grid example low carbon (negative) | EPD | 12750 | kWh | 1 | 44 | 1 | FALSE | 1 | FALSE | [6 empty] | 3062 | 15 | D3 | 0 | 0 | 0 | 0 | 0 | 0 | 0 | 0 | 0
| Civic Offices | Solar PV (used on site) (low carbon grid GWP only) | 1705700 | 1000003062 | 5 | Services equipment | UK Grid example low carbon (negative) | EPD | 12750 | kWh | 1 | 44 | 1 | FALSE | 1 | FALSE | [6 empty] | 3062 | 15 | D4 | 0 | 0 | 0 | 0 | 0 | 0 | 0 | 0 | 0
| Civic Offices | Solar PV (used on site) (low carbon grid GWP only) | 1705700 | 1000003062 | 5 | Services equipment | UK Grid example low carbon (negative) | EPD | 12750 | kWh | 1 | 44 | 1 | FALSE | 1 | FALSE | [6 empty] | 3062 | 15 | D5 | 0 | 0 | 0 | 0 | 0 | 0 | 0 | 0 | 0
| Civic Offices | Solar PV (used on site) (low carbon grid GWP only) | 1705700 | 1000003062 | 5 | Services equipment | UK Grid example low carbon (negative) | EPD | 12750 | kWh | 1 | 44 | 1 | FALSE | 1 | FALSE | [6 empty] | 3062 | 16 | D2 | 0 | 0 | 0 | 0 | 0 | 0 | 0 | 0 | 0
| Civic Offices | Solar PV (used on site) (low carbon grid GWP only) | 1705700 | 1000003062 | 5 | Services equipment | UK Grid example low carbon (negative) | EPD | 12750 | kWh | 1 | 44 | 1 | FALSE | 1 | FALSE | [6 empty] | 3062 | 16 | D3 | 0 | 0 | 0 | 0 | 0 | 0 | 0 | 0 | 0
| Civic Offices | Solar PV (used on site) (low carbon grid GWP only) | 1705700 | 1000003062 | 5 | Services equipment | UK Grid example low carbon (negative) | EPD | 12750 | kWh | 1 | 44 | 1 | FALSE | 1 | FALSE | [6 empty] | 3062 | 16 | D4 | 0 | 0 | 0 | 0 | 0 | 0 | 0 | 0 | 0
| Civic Offices | Solar PV (used on site) (low carbon grid GWP only) | 1705700 | 1000003062 | 5 | Services equipment | UK Grid example low carbon (negative) | EPD | 12750 | kWh | 1 | 44 | 1 | FALSE | 1 | FALSE | [6 empty] | 3062 | 16 | D5 | 0 | 0 | 0 | 0 | 0 | 0 | 0 | 0 | 0
| Civic Offices | Solar PV (used on site) (low carbon grid GWP only) | 1705700 | 1000003062 | 5 | Services equipment | UK Grid example low carbon (negative) | EPD | 12750 | kWh | 1 | 44 | 1 | FALSE | 1 | FALSE | [6 empty] | 3062 | 17 | D2 | 0 | 0 | 0 | 0 | 0 | 0 | 0 | 0 | 0
| Civic Offices | Solar PV (used on site) (low carbon grid GWP only) | 1705700 | 1000003062 | 5 | Services equipment | UK Grid example low carbon (negative) | EPD | 12750 | kWh | 1 | 44 | 1 | FALSE | 1 | FALSE | [6 empty] | 3062 | 17 | D3 | 0 | 0 | 0 | 0 | 0 | 0 | 0 | 0 | 0
| Civic Offices | Solar PV (used on site) (low carbon grid GWP only) | 1705700 | 1000003062 | 5 | Services equipment | UK Grid example low carbon (negative) | EPD | 12750 | kWh | 1 | 44 | 1 | FALSE | 1 | FALSE | [6 empty] | 3062 | 17 | D4 | 0 | 0 | 0 | 0 | 0 | 0 | 0 | 0 | 0
| Civic Offices | Solar PV (used on site) (low carbon grid GWP only) | 1705700 | 1000003062 | 5 | Services equipment | UK Grid example low carbon (negative) | EPD | 12750 | kWh | 1 | 44 | 1 | FALSE | 1 | FALSE | [6 empty] | 3062 | 17 | D5 | 0 | 0 | 0 | 0 | 0 | 0 | 0 | 0 | 0
| Civic Offices | Solar PV (used on site) (low carbon grid GWP only) | 1705700 | 1000003062 | 5 | Services equipment | UK Grid example low carbon (negative) | EPD | 12750 | kWh | 1 | 44 | 1 | FALSE | 1 | FALSE | [6 empty] | 3062 | 18 | D2 | 0 | 0 | 0 | 0 | 0 | 0 | 0 | 0 | 0
| Civic Offices | Solar PV (used on site) (low carbon grid GWP only) | 1705700 | 1000003062 | 5 | Services equipment | UK Grid example low carbon (negative) | EPD | 12750 | kWh | 1 | 44 | 1 | FALSE | 1 | FALSE | [6 empty] | 3062 | 18 | D3 | 0 | 0 | 0 | 0 | 0 | 0 | 0 | 0 | 0
| Civic Offices | Solar PV (used on site) (low carbon grid GWP only) | 1705700 | 1000003062 | 5 | Services equipment | UK Grid example low carbon (negative) | EPD | 12750 | kWh | 1 | 44 | 1 | FALSE | 1 | FALSE | [6 empty] | 3062 | 18 | D4 | 0 | 0 | 0 | 0 | 0 | 0 | 0 | 0 | 0
| Civic Offices | Solar PV (used on site) (low carbon grid GWP only) | 1705700 | 1000003062 | 5 | Services equipment | UK Grid example low carbon (negative) | EPD | 12750 | kWh | 1 | 44 | 1 | FALSE | 1 | FALSE | [6 empty] | 3062 | 18 | D5 | 0 | 0 | 0 | 0 | 0 | 0 | 0 | 0 | 0
| Civic Offices | Solar PV (used on site) (low carbon grid GWP only) | 1705700 | 1000003062 | 5 | Services equipment | UK Grid example low carbon (negative) | EPD | 12750 | kWh | 1 | 44 | 1 | FALSE | 1 | FALSE | [6 empty] | 3062 | 19 | D2 | 0 | 0 | 0 | 0 | 0 | 0 | 0 | 0 | 0
| Civic Offices | Solar PV (used on site) (low carbon grid GWP only) | 1705700 | 1000003062 | 5 | Services equipment | UK Grid example low carbon (negative) | EPD | 12750 | kWh | 1 | 44 | 1 | FALSE | 1 | FALSE | [6 empty] | 3062 | 19 | D3 | 0 | 0 | 0 | 0 | 0 | 0 | 0 | 0 | 0
| Civic Offices | Solar PV (used on site) (low carbon grid GWP only) | 1705700 | 1000003062 | 5 | Services equipment | UK Grid example low carbon (negative) | EPD | 12750 | kWh | 1 | 44 | 1 | FALSE | 1 | FALSE | [6 empty] | 3062 | 19 | D4 | 0 | 0 | 0 | 0 | 0 | 0 | 0 | 0 | 0
| Civic Offices | Solar PV (used on site) (low carbon grid GWP only) | 1705700 | 1000003062 | 5 | Services equipment | UK Grid example low carbon (negative) | EPD | 12750 | kWh | 1 | 44 | 1 | FALSE | 1 | FALSE | [6 empty] | 3062 | 19 | D5 | 0 | 0 | 0 | 0 | 0 | 0 | 0 | 0 | 0
| Civic Offices | Solar PV (used on site) (low carbon grid GWP only) | 1705700 | 1000003062 | 5 | Services equipment | UK Grid example low carbon (negative) | EPD | 12750 | kWh | 1 | 44 | 1 | FALSE | 1 | FALSE | [6 empty] | 3062 | 20 | D2 | 0 | 0 | 0 | 0 | 0 | 0 | 0 | 0 | 0
| Civic Offices | Solar PV (used on site) (low carbon grid GWP only) | 1705700 | 1000003062 | 5 | Services equipment | UK Grid example low carbon (negative) | EPD | 12750 | kWh | 1 | 44 | 1 | FALSE | 1 | FALSE | [6 empty] | 3062 | 20 | D3 | 0 | 0 | 0 | 0 | 0 | 0 | 0 | 0 | 0
| Civic Offices | Solar PV (used on site) (low carbon grid GWP only) | 1705700 | 1000003062 | 5 | Services equipment | UK Grid example low carbon (negative) | EPD | 12750 | kWh | 1 | 44 | 1 | FALSE | 1 | FALSE | [6 empty] | 3062 | 20 | D4 | 0 | 0 | 0 | 0 | 0 | 0 | 0 | 0 | 0
| Civic Offices | Solar PV (used on site) (low carbon grid GWP only) | 1705700 | 1000003062 | 5 | Services equipment | UK Grid example low carbon (negative) | EPD | 12750 | kWh | 1 | 44 | 1 | FALSE | 1 | FALSE | [6 empty] | 3062 | 20 | D5 | 0 | 0 | 0 | 0 | 0 | 0 | 0 | 0 | 0
| Civic Offices | Solar PV (used on site) (low carbon grid GWP only) | 1705700 | 1000003062 | 5 | Services equipment | UK Grid example low carbon (negative) | EPD | 12750 | kWh | 1 | 44 | 1 | FALSE | 1 | FALSE | [6 empty] | 3062 | 21 | D2 | 0 | 0 | 0 | 0 | 0 | 0 | 0 | 0 | 0
| Civic Offices | Solar PV (used on site) (low carbon grid GWP only) | 1705700 | 1000003062 | 5 | Services equipment | UK Grid example low carbon (negative) | EPD | 12750 | kWh | 1 | 44 | 1 | FALSE | 1 | FALSE | [6 empty] | 3062 | 21 | D3 | 0 | 0 | 0 | 0 | 0 | 0 | 0 | 0 | 0
| Civic Offices | Solar PV (used on site) (low carbon grid GWP only) | 1705700 | 1000003062 | 5 | Services equipment | UK Grid example low carbon (negative) | EPD | 12750 | kWh | 1 | 44 | 1 | FALSE | 1 | FALSE | [6 empty] | 3062 | 21 | D4 | 0 | 0 | 0 | 0 | 0 | 0 | 0 | 0 | 0
| Civic Offices | Solar PV (used on site) (low carbon grid GWP only) | 1705700 | 1000003062 | 5 | Services equipment | UK Grid example low carbon (negative) | EPD | 12750 | kWh | 1 | 44 | 1 | FALSE | 1 | FALSE | [6 empty] | 3062 | 21 | D5 | 0 | 0 | 0 | 0 | 0 | 0 | 0 | 0 | 0
| Civic Offices | Solar PV (used on site) (low carbon grid GWP only) | 1705700 | 1000003062 | 5 | Services equipment | UK Grid example low carbon (negative) | EPD | 12750 | kWh | 1 | 44 | 1 | FALSE | 1 | FALSE | [6 empty] | 3062 | 22 | D2 | 0 | 0 | 0 | 0 | 0 | 0 | 0 | 0 | 0
| Civic Offices | Solar PV (used on site) (low carbon grid GWP only) | 1705700 | 1000003062 | 5 | Services equipment | UK Grid example low carbon (negative) | EPD | 12750 | kWh | 1 | 44 | 1 | FALSE | 1 | FALSE | [6 empty] | 3062 | 22 | D3 | 0 | 0 | 0 | 0 | 0 | 0 | 0 | 0 | 0
| Civic Offices | Solar PV (used on site) (low carbon grid GWP only) | 1705700 | 1000003062 | 5 | Services equipment | UK Grid example low carbon (negative) | EPD | 12750 | kWh | 1 | 44 | 1 | FALSE | 1 | FALSE | [6 empty] | 3062 | 22 | D4 | 0 | 0 | 0 | 0 | 0 | 0 | 0 | 0 | 0
| Civic Offices | Solar PV (used on site) (low carbon grid GWP only) | 1705700 | 1000003062 | 5 | Services equipment | UK Grid example low carbon (negative) | EPD | 12750 | kWh | 1 | 44 | 1 | FALSE | 1 | FALSE | [6 empty] | 3062 | 22 | D5 | 0 | 0 | 0 | 0 | 0 | 0 | 0 | 0 | 0
| Civic Offices | Solar PV (used on site) (low carbon grid GWP only) | 1705700 | 1000003062 | 5 | Services equipment | UK Grid example low carbon (negative) | EPD | 12750 | kWh | 1 | 44 | 1 | FALSE | 1 | FALSE | [6 empty] | 3062 | 23 | D2 | 0 | 0 | 0 | 0 | 0 | 0 | 0 | 0 | 0
| Civic Offices | Solar PV (used on site) (low carbon grid GWP only) | 1705700 | 1000003062 | 5 | Services equipment | UK Grid example low carbon (negative) | EPD | 12750 | kWh | 1 | 44 | 1 | FALSE | 1 | FALSE | [6 empty] | 3062 | 23 | D3 | 0 | 0 | 0 | 0 | 0 | 0 | 0 | 0 | 0
| Civic Offices | Solar PV (used on site) (low carbon grid GWP only) | 1705700 | 1000003062 | 5 | Services equipment | UK Grid example low carbon (negative) | EPD | 12750 | kWh | 1 | 44 | 1 | FALSE | 1 | FALSE | [6 empty] | 3062 | 23 | D4 | 0 | 0 | 0 | 0 | 0 | 0 | 0 | 0 | 0
| Civic Offices | Solar PV (used on site) (low carbon grid GWP only) | 1705700 | 1000003062 | 5 | Services equipment | UK Grid example low carbon (negative) | EPD | 12750 | kWh | 1 | 44 | 1 | FALSE | 1 | FALSE | [6 empty] | 3062 | 23 | D5 | 0 | 0 | 0 | 0 | 0 | 0 | 0 | 0 | 0
| Civic Offices | Solar PV (used on site) (low carbon grid GWP only) | 1705700 | 1000003062 | 5 | Services equipment | UK Grid example low carbon (negative) | EPD | 12750 | kWh | 1 | 44 | 1 | FALSE | 1 | FALSE | [6 empty] | 3062 | 24 | D2 | 0 | 0 | 0 | 0 | 0 | 0 | 0 | 0 | 0
| Civic Offices | Solar PV (used on site) (low carbon grid GWP only) | 1705700 | 1000003062 | 5 | Services equipment | UK Grid example low carbon (negative) | EPD | 12750 | kWh | 1 | 44 | 1 | FALSE | 1 | FALSE | [6 empty] | 3062 | 24 | D3 | 0 | 0 | 0 | 0 | 0 | 0 | 0 | 0 | 0
| Civic Offices | Solar PV (used on site) (low carbon grid GWP only) | 1705700 | 1000003062 | 5 | Services equipment | UK Grid example low carbon (negative) | EPD | 12750 | kWh | 1 | 44 | 1 | FALSE | 1 | FALSE | [6 empty] | 3062 | 24 | D4 | 0 | 0 | 0 | 0 | 0 | 0 | 0 | 0 | 0
| Civic Offices | Solar PV (used on site) (low carbon grid GWP only) | 1705700 | 1000003062 | 5 | Services equipment | UK Grid example low carbon (negative) | EPD | 12750 | kWh | 1 | 44 | 1 | FALSE | 1 | FALSE | [6 empty] | 3062 | 24 | D5 | 0 | 0 | 0 | 0 | 0 | 0 | 0 | 0 | 0
| Civic Offices | Solar PV (used on site) (low carbon grid GWP only) | 1705700 | 1000003062 | 5 | Services equipment | UK Grid example low carbon (negative) | EPD | 12750 | kWh | 1 | 44 | 1 | FALSE | 1 | FALSE | [6 empty] | 3062 | 25 | D2 | 0 | 0 | 0 | 0 | 0 | 0 | 0 | 0 | 0
| Civic Offices | Solar PV (used on site) (low carbon grid GWP only) | 1705700 | 1000003062 | 5 | Services equipment | UK Grid example low carbon (negative) | EPD | 12750 | kWh | 1 | 44 | 1 | FALSE | 1 | FALSE | [6 empty] | 3062 | 25 | D3 | 0 | 0 | 0 | 0 | 0 | 0 | 0 | 0 | 0
| Civic Offices | Solar PV (used on site) (low carbon grid GWP only) | 1705700 | 1000003062 | 5 | Services equipment | UK Grid example low carbon (negative) | EPD | 12750 | kWh | 1 | 44 | 1 | FALSE | 1 | FALSE | [6 empty] | 3062 | 25 | D4 | 0 | 0 | 0 | 0 | 0 | 0 | 0 | 0 | 0
| Civic Offices | Solar PV (used on site) (low carbon grid GWP only) | 1705700 | 1000003062 | 5 | Services equipment | UK Grid example low carbon (negative) | EPD | 12750 | kWh | 1 | 44 | 1 | FALSE | 1 | FALSE | [6 empty] | 3062 | 25 | D5 | 0 | 0 | 0 | 0 | 0 | 0 | 0 | 0 | 0
| Civic Offices | Solar PV (used on site) (low carbon grid GWP only) | 1705700 | 1000003062 | 5 | Services equipment | UK Grid example low carbon (negative) | EPD | 12750 | kWh | 1 | 44 | 1 | FALSE | 1 | FALSE | [6 empty] | 3062 | 26 | D2 | 0 | 0 | 0 | 0 | 0 | 0 | 0 | 0 | 0
| Civic Offices | Solar PV (used on site) (low carbon grid GWP only) | 1705700 | 1000003062 | 5 | Services equipment | UK Grid example low carbon (negative) | EPD | 12750 | kWh | 1 | 44 | 1 | FALSE | 1 | FALSE | [6 empty] | 3062 | 26 | D3 | 0 | 0 | 0 | 0 | 0 | 0 | 0 | 0 | 0
| Civic Offices | Solar PV (used on site) (low carbon grid GWP only) | 1705700 | 1000003062 | 5 | Services equipment | UK Grid example low carbon (negative) | EPD | 12750 | kWh | 1 | 44 | 1 | FALSE | 1 | FALSE | [6 empty] | 3062 | 26 | D4 | 0 | 0 | 0 | 0 | 0 | 0 | 0 | 0 | 0
| Civic Offices | Solar PV (used on site) (low carbon grid GWP only) | 1705700 | 1000003062 | 5 | Services equipment | UK Grid example low carbon (negative) | EPD | 12750 | kWh | 1 | 44 | 1 | FALSE | 1 | FALSE | [6 empty] | 3062 | 26 | D5 | 0 | 0 | 0 | 0 | 0 | 0 | 0 | 0 | 0
| Civic Offices | Solar PV (used on site) (low carbon grid GWP only) | 1705700 | 1000003062 | 5 | Services equipment | UK Grid example low carbon (negative) | EPD | 12750 | kWh | 1 | 44 | 1 | FALSE | 1 | FALSE | [6 empty] | 3062 | 27 | D2 | 0 | 0 | 0 | 0 | 0 | 0 | 0 | 0 | 0
| Civic Offices | Solar PV (used on site) (low carbon grid GWP only) | 1705700 | 1000003062 | 5 | Services equipment | UK Grid example low carbon (negative) | EPD | 12750 | kWh | 1 | 44 | 1 | FALSE | 1 | FALSE | [6 empty] | 3062 | 27 | D3 | 0 | 0 | 0 | 0 | 0 | 0 | 0 | 0 | 0
| Civic Offices | Solar PV (used on site) (low carbon grid GWP only) | 1705700 | 1000003062 | 5 | Services equipment | UK Grid example low carbon (negative) | EPD | 12750 | kWh | 1 | 44 | 1 | FALSE | 1 | FALSE | [6 empty] | 3062 | 27 | D4 | 0 | 0 | 0 | 0 | 0 | 0 | 0 | 0 | 0
| Civic Offices | Solar PV (used on site) (low carbon grid GWP only) | 1705700 | 1000003062 | 5 | Services equipment | UK Grid example low carbon (negative) | EPD | 12750 | kWh | 1 | 44 | 1 | FALSE | 1 | FALSE | [6 empty] | 3062 | 27 | D5 | 0 | 0 | 0 | 0 | 0 | 0 | 0 | 0 | 0
| Civic Offices | Solar PV (used on site) (low carbon grid GWP only) | 1705700 | 1000003062 | 5 | Services equipment | UK Grid example low carbon (negative) | EPD | 12750 | kWh | 1 | 44 | 1 | FALSE | 1 | FALSE | [6 empty] | 3062 | 28 | D2 | 0 | 0 | 0 | 0 | 0 | 0 | 0 | 0 | 0
| Civic Offices | Solar PV (used on site) (low carbon grid GWP only) | 1705700 | 1000003062 | 5 | Services equipment | UK Grid example low carbon (negative) | EPD | 12750 | kWh | 1 | 44 | 1 | FALSE | 1 | FALSE | [6 empty] | 3062 | 28 | D3 | 0 | 0 | 0 | 0 | 0 | 0 | 0 | 0 | 0
| Civic Offices | Solar PV (used on site) (low carbon grid GWP only) | 1705700 | 1000003062 | 5 | Services equipment | UK Grid example low carbon (negative) | EPD | 12750 | kWh | 1 | 44 | 1 | FALSE | 1 | FALSE | [6 empty] | 3062 | 28 | D4 | 0 | 0 | 0 | 0 | 0 | 0 | 0 | 0 | 0
| Civic Offices | Solar PV (used on site) (low carbon grid GWP only) | 1705700 | 1000003062 | 5 | Services equipment | UK Grid example low carbon (negative) | EPD | 12750 | kWh | 1 | 44 | 1 | FALSE | 1 | FALSE | [6 empty] | 3062 | 28 | D5 | 0 | 0 | 0 | 0 | 0 | 0 | 0 | 0 | 0
| Civic Offices | Solar PV (used on site) (low carbon grid GWP only) | 1705700 | 1000003062 | 5 | Services equipment | UK Grid example low carbon (negative) | EPD | 12750 | kWh | 1 | 44 | 1 | FALSE | 1 | FALSE | [6 empty] | 3062 | 29 | D2 | 0 | 0 | 0 | 0 | 0 | 0 | 0 | 0 | 0
| Civic Offices | Solar PV (used on site) (low carbon grid GWP only) | 1705700 | 1000003062 | 5 | Services equipment | UK Grid example low carbon (negative) | EPD | 12750 | kWh | 1 | 44 | 1 | FALSE | 1 | FALSE | [6 empty] | 3062 | 29 | D3 | 0 | 0 | 0 | 0 | 0 | 0 | 0 | 0 | 0
| Civic Offices | Solar PV (used on site) (low carbon grid GWP only) | 1705700 | 1000003062 | 5 | Services equipment | UK Grid example low carbon (negative) | EPD | 12750 | kWh | 1 | 44 | 1 | FALSE | 1 | FALSE | [6 empty] | 3062 | 29 | D4 | 0 | 0 | 0 | 0 | 0 | 0 | 0 | 0 | 0
| Civic Offices | Solar PV (used on site) (low carbon grid GWP only) | 1705700 | 1000003062 | 5 | Services equipment | UK Grid example low carbon (negative) | EPD | 12750 | kWh | 1 | 44 | 1 | FALSE | 1 | FALSE | [6 empty] | 3062 | 29 | D5 | 0 | 0 | 0 | 0 | 0 | 0 | 0 | 0 | 0
| Civic Offices | Solar PV (used on site) (low carbon grid GWP only) | 1705700 | 1000003062 | 5 | Services equipment | UK Grid example low carbon (negative) | EPD | 12750 | kWh | 1 | 44 | 1 | FALSE | 1 | FALSE | [6 empty] | 3062 | 30 | D2 | 0 | 0 | 0 | 0 | 0 | 0 | 0 | 0 | 0
| Civic Offices | Solar PV (used on site) (low carbon grid GWP only) | 1705700 | 1000003062 | 5 | Services equipment | UK Grid example low carbon (negative) | EPD | 12750 | kWh | 1 | 44 | 1 | FALSE | 1 | FALSE | [6 empty] | 3062 | 30 | D3 | 0 | 0 | 0 | 0 | 0 | 0 | 0 | 0 | 0
| Civic Offices | Solar PV (used on site) (low carbon grid GWP only) | 1705700 | 1000003062 | 5 | Services equipment | UK Grid example low carbon (negative) | EPD | 12750 | kWh | 1 | 44 | 1 | FALSE | 1 | FALSE | [6 empty] | 3062 | 30 | D4 | 0 | 0 | 0 | 0 | 0 | 0 | 0 | 0 | 0
| Civic Offices | Solar PV (used on site) (low carbon grid GWP only) | 1705700 | 1000003062 | 5 | Services equipment | UK Grid example low carbon (negative) | EPD | 12750 | kWh | 1 | 44 | 1 | FALSE | 1 | FALSE | [6 empty] | 3062 | 30 | D5 | 0 | 0 | 0 | 0 | 0 | 0 | 0 | 0 | 0
| Civic Offices | Solar PV (used on site) (low carbon grid GWP only) | 1705700 | 1000003062 | 5 | Services equipment | UK Grid example low carbon (negative) | EPD | 12750 | kWh | 1 | 44 | 1 | FALSE | 1 | FALSE | [6 empty] | 3062 | 31 | D2 | 0 | 0 | 0 | 0 | 0 | 0 | 0 | 0 | 0
| Civic Offices | Solar PV (used on site) (low carbon grid GWP only) | 1705700 | 1000003062 | 5 | Services equipment | UK Grid example low carbon (negative) | EPD | 12750 | kWh | 1 | 44 | 1 | FALSE | 1 | FALSE | [6 empty] | 3062 | 31 | D3 | 0 | 0 | 0 | 0 | 0 | 0 | 0 | 0 | 0
| Civic Offices | Solar PV (used on site) (low carbon grid GWP only) | 1705700 | 1000003062 | 5 | Services equipment | UK Grid example low carbon (negative) | EPD | 12750 | kWh | 1 | 44 | 1 | FALSE | 1 | FALSE | [6 empty] | 3062 | 31 | D4 | 0 | 0 | 0 | 0 | 0 | 0 | 0 | 0 | 0
| Civic Offices | Solar PV (used on site) (low carbon grid GWP only) | 1705700 | 1000003062 | 5 | Services equipment | UK Grid example low carbon (negative) | EPD | 12750 | kWh | 1 | 44 | 1 | FALSE | 1 | FALSE | [6 empty] | 3062 | 31 | D5 | 0 | 0 | 0 | 0 | 0 | 0 | 0 | 0 | 0
| Civic Offices | Solar PV (used on site) (low carbon grid GWP only) | 1705700 | 1000003062 | 5 | Services equipment | UK Grid example low carbon (negative) | EPD | 12750 | kWh | 1 | 44 | 1 | FALSE | 1 | FALSE | [6 empty] | 3062 | 32 | D2 | 0 | 0 | 0 | 0 | 0 | 0 | 0 | 0 | 0
| Civic Offices | Solar PV (used on site) (low carbon grid GWP only) | 1705700 | 1000003062 | 5 | Services equipment | UK Grid example low carbon (negative) | EPD | 12750 | kWh | 1 | 44 | 1 | FALSE | 1 | FALSE | [6 empty] | 3062 | 32 | D3 | 0 | 0 | 0 | 0 | 0 | 0 | 0 | 0 | 0
| Civic Offices | Solar PV (used on site) (low carbon grid GWP only) | 1705700 | 1000003062 | 5 | Services equipment | UK Grid example low carbon (negative) | EPD | 12750 | kWh | 1 | 44 | 1 | FALSE | 1 | FALSE | [6 empty] | 3062 | 32 | D4 | 0 | 0 | 0 | 0 | 0 | 0 | 0 | 0 | 0
| Civic Offices | Solar PV (used on site) (low carbon grid GWP only) | 1705700 | 1000003062 | 5 | Services equipment | UK Grid example low carbon (negative) | EPD | 12750 | kWh | 1 | 44 | 1 | FALSE | 1 | FALSE | [6 empty] | 3062 | 32 | D5 | 0 | 0 | 0 | 0 | 0 | 0 | 0 | 0 | 0
| Civic Offices | Solar PV (used on site) (low carbon grid GWP only) | 1705700 | 1000003062 | 5 | Services equipment | UK Grid example low carbon (negative) | EPD | 12750 | kWh | 1 | 44 | 1 | FALSE | 1 | FALSE | [6 empty] | 3062 | 33 | D2 | 0 | 0 | 0 | 0 | 0 | 0 | 0 | 0 | 0
| Civic Offices | Solar PV (used on site) (low carbon grid GWP only) | 1705700 | 1000003062 | 5 | Services equipment | UK Grid example low carbon (negative) | EPD | 12750 | kWh | 1 | 44 | 1 | FALSE | 1 | FALSE | [6 empty] | 3062 | 33 | D3 | 0 | 0 | 0 | 0 | 0 | 0 | 0 | 0 | 0
| Civic Offices | Solar PV (used on site) (low carbon grid GWP only) | 1705700 | 1000003062 | 5 | Services equipment | UK Grid example low carbon (negative) | EPD | 12750 | kWh | 1 | 44 | 1 | FALSE | 1 | FALSE | [6 empty] | 3062 | 33 | D4 | 0 | 0 | 0 | 0 | 0 | 0 | 0 | 0 | 0
| Civic Offices | Solar PV (used on site) (low carbon grid GWP only) | 1705700 | 1000003062 | 5 | Services equipment | UK Grid example low carbon (negative) | EPD | 12750 | kWh | 1 | 44 | 1 | FALSE | 1 | FALSE | [6 empty] | 3062 | 33 | D5 | 0 | 0 | 0 | 0 | 0 | 0 | 0 | 0 | 0
| Civic Offices | Solar PV (used on site) (low carbon grid GWP only) | 1705700 | 1000003062 | 5 | Services equipment | UK Grid example low carbon (negative) | EPD | 12750 | kWh | 1 | 44 | 1 | FALSE | 1 | FALSE | [6 empty] | 3062 | 34 | D2 | 0 | 0 | 0 | 0 | 0 | 0 | 0 | 0 | 0
| Civic Offices | Solar PV (used on site) (low carbon grid GWP only) | 1705700 | 1000003062 | 5 | Services equipment | UK Grid example low carbon (negative) | EPD | 12750 | kWh | 1 | 44 | 1 | FALSE | 1 | FALSE | [6 empty] | 3062 | 34 | D3 | 0 | 0 | 0 | 0 | 0 | 0 | 0 | 0 | 0
| Civic Offices | Solar PV (used on site) (low carbon grid GWP only) | 1705700 | 1000003062 | 5 | Services equipment | UK Grid example low carbon (negative) | EPD | 12750 | kWh | 1 | 44 | 1 | FALSE | 1 | FALSE | [6 empty] | 3062 | 34 | D4 | 0 | 0 | 0 | 0 | 0 | 0 | 0 | 0 | 0
| Civic Offices | Solar PV (used on site) (low carbon grid GWP only) | 1705700 | 1000003062 | 5 | Services equipment | UK Grid example low carbon (negative) | EPD | 12750 | kWh | 1 | 44 | 1 | FALSE | 1 | FALSE | [6 empty] | 3062 | 34 | D5 | 0 | 0 | 0 | 0 | 0 | 0 | 0 | 0 | 0
| Civic Offices | Solar PV (used on site) (low carbon grid GWP only) | 1705700 | 1000003062 | 5 | Services equipment | UK Grid example low carbon (negative) | EPD | 12750 | kWh | 1 | 44 | 1 | FALSE | 1 | FALSE | [6 empty] | 3062 | 35 | D2 | 0 | 0 | 0 | 0 | 0 | 0 | 0 | 0 | 0
| Civic Offices | Solar PV (used on site) (low carbon grid GWP only) | 1705700 | 1000003062 | 5 | Services equipment | UK Grid example low carbon (negative) | EPD | 12750 | kWh | 1 | 44 | 1 | FALSE | 1 | FALSE | [6 empty] | 3062 | 35 | D3 | 0 | 0 | 0 | 0 | 0 | 0 | 0 | 0 | 0
| Civic Offices | Solar PV (used on site) (low carbon grid GWP only) | 1705700 | 1000003062 | 5 | Services equipment | UK Grid example low carbon (negative) | EPD | 12750 | kWh | 1 | 44 | 1 | FALSE | 1 | FALSE | [6 empty] | 3062 | 35 | D4 | 0 | 0 | 0 | 0 | 0 | 0 | 0 | 0 | 0
| Civic Offices | Solar PV (used on site) (low carbon grid GWP only) | 1705700 | 1000003062 | 5 | Services equipment | UK Grid example low carbon (negative) | EPD | 12750 | kWh | 1 | 44 | 1 | FALSE | 1 | FALSE | [6 empty] | 3062 | 35 | D5 | 0 | 0 | 0 | 0 | 0 | 0 | 0 | 0 | 0
| Civic Offices | Solar PV (used on site) (low carbon grid GWP only) | 1705700 | 1000003062 | 5 | Services equipment | UK Grid example low carbon (negative) | EPD | 12750 | kWh | 1 | 44 | 1 | FALSE | 1 | FALSE | [6 empty] | 3062 | 36 | D2 | 0 | 0 | 0 | 0 | 0 | 0 | 0 | 0 | 0
| Civic Offices | Solar PV (used on site) (low carbon grid GWP only) | 1705700 | 1000003062 | 5 | Services equipment | UK Grid example low carbon (negative) | EPD | 12750 | kWh | 1 | 44 | 1 | FALSE | 1 | FALSE | [6 empty] | 3062 | 36 | D3 | 0 | 0 | 0 | 0 | 0 | 0 | 0 | 0 | 0
| Civic Offices | Solar PV (used on site) (low carbon grid GWP only) | 1705700 | 1000003062 | 5 | Services equipment | UK Grid example low carbon (negative) | EPD | 12750 | kWh | 1 | 44 | 1 | FALSE | 1 | FALSE | [6 empty] | 3062 | 36 | D4 | 0 | 0 | 0 | 0 | 0 | 0 | 0 | 0 | 0
| Civic Offices | Solar PV (used on site) (low carbon grid GWP only) | 1705700 | 1000003062 | 5 | Services equipment | UK Grid example low carbon (negative) | EPD | 12750 | kWh | 1 | 44 | 1 | FALSE | 1 | FALSE | [6 empty] | 3062 | 36 | D5 | 0 | 0 | 0 | 0 | 0 | 0 | 0 | 0 | 0
| Civic Offices | Solar PV (used on site) (low carbon grid GWP only) | 1705700 | 1000003062 | 5 | Services equipment | UK Grid example low carbon (negative) | EPD | 12750 | kWh | 1 | 44 | 1 | FALSE | 1 | FALSE | [6 empty] | 3062 | 37 | D2 | 0 | 0 | 0 | 0 | 0 | 0 | 0 | 0 | 0
| Civic Offices | Solar PV (used on site) (low carbon grid GWP only) | 1705700 | 1000003062 | 5 | Services equipment | UK Grid example low carbon (negative) | EPD | 12750 | kWh | 1 | 44 | 1 | FALSE | 1 | FALSE | [6 empty] | 3062 | 37 | D3 | 0 | 0 | 0 | 0 | 0 | 0 | 0 | 0 | 0
| Civic Offices | Solar PV (used on site) (low carbon grid GWP only) | 1705700 | 1000003062 | 5 | Services equipment | UK Grid example low carbon (negative) | EPD | 12750 | kWh | 1 | 44 | 1 | FALSE | 1 | FALSE | [6 empty] | 3062 | 37 | D4 | 0 | 0 | 0 | 0 | 0 | 0 | 0 | 0 | 0
| Civic Offices | Solar PV (used on site) (low carbon grid GWP only) | 1705700 | 1000003062 | 5 | Services equipment | UK Grid example low carbon (negative) | EPD | 12750 | kWh | 1 | 44 | 1 | FALSE | 1 | FALSE | [6 empty] | 3062 | 37 | D5 | 0 | 0 | 0 | 0 | 0 | 0 | 0 | 0 | 0
| Civic Offices | Solar PV (used on site) (low carbon grid GWP only) | 1705700 | 1000003062 | 5 | Services equipment | UK Grid example low carbon (negative) | EPD | 12750 | kWh | 1 | 44 | 1 | FALSE | 1 | FALSE | [6 empty] | 3062 | 38 | D2 | 0 | 0 | 0 | 0 | 0 | 0 | 0 | 0 | 0
| Civic Offices | Solar PV (used on site) (low carbon grid GWP only) | 1705700 | 1000003062 | 5 | Services equipment | UK Grid example low carbon (negative) | EPD | 12750 | kWh | 1 | 44 | 1 | FALSE | 1 | FALSE | [6 empty] | 3062 | 38 | D3 | 0 | 0 | 0 | 0 | 0 | 0 | 0 | 0 | 0
| Civic Offices | Solar PV (used on site) (low carbon grid GWP only) | 1705700 | 1000003062 | 5 | Services equipment | UK Grid example low carbon (negative) | EPD | 12750 | kWh | 1 | 44 | 1 | FALSE | 1 | FALSE | [6 empty] | 3062 | 38 | D4 | 0 | 0 | 0 | 0 | 0 | 0 | 0 | 0 | 0
| Civic Offices | Solar PV (used on site) (low carbon grid GWP only) | 1705700 | 1000003062 | 5 | Services equipment | UK Grid example low carbon (negative) | EPD | 12750 | kWh | 1 | 44 | 1 | FALSE | 1 | FALSE | [6 empty] | 3062 | 38 | D5 | 0 | 0 | 0 | 0 | 0 | 0 | 0 | 0 | 0
| Civic Offices | Solar PV (used on site) (low carbon grid GWP only) | 1705700 | 1000003062 | 5 | Services equipment | UK Grid example low carbon (negative) | EPD | 12750 | kWh | 1 | 44 | 1 | FALSE | 1 | FALSE | [6 empty] | 3062 | 39 | D2 | 0 | 0 | 0 | 0 | 0 | 0 | 0 | 0 | 0
| Civic Offices | Solar PV (used on site) (low carbon grid GWP only) | 1705700 | 1000003062 | 5 | Services equipment | UK Grid example low carbon (negative) | EPD | 12750 | kWh | 1 | 44 | 1 | FALSE | 1 | FALSE | [6 empty] | 3062 | 39 | D3 | 0 | 0 | 0 | 0 | 0 | 0 | 0 | 0 | 0
| Civic Offices | Solar PV (used on site) (low carbon grid GWP only) | 1705700 | 1000003062 | 5 | Services equipment | UK Grid example low carbon (negative) | EPD | 12750 | kWh | 1 | 44 | 1 | FALSE | 1 | FALSE | [6 empty] | 3062 | 39 | D4 | 0 | 0 | 0 | 0 | 0 | 0 | 0 | 0 | 0
| Civic Offices | Solar PV (used on site) (low carbon grid GWP only) | 1705700 | 1000003062 | 5 | Services equipment | UK Grid example low carbon (negative) | EPD | 12750 | kWh | 1 | 44 | 1 | FALSE | 1 | FALSE | [6 empty] | 3062 | 39 | D5 | 0 | 0 | 0 | 0 | 0 | 0 | 0 | 0 | 0
| Civic Offices | Solar PV (used on site) (low carbon grid GWP only) | 1705700 | 1000003062 | 5 | Services equipment | UK Grid example low carbon (negative) | EPD | 12750 | kWh | 1 | 44 | 1 | FALSE | 1 | FALSE | [6 empty] | 3062 | 40 | D2 | 0 | 0 | 0 | 0 | 0 | 0 | 0 | 0 | 0
| Civic Offices | Solar PV (used on site) (low carbon grid GWP only) | 1705700 | 1000003062 | 5 | Services equipment | UK Grid example low carbon (negative) | EPD | 12750 | kWh | 1 | 44 | 1 | FALSE | 1 | FALSE | [6 empty] | 3062 | 40 | D3 | 0 | 0 | 0 | 0 | 0 | 0 | 0 | 0 | 0
| Civic Offices | Solar PV (used on site) (low carbon grid GWP only) | 1705700 | 1000003062 | 5 | Services equipment | UK Grid example low carbon (negative) | EPD | 12750 | kWh | 1 | 44 | 1 | FALSE | 1 | FALSE | [6 empty] | 3062 | 40 | D4 | 0 | 0 | 0 | 0 | 0 | 0 | 0 | 0 | 0
| Civic Offices | Solar PV (used on site) (low carbon grid GWP only) | 1705700 | 1000003062 | 5 | Services equipment | UK Grid example low carbon (negative) | EPD | 12750 | kWh | 1 | 44 | 1 | FALSE | 1 | FALSE | [6 empty] | 3062 | 40 | D5 | 0 | 0 | 0 | 0 | 0 | 0 | 0 | 0 | 0
| Civic Offices | Solar PV (used on site) (low carbon grid GWP only) | 1705700 | 1000003062 | 5 | Services equipment | UK Grid example low carbon (negative) | EPD | 12750 | kWh | 1 | 44 | 1 | FALSE | 1 | FALSE | [6 empty] | 3062 | 41 | D2 | 0 | 0 | 0 | 0 | 0 | 0 | 0 | 0 | 0
| Civic Offices | Solar PV (used on site) (low carbon grid GWP only) | 1705700 | 1000003062 | 5 | Services equipment | UK Grid example low carbon (negative) | EPD | 12750 | kWh | 1 | 44 | 1 | FALSE | 1 | FALSE | [6 empty] | 3062 | 41 | D3 | 0 | 0 | 0 | 0 | 0 | 0 | 0 | 0 | 0
| Civic Offices | Solar PV (used on site) (low carbon grid GWP only) | 1705700 | 1000003062 | 5 | Services equipment | UK Grid example low carbon (negative) | EPD | 12750 | kWh | 1 | 44 | 1 | FALSE | 1 | FALSE | [6 empty] | 3062 | 41 | D4 | 0 | 0 | 0 | 0 | 0 | 0 | 0 | 0 | 0
| Civic Offices | Solar PV (used on site) (low carbon grid GWP only) | 1705700 | 1000003062 | 5 | Services equipment | UK Grid example low carbon (negative) | EPD | 12750 | kWh | 1 | 44 | 1 | FALSE | 1 | FALSE | [6 empty] | 3062 | 41 | D5 | 0 | 0 | 0 | 0 | 0 | 0 | 0 | 0 | 0
| Civic Offices | Solar PV (used on site) (low carbon grid GWP only) | 1705700 | 1000003062 | 5 | Services equipment | UK Grid example low carbon (negative) | EPD | 12750 | kWh | 1 | 44 | 1 | FALSE | 1 | FALSE | [6 empty] | 3062 | 42 | D2 | 0 | 0 | 0 | 0 | 0 | 0 | 0 | 0 | 0
| Civic Offices | Solar PV (used on site) (low carbon grid GWP only) | 1705700 | 1000003062 | 5 | Services equipment | UK Grid example low carbon (negative) | EPD | 12750 | kWh | 1 | 44 | 1 | FALSE | 1 | FALSE | [6 empty] | 3062 | 42 | D3 | 0 | 0 | 0 | 0 | 0 | 0 | 0 | 0 | 0
| Civic Offices | Solar PV (used on site) (low carbon grid GWP only) | 1705700 | 1000003062 | 5 | Services equipment | UK Grid example low carbon (negative) | EPD | 12750 | kWh | 1 | 44 | 1 | FALSE | 1 | FALSE | [6 empty] | 3062 | 42 | D4 | 0 | 0 | 0 | 0 | 0 | 0 | 0 | 0 | 0
| Civic Offices | Solar PV (used on site) (low carbon grid GWP only) | 1705700 | 1000003062 | 5 | Services equipment | UK Grid example low carbon (negative) | EPD | 12750 | kWh | 1 | 44 | 1 | FALSE | 1 | FALSE | [6 empty] | 3062 | 42 | D5 | 0 | 0 | 0 | 0 | 0 | 0 | 0 | 0 | 0
| Civic Offices | Solar PV (used on site) (low carbon grid GWP only) | 1705700 | 1000003062 | 5 | Services equipment | UK Grid example low carbon (negative) | EPD | 12750 | kWh | 1 | 44 | 1 | FALSE | 1 | FALSE | [6 empty] | 3062 | 43 | D2 | 0 | 0 | 0 | 0 | 0 | 0 | 0 | 0 | 0
| Civic Offices | Solar PV (used on site) (low carbon grid GWP only) | 1705700 | 1000003062 | 5 | Services equipment | UK Grid example low carbon (negative) | EPD | 12750 | kWh | 1 | 44 | 1 | FALSE | 1 | FALSE | [6 empty] | 3062 | 43 | D3 | 0 | 0 | 0 | 0 | 0 | 0 | 0 | 0 | 0
| Civic Offices | Solar PV (used on site) (low carbon grid GWP only) | 1705700 | 1000003062 | 5 | Services equipment | UK Grid example low carbon (negative) | EPD | 12750 | kWh | 1 | 44 | 1 | FALSE | 1 | FALSE | [6 empty] | 3062 | 43 | D4 | 0 | 0 | 0 | 0 | 0 | 0 | 0 | 0 | 0
| Civic Offices | Solar PV (used on site) (low carbon grid GWP only) | 1705700 | 1000003062 | 5 | Services equipment | UK Grid example low carbon (negative) | EPD | 12750 | kWh | 1 | 44 | 1 | FALSE | 1 | FALSE | [6 empty] | 3062 | 43 | D5 | 0 | 0 | 0 | 0 | 0 | 0 | 0 | 0 | 0
| Civic Offices | Solar PV (used on site) (low carbon grid GWP only) | 1705700 | 1000003062 | 5 | Services equipment | UK Grid example low carbon (negative) | EPD | 12750 | kWh | 1 | 44 | 1 | FALSE | 1 | FALSE | [6 empty] | 3062 | 44 | D2 | 0 | 0 | 0 | 0 | 0 | 0 | 0 | 0 | 0
| Civic Offices | Solar PV (used on site) (low carbon grid GWP only) | 1705700 | 1000003062 | 5 | Services equipment | UK Grid example low carbon (negative) | EPD | 12750 | kWh | 1 | 44 | 1 | FALSE | 1 | FALSE | [6 empty] | 3062 | 44 | D3 | 0 | 0 | 0 | 0 | 0 | 0 | 0 | 0 | 0
| Civic Offices | Solar PV (used on site) (low carbon grid GWP only) | 1705700 | 1000003062 | 5 | Services equipment | UK Grid example low carbon (negative) | EPD | 12750 | kWh | 1 | 44 | 1 | FALSE | 1 | FALSE | [6 empty] | 3062 | 44 | D4 | 0 | 0 | 0 | 0 | 0 | 0 | 0 | 0 | 0
| Civic Offices | Solar PV (used on site) (low carbon grid GWP only) | 1705700 | 1000003062 | 5 | Services equipment | UK Grid example low carbon (negative) | EPD | 12750 | kWh | 1 | 44 | 1 | FALSE | 1 | FALSE | [6 empty] | 3062 | 44 | D5 | 0 | 0 | 0 | 0 | 0 | 0 | 0 | 0 | 0
| Civic Offices | Solar PV (used on site) (low carbon grid GWP only) | 1705700 | 1000003062 | 5 | Services equipment | UK Grid example low carbon (negative) | EPD | 12750 | kWh | 1 | 44 | 1 | FALSE | 1 | FALSE | [6 empty] | 3062 | 45 | D2 | 0 | 0 | 0 | 0 | 0 | 0 | 0 | 0 | 0
| Civic Offices | Solar PV (used on site) (low carbon grid GWP only) | 1705700 | 1000003062 | 5 | Services equipment | UK Grid example low carbon (negative) | EPD | 12750 | kWh | 1 | 44 | 1 | FALSE | 1 | FALSE | [6 empty] | 3062 | 45 | D3 | 0 | 0 | 0 | 0 | 0 | 0 | 0 | 0 | 0
| Civic Offices | Solar PV (used on site) (low carbon grid GWP only) | 1705700 | 1000003062 | 5 | Services equipment | UK Grid example low carbon (negative) | EPD | 12750 | kWh | 1 | 44 | 1 | FALSE | 1 | FALSE | [6 empty] | 3062 | 45 | D4 | 0 | 0 | 0 | 0 | 0 | 0 | 0 | 0 | 0
| Civic Offices | Solar PV (used on site) (low carbon grid GWP only) | 1705700 | 1000003062 | 5 | Services equipment | UK Grid example low carbon (negative) | EPD | 12750 | kWh | 1 | 44 | 1 | FALSE | 1 | FALSE | [6 empty] | 3062 | 45 | D5 | 0 | 0 | 0 | 0 | 0 | 0 | 0 | 0 | 0
| Civic Offices | Solar PV (used on site) (low carbon grid GWP only) | 1705700 | 1000003062 | 5 | Services equipment | UK Grid example low carbon (negative) | EPD | 12750 | kWh | 1 | 44 | 1 | FALSE | 1 | FALSE | [6 empty] | 3062 | 46 | D2 | 0 | 0 | 0 | 0 | 0 | 0 | 0 | 0 | 0
| Civic Offices | Solar PV (used on site) (low carbon grid GWP only) | 1705700 | 1000003062 | 5 | Services equipment | UK Grid example low carbon (negative) | EPD | 12750 | kWh | 1 | 44 | 1 | FALSE | 1 | FALSE | [6 empty] | 3062 | 46 | D3 | 0 | 0 | 0 | 0 | 0 | 0 | 0 | 0 | 0
| Civic Offices | Solar PV (used on site) (low carbon grid GWP only) | 1705700 | 1000003062 | 5 | Services equipment | UK Grid example low carbon (negative) | EPD | 12750 | kWh | 1 | 44 | 1 | FALSE | 1 | FALSE | [6 empty] | 3062 | 46 | D4 | 0 | 0 | 0 | 0 | 0 | 0 | 0 | 0 | 0
| Civic Offices | Solar PV (used on site) (low carbon grid GWP only) | 1705700 | 1000003062 | 5 | Services equipment | UK Grid example low carbon (negative) | EPD | 12750 | kWh | 1 | 44 | 1 | FALSE | 1 | FALSE | [6 empty] | 3062 | 46 | D5 | 0 | 0 | 0 | 0 | 0 | 0 | 0 | 0 | 0
| Civic Offices | Solar PV (used on site) (low carbon grid GWP only) | 1705700 | 1000003062 | 5 | Services equipment | UK Grid example low carbon (negative) | EPD | 12750 | kWh | 1 | 44 | 1 | FALSE | 1 | FALSE | [6 empty] | 3062 | 47 | D2 | 0 | 0 | 0 | 0 | 0 | 0 | 0 | 0 | 0
| Civic Offices | Solar PV (used on site) (low carbon grid GWP only) | 1705700 | 1000003062 | 5 | Services equipment | UK Grid example low carbon (negative) | EPD | 12750 | kWh | 1 | 44 | 1 | FALSE | 1 | FALSE | [6 empty] | 3062 | 47 | D3 | 0 | 0 | 0 | 0 | 0 | 0 | 0 | 0 | 0
| Civic Offices | Solar PV (used on site) (low carbon grid GWP only) | 1705700 | 1000003062 | 5 | Services equipment | UK Grid example low carbon (negative) | EPD | 12750 | kWh | 1 | 44 | 1 | FALSE | 1 | FALSE | [6 empty] | 3062 | 47 | D4 | 0 | 0 | 0 | 0 | 0 | 0 | 0 | 0 | 0
| Civic Offices | Solar PV (used on site) (low carbon grid GWP only) | 1705700 | 1000003062 | 5 | Services equipment | UK Grid example low carbon (negative) | EPD | 12750 | kWh | 1 | 44 | 1 | FALSE | 1 | FALSE | [6 empty] | 3062 | 47 | D5 | 0 | 0 | 0 | 0 | 0 | 0 | 0 | 0 | 0
| Civic Offices | Solar PV (used on site) (low carbon grid GWP only) | 1705700 | 1000003062 | 5 | Services equipment | UK Grid example low carbon (negative) | EPD | 12750 | kWh | 1 | 44 | 1 | FALSE | 1 | FALSE | [6 empty] | 3062 | 48 | D2 | 0 | 0 | 0 | 0 | 0 | 0 | 0 | 0 | 0
| Civic Offices | Solar PV (used on site) (low carbon grid GWP only) | 1705700 | 1000003062 | 5 | Services equipment | UK Grid example low carbon (negative) | EPD | 12750 | kWh | 1 | 44 | 1 | FALSE | 1 | FALSE | [6 empty] | 3062 | 48 | D3 | 0 | 0 | 0 | 0 | 0 | 0 | 0 | 0 | 0
| Civic Offices | Solar PV (used on site) (low carbon grid GWP only) | 1705700 | 1000003062 | 5 | Services equipment | UK Grid example low carbon (negative) | EPD | 12750 | kWh | 1 | 44 | 1 | FALSE | 1 | FALSE | [6 empty] | 3062 | 48 | D4 | 0 | 0 | 0 | 0 | 0 | 0 | 0 | 0 | 0
| Civic Offices | Solar PV (used on site) (low carbon grid GWP only) | 1705700 | 1000003062 | 5 | Services equipment | UK Grid example low carbon (negative) | EPD | 12750 | kWh | 1 | 44 | 1 | FALSE | 1 | FALSE | [6 empty] | 3062 | 48 | D5 | 0 | 0 | 0 | 0 | 0 | 0 | 0 | 0 | 0
| Civic Offices | Solar PV (used on site) (low carbon grid GWP only) | 1705700 | 1000003062 | 5 | Services equipment | UK Grid example low carbon (negative) | EPD | 12750 | kWh | 1 | 44 | 1 | FALSE | 1 | FALSE | [6 empty] | 3062 | 49 | D2 | 0 | 0 | 0 | 0 | 0 | 0 | 0 | 0 | 0
| Civic Offices | Solar PV (used on site) (low carbon grid GWP only) | 1705700 | 1000003062 | 5 | Services equipment | UK Grid example low carbon (negative) | EPD | 12750 | kWh | 1 | 44 | 1 | FALSE | 1 | FALSE | [6 empty] | 3062 | 49 | D3 | 0 | 0 | 0 | 0 | 0 | 0 | 0 | 0 | 0
| Civic Offices | Solar PV (used on site) (low carbon grid GWP only) | 1705700 | 1000003062 | 5 | Services equipment | UK Grid example low carbon (negative) | EPD | 12750 | kWh | 1 | 44 | 1 | FALSE | 1 | FALSE | [6 empty] | 3062 | 49 | D4 | 0 | 0 | 0 | 0 | 0 | 0 | 0 | 0 | 0
| Civic Offices | Solar PV (used on site) (low carbon grid GWP only) | 1705700 | 1000003062 | 5 | Services equipment | UK Grid example low carbon (negative) | EPD | 12750 | kWh | 1 | 44 | 1 | FALSE | 1 | FALSE | [6 empty] | 3062 | 49 | D5 | 0 | 0 | 0 | 0 | 0 | 0 | 0 | 0 | 0
| Civic Offices | Solar PV (used on site) (low carbon grid GWP only) | 1705700 | 1000003062 | 5 | Services equipment | UK Grid example low carbon (negative) | EPD | 12750 | kWh | 1 | 44 | 1 | FALSE | 1 | FALSE | [6 empty] | 3062 | 50 | D2 | 0 | 0 | 0 | 0 | 0 | 0 | 0 | 0 | 0
| Civic Offices | Solar PV (used on site) (low carbon grid GWP only) | 1705700 | 1000003062 | 5 | Services equipment | UK Grid example low carbon (negative) | EPD | 12750 | kWh | 1 | 44 | 1 | FALSE | 1 | FALSE | [6 empty] | 3062 | 50 | D3 | 0 | 0 | 0 | 0 | 0 | 0 | 0 | 0 | 0
| Civic Offices | Solar PV (used on site) (low carbon grid GWP only) | 1705700 | 1000003062 | 5 | Services equipment | UK Grid example low carbon (negative) | EPD | 12750 | kWh | 1 | 44 | 1 | FALSE | 1 | FALSE | [6 empty] | 3062 | 50 | D4 | 0 | 0 | 0 | 0 | 0 | 0 | 0 | 0 | 0
| Civic Offices | Solar PV (used on site) (low carbon grid GWP only) | 1705700 | 1000003062 | 5 | Services equipment | UK Grid example low carbon (negative) | EPD | 12750 | kWh | 1 | 44 | 1 | FALSE | 1 | FALSE | [6 empty] | 3062 | 50 | D5 | 0 | 0 | 0 | 0 | 0 | 0 | 0 | 0 | 0
| Civic Offices | Solar PV (used on site) (low carbon grid GWP only) | 1705700 | 1000003062 | 5 | Services equipment | UK Grid example low carbon (negative) | EPD | 12750 | kWh | 1 | 44 | 1 | FALSE | 1 | FALSE | [6 empty] | 3062 | 51 | D2 | 0 | 0 | 0 | 0 | 0 | 0 | 0 | 0 | 0
| Civic Offices | Solar PV (used on site) (low carbon grid GWP only) | 1705700 | 1000003062 | 5 | Services equipment | UK Grid example low carbon (negative) | EPD | 12750 | kWh | 1 | 44 | 1 | FALSE | 1 | FALSE | [6 empty] | 3062 | 51 | D3 | 0 | 0 | 0 | 0 | 0 | 0 | 0 | 0 | 0
| Civic Offices | Solar PV (used on site) (low carbon grid GWP only) | 1705700 | 1000003062 | 5 | Services equipment | UK Grid example low carbon (negative) | EPD | 12750 | kWh | 1 | 44 | 1 | FALSE | 1 | FALSE | [6 empty] | 3062 | 51 | D4 | 0 | 0 | 0 | 0 | 0 | 0 | 0 | 0 | 0
| Civic Offices | Solar PV (used on site) (low carbon grid GWP only) | 1705700 | 1000003062 | 5 | Services equipment | UK Grid example low carbon (negative) | EPD | 12750 | kWh | 1 | 44 | 1 | FALSE | 1 | FALSE | [6 empty] | 3062 | 51 | D5 | 0 | 0 | 0 | 0 | 0 | 0 | 0 | 0 | 0
| Civic Offices | Solar PV (used on site) (low carbon grid GWP only) | 1705700 | 1000003062 | 5 | Services equipment | UK Grid example low carbon (negative) | EPD | 12750 | kWh | 1 | 44 | 1 | FALSE | 1 | FALSE | [6 empty] | 3062 | 52 | D2 | 0 | 0 | 0 | 0 | 0 | 0 | 0 | 0 | 0
| Civic Offices | Solar PV (used on site) (low carbon grid GWP only) | 1705700 | 1000003062 | 5 | Services equipment | UK Grid example low carbon (negative) | EPD | 12750 | kWh | 1 | 44 | 1 | FALSE | 1 | FALSE | [6 empty] | 3062 | 52 | D3 | 0 | 0 | 0 | 0 | 0 | 0 | 0 | 0 | 0
| Civic Offices | Solar PV (used on site) (low carbon grid GWP only) | 1705700 | 1000003062 | 5 | Services equipment | UK Grid example low carbon (negative) | EPD | 12750 | kWh | 1 | 44 | 1 | FALSE | 1 | FALSE | [6 empty] | 3062 | 52 | D4 | 0 | 0 | 0 | 0 | 0 | 0 | 0 | 0 | 0
| Civic Offices | Solar PV (used on site) (low carbon grid GWP only) | 1705700 | 1000003062 | 5 | Services equipment | UK Grid example low carbon (negative) | EPD | 12750 | kWh | 1 | 44 | 1 | FALSE | 1 | FALSE | [6 empty] | 3062 | 52 | D5 | 0 | 0 | 0 | 0 | 0 | 0 | 0 | 0 | 0
| Civic Offices | Solar PV (used on site) (low carbon grid GWP only) | 1705700 | 1000003062 | 5 | Services equipment | UK Grid example low carbon (negative) | EPD | 12750 | kWh | 1 | 44 | 1 | FALSE | 1 | FALSE | [6 empty] | 3062 | 53 | D2 | 0 | 0 | 0 | 0 | 0 | 0 | 0 | 0 | 0
| Civic Offices | Solar PV (used on site) (low carbon grid GWP only) | 1705700 | 1000003062 | 5 | Services equipment | UK Grid example low carbon (negative) | EPD | 12750 | kWh | 1 | 44 | 1 | FALSE | 1 | FALSE | [6 empty] | 3062 | 53 | D3 | 0 | 0 | 0 | 0 | 0 | 0 | 0 | 0 | 0
| Civic Offices | Solar PV (used on site) (low carbon grid GWP only) | 1705700 | 1000003062 | 5 | Services equipment | UK Grid example low carbon (negative) | EPD | 12750 | kWh | 1 | 44 | 1 | FALSE | 1 | FALSE | [6 empty] | 3062 | 53 | D4 | 0 | 0 | 0 | 0 | 0 | 0 | 0 | 0 | 0
| Civic Offices | Solar PV (used on site) (low carbon grid GWP only) | 1705700 | 1000003062 | 5 | Services equipment | UK Grid example low carbon (negative) | EPD | 12750 | kWh | 1 | 44 | 1 | FALSE | 1 | FALSE | [6 empty] | 3062 | 53 | D5 | 0 | 0 | 0 | 0 | 0 | 0 | 0 | 0 | 0
| Civic Offices | Solar PV (used on site) (low carbon grid GWP only) | 1705700 | 1000003062 | 5 | Services equipment | UK Grid example low carbon (negative) | EPD | 12750 | kWh | 1 | 44 | 1 | FALSE | 1 | FALSE | [6 empty] | 3062 | 54 | D2 | 0 | 0 | 0 | 0 | 0 | 0 | 0 | 0 | 0
| Civic Offices | Solar PV (used on site) (low carbon grid GWP only) | 1705700 | 1000003062 | 5 | Services equipment | UK Grid example low carbon (negative) | EPD | 12750 | kWh | 1 | 44 | 1 | FALSE | 1 | FALSE | [6 empty] | 3062 | 54 | D3 | 0 | 0 | 0 | 0 | 0 | 0 | 0 | 0 | 0
| Civic Offices | Solar PV (used on site) (low carbon grid GWP only) | 1705700 | 1000003062 | 5 | Services equipment | UK Grid example low carbon (negative) | EPD | 12750 | kWh | 1 | 44 | 1 | FALSE | 1 | FALSE | [6 empty] | 3062 | 54 | D4 | 0 | 0 | 0 | 0 | 0 | 0 | 0 | 0 | 0
| Civic Offices | Solar PV (used on site) (low carbon grid GWP only) | 1705700 | 1000003062 | 5 | Services equipment | UK Grid example low carbon (negative) | EPD | 12750 | kWh | 1 | 44 | 1 | FALSE | 1 | FALSE | [6 empty] | 3062 | 54 | D5 | 0 | 0 | 0 | 0 | 0 | 0 | 0 | 0 | 0
| Civic Offices | Solar PV (used on site) (low carbon grid GWP only) | 1705700 | 1000003062 | 5 | Services equipment | UK Grid example low carbon (negative) | EPD | 12750 | kWh | 1 | 44 | 1 | FALSE | 1 | FALSE | [6 empty] | 3062 | 55 | D2 | 0 | 0 | 0 | 0 | 0 | 0 | 0 | 0 | 0
| Civic Offices | Solar PV (used on site) (low carbon grid GWP only) | 1705700 | 1000003062 | 5 | Services equipment | UK Grid example low carbon (negative) | EPD | 12750 | kWh | 1 | 44 | 1 | FALSE | 1 | FALSE | [6 empty] | 3062 | 55 | D3 | 0 | 0 | 0 | 0 | 0 | 0 | 0 | 0 | 0
| Civic Offices | Solar PV (used on site) (low carbon grid GWP only) | 1705700 | 1000003062 | 5 | Services equipment | UK Grid example low carbon (negative) | EPD | 12750 | kWh | 1 | 44 | 1 | FALSE | 1 | FALSE | [6 empty] | 3062 | 55 | D4 | 0 | 0 | 0 | 0 | 0 | 0 | 0 | 0 | 0
| Civic Offices | Solar PV (used on site) (low carbon grid GWP only) | 1705700 | 1000003062 | 5 | Services equipment | UK Grid example low carbon (negative) | EPD | 12750 | kWh | 1 | 44 | 1 | FALSE | 1 | FALSE | [6 empty] | 3062 | 55 | D5 | 0 | 0 | 0 | 0 | 0 | 0 | 0 | 0 | 0
| Civic Offices | Solar PV (used on site) (low carbon grid GWP only) | 1705700 | 1000003062 | 5 | Services equipment | UK Grid example low carbon (negative) | EPD | 12750 | kWh | 1 | 44 | 1 | FALSE | 1 | FALSE | [6 empty] | 3062 | 56 | D2 | 0 | 0 | 0 | 0 | 0 | 0 | 0 | 0 | 0
| Civic Offices | Solar PV (used on site) (low carbon grid GWP only) | 1705700 | 1000003062 | 5 | Services equipment | UK Grid example low carbon (negative) | EPD | 12750 | kWh | 1 | 44 | 1 | FALSE | 1 | FALSE | [6 empty] | 3062 | 56 | D3 | 0 | 0 | 0 | 0 | 0 | 0 | 0 | 0 | 0
| Civic Offices | Solar PV (used on site) (low carbon grid GWP only) | 1705700 | 1000003062 | 5 | Services equipment | UK Grid example low carbon (negative) | EPD | 12750 | kWh | 1 | 44 | 1 | FALSE | 1 | FALSE | [6 empty] | 3062 | 56 | D4 | 0 | 0 | 0 | 0 | 0 | 0 | 0 | 0 | 0
| Civic Offices | Solar PV (used on site) (low carbon grid GWP only) | 1705700 | 1000003062 | 5 | Services equipment | UK Grid example low carbon (negative) | EPD | 12750 | kWh | 1 | 44 | 1 | FALSE | 1 | FALSE | [6 empty] | 3062 | 56 | D5 | 0 | 0 | 0 | 0 | 0 | 0 | 0 | 0 | 0
| Civic Offices | Solar PV (used on site) (low carbon grid GWP only) | 1705700 | 1000003062 | 5 | Services equipment | UK Grid example low carbon (negative) | EPD | 12750 | kWh | 1 | 44 | 1 | FALSE | 1 | FALSE | [6 empty] | 3062 | 57 | D2 | 0 | 0 | 0 | 0 | 0 | 0 | 0 | 0 | 0
| Civic Offices | Solar PV (used on site) (low carbon grid GWP only) | 1705700 | 1000003062 | 5 | Services equipment | UK Grid example low carbon (negative) | EPD | 12750 | kWh | 1 | 44 | 1 | FALSE | 1 | FALSE | [6 empty] | 3062 | 57 | D3 | 0 | 0 | 0 | 0 | 0 | 0 | 0 | 0 | 0
| Civic Offices | Solar PV (used on site) (low carbon grid GWP only) | 1705700 | 1000003062 | 5 | Services equipment | UK Grid example low carbon (negative) | EPD | 12750 | kWh | 1 | 44 | 1 | FALSE | 1 | FALSE | [6 empty] | 3062 | 57 | D4 | 0 | 0 | 0 | 0 | 0 | 0 | 0 | 0 | 0
| Civic Offices | Solar PV (used on site) (low carbon grid GWP only) | 1705700 | 1000003062 | 5 | Services equipment | UK Grid example low carbon (negative) | EPD | 12750 | kWh | 1 | 44 | 1 | FALSE | 1 | FALSE | [6 empty] | 3062 | 57 | D5 | 0 | 0 | 0 | 0 | 0 | 0 | 0 | 0 | 0
| Civic Offices | Solar PV (used on site) (low carbon grid GWP only) | 1705700 | 1000003062 | 5 | Services equipment | UK Grid example low carbon (negative) | EPD | 12750 | kWh | 1 | 44 | 1 | FALSE | 1 | FALSE | [6 empty] | 3062 | 58 | D2 | 0 | 0 | 0 | 0 | 0 | 0 | 0 | 0 | 0
| Civic Offices | Solar PV (used on site) (low carbon grid GWP only) | 1705700 | 1000003062 | 5 | Services equipment | UK Grid example low carbon (negative) | EPD | 12750 | kWh | 1 | 44 | 1 | FALSE | 1 | FALSE | [6 empty] | 3062 | 58 | D3 | 0 | 0 | 0 | 0 | 0 | 0 | 0 | 0 | 0
| Civic Offices | Solar PV (used on site) (low carbon grid GWP only) | 1705700 | 1000003062 | 5 | Services equipment | UK Grid example low carbon (negative) | EPD | 12750 | kWh | 1 | 44 | 1 | FALSE | 1 | FALSE | [6 empty] | 3062 | 58 | D4 | 0 | 0 | 0 | 0 | 0 | 0 | 0 | 0 | 0
| Civic Offices | Solar PV (used on site) (low carbon grid GWP only) | 1705700 | 1000003062 | 5 | Services equipment | UK Grid example low carbon (negative) | EPD | 12750 | kWh | 1 | 44 | 1 | FALSE | 1 | FALSE | [6 empty] | 3062 | 58 | D5 | 0 | 0 | 0 | 0 | 0 | 0 | 0 | 0 | 0
| Civic Offices | Solar PV (used on site) (low carbon grid GWP only) | 1705700 | 1000003062 | 5 | Services equipment | UK Grid example low carbon (negative) | EPD | 12750 | kWh | 1 | 44 | 1 | FALSE | 1 | FALSE | [6 empty] | 3062 | 59 | D2 | 0 | 0 | 0 | 0 | 0 | 0 | 0 | 0 | 0
| Civic Offices | Solar PV (used on site) (low carbon grid GWP only) | 1705700 | 1000003062 | 5 | Services equipment | UK Grid example low carbon (negative) | EPD | 12750 | kWh | 1 | 44 | 1 | FALSE | 1 | FALSE | [6 empty] | 3062 | 59 | D3 | 0 | 0 | 0 | 0 | 0 | 0 | 0 | 0 | 0
| Civic Offices | Solar PV (used on site) (low carbon grid GWP only) | 1705700 | 1000003062 | 5 | Services equipment | UK Grid example low carbon (negative) | EPD | 12750 | kWh | 1 | 44 | 1 | FALSE | 1 | FALSE | [6 empty] | 3062 | 59 | D4 | 0 | 0 | 0 | 0 | 0 | 0 | 0 | 0 | 0
| Civic Offices | Solar PV (used on site) (low carbon grid GWP only) | 1705700 | 1000003062 | 5 | Services equipment | UK Grid example low carbon (negative) | EPD | 12750 | kWh | 1 | 44 | 1 | FALSE | 1 | FALSE | [6 empty] | 3062 | 59 | D5 | 0 | 0 | 0 | 0 | 0 | 0 | 0 | 0 | 0

## Library (hidden)
Library
Unique Asset ID
All