| Civic Offices | Services LED light fitting | 1701243 | 8404101 | 5.8 | Electrical installations | glass bulb | Construction | 7.5088 | kg | 10 | 44 | 1 | FALSE | 1 | FALSE |  | 1.05 | 7.5088 | 45.0526 | 5490 | General glazing, glass (toughened) |  | 30 | B4B5 | 9.0586 | 8.5576e-07 | 0.084824 | 0.010795 | 0.0052203 | 5.6747e-05 | 111.6794 | 62.8171 | 0.04396
| Civic Offices | Services LED light fitting | 1701243 | 8404101 | 5.8 | Electrical installations | glass bulb | Construction | 7.5088 | kg | 10 | 44 | 1 | FALSE | 1 | FALSE |  | 1.05 | 7.5088 | 45.0526 | 5490 | General glazing, glass (toughened) |  | 30 | D2 | 0 | 0 | 0 | 0 | 0 | 0 | 0 | 0 | 0
| Civic Offices | Services LED light fitting | 1701243 | 8404101 | 5.8 | Electrical installations | glass bulb | Construction | 7.5088 | kg | 10 | 44 | 1 | FALSE | 1 | FALSE |  | 1.05 | 7.5088 | 45.0526 | 5490 | General glazing, glass (toughened) |  | 30 | D3 | 0 | 0 | 0 | 0 | 0 | 0 | 0 | 0 | 0
| Civic Offices | Services LED light fitting | 1701243 | 8404101 | 5.8 | Electrical installations | glass bulb | Construction | 7.5088 | kg | 10 | 44 | 1 | FALSE | 1 | FALSE |  | 1.05 | 7.5088 | 45.0526 | 5490 | General glazing, glass (toughened) |  | 30 | D4 | 0 | 0 | 0 | 0 | 0 | 0 | 0 | 0 | 0
| Civic Offices | Services LED light fitting | 1701243 | 8404101 | 5.8 | Electrical installations | glass bulb | Construction | 7.5088 | kg | 10 | 44 | 1 | FALSE | 1 | FALSE |  | 1.05 | 7.5088 | 45.0526 | 5490 | General glazing, glass (toughened) |  | 40 | B4B5 | 9.0586 | 8.5576e-07 | 0.084824 | 0.010795 | 0.0052203 | 5.6747e-05 | 111.6794 | 62.8171 | 0.04396
| Civic Offices | Services LED light fitting | 1701243 | 8404101 | 5.8 | Electrical installations | glass bulb | Construction | 7.5088 | kg | 10 | 44 | 1 | FALSE | 1 | FALSE |  | 1.05 | 7.5088 | 45.0526 | 5490 | General glazing, glass (toughened) |  | 40 | D2 | 0 | 0 | 0 | 0 | 0 | 0 | 0 | 0 | 0
| Civic Offices | Services LED light fitting | 1701243 | 8404101 | 5.8 | Electrical installations | glass bulb | Construction | 7.5088 | kg | 10 | 44 | 1 | FALSE | 1 | FALSE |  | 1.05 | 7.5088 | 45.0526 | 5490 | General glazing, glass (toughened) |  | 40 | D3 | 0 | 0 | 0 | 0 | 0 | 0 | 0 | 0 | 0
| Civic Offices | Services LED light fitting | 1701243 | 8404101 | 5.8 | Electrical installations | glass bulb | Construction | 7.5088 | kg | 10 | 44 | 1 | FALSE | 1 | FALSE |  | 1.05 | 7.5088 | 45.0526 | 5490 | General glazing, glass (toughened) |  | 40 | D4 | 0 | 0 | 0 | 0 | 0 | 0 | 0 | 0 | 0
| Civic Offices | Services LED light fitting | 1701243 | 8404101 | 5.8 | Electrical installations | glass bulb | Construction | 7.5088 | kg | 10 | 44 | 1 | FALSE | 1 | FALSE |  | 1.05 | 7.5088 | 45.0526 | 5490 | General glazing, glass (toughened) |  | 50 | B4B5 | 9.0586 | 8.5576e-07 | 0.084824 | 0.010795 | 0.0052203 | 5.6747e-05 | 111.6794 | 62.8171 | 0.04396
| Civic Offices | Services LED light fitting | 1701243 | 8404101 | 5.8 | Electrical installations | glass bulb | Construction | 7.5088 | kg | 10 | 44 | 1 | FALSE | 1 | FALSE |  | 1.05 | 7.5088 | 45.0526 | 5490 | General glazing, glass (toughened) |  | 50 | D2 | 0 | 0 | 0 | 0 | 0 | 0 | 0 | 0 | 0
| Civic Offices | Services LED light fitting | 1701243 | 8404101 | 5.8 | Electrical installations | glass bulb | Construction | 7.5088 | kg | 10 | 44 | 1 | FALSE | 1 | FALSE |  | 1.05 | 7.5088 | 45.0526 | 5490 | General glazing, glass (toughened) |  | 50 | D3 | 0 | 0 | 0 | 0 | 0 | 0 | 0 | 0 | 0
| Civic Offices | Services LED light fitting | 1701243 | 8404101 | 5.8 | Electrical installations | glass bulb | Construction | 7.5088 | kg | 10 | 44 | 1 | FALSE | 1 | FALSE |  | 1.05 | 7.5088 | 45.0526 | 5490 | General glazing, glass (toughened) |  | 50 | D4 | 0 | 0 | 0 | 0 | 0 | 0 | 0 | 0 | 0
| Civic Offices | Services LED light fitting | 1701243 | 8404102 | 5.8 | Electrical installations | connectors | Construction | 0.35088 | kg | 10 | 44 | 1 | FALSE | 1 | FALSE |  | 1.05 | 0.35088 | 2.1053 | 5014 | Cladding sheet (angle seamed), copper |  | 0 | A1A3 | 2.5366 | 2.108e-06 | 0.12901 | 0.086116 | 0.0071309 | 0.00058692 | 38.4881 | 7.5133 | 0.081081
| Civic Offices | Services LED light fitting | 1701243 | 8404102 | 5.8 | Electrical installations | connectors | Construction | 0.35088 | kg | 10 | 44 | 1 | FALSE | 1 | FALSE |  | 1.05 | 0.35088 | 2.1053 | 5014 | Cladding sheet (angle seamed), copper |  | 0 | A4 | 0.0072183 | 1.297e-09 | 2.3635e-05 | 6.3882e-06 | 4.0322e-06 | 2.5174e-08 | 0.1076 | 0.01643 | 2.9704e-05
| Civic Offices | Services LED light fitting | 1701243 | 8404102 | 5.8 | Electrical installations | connectors | Construction | 0.35088 | kg | 10 | 44 | 1 | FALSE | 1 | FALSE |  | 1.05 | 0.35088 | 2.1053 | 5014 | Cladding sheet (angle seamed), copper |  | 0 | A5 | 9.1193e-06 | 2.3879e-12 | 6.377e-08 | 2.0955e-08 | 1.0582e-08 | 1.2864e-11 | 0.00022356 | 0.0026316 | 0
| Civic Offices | Services LED light fitting | 1701243 | 8404102 | 5.8 | Electrical installations | connectors | Construction | 0.35088 | kg | 10 | 44 | 1 | FALSE | 1 | FALSE |  | 1.05 | 0.35088 | 2.1053 | 5014 | Cladding sheet (angle seamed), copper |  | 0 | D2 | 0 | 0 | 0 | 0 | 0 | 0 | 0 | 0 | 0
| Civic Offices | Services LED light fitting | 1701243 | 8404102 | 5.8 | Electrical installations | connectors | Construction | 0.35088 | kg | 10 | 44 | 1 | FALSE | 1 | FALSE |  | 1.05 | 0.35088 | 2.1053 | 5014 | Cladding sheet (angle seamed), copper |  | 0 | D3 | 0 | 0 | 0 | 0 | 0 | 0 | 0 | 0 | 0
| Civic Offices | Services LED light fitting | 1701243 | 8404102 | 5.8 | Electrical installations | connectors | Construction | 0.35088 | kg | 10 | 44 | 1 | FALSE | 1 | FALSE |  | 1.05 | 0.35088 | 2.1053 | 5014 | Cladding sheet (angle seamed), copper |  | 0 | D4 | 0 | 0 | 0 | 0 | 0 | 0 | 0 | 0 | 0
| Civic Offices | Services LED light fitting | 1701243 | 8404102 | 5.8 | Electrical installations | connectors | Construction | 0.35088 | kg | 10 | 44 | 1 | FALSE | 1 | FALSE |  | 1.05 | 0.35088 | 2.1053 | 5014 | Cladding sheet (angle seamed), copper |  | 60 | C2 | 0 | 0 | 0 | 0 | 0 | 0 | 0 | 0 | 0
| Civic Offices | Services LED light fitting | 1701243 | 8404102 | 5.8 | Electrical installations | connectors | Construction | 0.35088 | kg | 10 | 44 | 1 | FALSE | 1 | FALSE |  | 1.05 | 0.35088 | 2.1053 | 5014 | Cladding sheet (angle seamed), copper |  | 60 | C4 | 0.00018239 | 4.7759e-11 | 1.2754e-06 | 4.1909e-07 | 2.1164e-07 | 2.5728e-10 | 0.0044713 | 0.052632 | 9.1467e-06
| Civic Offices | Services LED light fitting | 1701243 | 8404102 | 5.8 | Electrical installations | connectors | Construction | 0.35088 | kg | 10 | 44 | 1 | FALSE | 1 | FALSE |  | 1.05 | 0.35088 | 2.1053 | 5014 | Cladding sheet (angle seamed), copper |  | 60 | D2 | 0 | 0 | 0 | 0 | 0 | 0 | 0 | 0 | 0
| Civic Offices | Services LED light fitting | 1701243 | 8404102 | 5.8 | Electrical installations | connectors | Construction | 0.35088 | kg | 10 | 44 | 1 | FALSE | 1 | FALSE |  | 1.05 | 0.35088 | 2.1053 | 5014 | Cladding sheet (angle seamed), copper |  | 60 | D3 | 0 | 0 | 0 | 0 | 0 | 0 | 0 | 0 | 0
| Civic Offices | Services LED light fitting | 1701243 | 8404102 | 5.8 | Electrical installations | connectors | Construction | 0.35088 | kg | 10 | 44 | 1 | FALSE | 1 | FALSE |  | 1.05 | 0.35088 | 2.1053 | 5014 | Cladding sheet (angle seamed), copper |  | 60 | D4 | 0 | 0 | 0 | 0 | 0 | 0 | 0 | 0 | 0
| Civic Offices | Services LED light fitting | 1701243 | 8404102 | 5.8 | Electrical installations | connectors | Construction | 0.35088 | kg | 10 | 44 | 1 | FALSE | 1 | FALSE |  | 1.05 | 0.35088 | 2.1053 | 5014 | Cladding sheet (angle seamed), copper |  | 10 | B4B5 | 2.544 | 2.1094e-06 | 0.12903 | 0.086122 | 0.0071352 | 0.00058694 | 38.6004 | 7.585 | 0.081111
| Civic Offices | Services LED light fitting | 1701243 | 8404102 | 5.8 | Electrical installations | connectors | Construction | 0.35088 | kg | 10 | 44 | 1 | FALSE | 1 | FALSE |  | 1.05 | 0.35088 | 2.1053 | 5014 | Cladding sheet (angle seamed), copper |  | 10 | D2 | 0 | 0 | 0 | 0 | 0 | 0 | 0 | 0 | 0
| Civic Offices | Services LED light fitting | 1701243 | 8404102 | 5.8 | Electrical installations | connectors | Construction | 0.35088 | kg | 10 | 44 | 1 | FALSE | 1 | FALSE |  | 1.05 | 0.35088 | 2.1053 | 5014 | Cladding sheet (angle seamed), copper |  | 10 | D3 | 0 | 0 | 0 | 0 | 0 | 0 | 0 | 0 | 0
| Civic Offices | Services LED light fitting | 1701243 | 8404102 | 5.8 | Electrical installations | connectors | Construction | 0.35088 | kg | 10 | 44 | 1 | FALSE | 1 | FALSE |  | 1.05 | 0.35088 | 2.1053 | 5014 | Cladding sheet (angle seamed), copper |  | 10 | D4 | 0 | 0 | 0 | 0 | 0 | 0 | 0 | 0 | 0
| Civic Offices | Services LED light fitting | 1701243 | 8404102 | 5.8 | Electrical installations | connectors | Construction | 0.35088 | kg | 10 | 44 | 1 | FALSE | 1 | FALSE |  | 1.05 | 0.35088 | 2.1053 | 5014 | Cladding sheet (angle seamed), copper |  | 20 | B4B5 | 2.544 | 2.1094e-06 | 0.12903 | 0.086122 | 0.0071352 | 0.00058694 | 38.6004 | 7.585 | 0.081111
| Civic Offices | Services LED light fitting | 1701243 | 8404102 | 5.8 | Electrical installations | connectors | Construction | 0.35088 | kg | 10 | 44 | 1 | FALSE | 1 | FALSE |  | 1.05 | 0.35088 | 2.1053 | 5014 | Cladding sheet (angle seamed), copper |  | 20 | D2 | 0 | 0 | 0 | 0 | 0 | 0 | 0 | 0 | 0
| Civic Offices | Services LED light fitting | 1701243 | 8404102 | 5.8 | Electrical installations | connectors | Construction | 0.35088 | kg | 10 | 44 | 1 | FALSE | 1 | FALSE |  | 1.05 | 0.35088 | 2.1053 | 5014 | Cladding sheet (angle seamed), copper |  | 20 | D3 | 0 | 0 | 0 | 0 | 0 | 0 | 0 | 0 | 0
| Civic Offices | Services LED light fitting | 1701243 | 8404102 | 5.8 | Electrical installations | connectors | Construction | 0.35088 | kg | 10 | 44 | 1 | FALSE | 1 | FALSE |  | 1.05 | 0.35088 | 2.1053 | 5014 | Cladding sheet (angle seamed), copper |  | 20 | D4 | 0 | 0 | 0 | 0 | 0 | 0 | 0 | 0 | 0
| Civic Offices | Services LED light fitting | 1701243 | 8404102 | 5.8 | Electrical installations | connectors | Construction | 0.35088 | kg | 10 | 44 | 1 | FALSE | 1 | FALSE |  | 1.05 | 0.35088 | 2.1053 | 5014 | Cladding sheet (angle seamed), copper |  | 30 | B4B5 | 2.544 | 2.1094e-06 | 0.12903 | 0.086122 | 0.0071352 | 0.00058694 | 38.6004 | 7.585 | 0.081111
| Civic Offices | Services LED light fitting | 1701243 | 8404102 | 5.8 | Electrical installations | connectors | Construction | 0.35088 | kg | 10 | 44 | 1 | FALSE | 1 | FALSE |  | 1.05 | 0.35088 | 2.1053 | 5014 | Cladding sheet (angle seamed), copper |  | 30 | D2 | 0 | 0 | 0 | 0 | 0 | 0 | 0 | 0 | 0
| Civic Offices | Services LED light fitting | 1701243 | 8404102 | 5.8 | Electrical installations | connectors | Construction | 0.35088 | kg | 10 | 44 | 1 | FALSE | 1 | FALSE |  | 1.05 | 0.35088 | 2.1053 | 5014 | Cladding sheet (angle seamed), copper |  | 30 | D3 | 0 | 0 | 0 | 0 | 0 | 0 | 0 | 0 | 0
| Civic Offices | Services LED light fitting | 1701243 | 8404102 | 5.8 | Electrical installations | connectors | Construction | 0.35088 | kg | 10 | 44 | 1 | FALSE | 1 | FALSE |  | 1.05 | 0.35088 | 2.1053 | 5014 | Cladding sheet (angle seamed), copper |  | 30 | D4 | 0 | 0 | 0 | 0 | 0 | 0 | 0 | 0 | 0
| Civic Offices | Services LED light fitting | 1701243 | 8404102 | 5.8 | Electrical installations | connectors | Construction | 0.35088 | kg | 10 | 44 | 1 | FALSE | 1 | FALSE |  | 1.05 | 0.35088 | 2.1053 | 5014 | Cladding sheet (angle seamed), copper |  | 40 | B4B5 | 2.544 | 2.1094e-06 | 0.12903 | 0.086122 | 0.0071352 | 0.00058694 | 38.6004 | 7.585 | 0.081111
| Civic Offices | Services LED light fitting | 1701243 | 8404102 | 5.8 | Electrical installations | connectors | Construction | 0.35088 | kg | 10 | 44 | 1 | FALSE | 1 | FALSE |  | 1.05 | 0.35088 | 2.1053 | 5014 | Cladding sheet (angle seamed), copper |  | 40 | D2 | 0 | 0 | 0 | 0 | 0 | 0 | 0 | 0 | 0
| Civic Offices | Services LED light fitting | 1701243 | 8404102 | 5.8 | Electrical installations | connectors | Construction | 0.35088 | kg | 10 | 44 | 1 | FALSE | 1 | FALSE |  | 1.05 | 0.35088 | 2.1053 | 5014 | Cladding sheet (angle seamed), copper |  | 40 | D3 | 0 | 0 | 0 | 0 | 0 | 0 | 0 | 0 | 0
| Civic Offices | Services LED light fitting | 1701243 | 8404102 | 5.8 | Electrical installations | connectors | Construction | 0.35088 | kg | 10 | 44 | 1 | FALSE | 1 | FALSE |  | 1.05 | 0.35088 | 2.1053 | 5014 | Cladding sheet (angle seamed), copper |  | 40 | D4 | 0 | 0 | 0 | 0 | 0 | 0 | 0 | 0 | 0
| Civic Offices | Services LED light fitting | 1701243 | 8404102 | 5.8 | Electrical installations | connectors | Construction | 0.35088 | kg | 10 | 44 | 1 | FALSE | 1 | FALSE |  | 1.05 | 0.35088 | 2.1053 | 5014 | Cladding sheet (angle seamed), copper |  | 50 | B4B5 | 2.544 | 2.1094e-06 | 0.12903 | 0.086122 | 0.0071352 | 0.00058694 | 38.6004 | 7.585 | 0.081111
| Civic Offices | Services LED light fitting | 1701243 | 8404102 | 5.8 | Electrical installations | connectors | Construction | 0.35088 | kg | 10 | 44 | 1 | FALSE | 1 | FALSE |  | 1.05 | 0.35088 | 2.1053 | 5014 | Cladding sheet (angle seamed), copper |  | 50 | D2 | 0 | 0 | 0 | 0 | 0 | 0 | 0 | 0 | 0
| Civic Offices | Services LED light fitting | 1701243 | 8404102 | 5.8 | Electrical installations | connectors | Construction | 0.35088 | kg | 10 | 44 | 1 | FALSE | 1 | FALSE |  | 1.05 | 0.35088 | 2.1053 | 5014 | Cladding sheet (angle seamed), copper |  | 50 | D3 | 0 | 0 | 0 | 0 | 0 | 0 | 0 | 0 | 0
| Civic Offices | Services LED light fitting | 1701243 | 8404102 | 5.8 | Electrical installations | connectors | Construction | 0.35088 | kg | 10 | 44 | 1 | FALSE | 1 | FALSE |  | 1.05 | 0.35088 | 2.1053 | 5014 | Cladding sheet (angle seamed), copper |  | 50 | D4 | 0 | 0 | 0 | 0 | 0 | 0 | 0 | 0 | 0
| Civic Offices | Services LED light fitting | 1701243 | 8404103 | 5.8 | Electrical installations | insulator | Construction | 12.1404 | kg | 10 | 44 | 1 | FALSE | 1 | FALSE |  | 1.1 | 12.1404 | 72.8421 | 5052 | Membrane (breather), polypropylene |  | 0 | A1A3 | 73.3616 | 1.6753e-06 | 0.41317 | 0.11881 | 0.049085 | 8.6082e-05 | 1597.183 | 6.3372 | 0.36194
| Civic Offices | Services LED light fitting | 1701243 | 8404103 | 5.8 | Electrical installations | insulator | Construction | 12.1404 | kg | 10 | 44 | 1 | FALSE | 1 | FALSE |  | 1.1 | 12.1404 | 72.8421 | 5052 | Membrane (breather), polypropylene |  | 0 | A4 | 0.25302 | 4.5462e-08 | 0.00082848 | 0.00022392 | 0.00014134 | 8.8241e-07 | 3.7717 | 0.57591 | 0.0010412
| Civic Offices | Services LED light fitting | 1701243 | 8404103 | 5.8 | Electrical installations | insulator | Construction | 12.1404 | kg | 10 | 44 | 1 | FALSE | 1 | FALSE |  | 1.1 | 12.1404 | 72.8421 | 5052 | Membrane (breather), polypropylene |  | 0 | A5 | 0.031997 | 1.0177e-09 | 2.9462e-05 | 0.0026844 | 9.7758e-06 | 5.6861e-09 | 0.093131 | 0.19425 | 0
| Civic Offices | Services LED light fitting | 1701243 | 8404103 | 5.8 | Electrical installations | insulator | Construction | 12.1404 | kg | 10 | 44 | 1 | FALSE | 1 | FALSE |  | 1.1 | 12.1404 | 72.8421 | 5052 | Membrane (breather), polypropylene |  | 0 | D2 | 0 | 0 | 0 | 0 | 0 | 0 | 0 | 0 | 0
| Civic Offices | Services LED light fitting | 1701243 | 8404103 | 5.8 | Electrical installations | insulator | Construction | 12.1404 | kg | 10 | 44 | 1 | FALSE | 1 | FALSE |  | 1.1 | 12.1404 | 72.8421 | 5052 | Membrane (breather), polypropylene |  | 0 | D3 | 0 | 0 | 0 | 0 | 0 | 0 | 0 | 0 | 0
| Civic Offices | Services LED light fitting | 1701243 | 8404103 | 5.8 | Electrical installations | insulator | Construction | 12.1404 | kg | 10 | 44 | 1 | FALSE | 1 | FALSE |  | 1.1 | 12.1404 | 72.8421 | 5052 | Membrane (breather), polypropylene |  | 0 | D4 | 0 | 0 | 0 | 0 | 0 | 0 | 0 | 0 | 0
| Civic Offices | Services LED light fitting | 1701243 | 8404103 | 5.8 | Electrical installations | insulator | Construction | 12.1404 | kg | 10 | 44 | 1 | FALSE | 1 | FALSE |  | 1.1 | 12.1404 | 72.8421 | 5052 | Membrane (breather), polypropylene |  | 60 | C2 | 0 | 0 | 0 | 0 | 0 | 0 | 0 | 0 | 0
| Civic Offices | Services LED light fitting | 1701243 | 8404103 | 5.8 | Electrical installations | insulator | Construction | 12.1404 | kg | 10 | 44 | 1 | FALSE | 1 | FALSE |  | 1.1 | 12.1404 | 72.8421 | 5052 | Membrane (breather), polypropylene |  | 60 | C4 | 0.31997 | 1.0177e-08 | 0.00029462 | 0.026844 | 9.7758e-05 | 5.6861e-08 | 0.93131 | 1.9425 | 0.009008
| Civic Offices | Services LED light fitting | 1701243 | 8404103 | 5.8 | Electrical installations | insulator | Construction | 12.1404 | kg | 10 | 44 | 1 | FALSE | 1 | FALSE |  | 1.1 | 12.1404 | 72.8421 | 5052 | Membrane (breather), polypropylene |  | 60 | D2 | 0 | 0 | 0 | 0 | 0 | 0 | 0 | 0 | 0
| Civic Offices | Services LED light fitting | 1701243 | 8404103 | 5.8 | Electrical installations | insulator | Construction | 12.1404 | kg | 10 | 44 | 1 | FALSE | 1 | FALSE |  | 1.1 | 12.1404 | 72.8421 | 5052 | Membrane (breather), polypropylene |  | 60 | D3 | 0 | 0 | 0 | 0 | 0 | 0 | 0 | 0 | 0
| Civic Offices | Services LED light fitting | 1701243 | 8404103 | 5.8 | Electrical installations | insulator | Construction | 12.1404 | kg | 10 | 44 | 1 | FALSE | 1 | FALSE |  | 1.1 | 12.1404 | 72.8421 | 5052 | Membrane (breather), polypropylene |  | 60 | D4 | 0 | 0 | 0 | 0 | 0 | 0 | 0 | 0 | 0
| Civic Offices | Services LED light fitting | 1701243 | 8404103 | 5.8 | Electrical installations | insulator | Construction | 12.1404 | kg | 10 | 44 | 1 | FALSE | 1 | FALSE |  | 1.1 | 12.1404 | 72.8421 | 5052 | Membrane (breather), polypropylene |  | 10 | B4B5 | 73.9666 | 1.7319e-06 | 0.41433 | 0.14857 | 0.049334 | 8.7027e-05 | 1601.9791 | 9.0498 | 0.36298
| Civic Offices | Services LED light fitting | 1701243 | 8404103 | 5.8 | Electrical installations | insulator | Construction | 12.1404 | kg | 10 | 44 | 1 | FALSE | 1 | FALSE |  | 1.1 | 12.1404 | 72.8421 | 5052 | Membrane (breather), polypropylene |  | 10 | D2 | 0 | 0 | 0 | 0 | 0 | 0 | 0 | 0 | 0
| Civic Offices | Services LED light fitting | 1701243 | 8404103 | 5.8 | Electrical installations | insulator | Construction | 12.1404 | kg | 10 | 44 | 1 | FALSE | 1 | FALSE |  | 1.1 | 12.1404 | 72.8421 | 5052 | Membrane (breather), polypropylene |  | 10 | D3 | 0 | 0 | 0 | 0 | 0 | 0 | 0 | 0 | 0
| Civic Offices | Services LED light fitting | 1701243 | 8404103 | 5.8 | Electrical installations | insulator | Construction | 12.1404 | kg | 10 | 44 | 1 | FALSE | 1 | FALSE |  | 1.1 | 12.1404 | 72.8421 | 5052 | Membrane (breather), polypropylene |  | 10 | D4 | 0 | 0 | 0 | 0 | 0 | 0 | 0 | 0 | 0
| Civic Offices | Services LED light fitting | 1701243 | 8404103 | 5.8 | Electrical installations | insulator | Construction | 12.1404 | kg | 10 | 44 | 1 | FALSE | 1 | FALSE |  | 1.1 | 12.1404 | 72.8421 | 5052 | Membrane (breather), polypropylene |  | 20 | B4B5 | 73.9666 | 1.7319e-06 | 0.41433 | 0.14857 | 0.049334 | 8.7027e-05 | 1601.9791 | 9.0498 | 0.36298
| Civic Offices | Services LED light fitting | 1701243 | 8404103 | 5.8 | Electrical installations | insulator | Construction | 12.1404 | kg | 10 | 44 | 1 | FALSE | 1 | FALSE |  | 1.1 | 12.1404 | 72.8421 | 5052 | Membrane (breather), polypropylene |  | 20 | D2 | 0 | 0 | 0 | 0 | 0 | 0 | 0 | 0 | 0
| Civic Offices | Services LED light fitting | 1701243 | 8404103 | 5.8 | Electrical installations | insulator | Construction | 12.1404 | kg | 10 | 44 | 1 | FALSE | 1 | FALSE |  | 1.1 | 12.1404 | 72.8421 | 5052 | Membrane (breather), polypropylene |  | 20 | D3 | 0 | 0 | 0 | 0 | 0 | 0 | 0 | 0 | 0
| Civic Offices | Services LED light fitting | 1701243 | 8404103 | 5.8 | Electrical installations | insulator | Construction | 12.1404 | kg | 10 | 44 | 1 | FALSE | 1 | FALSE |  | 1.1 | 12.1404 | 72.8421 | 5052 | Membrane (breather), polypropylene |  | 20 | D4 | 0 | 0 | 0 | 0 | 0 | 0 | 0 | 0 | 0
| Civic Offices | Services LED light fitting | 1701243 | 8404103 | 5.8 | Electrical installations | insulator | Construction | 12.1404 | kg | 10 | 44 | 1 | FALSE | 1 | FALSE |  | 1.1 | 12.1404 | 72.8421 | 5052 | Membrane (breather), polypropylene |  | 30 | B4B5 | 73.9666 | 1.7319e-06 | 0.41433 | 0.14857 | 0.049334 | 8.7027e-05 | 1601.9791 | 9.0498 | 0.36298
| Civic Offices | Services LED light fitting | 1701243 | 8404103 | 5.8 | Electrical installations | insulator | Construction | 12.1404 | kg | 10 | 44 | 1 | FALSE | 1 | FALSE |  | 1.1 | 12.1404 | 72.8421 | 5052 | Membrane (breather), polypropylene |  | 30 | D2 | 0 | 0 | 0 | 0 | 0 | 0 | 0 | 0 | 0
| Civic Offices | Services LED light fitting | 1701243 | 8404103 | 5.8 | Electrical installations | insulator | Construction | 12.1404 | kg | 10 | 44 | 1 | FALSE | 1 | FALSE |  | 1.1 | 12.1404 | 72.8421 | 5052 | Membrane (breather), polypropylene |  | 30 | D3 | 0 | 0 | 0 | 0 | 0 | 0 | 0 | 0 | 0
| Civic Offices | Services LED light fitting | 1701243 | 8404103 | 5.8 | Electrical installations | insulator | Construction | 12.1404 | kg | 10 | 44 | 1 | FALSE | 1 | FALSE |  | 1.1 | 12.1404 | 72.8421 | 5052 | Membrane (breather), polypropylene |  | 30 | D4 | 0 | 0 | 0 | 0 | 0 | 0 | 0 | 0 | 0
| Civic Offices | Services LED light fitting | 1701243 | 8404103 | 5.8 | Electrical installations | insulator | Construction | 12.1404 | kg | 10 | 44 | 1 | FALSE | 1 | FALSE |  | 1.1 | 12.1404 | 72.8421 | 5052 | Membrane (breather), polypropylene |  | 40 | B4B5 | 73.9666 | 1.7319e-06 | 0.41433 | 0.14857 | 0.049334 | 8.7027e-05 | 1601.9791 | 9.0498 | 0.36298
| Civic Offices | Services LED light fitting | 1701243 | 8404103 | 5.8 | Electrical installations | insulator | Construction | 12.1404 | kg | 10 | 44 | 1 | FALSE | 1 | FALSE |  | 1.1 | 12.1404 | 72.8421 | 5052 | Membrane (breather), polypropylene |  | 40 | D2 | 0 | 0 | 0 | 0 | 0 | 0 | 0 | 0 | 0
| Civic Offices | Services LED light fitting | 1701243 | 8404103 | 5.8 | Electrical installations | insulator | Construction | 12.1404 | kg | 10 | 44 | 1 | FALSE | 1 | FALSE |  | 1.1 | 12.1404 | 72.8421 | 5052 | Membrane (breather), polypropylene |  | 40 | D3 | 0 | 0 | 0 | 0 | 0 | 0 | 0 | 0 | 0
| Civic Offices | Services LED light fitting | 1701243 | 8404103 | 5.8 | Electrical installations | insulator | Construction | 12.1404 | kg | 10 | 44 | 1 | FALSE | 1 | FALSE |  | 1.1 | 12.1404 | 72.8421 | 5052 | Membrane (breather), polypropylene |  | 40 | D4 | 0 | 0 | 0 | 0 | 0 | 0 | 0 | 0 | 0
| Civic Offices | Services LED light fitting | 1701243 | 8404103 | 5.8 | Electrical installations | insulator | Construction | 12.1404 | kg | 10 | 44 | 1 | FALSE | 1 | FALSE |  | 1.1 | 12.1404 | 72.8421 | 5052 | Membrane (breather), polypropylene |  | 50 | B4B5 | 73.9666 | 1.7319e-06 | 0.41433 | 0.14857 | 0.049334 | 8.7027e-05 | 1601.9791 | 9.0498 | 0.36298
| Civic Offices | Services LED light fitting | 1701243 | 8404103 | 5.8 | Electrical installations | insulator | Construction | 12.1404 | kg | 10 | 44 | 1 | FALSE | 1 | FALSE |  | 1.1 | 12.1404 | 72.8421 | 5052 | Membrane (breather), polypropylene |  | 50 | D2 | 0 | 0 | 0 | 0 | 0 | 0 | 0 | 0 | 0
| Civic Offices | Services LED light fitting | 1701243 | 8404103 | 5.8 | Electrical installations | insulator | Construction | 12.1404 | kg | 10 | 44 | 1 | FALSE | 1 | FALSE |  | 1.1 | 12.1404 | 72.8421 | 5052 | Membrane (breather), polypropylene |  | 50 | D3 | 0 | 0 | 0 | 0 | 0 | 0 | 0 | 0 | 0
| Civic Offices | Services LED light fitting | 1701243 | 8404103 | 5.8 | Electrical installations | insulator | Construction | 12.1404 | kg | 10 | 44 | 1 | FALSE | 1 | FALSE |  | 1.1 | 12.1404 | 72.8421 | 5052 | Membrane (breather), polypropylene |  | 50 | D4 | 0 | 0 | 0 | 0 | 0 | 0 | 0 | 0 | 0
| Civic Offices | Services LED light fitting | 1701243 | 8404104 | 5.8 | Electrical installations | plates | Construction | 8.5614 | kg | 10 | 44 | 1 | FALSE | 1 | FALSE |  | 1.05 | 8.5614 | 51.3684 | 5168 | Fencing (posts, square section), steel (galvanized) |  | 0 | A1A3 | 23.3585 | 1.5878e-06 | 0.38185 | 0.11919 | 0.02247 | 0.005508 | 314.4485 | 17.6494 | 0.4551
| Civic Offices | Services LED light fitting | 1701243 | 8404104 | 5.8 | Electrical installations | plates | Construction | 8.5614 | kg | 10 | 44 | 1 | FALSE | 1 | FALSE |  | 1.05 | 8.5614 | 51.3684 | 5168 | Fencing (posts, square section), steel (galvanized) |  | 0 | A4 | 0.37312 | 5.1631e-08 | 0.001774 | 0.00032942 | 0.0002342 | 8.3093e-07 | 5.4592 | 1.5854 | 0.0015164
| Civic Offices | Services LED light fitting | 1701243 | 8404104 | 5.8 | Electrical installations | plates | Construction | 8.5614 | kg | 10 | 44 | 1 | FALSE | 1 | FALSE |  | 1.05 | 8.5614 | 51.3684 | 5168 | Fencing (posts, square section), steel (galvanized) |  | 0 | A5 | 0.00022251 | 5.8266e-11 | 1.556e-06 | 5.1129e-07 | 2.582e-07 | 3.1389e-10 | 0.0054549 | 0.064211 | 0
| Civic Offices | Services LED light fitting | 1701243 | 8404104 | 5.8 | Electrical installations | plates | Construction | 8.5614 | kg | 10 | 44 | 1 | FALSE | 1 | FALSE |  | 1.05 | 8.5614 | 51.3684 | 5168 | Fencing (posts, square section), steel (galvanized) |  | 0 | D2 | 0 | 0 | 0 | 0 | 0 | 0 | 0 | 0 | 0
| Civic Offices | Services LED light fitting | 1701243 | 8404104 | 5.8 | Electrical installations | plates | Construction | 8.5614 | kg | 10 | 44 | 1 | FALSE | 1 | FALSE |  | 1.05 | 8.5614 | 51.3684 | 5168 | Fencing (posts, square section), steel (galvanized) |  | 0 | D3 | 0 | 0 | 0 | 0 | 0 | 0 | 0 | 0 | 0
| Civic Offices | Services LED light fitting | 1701243 | 8404104 | 5.8 | Electrical installations | plates | Construction | 8.5614 | kg | 10 | 44 | 1 | FALSE | 1 | FALSE |  | 1.05 | 8.5614 | 51.3684 | 5168 | Fencing (posts, square section), steel (galvanized) |  | 0 | D4 | 0 | 0 | 0 | 0 | 0 | 0 | 0 | 0 | 0
| Civic Offices | Services LED light fitting | 1701243 | 8404104 | 5.8 | Electrical installations | plates | Construction | 8.5614 | kg | 10 | 44 | 1 | FALSE | 1 | FALSE |  | 1.05 | 8.5614 | 51.3684 | 5168 | Fencing (posts, square section), steel (galvanized) |  | 60 | C2 | 0 | 0 | 0 | 0 | 0 | 0 | 0 | 0 | 0
| Civic Offices | Services LED light fitting | 1701243 | 8404104 | 5.8 | Electrical installations | plates | Construction | 8.5614 | kg | 10 | 44 | 1 | FALSE | 1 | FALSE |  | 1.05 | 8.5614 | 51.3684 | 5168 | Fencing (posts, square section), steel (galvanized) |  | 60 | C4 | 0.0044502 | 1.1653e-09 | 3.112e-05 | 1.0226e-05 | 5.164e-06 | 6.2777e-09 | 0.1091 | 1.2842 | 0.00022318
| Civic Offices | Services LED light fitting | 1701243 | 8404104 | 5.8 | Electrical installations | plates | Construction | 8.5614 | kg | 10 | 44 | 1 | FALSE | 1 | FALSE |  | 1.05 | 8.5614 | 51.3684 | 5168 | Fencing (posts, square section), steel (galvanized) |  | 60 | D2 | 0 | 0 | 0 | 0 | 0 | 0 | 0 | 0 | 0
| Civic Offices | Services LED light fitting | 1701243 | 8404104 | 5.8 | Electrical installations | plates | Construction | 8.5614 | kg | 10 | 44 | 1 | FALSE | 1 | FALSE |  | 1.05 | 8.5614 | 51.3684 | 5168 | Fencing (posts, square section), steel (galvanized) |  | 60 | D3 | 0 | 0 | 0 | 0 | 0 | 0 | 0 | 0 | 0
| Civic Offices | Services LED light fitting | 1701243 | 8404104 | 5.8 | Electrical installations | plates | Construction | 8.5614 | kg | 10 | 44 | 1 | FALSE | 1 | FALSE |  | 1.05 | 8.5614 | 51.3684 | 5168 | Fencing (posts, square section), steel (galvanized) |  | 60 | D4 | 0 | 0 | 0 | 0 | 0 | 0 | 0 | 0 | 0
| Civic Offices | Services LED light fitting | 1701243 | 8404104 | 5.8 | Electrical installations | plates | Construction | 8.5614 | kg | 10 | 44 | 1 | FALSE | 1 | FALSE |  | 1.05 | 8.5614 | 51.3684 | 5168 | Fencing (posts, square section), steel (galvanized) |  | 10 | B4B5 | 23.7363 | 1.6407e-06 | 0.38365 | 0.11953 | 0.02271 | 0.0055089 | 320.0222 | 20.5833 | 0.45662
| Civic Offices | Services LED light fitting | 1701243 | 8404104 | 5.8 | Electrical installations | plates | Construction | 8.5614 | kg | 10 | 44 | 1 | FALSE | 1 | FALSE |  | 1.05 | 8.5614 | 51.3684 | 5168 | Fencing (posts, square section), steel (galvanized) |  | 10 | D2 | 0 | 0 | 0 | 0 | 0 | 0 | 0 | 0 | 0
| Civic Offices | Services LED light fitting | 1701243 | 8404104 | 5.8 | Electrical installations | plates | Construction | 8.5614 | kg | 10 | 44 | 1 | FALSE | 1 | FALSE |  | 1.05 | 8.5614 | 51.3684 | 5168 | Fencing (posts, square section), steel (galvanized) |  | 10 | D3 | 0 | 0 | 0 | 0 | 0 | 0 | 0 | 0 | 0
| Civic Offices | Services LED light fitting | 1701243 | 8404104 | 5.8 | Electrical installations | plates | Construction | 8.5614 | kg | 10 | 44 | 1 | FALSE | 1 | FALSE |  | 1.05 | 8.5614 | 51.3684 | 5168 | Fencing (posts, square section), steel (galvanized) |  | 10 | D4 | 0 | 0 | 0 | 0 | 0 | 0 | 0 | 0 | 0
| Civic Offices | Services LED light fitting | 1701243 | 8404104 | 5.8 | Electrical installations | plates | Construction | 8.5614 | kg | 10 | 44 | 1 | FALSE | 1 | FALSE |  | 1.05 | 8.5614 | 51.3684 | 5168 | Fencing (posts, square section), steel (galvanized) |  | 20 | B4B5 | 23.7363 | 1.6407e-06 | 0.38365 | 0.11953 | 0.02271 | 0.0055089 | 320.0222 | 20.5833 | 0.45662
| Civic Offices | Services LED light fitting | 1701243 | 8404104 | 5.8 | Electrical installations | plates | Construction | 8.5614 | kg | 10 | 44 | 1 | FALSE | 1 | FALSE |  | 1.05 | 8.5614 | 51.3684 | 5168 | Fencing (posts, square section), steel (galvanized) |  | 20 | D2 | 0 | 0 | 0 | 0 | 0 | 0 | 0 | 0 | 0
| Civic Offices | Services LED light fitting | 1701243 | 8404104 | 5.8 | Electrical installations | plates | Construction | 8.5614 | kg | 10 | 44 | 1 | FALSE | 1 | FALSE |  | 1.05 | 8.5614 | 51.3684 | 5168 | Fencing (posts, square section), steel (galvanized) |  | 20 | D3 | 0 | 0 | 0 | 0 | 0 | 0 | 0 | 0 | 0
| Civic Offices | Services LED light fitting | 1701243 | 8404104 | 5.8 | Electrical installations | plates | Construction | 8.5614 | kg | 10 | 44 | 1 | FALSE | 1 | FALSE |  | 1.05 | 8.5614 | 51.3684 | 5168 | Fencing (posts, square section), steel (galvanized) |  | 20 | D4 | 0 | 0 | 0 | 0 | 0 | 0 | 0 | 0 | 0
| Civic Offices | Services LED light fitting | 1701243 | 8404104 | 5.8 | Electrical installations | plates | Construction | 8.5614 | kg | 10 | 44 | 1 | FALSE | 1 | FALSE |  | 1.05 | 8.5614 | 51.3684 | 5168 | Fencing (posts, square section), steel (galvanized) |  | 30 | B4B5 | 23.7363 | 1.6407e-06 | 0.38365 | 0.11953 | 0.02271 | 0.0055089 | 320.0222 | 20.5833 | 0.45662
| Civic Offices | Services LED light fitting | 1701243 | 8404104 | 5.8 | Electrical installations | plates | Construction | 8.5614 | kg | 10 | 44 | 1 | FALSE | 1 | FALSE |  | 1.05 | 8.5614 | 51.3684 | 5168 | Fencing (posts, square section), steel (galvanized) |  | 30 | D2 | 0 | 0 | 0 | 0 | 0 | 0 | 0 | 0 | 0
| Civic Offices | Services LED light fitting | 1701243 | 8404104 | 5.8 | Electrical installations | plates | Construction | 8.5614 | kg | 10 | 44 | 1 | FALSE | 1 | FALSE |  | 1.05 | 8.5614 | 51.3684 | 5168 | Fencing (posts, square section), steel (galvanized) |  | 30 | D3 | 0 | 0 | 0 | 0 | 0 | 0 | 0 | 0 | 0
| Civic Offices | Services LED light fitting | 1701243 | 8404104 | 5.8 | Electrical installations | plates | Construction | 8.5614 | kg | 10 | 44 | 1 | FALSE | 1 | FALSE |  | 1.05 | 8.5614 | 51.3684 | 5168 | Fencing (posts, square section), steel (galvanized) |  | 30 | D4 | 0 | 0 | 0 | 0 | 0 | 0 | 0 | 0 | 0
| Civic Offices | Services LED light fitting | 1701243 | 8404104 | 5.8 | Electrical installations | plates | Construction | 8.5614 | kg | 10 | 44 | 1 | FALSE | 1 | FALSE |  | 1.05 | 8.5614 | 51.3684 | 5168 | Fencing (posts, square section), steel (galvanized) |  | 40 | B4B5 | 23.7363 | 1.6407e-06 | 0.38365 | 0.11953 | 0.02271 | 0.0055089 | 320.0222 | 20.5833 | 0.45662
| Civic Offices | Services LED light fitting | 1701243 | 8404104 | 5.8 | Electrical installations | plates | Construction | 8.5614 | kg | 10 | 44 | 1 | FALSE | 1 | FALSE |  | 1.05 | 8.5614 | 51.3684 | 5168 | Fencing (posts, square section), steel (galvanized) |  | 40 | D2 | 0 | 0 | 0 | 0 | 0 | 0 | 0 | 0 | 0
| Civic Offices | Services LED light fitting | 1701243 | 8404104 | 5.8 | Electrical installations | plates | Construction | 8.5614 | kg | 10 | 44 | 1 | FALSE | 1 | FALSE |  | 1.05 | 8.5614 | 51.3684 | 5168 | Fencing (posts, square section), steel (galvanized) |  | 40 | D3 | 0 | 0 | 0 | 0 | 0 | 0 | 0 | 0 | 0
| Civic Offices | Services LED light fitting | 1701243 | 8404104 | 5.8 | Electrical installations | plates | Construction | 8.5614 | kg | 10 | 44 | 1 | FALSE | 1 | FALSE |  | 1.05 | 8.5614 | 51.3684 | 5168 | Fencing (posts, square section), steel (galvanized) |  | 40 | D4 | 0 | 0 | 0 | 0 | 0 | 0 | 0 | 0 | 0
| Civic Offices | Services LED light fitting | 1701243 | 8404104 | 5.8 | Electrical installations | plates | Construction | 8.5614 | kg | 10 | 44 | 1 | FALSE | 1 | FALSE |  | 1.05 | 8.5614 | 51.3684 | 5168 | Fencing (posts, square section), steel (galvanized) |  | 50 | B4B5 | 23.7363 | 1.6407e-06 | 0.38365 | 0.11953 | 0.02271 | 0.0055089 | 320.0222 | 20.5833 | 0.45662
| Civic Offices | Services LED light fitting | 1701243 | 8404104 | 5.8 | Electrical installations | plates | Construction | 8.5614 | kg | 10 | 44 | 1 | FALSE | 1 | FALSE |  | 1.05 | 8.5614 | 51.3684 | 5168 | Fencing (posts, square section), steel (galvanized) |  | 50 | D2 | 0 | 0 | 0 | 0 | 0 | 0 | 0 | 0 | 0
| Civic Offices | Services LED light fitting | 1701243 | 8404104 | 5.8 | Electrical installations | plates | Construction | 8.5614 | kg | 10 | 44 | 1 | FALSE | 1 | FALSE |  | 1.05 | 8.5614 | 51.3684 | 5168 | Fencing (posts, square section), steel (galvanized) |  | 50 | D3 | 0 | 0 | 0 | 0 | 0 | 0 | 0 | 0 | 0
| Civic Offices | Services LED light fitting | 1701243 | 8404104 | 5.8 | Electrical installations | plates | Construction | 8.5614 | kg | 10 | 44 | 1 | FALSE | 1 | FALSE |  | 1.05 | 8.5614 | 51.3684 | 5168 | Fencing (posts, square section), steel (galvanized) |  | 50 | D4 | 0 | 0 | 0 | 0 | 0 | 0 | 0 | 0 | 0
| Civic Offices | Services electrical wireing | 1701244 | 8404106 | 5.2 | Services equipment | copper wire 6mm siam | Construction | 262.1477 | Linear length Calculation | 30 | 44 | 1 | FALSE | 1 | FALSE |  | 1.03 | 262.1477 | 524.2954 | 5113 | Cladding sheet (plain), copper |  | 0 | A1A3 | 1859.0302 | 0.0015449 | 94.5475 | 63.1133 | 5.2262 | 0.43015 | 28207.524 | 5506.4276 | 59.4237
| Civic Offices | Services electrical wireing | 1701244 | 8404106 | 5.2 | Services equipment | copper wire 6mm siam | Construction | 262.1477 | Linear length Calculation | 30 | 44 | 1 | FALSE | 1 | FALSE |  | 1.03 | 262.1477 | 524.2954 | 5113 | Cladding sheet (plain), copper |  | 0 | A4 | 5.2902 | 9.5053e-07 | 0.017322 | 0.0046819 | 0.0029551 | 1.845e-05 | 78.8596 | 12.0413 | 0.02177
| Civic Offices | Services electrical wireing | 1701244 | 8404106 | 5.2 | Services equipment | copper wire 6mm siam | Construction | 262.1477 | Linear length Calculation | 30 | 44 | 1 | FALSE | 1 | FALSE |  | 1.03 | 262.1477 | 524.2954 | 5113 | Cladding sheet (plain), copper |  | 0 | A5 | 0.0040879 | 1.0704e-09 | 2.8586e-05 | 9.3934e-06 | 4.7436e-06 | 5.7667e-09 | 0.10022 | 1.1797 | 0
| Civic Offices | Services electrical wireing | 1701244 | 8404106 | 5.2 | Services equipment | copper wire 6mm siam | Construction | 262.1477 | Linear length Calculation | 30 | 44 | 1 | FALSE | 1 | FALSE |  | 1.03 | 262.1477 | 524.2954 | 5113 | Cladding sheet (plain), copper |  | 0 | D2 | 0 | 0 | 0 | 0 | 0 | 0 | 0 | 0 | 0
| Civic Offices | Services electrical wireing | 1701244 | 8404106 | 5.2 | Services equipment | copper wire 6mm siam | Construction | 262.1477 | Linear length Calculation | 30 | 44 | 1 | FALSE | 1 | FALSE |  | 1.03 | 262.1477 | 524.2954 | 5113 | Cladding sheet (plain), copper |  | 0 | D3 | 0 | 0 | 0 | 0 | 0 | 0 | 0 | 0 | 0
| Civic Offices | Services electrical wireing | 1701244 | 8404106 | 5.2 | Services equipment | copper wire 6mm siam | Construction | 262.1477 | Linear length Calculation | 30 | 44 | 1 | FALSE | 1 | FALSE |  | 1.03 | 262.1477 | 524.2954 | 5113 | Cladding sheet (plain), copper |  | 0 | D4 | 0 | 0 | 0 | 0 | 0 | 0 | 0 | 0 | 0
| Civic Offices | Services electrical wireing | 1701244 | 8404106 | 5.2 | Services equipment | copper wire 6mm siam | Construction | 262.1477 | Linear length Calculation | 30 | 44 | 1 | FALSE | 1 | FALSE |  | 1.03 | 262.1477 | 524.2954 | 5113 | Cladding sheet (plain), copper |  | 60 | C2 | 0 | 0 | 0 | 0 | 0 | 0 | 0 | 0 | 0
| Civic Offices | Services electrical wireing | 1701244 | 8404106 | 5.2 | Services equipment | copper wire 6mm siam | Construction | 262.1477 | Linear length Calculation | 30 | 44 | 1 | FALSE | 1 | FALSE |  | 1.03 | 262.1477 | 524.2954 | 5113 | Cladding sheet (plain), copper |  | 60 | C4 | 0.13626 | 3.5681e-08 | 0.00095288 | 0.00031311 | 0.00015812 | 1.9222e-07 | 3.3406 | 39.3222 | 0.0068337
| Civic Offices | Services electrical wireing | 1701244 | 8404106 | 5.2 | Services equipment | copper wire 6mm siam | Construction | 262.1477 | Linear length Calculation | 30 | 44 | 1 | FALSE | 1 | FALSE |  | 1.03 | 262.1477 | 524.2954 | 5113 | Cladding sheet (plain), copper |  | 60 | D2 | 0 | 0 | 0 | 0 | 0 | 0 | 0 | 0 | 0
| Civic Offices | Services electrical wireing | 1701244 | 8404106 | 5.2 | Services equipment | copper wire 6mm siam | Construction | 262.1477 | Linear length Calculation | 30 | 44 | 1 | FALSE | 1 | FALSE |  | 1.03 | 262.1477 | 524.2954 | 5113 | Cladding sheet (plain), copper |  | 60 | D3 | 0 | 0 | 0 | 0 | 0 | 0 | 0 | 0 | 0
| Civic Offices | Services electrical wireing | 1701244 | 8404106 | 5.2 | Services equipment | copper wire 6mm siam | Construction | 262.1477 | Linear length Calculation | 30 | 44 | 1 | FALSE | 1 | FALSE |  | 1.03 | 262.1477 | 524.2954 | 5113 | Cladding sheet (plain), copper |  | 60 | D4 | 0 | 0 | 0 | 0 | 0 | 0 | 0 | 0 | 0
| Civic Offices | Services electrical wireing | 1701244 | 8404106 | 5.2 | Services equipment | copper wire 6mm siam | Construction | 262.1477 | Linear length Calculation | 30 | 44 | 1 | FALSE | 1 | FALSE |  | 1.03 | 262.1477 | 524.2954 | 5113 | Cladding sheet (plain), copper |  | 30 | B4B5 | 1864.4608 | 0.0015459 | 94.5658 | 63.1183 | 5.2293 | 0.43016 | 28289.8244 | 5558.9707 | 59.4455
| Civic Offices | Services electrical wireing | 1701244 | 8404106 | 5.2 | Services equipment | copper wire 6mm siam | Construction | 262.1477 | Linear length Calculation | 30 | 44 | 1 | FALSE | 1 | FALSE |  | 1.03 | 262.1477 | 524.2954 | 5113 | Cladding sheet (plain), copper |  | 30 | D2 | 0 | 0 | 0 | 0 | 0 | 0 | 0 | 0 | 0
| Civic Offices | Services electrical wireing | 1701244 | 8404106 | 5.2 | Services equipment | copper wire 6mm siam | Construction | 262.1477 | Linear length Calculation | 30 | 44 | 1 | FALSE | 1 | FALSE |  | 1.03 | 262.1477 | 524.2954 | 5113 | Cladding sheet (plain), copper |  | 30 | D3 | 0 | 0 | 0 | 0 | 0 | 0 | 0 | 0 | 0
| Civic Offices | Services electrical wireing | 1701244 | 8404106 | 5.2 | Services equipment | copper wire 6mm siam | Construction | 262.1477 | Linear length Calculation | 30 | 44 | 1 | FALSE | 1 | FALSE |  | 1.03 | 262.1477 | 524.2954 | 5113 | Cladding sheet (plain), copper |  | 30 | D4 | 0 | 0 | 0 | 0 | 0 | 0 | 0 | 0 | 0
| Civic Offices | Services electrical wireing | 1701244 | 8404107 | 5.2 | Services equipment | conduit 20mm | Construction | 201.591 | Linear length Calculation | 30 | 44 | 1 | FALSE | 1 | FALSE |  | 1.05 | 201.591 | 403.1821 | 5377 | Roof membrane (single ply), PVC |  | 0 | A1A3 | 441.5424 | 3.6079e-05 | 2.4955 | 0.65927 | 0.5464 | 0.0065257 | 12004.3585 | 1916.7022 | 3.7458
| Civic Offices | Services electrical wireing | 1701244 | 8404107 | 5.2 | Services equipment | conduit 20mm | Construction | 201.591 | Linear length Calculation | 30 | 44 | 1 | FALSE | 1 | FALSE |  | 1.05 | 201.591 | 403.1821 | 5377 | Roof membrane (single ply), PVC |  | 0 | A4 | 4.0105 | 7.2058e-07 | 0.013132 | 0.0035493 | 0.0022402 | 1.3986e-05 | 59.7823 | 9.1283 | 0.016504
| Civic Offices | Services electrical wireing | 1701244 | 8404107 | 5.2 | Services equipment | conduit 20mm | Construction | 201.591 | Linear length Calculation | 30 | 44 | 1 | FALSE | 1 | FALSE |  | 1.05 | 201.591 | 403.1821 | 5377 | Roof membrane (single ply), PVC |  | 0 | A5 | 0.19361 | 8.2991e-09 | 0.00061681 | 0.011449 | 6.7441e-05 | 4.5264e-08 | 0.76981 | 1.5119 | 0
| Civic Offices | Services electrical wireing | 1701244 | 8404107 | 5.2 | Services equipment | conduit 20mm | Construction | 201.591 | Linear length Calculation | 30 | 44 | 1 | FALSE | 1 | FALSE |  | 1.05 | 201.591 | 403.1821 | 5377 | Roof membrane (single ply), PVC |  | 0 | D2 | 0 | 0 | 0 | 0 | 0 | 0 | 0 | 0 | 0
| Civic Offices | Services electrical wireing | 1701244 | 8404107 | 5.2 | Services equipment | conduit 20mm | Construction | 201.591 | Linear length Calculation | 30 | 44 | 1 | FALSE | 1 | FALSE |  | 1.05 | 201.591 | 403.1821 | 5377 | Roof membrane (single ply), PVC |  | 0 | D3 | 0 | 0 | 0 | 0 | 0 | 0 | 0 | 0 | 0
| Civic Offices | Services electrical wireing | 1701244 | 8404107 | 5.2 | Services equipment | conduit 20mm | Construction | 201.591 | Linear length Calculation | 30 | 44 | 1 | FALSE | 1 | FALSE |  | 1.05 | 201.591 | 403.1821 | 5377 | Roof membrane (single ply), PVC |  | 0 | D4 | 0 | 0 | 0 | 0 | 0 | 0 | 0 | 0 | 0
| Civic Offices | Services electrical wireing | 1701244 | 8404107 | 5.2 | Services equipment | conduit 20mm | Construction | 201.591 | Linear length Calculation | 30 | 44 | 1 | FALSE | 1 | FALSE |  | 1.05 | 201.591 | 403.1821 | 5377 | Roof membrane (single ply), PVC |  | 60 | C2 | 0 | 0 | 0 | 0 | 0 | 0 | 0 | 0 | 0
| Civic Offices | Services electrical wireing | 1701244 | 8404107 | 5.2 | Services equipment | conduit 20mm | Construction | 201.591 | Linear length Calculation | 30 | 44 | 1 | FALSE | 1 | FALSE |  | 1.05 | 201.591 | 403.1821 | 5377 | Roof membrane (single ply), PVC |  | 60 | C4 | 3.8722 | 1.6598e-07 | 0.012336 | 0.22899 | 0.0013488 | 9.0529e-07 | 15.3962 | 30.2387 | 0.094527
| Civic Offices | Services electrical wireing | 1701244 | 8404107 | 5.2 | Services equipment | conduit 20mm | Construction | 201.591 | Linear length Calculation | 30 | 44 | 1 | FALSE | 1 | FALSE |  | 1.05 | 201.591 | 403.1821 | 5377 | Roof membrane (single ply), PVC |  | 60 | D2 | 0 | 0 | 0 | 0 | 0 | 0 | 0 | 0 | 0
| Civic Offices | Services electrical wireing | 1701244 | 8404107 | 5.2 | Services equipment | conduit 20mm | Construction | 201.591 | Linear length Calculation | 30 | 44 | 1 | FALSE | 1 | FALSE |  | 1.05 | 201.591 | 403.1821 | 5377 | Roof membrane (single ply), PVC |  | 60 | D3 | 0 | 0 | 0 | 0 | 0 | 0 | 0 | 0 | 0
| Civic Offices | Services electrical wireing | 1701244 | 8404107 | 5.2 | Services equipment | conduit 20mm | Construction | 201.591 | Linear length Calculation | 30 | 44 | 1 | FALSE | 1 | FALSE |  | 1.05 | 201.591 | 403.1821 | 5377 | Roof membrane (single ply), PVC |  | 60 | D4 | 0 | 0 | 0 | 0 | 0 | 0 | 0 | 0 | 0
| Civic Offices | Services electrical wireing | 1701244 | 8404107 | 5.2 | Services equipment | conduit 20mm | Construction | 201.591 | Linear length Calculation | 30 | 44 | 1 | FALSE | 1 | FALSE |  | 1.05 | 201.591 | 403.1821 | 5377 | Roof membrane (single ply), PVC |  | 30 | B4B5 | 449.6187 | 3.6974e-05 | 2.5216 | 0.90326 | 0.55005 | 0.0065406 | 12080.3068 | 1957.5811 | 3.7623
| Civic Offices | Services electrical wireing | 1701244 | 8404107 | 5.2 | Services equipment | conduit 20mm | Construction | 201.591 | Linear length Calculation | 30 | 44 | 1 | FALSE | 1 | FALSE |  | 1.05 | 201.591 | 403.1821 | 5377 | Roof membrane (single ply), PVC |  | 30 | D2 | 0 | 0 | 0 | 0 | 0 | 0 | 0 | 0 | 0
| Civic Offices | Services electrical wireing | 1701244 | 8404107 | 5.2 | Services equipment | conduit 20mm | Construction | 201.591 | Linear length Calculation | 30 | 44 | 1 | FALSE | 1 | FALSE |  | 1.05 | 201.591 | 403.1821 | 5377 | Roof membrane (single ply), PVC |  | 30 | D3 | 0 | 0 | 0 | 0 | 0 | 0 | 0 | 0 | 0
| Civic Offices | Services electrical wireing | 1701244 | 8404107 | 5.2 | Services equipment | conduit 20mm | Construction | 201.591 | Linear length Calculation | 30 | 44 | 1 | FALSE | 1 | FALSE |  | 1.05 | 201.591 | 403.1821 | 5377 | Roof membrane (single ply), PVC |  | 30 | D4 | 0 | 0 | 0 | 0 | 0 | 0 | 0 | 0 | 0
| Civic Offices | Services LED light fitting | 1701247 | 8404109 | 5.8 | Electrical installations | heat sink | Construction | 25.8947 | kg | 10 | 44 | 1 | FALSE | 1 | FALSE |  | 1.01 | 25.8947 | 155.3684 | 5536 | Window furniture/hardware, aluminium |  | 0 | A1A3 | 491.4649 | 1.6642e-05 | 3.3597 | 0.76987 | 0.24956 | 0.00042809 | 6142.5633 | 103.969 | 3.2631
| Civic Offices | Services LED light fitting | 1701247 | 8404109 | 5.8 | Electrical installations | heat sink | Construction | 25.8947 | kg | 10 | 44 | 1 | FALSE | 1 | FALSE |  | 1.01 | 25.8947 | 155.3684 | 5536 | Window furniture/hardware, aluminium |  | 0 | A4 | 1.2888 | 1.4295e-07 | 0.0066771 | 0.0010836 | 0.00082342 | 1.7911e-06 | 18.6097 | 5.0588 | 0.0050842
| Civic Offices | Services LED light fitting | 1701247 | 8404109 | 5.8 | Electrical installations | heat sink | Construction | 25.8947 | kg | 10 | 44 | 1 | FALSE | 1 | FALSE |  | 1.01 | 25.8947 | 155.3684 | 5536 | Window furniture/hardware, aluminium |  | 0 | A5 | 0.0001346 | 3.5246e-11 | 9.4125e-07 | 3.0929e-07 | 1.5619e-07 | 1.8988e-10 | 0.0032998 | 0.038842 | 0
| Civic Offices | Services LED light fitting | 1701247 | 8404109 | 5.8 | Electrical installations | heat sink | Construction | 25.8947 | kg | 10 | 44 | 1 | FALSE | 1 | FALSE |  | 1.01 | 25.8947 | 155.3684 | 5536 | Window furniture/hardware, aluminium |  | 0 | D2 | 0 | 0 | 0 | 0 | 0 | 0 | 0 | 0 | 0
| Civic Offices | Services LED light fitting | 1701247 | 8404109 | 5.8 | Electrical installations | heat sink | Construction | 25.8947 | kg | 10 | 44 | 1 | FALSE | 1 | FALSE |  | 1.01 | 25.8947 | 155.3684 | 5536 | Window furniture/hardware, aluminium |  | 0 | D3 | 0 | 0 | 0 | 0 | 0 | 0 | 0 | 0 | 0
| Civic Offices | Services LED light fitting | 1701247 | 8404109 | 5.8 | Electrical installations | heat sink | Construction | 25.8947 | kg | 10 | 44 | 1 | FALSE | 1 | FALSE |  | 1.01 | 25.8947 | 155.3684 | 5536 | Window furniture/hardware, aluminium |  | 0 | D4 | 0 | 0 | 0 | 0 | 0 | 0 | 0 | 0 | 0
| Civic Offices | Services LED light fitting | 1701247 | 8404109 | 5.8 | Electrical installations | heat sink | Construction | 25.8947 | kg | 10 | 44 | 1 | FALSE | 1 | FALSE |  | 1.01 | 25.8947 | 155.3684 | 5536 | Window furniture/hardware, aluminium |  | 60 | C2 | 0 | 0 | 0 | 0 | 0 | 0 | 0 | 0 | 0
| Civic Offices | Services LED light fitting | 1701247 | 8404109 | 5.8 | Electrical installations | heat sink | Construction | 25.8947 | kg | 10 | 44 | 1 | FALSE | 1 | FALSE |  | 1.01 | 25.8947 | 155.3684 | 5536 | Window furniture/hardware, aluminium |  | 60 | C4 | 0.01346 | 3.5246e-09 | 9.4125e-05 | 3.0929e-05 | 1.5619e-05 | 1.8988e-08 | 0.32998 | 3.8842 | 0.00067503
| Civic Offices | Services LED light fitting | 1701247 | 8404109 | 5.8 | Electrical installations | heat sink | Construction | 25.8947 | kg | 10 | 44 | 1 | FALSE | 1 | FALSE |  | 1.01 | 25.8947 | 155.3684 | 5536 | Window furniture/hardware, aluminium |  | 60 | D2 | 0 | 0 | 0 | 0 | 0 | 0 | 0 | 0 | 0
| Civic Offices | Services LED light fitting | 1701247 | 8404109 | 5.8 | Electrical installations | heat sink | Construction | 25.8947 | kg | 10 | 44 | 1 | FALSE | 1 | FALSE |  | 1.01 | 25.8947 | 155.3684 | 5536 | Window furniture/hardware, aluminium |  | 60 | D3 | 0 | 0 | 0 | 0 | 0 | 0 | 0 | 0 | 0
| Civic Offices | Services LED light fitting | 1701247 | 8404109 | 5.8 | Electrical installations | heat sink | Construction | 25.8947 | kg | 10 | 44 | 1 | FALSE | 1 | FALSE |  | 1.01 | 25.8947 | 155.3684 | 5536 | Window furniture/hardware, aluminium |  | 60 | D4 | 0 | 0 | 0 | 0 | 0 | 0 | 0 | 0 | 0
| Civic Offices | Services LED light fitting | 1701247 | 8404109 | 5.8 | Electrical installations | heat sink | Construction | 25.8947 | kg | 10 | 44 | 1 | FALSE | 1 | FALSE |  | 1.01 | 25.8947 | 155.3684 | 5536 | Window furniture/hardware, aluminium |  | 10 | B4B5 | 492.7673 | 1.6788e-05 | 3.3665 | 0.77098 | 0.2504 | 0.0004299 | 6161.5063 | 112.9508 | 3.2682
| Civic Offices | Services LED light fitting | 1701247 | 8404109 | 5.8 | Electrical installations | heat sink | Construction | 25.8947 | kg | 10 | 44 | 1 | FALSE | 1 | FALSE |  | 1.01 | 25.8947 | 155.3684 | 5536 | Window furniture/hardware, aluminium |  | 10 | D2 | 0 | 0 | 0 | 0 | 0 | 0 | 0 | 0 | 0
| Civic Offices | Services LED light fitting | 1701247 | 8404109 | 5.8 | Electrical installations | heat sink | Construction | 25.8947 | kg | 10 | 44 | 1 | FALSE | 1 | FALSE |  | 1.01 | 25.8947 | 155.3684 | 5536 | Window furniture/hardware, aluminium |  | 10 | D3 | 0 | 0 | 0 | 0 | 0 | 0 | 0 | 0 | 0
| Civic Offices | Services LED light fitting | 1701247 | 8404109 | 5.8 | Electrical installations | heat sink | Construction | 25.8947 | kg | 10 | 44 | 1 | FALSE | 1 | FALSE |  | 1.01 | 25.8947 | 155.3684 | 5536 | Window furniture/hardware, aluminium |  | 10 | D4 | 0 | 0 | 0 | 0 | 0 | 0 | 0 | 0 | 0
| Civic Offices | Services LED light fitting | 1701247 | 8404109 | 5.8 | Electrical installations | heat sink | Construction | 25.8947 | kg | 10 | 44 | 1 | FALSE | 1 | FALSE |  | 1.01 | 25.8947 | 155.3684 | 5536 | Window furniture/hardware, aluminium |  | 20 | B4B5 | 492.7673 | 1.6788e-05 | 3.3665 | 0.77098 | 0.2504 | 0.0004299 | 6161.5063 | 112.9508 | 3.2682
| Civic Offices | Services LED light fitting | 1701247 | 8404109 | 5.8 | Electrical installations | heat sink | Construction | 25.8947 | kg | 10 | 44 | 1 | FALSE | 1 | FALSE |  | 1.01 | 25.8947 | 155.3684 | 5536 | Window furniture/hardware, aluminium |  | 20 | D2 | 0 | 0 | 0 | 0 | 0 | 0 | 0 | 0 | 0
| Civic Offices | Services LED light fitting | 1701247 | 8404109 | 5.8 | Electrical installations | heat sink | Construction | 25.8947 | kg | 10 | 44 | 1 | FALSE | 1 | FALSE |  | 1.01 | 25.8947 | 155.3684 | 5536 | Window furniture/hardware, aluminium |  | 20 | D3 | 0 | 0 | 0 | 0 | 0 | 0 | 0 | 0 | 0
| Civic Offices | Services LED light fitting | 1701247 | 8404109 | 5.8 | Electrical installations | heat sink | Construction | 25.8947 | kg | 10 | 44 | 1 | FALSE | 1 | FALSE |  | 1.01 | 25.8947 | 155.3684 | 5536 | Window furniture/hardware, aluminium |  | 20 | D4 | 0 | 0 | 0 | 0 | 0 | 0 | 0 | 0 | 0
| Civic Offices | Services LED light fitting | 1701247 | 8404109 | 5.8 | Electrical installations | heat sink | Construction | 25.8947 | kg | 10 | 44 | 1 | FALSE | 1 | FALSE |  | 1.01 | 25.8947 | 155.3684 | 5536 | Window furniture/hardware, aluminium |  | 30 | B4B5 | 492.7673 | 1.6788e-05 | 3.3665 | 0.77098 | 0.2504 | 0.0004299 | 6161.5063 | 112.9508 | 3.2682
| Civic Offices | Services LED light fitting | 1701247 | 8404109 | 5.8 | Electrical installations | heat sink | Construction | 25.8947 | kg | 10 | 44 | 1 | FALSE | 1 | FALSE |  | 1.01 | 25.8947 | 155.3684 | 5536 | Window furniture/hardware, aluminium |  | 30 | D2 | 0 | 0 | 0 | 0 | 0 | 0 | 0 | 0 | 0
| Civic Offices | Services LED light fitting | 1701247 | 8404109 | 5.8 | Electrical installations | heat sink | Construction | 25.8947 | kg | 10 | 44 | 1 | FALSE | 1 | FALSE |  | 1.01 | 25.8947 | 155.3684 | 5536 | Window furniture/hardware, aluminium |  | 30 | D3 | 0 | 0 | 0 | 0 | 0 | 0 | 0 | 0 | 0
| Civic Offices | Services LED light fitting | 1701247 | 8404109 | 5.8 | Electrical installations | heat sink | Construction | 25.8947 | kg | 10 | 44 | 1 | FALSE | 1 | FALSE |  | 1.01 | 25.8947 | 155.3684 | 5536 | Window furniture/hardware, aluminium |  | 30 | D4 | 0 | 0 | 0 | 0 | 0 | 0 | 0 | 0 | 0
| Civic Offices | Services LED light fitting | 1701247 | 8404109 | 5.8 | Electrical installations | heat sink | Construction | 25.8947 | kg | 10 | 44 | 1 | FALSE | 1 | FALSE |  | 1.01 | 25.8947 | 155.3684 | 5536 | Window furniture/hardware, aluminium |  | 40 | B4B5 | 492.7673 | 1.6788e-05 | 3.3665 | 0.77098 | 0.2504 | 0.0004299 | 6161.5063 | 112.9508 | 3.2682
| Civic Offices | Services LED light fitting | 1701247 | 8404109 | 5.8 | Electrical installations | heat sink | Construction | 25.8947 | kg | 10 | 44 | 1 | FALSE | 1 | FALSE |  | 1.01 | 25.8947 | 155.3684 | 5536 | Window furniture/hardware, aluminium |  | 40 | D2 | 0 | 0 | 0 | 0 | 0 | 0 | 0 | 0 | 0
| Civic Offices | Services LED light fitting | 1701247 | 8404109 | 5.8 | Electrical installations | heat sink | Construction | 25.8947 | kg | 10 | 44 | 1 | FALSE | 1 | FALSE |  | 1.01 | 25.8947 | 155.3684 | 5536 | Window furniture/hardware, aluminium |  | 40 | D3 | 0 | 0 | 0 | 0 | 0 | 0 | 0 | 0 | 0
| Civic Offices | Services LED light fitting | 1701247 | 8404109 | 5.8 | Electrical installations | heat sink | Construction | 25.8947 | kg | 10 | 44 | 1 | FALSE | 1 | FALSE |  | 1.01 | 25.8947 | 155.3684 | 5536 | Window furniture/hardware, aluminium |  | 40 | D4 | 0 | 0 | 0 | 0 | 0 | 0 | 0 | 0 | 0
| Civic Offices | Services LED light fitting | 1701247 | 8404109 | 5.8 | Electrical installations | heat sink | Construction | 25.8947 | kg | 10 | 44 | 1 | FALSE | 1 | FALSE |  | 1.01 | 25.8947 | 155.3684 | 5536 | Window furniture/hardware, aluminium |  | 50 | B4B5 | 492.7673 | 1.6788e-05 | 3.3665 | 0.77098 | 0.2504 | 0.0004299 | 6161.5063 | 112.9508 | 3.2682
| Civic Offices | Services LED light fitting | 1701247 | 8404109 | 5.8 | Electrical installations | heat sink | Construction | 25.8947 | kg | 10 | 44 | 1 | FALSE | 1 | FALSE |  | 1.01 | 25.8947 | 155.3684 | 5536 | Window furniture/hardware, aluminium |  | 50 | D2 | 0 | 0 | 0 | 0 | 0 | 0 | 0 | 0 | 0
| Civic Offices | Services LED light fitting | 1701247 | 8404109 | 5.8 | Electrical installations | heat sink | Construction | 25.8947 | kg | 10 | 44 | 1 | FALSE | 1 | FALSE |  | 1.01 | 25.8947 | 155.3684 | 5536 | Window furniture/hardware, aluminium |  | 50 | D3 | 0 | 0 | 0 | 0 | 0 | 0 | 0 | 0 | 0
| Civic Offices | Services LED light fitting | 1701247 | 8404109 | 5.8 | Electrical installations | heat sink | Construction | 25.8947 | kg | 10 | 44 | 1 | FALSE | 1 | FALSE |  | 1.01 | 25.8947 | 155.3684 | 5536 | Window furniture/hardware, aluminium |  | 50 | D4 | 0 | 0 | 0 | 0 | 0 | 0 | 0 | 0 | 0
| Civic Offices | Services LED light fitting | 1701247 | 8404110 | 5.8 | Electrical installations | glass bulb | Construction | 7.5088 | kg | 10 | 44 | 1 | FALSE | 1 | FALSE |  | 1.05 | 7.5088 | 45.0526 | 5490 | General glazing, glass (toughened) |  | 0 | A1A3 | 8.8565 | 8.1659e-07 | 0.084094 | 0.010604 | 0.0050932 | 5.6234e-05 | 108.4559 | 61.2803 | 0.043174
| Civic Offices | Services LED light fitting | 1701247 | 8404110 | 5.8 | Electrical installations | glass bulb | Construction | 7.5088 | kg | 10 | 44 | 1 | FALSE | 1 | FALSE |  | 1.05 | 7.5088 | 45.0526 | 5490 | General glazing, glass (toughened) |  | 0 | A4 | 0.18983 | 3.4942e-08 | 0.00063478 | 0.00016748 | 0.00011074 | 4.9994e-07 | 2.8668 | 0.35421 | 0.00078649
| Civic Offices | Services LED light fitting | 1701247 | 8404110 | 5.8 | Electrical installations | glass bulb | Construction | 7.5088 | kg | 10 | 44 | 1 | FALSE | 1 | FALSE |  | 1.05 | 7.5088 | 45.0526 | 5490 | General glazing, glass (toughened) |  | 0 | A5 | 0.00058473 | 2.0157e-10 | 4.5034e-06 | 1.112e-06 | 7.7795e-07 | 6.3208e-10 | 0.016983 | 0.056316 | 0
| Civic Offices | Services LED light fitting | 1701247 | 8404110 | 5.8 | Electrical installations | glass bulb | Construction | 7.5088 | kg | 10 | 44 | 1 | FALSE | 1 | FALSE |  | 1.05 | 7.5088 | 45.0526 | 5490 | General glazing, glass (toughened) |  | 0 | D2 | 0 | 0 | 0 | 0 | 0 | 0 | 0 | 0 | 0
| Civic Offices | Services LED light fitting | 1701247 | 8404110 | 5.8 | Electrical installations | glass bulb | Construction | 7.5088 | kg | 10 | 44 | 1 | FALSE | 1 | FALSE |  | 1.05 | 7.5088 | 45.0526 | 5490 | General glazing, glass (toughened) |  | 0 | D3 | 0 | 0 | 0 | 0 | 0 | 0 | 0 | 0 | 0
| Civic Offices | Services LED light fitting | 1701247 | 8404110 | 5.8 | Electrical installations | glass bulb | Construction | 7.5088 | kg | 10 | 44 | 1 | FALSE | 1 | FALSE |  | 1.05 | 7.5088 | 45.0526 | 5490 | General glazing, glass (toughened) |  | 0 | D4 | 0 | 0 | 0 | 0 | 0 | 0 | 0 | 0 | 0
| Civic Offices | Services LED light fitting | 1701247 | 8404110 | 5.8 | Electrical installations | glass bulb | Construction | 7.5088 | kg | 10 | 44 | 1 | FALSE | 1 | FALSE |  | 1.05 | 7.5088 | 45.0526 | 5490 | General glazing, glass (toughened) |  | 60 | C2 | 0 | 0 | 0 | 0 | 0 | 0 | 0 | 0 | 0
| Civic Offices | Services LED light fitting | 1701247 | 8404110 | 5.8 | Electrical installations | glass bulb | Construction | 7.5088 | kg | 10 | 44 | 1 | FALSE | 1 | FALSE |  | 1.05 | 7.5088 | 45.0526 | 5490 | General glazing, glass (toughened) |  | 60 | C4 | 0.011695 | 4.0314e-09 | 9.0067e-05 | 2.2239e-05 | 1.5559e-05 | 1.2642e-08 | 0.33967 | 1.1263 | 0.0011024
| Civic Offices | Services LED light fitting | 1701247 | 8404110 | 5.8 | Electrical installations | glass bulb | Construction | 7.5088 | kg | 10 | 44 | 1 | FALSE | 1 | FALSE |  | 1.05 | 7.5088 | 45.0526 | 5490 | General glazing, glass (toughened) |  | 60 | D2 | 0 | 0 | 0 | 0 | 0 | 0 | 0 | 0 | 0
| Civic Offices | Services LED light fitting | 1701247 | 8404110 | 5.8 | Electrical installations | glass bulb | Construction | 7.5088 | kg | 10 | 44 | 1 | FALSE | 1 | FALSE |  | 1.05 | 7.5088 | 45.0526 | 5490 | General glazing, glass (toughened) |  | 60 | D3 | 0 | 0 | 0 | 0 | 0 | 0 | 0 | 0 | 0
| Civic Offices | Services LED light fitting | 1701247 | 8404110 | 5.8 | Electrical installations | glass bulb | Construction | 7.5088 | kg | 10 | 44 | 1 | FALSE | 1 | FALSE |  | 1.05 | 7.5088 | 45.0526 | 5490 | General glazing, glass (toughened) |  | 60 | D4 | 0 | 0 | 0 | 0 | 0 | 0 | 0 | 0 | 0
| Civic Offices | Services LED light fitting | 1701247 | 8404110 | 5.8 | Electrical installations | glass bulb | Construction | 7.5088 | kg | 10 | 44 | 1 | FALSE | 1 | FALSE |  | 1.05 | 7.5088 | 45.0526 | 5490 | General glazing, glass (toughened) |  | 10 | B4B5 | 9.0586 | 8.5576e-07 | 0.084824 | 0.010795 | 0.0052203 | 5.6747e-05 | 111.6794 | 62.8171 | 0.04396
| Civic Offices | Services LED light fitting | 1701247 | 8404110 | 5.8 | Electrical installations | glass bulb | Construction | 7.5088 | kg | 10 | 44 | 1 | FALSE | 1 | FALSE |  | 1.05 | 7.5088 | 45.0526 | 5490 | General glazing, glass (toughened) |  | 10 | D2 | 0 | 0 | 0 | 0 | 0 | 0 | 0 | 0 | 0
| Civic Offices | Services LED light fitting | 1701247 | 8404110 | 5.8 | Electrical installations | glass bulb | Construction | 7.5088 | kg | 10 | 44 | 1 | FALSE | 1 | FALSE |  | 1.05 | 7.5088 | 45.0526 | 5490 | General glazing, glass (toughened) |  | 10 | D3 | 0 | 0 | 0 | 0 | 0 | 0 | 0 | 0 | 0
| Civic Offices | Services LED light fitting | 1701247 | 8404110 | 5.8 | Electrical installations | glass bulb | Construction | 7.5088 | kg | 10 | 44 | 1 | FALSE | 1 | FALSE |  | 1.05 | 7.5088 | 45.0526 | 5490 | General glazing, glass (toughened) |  | 10 | D4 | 0 | 0 | 0 | 0 | 0 | 0 | 0 | 0 | 0
| Civic Offices | Services LED light fitting | 1701247 | 8404110 | 5.8 | Electrical installations | glass bulb | Construction | 7.5088 | kg | 10 | 44 | 1 | FALSE | 1 | FALSE |  | 1.05 | 7.5088 | 45.0526 | 5490 | General glazing, glass (toughened) |  | 20 | B4B5 | 9.0586 | 8.5576e-07 | 0.084824 | 0.010795 | 0.0052203 | 5.6747e-05 | 111.6794 | 62.8171 | 0.04396
| Civic Offices | Services LED light fitting | 1701247 | 8404110 | 5.8 | Electrical installations | glass bulb | Construction | 7.5088 | kg | 10 | 44 | 1 | FALSE | 1 | FALSE |  | 1.05 | 7.5088 | 45.0526 | 5490 | General glazing, glass (toughened) |  | 20 | D2 | 0 | 0 | 0 | 0 | 0 | 0 | 0 | 0 | 0
| Civic Offices | Services LED light fitting | 1701247 | 8404110 | 5.8 | Electrical installations | glass bulb | Construction | 7.5088 | kg | 10 | 44 | 1 | FALSE | 1 | FALSE |  | 1.05 | 7.5088 | 45.0526 | 5490 | General glazing, glass (toughened) |  | 20 | D3 | 0 | 0 | 0 | 0 | 0 | 0 | 0 | 0 | 0
| Civic Offices | Services LED light fitting | 1701247 | 8404110 | 5.8 | Electrical installations | glass bulb | Construction | 7.5088 | kg | 10 | 44 | 1 | FALSE | 1 | FALSE |  | 1.05 | 7.5088 | 45.0526 | 5490 | General glazing, glass (toughened) |  | 20 | D4 | 0 | 0 | 0 | 0 | 0 | 0 | 0 | 0 | 0
| Civic Offices | Services LED light fitting | 1701247 | 8404110 | 5.8 | Electrical installations | glass bulb | Construction | 7.5088 | kg | 10 | 44 | 1 | FALSE | 1 | FALSE |  | 1.05 | 7.5088 | 45.0526 | 5490 | General glazing, glass (toughened) |  | 30 | B4B5 | 9.0586 | 8.5576e-07 | 0.084824 | 0.010795 | 0.0052203 | 5.6747e-05 | 111.6794 | 62.8171 | 0.04396
| Civic Offices | Services LED light fitting | 1701247 | 8404110 | 5.8 | Electrical installations | glass bulb | Construction | 7.5088 | kg | 10 | 44 | 1 | FALSE | 1 | FALSE |  | 1.05 | 7.5088 | 45.0526 | 5490 | General glazing, glass (toughened) |  | 30 | D2 | 0 | 0 | 0 | 0 | 0 | 0 | 0 | 0 | 0
| Civic Offices | Services LED light fitting | 1701247 | 8404110 | 5.8 | Electrical installations | glass bulb | Construction | 7.5088 | kg | 10 | 44 | 1 | FALSE | 1 | FALSE |  | 1.05 | 7.5088 | 45.0526 | 5490 | General glazing, glass (toughened) |  | 30 | D3 | 0 | 0 | 0 | 0 | 0 | 0 | 0 | 0 | 0
| Civic Offices | Services LED light fitting | 1701247 | 8404110 | 5.8 | Electrical installations | glass bulb | Construction | 7.5088 | kg | 10 | 44 | 1 | FALSE | 1 | FALSE |  | 1.05 | 7.5088 | 45.0526 | 5490 | General glazing, glass (toughened) |  | 30 | D4 | 0 | 0 | 0 | 0 | 0 | 0 | 0 | 0 | 0
| Civic Offices | Services LED light fitting | 1701247 | 8404110 | 5.8 | Electrical installations | glass bulb | Construction | 7.5088 | kg | 10 | 44 | 1 | FALSE | 1 | FALSE |  | 1.05 | 7.5088 | 45.0526 | 5490 | General glazing, glass (toughened) |  | 40 | B4B5 | 9.0586 | 8.5576e-07 | 0.084824 | 0.010795 | 0.0052203 | 5.6747e-05 | 111.6794 | 62.8171 | 0.04396
| Civic Offices | Services LED light fitting | 1701247 | 8404110 | 5.8 | Electrical installations | glass bulb | Construction | 7.5088 | kg | 10 | 44 | 1 | FALSE | 1 | FALSE |  | 1.05 | 7.5088 | 45.0526 | 5490 | General glazing, glass (toughened) |  | 40 | D2 | 0 | 0 | 0 | 0 | 0 | 0 | 0 | 0 | 0
| Civic Offices | Services LED light fitting | 1701247 | 8404110 | 5.8 | Electrical installations | glass bulb | Construction | 7.5088 | kg | 10 | 44 | 1 | FALSE | 1 | FALSE |  | 1.05 | 7.5088 | 45.0526 | 5490 | General glazing, glass (toughened) |  | 40 | D3 | 0 | 0 | 0 | 0 | 0 | 0 | 0 | 0 | 0
| Civic Offices | Services LED light fitting | 1701247 | 8404110 | 5.8 | Electrical installations | glass bulb | Construction | 7.5088 | kg | 10 | 44 | 1 | FALSE | 1 | FALSE |  | 1.05 | 7.5088 | 45.0526 | 5490 | General glazing, glass (toughened) |  | 40 | D4 | 0 | 0 | 0 | 0 | 0 | 0 | 0 | 0 | 0
| Civic Offices | Services LED light fitting | 1701247 | 8404110 | 5.8 | Electrical installations | glass bulb | Construction | 7.5088 | kg | 10 | 44 | 1 | FALSE | 1 | FALSE |  | 1.05 | 7.5088 | 45.0526 | 5490 | General glazing, glass (toughened) |  | 50 | B4B5 | 9.0586 | 8.5576e-07 | 0.084824 | 0.010795 | 0.0052203 | 5.6747e-05 | 111.6794 | 62.8171 | 0.04396
| Civic Offices | Services LED light fitting | 1701247 | 8404110 | 5.8 | Electrical installations | glass bulb | Construction | 7.5088 | kg | 10 | 44 | 1 | FALSE | 1 | FALSE |  | 1.05 | 7.5088 | 45.0526 | 5490 | General glazing, glass (toughened) |  | 50 | D2 | 0 | 0 | 0 | 0 | 0 | 0 | 0 | 0 | 0
| Civic Offices | Services LED light fitting | 1701247 | 8404110 | 5.8 | Electrical installations | glass bulb | Construction | 7.5088 | kg | 10 | 44 | 1 | FALSE | 1 | FALSE |  | 1.05 | 7.5088 | 45.0526 | 5490 | General glazing, glass (toughened) |  | 50 | D3 | 0 | 0 | 0 | 0 | 0 | 0 | 0 | 0 | 0
| Civic Offices | Services LED light fitting | 1701247 | 8404110 | 5.8 | Electrical installations | glass bulb | Construction | 7.5088 | kg | 10 | 44 | 1 | FALSE | 1 | FALSE |  | 1.05 | 7.5088 | 45.0526 | 5490 | General glazing, glass (toughened) |  | 50 | D4 | 0 | 0 | 0 | 0 | 0 | 0 | 0 | 0 | 0
| Civic Offices | Services LED light fitting | 1701247 | 8404111 | 5.8 | Electrical installations | connectors | Construction | 0.35088 | kg | 10 | 44 | 1 | FALSE | 1 | FALSE |  | 1.05 | 0.35088 | 2.1053 | 5014 | Cladding sheet (angle seamed), copper |  | 0 | A1A3 | 2.5366 | 2.108e-06 | 0.12901 | 0.086116 | 0.0071309 | 0.00058692 | 38.4881 | 7.5133 | 0.081081
| Civic Offices | Services LED light fitting | 1701247 | 8404111 | 5.8 | Electrical installations | connectors | Construction | 0.35088 | kg | 10 | 44 | 1 | FALSE | 1 | FALSE |  | 1.05 | 0.35088 | 2.1053 | 5014 | Cladding sheet (angle seamed), copper |  | 0 | A4 | 0.0072183 | 1.297e-09 | 2.3635e-05 | 6.3882e-06 | 4.0322e-06 | 2.5174e-08 | 0.1076 | 0.01643 | 2.9704e-05
| Civic Offices | Services LED light fitting | 1701247 | 8404111 | 5.8 | Electrical installations | connectors | Construction | 0.35088 | kg | 10 | 44 | 1 | FALSE | 1 | FALSE |  | 1.05 | 0.35088 | 2.1053 | 5014 | Cladding sheet (angle seamed), copper |  | 0 | A5 | 9.1193e-06 | 2.3879e-12 | 6.377e-08 | 2.0955e-08 | 1.0582e-08 | 1.2864e-11 | 0.00022356 | 0.0026316 | 0
| Civic Offices | Services LED light fitting | 1701247 | 8404111 | 5.8 | Electrical installations | connectors | Construction | 0.35088 | kg | 10 | 44 | 1 | FALSE | 1 | FALSE |  | 1.05 | 0.35088 | 2.1053 | 5014 | Cladding sheet (angle seamed), copper |  | 0 | D2 | 0 | 0 | 0 | 0 | 0 | 0 | 0 | 0 | 0
| Civic Offices | Services LED light fitting | 1701247 | 8404111 | 5.8 | Electrical installations | connectors | Construction | 0.35088 | kg | 10 | 44 | 1 | FALSE | 1 | FALSE |  | 1.05 | 0.35088 | 2.1053 | 5014 | Cladding sheet (angle seamed), copper |  | 0 | D3 | 0 | 0 | 0 | 0 | 0 | 0 | 0 | 0 | 0
| Civic Offices | Services LED light fitting | 1701247 | 8404111 | 5.8 | Electrical installations | connectors | Construction | 0.35088 | kg | 10 | 44 | 1 | FALSE | 1 | FALSE |  | 1.05 | 0.35088 | 2.1053 | 5014 | Cladding sheet (angle seamed), copper |  | 0 | D4 | 0 | 0 | 0 | 0 | 0 | 0 | 0 | 0 | 0
| Civic Offices | Services LED light fitting | 1701247 | 8404111 | 5.8 | Electrical installations | connectors | Construction | 0.35088 | kg | 10 | 44 | 1 | FALSE | 1 | FALSE |  | 1.05 | 0.35088 | 2.1053 | 5014 | Cladding sheet (angle seamed), copper |  | 60 | C2 | 0 | 0 | 0 | 0 | 0 | 0 | 0 | 0 | 0
| Civic Offices | Services LED light fitting | 1701247 | 8404111 | 5.8 | Electrical installations | connectors | Construction | 0.35088 | kg | 10 | 44 | 1 | FALSE | 1 | FALSE |  | 1.05 | 0.35088 | 2.1053 | 5014 | Cladding sheet (angle seamed), copper |  | 60 | C4 | 0.00018239 | 4.7759e-11 | 1.2754e-06 | 4.1909e-07 | 2.1164e-07 | 2.5728e-10 | 0.0044713 | 0.052632 | 9.1467e-06
| Civic Offices | Services LED light fitting | 1701247 | 8404111 | 5.8 | Electrical installations | connectors | Construction | 0.35088 | kg | 10 | 44 | 1 | FALSE | 1 | FALSE |  | 1.05 | 0.35088 | 2.1053 | 5014 | Cladding sheet (angle seamed), copper |  | 60 | D2 | 0 | 0 | 0 | 0 | 0 | 0 | 0 | 0 | 0
| Civic Offices | Services LED light fitting | 1701247 | 8404111 | 5.8 | Electrical installations | connectors | Construction | 0.35088 | kg | 10 | 44 | 1 | FALSE | 1 | FALSE |  | 1.05 | 0.35088 | 2.1053 | 5014 | Cladding sheet (angle seamed), copper |  | 60 | D3 | 0 | 0 | 0 | 0 | 0 | 0 | 0 | 0 | 0
| Civic Offices | Services LED light fitting | 1701247 | 8404111 | 5.8 | Electrical installations | connectors | Construction | 0.35088 | kg | 10 | 44 | 1 | FALSE | 1 | FALSE |  | 1.05 | 0.35088 | 2.1053 | 5014 | Cladding sheet (angle seamed), copper |  | 60 | D4 | 0 | 0 | 0 | 0 | 0 | 0 | 0 | 0 | 0
| Civic Offices | Services LED light fitting | 1701247 | 8404111 | 5.8 | Electrical installations | connectors | Construction | 0.35088 | kg | 10 | 44 | 1 | FALSE | 1 | FALSE |  | 1.05 | 0.35088 | 2.1053 | 5014 | Cladding sheet (angle seamed), copper |  | 10 | B4B5 | 2.544 | 2.1094e-06 | 0.12903 | 0.086122 | 0.0071352 | 0.00058694 | 38.6004 | 7.585 | 0.081111
| Civic Offices | Services LED light fitting | 1701247 | 8404111 | 5.8 | Electrical installations | connectors | Construction | 0.35088 | kg | 10 | 44 | 1 | FALSE | 1 | FALSE |  | 1.05 | 0.35088 | 2.1053 | 5014 | Cladding sheet (angle seamed), copper |  | 10 | D2 | 0 | 0 | 0 | 0 | 0 | 0 | 0 | 0 | 0
| Civic Offices | Services LED light fitting | 1701247 | 8404111 | 5.8 | Electrical installations | connectors | Construction | 0.35088 | kg | 10 | 44 | 1 | FALSE | 1 | FALSE |  | 1.05 | 0.35088 | 2.1053 | 5014 | Cladding sheet (angle seamed), copper |  | 10 | D3 | 0 | 0 | 0 | 0 | 0 | 0 | 0 | 0 | 0
| Civic Offices | Services LED light fitting | 1701247 | 8404111 | 5.8 | Electrical installations | connectors | Construction | 0.35088 | kg | 10 | 44 | 1 | FALSE | 1 | FALSE |  | 1.05 | 0.35088 | 2.1053 | 5014 | Cladding sheet (angle seamed), copper |  | 10 | D4 | 0 | 0 | 0 | 0 | 0 | 0 | 0 | 0 | 0
| Civic Offices | Services LED light fitting | 1701247 | 8404111 | 5.8 | Electrical installations | connectors | Construction | 0.35088 | kg | 10 | 44 | 1 | FALSE | 1 | FALSE |  | 1.05 | 0.35088 | 2.1053 | 5014 | Cladding sheet (angle seamed), copper |  | 20 | B4B5 | 2.544 | 2.1094e-06 | 0.12903 | 0.086122 | 0.0071352 | 0.00058694 | 38.6004 | 7.585 | 0.081111
| Civic Offices | Services LED light fitting | 1701247 | 8404111 | 5.8 | Electrical installations | connectors | Construction | 0.35088 | kg | 10 | 44 | 1 | FALSE | 1 | FALSE |  | 1.05 | 0.35088 | 2.1053 | 5014 | Cladding sheet (angle seamed), copper |  | 20 | D2 | 0 | 0 | 0 | 0 | 0 | 0 | 0 | 0 | 0
| Civic Offices | Services LED light fitting | 1701247 | 8404111 | 5.8 | Electrical installations | connectors | Construction | 0.35088 | kg | 10 | 44 | 1 | FALSE | 1 | FALSE |  | 1.05 | 0.35088 | 2.1053 | 5014 | Cladding sheet (angle seamed), copper |  | 20 | D3 | 0 | 0 | 0 | 0 | 0 | 0 | 0 | 0 | 0
| Civic Offices | Services LED light fitting | 1701247 | 8404111 | 5.8 | Electrical installations | connectors | Construction | 0.35088 | kg | 10 | 44 | 1 | FALSE | 1 | FALSE |  | 1.05 | 0.35088 | 2.1053 | 5014 | Cladding sheet (angle seamed), copper |  | 20 | D4 | 0 | 0 | 0 | 0 | 0 | 0 | 0 | 0 | 0
| Civic Offices | Services LED light fitting | 1701247 | 8404111 | 5.8 | Electrical installations | connectors | Construction | 0.35088 | kg | 10 | 44 | 1 | FALSE | 1 | FALSE |  | 1.05 | 0.35088 | 2.1053 | 5014 | Cladding sheet (angle seamed), copper |  | 30 | B4B5 | 2.544 | 2.1094e-06 | 0.12903 | 0.086122 | 0.0071352 | 0.00058694 | 38.6004 | 7.585 | 0.081111
| Civic Offices | Services LED light fitting | 1701247 | 8404111 | 5.8 | Electrical installations | connectors | Construction | 0.35088 | kg | 10 | 44 | 1 | FALSE | 1 | FALSE |  | 1.05 | 0.35088 | 2.1053 | 5014 | Cladding sheet (angle seamed), copper |  | 30 | D2 | 0 | 0 | 0 | 0 | 0 | 0 | 0 | 0 | 0
| Civic Offices | Services LED light fitting | 1701247 | 8404111 | 5.8 | Electrical installations | connectors | Construction | 0.35088 | kg | 10 | 44 | 1 | FALSE | 1 | FALSE |  | 1.05 | 0.35088 | 2.1053 | 5014 | Cladding sheet (angle seamed), copper |  | 30 | D3 | 0 | 0 | 0 | 0 | 0 | 0 | 0 | 0 | 0
| Civic Offices | Services LED light fitting | 1701247 | 8404111 | 5.8 | Electrical installations | connectors | Construction | 0.35088 | kg | 10 | 44 | 1 | FALSE | 1 | FALSE |  | 1.05 | 0.35088 | 2.1053 | 5014 | Cladding sheet (angle seamed), copper |  | 30 | D4 | 0 | 0 | 0 | 0 | 0 | 0 | 0 | 0 | 0
| Civic Offices | Services LED light fitting | 1701247 | 8404111 | 5.8 | Electrical installations | connectors | Construction | 0.35088 | kg | 10 | 44 | 1 | FALSE | 1 | FALSE |  | 1.05 | 0.35088 | 2.1053 | 5014 | Cladding sheet (angle seamed), copper |  | 40 | B4B5 | 2.544 | 2.1094e-06 | 0.12903 | 0.086122 | 0.0071352 | 0.00058694 | 38.6004 | 7.585 | 0.081111
| Civic Offices | Services LED light fitting | 1701247 | 8404111 | 5.8 | Electrical installations | connectors | Construction | 0.35088 | kg | 10 | 44 | 1 | FALSE | 1 | FALSE |  | 1.05 | 0.35088 | 2.1053 | 5014 | Cladding sheet (angle seamed), copper |  | 40 | D2 | 0 | 0 | 0 | 0 | 0 | 0 | 0 | 0 | 0
| Civic Offices | Services LED light fitting | 1701247 | 8404111 | 5.8 | Electrical installations | connectors | Construction | 0.35088 | kg | 10 | 44 | 1 | FALSE | 1 | FALSE |  | 1.05 | 0.35088 | 2.1053 | 5014 | Cladding sheet (angle seamed), copper |  | 40 | D3 | 0 | 0 | 0 | 0 | 0 | 0 | 0 | 0 | 0
| Civic Offices | Services LED light fitting | 1701247 | 8404111 | 5.8 | Electrical installations | connectors | Construction | 0.35088 | kg | 10 | 44 | 1 | FALSE | 1 | FALSE |  | 1.05 | 0.35088 | 2.1053 | 5014 | Cladding sheet (angle seamed), copper |  | 40 | D4 | 0 | 0 | 0 | 0 | 0 | 0 | 0 | 0 | 0
| Civic Offices | Services LED light fitting | 1701247 | 8404111 | 5.8 | Electrical installations | connectors | Construction | 0.35088 | kg | 10 | 44 | 1 | FALSE | 1 | FALSE |  | 1.05 | 0.35088 | 2.1053 | 5014 | Cladding sheet (angle seamed), copper |  | 50 | B4B5 | 2.544 | 2.1094e-06 | 0.12903 | 0.086122 | 0.0071352 | 0.00058694 | 38.6004 | 7.585 | 0.081111
| Civic Offices | Services LED light fitting | 1701247 | 8404111 | 5.8 | Electrical installations | connectors | Construction | 0.35088 | kg | 10 | 44 | 1 | FALSE | 1 | FALSE |  | 1.05 | 0.35088 | 2.1053 | 5014 | Cladding sheet (angle seamed), copper |  | 50 | D2 | 0 | 0 | 0 | 0 | 0 | 0 | 0 | 0 | 0
| Civic Offices | Services LED light fitting | 1701247 | 8404111 | 5.8 | Electrical installations | connectors | Construction | 0.35088 | kg | 10 | 44 | 1 | FALSE | 1 | FALSE |  | 1.05 | 0.35088 | 2.1053 | 5014 | Cladding sheet (angle seamed), copper |  | 50 | D3 | 0 | 0 | 0 | 0 | 0 | 0 | 0 | 0 | 0
| Civic Offices | Services LED light fitting | 1701247 | 8404111 | 5.8 | Electrical installations | connectors | Construction | 0.35088 | kg | 10 | 44 | 1 | FALSE | 1 | FALSE |  | 1.05 | 0.35088 | 2.1053 | 5014 | Cladding sheet (angle seamed), copper |  | 50 | D4 | 0 | 0 | 0 | 0 | 0 | 0 | 0 | 0 | 0
| Civic Offices | Services LED light fitting | 1701247 | 8404112 | 5.8 | Electrical installations | insulator | Construction | 12.1404 | kg | 10 | 44 | 1 | FALSE | 1 | FALSE |  | 1.1 | 12.1404 | 72.8421 | 5052 | Membrane (breather), polypropylene |  | 0 | A1A3 | 73.3616 | 1.6753e-06 | 0.41317 | 0.11881 | 0.049085 | 8.6082e-05 | 1597.183 | 6.3372 | 0.36194
| Civic Offices | Services LED light fitting | 1701247 | 8404112 | 5.8 | Electrical installations | insulator | Construction | 12.1404 | kg | 10 | 44 | 1 | FALSE | 1 | FALSE |  | 1.1 | 12.1404 | 72.8421 | 5052 | Membrane (breather), polypropylene |  | 0 | A4 | 0.25302 | 4.5462e-08 | 0.00082848 | 0.00022392 | 0.00014134 | 8.8241e-07 | 3.7717 | 0.57591 | 0.0010412
| Civic Offices | Services LED light fitting | 1701247 | 8404112 | 5.8 | Electrical installations | insulator | Construction | 12.1404 | kg | 10 | 44 | 1 | FALSE | 1 | FALSE |  | 1.1 | 12.1404 | 72.8421 | 5052 | Membrane (breather), polypropylene |  | 0 | A5 | 0.031997 | 1.0177e-09 | 2.9462e-05 | 0.0026844 | 9.7758e-06 | 5.6861e-09 | 0.093131 | 0.19425 | 0
| Civic Offices | Services LED light fitting | 1701247 | 8404112 | 5.8 | Electrical installations | insulator | Construction | 12.1404 | kg | 10 | 44 | 1 | FALSE | 1 | FALSE |  | 1.1 | 12.1404 | 72.8421 | 5052 | Membrane (breather), polypropylene |  | 0 | D2 | 0 | 0 | 0 | 0 | 0 | 0 | 0 | 0 | 0
| Civic Offices | Services LED light fitting | 1701247 | 8404112 | 5.8 | Electrical installations | insulator | Construction | 12.1404 | kg | 10 | 44 | 1 | FALSE | 1 | FALSE |  | 1.1 | 12.1404 | 72.8421 | 5052 | Membrane (breather), polypropylene |  | 0 | D3 | 0 | 0 | 0 | 0 | 0 | 0 | 0 | 0 | 0
| Civic Offices | Services LED light fitting | 1701247 | 8404112 | 5.8 | Electrical installations | insulator | Construction | 12.1404 | kg | 10 | 44 | 1 | FALSE | 1 | FALSE |  | 1.1 | 12.1404 | 72.8421 | 5052 | Membrane (breather), polypropylene |  | 0 | D4 | 0 | 0 | 0 | 0 | 0 | 0 | 0 | 0 | 0
| Civic Offices | Services LED light fitting | 1701247 | 8404112 | 5.8 | Electrical installations | insulator | Construction | 12.1404 | kg | 10 | 44 | 1 | FALSE | 1 | FALSE |  | 1.1 | 12.1404 | 72.8421 | 5052 | Membrane (breather), polypropylene |  | 60 | C2 | 0 | 0 | 0 | 0 | 0 | 0 | 0 | 0 | 0
| Civic Offices | Services LED light fitting | 1701247 | 8404112 | 5.8 | Electrical installations | insulator | Construction | 12.1404 | kg | 10 | 44 | 1 | FALSE | 1 | FALSE |  | 1.1 | 12.1404 | 72.8421 | 5052 | Membrane (breather), polypropylene |  | 60 | C4 | 0.31997 | 1.0177e-08 | 0.00029462 | 0.026844 | 9.7758e-05 | 5.6861e-08 | 0.93131 | 1.9425 | 0.009008
| Civic Offices | Services LED light fitting | 1701247 | 8404112 | 5.8 | Electrical installations | insulator | Construction | 12.1404 | kg | 10 | 44 | 1 | FALSE | 1 | FALSE |  | 1.1 | 12.1404 | 72.8421 | 5052 | Membrane (breather), polypropylene |  | 60 | D2 | 0 | 0 | 0 | 0 | 0 | 0 | 0 | 0 | 0
| Civic Offices | Services LED light fitting | 1701247 | 8404112 | 5.8 | Electrical installations | insulator | Construction | 12.1404 | kg | 10 | 44 | 1 | FALSE | 1 | FALSE |  | 1.1 | 12.1404 | 72.8421 | 5052 | Membrane (breather), polypropylene |  | 60 | D3 | 0 | 0 | 0 | 0 | 0 | 0 | 0 | 0 | 0
| Civic Offices | Services LED light fitting | 1701247 | 8404112 | 5.8 | Electrical installations | insulator | Construction | 12.1404 | kg | 10 | 44 | 1 | FALSE | 1 | FALSE |  | 1.1 | 12.1404 | 72.8421 | 5052 | Membrane (breather), polypropylene |  | 60 | D4 | 0 | 0 | 0 | 0 | 0 | 0 | 0 | 0 | 0
| Civic Offices | Services LED light fitting | 1701247 | 8404112 | 5.8 | Electrical installations | insulator | Construction | 12.1404 | kg | 10 | 44 | 1 | FALSE | 1 | FALSE |  | 1.1 | 12.1404 | 72.8421 | 5052 | Membrane (breather), polypropylene |  | 10 | B4B5 | 73.9666 | 1.7319e-06 | 0.41433 | 0.14857 | 0.049334 | 8.7027e-05 | 1601.9791 | 9.0498 | 0.36298
| Civic Offices | Services LED light fitting | 1701247 | 8404112 | 5.8 | Electrical installations | insulator | Construction | 12.1404 | kg | 10 | 44 | 1 | FALSE | 1 | FALSE |  | 1.1 | 12.1404 | 72.8421 | 5052 | Membrane (breather), polypropylene |  | 10 | D2 | 0 | 0 | 0 | 0 | 0 | 0 | 0 | 0 | 0
| Civic Offices | Services LED light fitting | 1701247 | 8404112 | 5.8 | Electrical installations | insulator | Construction | 12.1404 | kg | 10 | 44 | 1 | FALSE | 1 | FALSE |  | 1.1 | 12.1404 | 72.8421 | 5052 | Membrane (breather), polypropylene |  | 10 | D3 | 0 | 0 | 0 | 0 | 0 | 0 | 0 | 0 | 0
| Civic Offices | Services LED light fitting | 1701247 | 8404112 | 5.8 | Electrical installations | insulator | Construction | 12.1404 | kg | 10 | 44 | 1 | FALSE | 1 | FALSE |  | 1.1 | 12.1404 | 72.8421 | 5052 | Membrane (breather), polypropylene |  | 10 | D4 | 0 | 0 | 0 | 0 | 0 | 0 | 0 | 0 | 0
| Civic Offices | Services LED light fitting | 1701247 | 8404112 | 5.8 | Electrical installations | insulator | Construction | 12.1404 | kg | 10 | 44 | 1 | FALSE | 1 | FALSE |  | 1.1 | 12.1404 | 72.8421 | 5052 | Membrane (breather), polypropylene |  | 20 | B4B5 | 73.9666 | 1.7319e-06 | 0.41433 | 0.14857 | 0.049334 | 8.7027e-05 | 1601.9791 | 9.0498 | 0.36298
| Civic Offices | Services LED light fitting | 1701247 | 8404112 | 5.8 | Electrical installations | insulator | Construction | 12.1404 | kg | 10 | 44 | 1 | FALSE | 1 | FALSE |  | 1.1 | 12.1404 | 72.8421 | 5052 | Membrane (breather), polypropylene |  | 20 | D2 | 0 | 0 | 0 | 0 | 0 | 0 | 0 | 0 | 0
| Civic Offices | Services LED light fitting | 1701247 | 8404112 | 5.8 | Electrical installations | insulator | Construction | 12.1404 | kg | 10 | 44 | 1 | FALSE | 1 | FALSE |  | 1.1 | 12.1404 | 72.8421 | 5052 | Membrane (breather), polypropylene |  | 20 | D3 | 0 | 0 | 0 | 0 | 0 | 0 | 0 | 0 | 0
| Civic Offices | Services LED light fitting | 1701247 | 8404112 | 5.8 | Electrical installations | insulator | Construction | 12.1404 | kg | 10 | 44 | 1 | FALSE | 1 | FALSE |  | 1.1 | 12.1404 | 72.8421 | 5052 | Membrane (breather), polypropylene |  | 20 | D4 | 0 | 0 | 0 | 0 | 0 | 0 | 0 | 0 | 0
| Civic Offices | Services LED light fitting | 1701247 | 8404112 | 5.8 | Electrical installations | insulator | Construction | 12.1404 | kg | 10 | 44 | 1 | FALSE | 1 | FALSE |  | 1.1 | 12.1404 | 72.8421 | 5052 | Membrane (breather), polypropylene |  | 30 | B4B5 | 73.9666 | 1.7319e-06 | 0.41433 | 0.14857 | 0.049334 | 8.7027e-05 | 1601.9791 | 9.0498 | 0.36298
| Civic Offices | Services LED light fitting | 1701247 | 8404112 | 5.8 | Electrical installations | insulator | Construction | 12.1404 | kg | 10 | 44 | 1 | FALSE | 1 | FALSE |  | 1.1 | 12.1404 | 72.8421 | 5052 | Membrane (breather), polypropylene |  | 30 | D2 | 0 | 0 | 0 | 0 | 0 | 0 | 0 | 0 | 0
| Civic Offices | Services LED light fitting | 1701247 | 8404112 | 5.8 | Electrical installations | insulator | Construction | 12.1404 | kg | 10 | 44 | 1 | FALSE | 1 | FALSE |  | 1.1 | 12.1404 | 72.8421 | 5052 | Membrane (breather), polypropylene |  | 30 | D3 | 0 | 0 | 0 | 0 | 0 | 0 | 0 | 0 | 0
| Civic Offices | Services LED light fitting | 1701247 | 8404112 | 5.8 | Electrical installations | insulator | Construction | 12.1404 | kg | 10 | 44 | 1 | FALSE | 1 | FALSE |  | 1.1 | 12.1404 | 72.8421 | 5052 | Membrane (breather), polypropylene |  | 30 | D4 | 0 | 0 | 0 | 0 | 0 | 0 | 0 | 0 | 0
| Civic Offices | Services LED light fitting | 1701247 | 8404112 | 5.8 | Electrical installations | insulator | Construction | 12.1404 | kg | 10 | 44 | 1 | FALSE | 1 | FALSE |  | 1.1 | 12.1404 | 72.8421 | 5052 | Membrane (breather), polypropylene |  | 40 | B4B5 | 73.9666 | 1.7319e-06 | 0.41433 | 0.14857 | 0.049334 | 8.7027e-05 | 1601.9791 | 9.0498 | 0.36298
| Civic Offices | Services LED light fitting | 1701247 | 8404112 | 5.8 | Electrical installations | insulator | Construction | 12.1404 | kg | 10 | 44 | 1 | FALSE | 1 | FALSE |  | 1.1 | 12.1404 | 72.8421 | 5052 | Membrane (breather), polypropylene |  | 40 | D2 | 0 | 0 | 0 | 0 | 0 | 0 | 0 | 0 | 0
| Civic Offices | Services LED light fitting | 1701247 | 8404112 | 5.8 | Electrical installations | insulator | Construction | 12.1404 | kg | 10 | 44 | 1 | FALSE | 1 | FALSE |  | 1.1 | 12.1404 | 72.8421 | 5052 | Membrane (breather), polypropylene |  | 40 | D3 | 0 | 0 | 0 | 0 | 0 | 0 | 0 | 0 | 0
| Civic Offices | Services LED light fitting | 1701247 | 8404112 | 5.8 | Electrical installations | insulator | Construction | 12.1404 | kg | 10 | 44 | 1 | FALSE | 1 | FALSE |  | 1.1 | 12.1404 | 72.8421 | 5052 | Membrane (breather), polypropylene |  | 40 | D4 | 0 | 0 | 0 | 0 | 0 | 0 | 0 | 0 | 0
| Civic Offices | Services LED light fitting | 1701247 | 8404112 | 5.8 | Electrical installations | insulator | Construction | 12.1404 | kg | 10 | 44 | 1 | FALSE | 1 | FALSE |  | 1.1 | 12.1404 | 72.8421 | 5052 | Membrane (breather), polypropylene |  | 50 | B4B5 | 73.9666 | 1.7319e-06 | 0.41433 | 0.14857 | 0.049334 | 8.7027e-05 | 1601.9791 | 9.0498 | 0.36298
| Civic Offices | Services LED light fitting | 1701247 | 8404112 | 5.8 | Electrical installations | insulator | Construction | 12.1404 | kg | 10 | 44 | 1 | FALSE | 1 | FALSE |  | 1.1 | 12.1404 | 72.8421 | 5052 | Membrane (breather), polypropylene |  | 50 | D2 | 0 | 0 | 0 | 0 | 0 | 0 | 0 | 0 | 0
| Civic Offices | Services LED light fitting | 1701247 | 8404112 | 5.8 | Electrical installations | insulator | Construction | 12.1404 | kg | 10 | 44 | 1 | FALSE | 1 | FALSE |  | 1.1 | 12.1404 | 72.8421 | 5052 | Membrane (breather), polypropylene |  | 50 | D3 | 0 | 0 | 0 | 0 | 0 | 0 | 0 | 0 | 0
| Civic Offices | Services LED light fitting | 1701247 | 8404112 | 5.8 | Electrical installations | insulator | Construction | 12.1404 | kg | 10 | 44 | 1 | FALSE | 1 | FALSE |  | 1.1 | 12.1404 | 72.8421 | 5052 | Membrane (breather), polypropylene |  | 50 | D4 | 0 | 0 | 0 | 0 | 0 | 0 | 0 | 0 | 0
| Civic Offices | Services LED light fitting | 1701247 | 8404113 | 5.8 | Electrical installations | plates | Construction | 8.5614 | kg | 10 | 44 | 1 | FALSE | 1 | FALSE |  | 1.05 | 8.5614 | 51.3684 | 5168 | Fencing (posts, square section), steel (galvanized) |  | 0 | A1A3 | 23.3585 | 1.5878e-06 | 0.38185 | 0.11919 | 0.02247 | 0.005508 | 314.4485 | 17.6494 | 0.4551
| Civic Offices | Services LED light fitting | 1701247 | 8404113 | 5.8 | Electrical installations | plates | Construction | 8.5614 | kg | 10 | 44 | 1 | FALSE | 1 | FALSE |  | 1.05 | 8.5614 | 51.3684 | 5168 | Fencing (posts, square section), steel (galvanized) |  | 0 | A4 | 0.37312 | 5.1631e-08 | 0.001774 | 0.00032942 | 0.0002342 | 8.3093e-07 | 5.4592 | 1.5854 | 0.0015164
| Civic Offices | Services LED light fitting | 1701247 | 8404113 | 5.8 | Electrical installations | plates | Construction | 8.5614 | kg | 10 | 44 | 1 | FALSE | 1 | FALSE |  | 1.05 | 8.5614 | 51.3684 | 5168 | Fencing (posts, square section), steel (galvanized) |  | 0 | A5 | 0.00022251 | 5.8266e-11 | 1.556e-06 | 5.1129e-07 | 2.582e-07 | 3.1389e-10 | 0.0054549 | 0.064211 | 0
| Civic Offices | Services LED light fitting | 1701247 | 8404113 | 5.8 | Electrical installations | plates | Construction | 8.5614 | kg | 10 | 44 | 1 | FALSE | 1 | FALSE |  | 1.05 | 8.5614 | 51.3684 | 5168 | Fencing (posts, square section), steel (galvanized) |  | 0 | D2 | 0 | 0 | 0 | 0 | 0 | 0 | 0 | 0 | 0
| Civic Offices | Services LED light fitting | 1701247 | 8404113 | 5.8 | Electrical installations | plates | Construction | 8.5614 | kg | 10 | 44 | 1 | FALSE | 1 | FALSE |  | 1.05 | 8.5614 | 51.3684 | 5168 | Fencing (posts, square section), steel (galvanized) |  | 0 | D3 | 0 | 0 | 0 | 0 | 0 | 0 | 0 | 0 | 0
| Civic Offices | Services LED light fitting | 1701247 | 8404113 | 5.8 | Electrical installations | plates | Construction | 8.5614 | kg | 10 | 44 | 1 | FALSE | 1 | FALSE |  | 1.05 | 8.5614 | 51.3684 | 5168 | Fencing (posts, square section), steel (galvanized) |  | 0 | D4 | 0 | 0 | 0 | 0 | 0 | 0 | 0 | 0 | 0
| Civic Offices | Services LED light fitting | 1701247 | 8404113 | 5.8 | Electrical installations | plates | Construction | 8.5614 | kg | 10 | 44 | 1 | FALSE | 1 | FALSE |  | 1.05 | 8.5614 | 51.3684 | 5168 | Fencing (posts, square section), steel (galvanized) |  | 60 | C2 | 0 | 0 | 0 | 0 | 0 | 0 | 0 | 0 | 0
| Civic Offices | Services LED light fitting | 1701247 | 8404113 | 5.8 | Electrical installations | plates | Construction | 8.5614 | kg | 10 | 44 | 1 | FALSE | 1 | FALSE |  | 1.05 | 8.5614 | 51.3684 | 5168 | Fencing (posts, square section), steel (galvanized) |  | 60 | C4 | 0.0044502 | 1.1653e-09 | 3.112e-05 | 1.0226e-05 | 5.164e-06 | 6.2777e-09 | 0.1091 | 1.2842 | 0.00022318
| Civic Offices | Services LED light fitting | 1701247 | 8404113 | 5.8 | Electrical installations | plates | Construction | 8.5614 | kg | 10 | 44 | 1 | FALSE | 1 | FALSE |  | 1.05 | 8.5614 | 51.3684 | 5168 | Fencing (posts, square section), steel (galvanized) |  | 60 | D2 | 0 | 0 | 0 | 0 | 0 | 0 | 0 | 0 | 0
| Civic Offices | Services LED light fitting | 1701247 | 8404113 | 5.8 | Electrical installations | plates | Construction | 8.5614 | kg | 10 | 44 | 1 | FALSE | 1 | FALSE |  | 1.05 | 8.5614 | 51.3684 | 5168 | Fencing (posts, square section), steel (galvanized) |  | 60 | D3 | 0 | 0 | 0 | 0 | 0 | 0 | 0 | 0 | 0
| Civic Offices | Services LED light fitting | 1701247 | 8404113 | 5.8 | Electrical installations | plates | Construction | 8.5614 | kg | 10 | 44 | 1 | FALSE | 1 | FALSE |  | 1.05 | 8.5614 | 51.3684 | 5168 | Fencing (posts, square section), steel (galvanized) |  | 60 | D4 | 0 | 0 | 0 | 0 | 0 | 0 | 0 | 0 | 0
| Civic Offices | Services LED light fitting | 1701247 | 8404113 | 5.8 | Electrical installations | plates | Construction | 8.5614 | kg | 10 | 44 | 1 | FALSE | 1 | FALSE |  | 1.05 | 8.5614 | 51.3684 | 5168 | Fencing (posts, square section), steel (galvanized) |  | 10 | B4B5 | 23.7363 | 1.6407e-06 | 0.38365 | 0.11953 | 0.02271 | 0.0055089 | 320.0222 | 20.5833 | 0.45662
| Civic Offices | Services LED light fitting | 1701247 | 8404113 | 5.8 | Electrical installations | plates | Construction | 8.5614 | kg | 10 | 44 | 1 | FALSE | 1 | FALSE |  | 1.05 | 8.5614 | 51.3684 | 5168 | Fencing (posts, square section), steel (galvanized) |  | 10 | D2 | 0 | 0 | 0 | 0 | 0 | 0 | 0 | 0 | 0
| Civic Offices | Services LED light fitting | 1701247 | 8404113 | 5.8 | Electrical installations | plates | Construction | 8.5614 | kg | 10 | 44 | 1 | FALSE | 1 | FALSE |  | 1.05 | 8.5614 | 51.3684 | 5168 | Fencing (posts, square section), steel (galvanized) |  | 10 | D3 | 0 | 0 | 0 | 0 | 0 | 0 | 0 | 0 | 0
| Civic Offices | Services LED light fitting | 1701247 | 8404113 | 5.8 | Electrical installations | plates | Construction | 8.5614 | kg | 10 | 44 | 1 | FALSE | 1 | FALSE |  | 1.05 | 8.5614 | 51.3684 | 5168 | Fencing (posts, square section), steel (galvanized) |  | 10 | D4 | 0 | 0 | 0 | 0 | 0 | 0 | 0 | 0 | 0
| Civic Offices | Services LED light fitting | 1701247 | 8404113 | 5.8 | Electrical installations | plates | Construction | 8.5614 | kg | 10 | 44 | 1 | FALSE | 1 | FALSE |  | 1.05 | 8.5614 | 51.3684 | 5168 | Fencing (posts, square section), steel (galvanized) |  | 20 | B4B5 | 23.7363 | 1.6407e-06 | 0.38365 | 0.11953 | 0.02271 | 0.0055089 | 320.0222 | 20.5833 | 0.45662
| Civic Offices | Services LED light fitting | 1701247 | 8404113 | 5.8 | Electrical installations | plates | Construction | 8.5614 | kg | 10 | 44 | 1 | FALSE | 1 | FALSE |  | 1.05 | 8.5614 | 51.3684 | 5168 | Fencing (posts, square section), steel (galvanized) |  | 20 | D2 | 0 | 0 | 0 | 0 | 0 | 0 | 0 | 0 | 0
| Civic Offices | Services LED light fitting | 1701247 | 8404113 | 5.8 | Electrical installations | plates | Construction | 8.5614 | kg | 10 | 44 | 1 | FALSE | 1 | FALSE |  | 1.05 | 8.5614 | 51.3684 | 5168 | Fencing (posts, square section), steel (galvanized) |  | 20 | D3 | 0 | 0 | 0 | 0 | 0 | 0 | 0 | 0 | 0
| Civic Offices | Services LED light fitting | 1701247 | 8404113 | 5.8 | Electrical installations | plates | Construction | 8.5614 | kg | 10 | 44 | 1 | FALSE | 1 | FALSE |  | 1.05 | 8.5614 | 51.3684 | 5168 | Fencing (posts, square section), steel (galvanized) |  | 20 | D4 | 0 | 0 | 0 | 0 | 0 | 0 | 0 | 0 | 0
| Civic Offices | Services LED light fitting | 1701247 | 8404113 | 5.8 | Electrical installations | plates | Construction | 8.5614 | kg | 10 | 44 | 1 | FALSE | 1 | FALSE |  | 1.05 | 8.5614 | 51.3684 | 5168 | Fencing (posts, square section), steel (galvanized) |  | 30 | B4B5 | 23.7363 | 1.6407e-06 | 0.38365 | 0.11953 | 0.02271 | 0.0055089 | 320.0222 | 20.5833 | 0.45662
| Civic Offices | Services LED light fitting | 1701247 | 8404113 | 5.8 | Electrical installations | plates | Construction | 8.5614 | kg | 10 | 44 | 1 | FALSE | 1 | FALSE |  | 1.05 | 8.5614 | 51.3684 | 5168 | Fencing (posts, square section), steel (galvanized) |  | 30 | D2 | 0 | 0 | 0 | 0 | 0 | 0 | 0 | 0 | 0
| Civic Offices | Services LED light fitting | 1701247 | 8404113 | 5.8 | Electrical installations | plates | Construction | 8.5614 | kg | 10 | 44 | 1 | FALSE | 1 | FALSE |  | 1.05 | 8.5614 | 51.3684 | 5168 | Fencing (posts, square section), steel (galvanized) |  | 30 | D3 | 0 | 0 | 0 | 0 | 0 | 0 | 0 | 0 | 0
| Civic Offices | Services LED light fitting | 1701247 | 8404113 | 5.8 | Electrical installations | plates | Construction | 8.5614 | kg | 10 | 44 | 1 | FALSE | 1 | FALSE |  | 1.05 | 8.5614 | 51.3684 | 5168 | Fencing (posts, square section), steel (galvanized) |  | 30 | D4 | 0 | 0 | 0 | 0 | 0 | 0 | 0 | 0 | 0
| Civic Offices | Services LED light fitting | 1701247 | 8404113 | 5.8 | Electrical installations | plates | Construction | 8.5614 | kg | 10 | 44 | 1 | FALSE | 1 | FALSE |  | 1.05 | 8.5614 | 51.3684 | 5168 | Fencing (posts, square section), steel (galvanized) |  | 40 | B4B5 | 23.7363 | 1.6407e-06 | 0.38365 | 0.11953 | 0.02271 | 0.0055089 | 320.0222 | 20.5833 | 0.45662
| Civic Offices | Services LED light fitting | 1701247 | 8404113 | 5.8 | Electrical installations | plates | Construction | 8.5614 | kg | 10 | 44 | 1 | FALSE | 1 | FALSE |  | 1.05 | 8.5614 | 51.3684 | 5168 | Fencing (posts, square section), steel (galvanized) |  | 40 | D2 | 0 | 0 | 0 | 0 | 0 | 0 | 0 | 0 | 0
| Civic Offices | Services LED light fitting | 1701247 | 8404113 | 5.8 | Electrical installations | plates | Construction | 8.5614 | kg | 10 | 44 | 1 | FALSE | 1 | FALSE |  | 1.05 | 8.5614 | 51.3684 | 5168 | Fencing (posts, square section), steel (galvanized) |  | 40 | D3 | 0 | 0 | 0 | 0 | 0 | 0 | 0 | 0 | 0
| Civic Offices | Services LED light fitting | 1701247 | 8404113 | 5.8 | Electrical installations | plates | Construction | 8.5614 | kg | 10 | 44 | 1 | FALSE | 1 | FALSE |  | 1.05 | 8.5614 | 51.3684 | 5168 | Fencing (posts, square section), steel (galvanized) |  | 40 | D4 | 0 | 0 | 0 | 0 | 0 | 0 | 0 | 0 | 0
| Civic Offices | Services LED light fitting | 1701247 | 8404113 | 5.8 | Electrical installations | plates | Construction | 8.5614 | kg | 10 | 44 | 1 | FALSE | 1 | FALSE |  | 1.05 | 8.5614 | 51.3684 | 5168 | Fencing (posts, square section), steel (galvanized) |  | 50 | B4B5 | 23.7363 | 1.6407e-06 | 0.38365 | 0.11953 | 0.02271 | 0.0055089 | 320.0222 | 20.5833 | 0.45662
| Civic Offices | Services LED light fitting | 1701247 | 8404113 | 5.8 | Electrical installations | plates | Construction | 8.5614 | kg | 10 | 44 | 1 | FALSE | 1 | FALSE |  | 1.05 | 8.5614 | 51.3684 | 5168 | Fencing (posts, square section), steel (galvanized) |  | 50 | D2 | 0 | 0 | 0 | 0 | 0 | 0 | 0 | 0 | 0
| Civic Offices | Services LED light fitting | 1701247 | 8404113 | 5.8 | Electrical installations | plates | Construction | 8.5614 | kg | 10 | 44 | 1 | FALSE | 1 | FALSE |  | 1.05 | 8.5614 | 51.3684 | 5168 | Fencing (posts, square section), steel (galvanized) |  | 50 | D3 | 0 | 0 | 0 | 0 | 0 | 0 | 0 | 0 | 0
| Civic Offices | Services LED light fitting | 1701247 | 8404113 | 5.8 | Electrical installations | plates | Construction | 8.5614 | kg | 10 | 44 | 1 | FALSE | 1 | FALSE |  | 1.05 | 8.5614 | 51.3684 | 5168 | Fencing (posts, square section), steel (galvanized) |  | 50 | D4 | 0 | 0 | 0 | 0 | 0 | 0 | 0 | 0 | 0
| Civic Offices | Services electrical wireing | 1701248 | 8404115 | 5.2 | Services equipment | copper wire 6mm siam | Construction | 262.1477 | Linear length Calculation | 30 | 44 | 1 | FALSE | 1 | FALSE |  | 1.03 | 262.1477 | 524.2954 | 5113 | Cladding sheet (plain), copper |  | 0 | A1A3 | 1859.0302 | 0.0015449 | 94.5475 | 63.1133 | 5.2262 | 0.43015 | 28207.524 | 5506.4276 | 59.4237
| Civic Offices | Services electrical wireing | 1701248 | 8404115 | 5.2 | Services equipment | copper wire 6mm siam | Construction | 262.1477 | Linear length Calculation | 30 | 44 | 1 | FALSE | 1 | FALSE |  | 1.03 | 262.1477 | 524.2954 | 5113 | Cladding sheet (plain), copper |  | 0 | A4 | 5.2902 | 9.5053e-07 | 0.017322 | 0.0046819 | 0.0029551 | 1.845e-05 | 78.8596 | 12.0413 | 0.02177
| Civic Offices | Services electrical wireing | 1701248 | 8404115 | 5.2 | Services equipment | copper wire 6mm siam | Construction | 262.1477 | Linear length Calculation | 30 | 44 | 1 | FALSE | 1 | FALSE |  | 1.03 | 262.1477 | 524.2954 | 5113 | Cladding sheet (plain), copper |  | 0 | A5 | 0.0040879 | 1.0704e-09 | 2.8586e-05 | 9.3934e-06 | 4.7436e-06 | 5.7667e-09 | 0.10022 | 1.1797 | 0
| Civic Offices | Services electrical wireing | 1701248 | 8404115 | 5.2 | Services equipment | copper wire 6mm siam | Construction | 262.1477 | Linear length Calculation | 30 | 44 | 1 | FALSE | 1 | FALSE |  | 1.03 | 262.1477 | 524.2954 | 5113 | Cladding sheet (plain), copper |  | 0 | D2 | 0 | 0 | 0 | 0 | 0 | 0 | 0 | 0 | 0
| Civic Offices | Services electrical wireing | 1701248 | 8404115 | 5.2 | Services equipment | copper wire 6mm siam | Construction | 262.1477 | Linear length Calculation | 30 | 44 | 1 | FALSE | 1 | FALSE |  | 1.03 | 262.1477 | 524.2954 | 5113 | Cladding sheet (plain), copper |  | 0 | D3 | 0 | 0 | 0 | 0 | 0 | 0 | 0 | 0 | 0
| Civic Offices | Services electrical wireing | 1701248 | 8404115 | 5.2 | Services equipment | copper wire 6mm siam | Construction | 262.1477 | Linear length Calculation | 30 | 44 | 1 | FALSE | 1 | FALSE |  | 1.03 | 262.1477 | 524.2954 | 5113 | Cladding sheet (plain), copper |  | 0 | D4 | 0 | 0 | 0 | 0 | 0 | 0 | 0 | 0 | 0
| Civic Offices | Services electrical wireing | 1701248 | 8404115 | 5.2 | Services equipment | copper wire 6mm siam | Construction | 262.1477 | Linear length Calculation | 30 | 44 | 1 | FALSE | 1 | FALSE |  | 1.03 | 262.1477 | 524.2954 | 5113 | Cladding sheet (plain), copper |  | 60 | C2 | 0 | 0 | 0 | 0 | 0 | 0 | 0 | 0 | 0
| Civic Offices | Services electrical wireing | 1701248 | 8404115 | 5.2 | Services equipment | copper wire 6mm siam | Construction | 262.1477 | Linear length Calculation | 30 | 44 | 1 | FALSE | 1 | FALSE |  | 1.03 | 262.1477 | 524.2954 | 5113 | Cladding sheet (plain), copper |  | 60 | C4 | 0.13626 | 3.5681e-08 | 0.00095288 | 0.00031311 | 0.00015812 | 1.9222e-07 | 3.3406 | 39.3222 | 0.0068337
| Civic Offices | Services electrical wireing | 1701248 | 8404115 | 5.2 | Services equipment | copper wire 6mm siam | Construction | 262.1477 | Linear length Calculation | 30 | 44 | 1 | FALSE | 1 | FALSE |  | 1.03 | 262.1477 | 524.2954 | 5113 | Cladding sheet (plain), copper |  | 60 | D2 | 0 | 0 | 0 | 0 | 0 | 0 | 0 | 0 | 0
| Civic Offices | Services electrical wireing | 1701248 | 8404115 | 5.2 | Services equipment | copper wire 6mm siam | Construction | 262.1477 | Linear length Calculation | 30 | 44 | 1 | FALSE | 1 | FALSE |  | 1.03 | 262.1477 | 524.2954 | 5113 | Cladding sheet (plain), copper |  | 60 | D3 | 0 | 0 | 0 | 0 | 0 | 0 | 0 | 0 | 0
| Civic Offices | Services electrical wireing | 1701248 | 8404115 | 5.2 | Services equipment | copper wire 6mm siam | Construction | 262.1477 | Linear length Calculation | 30 | 44 | 1 | FALSE | 1 | FALSE |  | 1.03 | 262.1477 | 524.2954 | 5113 | Cladding sheet (plain), copper |  | 60 | D4 | 0 | 0 | 0 | 0 | 0 | 0 | 0 | 0 | 0
| Civic Offices | Services electrical wireing | 1701248 | 8404115 | 5.2 | Services equipment | copper wire 6mm siam | Construction | 262.1477 | Linear length Calculation | 30 | 44 | 1 | FALSE | 1 | FALSE |  | 1.03 | 262.1477 | 524.2954 | 5113 | Cladding sheet (plain), copper |  | 30 | B4B5 | 1864.4608 | 0.0015459 | 94.5658 | 63.1183 | 5.2293 | 0.43016 | 28289.8244 | 5558.9707 | 59.4455
| Civic Offices | Services electrical wireing | 1701248 | 8404115 | 5.2 | Services equipment | copper wire 6mm siam | Construction | 262.1477 | Linear length Calculation | 30 | 44 | 1 | FALSE | 1 | FALSE |  | 1.03 | 262.1477 | 524.2954 | 5113 | Cladding sheet (plain), copper |  | 30 | D2 | 0 | 0 | 0 | 0 | 0 | 0 | 0 | 0 | 0
| Civic Offices | Services electrical wireing | 1701248 | 8404115 | 5.2 | Services equipment | copper wire 6mm siam | Construction | 262.1477 | Linear length Calculation | 30 | 44 | 1 | FALSE | 1 | FALSE |  | 1.03 | 262.1477 | 524.2954 | 5113 | Cladding sheet (plain), copper |  | 30 | D3 | 0 | 0 | 0 | 0 | 0 | 0 | 0 | 0 | 0
| Civic Offices | Services electrical wireing | 1701248 | 8404115 | 5.2 | Services equipment | copper wire 6mm siam | Construction | 262.1477 | Linear length Calculation | 30 | 44 | 1 | FALSE | 1 | FALSE |  | 1.03 | 262.1477 | 524.2954 | 5113 | Cladding sheet (plain), copper |  | 30 | D4 | 0 | 0 | 0 | 0 | 0 | 0 | 0 | 0 | 0
| Civic Offices | Services electrical wireing | 1701248 | 8404116 | 5.2 | Services equipment | conduit 20mm | Construction | 201.591 | Linear length Calculation | 30 | 44 | 1 | FALSE | 1 | FALSE |  | 1.05 | 201.591 | 403.1821 | 5377 | Roof membrane (single ply), PVC |  | 0 | A1A3 | 441.5424 | 3.6079e-05 | 2.4955 | 0.65927 | 0.5464 | 0.0065257 | 12004.3585 | 1916.7022 | 3.7458
| Civic Offices | Services electrical wireing | 1701248 | 8404116 | 5.2 | Services equipment | conduit 20mm | Construction | 201.591 | Linear length Calculation | 30 | 44 | 1 | FALSE | 1 | FALSE |  | 1.05 | 201.591 | 403.1821 | 5377 | Roof membrane (single ply), PVC |  | 0 | A4 | 4.0105 | 7.2058e-07 | 0.013132 | 0.0035493 | 0.0022402 | 1.3986e-05 | 59.7823 | 9.1283 | 0.016504
| Civic Offices | Services electrical wireing | 1701248 | 8404116 | 5.2 | Services equipment | conduit 20mm | Construction | 201.591 | Linear length Calculation | 30 | 44 | 1 | FALSE | 1 | FALSE |  | 1.05 | 201.591 | 403.1821 | 5377 | Roof membrane (single ply), PVC |  | 0 | A5 | 0.19361 | 8.2991e-09 | 0.00061681 | 0.011449 | 6.7441e-05 | 4.5264e-08 | 0.76981 | 1.5119 | 0
| Civic Offices | Services electrical wireing | 1701248 | 8404116 | 5.2 | Services equipment | conduit 20mm | Construction | 201.591 | Linear length Calculation | 30 | 44 | 1 | FALSE | 1 | FALSE |  | 1.05 | 201.591 | 403.1821 | 5377 | Roof membrane (single ply), PVC |  | 0 | D2 | 0 | 0 | 0 | 0 | 0 | 0 | 0 | 0 | 0
| Civic Offices | Services electrical wireing | 1701248 | 8404116 | 5.2 | Services equipment | conduit 20mm | Construction | 201.591 | Linear length Calculation | 30 | 44 | 1 | FALSE | 1 | FALSE |  | 1.05 | 201.591 | 403.1821 | 5377 | Roof membrane (single ply), PVC |  | 0 | D3 | 0 | 0 | 0 | 0 | 0 | 0 | 0 | 0 | 0
| Civic Offices | Services electrical wireing | 1701248 | 8404116 | 5.2 | Services equipment | conduit 20mm | Construction | 201.591 | Linear length Calculation | 30 | 44 | 1 | FALSE | 1 | FALSE |  | 1.05 | 201.591 | 403.1821 | 5377 | Roof membrane (single ply), PVC |  | 0 | D4 | 0 | 0 | 0 | 0 | 0 | 0 | 0 | 0 | 0
| Civic Offices | Services electrical wireing | 1701248 | 8404116 | 5.2 | Services equipment | conduit 20mm | Construction | 201.591 | Linear length Calculation | 30 | 44 | 1 | FALSE | 1 | FALSE |  | 1.05 | 201.591 | 403.1821 | 5377 | Roof membrane (single ply), PVC |  | 60 | C2 | 0 | 0 | 0 | 0 | 0 | 0 | 0 | 0 | 0
| Civic Offices | Services electrical wireing | 1701248 | 8404116 | 5.2 | Services equipment | conduit 20mm | Construction | 201.591 | Linear length Calculation | 30 | 44 | 1 | FALSE | 1 | FALSE |  | 1.05 | 201.591 | 403.1821 | 5377 | Roof membrane (single ply), PVC |  | 60 | C4 | 3.8722 | 1.6598e-07 | 0.012336 | 0.22899 | 0.0013488 | 9.0529e-07 | 15.3962 | 30.2387 | 0.094527
| Civic Offices | Services electrical wireing | 1701248 | 8404116 | 5.2 | Services equipment | conduit 20mm | Construction | 201.591 | Linear length Calculation | 30 | 44 | 1 | FALSE | 1 | FALSE |  | 1.05 | 201.591 | 403.1821 | 5377 | Roof membrane (single ply), PVC |  | 60 | D2 | 0 | 0 | 0 | 0 | 0 | 0 | 0 | 0 | 0
| Civic Offices | Services electrical wireing | 1701248 | 8404116 | 5.2 | Services equipment | conduit 20mm | Construction | 201.591 | Linear length Calculation | 30 | 44 | 1 | FALSE | 1 | FALSE |  | 1.05 | 201.591 | 403.1821 | 5377 | Roof membrane (single ply), PVC |  | 60 | D3 | 0 | 0 | 0 | 0 | 0 | 0 | 0 | 0 | 0
| Civic Offices | Services electrical wireing | 1701248 | 8404116 | 5.2 | Services equipment | conduit 20mm | Construction | 201.591 | Linear length Calculation | 30 | 44 | 1 | FALSE | 1 | FALSE |  | 1.05 | 201.591 | 403.1821 | 5377 | Roof membrane (single ply), PVC |  | 60 | D4 | 0 | 0 | 0 | 0 | 0 | 0 | 0 | 0 | 0
| Civic Offices | Services electrical wireing | 1701248 | 8404116 | 5.2 | Services equipment | conduit 20mm | Construction | 201.591 | Linear length Calculation | 30 | 44 | 1 | FALSE | 1 | FALSE |  | 1.05 | 201.591 | 403.1821 | 5377 | Roof membrane (single ply), PVC |  | 30 | B4B5 | 449.6187 | 3.6974e-05 | 2.5216 | 0.90326 | 0.55005 | 0.0065406 | 12080.3068 | 1957.5811 | 3.7623
| Civic Offices | Services electrical wireing | 1701248 | 8404116 | 5.2 | Services equipment | conduit 20mm | Construction | 201.591 | Linear length Calculation | 30 | 44 | 1 | FALSE | 1 | FALSE |  | 1.05 | 201.591 | 403.1821 | 5377 | Roof membrane (single ply), PVC |  | 30 | D2 | 0 | 0 | 0 | 0 | 0 | 0 | 0 | 0 | 0
| Civic Offices | Services electrical wireing | 1701248 | 8404116 | 5.2 | Services equipment | conduit 20mm | Construction | 201.591 | Linear length Calculation | 30 | 44 | 1 | FALSE | 1 | FALSE |  | 1.05 | 201.591 | 403.1821 | 5377 | Roof membrane (single ply), PVC |  | 30 | D3 | 0 | 0 | 0 | 0 | 0 | 0 | 0 | 0 | 0
| Civic Offices | Services electrical wireing | 1701248 | 8404116 | 5.2 | Services equipment | conduit 20mm | Construction | 201.591 | Linear length Calculation | 30 | 44 | 1 | FALSE | 1 | FALSE |  | 1.05 | 201.591 | 403.1821 | 5377 | Roof membrane (single ply), PVC |  | 30 | D4 | 0 | 0 | 0 | 0 | 0 | 0 | 0 | 0 | 0
| Civic Offices | Services LED light fitting | 1701251 | 8404118 | 5.8 | Electrical installations | heat sink | Construction | 12.9474 | kg | 10 | 44 | 1 | FALSE | 1 | FALSE |  | 1.01 | 12.9474 | 77.6842 | 5536 | Window furniture/hardware, aluminium |  | 0 | A1A3 | 245.7325 | 8.3209e-06 | 1.6799 | 0.38493 | 0.12478 | 0.00021405 | 3071.2817 | 51.9845 | 1.6315
| Civic Offices | Services LED light fitting | 1701251 | 8404118 | 5.8 | Electrical installations | heat sink | Construction | 12.9474 | kg | 10 | 44 | 1 | FALSE | 1 | FALSE |  | 1.01 | 12.9474 | 77.6842 | 5536 | Window furniture/hardware, aluminium |  | 0 | A4 | 0.64441 | 7.1475e-08 | 0.0033386 | 0.0005418 | 0.00041171 | 8.9556e-07 | 9.3048 | 2.5294 | 0.0025421
| Civic Offices | Services LED light fitting | 1701251 | 8404118 | 5.8 | Electrical installations | heat sink | Construction | 12.9474 | kg | 10 | 44 | 1 | FALSE | 1 | FALSE |  | 1.01 | 12.9474 | 77.6842 | 5536 | Window furniture/hardware, aluminium |  | 0 | A5 | 6.73e-05 | 1.7623e-11 | 4.7063e-07 | 1.5465e-07 | 7.8095e-08 | 9.4938e-11 | 0.0016499 | 0.019421 | 0
| Civic Offices | Services LED light fitting | 1701251 | 8404118 | 5.8 | Electrical installations | heat sink | Construction | 12.9474 | kg | 10 | 44 | 1 | FALSE | 1 | FALSE |  | 1.01 | 12.9474 | 77.6842 | 5536 | Window furniture/hardware, aluminium |  | 0 | D2 | 0 | 0 | 0 | 0 | 0 | 0 | 0 | 0 | 0
| Civic Offices | Services LED light fitting | 1701251 | 8404118 | 5.8 | Electrical installations | heat sink | Construction | 12.9474 | kg | 10 | 44 | 1 | FALSE | 1 | FALSE |  | 1.01 | 12.9474 | 77.6842 | 5536 | Window furniture/hardware, aluminium |  | 0 | D3 | 0 | 0 | 0 | 0 | 0 | 0 | 0 | 0 | 0
| Civic Offices | Services LED light fitting | 1701251 | 8404118 | 5.8 | Electrical installations | heat sink | Construction | 12.9474 | kg | 10 | 44 | 1 | FALSE | 1 | FALSE |  | 1.01 | 12.9474 | 77.6842 | 5536 | Window furniture/hardware, aluminium |  | 0 | D4 | 0 | 0 | 0 | 0 | 0 | 0 | 0 | 0 | 0
| Civic Offices | Services LED light fitting | 1701251 | 8404118 | 5.8 | Electrical installations | heat sink | Construction | 12.9474 | kg | 10 | 44 | 1 | FALSE | 1 | FALSE |  | 1.01 | 12.9474 | 77.6842 | 5536 | Window furniture/hardware, aluminium |  | 60 | C2 | 0 | 0 | 0 | 0 | 0 | 0 | 0 | 0 | 0
| Civic Offices | Services LED light fitting | 1701251 | 8404118 | 5.8 | Electrical installations | heat sink | Construction | 12.9474 | kg | 10 | 44 | 1 | FALSE | 1 | FALSE |  | 1.01 | 12.9474 | 77.6842 | 5536 | Window furniture/hardware, aluminium |  | 60 | C4 | 0.00673 | 1.7623e-09 | 4.7063e-05 | 1.5465e-05 | 7.8095e-06 | 9.4938e-09 | 0.16499 | 1.9421 | 0.00033751
| Civic Offices | Services LED light fitting | 1701251 | 8404118 | 5.8 | Electrical installations | heat sink | Construction | 12.9474 | kg | 10 | 44 | 1 | FALSE | 1 | FALSE |  | 1.01 | 12.9474 | 77.6842 | 5536 | Window furniture/hardware, aluminium |  | 60 | D2 | 0 | 0 | 0 | 0 | 0 | 0 | 0 | 0 | 0
| Civic Offices | Services LED light fitting | 1701251 | 8404118 | 5.8 | Electrical installations | heat sink | Construction | 12.9474 | kg | 10 | 44 | 1 | FALSE | 1 | FALSE |  | 1.01 | 12.9474 | 77.6842 | 5536 | Window furniture/hardware, aluminium |  | 60 | D3 | 0 | 0 | 0 | 0 | 0 | 0 | 0 | 0 | 0
| Civic Offices | Services LED light fitting | 1701251 | 8404118 | 5.8 | Electrical installations | heat sink | Construction | 12.9474 | kg | 10 | 44 | 1 | FALSE | 1 | FALSE |  | 1.01 | 12.9474 | 77.6842 | 5536 | Window furniture/hardware, aluminium |  | 60 | D4 | 0 | 0 | 0 | 0 | 0 | 0 | 0 | 0 | 0
| Civic Offices | Services LED light fitting | 1701251 | 8404118 | 5.8 | Electrical installations | heat sink | Construction | 12.9474 | kg | 10 | 44 | 1 | FALSE | 1 | FALSE |  | 1.01 | 12.9474 | 77.6842 | 5536 | Window furniture/hardware, aluminium |  | 10 | B4B5 | 246.3837 | 8.3942e-06 | 1.6833 | 0.38549 | 0.1252 | 0.00021495 | 3080.7531 | 56.4754 | 1.6341
| Civic Offices | Services LED light fitting | 1701251 | 8404118 | 5.8 | Electrical installations | heat sink | Construction | 12.9474 | kg | 10 | 44 | 1 | FALSE | 1 | FALSE |  | 1.01 | 12.9474 | 77.6842 | 5536 | Window furniture/hardware, aluminium |  | 10 | D2 | 0 | 0 | 0 | 0 | 0 | 0 | 0 | 0 | 0
| Civic Offices | Services LED light fitting | 1701251 | 8404118 | 5.8 | Electrical installations | heat sink | Construction | 12.9474 | kg | 10 | 44 | 1 | FALSE | 1 | FALSE |  | 1.01 | 12.9474 | 77.6842 | 5536 | Window furniture/hardware, aluminium |  | 10 | D3 | 0 | 0 | 0 | 0 | 0 | 0 | 0 | 0 | 0
| Civic Offices | Services LED light fitting | 1701251 | 8404118 | 5.8 | Electrical installations | heat sink | Construction | 12.9474 | kg | 10 | 44 | 1 | FALSE | 1 | FALSE |  | 1.01 | 12.9474 | 77.6842 | 5536 | Window furniture/hardware, aluminium |  | 10 | D4 | 0 | 0 | 0 | 0 | 0 | 0 | 0 | 0 | 0
| Civic Offices | Services LED light fitting | 1701251 | 8404118 | 5.8 | Electrical installations | heat sink | Construction | 12.9474 | kg | 10 | 44 | 1 | FALSE | 1 | FALSE |  | 1.01 | 12.9474 | 77.6842 | 5536 | Window furniture/hardware, aluminium |  | 20 | B4B5 | 246.3837 | 8.3942e-06 | 1.6833 | 0.38549 | 0.1252 | 0.00021495 | 3080.7531 | 56.4754 | 1.6341
| Civic Offices | Services LED light fitting | 1701251 | 8404118 | 5.8 | Electrical installations | heat sink | Construction | 12.9474 | kg | 10 | 44 | 1 | FALSE | 1 | FALSE |  | 1.01 | 12.9474 | 77.6842 | 5536 | Window furniture/hardware, aluminium |  | 20 | D2 | 0 | 0 | 0 | 0 | 0 | 0 | 0 | 0 | 0
| Civic Offices | Services LED light fitting | 1701251 | 8404118 | 5.8 | Electrical installations | heat sink | Construction | 12.9474 | kg | 10 | 44 | 1 | FALSE | 1 | FALSE |  | 1.01 | 12.9474 | 77.6842 | 5536 | Window furniture/hardware, aluminium |  | 20 | D3 | 0 | 0 | 0 | 0 | 0 | 0 | 0 | 0 | 0
| Civic Offices | Services LED light fitting | 1701251 | 8404118 | 5.8 | Electrical installations | heat sink | Construction | 12.9474 | kg | 10 | 44 | 1 | FALSE | 1 | FALSE |  | 1.01 | 12.9474 | 77.6842 | 5536 | Window furniture/hardware, aluminium |  | 20 | D4 | 0 | 0 | 0 | 0 | 0 | 0 | 0 | 0 | 0
| Civic Offices | Services LED light fitting | 1701251 | 8404118 | 5.8 | Electrical installations | heat sink | Construction | 12.9474 | kg | 10 | 44 | 1 | FALSE | 1 | FALSE |  | 1.01 | 12.9474 | 77.6842 | 5536 | Window furniture/hardware, aluminium |  | 30 | B4B5 | 246.3837 | 8.3942e-06 | 1.6833 | 0.38549 | 0.1252 | 0.00021495 | 3080.7531 | 56.4754 | 1.6341
| Civic Offices | Services LED light fitting | 1701251 | 8404118 | 5.8 | Electrical installations | heat sink | Construction | 12.9474 | kg | 10 | 44 | 1 | FALSE | 1 | FALSE |  | 1.01 | 12.9474 | 77.6842 | 5536 | Window furniture/hardware, aluminium |  | 30 | D2 | 0 | 0 | 0 | 0 | 0 | 0 | 0 | 0 | 0
| Civic Offices | Services LED light fitting | 1701251 | 8404118 | 5.8 | Electrical installations | heat sink | Construction | 12.9474 | kg | 10 | 44 | 1 | FALSE | 1 | FALSE |  | 1.01 | 12.9474 | 77.6842 | 5536 | Window furniture/hardware, aluminium |  | 30 | D3 | 0 | 0 | 0 | 0 | 0 | 0 | 0 | 0 | 0
| Civic Offices | Services LED light fitting | 1701251 | 8404118 | 5.8 | Electrical installations | heat sink | Construction | 12.9474 | kg | 10 | 44 | 1 | FALSE | 1 | FALSE |  | 1.01 | 12.9474 | 77.6842 | 5536 | Window furniture/hardware, aluminium |  | 30 | D4 | 0 | 0 | 0 | 0 | 0 | 0 | 0 | 0 | 0
| Civic Offices | Services LED light fitting | 1701251 | 8404118 | 5.8 | Electrical installations | heat sink | Construction | 12.9474 | kg | 10 | 44 | 1 | FALSE | 1 | FALSE |  | 1.01 | 12.9474 | 77.6842 | 5536 | Window furniture/hardware, aluminium |  | 40 | B4B5 | 246.3837 | 8.3942e-06 | 1.6833 | 0.38549 | 0.1252 | 0.00021495 | 3080.7531 | 56.4754 | 1.6341
| Civic Offices | Services LED light fitting | 1701251 | 8404118 | 5.8 | Electrical installations | heat sink | Construction | 12.9474 | kg | 10 | 44 | 1 | FALSE | 1 | FALSE |  | 1.01 | 12.9474 | 77.6842 | 5536 | Window furniture/hardware, aluminium |  | 40 | D2 | 0 | 0 | 0 | 0 | 0 | 0 | 0 | 0 | 0
| Civic Offices | Services LED light fitting | 1701251 | 8404118 | 5.8 | Electrical installations | heat sink | Construction | 12.9474 | kg | 10 | 44 | 1 | FALSE | 1 | FALSE |  | 1.01 | 12.9474 | 77.6842 | 5536 | Window furniture/hardware, aluminium |  | 40 | D3 | 0 | 0 | 0 | 0 | 0 | 0 | 0 | 0 | 0
| Civic Offices | Services LED light fitting | 1701251 | 8404118 | 5.8 | Electrical installations | heat sink | Construction | 12.9474 | kg | 10 | 44 | 1 | FALSE | 1 | FALSE |  | 1.01 | 12.9474 | 77.6842 | 5536 | Window furniture/hardware, aluminium |  | 40 | D4 | 0 | 0 | 0 | 0 | 0 | 0 | 0 | 0 | 0
| Civic Offices | Services LED light fitting | 1701251 | 8404118 | 5.8 | Electrical installations | heat sink | Construction | 12.9474 | kg | 10 | 44 | 1 | FALSE | 1 | FALSE |  | 1.01 | 12.9474 | 77.6842 | 5536 | Window furniture/hardware, aluminium |  | 50 | B4B5 | 246.3837 | 8.3942e-06 | 1.6833 | 0.38549 | 0.1252 | 0.00021495 | 3080.7531 | 56.4754 | 1.6341
| Civic Offices | Services LED light fitting | 1701251 | 8404118 | 5.8 | Electrical installations | heat sink | Construction | 12.9474 | kg | 10 | 44 | 1 | FALSE | 1 | FALSE |  | 1.01 | 12.9474 | 77.6842 | 5536 | Window furniture/hardware, aluminium |  | 50 | D2 | 0 | 0 | 0 | 0 | 0 | 0 | 0 | 0 | 0
| Civic Offices | Services LED light fitting | 1701251 | 8404118 | 5.8 | Electrical installations | heat sink | Construction | 12.9474 | kg | 10 | 44 | 1 | FALSE | 1 | FALSE |  | 1.01 | 12.9474 | 77.6842 | 5536 | Window furniture/hardware, aluminium |  | 50 | D3 | 0 | 0 | 0 | 0 | 0 | 0 | 0 | 0 | 0
| Civic Offices | Services LED light fitting | 1701251 | 8404118 | 5.8 | Electrical installations | heat sink | Construction | 12.9474 | kg | 10 | 44 | 1 | FALSE | 1 | FALSE |  | 1.01 | 12.9474 | 77.6842 | 5536 | Window furniture/hardware, aluminium |  | 50 | D4 | 0 | 0 | 0 | 0 | 0 | 0 | 0 | 0 | 0
| Civic Offices | Services LED light fitting | 1701251 | 8404119 | 5.8 | Electrical installations | glass bulb | Construction | 3.7544 | kg | 10 | 44 | 1 | FALSE | 1 | FALSE |  | 1.05 | 3.7544 | 22.5263 | 5490 | General glazing, glass (toughened) |  | 0 | A1A3 | 4.4282 | 4.0829e-07 | 0.042047 | 0.0053019 | 0.0025466 | 2.8117e-05 | 54.228 | 30.6401 | 0.021587
| Civic Offices | Services LED light fitting | 1701251 | 8404119 | 5.8 | Electrical installations | glass bulb | Construction | 3.7544 | kg | 10 | 44 | 1 | FALSE | 1 | FALSE |  | 1.05 | 3.7544 | 22.5263 | 5490 | General glazing, glass (toughened) |  | 0 | A4 | 0.094915 | 1.7471e-08 | 0.00031739 | 8.3742e-05 | 5.5368e-05 | 2.4997e-07 | 1.4334 | 0.1771 | 0.00039324
| Civic Offices | Services LED light fitting | 1701251 | 8404119 | 5.8 | Electrical installations | glass bulb | Construction | 3.7544 | kg | 10 | 44 | 1 | FALSE | 1 | FALSE |  | 1.05 | 3.7544 | 22.5263 | 5490 | General glazing, glass (toughened) |  | 0 | A5 | 0.00029236 | 1.0079e-10 | 2.2517e-06 | 5.5599e-07 | 3.8897e-07 | 3.1604e-10 | 0.0084917 | 0.028158 | 0
| Civic Offices | Services LED light fitting | 1701251 | 8404119 | 5.8 | Electrical installations | glass bulb | Construction | 3.7544 | kg | 10 | 44 | 1 | FALSE | 1 | FALSE |  | 1.05 | 3.7544 | 22.5263 | 5490 | General glazing, glass (toughened) |  | 0 | D2 | 0 | 0 | 0 | 0 | 0 | 0 | 0 | 0 | 0
| Civic Offices | Services LED light fitting | 1701251 | 8404119 | 5.8 | Electrical installations | glass bulb | Construction | 3.7544 | kg | 10 | 44 | 1 | FALSE | 1 | FALSE |  | 1.05 | 3.7544 | 22.5263 | 5490 | General glazing, glass (toughened) |  | 0 | D3 | 0 | 0 | 0 | 0 | 0 | 0 | 0 | 0 | 0
| Civic Offices | Services LED light fitting | 1701251 | 8404119 | 5.8 | Electrical installations | glass bulb | Construction | 3.7544 | kg | 10 | 44 | 1 | FALSE | 1 | FALSE |  | 1.05 | 3.7544 | 22.5263 | 5490 | General glazing, glass (toughened) |  | 0 | D4 | 0 | 0 | 0 | 0 | 0 | 0 | 0 | 0 | 0
| Civic Offices | Services LED light fitting | 1701251 | 8404119 | 5.8 | Electrical installations | glass bulb | Construction | 3.7544 | kg | 10 | 44 | 1 | FALSE | 1 | FALSE |  | 1.05 | 3.7544 | 22.5263 | 5490 | General glazing, glass (toughened) |  | 60 | C2 | 0 | 0 | 0 | 0 | 0 | 0 | 0 | 0 | 0
| Civic Offices | Services LED light fitting | 1701251 | 8404119 | 5.8 | Electrical installations | glass bulb | Construction | 3.7544 | kg | 10 | 44 | 1 | FALSE | 1 | FALSE |  | 1.05 | 3.7544 | 22.5263 | 5490 | General glazing, glass (toughened) |  | 60 | C4 | 0.0058473 | 2.0157e-09 | 4.5034e-05 | 1.112e-05 | 7.7795e-06 | 6.3208e-09 | 0.16983 | 0.56316 | 0.00055122
| Civic Offices | Services LED light fitting | 1701251 | 8404119 | 5.8 | Electrical installations | glass bulb | Construction | 3.7544 | kg | 10 | 44 | 1 | FALSE | 1 | FALSE |  | 1.05 | 3.7544 | 22.5263 | 5490 | General glazing, glass (toughened) |  | 60 | D2 | 0 | 0 | 0 | 0 | 0 | 0 | 0 | 0 | 0
| Civic Offices | Services LED light fitting | 1701251 | 8404119 | 5.8 | Electrical installations | glass bulb | Construction | 3.7544 | kg | 10 | 44 | 1 | FALSE | 1 | FALSE |  | 1.05 | 3.7544 | 22.5263 | 5490 | General glazing, glass (toughened) |  | 60 | D3 | 0 | 0 | 0 | 0 | 0 | 0 | 0 | 0 | 0
| Civic Offices | Services LED light fitting | 1701251 | 8404119 | 5.8 | Electrical installations | glass bulb | Construction | 3.7544 | kg | 10 | 44 | 1 | FALSE | 1 | FALSE |  | 1.05 | 3.7544 | 22.5263 | 5490 | General glazing, glass (toughened) |  | 60 | D4 | 0 | 0 | 0 | 0 | 0 | 0 | 0 | 0 | 0
| Civic Offices | Services LED light fitting | 1701251 | 8404119 | 5.8 | Electrical installations | glass bulb | Construction | 3.7544 | kg | 10 | 44 | 1 | FALSE | 1 | FALSE |  | 1.05 | 3.7544 | 22.5263 | 5490 | General glazing, glass (toughened) |  | 10 | B4B5 | 4.5293 | 4.2788e-07 | 0.042412 | 0.0053974 | 0.0026101 | 2.8373e-05 | 55.8397 | 31.4086 | 0.02198
| Civic Offices | Services LED light fitting | 1701251 | 8404119 | 5.8 | Electrical installations | glass bulb | Construction | 3.7544 | kg | 10 | 44 | 1 | FALSE | 1 | FALSE |  | 1.05 | 3.7544 | 22.5263 | 5490 | General glazing, glass (toughened) |  | 10 | D2 | 0 | 0 | 0 | 0 | 0 | 0 | 0 | 0 | 0
| Civic Offices | Services LED light fitting | 1701251 | 8404119 | 5.8 | Electrical installations | glass bulb | Construction | 3.7544 | kg | 10 | 44 | 1 | FALSE | 1 | FALSE |  | 1.05 | 3.7544 | 22.5263 | 5490 | General glazing, glass (toughened) |  | 10 | D3 | 0 | 0 | 0 | 0 | 0 | 0 | 0 | 0 | 0
| Civic Offices | Services LED light fitting | 1701251 | 8404119 | 5.8 | Electrical installations | glass bulb | Construction | 3.7544 | kg | 10 | 44 | 1 | FALSE | 1 | FALSE |  | 1.05 | 3.7544 | 22.5263 | 5490 | General glazing, glass (toughened) |  | 10 | D4 | 0 | 0 | 0 | 0 | 0 | 0 | 0 | 0 | 0
| Civic Offices | Services LED light fitting | 1701251 | 8404119 | 5.8 | Electrical installations | glass bulb | Construction | 3.7544 | kg | 10 | 44 | 1 | FALSE | 1 | FALSE |  | 1.05 | 3.7544 | 22.5263 | 5490 | General glazing, glass (toughened) |  | 20 | B4B5 | 4.5293 | 4.2788e-07 | 0.042412 | 0.0053974 | 0.0026101 | 2.8373e-05 | 55.8397 | 31.4086 | 0.02198
| Civic Offices | Services LED light fitting | 1701251 | 8404119 | 5.8 | Electrical installations | glass bulb | Construction | 3.7544 | kg | 10 | 44 | 1 | FALSE | 1 | FALSE |  | 1.05 | 3.7544 | 22.5263 | 5490 | General glazing, glass (toughened) |  | 20 | D2 | 0 | 0 | 0 | 0 | 0 | 0 | 0 | 0 | 0
| Civic Offices | Services LED light fitting | 1701251 | 8404119 | 5.8 | Electrical installations | glass bulb | Construction | 3.7544 | kg | 10 | 44 | 1 | FALSE | 1 | FALSE |  | 1.05 | 3.7544 | 22.5263 | 5490 | General glazing, glass (toughened) |  | 20 | D3 | 0 | 0 | 0 | 0 | 0 | 0 | 0 | 0 | 0
| Civic Offices | Services LED light fitting | 1701251 | 8404119 | 5.8 | Electrical installations | glass bulb | Construction | 3.7544 | kg | 10 | 44 | 1 | FALSE | 1 | FALSE |  | 1.05 | 3.7544 | 22.5263 | 5490 | General glazing, glass (toughened) |  | 20 | D4 | 0 | 0 | 0 | 0 | 0 | 0 | 0 | 0 | 0
| Civic Offices | Services LED light fitting | 1701251 | 8404119 | 5.8 | Electrical installations | glass bulb | Construction | 3.7544 | kg | 10 | 44 | 1 | FALSE | 1 | FALSE |  | 1.05 | 3.7544 | 22.5263 | 5490 | General glazing, glass (toughened) |  | 30 | B4B5 | 4.5293 | 4.2788e-07 | 0.042412 | 0.0053974 | 0.0026101 | 2.8373e-05 | 55.8397 | 31.4086 | 0.02198
| Civic Offices | Services LED light fitting | 1701251 | 8404119 | 5.8 | Electrical installations | glass bulb | Construction | 3.7544 | kg | 10 | 44 | 1 | FALSE | 1 | FALSE |  | 1.05 | 3.7544 | 22.5263 | 5490 | General glazing, glass (toughened) |  | 30 | D2 | 0 | 0 | 0 | 0 | 0 | 0 | 0 | 0 | 0
| Civic Offices | Services LED light fitting | 1701251 | 8404119 | 5.8 | Electrical installations | glass bulb | Construction | 3.7544 | kg | 10 | 44 | 1 | FALSE | 1 | FALSE |  | 1.05 | 3.7544 | 22.5263 | 5490 | General glazing, glass (toughened) |  | 30 | D3 | 0 | 0 | 0 | 0 | 0 | 0 | 0 | 0 | 0
| Civic Offices | Services LED light fitting | 1701251 | 8404119 | 5.8 | Electrical installations | glass bulb | Construction | 3.7544 | kg | 10 | 44 | 1 | FALSE | 1 | FALSE |  | 1.05 | 3.7544 | 22.5263 | 5490 | General glazing, glass (toughened) |  | 30 | D4 | 0 | 0 | 0 | 0 | 0 | 0 | 0 | 0 | 0
| Civic Offices | Services LED light fitting | 1701251 | 8404119 | 5.8 | Electrical installations | glass bulb | Construction | 3.7544 | kg | 10 | 44 | 1 | FALSE | 1 | FALSE |  | 1.05 | 3.7544 | 22.5263 | 5490 | General glazing, glass (toughened) |  | 40 | B4B5 | 4.5293 | 4.2788e-07 | 0.042412 | 0.0053974 | 0.0026101 | 2.8373e-05 | 55.8397 | 31.4086 | 0.02198
| Civic Offices | Services LED light fitting | 1701251 | 8404119 | 5.8 | Electrical installations | glass bulb | Construction | 3.7544 | kg | 10 | 44 | 1 | FALSE | 1 | FALSE |  | 1.05 | 3.7544 | 22.5263 | 5490 | General glazing, glass (toughened) |  | 40 | D2 | 0 | 0 | 0 | 0 | 0 | 0 | 0 | 0 | 0
| Civic Offices | Services LED light fitting | 1701251 | 8404119 | 5.8 | Electrical installations | glass bulb | Construction | 3.7544 | kg | 10 | 44 | 1 | FALSE | 1 | FALSE |  | 1.05 | 3.7544 | 22.5263 | 5490 | General glazing, glass (toughened) |  | 40 | D3 | 0 | 0 | 0 | 0 | 0 | 0 | 0 | 0 | 0
| Civic Offices | Services LED light fitting | 1701251 | 8404119 | 5.8 | Electrical installations | glass bulb | Construction | 3.7544 | kg | 10 | 44 | 1 | FALSE | 1 | FALSE |  | 1.05 | 3.7544 | 22.5263 | 5490 | General glazing, glass (toughened) |  | 40 | D4 | 0 | 0 | 0 | 0 | 0 | 0 | 0 | 0 | 0
| Civic Offices | Services LED light fitting | 1701251 | 8404119 | 5.8 | Electrical installations | glass bulb | Construction | 3.7544 | kg | 10 | 44 | 1 | FALSE | 1 | FALSE |  | 1.05 | 3.7544 | 22.5263 | 5490 | General glazing, glass (toughened) |  | 50 | B4B5 | 4.5293 | 4.2788e-07 | 0.042412 | 0.0053974 | 0.0026101 | 2.8373e-05 | 55.8397 | 31.4086 | 0.02198
| Civic Offices | Services LED light fitting | 1701251 | 8404119 | 5.8 | Electrical installations | glass bulb | Construction | 3.7544 | kg | 10 | 44 | 1 | FALSE | 1 | FALSE |  | 1.05 | 3.7544 | 22.5263 | 5490 | General glazing, glass (toughened) |  | 50 | D2 | 0 | 0 | 0 | 0 | 0 | 0 | 0 | 0 | 0
| Civic Offices | Services LED light fitting | 1701251 | 8404119 | 5.8 | Electrical installations | glass bulb | Construction | 3.7544 | kg | 10 | 44 | 1 | FALSE | 1 | FALSE |  | 1.05 | 3.7544 | 22.5263 | 5490 | General glazing, glass (toughened) |  | 50 | D3 | 0 | 0 | 0 | 0 | 0 | 0 | 0 | 0 | 0
| Civic Offices | Services LED light fitting | 1701251 | 8404119 | 5.8 | Electrical installations | glass bulb | Construction | 3.7544 | kg | 10 | 44 | 1 | FALSE | 1 | FALSE |  | 1.05 | 3.7544 | 22.5263 | 5490 | General glazing, glass (toughened) |  | 50 | D4 | 0 | 0 | 0 | 0 | 0 | 0 | 0 | 0 | 0
| Civic Offices | Services LED light fitting | 1701251 | 8404120 | 5.8 | Electrical installations | connectors | Construction | 0.17544 | kg | 10 | 44 | 1 | FALSE | 1 | FALSE |  | 1.05 | 0.17544 | 1.0526 | 5014 | Cladding sheet (angle seamed), copper |  | 0 | A1A3 | 1.2683 | 1.054e-06 | 0.064503 | 0.043058 | 0.0035655 | 0.00029346 | 19.244 | 3.7567 | 0.040541
| Civic Offices | Services LED light fitting | 1701251 | 8404120 | 5.8 | Electrical installations | connectors | Construction | 0.17544 | kg | 10 | 44 | 1 | FALSE | 1 | FALSE |  | 1.05 | 0.17544 | 1.0526 | 5014 | Cladding sheet (angle seamed), copper |  | 0 | A4 | 0.0036092 | 6.4848e-10 | 1.1818e-05 | 3.1941e-06 | 2.0161e-06 | 1.2587e-08 | 0.0538 | 0.0082149 | 1.4852e-05
| Civic Offices | Services LED light fitting | 1701251 | 8404120 | 5.8 | Electrical installations | connectors | Construction | 0.17544 | kg | 10 | 44 | 1 | FALSE | 1 | FALSE |  | 1.05 | 0.17544 | 1.0526 | 5014 | Cladding sheet (angle seamed), copper |  | 0 | A5 | 4.5596e-06 | 1.194e-12 | 3.1885e-08 | 1.0477e-08 | 5.291e-09 | 6.4321e-12 | 0.00011178 | 0.0013158 | 0
| Civic Offices | Services LED light fitting | 1701251 | 8404120 | 5.8 | Electrical installations | connectors | Construction | 0.17544 | kg | 10 | 44 | 1 | FALSE | 1 | FALSE |  | 1.05 | 0.17544 | 1.0526 | 5014 | Cladding sheet (angle seamed), copper |  | 0 | D2 | 0 | 0 | 0 | 0 | 0 | 0 | 0 | 0 | 0
| Civic Offices | Services LED light fitting | 1701251 | 8404120 | 5.8 | Electrical installations | connectors | Construction | 0.17544 | kg | 10 | 44 | 1 | FALSE | 1 | FALSE |  | 1.05 | 0.17544 | 1.0526 | 5014 | Cladding sheet (angle seamed), copper |  | 0 | D3 | 0 | 0 | 0 | 0 | 0 | 0 | 0 | 0 | 0
| Civic Offices | Services LED light fitting | 1701251 | 8404120 | 5.8 | Electrical installations | connectors | Construction | 0.17544 | kg | 10 | 44 | 1 | FALSE | 1 | FALSE |  | 1.05 | 0.17544 | 1.0526 | 5014 | Cladding sheet (angle seamed), copper |  | 0 | D4 | 0 | 0 | 0 | 0 | 0 | 0 | 0 | 0 | 0
| Civic Offices | Services LED light fitting | 1701251 | 8404120 | 5.8 | Electrical installations | connectors | Construction | 0.17544 | kg | 10 | 44 | 1 | FALSE | 1 | FALSE |  | 1.05 | 0.17544 | 1.0526 | 5014 | Cladding sheet (angle seamed), copper |  | 60 | C2 | 0 | 0 | 0 | 0 | 0 | 0 | 0 | 0 | 0
| Civic Offices | Services LED light fitting | 1701251 | 8404120 | 5.8 | Electrical installations | connectors | Construction | 0.17544 | kg | 10 | 44 | 1 | FALSE | 1 | FALSE |  | 1.05 | 0.17544 | 1.0526 | 5014 | Cladding sheet (angle seamed), copper |  | 60 | C4 | 9.1193e-05 | 2.3879e-11 | 6.377e-07 | 2.0955e-07 | 1.0582e-07 | 1.2864e-10 | 0.0022356 | 0.026316 | 4.5733e-06
| Civic Offices | Services LED light fitting | 1701251 | 8404120 | 5.8 | Electrical installations | connectors | Construction | 0.17544 | kg | 10 | 44 | 1 | FALSE | 1 | FALSE |  | 1.05 | 0.17544 | 1.0526 | 5014 | Cladding sheet (angle seamed), copper |  | 60 | D2 | 0 | 0 | 0 | 0 | 0 | 0 | 0 | 0 | 0
| Civic Offices | Services LED light fitting | 1701251 | 8404120 | 5.8 | Electrical installations | connectors | Construction | 0.17544 | kg | 10 | 44 | 1 | FALSE | 1 | FALSE |  | 1.05 | 0.17544 | 1.0526 | 5014 | Cladding sheet (angle seamed), copper |  | 60 | D3 | 0 | 0 | 0 | 0 | 0 | 0 | 0 | 0 | 0
| Civic Offices | Services LED light fitting | 1701251 | 8404120 | 5.8 | Electrical installations | connectors | Construction | 0.17544 | kg | 10 | 44 | 1 | FALSE | 1 | FALSE |  | 1.05 | 0.17544 | 1.0526 | 5014 | Cladding sheet (angle seamed), copper |  | 60 | D4 | 0 | 0 | 0 | 0 | 0 | 0 | 0 | 0 | 0
| Civic Offices | Services LED light fitting | 1701251 | 8404120 | 5.8 | Electrical installations | connectors | Construction | 0.17544 | kg | 10 | 44 | 1 | FALSE | 1 | FALSE |  | 1.05 | 0.17544 | 1.0526 | 5014 | Cladding sheet (angle seamed), copper |  | 10 | B4B5 | 1.272 | 1.0547e-06 | 0.064516 | 0.043061 | 0.0035676 | 0.00029347 | 19.3002 | 3.7925 | 0.040556
| Civic Offices | Services LED light fitting | 1701251 | 8404120 | 5.8 | Electrical installations | connectors | Construction | 0.17544 | kg | 10 | 44 | 1 | FALSE | 1 | FALSE |  | 1.05 | 0.17544 | 1.0526 | 5014 | Cladding sheet (angle seamed), copper |  | 10 | D2 | 0 | 0 | 0 | 0 | 0 | 0 | 0 | 0 | 0
| Civic Offices | Services LED light fitting | 1701251 | 8404120 | 5.8 | Electrical installations | connectors | Construction | 0.17544 | kg | 10 | 44 | 1 | FALSE | 1 | FALSE |  | 1.05 | 0.17544 | 1.0526 | 5014 | Cladding sheet (angle seamed), copper |  | 10 | D3 | 0 | 0 | 0 | 0 | 0 | 0 | 0 | 0 | 0
| Civic Offices | Services LED light fitting | 1701251 | 8404120 | 5.8 | Electrical installations | connectors | Construction | 0.17544 | kg | 10 | 44 | 1 | FALSE | 1 | FALSE |  | 1.05 | 0.17544 | 1.0526 | 5014 | Cladding sheet (angle seamed), copper |  | 10 | D4 | 0 | 0 | 0 | 0 | 0 | 0 | 0 | 0 | 0
| Civic Offices | Services LED light fitting | 1701251 | 8404120 | 5.8 | Electrical installations | connectors | Construction | 0.17544 | kg | 10 | 44 | 1 | FALSE | 1 | FALSE |  | 1.05 | 0.17544 | 1.0526 | 5014 | Cladding sheet (angle seamed), copper |  | 20 | B4B5 | 1.272 | 1.0547e-06 | 0.064516 | 0.043061 | 0.0035676 | 0.00029347 | 19.3002 | 3.7925 | 0.040556
| Civic Offices | Services LED light fitting | 1701251 | 8404120 | 5.8 | Electrical installations | connectors | Construction | 0.17544 | kg | 10 | 44 | 1 | FALSE | 1 | FALSE |  | 1.05 | 0.17544 | 1.0526 | 5014 | Cladding sheet (angle seamed), copper |  | 20 | D2 | 0 | 0 | 0 | 0 | 0 | 0 | 0 | 0 | 0
| Civic Offices | Services LED light fitting | 1701251 | 8404120 | 5.8 | Electrical installations | connectors | Construction | 0.17544 | kg | 10 | 44 | 1 | FALSE | 1 | FALSE |  | 1.05 | 0.17544 | 1.0526 | 5014 | Cladding sheet (angle seamed), copper |  | 20 | D3 | 0 | 0 | 0 | 0 | 0 | 0 | 0 | 0 | 0
| Civic Offices | Services LED light fitting | 1701251 | 8404120 | 5.8 | Electrical installations | connectors | Construction | 0.17544 | kg | 10 | 44 | 1 | FALSE | 1 | FALSE |  | 1.05 | 0.17544 | 1.0526 | 5014 | Cladding sheet (angle seamed), copper |  | 20 | D4 | 0 | 0 | 0 | 0 | 0 | 0 | 0 | 0 | 0
| Civic Offices | Services LED light fitting | 1701251 | 8404120 | 5.8 | Electrical installations | connectors | Construction | 0.17544 | kg | 10 | 44 | 1 | FALSE | 1 | FALSE |  | 1.05 | 0.17544 | 1.0526 | 5014 | Cladding sheet (angle seamed), copper |  | 30 | B4B5 | 1.272 | 1.0547e-06 | 0.064516 | 0.043061 | 0.0035676 | 0.00029347 | 19.3002 | 3.7925 | 0.040556
| Civic Offices | Services LED light fitting | 1701251 | 8404120 | 5.8 | Electrical installations | connectors | Construction | 0.17544 | kg | 10 | 44 | 1 | FALSE | 1 | FALSE |  | 1.05 | 0.17544 | 1.0526 | 5014 | Cladding sheet (angle seamed), copper |  | 30 | D2 | 0 | 0 | 0 | 0 | 0 | 0 | 0 | 0 | 0
| Civic Offices | Services LED light fitting | 1701251 | 8404120 | 5.8 | Electrical installations | connectors | Construction | 0.17544 | kg | 10 | 44 | 1 | FALSE | 1 | FALSE |  | 1.05 | 0.17544 | 1.0526 | 5014 | Cladding sheet (angle seamed), copper |  | 30 | D3 | 0 | 0 | 0 | 0 | 0 | 0 | 0 | 0 | 0
| Civic Offices | Services LED light fitting | 1701251 | 8404120 | 5.8 | Electrical installations | connectors | Construction | 0.17544 | kg | 10 | 44 | 1 | FALSE | 1 | FALSE |  | 1.05 | 0.17544 | 1.0526 | 5014 | Cladding sheet (angle seamed), copper |  | 30 | D4 | 0 | 0 | 0 | 0 | 0 | 0 | 0 | 0 | 0
| Civic Offices | Services LED light fitting | 1701251 | 8404120 | 5.8 | Electrical installations | connectors | Construction | 0.17544 | kg | 10 | 44 | 1 | FALSE | 1 | FALSE |  | 1.05 | 0.17544 | 1.0526 | 5014 | Cladding sheet (angle seamed), copper |  | 40 | B4B5 | 1.272 | 1.0547e-06 | 0.064516 | 0.043061 | 0.0035676 | 0.00029347 | 19.3002 | 3.7925 | 0.040556
| Civic Offices | Services LED light fitting | 1701251 | 8404120 | 5.8 | Electrical installations | connectors | Construction | 0.17544 | kg | 10 | 44 | 1 | FALSE | 1 | FALSE |  | 1.05 | 0.17544 | 1.0526 | 5014 | Cladding sheet (angle seamed), copper |  | 40 | D2 | 0 | 0 | 0 | 0 | 0 | 0 | 0 | 0 | 0
| Civic Offices | Services LED light fitting | 1701251 | 8404120 | 5.8 | Electrical installations | connectors | Construction | 0.17544 | kg | 10 | 44 | 1 | FALSE | 1 | FALSE |  | 1.05 | 0.17544 | 1.0526 | 5014 | Cladding sheet (angle seamed), copper |  | 40 | D3 | 0 | 0 | 0 | 0 | 0 | 0 | 0 | 0 | 0
| Civic Offices | Services LED light fitting | 1701251 | 8404120 | 5.8 | Electrical installations | connectors | Construction | 0.17544 | kg | 10 | 44 | 1 | FALSE | 1 | FALSE |  | 1.05 | 0.17544 | 1.0526 | 5014 | Cladding sheet (angle seamed), copper |  | 40 | D4 | 0 | 0 | 0 | 0 | 0 | 0 | 0 | 0 | 0
| Civic Offices | Services LED light fitting | 1701251 | 8404120 | 5.8 | Electrical installations | connectors | Construction | 0.17544 | kg | 10 | 44 | 1 | FALSE | 1 | FALSE |  | 1.05 | 0.17544 | 1.0526 | 5014 | Cladding sheet (angle seamed), copper |  | 50 | B4B5 | 1.272 | 1.0547e-06 | 0.064516 | 0.043061 | 0.0035676 | 0.00029347 | 19.3002 | 3.7925 | 0.040556
| Civic Offices | Services LED light fitting | 1701251 | 8404120 | 5.8 | Electrical installations | connectors | Construction | 0.17544 | kg | 10 | 44 | 1 | FALSE | 1 | FALSE |  | 1.05 | 0.17544 | 1.0526 | 5014 | Cladding sheet (angle seamed), copper |  | 50 | D2 | 0 | 0 | 0 | 0 | 0 | 0 | 0 | 0 | 0
| Civic Offices | Services LED light fitting | 1701251 | 8404120 | 5.8 | Electrical installations | connectors | Construction | 0.17544 | kg | 10 | 44 | 1 | FALSE | 1 | FALSE |  | 1.05 | 0.17544 | 1.0526 | 5014 | Cladding sheet (angle seamed), copper |  | 50 | D3 | 0 | 0 | 0 | 0 | 0 | 0 | 0 | 0 | 0
| Civic Offices | Services LED light fitting | 1701251 | 8404120 | 5.8 | Electrical installations | connectors | Construction | 0.17544 | kg | 10 | 44 | 1 | FALSE | 1 | FALSE |  | 1.05 | 0.17544 | 1.0526 | 5014 | Cladding sheet (angle seamed), copper |  | 50 | D4 | 0 | 0 | 0 | 0 | 0 | 0 | 0 | 0 | 0
| Civic Offices | Services LED light fitting | 1701251 | 8404121 | 5.8 | Electrical installations | insulator | Construction | 6.0702 | kg | 10 | 44 | 1 | FALSE | 1 | FALSE |  | 1.1 | 6.0702 | 36.4211 | 5052 | Membrane (breather), polypropylene |  | 0 | A1A3 | 36.6808 | 8.3765e-07 | 0.20659 | 0.059407 | 0.024543 | 4.3041e-05 | 798.5915 | 3.1686 | 0.18097
| Civic Offices | Services LED light fitting | 1701251 | 8404121 | 5.8 | Electrical installations | insulator | Construction | 6.0702 | kg | 10 | 44 | 1 | FALSE | 1 | FALSE |  | 1.1 | 6.0702 | 36.4211 | 5052 | Membrane (breather), polypropylene |  | 0 | A4 | 0.12651 | 2.2731e-08 | 0.00041424 | 0.00011196 | 7.0669e-05 | 4.412e-07 | 1.8858 | 0.28795 | 0.00052061
| Civic Offices | Services LED light fitting | 1701251 | 8404121 | 5.8 | Electrical installations | insulator | Construction | 6.0702 | kg | 10 | 44 | 1 | FALSE | 1 | FALSE |  | 1.1 | 6.0702 | 36.4211 | 5052 | Membrane (breather), polypropylene |  | 0 | A5 | 0.015999 | 5.0886e-10 | 1.4731e-05 | 0.0013422 | 4.8879e-06 | 2.843e-09 | 0.046566 | 0.097123 | 0
| Civic Offices | Services LED light fitting | 1701251 | 8404121 | 5.8 | Electrical installations | insulator | Construction | 6.0702 | kg | 10 | 44 | 1 | FALSE | 1 | FALSE |  | 1.1 | 6.0702 | 36.4211 | 5052 | Membrane (breather), polypropylene |  | 0 | D2 | 0 | 0 | 0 | 0 | 0 | 0 | 0 | 0 | 0
| Civic Offices | Services LED light fitting | 1701251 | 8404121 | 5.8 | Electrical installations | insulator | Construction | 6.0702 | kg | 10 | 44 | 1 | FALSE | 1 | FALSE |  | 1.1 | 6.0702 | 36.4211 | 5052 | Membrane (breather), polypropylene |  | 0 | D3 | 0 | 0 | 0 | 0 | 0 | 0 | 0 | 0 | 0
| Civic Offices | Services LED light fitting | 1701251 | 8404121 | 5.8 | Electrical installations | insulator | Construction | 6.0702 | kg | 10 | 44 | 1 | FALSE | 1 | FALSE |  | 1.1 | 6.0702 | 36.4211 | 5052 | Membrane (breather), polypropylene |  | 0 | D4 | 0 | 0 | 0 | 0 | 0 | 0 | 0 | 0 | 0
| Civic Offices | Services LED light fitting | 1701251 | 8404121 | 5.8 | Electrical installations | insulator | Construction | 6.0702 | kg | 10 | 44 | 1 | FALSE | 1 | FALSE |  | 1.1 | 6.0702 | 36.4211 | 5052 | Membrane (breather), polypropylene |  | 60 | C2 | 0 | 0 | 0 | 0 | 0 | 0 | 0 | 0 | 0
| Civic Offices | Services LED light fitting | 1701251 | 8404121 | 5.8 | Electrical installations | insulator | Construction | 6.0702 | kg | 10 | 44 | 1 | FALSE | 1 | FALSE |  | 1.1 | 6.0702 | 36.4211 | 5052 | Membrane (breather), polypropylene |  | 60 | C4 | 0.15999 | 5.0886e-09 | 0.00014731 | 0.013422 | 4.8879e-05 | 2.843e-08 | 0.46566 | 0.97123 | 0.004504
| Civic Offices | Services LED light fitting | 1701251 | 8404121 | 5.8 | Electrical installations | insulator | Construction | 6.0702 | kg | 10 | 44 | 1 | FALSE | 1 | FALSE |  | 1.1 | 6.0702 | 36.4211 | 5052 | Membrane (breather), polypropylene |  | 60 | D2 | 0 | 0 | 0 | 0 | 0 | 0 | 0 | 0 | 0
| Civic Offices | Services LED light fitting | 1701251 | 8404121 | 5.8 | Electrical installations | insulator | Construction | 6.0702 | kg | 10 | 44 | 1 | FALSE | 1 | FALSE |  | 1.1 | 6.0702 | 36.4211 | 5052 | Membrane (breather), polypropylene |  | 60 | D3 | 0 | 0 | 0 | 0 | 0 | 0 | 0 | 0 | 0
| Civic Offices | Services LED light fitting | 1701251 | 8404121 | 5.8 | Electrical installations | insulator | Construction | 6.0702 | kg | 10 | 44 | 1 | FALSE | 1 | FALSE |  | 1.1 | 6.0702 | 36.4211 | 5052 | Membrane (breather), polypropylene |  | 60 | D4 | 0 | 0 | 0 | 0 | 0 | 0 | 0 | 0 | 0
| Civic Offices | Services LED light fitting | 1701251 | 8404121 | 5.8 | Electrical installations | insulator | Construction | 6.0702 | kg | 10 | 44 | 1 | FALSE | 1 | FALSE |  | 1.1 | 6.0702 | 36.4211 | 5052 | Membrane (breather), polypropylene |  | 10 | B4B5 | 36.9833 | 8.6597e-07 | 0.20716 | 0.074283 | 0.024667 | 4.3513e-05 | 800.9895 | 4.5249 | 0.18149
| Civic Offices | Services LED light fitting | 1701251 | 8404121 | 5.8 | Electrical installations | insulator | Construction | 6.0702 | kg | 10 | 44 | 1 | FALSE | 1 | FALSE |  | 1.1 | 6.0702 | 36.4211 | 5052 | Membrane (breather), polypropylene |  | 10 | D2 | 0 | 0 | 0 | 0 | 0 | 0 | 0 | 0 | 0
| Civic Offices | Services LED light fitting | 1701251 | 8404121 | 5.8 | Electrical installations | insulator | Construction | 6.0702 | kg | 10 | 44 | 1 | FALSE | 1 | FALSE |  | 1.1 | 6.0702 | 36.4211 | 5052 | Membrane (breather), polypropylene |  | 10 | D3 | 0 | 0 | 0 | 0 | 0 | 0 | 0 | 0 | 0
| Civic Offices | Services LED light fitting | 1701251 | 8404121 | 5.8 | Electrical installations | insulator | Construction | 6.0702 | kg | 10 | 44 | 1 | FALSE | 1 | FALSE |  | 1.1 | 6.0702 | 36.4211 | 5052 | Membrane (breather), polypropylene |  | 10 | D4 | 0 | 0 | 0 | 0 | 0 | 0 | 0 | 0 | 0
| Civic Offices | Services LED light fitting | 1701251 | 8404121 | 5.8 | Electrical installations | insulator | Construction | 6.0702 | kg | 10 | 44 | 1 | FALSE | 1 | FALSE |  | 1.1 | 6.0702 | 36.4211 | 5052 | Membrane (breather), polypropylene |  | 20 | B4B5 | 36.9833 | 8.6597e-07 | 0.20716 | 0.074283 | 0.024667 | 4.3513e-05 | 800.9895 | 4.5249 | 0.18149
| Civic Offices | Services LED light fitting | 1701251 | 8404121 | 5.8 | Electrical installations | insulator | Construction | 6.0702 | kg | 10 | 44 | 1 | FALSE | 1 | FALSE |  | 1.1 | 6.0702 | 36.4211 | 5052 | Membrane (breather), polypropylene |  | 20 | D2 | 0 | 0 | 0 | 0 | 0 | 0 | 0 | 0 | 0
| Civic Offices | Services LED light fitting | 1701251 | 8404121 | 5.8 | Electrical installations | insulator | Construction | 6.0702 | kg | 10 | 44 | 1 | FALSE | 1 | FALSE |  | 1.1 | 6.0702 | 36.4211 | 5052 | Membrane (breather), polypropylene |  | 20 | D3 | 0 | 0 | 0 | 0 | 0 | 0 | 0 | 0 | 0
| Civic Offices | Services LED light fitting | 1701251 | 8404121 | 5.8 | Electrical installations | insulator | Construction | 6.0702 | kg | 10 | 44 | 1 | FALSE | 1 | FALSE |  | 1.1 | 6.0702 | 36.4211 | 5052 | Membrane (breather), polypropylene |  | 20 | D4 | 0 | 0 | 0 | 0 | 0 | 0 | 0 | 0 | 0
| Civic Offices | Services LED light fitting | 1701251 | 8404121 | 5.8 | Electrical installations | insulator | Construction | 6.0702 | kg | 10 | 44 | 1 | FALSE | 1 | FALSE |  | 1.1 | 6.0702 | 36.4211 | 5052 | Membrane (breather), polypropylene |  | 30 | B4B5 | 36.9833 | 8.6597e-07 | 0.20716 | 0.074283 | 0.024667 | 4.3513e-05 | 800.9895 | 4.5249 | 0.18149
| Civic Offices | Services LED light fitting | 1701251 | 8404121 | 5.8 | Electrical installations | insulator | Construction | 6.0702 | kg | 10 | 44 | 1 | FALSE | 1 | FALSE |  | 1.1 | 6.0702 | 36.4211 | 5052 | Membrane (breather), polypropylene |  | 30 | D2 | 0 | 0 | 0 | 0 | 0 | 0 | 0 | 0 | 0
| Civic Offices | Services LED light fitting | 1701251 | 8404121 | 5.8 | Electrical installations | insulator | Construction | 6.0702 | kg | 10 | 44 | 1 | FALSE | 1 | FALSE |  | 1.1 | 6.0702 | 36.4211 | 5052 | Membrane (breather), polypropylene |  | 30 | D3 | 0 | 0 | 0 | 0 | 0 | 0 | 0 | 0 | 0
| Civic Offices | Services LED light fitting | 1701251 | 8404121 | 5.8 | Electrical installations | insulator | Construction | 6.0702 | kg | 10 | 44 | 1 | FALSE | 1 | FALSE |  | 1.1 | 6.0702 | 36.4211 | 5052 | Membrane (breather), polypropylene |  | 30 | D4 | 0 | 0 | 0 | 0 | 0 | 0 | 0 | 0 | 0
| Civic Offices | Services LED light fitting | 1701251 | 8404121 | 5.8 | Electrical installations | insulator | Construction | 6.0702 | kg | 10 | 44 | 1 | FALSE | 1 | FALSE |  | 1.1 | 6.0702 | 36.4211 | 5052 | Membrane (breather), polypropylene |  | 40 | B4B5 | 36.9833 | 8.6597e-07 | 0.20716 | 0.074283 | 0.024667 | 4.3513e-05 | 800.9895 | 4.5249 | 0.18149
| Civic Offices | Services LED light fitting | 1701251 | 8404121 | 5.8 | Electrical installations | insulator | Construction | 6.0702 | kg | 10 | 44 | 1 | FALSE | 1 | FALSE |  | 1.1 | 6.0702 | 36.4211 | 5052 | Membrane (breather), polypropylene |  | 40 | D2 | 0 | 0 | 0 | 0 | 0 | 0 | 0 | 0 | 0
| Civic Offices | Services LED light fitting | 1701251 | 8404121 | 5.8 | Electrical installations | insulator | Construction | 6.0702 | kg | 10 | 44 | 1 | FALSE | 1 | FALSE |  | 1.1 | 6.0702 | 36.4211 | 5052 | Membrane (breather), polypropylene |  | 40 | D3 | 0 | 0 | 0 | 0 | 0 | 0 | 0 | 0 | 0
| Civic Offices | Services LED light fitting | 1701251 | 8404121 | 5.8 | Electrical installations | insulator | Construction | 6.0702 | kg | 10 | 44 | 1 | FALSE | 1 | FALSE |  | 1.1 | 6.0702 | 36.4211 | 5052 | Membrane (breather), polypropylene |  | 40 | D4 | 0 | 0 | 0 | 0 | 0 | 0 | 0 | 0 | 0
| Civic Offices | Services LED light fitting | 1701251 | 8404121 | 5.8 | Electrical installations | insulator | Construction | 6.0702 | kg | 10 | 44 | 1 | FALSE | 1 | FALSE |  | 1.1 | 6.0702 | 36.4211 | 5052 | Membrane (breather), polypropylene |  | 50 | B4B5 | 36.9833 | 8.6597e-07 | 0.20716 | 0.074283 | 0.024667 | 4.3513e-05 | 800.9895 | 4.5249 | 0.18149
| Civic Offices | Services LED light fitting | 1701251 | 8404121 | 5.8 | Electrical installations | insulator | Construction | 6.0702 | kg | 10 | 44 | 1 | FALSE | 1 | FALSE |  | 1.1 | 6.0702 | 36.4211 | 5052 | Membrane (breather), polypropylene |  | 50 | D2 | 0 | 0 | 0 | 0 | 0 | 0 | 0 | 0 | 0
| Civic Offices | Services LED light fitting | 1701251 | 8404121 | 5.8 | Electrical installations | insulator | Construction | 6.0702 | kg | 10 | 44 | 1 | FALSE | 1 | FALSE |  | 1.1 | 6.0702 | 36.4211 | 5052 | Membrane (breather), polypropylene |  | 50 | D3 | 0 | 0 | 0 | 0 | 0 | 0 | 0 | 0 | 0
| Civic Offices | Services LED light fitting | 1701251 | 8404121 | 5.8 | Electrical installations | insulator | Construction | 6.0702 | kg | 10 | 44 | 1 | FALSE | 1 | FALSE |  | 1.1 | 6.0702 | 36.4211 | 5052 | Membrane (breather), polypropylene |  | 50 | D4 | 0 | 0 | 0 | 0 | 0 | 0 | 0 | 0 | 0
| Civic Offices | Services LED light fitting | 1701251 | 8404122 | 5.8 | Electrical installations | plates | Construction | 4.2807 | kg | 10 | 44 | 1 | FALSE | 1 | FALSE |  | 1.05 | 4.2807 | 25.6842 | 5168 | Fencing (posts, square section), steel (galvanized) |  | 0 | A1A3 | 11.6793 | 7.9391e-07 | 0.19092 | 0.059596 | 0.011235 | 0.002754 | 157.2242 | 8.8247 | 0.22755
| Civic Offices | Services LED light fitting | 1701251 | 8404122 | 5.8 | Electrical installations | plates | Construction | 4.2807 | kg | 10 | 44 | 1 | FALSE | 1 | FALSE |  | 1.05 | 4.2807 | 25.6842 | 5168 | Fencing (posts, square section), steel (galvanized) |  | 0 | A4 | 0.18656 | 2.5815e-08 | 0.00088702 | 0.00016471 | 0.0001171 | 4.1547e-07 | 2.7296 | 0.79271 | 0.00075819
| Civic Offices | Services LED light fitting | 1701251 | 8404122 | 5.8 | Electrical installations | plates | Construction | 4.2807 | kg | 10 | 44 | 1 | FALSE | 1 | FALSE |  | 1.05 | 4.2807 | 25.6842 | 5168 | Fencing (posts, square section), steel (galvanized) |  | 0 | A5 | 0.00011126 | 2.9133e-11 | 7.78e-07 | 2.5565e-07 | 1.291e-07 | 1.5694e-10 | 0.0027275 | 0.032105 | 0
| Civic Offices | Services LED light fitting | 1701251 | 8404122 | 5.8 | Electrical installations | plates | Construction | 4.2807 | kg | 10 | 44 | 1 | FALSE | 1 | FALSE |  | 1.05 | 4.2807 | 25.6842 | 5168 | Fencing (posts, square section), steel (galvanized) |  | 0 | D2 | 0 | 0 | 0 | 0 | 0 | 0 | 0 | 0 | 0
| Civic Offices | Services LED light fitting | 1701251 | 8404122 | 5.8 | Electrical installations | plates | Construction | 4.2807 | kg | 10 | 44 | 1 | FALSE | 1 | FALSE |  | 1.05 | 4.2807 | 25.6842 | 5168 | Fencing (posts, square section), steel (galvanized) |  | 0 | D3 | 0 | 0 | 0 | 0 | 0 | 0 | 0 | 0 | 0
| Civic Offices | Services LED light fitting | 1701251 | 8404122 | 5.8 | Electrical installations | plates | Construction | 4.2807 | kg | 10 | 44 | 1 | FALSE | 1 | FALSE |  | 1.05 | 4.2807 | 25.6842 | 5168 | Fencing (posts, square section), steel (galvanized) |  | 0 | D4 | 0 | 0 | 0 | 0 | 0 | 0 | 0 | 0 | 0
| Civic Offices | Services LED light fitting | 1701251 | 8404122 | 5.8 | Electrical installations | plates | Construction | 4.2807 | kg | 10 | 44 | 1 | FALSE | 1 | FALSE |  | 1.05 | 4.2807 | 25.6842 | 5168 | Fencing (posts, square section), steel (galvanized) |  | 60 | C2 | 0 | 0 | 0 | 0 | 0 | 0 | 0 | 0 | 0
| Civic Offices | Services LED light fitting | 1701251 | 8404122 | 5.8 | Electrical installations | plates | Construction | 4.2807 | kg | 10 | 44 | 1 | FALSE | 1 | FALSE |  | 1.05 | 4.2807 | 25.6842 | 5168 | Fencing (posts, square section), steel (galvanized) |  | 60 | C4 | 0.0022251 | 5.8266e-10 | 1.556e-05 | 5.1129e-06 | 2.582e-06 | 3.1389e-09 | 0.054549 | 0.64211 | 0.00011159
| Civic Offices | Services LED light fitting | 1701251 | 8404122 | 5.8 | Electrical installations | plates | Construction | 4.2807 | kg | 10 | 44 | 1 | FALSE | 1 | FALSE |  | 1.05 | 4.2807 | 25.6842 | 5168 | Fencing (posts, square section), steel (galvanized) |  | 60 | D2 | 0 | 0 | 0 | 0 | 0 | 0 | 0 | 0 | 0
| Civic Offices | Services LED light fitting | 1701251 | 8404122 | 5.8 | Electrical installations | plates | Construction | 4.2807 | kg | 10 | 44 | 1 | FALSE | 1 | FALSE |  | 1.05 | 4.2807 | 25.6842 | 5168 | Fencing (posts, square section), steel (galvanized) |  | 60 | D3 | 0 | 0 | 0 | 0 | 0 | 0 | 0 | 0 | 0
| Civic Offices | Services LED light fitting | 1701251 | 8404122 | 5.8 | Electrical installations | plates | Construction | 4.2807 | kg | 10 | 44 | 1 | FALSE | 1 | FALSE |  | 1.05 | 4.2807 | 25.6842 | 5168 | Fencing (posts, square section), steel (galvanized) |  | 60 | D4 | 0 | 0 | 0 | 0 | 0 | 0 | 0 | 0 | 0
| Civic Offices | Services LED light fitting | 1701251 | 8404122 | 5.8 | Electrical installations | plates | Construction | 4.2807 | kg | 10 | 44 | 1 | FALSE | 1 | FALSE |  | 1.05 | 4.2807 | 25.6842 | 5168 | Fencing (posts, square section), steel (galvanized) |  | 10 | B4B5 | 11.8681 | 8.2034e-07 | 0.19183 | 0.059766 | 0.011355 | 0.0027544 | 160.0111 | 10.2916 | 0.22831
| Civic Offices | Services LED light fitting | 1701251 | 8404122 | 5.8 | Electrical installations | plates | Construction | 4.2807 | kg | 10 | 44 | 1 | FALSE | 1 | FALSE |  | 1.05 | 4.2807 | 25.6842 | 5168 | Fencing (posts, square section), steel (galvanized) |  | 10 | D2 | 0 | 0 | 0 | 0 | 0 | 0 | 0 | 0 | 0
| Civic Offices | Services LED light fitting | 1701251 | 8404122 | 5.8 | Electrical installations | plates | Construction | 4.2807 | kg | 10 | 44 | 1 | FALSE | 1 | FALSE |  | 1.05 | 4.2807 | 25.6842 | 5168 | Fencing (posts, square section), steel (galvanized) |  | 10 | D3 | 0 | 0 | 0 | 0 | 0 | 0 | 0 | 0 | 0
| Civic Offices | Services LED light fitting | 1701251 | 8404122 | 5.8 | Electrical installations | plates | Construction | 4.2807 | kg | 10 | 44 | 1 | FALSE | 1 | FALSE |  | 1.05 | 4.2807 | 25.6842 | 5168 | Fencing (posts, square section), steel (galvanized) |  | 10 | D4 | 0 | 0 | 0 | 0 | 0 | 0 | 0 | 0 | 0
| Civic Offices | Services LED light fitting | 1701251 | 8404122 | 5.8 | Electrical installations | plates | Construction | 4.2807 | kg | 10 | 44 | 1 | FALSE | 1 | FALSE |  | 1.05 | 4.2807 | 25.6842 | 5168 | Fencing (posts, square section), steel (galvanized) |  | 20 | B4B5 | 11.8681 | 8.2034e-07 | 0.19183 | 0.059766 | 0.011355 | 0.0027544 | 160.0111 | 10.2916 | 0.22831
| Civic Offices | Services LED light fitting | 1701251 | 8404122 | 5.8 | Electrical installations | plates | Construction | 4.2807 | kg | 10 | 44 | 1 | FALSE | 1 | FALSE |  | 1.05 | 4.2807 | 25.6842 | 5168 | Fencing (posts, square section), steel (galvanized) |  | 20 | D2 | 0 | 0 | 0 | 0 | 0 | 0 | 0 | 0 | 0
| Civic Offices | Services LED light fitting | 1701251 | 8404122 | 5.8 | Electrical installations | plates | Construction | 4.2807 | kg | 10 | 44 | 1 | FALSE | 1 | FALSE |  | 1.05 | 4.2807 | 25.6842 | 5168 | Fencing (posts, square section), steel (galvanized) |  | 20 | D3 | 0 | 0 | 0 | 0 | 0 | 0 | 0 | 0 | 0
| Civic Offices | Services LED light fitting | 1701251 | 8404122 | 5.8 | Electrical installations | plates | Construction | 4.2807 | kg | 10 | 44 | 1 | FALSE | 1 | FALSE |  | 1.05 | 4.2807 | 25.6842 | 5168 | Fencing (posts, square section), steel (galvanized) |  | 20 | D4 | 0 | 0 | 0 | 0 | 0 | 0 | 0 | 0 | 0
| Civic Offices | Services LED light fitting | 1701251 | 8404122 | 5.8 | Electrical installations | plates | Construction | 4.2807 | kg | 10 | 44 | 1 | FALSE | 1 | FALSE |  | 1.05 | 4.2807 | 25.6842 | 5168 | Fencing (posts, square section), steel (galvanized) |  | 30 | B4B5 | 11.8681 | 8.2034e-07 | 0.19183 | 0.059766 | 0.011355 | 0.0027544 | 160.0111 | 10.2916 | 0.22831
| Civic Offices | Services LED light fitting | 1701251 | 8404122 | 5.8 | Electrical installations | plates | Construction | 4.2807 | kg | 10 | 44 | 1 | FALSE | 1 | FALSE |  | 1.05 | 4.2807 | 25.6842 | 5168 | Fencing (posts, square section), steel (galvanized) |  | 30 | D2 | 0 | 0 | 0 | 0 | 0 | 0 | 0 | 0 | 0
| Civic Offices | Services LED light fitting | 1701251 | 8404122 | 5.8 | Electrical installations | plates | Construction | 4.2807 | kg | 10 | 44 | 1 | FALSE | 1 | FALSE |  | 1.05 | 4.2807 | 25.6842 | 5168 | Fencing (posts, square section), steel (galvanized) |  | 30 | D3 | 0 | 0 | 0 | 0 | 0 | 0 | 0 | 0 | 0
| Civic Offices | Services LED light fitting | 1701251 | 8404122 | 5.8 | Electrical installations | plates | Construction | 4.2807 | kg | 10 | 44 | 1 | FALSE | 1 | FALSE |  | 1.05 | 4.2807 | 25.6842 | 5168 | Fencing (posts, square section), steel (galvanized) |  | 30 | D4 | 0 | 0 | 0 | 0 | 0 | 0 | 0 | 0 | 0
| Civic Offices | Services LED light fitting | 1701251 | 8404122 | 5.8 | Electrical installations | plates | Construction | 4.2807 | kg | 10 | 44 | 1 | FALSE | 1 | FALSE |  | 1.05 | 4.2807 | 25.6842 | 5168 | Fencing (posts, square section), steel (galvanized) |  | 40 | B4B5 | 11.8681 | 8.2034e-07 | 0.19183 | 0.059766 | 0.011355 | 0.0027544 | 160.0111 | 10.2916 | 0.22831
| Civic Offices | Services LED light fitting | 1701251 | 8404122 | 5.8 | Electrical installations | plates | Construction | 4.2807 | kg | 10 | 44 | 1 | FALSE | 1 | FALSE |  | 1.05 | 4.2807 | 25.6842 | 5168 | Fencing (posts, square section), steel (galvanized) |  | 40 | D2 | 0 | 0 | 0 | 0 | 0 | 0 | 0 | 0 | 0
| Civic Offices | Services LED light fitting | 1701251 | 8404122 | 5.8 | Electrical installations | plates | Construction | 4.2807 | kg | 10 | 44 | 1 | FALSE | 1 | FALSE |  | 1.05 | 4.2807 | 25.6842 | 5168 | Fencing (posts, square section), steel (galvanized) |  | 40 | D3 | 0 | 0 | 0 | 0 | 0 | 0 | 0 | 0 | 0
| Civic Offices | Services LED light fitting | 1701251 | 8404122 | 5.8 | Electrical installations | plates | Construction | 4.2807 | kg | 10 | 44 | 1 | FALSE | 1 | FALSE |  | 1.05 | 4.2807 | 25.6842 | 5168 | Fencing (posts, square section), steel (galvanized) |  | 40 | D4 | 0 | 0 | 0 | 0 | 0 | 0 | 0 | 0 | 0
| Civic Offices | Services LED light fitting | 1701251 | 8404122 | 5.8 | Electrical installations | plates | Construction | 4.2807 | kg | 10 | 44 | 1 | FALSE | 1 | FALSE |  | 1.05 | 4.2807 | 25.6842 | 5168 | Fencing (posts, square section), steel (galvanized) |  | 50 | B4B5 | 11.8681 | 8.2034e-07 | 0.19183 | 0.059766 | 0.011355 | 0.0027544 | 160.0111 | 10.2916 | 0.22831
| Civic Offices | Services LED light fitting | 1701251 | 8404122 | 5.8 | Electrical installations | plates | Construction | 4.2807 | kg | 10 | 44 | 1 | FALSE | 1 | FALSE |  | 1.05 | 4.2807 | 25.6842 | 5168 | Fencing (posts, square section), steel (galvanized) |  | 50 | D2 | 0 | 0 | 0 | 0 | 0 | 0 | 0 | 0 | 0
| Civic Offices | Services LED light fitting | 1701251 | 8404122 | 5.8 | Electrical installations | plates | Construction | 4.2807 | kg | 10 | 44 | 1 | FALSE | 1 | FALSE |  | 1.05 | 4.2807 | 25.6842 | 5168 | Fencing (posts, square section), steel (galvanized) |  | 50 | D3 | 0 | 0 | 0 | 0 | 0 | 0 | 0 | 0 | 0
| Civic Offices | Services LED light fitting | 1701251 | 8404122 | 5.8 | Electrical installations | plates | Construction | 4.2807 | kg | 10 | 44 | 1 | FALSE | 1 | FALSE |  | 1.05 | 4.2807 | 25.6842 | 5168 | Fencing (posts, square section), steel (galvanized) |  | 50 | D4 | 0 | 0 | 0 | 0 | 0 | 0 | 0 | 0 | 0
| Civic Offices | Services electrical wireing | 1701252 | 8404124 | 5.2 | Services equipment | copper wire 6mm siam | Construction | 131.0739 | Linear length Calculation | 30 | 44 | 1 | FALSE | 1 | FALSE |  | 1.03 | 131.0739 | 262.1477 | 5113 | Cladding sheet (plain), copper |  | 0 | A1A3 | 929.5151 | 0.00077247 | 47.2737 | 31.5566 | 2.6131 | 0.21507 | 14103.762 | 2753.2138 | 29.7119
| Civic Offices | Services electrical wireing | 1701252 | 8404124 | 5.2 | Services equipment | copper wire 6mm siam | Construction | 131.0739 | Linear length Calculation | 30 | 44 | 1 | FALSE | 1 | FALSE |  | 1.03 | 131.0739 | 262.1477 | 5113 | Cladding sheet (plain), copper |  | 0 | A4 | 2.6451 | 4.7526e-07 | 0.008661 | 0.0023409 | 0.0014776 | 9.2248e-06 | 39.4298 | 6.0206 | 0.010885
| Civic Offices | Services electrical wireing | 1701252 | 8404124 | 5.2 | Services equipment | copper wire 6mm siam | Construction | 131.0739 | Linear length Calculation | 30 | 44 | 1 | FALSE | 1 | FALSE |  | 1.03 | 131.0739 | 262.1477 | 5113 | Cladding sheet (plain), copper |  | 0 | A5 | 0.002044 | 5.3522e-10 | 1.4293e-05 | 4.6967e-06 | 2.3718e-06 | 2.8833e-09 | 0.050109 | 0.58983 | 0
| Civic Offices | Services electrical wireing | 1701252 | 8404124 | 5.2 | Services equipment | copper wire 6mm siam | Construction | 131.0739 | Linear length Calculation | 30 | 44 | 1 | FALSE | 1 | FALSE |  | 1.03 | 131.0739 | 262.1477 | 5113 | Cladding sheet (plain), copper |  | 0 | D2 | 0 | 0 | 0 | 0 | 0 | 0 | 0 | 0 | 0
| Civic Offices | Services electrical wireing | 1701252 | 8404124 | 5.2 | Services equipment | copper wire 6mm siam | Construction | 131.0739 | Linear length Calculation | 30 | 44 | 1 | FALSE | 1 | FALSE |  | 1.03 | 131.0739 | 262.1477 | 5113 | Cladding sheet (plain), copper |  | 0 | D3 | 0 | 0 | 0 | 0 | 0 | 0 | 0 | 0 | 0
| Civic Offices | Services electrical wireing | 1701252 | 8404124 | 5.2 | Services equipment | copper wire 6mm siam | Construction | 131.0739 | Linear length Calculation | 30 | 44 | 1 | FALSE | 1 | FALSE |  | 1.03 | 131.0739 | 262.1477 | 5113 | Cladding sheet (plain), copper |  | 0 | D4 | 0 | 0 | 0 | 0 | 0 | 0 | 0 | 0 | 0
| Civic Offices | Services electrical wireing | 1701252 | 8404124 | 5.2 | Services equipment | copper wire 6mm siam | Construction | 131.0739 | Linear length Calculation | 30 | 44 | 1 | FALSE | 1 | FALSE |  | 1.03 | 131.0739 | 262.1477 | 5113 | Cladding sheet (plain), copper |  | 60 | C2 | 0 | 0 | 0 | 0 | 0 | 0 | 0 | 0 | 0
| Civic Offices | Services electrical wireing | 1701252 | 8404124 | 5.2 | Services equipment | copper wire 6mm siam | Construction | 131.0739 | Linear length Calculation | 30 | 44 | 1 | FALSE | 1 | FALSE |  | 1.03 | 131.0739 | 262.1477 | 5113 | Cladding sheet (plain), copper |  | 60 | C4 | 0.068132 | 1.7841e-08 | 0.00047644 | 0.00015656 | 7.906e-05 | 9.6111e-08 | 1.6703 | 19.6611 | 0.0034168
| Civic Offices | Services electrical wireing | 1701252 | 8404124 | 5.2 | Services equipment | copper wire 6mm siam | Construction | 131.0739 | Linear length Calculation | 30 | 44 | 1 | FALSE | 1 | FALSE |  | 1.03 | 131.0739 | 262.1477 | 5113 | Cladding sheet (plain), copper |  | 60 | D2 | 0 | 0 | 0 | 0 | 0 | 0 | 0 | 0 | 0
| Civic Offices | Services electrical wireing | 1701252 | 8404124 | 5.2 | Services equipment | copper wire 6mm siam | Construction | 131.0739 | Linear length Calculation | 30 | 44 | 1 | FALSE | 1 | FALSE |  | 1.03 | 131.0739 | 262.1477 | 5113 | Cladding sheet (plain), copper |  | 60 | D3 | 0 | 0 | 0 | 0 | 0 | 0 | 0 | 0 | 0
| Civic Offices | Services electrical wireing | 1701252 | 8404124 | 5.2 | Services equipment | copper wire 6mm siam | Construction | 131.0739 | Linear length Calculation | 30 | 44 | 1 | FALSE | 1 | FALSE |  | 1.03 | 131.0739 | 262.1477 | 5113 | Cladding sheet (plain), copper |  | 60 | D4 | 0 | 0 | 0 | 0 | 0 | 0 | 0 | 0 | 0
| Civic Offices | Services electrical wireing | 1701252 | 8404124 | 5.2 | Services equipment | copper wire 6mm siam | Construction | 131.0739 | Linear length Calculation | 30 | 44 | 1 | FALSE | 1 | FALSE |  | 1.03 | 131.0739 | 262.1477 | 5113 | Cladding sheet (plain), copper |  | 30 | B4B5 | 932.2304 | 0.00077296 | 47.2829 | 31.5591 | 2.6147 | 0.21508 | 14144.9122 | 2779.4853 | 29.7227
| Civic Offices | Services electrical wireing | 1701252 | 8404124 | 5.2 | Services equipment | copper wire 6mm siam | Construction | 131.0739 | Linear length Calculation | 30 | 44 | 1 | FALSE | 1 | FALSE |  | 1.03 | 131.0739 | 262.1477 | 5113 | Cladding sheet (plain), copper |  | 30 | D2 | 0 | 0 | 0 | 0 | 0 | 0 | 0 | 0 | 0
| Civic Offices | Services electrical wireing | 1701252 | 8404124 | 5.2 | Services equipment | copper wire 6mm siam | Construction | 131.0739 | Linear length Calculation | 30 | 44 | 1 | FALSE | 1 | FALSE |  | 1.03 | 131.0739 | 262.1477 | 5113 | Cladding sheet (plain), copper |  | 30 | D3 | 0 | 0 | 0 | 0 | 0 | 0 | 0 | 0 | 0
| Civic Offices | Services electrical wireing | 1701252 | 8404124 | 5.2 | Services equipment | copper wire 6mm siam | Construction | 131.0739 | Linear length Calculation | 30 | 44 | 1 | FALSE | 1 | FALSE |  | 1.03 | 131.0739 | 262.1477 | 5113 | Cladding sheet (plain), copper |  | 30 | D4 | 0 | 0 | 0 | 0 | 0 | 0 | 0 | 0 | 0
| Civic Offices | Services electrical wireing | 1701252 | 8404125 | 5.2 | Services equipment | conduit 20mm | Construction | 100.7955 | Linear length Calculation | 30 | 44 | 1 | FALSE | 1 | FALSE |  | 1.05 | 100.7955 | 201.591 | 5377 | Roof membrane (single ply), PVC |  | 0 | A1A3 | 220.7712 | 1.804e-05 | 1.2477 | 0.32964 | 0.2732 | 0.0032628 | 6002.1793 | 958.3511 | 1.8729
| Civic Offices | Services electrical wireing | 1701252 | 8404125 | 5.2 | Services equipment | conduit 20mm | Construction | 100.7955 | Linear length Calculation | 30 | 44 | 1 | FALSE | 1 | FALSE |  | 1.05 | 100.7955 | 201.591 | 5377 | Roof membrane (single ply), PVC |  | 0 | A4 | 2.0052 | 3.6029e-07 | 0.0065658 | 0.0017746 | 0.0011201 | 6.9932e-06 | 29.8912 | 4.5642 | 0.0082518
| Civic Offices | Services electrical wireing | 1701252 | 8404125 | 5.2 | Services equipment | conduit 20mm | Construction | 100.7955 | Linear length Calculation | 30 | 44 | 1 | FALSE | 1 | FALSE |  | 1.05 | 100.7955 | 201.591 | 5377 | Roof membrane (single ply), PVC |  | 0 | A5 | 0.096805 | 4.1495e-09 | 0.0003084 | 0.0057247 | 3.3721e-05 | 2.2632e-08 | 0.3849 | 0.75597 | 0
| Civic Offices | Services electrical wireing | 1701252 | 8404125 | 5.2 | Services equipment | conduit 20mm | Construction | 100.7955 | Linear length Calculation | 30 | 44 | 1 | FALSE | 1 | FALSE |  | 1.05 | 100.7955 | 201.591 | 5377 | Roof membrane (single ply), PVC |  | 0 | D2 | 0 | 0 | 0 | 0 | 0 | 0 | 0 | 0 | 0
| Civic Offices | Services electrical wireing | 1701252 | 8404125 | 5.2 | Services equipment | conduit 20mm | Construction | 100.7955 | Linear length Calculation | 30 | 44 | 1 | FALSE | 1 | FALSE |  | 1.05 | 100.7955 | 201.591 | 5377 | Roof membrane (single ply), PVC |  | 0 | D3 | 0 | 0 | 0 | 0 | 0 | 0 | 0 | 0 | 0
| Civic Offices | Services electrical wireing | 1701252 | 8404125 | 5.2 | Services equipment | conduit 20mm | Construction | 100.7955 | Linear length Calculation | 30 | 44 | 1 | FALSE | 1 | FALSE |  | 1.05 | 100.7955 | 201.591 | 5377 | Roof membrane (single ply), PVC |  | 0 | D4 | 0 | 0 | 0 | 0 | 0 | 0 | 0 | 0 | 0
| Civic Offices | Services electrical wireing | 1701252 | 8404125 | 5.2 | Services equipment | conduit 20mm | Construction | 100.7955 | Linear length Calculation | 30 | 44 | 1 | FALSE | 1 | FALSE |  | 1.05 | 100.7955 | 201.591 | 5377 | Roof membrane (single ply), PVC |  | 60 | C2 | 0 | 0 | 0 | 0 | 0 | 0 | 0 | 0 | 0
| Civic Offices | Services electrical wireing | 1701252 | 8404125 | 5.2 | Services equipment | conduit 20mm | Construction | 100.7955 | Linear length Calculation | 30 | 44 | 1 | FALSE | 1 | FALSE |  | 1.05 | 100.7955 | 201.591 | 5377 | Roof membrane (single ply), PVC |  | 60 | C4 | 1.9361 | 8.2991e-08 | 0.0061681 | 0.11449 | 0.00067441 | 4.5264e-07 | 7.6981 | 15.1193 | 0.047263
| Civic Offices | Services electrical wireing | 1701252 | 8404125 | 5.2 | Services equipment | conduit 20mm | Construction | 100.7955 | Linear length Calculation | 30 | 44 | 1 | FALSE | 1 | FALSE |  | 1.05 | 100.7955 | 201.591 | 5377 | Roof membrane (single ply), PVC |  | 60 | D2 | 0 | 0 | 0 | 0 | 0 | 0 | 0 | 0 | 0
| Civic Offices | Services electrical wireing | 1701252 | 8404125 | 5.2 | Services equipment | conduit 20mm | Construction | 100.7955 | Linear length Calculation | 30 | 44 | 1 | FALSE | 1 | FALSE |  | 1.05 | 100.7955 | 201.591 | 5377 | Roof membrane (single ply), PVC |  | 60 | D3 | 0 | 0 | 0 | 0 | 0 | 0 | 0 | 0 | 0
| Civic Offices | Services electrical wireing | 1701252 | 8404125 | 5.2 | Services equipment | conduit 20mm | Construction | 100.7955 | Linear length Calculation | 30 | 44 | 1 | FALSE | 1 | FALSE |  | 1.05 | 100.7955 | 201.591 | 5377 | Roof membrane (single ply), PVC |  | 60 | D4 | 0 | 0 | 0 | 0 | 0 | 0 | 0 | 0 | 0
| Civic Offices | Services electrical wireing | 1701252 | 8404125 | 5.2 | Services equipment | conduit 20mm | Construction | 100.7955 | Linear length Calculation | 30 | 44 | 1 | FALSE | 1 | FALSE |  | 1.05 | 100.7955 | 201.591 | 5377 | Roof membrane (single ply), PVC |  | 30 | B4B5 | 224.8093 | 1.8487e-05 | 1.2608 | 0.45163 | 0.27503 | 0.0032703 | 6040.1534 | 978.7906 | 1.8811
| Civic Offices | Services electrical wireing | 1701252 | 8404125 | 5.2 | Services equipment | conduit 20mm | Construction | 100.7955 | Linear length Calculation | 30 | 44 | 1 | FALSE | 1 | FALSE |  | 1.05 | 100.7955 | 201.591 | 5377 | Roof membrane (single ply), PVC |  | 30 | D2 | 0 | 0 | 0 | 0 | 0 | 0 | 0 | 0 | 0
| Civic Offices | Services electrical wireing | 1701252 | 8404125 | 5.2 | Services equipment | conduit 20mm | Construction | 100.7955 | Linear length Calculation | 30 | 44 | 1 | FALSE | 1 | FALSE |  | 1.05 | 100.7955 | 201.591 | 5377 | Roof membrane (single ply), PVC |  | 30 | D3 | 0 | 0 | 0 | 0 | 0 | 0 | 0 | 0 | 0
| Civic Offices | Services electrical wireing | 1701252 | 8404125 | 5.2 | Services equipment | conduit 20mm | Construction | 100.7955 | Linear length Calculation | 30 | 44 | 1 | FALSE | 1 | FALSE |  | 1.05 | 100.7955 | 201.591 | 5377 | Roof membrane (single ply), PVC |  | 30 | D4 | 0 | 0 | 0 | 0 | 0 | 0 | 0 | 0 | 0
| Civic Offices | Services LED light fitting | 1701255 | 8404127 | 5.8 | Electrical installations | heat sink | Construction | 6.4737 | kg | 10 | 44 | 1 | FALSE | 1 | FALSE |  | 1.01 | 6.4737 | 38.8421 | 5536 | Window furniture/hardware, aluminium |  | 0 | A1A3 | 122.8662 | 4.1605e-06 | 0.83993 | 0.19247 | 0.06239 | 0.00010702 | 1535.6408 | 25.9922 | 0.81577
| Civic Offices | Services LED light fitting | 1701255 | 8404127 | 5.8 | Electrical installations | heat sink | Construction | 6.4737 | kg | 10 | 44 | 1 | FALSE | 1 | FALSE |  | 1.01 | 6.4737 | 38.8421 | 5536 | Window furniture/hardware, aluminium |  | 0 | A4 | 0.32221 | 3.5738e-08 | 0.0016693 | 0.0002709 | 0.00020586 | 4.4778e-07 | 4.6524 | 1.2647 | 0.0012711
| Civic Offices | Services LED light fitting | 1701255 | 8404127 | 5.8 | Electrical installations | heat sink | Construction | 6.4737 | kg | 10 | 44 | 1 | FALSE | 1 | FALSE |  | 1.01 | 6.4737 | 38.8421 | 5536 | Window furniture/hardware, aluminium |  | 0 | A5 | 3.365e-05 | 8.8115e-12 | 2.3531e-07 | 7.7323e-08 | 3.9048e-08 | 4.7469e-11 | 0.00082495 | 0.0097105 | 0
| Civic Offices | Services LED light fitting | 1701255 | 8404127 | 5.8 | Electrical installations | heat sink | Construction | 6.4737 | kg | 10 | 44 | 1 | FALSE | 1 | FALSE |  | 1.01 | 6.4737 | 38.8421 | 5536 | Window furniture/hardware, aluminium |  | 0 | D2 | 0 | 0 | 0 | 0 | 0 | 0 | 0 | 0 | 0
| Civic Offices | Services LED light fitting | 1701255 | 8404127 | 5.8 | Electrical installations | heat sink | Construction | 6.4737 | kg | 10 | 44 | 1 | FALSE | 1 | FALSE |  | 1.01 | 6.4737 | 38.8421 | 5536 | Window furniture/hardware, aluminium |  | 0 | D3 | 0 | 0 | 0 | 0 | 0 | 0 | 0 | 0 | 0
| Civic Offices | Services LED light fitting | 1701255 | 8404127 | 5.8 | Electrical installations | heat sink | Construction | 6.4737 | kg | 10 | 44 | 1 | FALSE | 1 | FALSE |  | 1.01 | 6.4737 | 38.8421 | 5536 | Window furniture/hardware, aluminium |  | 0 | D4 | 0 | 0 | 0 | 0 | 0 | 0 | 0 | 0 | 0
| Civic Offices | Services LED light fitting | 1701255 | 8404127 | 5.8 | Electrical installations | heat sink | Construction | 6.4737 | kg | 10 | 44 | 1 | FALSE | 1 | FALSE |  | 1.01 | 6.4737 | 38.8421 | 5536 | Window furniture/hardware, aluminium |  | 60 | C2 | 0 | 0 | 0 | 0 | 0 | 0 | 0 | 0 | 0
| Civic Offices | Services LED light fitting | 1701255 | 8404127 | 5.8 | Electrical installations | heat sink | Construction | 6.4737 | kg | 10 | 44 | 1 | FALSE | 1 | FALSE |  | 1.01 | 6.4737 | 38.8421 | 5536 | Window furniture/hardware, aluminium |  | 60 | C4 | 0.003365 | 8.8115e-10 | 2.3531e-05 | 7.7323e-06 | 3.9048e-06 | 4.7469e-09 | 0.082495 | 0.97105 | 0.00016876
| Civic Offices | Services LED light fitting | 1701255 | 8404127 | 5.8 | Electrical installations | heat sink | Construction | 6.4737 | kg | 10 | 44 | 1 | FALSE | 1 | FALSE |  | 1.01 | 6.4737 | 38.8421 | 5536 | Window furniture/hardware, aluminium |  | 60 | D2 | 0 | 0 | 0 | 0 | 0 | 0 | 0 | 0 | 0
| Civic Offices | Services LED light fitting | 1701255 | 8404127 | 5.8 | Electrical installations | heat sink | Construction | 6.4737 | kg | 10 | 44 | 1 | FALSE | 1 | FALSE |  | 1.01 | 6.4737 | 38.8421 | 5536 | Window furniture/hardware, aluminium |  | 60 | D3 | 0 | 0 | 0 | 0 | 0 | 0 | 0 | 0 | 0
| Civic Offices | Services LED light fitting | 1701255 | 8404127 | 5.8 | Electrical installations | heat sink | Construction | 6.4737 | kg | 10 | 44 | 1 | FALSE | 1 | FALSE |  | 1.01 | 6.4737 | 38.8421 | 5536 | Window furniture/hardware, aluminium |  | 60 | D4 | 0 | 0 | 0 | 0 | 0 | 0 | 0 | 0 | 0
| Civic Offices | Services LED light fitting | 1701255 | 8404127 | 5.8 | Electrical installations | heat sink | Construction | 6.4737 | kg | 10 | 44 | 1 | FALSE | 1 | FALSE |  | 1.01 | 6.4737 | 38.8421 | 5536 | Window furniture/hardware, aluminium |  | 10 | B4B5 | 123.1918 | 4.1971e-06 | 0.84163 | 0.19275 | 0.0626 | 0.00010748 | 1540.3766 | 28.2377 | 0.81704
| Civic Offices | Services LED light fitting | 1701255 | 8404127 | 5.8 | Electrical installations | heat sink | Construction | 6.4737 | kg | 10 | 44 | 1 | FALSE | 1 | FALSE |  | 1.01 | 6.4737 | 38.8421 | 5536 | Window furniture/hardware, aluminium |  | 10 | D2 | 0 | 0 | 0 | 0 | 0 | 0 | 0 | 0 | 0
| Civic Offices | Services LED light fitting | 1701255 | 8404127 | 5.8 | Electrical installations | heat sink | Construction | 6.4737 | kg | 10 | 44 | 1 | FALSE | 1 | FALSE |  | 1.01 | 6.4737 | 38.8421 | 5536 | Window furniture/hardware, aluminium |  | 10 | D3 | 0 | 0 | 0 | 0 | 0 | 0 | 0 | 0 | 0
| Civic Offices | Services LED light fitting | 1701255 | 8404127 | 5.8 | Electrical installations | heat sink | Construction | 6.4737 | kg | 10 | 44 | 1 | FALSE | 1 | FALSE |  | 1.01 | 6.4737 | 38.8421 | 5536 | Window furniture/hardware, aluminium |  | 10 | D4 | 0 | 0 | 0 | 0 | 0 | 0 | 0 | 0 | 0
| Civic Offices | Services LED light fitting | 1701255 | 8404127 | 5.8 | Electrical installations | heat sink | Construction | 6.4737 | kg | 10 | 44 | 1 | FALSE | 1 | FALSE |  | 1.01 | 6.4737 | 38.8421 | 5536 | Window furniture/hardware, aluminium |  | 20 | B4B5 | 123.1918 | 4.1971e-06 | 0.84163 | 0.19275 | 0.0626 | 0.00010748 | 1540.3766 | 28.2377 | 0.81704
| Civic Offices | Services LED light fitting | 1701255 | 8404127 | 5.8 | Electrical installations | heat sink | Construction | 6.4737 | kg | 10 | 44 | 1 | FALSE | 1 | FALSE |  | 1.01 | 6.4737 | 38.8421 | 5536 | Window furniture/hardware, aluminium |  | 20 | D2 | 0 | 0 | 0 | 0 | 0 | 0 | 0 | 0 | 0
| Civic Offices | Services LED light fitting | 1701255 | 8404127 | 5.8 | Electrical installations | heat sink | Construction | 6.4737 | kg | 10 | 44 | 1 | FALSE | 1 | FALSE |  | 1.01 | 6.4737 | 38.8421 | 5536 | Window furniture/hardware, aluminium |  | 20 | D3 | 0 | 0 | 0 | 0 | 0 | 0 | 0 | 0 | 0
| Civic Offices | Services LED light fitting | 1701255 | 8404127 | 5.8 | Electrical installations | heat sink | Construction | 6.4737 | kg | 10 | 44 | 1 | FALSE | 1 | FALSE |  | 1.01 | 6.4737 | 38.8421 | 5536 | Window furniture/hardware, aluminium |  | 20 | D4 | 0 | 0 | 0 | 0 | 0 | 0 | 0 | 0 | 0
| Civic Offices | Services LED light fitting | 1701255 | 8404127 | 5.8 | Electrical installations | heat sink | Construction | 6.4737 | kg | 10 | 44 | 1 | FALSE | 1 | FALSE |  | 1.01 | 6.4737 | 38.8421 | 5536 | Window furniture/hardware, aluminium |  | 30 | B4B5 | 123.1918 | 4.1971e-06 | 0.84163 | 0.19275 | 0.0626 | 0.00010748 | 1540.3766 | 28.2377 | 0.81704
| Civic Offices | Services LED light fitting | 1701255 | 8404127 | 5.8 | Electrical installations | heat sink | Construction | 6.4737 | kg | 10 | 44 | 1 | FALSE | 1 | FALSE |  | 1.01 | 6.4737 | 38.8421 | 5536 | Window furniture/hardware, aluminium |  | 30 | D2 | 0 | 0 | 0 | 0 | 0 | 0 | 0 | 0 | 0
| Civic Offices | Services LED light fitting | 1701255 | 8404127 | 5.8 | Electrical installations | heat sink | Construction | 6.4737 | kg | 10 | 44 | 1 | FALSE | 1 | FALSE |  | 1.01 | 6.4737 | 38.8421 | 5536 | Window furniture/hardware, aluminium |  | 30 | D3 | 0 | 0 | 0 | 0 | 0 | 0 | 0 | 0 | 0
| Civic Offices | Services LED light fitting | 1701255 | 8404127 | 5.8 | Electrical installations | heat sink | Construction | 6.4737 | kg | 10 | 44 | 1 | FALSE | 1 | FALSE |  | 1.01 | 6.4737 | 38.8421 | 5536 | Window furniture/hardware, aluminium |  | 30 | D4 | 0 | 0 | 0 | 0 | 0 | 0 | 0 | 0 | 0
| Civic Offices | Services LED light fitting | 1701255 | 8404127 | 5.8 | Electrical installations | heat sink | Construction | 6.4737 | kg | 10 | 44 | 1 | FALSE | 1 | FALSE |  | 1.01 | 6.4737 | 38.8421 | 5536 | Window furniture/hardware, aluminium |  | 40 | B4B5 | 123.1918 | 4.1971e-06 | 0.84163 | 0.19275 | 0.0626 | 0.00010748 | 1540.3766 | 28.2377 | 0.81704
| Civic Offices | Services LED light fitting | 1701255 | 8404127 | 5.8 | Electrical installations | heat sink | Construction | 6.4737 | kg | 10 | 44 | 1 | FALSE | 1 | FALSE |  | 1.01 | 6.4737 | 38.8421 | 5536 | Window furniture/hardware, aluminium |  | 40 | D2 | 0 | 0 | 0 | 0 | 0 | 0 | 0 | 0 | 0
| Civic Offices | Services LED light fitting | 1701255 | 8404127 | 5.8 | Electrical installations | heat sink | Construction | 6.4737 | kg | 10 | 44 | 1 | FALSE | 1 | FALSE |  | 1.01 | 6.4737 | 38.8421 | 5536 | Window furniture/hardware, aluminium |  | 40 | D3 | 0 | 0 | 0 | 0 | 0 | 0 | 0 | 0 | 0
| Civic Offices | Services LED light fitting | 1701255 | 8404127 | 5.8 | Electrical installations | heat sink | Construction | 6.4737 | kg | 10 | 44 | 1 | FALSE | 1 | FALSE |  | 1.01 | 6.4737 | 38.8421 | 5536 | Window furniture/hardware, aluminium |  | 40 | D4 | 0 | 0 | 0 | 0 | 0 | 0 | 0 | 0 | 0
| Civic Offices | Services LED light fitting | 1701255 | 8404127 | 5.8 | Electrical installations | heat sink | Construction | 6.4737 | kg | 10 | 44 | 1 | FALSE | 1 | FALSE |  | 1.01 | 6.4737 | 38.8421 | 5536 | Window furniture/hardware, aluminium |  | 50 | B4B5 | 123.1918 | 4.1971e-06 | 0.84163 | 0.19275 | 0.0626 | 0.00010748 | 1540.3766 | 28.2377 | 0.81704
| Civic Offices | Services LED light fitting | 1701255 | 8404127 | 5.8 | Electrical installations | heat sink | Construction | 6.4737 | kg | 10 | 44 | 1 | FALSE | 1 | FALSE |  | 1.01 | 6.4737 | 38.8421 | 5536 | Window furniture/hardware, aluminium |  | 50 | D2 | 0 | 0 | 0 | 0 | 0 | 0 | 0 | 0 | 0
| Civic Offices | Services LED light fitting | 1701255 | 8404127 | 5.8 | Electrical installations | heat sink | Construction | 6.4737 | kg | 10 | 44 | 1 | FALSE | 1 | FALSE |  | 1.01 | 6.4737 | 38.8421 | 5536 | Window furniture/hardware, aluminium |  | 50 | D3 | 0 | 0 | 0 | 0 | 0 | 0 | 0 | 0 | 0
| Civic Offices | Services LED light fitting | 1701255 | 8404127 | 5.8 | Electrical installations | heat sink | Construction | 6.4737 | kg | 10 | 44 | 1 | FALSE | 1 | FALSE |  | 1.01 | 6.4737 | 38.8421 | 5536 | Window furniture/hardware, aluminium |  | 50 | D4 | 0 | 0 | 0 | 0 | 0 | 0 | 0 | 0 | 0
| Civic Offices | Services LED light fitting | 1701255 | 8404128 | 5.8 | Electrical installations | glass bulb | Construction | 1.8772 | kg | 10 | 44 | 1 | FALSE | 1 | FALSE |  | 1.05 | 1.8772 | 11.2632 | 5490 | General glazing, glass (toughened) |  | 0 | A1A3 | 2.2141 | 2.0415e-07 | 0.021024 | 0.002651 | 0.0012733 | 1.4058e-05 | 27.114 | 15.3201 | 0.010793
| Civic Offices | Services LED light fitting | 1701255 | 8404128 | 5.8 | Electrical installations | glass bulb | Construction | 1.8772 | kg | 10 | 44 | 1 | FALSE | 1 | FALSE |  | 1.05 | 1.8772 | 11.2632 | 5490 | General glazing, glass (toughened) |  | 0 | A4 | 0.047458 | 8.7355e-09 | 0.00015869 | 4.1871e-05 | 2.7684e-05 | 1.2498e-07 | 0.71671 | 0.088552 | 0.00019662
| Civic Offices | Services LED light fitting | 1701255 | 8404128 | 5.8 | Electrical installations | glass bulb | Construction | 1.8772 | kg | 10 | 44 | 1 | FALSE | 1 | FALSE |  | 1.05 | 1.8772 | 11.2632 | 5490 | General glazing, glass (toughened) |  | 0 | A5 | 0.00014618 | 5.0393e-11 | 1.1258e-06 | 2.7799e-07 | 1.9449e-07 | 1.5802e-10 | 0.0042458 | 0.014079 | 0
| Civic Offices | Services LED light fitting | 1701255 | 8404128 | 5.8 | Electrical installations | glass bulb | Construction | 1.8772 | kg | 10 | 44 | 1 | FALSE | 1 | FALSE |  | 1.05 | 1.8772 | 11.2632 | 5490 | General glazing, glass (toughened) |  | 0 | D2 | 0 | 0 | 0 | 0 | 0 | 0 | 0 | 0 | 0
| Civic Offices | Services LED light fitting | 1701255 | 8404128 | 5.8 | Electrical installations | glass bulb | Construction | 1.8772 | kg | 10 | 44 | 1 | FALSE | 1 | FALSE |  | 1.05 | 1.8772 | 11.2632 | 5490 | General glazing, glass (toughened) |  | 0 | D3 | 0 | 0 | 0 | 0 | 0 | 0 | 0 | 0 | 0
| Civic Offices | Services LED light fitting | 1701255 | 8404128 | 5.8 | Electrical installations | glass bulb | Construction | 1.8772 | kg | 10 | 44 | 1 | FALSE | 1 | FALSE |  | 1.05 | 1.8772 | 11.2632 | 5490 | General glazing, glass (toughened) |  | 0 | D4 | 0 | 0 | 0 | 0 | 0 | 0 | 0 | 0 | 0
| Civic Offices | Services LED light fitting | 1701255 | 8404128 | 5.8 | Electrical installations | glass bulb | Construction | 1.8772 | kg | 10 | 44 | 1 | FALSE | 1 | FALSE |  | 1.05 | 1.8772 | 11.2632 | 5490 | General glazing, glass (toughened) |  | 60 | C2 | 0 | 0 | 0 | 0 | 0 | 0 | 0 | 0 | 0
| Civic Offices | Services LED light fitting | 1701255 | 8404128 | 5.8 | Electrical installations | glass bulb | Construction | 1.8772 | kg | 10 | 44 | 1 | FALSE | 1 | FALSE |  | 1.05 | 1.8772 | 11.2632 | 5490 | General glazing, glass (toughened) |  | 60 | C4 | 0.0029236 | 1.0079e-09 | 2.2517e-05 | 5.5599e-06 | 3.8897e-06 | 3.1604e-09 | 0.084917 | 0.28158 | 0.00027561
| Civic Offices | Services LED light fitting | 1701255 | 8404128 | 5.8 | Electrical installations | glass bulb | Construction | 1.8772 | kg | 10 | 44 | 1 | FALSE | 1 | FALSE |  | 1.05 | 1.8772 | 11.2632 | 5490 | General glazing, glass (toughened) |  | 60 | D2 | 0 | 0 | 0 | 0 | 0 | 0 | 0 | 0 | 0
| Civic Offices | Services LED light fitting | 1701255 | 8404128 | 5.8 | Electrical installations | glass bulb | Construction | 1.8772 | kg | 10 | 44 | 1 | FALSE | 1 | FALSE |  | 1.05 | 1.8772 | 11.2632 | 5490 | General glazing, glass (toughened) |  | 60 | D3 | 0 | 0 | 0 | 0 | 0 | 0 | 0 | 0 | 0
| Civic Offices | Services LED light fitting | 1701255 | 8404128 | 5.8 | Electrical installations | glass bulb | Construction | 1.8772 | kg | 10 | 44 | 1 | FALSE | 1 | FALSE |  | 1.05 | 1.8772 | 11.2632 | 5490 | General glazing, glass (toughened) |  | 60 | D4 | 0 | 0 | 0 | 0 | 0 | 0 | 0 | 0 | 0
| Civic Offices | Services LED light fitting | 1701255 | 8404128 | 5.8 | Electrical installations | glass bulb | Construction | 1.8772 | kg | 10 | 44 | 1 | FALSE | 1 | FALSE |  | 1.05 | 1.8772 | 11.2632 | 5490 | General glazing, glass (toughened) |  | 10 | B4B5 | 2.2646 | 2.1394e-07 | 0.021206 | 0.0026987 | 0.0013051 | 1.4187e-05 | 27.9199 | 15.7043 | 0.01099
| Civic Offices | Services LED light fitting | 1701255 | 8404128 | 5.8 | Electrical installations | glass bulb | Construction | 1.8772 | kg | 10 | 44 | 1 | FALSE | 1 | FALSE |  | 1.05 | 1.8772 | 11.2632 | 5490 | General glazing, glass (toughened) |  | 10 | D2 | 0 | 0 | 0 | 0 | 0 | 0 | 0 | 0 | 0
| Civic Offices | Services LED light fitting | 1701255 | 8404128 | 5.8 | Electrical installations | glass bulb | Construction | 1.8772 | kg | 10 | 44 | 1 | FALSE | 1 | FALSE |  | 1.05 | 1.8772 | 11.2632 | 5490 | General glazing, glass (toughened) |  | 10 | D3 | 0 | 0 | 0 | 0 | 0 | 0 | 0 | 0 | 0
| Civic Offices | Services LED light fitting | 1701255 | 8404128 | 5.8 | Electrical installations | glass bulb | Construction | 1.8772 | kg | 10 | 44 | 1 | FALSE | 1 | FALSE |  | 1.05 | 1.8772 | 11.2632 | 5490 | General glazing, glass (toughened) |  | 10 | D4 | 0 | 0 | 0 | 0 | 0 | 0 | 0 | 0 | 0
| Civic Offices | Services LED light fitting | 1701255 | 8404128 | 5.8 | Electrical installations | glass bulb | Construction | 1.8772 | kg | 10 | 44 | 1 | FALSE | 1 | FALSE |  | 1.05 | 1.8772 | 11.2632 | 5490 | General glazing, glass (toughened) |  | 20 | B4B5 | 2.2646 | 2.1394e-07 | 0.021206 | 0.0026987 | 0.0013051 | 1.4187e-05 | 27.9199 | 15.7043 | 0.01099
| Civic Offices | Services LED light fitting | 1701255 | 8404128 | 5.8 | Electrical installations | glass bulb | Construction | 1.8772 | kg | 10 | 44 | 1 | FALSE | 1 | FALSE |  | 1.05 | 1.8772 | 11.2632 | 5490 | General glazing, glass (toughened) |  | 20 | D2 | 0 | 0 | 0 | 0 | 0 | 0 | 0 | 0 | 0
| Civic Offices | Services LED light fitting | 1701255 | 8404128 | 5.8 | Electrical installations | glass bulb | Construction | 1.8772 | kg | 10 | 44 | 1 | FALSE | 1 | FALSE |  | 1.05 | 1.8772 | 11.2632 | 5490 | General glazing, glass (toughened) |  | 20 | D3 | 0 | 0 | 0 | 0 | 0 | 0 | 0 | 0 | 0
| Civic Offices | Services LED light fitting | 1701255 | 8404128 | 5.8 | Electrical installations | glass bulb | Construction | 1.8772 | kg | 10 | 44 | 1 | FALSE | 1 | FALSE |  | 1.05 | 1.8772 | 11.2632 | 5490 | General glazing, glass (toughened) |  | 20 | D4 | 0 | 0 | 0 | 0 | 0 | 0 | 0 | 0 | 0
| Civic Offices | Services LED light fitting | 1701255 | 8404128 | 5.8 | Electrical installations | glass bulb | Construction | 1.8772 | kg | 10 | 44 | 1 | FALSE | 1 | FALSE |  | 1.05 | 1.8772 | 11.2632 | 5490 | General glazing, glass (toughened) |  | 30 | B4B5 | 2.2646 | 2.1394e-07 | 0.021206 | 0.0026987 | 0.0013051 | 1.4187e-05 | 27.9199 | 15.7043 | 0.01099
| Civic Offices | Services LED light fitting | 1701255 | 8404128 | 5.8 | Electrical installations | glass bulb | Construction | 1.8772 | kg | 10 | 44 | 1 | FALSE | 1 | FALSE |  | 1.05 | 1.8772 | 11.2632 | 5490 | General glazing, glass (toughened) |  | 30 | D2 | 0 | 0 | 0 | 0 | 0 | 0 | 0 | 0 | 0
| Civic Offices | Services LED light fitting | 1701255 | 8404128 | 5.8 | Electrical installations | glass bulb | Construction | 1.8772 | kg | 10 | 44 | 1 | FALSE | 1 | FALSE |  | 1.05 | 1.8772 | 11.2632 | 5490 | General glazing, glass (toughened) |  | 30 | D3 | 0 | 0 | 0 | 0 | 0 | 0 | 0 | 0 | 0
| Civic Offices | Services LED light fitting | 1701255 | 8404128 | 5.8 | Electrical installations | glass bulb | Construction | 1.8772 | kg | 10 | 44 | 1 | FALSE | 1 | FALSE |  | 1.05 | 1.8772 | 11.2632 | 5490 | General glazing, glass (toughened) |  | 30 | D4 | 0 | 0 | 0 | 0 | 0 | 0 | 0 | 0 | 0
| Civic Offices | Services LED light fitting | 1701255 | 8404128 | 5.8 | Electrical installations | glass bulb | Construction | 1.8772 | kg | 10 | 44 | 1 | FALSE | 1 | FALSE |  | 1.05 | 1.8772 | 11.2632 | 5490 | General glazing, glass (toughened) |  | 40 | B4B5 | 2.2646 | 2.1394e-07 | 0.021206 | 0.0026987 | 0.0013051 | 1.4187e-05 | 27.9199 | 15.7043 | 0.01099
| Civic Offices | Services LED light fitting | 1701255 | 8404128 | 5.8 | Electrical installations | glass bulb | Construction | 1.8772 | kg | 10 | 44 | 1 | FALSE | 1 | FALSE |  | 1.05 | 1.8772 | 11.2632 | 5490 | General glazing, glass (toughened) |  | 40 | D2 | 0 | 0 | 0 | 0 | 0 | 0 | 0 | 0 | 0
| Civic Offices | Services LED light fitting | 1701255 | 8404128 | 5.8 | Electrical installations | glass bulb | Construction | 1.8772 | kg | 10 | 44 | 1 | FALSE | 1 | FALSE |  | 1.05 | 1.8772 | 11.2632 | 5490 | General glazing, glass (toughened) |  | 40 | D3 | 0 | 0 | 0 | 0 | 0 | 0 | 0 | 0 | 0
| Civic Offices | Services LED light fitting | 1701255 | 8404128 | 5.8 | Electrical installations | glass bulb | Construction | 1.8772 | kg | 10 | 44 | 1 | FALSE | 1 | FALSE |  | 1.05 | 1.8772 | 11.2632 | 5490 | General glazing, glass (toughened) |  | 40 | D4 | 0 | 0 | 0 | 0 | 0 | 0 | 0 | 0 | 0
| Civic Offices | Services LED light fitting | 1701255 | 8404128 | 5.8 | Electrical installations | glass bulb | Construction | 1.8772 | kg | 10 | 44 | 1 | FALSE | 1 | FALSE |  | 1.05 | 1.8772 | 11.2632 | 5490 | General glazing, glass (toughened) |  | 50 | B4B5 | 2.2646 | 2.1394e-07 | 0.021206 | 0.0026987 | 0.0013051 | 1.4187e-05 | 27.9199 | 15.7043 | 0.01099
| Civic Offices | Services LED light fitting | 1701255 | 8404128 | 5.8 | Electrical installations | glass bulb | Construction | 1.8772 | kg | 10 | 44 | 1 | FALSE | 1 | FALSE |  | 1.05 | 1.8772 | 11.2632 | 5490 | General glazing, glass (toughened) |  | 50 | D2 | 0 | 0 | 0 | 0 | 0 | 0 | 0 | 0 | 0
| Civic Offices | Services LED light fitting | 1701255 | 8404128 | 5.8 | Electrical installations | glass bulb | Construction | 1.8772 | kg | 10 | 44 | 1 | FALSE | 1 | FALSE |  | 1.05 | 1.8772 | 11.2632 | 5490 | General glazing, glass (toughened) |  | 50 | D3 | 0 | 0 | 0 | 0 | 0 | 0 | 0 | 0 | 0
| Civic Offices | Services LED light fitting | 1701255 | 8404128 | 5.8 | Electrical installations | glass bulb | Construction | 1.8772 | kg | 10 | 44 | 1 | FALSE | 1 | FALSE |  | 1.05 | 1.8772 | 11.2632 | 5490 | General glazing, glass (toughened) |  | 50 | D4 | 0 | 0 | 0 | 0 | 0 | 0 | 0 | 0 | 0
| Civic Offices | Services LED light fitting | 1701255 | 8404129 | 5.8 | Electrical installations | connectors | Construction | 0.087719 | kg | 10 | 44 | 1 | FALSE | 1 | FALSE |  | 1.05 | 0.087719 | 0.52632 | 5014 | Cladding sheet (angle seamed), copper |  | 0 | A1A3 | 0.63414 | 5.27e-07 | 0.032252 | 0.021529 | 0.0017827 | 0.00014673 | 9.622 | 1.8783 | 0.02027
| Civic Offices | Services LED light fitting | 1701255 | 8404129 | 5.8 | Electrical installations | connectors | Construction | 0.087719 | kg | 10 | 44 | 1 | FALSE | 1 | FALSE |  | 1.05 | 0.087719 | 0.52632 | 5014 | Cladding sheet (angle seamed), copper |  | 0 | A4 | 0.0018046 | 3.2424e-10 | 5.9088e-06 | 1.5971e-06 | 1.008e-06 | 6.2934e-09 | 0.0269 | 0.0041075 | 7.4261e-06
| Civic Offices | Services LED light fitting | 1701255 | 8404129 | 5.8 | Electrical installations | connectors | Construction | 0.087719 | kg | 10 | 44 | 1 | FALSE | 1 | FALSE |  | 1.05 | 0.087719 | 0.52632 | 5014 | Cladding sheet (angle seamed), copper |  | 0 | A5 | 2.2798e-06 | 5.9698e-13 | 1.5943e-08 | 5.2387e-09 | 2.6455e-09 | 3.216e-12 | 5.5891e-05 | 0.00065789 | 0
| Civic Offices | Services LED light fitting | 1701255 | 8404129 | 5.8 | Electrical installations | connectors | Construction | 0.087719 | kg | 10 | 44 | 1 | FALSE | 1 | FALSE |  | 1.05 | 0.087719 | 0.52632 | 5014 | Cladding sheet (angle seamed), copper |  | 0 | D2 | 0 | 0 | 0 | 0 | 0 | 0 | 0 | 0 | 0
| Civic Offices | Services LED light fitting | 1701255 | 8404129 | 5.8 | Electrical installations | connectors | Construction | 0.087719 | kg | 10 | 44 | 1 | FALSE | 1 | FALSE |  | 1.05 | 0.087719 | 0.52632 | 5014 | Cladding sheet (angle seamed), copper |  | 0 | D3 | 0 | 0 | 0 | 0 | 0 | 0 | 0 | 0 | 0
| Civic Offices | Services LED light fitting | 1701255 | 8404129 | 5.8 | Electrical installations | connectors | Construction | 0.087719 | kg | 10 | 44 | 1 | FALSE | 1 | FALSE |  | 1.05 | 0.087719 | 0.52632 | 5014 | Cladding sheet (angle seamed), copper |  | 0 | D4 | 0 | 0 | 0 | 0 | 0 | 0 | 0 | 0 | 0
| Civic Offices | Services LED light fitting | 1701255 | 8404129 | 5.8 | Electrical installations | connectors | Construction | 0.087719 | kg | 10 | 44 | 1 | FALSE | 1 | FALSE |  | 1.05 | 0.087719 | 0.52632 | 5014 | Cladding sheet (angle seamed), copper |  | 60 | C2 | 0 | 0 | 0 | 0 | 0 | 0 | 0 | 0 | 0
| Civic Offices | Services LED light fitting | 1701255 | 8404129 | 5.8 | Electrical installations | connectors | Construction | 0.087719 | kg | 10 | 44 | 1 | FALSE | 1 | FALSE |  | 1.05 | 0.087719 | 0.52632 | 5014 | Cladding sheet (angle seamed), copper |  | 60 | C4 | 4.5596e-05 | 1.194e-11 | 3.1885e-07 | 1.0477e-07 | 5.291e-08 | 6.4321e-11 | 0.0011178 | 0.013158 | 2.2867e-06
| Civic Offices | Services LED light fitting | 1701255 | 8404129 | 5.8 | Electrical installations | connectors | Construction | 0.087719 | kg | 10 | 44 | 1 | FALSE | 1 | FALSE |  | 1.05 | 0.087719 | 0.52632 | 5014 | Cladding sheet (angle seamed), copper |  | 60 | D2 | 0 | 0 | 0 | 0 | 0 | 0 | 0 | 0 | 0
| Civic Offices | Services LED light fitting | 1701255 | 8404129 | 5.8 | Electrical installations | connectors | Construction | 0.087719 | kg | 10 | 44 | 1 | FALSE | 1 | FALSE |  | 1.05 | 0.087719 | 0.52632 | 5014 | Cladding sheet (angle seamed), copper |  | 60 | D3 | 0 | 0 | 0 | 0 | 0 | 0 | 0 | 0 | 0
| Civic Offices | Services LED light fitting | 1701255 | 8404129 | 5.8 | Electrical installations | connectors | Construction | 0.087719 | kg | 10 | 44 | 1 | FALSE | 1 | FALSE |  | 1.05 | 0.087719 | 0.52632 | 5014 | Cladding sheet (angle seamed), copper |  | 60 | D4 | 0 | 0 | 0 | 0 | 0 | 0 | 0 | 0 | 0
| Civic Offices | Services LED light fitting | 1701255 | 8404129 | 5.8 | Electrical installations | connectors | Construction | 0.087719 | kg | 10 | 44 | 1 | FALSE | 1 | FALSE |  | 1.05 | 0.087719 | 0.52632 | 5014 | Cladding sheet (angle seamed), copper |  | 10 | B4B5 | 0.636 | 5.2734e-07 | 0.032258 | 0.021531 | 0.0017838 | 0.00014674 | 9.6501 | 1.8962 | 0.020278
| Civic Offices | Services LED light fitting | 1701255 | 8404129 | 5.8 | Electrical installations | connectors | Construction | 0.087719 | kg | 10 | 44 | 1 | FALSE | 1 | FALSE |  | 1.05 | 0.087719 | 0.52632 | 5014 | Cladding sheet (angle seamed), copper |  | 10 | D2 | 0 | 0 | 0 | 0 | 0 | 0 | 0 | 0 | 0
| Civic Offices | Services LED light fitting | 1701255 | 8404129 | 5.8 | Electrical installations | connectors | Construction | 0.087719 | kg | 10 | 44 | 1 | FALSE | 1 | FALSE |  | 1.05 | 0.087719 | 0.52632 | 5014 | Cladding sheet (angle seamed), copper |  | 10 | D3 | 0 | 0 | 0 | 0 | 0 | 0 | 0 | 0 | 0
| Civic Offices | Services LED light fitting | 1701255 | 8404129 | 5.8 | Electrical installations | connectors | Construction | 0.087719 | kg | 10 | 44 | 1 | FALSE | 1 | FALSE |  | 1.05 | 0.087719 | 0.52632 | 5014 | Cladding sheet (angle seamed), copper |  | 10 | D4 | 0 | 0 | 0 | 0 | 0 | 0 | 0 | 0 | 0
| Civic Offices | Services LED light fitting | 1701255 | 8404129 | 5.8 | Electrical installations | connectors | Construction | 0.087719 | kg | 10 | 44 | 1 | FALSE | 1 | FALSE |  | 1.05 | 0.087719 | 0.52632 | 5014 | Cladding sheet (angle seamed), copper |  | 20 | B4B5 | 0.636 | 5.2734e-07 | 0.032258 | 0.021531 | 0.0017838 | 0.00014674 | 9.6501 | 1.8962 | 0.020278
| Civic Offices | Services LED light fitting | 1701255 | 8404129 | 5.8 | Electrical installations | connectors | Construction | 0.087719 | kg | 10 | 44 | 1 | FALSE | 1 | FALSE |  | 1.05 | 0.087719 | 0.52632 | 5014 | Cladding sheet (angle seamed), copper |  | 20 | D2 | 0 | 0 | 0 | 0 | 0 | 0 | 0 | 0 | 0
| Civic Offices | Services LED light fitting | 1701255 | 8404129 | 5.8 | Electrical installations | connectors | Construction | 0.087719 | kg | 10 | 44 | 1 | FALSE | 1 | FALSE |  | 1.05 | 0.087719 | 0.52632 | 5014 | Cladding sheet (angle seamed), copper |  | 20 | D3 | 0 | 0 | 0 | 0 | 0 | 0 | 0 | 0 | 0
| Civic Offices | Services LED light fitting | 1701255 | 8404129 | 5.8 | Electrical installations | connectors | Construction | 0.087719 | kg | 10 | 44 | 1 | FALSE | 1 | FALSE |  | 1.05 | 0.087719 | 0.52632 | 5014 | Cladding sheet (angle seamed), copper |  | 20 | D4 | 0 | 0 | 0 | 0 | 0 | 0 | 0 | 0 | 0
| Civic Offices | Services LED light fitting | 1701255 | 8404129 | 5.8 | Electrical installations | connectors | Construction | 0.087719 | kg | 10 | 44 | 1 | FALSE | 1 | FALSE |  | 1.05 | 0.087719 | 0.52632 | 5014 | Cladding sheet (angle seamed), copper |  | 30 | B4B5 | 0.636 | 5.2734e-07 | 0.032258 | 0.021531 | 0.0017838 | 0.00014674 | 9.6501 | 1.8962 | 0.020278
| Civic Offices | Services LED light fitting | 1701255 | 8404129 | 5.8 | Electrical installations | connectors | Construction | 0.087719 | kg | 10 | 44 | 1 | FALSE | 1 | FALSE |  | 1.05 | 0.087719 | 0.52632 | 5014 | Cladding sheet (angle seamed), copper |  | 30 | D2 | 0 | 0 | 0 | 0 | 0 | 0 | 0 | 0 | 0
| Civic Offices | Services LED light fitting | 1701255 | 8404129 | 5.8 | Electrical installations | connectors | Construction | 0.087719 | kg | 10 | 44 | 1 | FALSE | 1 | FALSE |  | 1.05 | 0.087719 | 0.52632 | 5014 | Cladding sheet (angle seamed), copper |  | 30 | D3 | 0 | 0 | 0 | 0 | 0 | 0 | 0 | 0 | 0
| Civic Offices | Services LED light fitting | 1701255 | 8404129 | 5.8 | Electrical installations | connectors | Construction | 0.087719 | kg | 10 | 44 | 1 | FALSE | 1 | FALSE |  | 1.05 | 0.087719 | 0.52632 | 5014 | Cladding sheet (angle seamed), copper |  | 30 | D4 | 0 | 0 | 0 | 0 | 0 | 0 | 0 | 0 | 0
| Civic Offices | Services LED light fitting | 1701255 | 8404129 | 5.8 | Electrical installations | connectors | Construction | 0.087719 | kg | 10 | 44 | 1 | FALSE | 1 | FALSE |  | 1.05 | 0.087719 | 0.52632 | 5014 | Cladding sheet (angle seamed), copper |  | 40 | B4B5 | 0.636 | 5.2734e-07 | 0.032258 | 0.021531 | 0.0017838 | 0.00014674 | 9.6501 | 1.8962 | 0.020278
| Civic Offices | Services LED light fitting | 1701255 | 8404129 | 5.8 | Electrical installations | connectors | Construction | 0.087719 | kg | 10 | 44 | 1 | FALSE | 1 | FALSE |  | 1.05 | 0.087719 | 0.52632 | 5014 | Cladding sheet (angle seamed), copper |  | 40 | D2 | 0 | 0 | 0 | 0 | 0 | 0 | 0 | 0 | 0
| Civic Offices | Services LED light fitting | 1701255 | 8404129 | 5.8 | Electrical installations | connectors | Construction | 0.087719 | kg | 10 | 44 | 1 | FALSE | 1 | FALSE |  | 1.05 | 0.087719 | 0.52632 | 5014 | Cladding sheet (angle seamed), copper |  | 40 | D3 | 0 | 0 | 0 | 0 | 0 | 0 | 0 | 0 | 0
| Civic Offices | Services LED light fitting | 1701255 | 8404129 | 5.8 | Electrical installations | connectors | Construction | 0.087719 | kg | 10 | 44 | 1 | FALSE | 1 | FALSE |  | 1.05 | 0.087719 | 0.52632 | 5014 | Cladding sheet (angle seamed), copper |  | 40 | D4 | 0 | 0 | 0 | 0 | 0 | 0 | 0 | 0 | 0
| Civic Offices | Services LED light fitting | 1701255 | 8404129 | 5.8 | Electrical installations | connectors | Construction | 0.087719 | kg | 10 | 44 | 1 | FALSE | 1 | FALSE |  | 1.05 | 0.087719 | 0.52632 | 5014 | Cladding sheet (angle seamed), copper |  | 50 | B4B5 | 0.636 | 5.2734e-07 | 0.032258 | 0.021531 | 0.0017838 | 0.00014674 | 9.6501 | 1.8962 | 0.020278
| Civic Offices | Services LED light fitting | 1701255 | 8404129 | 5.8 | Electrical installations | connectors | Construction | 0.087719 | kg | 10 | 44 | 1 | FALSE | 1 | FALSE |  | 1.05 | 0.087719 | 0.52632 | 5014 | Cladding sheet (angle seamed), copper |  | 50 | D2 | 0 | 0 | 0 | 0 | 0 | 0 | 0 | 0 | 0
| Civic Offices | Services LED light fitting | 1701255 | 8404129 | 5.8 | Electrical installations | connectors | Construction | 0.087719 | kg | 10 | 44 | 1 | FALSE | 1 | FALSE |  | 1.05 | 0.087719 | 0.52632 | 5014 | Cladding sheet (angle seamed), copper |  | 50 | D3 | 0 | 0 | 0 | 0 | 0 | 0 | 0 | 0 | 0
| Civic Offices | Services LED light fitting | 1701255 | 8404129 | 5.8 | Electrical installations | connectors | Construction | 0.087719 | kg | 10 | 44 | 1 | FALSE | 1 | FALSE |  | 1.05 | 0.087719 | 0.52632 | 5014 | Cladding sheet (angle seamed), copper |  | 50 | D4 | 0 | 0 | 0 | 0 | 0 | 0 | 0 | 0 | 0
| Civic Offices | Services LED light fitting | 1701255 | 8404130 | 5.8 | Electrical installations | insulator | Construction | 3.0351 | kg | 10 | 44 | 1 | FALSE | 1 | FALSE |  | 1.1 | 3.0351 | 18.2105 | 5052 | Membrane (breather), polypropylene |  | 0 | A1A3 | 18.3404 | 4.1882e-07 | 0.10329 | 0.029703 | 0.012271 | 2.152e-05 | 399.2957 | 1.5843 | 0.090484
| Civic Offices | Services LED light fitting | 1701255 | 8404130 | 5.8 | Electrical installations | insulator | Construction | 3.0351 | kg | 10 | 44 | 1 | FALSE | 1 | FALSE |  | 1.1 | 3.0351 | 18.2105 | 5052 | Membrane (breather), polypropylene |  | 0 | A4 | 0.063255 | 1.1365e-08 | 0.00020712 | 5.5981e-05 | 3.5334e-05 | 2.206e-07 | 0.94292 | 0.14398 | 0.0002603
| Civic Offices | Services LED light fitting | 1701255 | 8404130 | 5.8 | Electrical installations | insulator | Construction | 3.0351 | kg | 10 | 44 | 1 | FALSE | 1 | FALSE |  | 1.1 | 3.0351 | 18.2105 | 5052 | Membrane (breather), polypropylene |  | 0 | A5 | 0.0079993 | 2.5443e-10 | 7.3656e-06 | 0.0006711 | 2.444e-06 | 1.4215e-09 | 0.023283 | 0.048561 | 0
| Civic Offices | Services LED light fitting | 1701255 | 8404130 | 5.8 | Electrical installations | insulator | Construction | 3.0351 | kg | 10 | 44 | 1 | FALSE | 1 | FALSE |  | 1.1 | 3.0351 | 18.2105 | 5052 | Membrane (breather), polypropylene |  | 0 | D2 | 0 | 0 | 0 | 0 | 0 | 0 | 0 | 0 | 0
| Civic Offices | Services LED light fitting | 1701255 | 8404130 | 5.8 | Electrical installations | insulator | Construction | 3.0351 | kg | 10 | 44 | 1 | FALSE | 1 | FALSE |  | 1.1 | 3.0351 | 18.2105 | 5052 | Membrane (breather), polypropylene |  | 0 | D3 | 0 | 0 | 0 | 0 | 0 | 0 | 0 | 0 | 0
| Civic Offices | Services LED light fitting | 1701255 | 8404130 | 5.8 | Electrical installations | insulator | Construction | 3.0351 | kg | 10 | 44 | 1 | FALSE | 1 | FALSE |  | 1.1 | 3.0351 | 18.2105 | 5052 | Membrane (breather), polypropylene |  | 0 | D4 | 0 | 0 | 0 | 0 | 0 | 0 | 0 | 0 | 0
| Civic Offices | Services LED light fitting | 1701255 | 8404130 | 5.8 | Electrical installations | insulator | Construction | 3.0351 | kg | 10 | 44 | 1 | FALSE | 1 | FALSE |  | 1.1 | 3.0351 | 18.2105 | 5052 | Membrane (breather), polypropylene |  | 60 | C2 | 0 | 0 | 0 | 0 | 0 | 0 | 0 | 0 | 0
| Civic Offices | Services LED light fitting | 1701255 | 8404130 | 5.8 | Electrical installations | insulator | Construction | 3.0351 | kg | 10 | 44 | 1 | FALSE | 1 | FALSE |  | 1.1 | 3.0351 | 18.2105 | 5052 | Membrane (breather), polypropylene |  | 60 | C4 | 0.079993 | 2.5443e-09 | 7.3656e-05 | 0.006711 | 2.444e-05 | 1.4215e-08 | 0.23283 | 0.48561 | 0.002252
| Civic Offices | Services LED light fitting | 1701255 | 8404130 | 5.8 | Electrical installations | insulator | Construction | 3.0351 | kg | 10 | 44 | 1 | FALSE | 1 | FALSE |  | 1.1 | 3.0351 | 18.2105 | 5052 | Membrane (breather), polypropylene |  | 60 | D2 | 0 | 0 | 0 | 0 | 0 | 0 | 0 | 0 | 0
| Civic Offices | Services LED light fitting | 1701255 | 8404130 | 5.8 | Electrical installations | insulator | Construction | 3.0351 | kg | 10 | 44 | 1 | FALSE | 1 | FALSE |  | 1.1 | 3.0351 | 18.2105 | 5052 | Membrane (breather), polypropylene |  | 60 | D3 | 0 | 0 | 0 | 0 | 0 | 0 | 0 | 0 | 0
| Civic Offices | Services LED light fitting | 1701255 | 8404130 | 5.8 | Electrical installations | insulator | Construction | 3.0351 | kg | 10 | 44 | 1 | FALSE | 1 | FALSE |  | 1.1 | 3.0351 | 18.2105 | 5052 | Membrane (breather), polypropylene |  | 60 | D4 | 0 | 0 | 0 | 0 | 0 | 0 | 0 | 0 | 0
| Civic Offices | Services LED light fitting | 1701255 | 8404130 | 5.8 | Electrical installations | insulator | Construction | 3.0351 | kg | 10 | 44 | 1 | FALSE | 1 | FALSE |  | 1.1 | 3.0351 | 18.2105 | 5052 | Membrane (breather), polypropylene |  | 10 | B4B5 | 18.4917 | 4.3299e-07 | 0.10358 | 0.037141 | 0.012334 | 2.1757e-05 | 400.4948 | 2.2624 | 0.090745
| Civic Offices | Services LED light fitting | 1701255 | 8404130 | 5.8 | Electrical installations | insulator | Construction | 3.0351 | kg | 10 | 44 | 1 | FALSE | 1 | FALSE |  | 1.1 | 3.0351 | 18.2105 | 5052 | Membrane (breather), polypropylene |  | 10 | D2 | 0 | 0 | 0 | 0 | 0 | 0 | 0 | 0 | 0
| Civic Offices | Services LED light fitting | 1701255 | 8404130 | 5.8 | Electrical installations | insulator | Construction | 3.0351 | kg | 10 | 44 | 1 | FALSE | 1 | FALSE |  | 1.1 | 3.0351 | 18.2105 | 5052 | Membrane (breather), polypropylene |  | 10 | D3 | 0 | 0 | 0 | 0 | 0 | 0 | 0 | 0 | 0
| Civic Offices | Services LED light fitting | 1701255 | 8404130 | 5.8 | Electrical installations | insulator | Construction | 3.0351 | kg | 10 | 44 | 1 | FALSE | 1 | FALSE |  | 1.1 | 3.0351 | 18.2105 | 5052 | Membrane (breather), polypropylene |  | 10 | D4 | 0 | 0 | 0 | 0 | 0 | 0 | 0 | 0 | 0
| Civic Offices | Services LED light fitting | 1701255 | 8404130 | 5.8 | Electrical installations | insulator | Construction | 3.0351 | kg | 10 | 44 | 1 | FALSE | 1 | FALSE |  | 1.1 | 3.0351 | 18.2105 | 5052 | Membrane (breather), polypropylene |  | 20 | B4B5 | 18.4917 | 4.3299e-07 | 0.10358 | 0.037141 | 0.012334 | 2.1757e-05 | 400.4948 | 2.2624 | 0.090745
| Civic Offices | Services LED light fitting | 1701255 | 8404130 | 5.8 | Electrical installations | insulator | Construction | 3.0351 | kg | 10 | 44 | 1 | FALSE | 1 | FALSE |  | 1.1 | 3.0351 | 18.2105 | 5052 | Membrane (breather), polypropylene |  | 20 | D2 | 0 | 0 | 0 | 0 | 0 | 0 | 0 | 0 | 0
| Civic Offices | Services LED light fitting | 1701255 | 8404130 | 5.8 | Electrical installations | insulator | Construction | 3.0351 | kg | 10 | 44 | 1 | FALSE | 1 | FALSE |  | 1.1 | 3.0351 | 18.2105 | 5052 | Membrane (breather), polypropylene |  | 20 | D3 | 0 | 0 | 0 | 0 | 0 | 0 | 0 | 0 | 0
| Civic Offices | Services LED light fitting | 1701255 | 8404130 | 5.8 | Electrical installations | insulator | Construction | 3.0351 | kg | 10 | 44 | 1 | FALSE | 1 | FALSE |  | 1.1 | 3.0351 | 18.2105 | 5052 | Membrane (breather), polypropylene |  | 20 | D4 | 0 | 0 | 0 | 0 | 0 | 0 | 0 | 0 | 0
| Civic Offices | Services LED light fitting | 1701255 | 8404130 | 5.8 | Electrical installations | insulator | Construction | 3.0351 | kg | 10 | 44 | 1 | FALSE | 1 | FALSE |  | 1.1 | 3.0351 | 18.2105 | 5052 | Membrane (breather), polypropylene |  | 30 | B4B5 | 18.4917 | 4.3299e-07 | 0.10358 | 0.037141 | 0.012334 | 2.1757e-05 | 400.4948 | 2.2624 | 0.090745
| Civic Offices | Services LED light fitting | 1701255 | 8404130 | 5.8 | Electrical installations | insulator | Construction | 3.0351 | kg | 10 | 44 | 1 | FALSE | 1 | FALSE |  | 1.1 | 3.0351 | 18.2105 | 5052 | Membrane (breather), polypropylene |  | 30 | D2 | 0 | 0 | 0 | 0 | 0 | 0 | 0 | 0 | 0
| Civic Offices | Services LED light fitting | 1701255 | 8404130 | 5.8 | Electrical installations | insulator | Construction | 3.0351 | kg | 10 | 44 | 1 | FALSE | 1 | FALSE |  | 1.1 | 3.0351 | 18.2105 | 5052 | Membrane (breather), polypropylene |  | 30 | D3 | 0 | 0 | 0 | 0 | 0 | 0 | 0 | 0 | 0
| Civic Offices | Services LED light fitting | 1701255 | 8404130 | 5.8 | Electrical installations | insulator | Construction | 3.0351 | kg | 10 | 44 | 1 | FALSE | 1 | FALSE |  | 1.1 | 3.0351 | 18.2105 | 5052 | Membrane (breather), polypropylene |  | 30 | D4 | 0 | 0 | 0 | 0 | 0 | 0 | 0 | 0 | 0
| Civic Offices | Services LED light fitting | 1701255 | 8404130 | 5.8 | Electrical installations | insulator | Construction | 3.0351 | kg | 10 | 44 | 1 | FALSE | 1 | FALSE |  | 1.1 | 3.0351 | 18.2105 | 5052 | Membrane (breather), polypropylene |  | 40 | B4B5 | 18.4917 | 4.3299e-07 | 0.10358 | 0.037141 | 0.012334 | 2.1757e-05 | 400.4948 | 2.2624 | 0.090745
| Civic Offices | Services LED light fitting | 1701255 | 8404130 | 5.8 | Electrical installations | insulator | Construction | 3.0351 | kg | 10 | 44 | 1 | FALSE | 1 | FALSE |  | 1.1 | 3.0351 | 18.2105 | 5052 | Membrane (breather), polypropylene |  | 40 | D2 | 0 | 0 | 0 | 0 | 0 | 0 | 0 | 0 | 0
| Civic Offices | Services LED light fitting | 1701255 | 8404130 | 5.8 | Electrical installations | insulator | Construction | 3.0351 | kg | 10 | 44 | 1 | FALSE | 1 | FALSE |  | 1.1 | 3.0351 | 18.2105 | 5052 | Membrane (breather), polypropylene |  | 40 | D3 | 0 | 0 | 0 | 0 | 0 | 0 | 0 | 0 | 0
| Civic Offices | Services LED light fitting | 1701255 | 8404130 | 5.8 | Electrical installations | insulator | Construction | 3.0351 | kg | 10 | 44 | 1 | FALSE | 1 | FALSE |  | 1.1 | 3.0351 | 18.2105 | 5052 | Membrane (breather), polypropylene |  | 40 | D4 | 0 | 0 | 0 | 0 | 0 | 0 | 0 | 0 | 0
| Civic Offices | Services LED light fitting | 1701255 | 8404130 | 5.8 | Electrical installations | insulator | Construction | 3.0351 | kg | 10 | 44 | 1 | FALSE | 1 | FALSE |  | 1.1 | 3.0351 | 18.2105 | 5052 | Membrane (breather), polypropylene |  | 50 | B4B5 | 18.4917 | 4.3299e-07 | 0.10358 | 0.037141 | 0.012334 | 2.1757e-05 | 400.4948 | 2.2624 | 0.090745
| Civic Offices | Services LED light fitting | 1701255 | 8404130 | 5.8 | Electrical installations | insulator | Construction | 3.0351 | kg | 10 | 44 | 1 | FALSE | 1 | FALSE |  | 1.1 | 3.0351 | 18.2105 | 5052 | Membrane (breather), polypropylene |  | 50 | D2 | 0 | 0 | 0 | 0 | 0 | 0 | 0 | 0 | 0
| Civic Offices | Services LED light fitting | 1701255 | 8404130 | 5.8 | Electrical installations | insulator | Construction | 3.0351 | kg | 10 | 44 | 1 | FALSE | 1 | FALSE |  | 1.1 | 3.0351 | 18.2105 | 5052 | Membrane (breather), polypropylene |  | 50 | D3 | 0 | 0 | 0 | 0 | 0 | 0 | 0 | 0 | 0
| Civic Offices | Services LED light fitting | 1701255 | 8404130 | 5.8 | Electrical installations | insulator | Construction | 3.0351 | kg | 10 | 44 | 1 | FALSE | 1 | FALSE |  | 1.1 | 3.0351 | 18.2105 | 5052 | Membrane (breather), polypropylene |  | 50 | D4 | 0 | 0 | 0 | 0 | 0 | 0 | 0 | 0 | 0
| Civic Offices | Services LED light fitting | 1701255 | 8404131 | 5.8 | Electrical installations | plates | Construction | 2.1404 | kg | 10 | 44 | 1 | FALSE | 1 | FALSE |  | 1.05 | 2.1404 | 12.8421 | 5168 | Fencing (posts, square section), steel (galvanized) |  | 0 | A1A3 | 5.8396 | 3.9696e-07 | 0.095461 | 0.029798 | 0.0056176 | 0.001377 | 78.6121 | 4.4124 | 0.11377
| Civic Offices | Services LED light fitting | 1701255 | 8404131 | 5.8 | Electrical installations | plates | Construction | 2.1404 | kg | 10 | 44 | 1 | FALSE | 1 | FALSE |  | 1.05 | 2.1404 | 12.8421 | 5168 | Fencing (posts, square section), steel (galvanized) |  | 0 | A4 | 0.093279 | 1.2908e-08 | 0.00044351 | 8.2355e-05 | 5.855e-05 | 2.0773e-07 | 1.3648 | 0.39636 | 0.0003791
| Civic Offices | Services LED light fitting | 1701255 | 8404131 | 5.8 | Electrical installations | plates | Construction | 2.1404 | kg | 10 | 44 | 1 | FALSE | 1 | FALSE |  | 1.05 | 2.1404 | 12.8421 | 5168 | Fencing (posts, square section), steel (galvanized) |  | 0 | A5 | 5.5628e-05 | 1.4566e-11 | 3.89e-07 | 1.2782e-07 | 6.455e-08 | 7.8471e-11 | 0.0013637 | 0.016053 | 0
| Civic Offices | Services LED light fitting | 1701255 | 8404131 | 5.8 | Electrical installations | plates | Construction | 2.1404 | kg | 10 | 44 | 1 | FALSE | 1 | FALSE |  | 1.05 | 2.1404 | 12.8421 | 5168 | Fencing (posts, square section), steel (galvanized) |  | 0 | D2 | 0 | 0 | 0 | 0 | 0 | 0 | 0 | 0 | 0
| Civic Offices | Services LED light fitting | 1701255 | 8404131 | 5.8 | Electrical installations | plates | Construction | 2.1404 | kg | 10 | 44 | 1 | FALSE | 1 | FALSE |  | 1.05 | 2.1404 | 12.8421 | 5168 | Fencing (posts, square section), steel (galvanized) |  | 0 | D3 | 0 | 0 | 0 | 0 | 0 | 0 | 0 | 0 | 0
| Civic Offices | Services LED light fitting | 1701255 | 8404131 | 5.8 | Electrical installations | plates | Construction | 2.1404 | kg | 10 | 44 | 1 | FALSE | 1 | FALSE |  | 1.05 | 2.1404 | 12.8421 | 5168 | Fencing (posts, square section), steel (galvanized) |  | 0 | D4 | 0 | 0 | 0 | 0 | 0 | 0 | 0 | 0 | 0
| Civic Offices | Services LED light fitting | 1701255 | 8404131 | 5.8 | Electrical installations | plates | Construction | 2.1404 | kg | 10 | 44 | 1 | FALSE | 1 | FALSE |  | 1.05 | 2.1404 | 12.8421 | 5168 | Fencing (posts, square section), steel (galvanized) |  | 60 | C2 | 0 | 0 | 0 | 0 | 0 | 0 | 0 | 0 | 0
| Civic Offices | Services LED light fitting | 1701255 | 8404131 | 5.8 | Electrical installations | plates | Construction | 2.1404 | kg | 10 | 44 | 1 | FALSE | 1 | FALSE |  | 1.05 | 2.1404 | 12.8421 | 5168 | Fencing (posts, square section), steel (galvanized) |  | 60 | C4 | 0.0011126 | 2.9133e-10 | 7.78e-06 | 2.5565e-06 | 1.291e-06 | 1.5694e-09 | 0.027275 | 0.32105 | 5.5795e-05
| Civic Offices | Services LED light fitting | 1701255 | 8404131 | 5.8 | Electrical installations | plates | Construction | 2.1404 | kg | 10 | 44 | 1 | FALSE | 1 | FALSE |  | 1.05 | 2.1404 | 12.8421 | 5168 | Fencing (posts, square section), steel (galvanized) |  | 60 | D2 | 0 | 0 | 0 | 0 | 0 | 0 | 0 | 0 | 0
| Civic Offices | Services LED light fitting | 1701255 | 8404131 | 5.8 | Electrical installations | plates | Construction | 2.1404 | kg | 10 | 44 | 1 | FALSE | 1 | FALSE |  | 1.05 | 2.1404 | 12.8421 | 5168 | Fencing (posts, square section), steel (galvanized) |  | 60 | D3 | 0 | 0 | 0 | 0 | 0 | 0 | 0 | 0 | 0
| Civic Offices | Services LED light fitting | 1701255 | 8404131 | 5.8 | Electrical installations | plates | Construction | 2.1404 | kg | 10 | 44 | 1 | FALSE | 1 | FALSE |  | 1.05 | 2.1404 | 12.8421 | 5168 | Fencing (posts, square section), steel (galvanized) |  | 60 | D4 | 0 | 0 | 0 | 0 | 0 | 0 | 0 | 0 | 0
| Civic Offices | Services LED light fitting | 1701255 | 8404131 | 5.8 | Electrical installations | plates | Construction | 2.1404 | kg | 10 | 44 | 1 | FALSE | 1 | FALSE |  | 1.05 | 2.1404 | 12.8421 | 5168 | Fencing (posts, square section), steel (galvanized) |  | 10 | B4B5 | 5.9341 | 4.1017e-07 | 0.095913 | 0.029883 | 0.0056775 | 0.0013772 | 80.0056 | 5.1458 | 0.11415
| Civic Offices | Services LED light fitting | 1701255 | 8404131 | 5.8 | Electrical installations | plates | Construction | 2.1404 | kg | 10 | 44 | 1 | FALSE | 1 | FALSE |  | 1.05 | 2.1404 | 12.8421 | 5168 | Fencing (posts, square section), steel (galvanized) |  | 10 | D2 | 0 | 0 | 0 | 0 | 0 | 0 | 0 | 0 | 0
| Civic Offices | Services LED light fitting | 1701255 | 8404131 | 5.8 | Electrical installations | plates | Construction | 2.1404 | kg | 10 | 44 | 1 | FALSE | 1 | FALSE |  | 1.05 | 2.1404 | 12.8421 | 5168 | Fencing (posts, square section), steel (galvanized) |  | 10 | D3 | 0 | 0 | 0 | 0 | 0 | 0 | 0 | 0 | 0
| Civic Offices | Services LED light fitting | 1701255 | 8404131 | 5.8 | Electrical installations | plates | Construction | 2.1404 | kg | 10 | 44 | 1 | FALSE | 1 | FALSE |  | 1.05 | 2.1404 | 12.8421 | 5168 | Fencing (posts, square section), steel (galvanized) |  | 10 | D4 | 0 | 0 | 0 | 0 | 0 | 0 | 0 | 0 | 0
| Civic Offices | Services LED light fitting | 1701255 | 8404131 | 5.8 | Electrical installations | plates | Construction | 2.1404 | kg | 10 | 44 | 1 | FALSE | 1 | FALSE |  | 1.05 | 2.1404 | 12.8421 | 5168 | Fencing (posts, square section), steel (galvanized) |  | 20 | B4B5 | 5.9341 | 4.1017e-07 | 0.095913 | 0.029883 | 0.0056775 | 0.0013772 | 80.0056 | 5.1458 | 0.11415
| Civic Offices | Services LED light fitting | 1701255 | 8404131 | 5.8 | Electrical installations | plates | Construction | 2.1404 | kg | 10 | 44 | 1 | FALSE | 1 | FALSE |  | 1.05 | 2.1404 | 12.8421 | 5168 | Fencing (posts, square section), steel (galvanized) |  | 20 | D2 | 0 | 0 | 0 | 0 | 0 | 0 | 0 | 0 | 0
| Civic Offices | Services LED light fitting | 1701255 | 8404131 | 5.8 | Electrical installations | plates | Construction | 2.1404 | kg | 10 | 44 | 1 | FALSE | 1 | FALSE |  | 1.05 | 2.1404 | 12.8421 | 5168 | Fencing (posts, square section), steel (galvanized) |  | 20 | D3 | 0 | 0 | 0 | 0 | 0 | 0 | 0 | 0 | 0
| Civic Offices | Services LED light fitting | 1701255 | 8404131 | 5.8 | Electrical installations | plates | Construction | 2.1404 | kg | 10 | 44 | 1 | FALSE | 1 | FALSE |  | 1.05 | 2.1404 | 12.8421 | 5168 | Fencing (posts, square section), steel (galvanized) |  | 20 | D4 | 0 | 0 | 0 | 0 | 0 | 0 | 0 | 0 | 0
| Civic Offices | Services LED light fitting | 1701255 | 8404131 | 5.8 | Electrical installations | plates | Construction | 2.1404 | kg | 10 | 44 | 1 | FALSE | 1 | FALSE |  | 1.05 | 2.1404 | 12.8421 | 5168 | Fencing (posts, square section), steel (galvanized) |  | 30 | B4B5 | 5.9341 | 4.1017e-07 | 0.095913 | 0.029883 | 0.0056775 | 0.0013772 | 80.0056 | 5.1458 | 0.11415
| Civic Offices | Services LED light fitting | 1701255 | 8404131 | 5.8 | Electrical installations | plates | Construction | 2.1404 | kg | 10 | 44 | 1 | FALSE | 1 | FALSE |  | 1.05 | 2.1404 | 12.8421 | 5168 | Fencing (posts, square section), steel (galvanized) |  | 30 | D2 | 0 | 0 | 0 | 0 | 0 | 0 | 0 | 0 | 0
| Civic Offices | Services LED light fitting | 1701255 | 8404131 | 5.8 | Electrical installations | plates | Construction | 2.1404 | kg | 10 | 44 | 1 | FALSE | 1 | FALSE |  | 1.05 | 2.1404 | 12.8421 | 5168 | Fencing (posts, square section), steel (galvanized) |  | 30 | D3 | 0 | 0 | 0 | 0 | 0 | 0 | 0 | 0 | 0
| Civic Offices | Services LED light fitting | 1701255 | 8404131 | 5.8 | Electrical installations | plates | Construction | 2.1404 | kg | 10 | 44 | 1 | FALSE | 1 | FALSE |  | 1.05 | 2.1404 | 12.8421 | 5168 | Fencing (posts, square section), steel (galvanized) |  | 30 | D4 | 0 | 0 | 0 | 0 | 0 | 0 | 0 | 0 | 0
| Civic Offices | Services LED light fitting | 1701255 | 8404131 | 5.8 | Electrical installations | plates | Construction | 2.1404 | kg | 10 | 44 | 1 | FALSE | 1 | FALSE |  | 1.05 | 2.1404 | 12.8421 | 5168 | Fencing (posts, square section), steel (galvanized) |  | 40 | B4B5 | 5.9341 | 4.1017e-07 | 0.095913 | 0.029883 | 0.0056775 | 0.0013772 | 80.0056 | 5.1458 | 0.11415
| Civic Offices | Services LED light fitting | 1701255 | 8404131 | 5.8 | Electrical installations | plates | Construction | 2.1404 | kg | 10 | 44 | 1 | FALSE | 1 | FALSE |  | 1.05 | 2.1404 | 12.8421 | 5168 | Fencing (posts, square section), steel (galvanized) |  | 40 | D2 | 0 | 0 | 0 | 0 | 0 | 0 | 0 | 0 | 0
| Civic Offices | Services LED light fitting | 1701255 | 8404131 | 5.8 | Electrical installations | plates | Construction | 2.1404 | kg | 10 | 44 | 1 | FALSE | 1 | FALSE |  | 1.05 | 2.1404 | 12.8421 | 5168 | Fencing (posts, square section), steel (galvanized) |  | 40 | D3 | 0 | 0 | 0 | 0 | 0 | 0 | 0 | 0 | 0
| Civic Offices | Services LED light fitting | 1701255 | 8404131 | 5.8 | Electrical installations | plates | Construction | 2.1404 | kg | 10 | 44 | 1 | FALSE | 1 | FALSE |  | 1.05 | 2.1404 | 12.8421 | 5168 | Fencing (posts, square section), steel (galvanized) |  | 40 | D4 | 0 | 0 | 0 | 0 | 0 | 0 | 0 | 0 | 0
| Civic Offices | Services LED light fitting | 1701255 | 8404131 | 5.8 | Electrical installations | plates | Construction | 2.1404 | kg | 10 | 44 | 1 | FALSE | 1 | FALSE |  | 1.05 | 2.1404 | 12.8421 | 5168 | Fencing (posts, square section), steel (galvanized) |  | 50 | B4B5 | 5.9341 | 4.1017e-07 | 0.095913 | 0.029883 | 0.0056775 | 0.0013772 | 80.0056 | 5.1458 | 0.11415
| Civic Offices | Services LED light fitting | 1701255 | 8404131 | 5.8 | Electrical installations | plates | Construction | 2.1404 | kg | 10 | 44 | 1 | FALSE | 1 | FALSE |  | 1.05 | 2.1404 | 12.8421 | 5168 | Fencing (posts, square section), steel (galvanized) |  | 50 | D2 | 0 | 0 | 0 | 0 | 0 | 0 | 0 | 0 | 0
| Civic Offices | Services LED light fitting | 1701255 | 8404131 | 5.8 | Electrical installations | plates | Construction | 2.1404 | kg | 10 | 44 | 1 | FALSE | 1 | FALSE |  | 1.05 | 2.1404 | 12.8421 | 5168 | Fencing (posts, square section), steel (galvanized) |  | 50 | D3 | 0 | 0 | 0 | 0 | 0 | 0 | 0 | 0 | 0
| Civic Offices | Services LED light fitting | 1701255 | 8404131 | 5.8 | Electrical installations | plates | Construction | 2.1404 | kg | 10 | 44 | 1 | FALSE | 1 | FALSE |  | 1.05 | 2.1404 | 12.8421 | 5168 | Fencing (posts, square section), steel (galvanized) |  | 50 | D4 | 0 | 0 | 0 | 0 | 0 | 0 | 0 | 0 | 0
| Civic Offices | Services electrical wireing | 1701256 | 8404133 | 5.2 | Services equipment | copper wire 6mm siam | Construction | 65.5369 | Linear length Calculation | 30 | 44 | 1 | FALSE | 1 | FALSE |  | 1.03 | 65.5369 | 131.0739 | 5113 | Cladding sheet (plain), copper |  | 0 | A1A3 | 464.7576 | 0.00038624 | 23.6369 | 15.7783 | 1.3066 | 0.10754 | 7051.881 | 1376.6069 | 14.8559
| Civic Offices | Services electrical wireing | 1701256 | 8404133 | 5.2 | Services equipment | copper wire 6mm siam | Construction | 65.5369 | Linear length Calculation | 30 | 44 | 1 | FALSE | 1 | FALSE |  | 1.03 | 65.5369 | 131.0739 | 5113 | Cladding sheet (plain), copper |  | 0 | A4 | 1.3226 | 2.3763e-07 | 0.0043305 | 0.0011705 | 0.00073878 | 4.6124e-06 | 19.7149 | 3.0103 | 0.0054425
| Civic Offices | Services electrical wireing | 1701256 | 8404133 | 5.2 | Services equipment | copper wire 6mm siam | Construction | 65.5369 | Linear length Calculation | 30 | 44 | 1 | FALSE | 1 | FALSE |  | 1.03 | 65.5369 | 131.0739 | 5113 | Cladding sheet (plain), copper |  | 0 | A5 | 0.001022 | 2.6761e-10 | 7.1466e-06 | 2.3484e-06 | 1.1859e-06 | 1.4417e-09 | 0.025054 | 0.29492 | 0
| Civic Offices | Services electrical wireing | 1701256 | 8404133 | 5.2 | Services equipment | copper wire 6mm siam | Construction | 65.5369 | Linear length Calculation | 30 | 44 | 1 | FALSE | 1 | FALSE |  | 1.03 | 65.5369 | 131.0739 | 5113 | Cladding sheet (plain), copper |  | 0 | D2 | 0 | 0 | 0 | 0 | 0 | 0 | 0 | 0 | 0
| Civic Offices | Services electrical wireing | 1701256 | 8404133 | 5.2 | Services equipment | copper wire 6mm siam | Construction | 65.5369 | Linear length Calculation | 30 | 44 | 1 | FALSE | 1 | FALSE |  | 1.03 | 65.5369 | 131.0739 | 5113 | Cladding sheet (plain), copper |  | 0 | D3 | 0 | 0 | 0 | 0 | 0 | 0 | 0 | 0 | 0
| Civic Offices | Services electrical wireing | 1701256 | 8404133 | 5.2 | Services equipment | copper wire 6mm siam | Construction | 65.5369 | Linear length Calculation | 30 | 44 | 1 | FALSE | 1 | FALSE |  | 1.03 | 65.5369 | 131.0739 | 5113 | Cladding sheet (plain), copper |  | 0 | D4 | 0 | 0 | 0 | 0 | 0 | 0 | 0 | 0 | 0
| Civic Offices | Services electrical wireing | 1701256 | 8404133 | 5.2 | Services equipment | copper wire 6mm siam | Construction | 65.5369 | Linear length Calculation | 30 | 44 | 1 | FALSE | 1 | FALSE |  | 1.03 | 65.5369 | 131.0739 | 5113 | Cladding sheet (plain), copper |  | 60 | C2 | 0 | 0 | 0 | 0 | 0 | 0 | 0 | 0 | 0
| Civic Offices | Services electrical wireing | 1701256 | 8404133 | 5.2 | Services equipment | copper wire 6mm siam | Construction | 65.5369 | Linear length Calculation | 30 | 44 | 1 | FALSE | 1 | FALSE |  | 1.03 | 65.5369 | 131.0739 | 5113 | Cladding sheet (plain), copper |  | 60 | C4 | 0.034066 | 8.9204e-09 | 0.00023822 | 7.8278e-05 | 3.953e-05 | 4.8055e-08 | 0.83514 | 9.8305 | 0.0017084
| Civic Offices | Services electrical wireing | 1701256 | 8404133 | 5.2 | Services equipment | copper wire 6mm siam | Construction | 65.5369 | Linear length Calculation | 30 | 44 | 1 | FALSE | 1 | FALSE |  | 1.03 | 65.5369 | 131.0739 | 5113 | Cladding sheet (plain), copper |  | 60 | D2 | 0 | 0 | 0 | 0 | 0 | 0 | 0 | 0 | 0
| Civic Offices | Services electrical wireing | 1701256 | 8404133 | 5.2 | Services equipment | copper wire 6mm siam | Construction | 65.5369 | Linear length Calculation | 30 | 44 | 1 | FALSE | 1 | FALSE |  | 1.03 | 65.5369 | 131.0739 | 5113 | Cladding sheet (plain), copper |  | 60 | D3 | 0 | 0 | 0 | 0 | 0 | 0 | 0 | 0 | 0
| Civic Offices | Services electrical wireing | 1701256 | 8404133 | 5.2 | Services equipment | copper wire 6mm siam | Construction | 65.5369 | Linear length Calculation | 30 | 44 | 1 | FALSE | 1 | FALSE |  | 1.03 | 65.5369 | 131.0739 | 5113 | Cladding sheet (plain), copper |  | 60 | D4 | 0 | 0 | 0 | 0 | 0 | 0 | 0 | 0 | 0
| Civic Offices | Services electrical wireing | 1701256 | 8404133 | 5.2 | Services equipment | copper wire 6mm siam | Construction | 65.5369 | Linear length Calculation | 30 | 44 | 1 | FALSE | 1 | FALSE |  | 1.03 | 65.5369 | 131.0739 | 5113 | Cladding sheet (plain), copper |  | 30 | B4B5 | 466.1152 | 0.00038648 | 23.6414 | 15.7796 | 1.3073 | 0.10754 | 7072.4561 | 1389.7427 | 14.8614
| Civic Offices | Services electrical wireing | 1701256 | 8404133 | 5.2 | Services equipment | copper wire 6mm siam | Construction | 65.5369 | Linear length Calculation | 30 | 44 | 1 | FALSE | 1 | FALSE |  | 1.03 | 65.5369 | 131.0739 | 5113 | Cladding sheet (plain), copper |  | 30 | D2 | 0 | 0 | 0 | 0 | 0 | 0 | 0 | 0 | 0
| Civic Offices | Services electrical wireing | 1701256 | 8404133 | 5.2 | Services equipment | copper wire 6mm siam | Construction | 65.5369 | Linear length Calculation | 30 | 44 | 1 | FALSE | 1 | FALSE |  | 1.03 | 65.5369 | 131.0739 | 5113 | Cladding sheet (plain), copper |  | 30 | D3 | 0 | 0 | 0 | 0 | 0 | 0 | 0 | 0 | 0
| Civic Offices | Services electrical wireing | 1701256 | 8404133 | 5.2 | Services equipment | copper wire 6mm siam | Construction | 65.5369 | Linear length Calculation | 30 | 44 | 1 | FALSE | 1 | FALSE |  | 1.03 | 65.5369 | 131.0739 | 5113 | Cladding sheet (plain), copper |  | 30 | D4 | 0 | 0 | 0 | 0 | 0 | 0 | 0 | 0 | 0
| Civic Offices | Services electrical wireing | 1701256 | 8404134 | 5.2 | Services equipment | conduit 20mm | Construction | 50.3978 | Linear length Calculation | 30 | 44 | 1 | FALSE | 1 | FALSE |  | 1.05 | 50.3978 | 100.7955 | 5377 | Roof membrane (single ply), PVC |  | 0 | A1A3 | 110.3856 | 9.0198e-06 | 0.62387 | 0.16482 | 0.1366 | 0.0016314 | 3001.0896 | 479.1756 | 0.93645
| Civic Offices | Services electrical wireing | 1701256 | 8404134 | 5.2 | Services equipment | conduit 20mm | Construction | 50.3978 | Linear length Calculation | 30 | 44 | 1 | FALSE | 1 | FALSE |  | 1.05 | 50.3978 | 100.7955 | 5377 | Roof membrane (single ply), PVC |  | 0 | A4 | 1.0026 | 1.8015e-07 | 0.0032829 | 0.00088732 | 0.00056006 | 3.4966e-06 | 14.9456 | 2.2821 | 0.0041259
| Civic Offices | Services electrical wireing | 1701256 | 8404134 | 5.2 | Services equipment | conduit 20mm | Construction | 50.3978 | Linear length Calculation | 30 | 44 | 1 | FALSE | 1 | FALSE |  | 1.05 | 50.3978 | 100.7955 | 5377 | Roof membrane (single ply), PVC |  | 0 | A5 | 0.048403 | 2.0748e-09 | 0.0001542 | 0.0028624 | 1.686e-05 | 1.1316e-08 | 0.19245 | 0.37798 | 0
| Civic Offices | Services electrical wireing | 1701256 | 8404134 | 5.2 | Services equipment | conduit 20mm | Construction | 50.3978 | Linear length Calculation | 30 | 44 | 1 | FALSE | 1 | FALSE |  | 1.05 | 50.3978 | 100.7955 | 5377 | Roof membrane (single ply), PVC |  | 0 | D2 | 0 | 0 | 0 | 0 | 0 | 0 | 0 | 0 | 0
| Civic Offices | Services electrical wireing | 1701256 | 8404134 | 5.2 | Services equipment | conduit 20mm | Construction | 50.3978 | Linear length Calculation | 30 | 44 | 1 | FALSE | 1 | FALSE |  | 1.05 | 50.3978 | 100.7955 | 5377 | Roof membrane (single ply), PVC |  | 0 | D3 | 0 | 0 | 0 | 0 | 0 | 0 | 0 | 0 | 0
| Civic Offices | Services electrical wireing | 1701256 | 8404134 | 5.2 | Services equipment | conduit 20mm | Construction | 50.3978 | Linear length Calculation | 30 | 44 | 1 | FALSE | 1 | FALSE |  | 1.05 | 50.3978 | 100.7955 | 5377 | Roof membrane (single ply), PVC |  | 0 | D4 | 0 | 0 | 0 | 0 | 0 | 0 | 0 | 0 | 0
| Civic Offices | Services electrical wireing | 1701256 | 8404134 | 5.2 | Services equipment | conduit 20mm | Construction | 50.3978 | Linear length Calculation | 30 | 44 | 1 | FALSE | 1 | FALSE |  | 1.05 | 50.3978 | 100.7955 | 5377 | Roof membrane (single ply), PVC |  | 60 | C2 | 0 | 0 | 0 | 0 | 0 | 0 | 0 | 0 | 0
| Civic Offices | Services electrical wireing | 1701256 | 8404134 | 5.2 | Services equipment | conduit 20mm | Construction | 50.3978 | Linear length Calculation | 30 | 44 | 1 | FALSE | 1 | FALSE |  | 1.05 | 50.3978 | 100.7955 | 5377 | Roof membrane (single ply), PVC |  | 60 | C4 | 0.96805 | 4.1495e-08 | 0.003084 | 0.057247 | 0.00033721 | 2.2632e-07 | 3.849 | 7.5597 | 0.023632
| Civic Offices | Services electrical wireing | 1701256 | 8404134 | 5.2 | Services equipment | conduit 20mm | Construction | 50.3978 | Linear length Calculation | 30 | 44 | 1 | FALSE | 1 | FALSE |  | 1.05 | 50.3978 | 100.7955 | 5377 | Roof membrane (single ply), PVC |  | 60 | D2 | 0 | 0 | 0 | 0 | 0 | 0 | 0 | 0 | 0
| Civic Offices | Services electrical wireing | 1701256 | 8404134 | 5.2 | Services equipment | conduit 20mm | Construction | 50.3978 | Linear length Calculation | 30 | 44 | 1 | FALSE | 1 | FALSE |  | 1.05 | 50.3978 | 100.7955 | 5377 | Roof membrane (single ply), PVC |  | 60 | D3 | 0 | 0 | 0 | 0 | 0 | 0 | 0 | 0 | 0
| Civic Offices | Services electrical wireing | 1701256 | 8404134 | 5.2 | Services equipment | conduit 20mm | Construction | 50.3978 | Linear length Calculation | 30 | 44 | 1 | FALSE | 1 | FALSE |  | 1.05 | 50.3978 | 100.7955 | 5377 | Roof membrane (single ply), PVC |  | 60 | D4 | 0 | 0 | 0 | 0 | 0 | 0 | 0 | 0 | 0
| Civic Offices | Services electrical wireing | 1701256 | 8404134 | 5.2 | Services equipment | conduit 20mm | Construction | 50.3978 | Linear length Calculation | 30 | 44 | 1 | FALSE | 1 | FALSE |  | 1.05 | 50.3978 | 100.7955 | 5377 | Roof membrane (single ply), PVC |  | 30 | B4B5 | 112.4047 | 9.2436e-06 | 0.63039 | 0.22582 | 0.13751 | 0.0016352 | 3020.0767 | 489.3953 | 0.94057
| Civic Offices | Services electrical wireing | 1701256 | 8404134 | 5.2 | Services equipment | conduit 20mm | Construction | 50.3978 | Linear length Calculation | 30 | 44 | 1 | FALSE | 1 | FALSE |  | 1.05 | 50.3978 | 100.7955 | 5377 | Roof membrane (single ply), PVC |  | 30 | D2 | 0 | 0 | 0 | 0 | 0 | 0 | 0 | 0 | 0
| Civic Offices | Services electrical wireing | 1701256 | 8404134 | 5.2 | Services equipment | conduit 20mm | Construction | 50.3978 | Linear length Calculation | 30 | 44 | 1 | FALSE | 1 | FALSE |  | 1.05 | 50.3978 | 100.7955 | 5377 | Roof membrane (single ply), PVC |  | 30 | D3 | 0 | 0 | 0 | 0 | 0 | 0 | 0 | 0 | 0
| Civic Offices | Services electrical wireing | 1701256 | 8404134 | 5.2 | Services equipment | conduit 20mm | Construction | 50.3978 | Linear length Calculation | 30 | 44 | 1 | FALSE | 1 | FALSE |  | 1.05 | 50.3978 | 100.7955 | 5377 | Roof membrane (single ply), PVC |  | 30 | D4 | 0 | 0 | 0 | 0 | 0 | 0 | 0 | 0 | 0
| Civic Offices | Services LED light fitting | 1701259 | 8404136 | 5.8 | Electrical installations | heat sink | Construction | 6.4737 | kg | 10 | 44 | 1 | FALSE | 1 | FALSE |  | 1.01 | 6.4737 | 38.8421 | 5536 | Window furniture/hardware, aluminium |  | 0 | A1A3 | 122.8662 | 4.1605e-06 | 0.83993 | 0.19247 | 0.06239 | 0.00010702 | 1535.6408 | 25.9922 | 0.81577
| Civic Offices | Services LED light fitting | 1701259 | 8404136 | 5.8 | Electrical installations | heat sink | Construction | 6.4737 | kg | 10 | 44 | 1 | FALSE | 1 | FALSE |  | 1.01 | 6.4737 | 38.8421 | 5536 | Window furniture/hardware, aluminium |  | 0 | A4 | 0.32221 | 3.5738e-08 | 0.0016693 | 0.0002709 | 0.00020586 | 4.4778e-07 | 4.6524 | 1.2647 | 0.0012711
| Civic Offices | Services LED light fitting | 1701259 | 8404136 | 5.8 | Electrical installations | heat sink | Construction | 6.4737 | kg | 10 | 44 | 1 | FALSE | 1 | FALSE |  | 1.01 | 6.4737 | 38.8421 | 5536 | Window furniture/hardware, aluminium |  | 0 | A5 | 3.365e-05 | 8.8115e-12 | 2.3531e-07 | 7.7323e-08 | 3.9048e-08 | 4.7469e-11 | 0.00082495 | 0.0097105 | 0
| Civic Offices | Services LED light fitting | 1701259 | 8404136 | 5.8 | Electrical installations | heat sink | Construction | 6.4737 | kg | 10 | 44 | 1 | FALSE | 1 | FALSE |  | 1.01 | 6.4737 | 38.8421 | 5536 | Window furniture/hardware, aluminium |  | 0 | D2 | 0 | 0 | 0 | 0 | 0 | 0 | 0 | 0 | 0
| Civic Offices | Services LED light fitting | 1701259 | 8404136 | 5.8 | Electrical installations | heat sink | Construction | 6.4737 | kg | 10 | 44 | 1 | FALSE | 1 | FALSE |  | 1.01 | 6.4737 | 38.8421 | 5536 | Window furniture/hardware, aluminium |  | 0 | D3 | 0 | 0 | 0 | 0 | 0 | 0 | 0 | 0 | 0
| Civic Offices | Services LED light fitting | 1701259 | 8404136 | 5.8 | Electrical installations | heat sink | Construction | 6.4737 | kg | 10 | 44 | 1 | FALSE | 1 | FALSE |  | 1.01 | 6.4737 | 38.8421 | 5536 | Window furniture/hardware, aluminium |  | 0 | D4 | 0 | 0 | 0 | 0 | 0 | 0 | 0 | 0 | 0
| Civic Offices | Services LED light fitting | 1701259 | 8404136 | 5.8 | Electrical installations | heat sink | Construction | 6.4737 | kg | 10 | 44 | 1 | FALSE | 1 | FALSE |  | 1.01 | 6.4737 | 38.8421 | 5536 | Window furniture/hardware, aluminium |  | 60 | C2 | 0 | 0 | 0 | 0 | 0 | 0 | 0 | 0 | 0
| Civic Offices | Services LED light fitting | 1701259 | 8404136 | 5.8 | Electrical installations | heat sink | Construction | 6.4737 | kg | 10 | 44 | 1 | FALSE | 1 | FALSE |  | 1.01 | 6.4737 | 38.8421 | 5536 | Window furniture/hardware, aluminium |  | 60 | C4 | 0.003365 | 8.8115e-10 | 2.3531e-05 | 7.7323e-06 | 3.9048e-06 | 4.7469e-09 | 0.082495 | 0.97105 | 0.00016876
| Civic Offices | Services LED light fitting | 1701259 | 8404136 | 5.8 | Electrical installations | heat sink | Construction | 6.4737 | kg | 10 | 44 | 1 | FALSE | 1 | FALSE |  | 1.01 | 6.4737 | 38.8421 | 5536 | Window furniture/hardware, aluminium |  | 60 | D2 | 0 | 0 | 0 | 0 | 0 | 0 | 0 | 0 | 0
| Civic Offices | Services LED light fitting | 1701259 | 8404136 | 5.8 | Electrical installations | heat sink | Construction | 6.4737 | kg | 10 | 44 | 1 | FALSE | 1 | FALSE |  | 1.01 | 6.4737 | 38.8421 | 5536 | Window furniture/hardware, aluminium |  | 60 | D3 | 0 | 0 | 0 | 0 | 0 | 0 | 0 | 0 | 0
| Civic Offices | Services LED light fitting | 1701259 | 8404136 | 5.8 | Electrical installations | heat sink | Construction | 6.4737 | kg | 10 | 44 | 1 | FALSE | 1 | FALSE |  | 1.01 | 6.4737 | 38.8421 | 5536 | Window furniture/hardware, aluminium |  | 60 | D4 | 0 | 0 | 0 | 0 | 0 | 0 | 0 | 0 | 0
| Civic Offices | Services LED light fitting | 1701259 | 8404136 | 5.8 | Electrical installations | heat sink | Construction | 6.4737 | kg | 10 | 44 | 1 | FALSE | 1 | FALSE |  | 1.01 | 6.4737 | 38.8421 | 5536 | Window furniture/hardware, aluminium |  | 10 | B4B5 | 123.1918 | 4.1971e-06 | 0.84163 | 0.19275 | 0.0626 | 0.00010748 | 1540.3766 | 28.2377 | 0.81704
| Civic Offices | Services LED light fitting | 1701259 | 8404136 | 5.8 | Electrical installations | heat sink | Construction | 6.4737 | kg | 10 | 44 | 1 | FALSE | 1 | FALSE |  | 1.01 | 6.4737 | 38.8421 | 5536 | Window furniture/hardware, aluminium |  | 10 | D2 | 0 | 0 | 0 | 0 | 0 | 0 | 0 | 0 | 0
| Civic Offices | Services LED light fitting | 1701259 | 8404136 | 5.8 | Electrical installations | heat sink | Construction | 6.4737 | kg | 10 | 44 | 1 | FALSE | 1 | FALSE |  | 1.01 | 6.4737 | 38.8421 | 5536 | Window furniture/hardware, aluminium |  | 10 | D3 | 0 | 0 | 0 | 0 | 0 | 0 | 0 | 0 | 0
| Civic Offices | Services LED light fitting | 1701259 | 8404136 | 5.8 | Electrical installations | heat sink | Construction | 6.4737 | kg | 10 | 44 | 1 | FALSE | 1 | FALSE |  | 1.01 | 6.4737 | 38.8421 | 5536 | Window furniture/hardware, aluminium |  | 10 | D4 | 0 | 0 | 0 | 0 | 0 | 0 | 0 | 0 | 0
| Civic Offices | Services LED light fitting | 1701259 | 8404136 | 5.8 | Electrical installations | heat sink | Construction | 6.4737 | kg | 10 | 44 | 1 | FALSE | 1 | FALSE |  | 1.01 | 6.4737 | 38.8421 | 5536 | Window furniture/hardware, aluminium |  | 20 | B4B5 | 123.1918 | 4.1971e-06 | 0.84163 | 0.19275 | 0.0626 | 0.00010748 | 1540.3766 | 28.2377 | 0.81704
| Civic Offices | Services LED light fitting | 1701259 | 8404136 | 5.8 | Electrical installations | heat sink | Construction | 6.4737 | kg | 10 | 44 | 1 | FALSE | 1 | FALSE |  | 1.01 | 6.4737 | 38.8421 | 5536 | Window furniture/hardware, aluminium |  | 20 | D2 | 0 | 0 | 0 | 0 | 0 | 0 | 0 | 0 | 0
| Civic Offices | Services LED light fitting | 1701259 | 8404136 | 5.8 | Electrical installations | heat sink | Construction | 6.4737 | kg | 10 | 44 | 1 | FALSE | 1 | FALSE |  | 1.01 | 6.4737 | 38.8421 | 5536 | Window furniture/hardware, aluminium |  | 20 | D3 | 0 | 0 | 0 | 0 | 0 | 0 | 0 | 0 | 0
| Civic Offices | Services LED light fitting | 1701259 | 8404136 | 5.8 | Electrical installations | heat sink | Construction | 6.4737 | kg | 10 | 44 | 1 | FALSE | 1 | FALSE |  | 1.01 | 6.4737 | 38.8421 | 5536 | Window furniture/hardware, aluminium |  | 20 | D4 | 0 | 0 | 0 | 0 | 0 | 0 | 0 | 0 | 0
| Civic Offices | Services LED light fitting | 1701259 | 8404136 | 5.8 | Electrical installations | heat sink | Construction | 6.4737 | kg | 10 | 44 | 1 | FALSE | 1 | FALSE |  | 1.01 | 6.4737 | 38.8421 | 5536 | Window furniture/hardware, aluminium |  | 30 | B4B5 | 123.1918 | 4.1971e-06 | 0.84163 | 0.19275 | 0.0626 | 0.00010748 | 1540.3766 | 28.2377 | 0.81704
| Civic Offices | Services LED light fitting | 1701259 | 8404136 | 5.8 | Electrical installations | heat sink | Construction | 6.4737 | kg | 10 | 44 | 1 | FALSE | 1 | FALSE |  | 1.01 | 6.4737 | 38.8421 | 5536 | Window furniture/hardware, aluminium |  | 30 | D2 | 0 | 0 | 0 | 0 | 0 | 0 | 0 | 0 | 0
| Civic Offices | Services LED light fitting | 1701259 | 8404136 | 5.8 | Electrical installations | heat sink | Construction | 6.4737 | kg | 10 | 44 | 1 | FALSE | 1 | FALSE |  | 1.01 | 6.4737 | 38.8421 | 5536 | Window furniture/hardware, aluminium |  | 30 | D3 | 0 | 0 | 0 | 0 | 0 | 0 | 0 | 0 | 0
| Civic Offices | Services LED light fitting | 1701259 | 8404136 | 5.8 | Electrical installations | heat sink | Construction | 6.4737 | kg | 10 | 44 | 1 | FALSE | 1 | FALSE |  | 1.01 | 6.4737 | 38.8421 | 5536 | Window furniture/hardware, aluminium |  | 30 | D4 | 0 | 0 | 0 | 0 | 0 | 0 | 0 | 0 | 0
| Civic Offices | Services LED light fitting | 1701259 | 8404136 | 5.8 | Electrical installations | heat sink | Construction | 6.4737 | kg | 10 | 44 | 1 | FALSE | 1 | FALSE |  | 1.01 | 6.4737 | 38.8421 | 5536 | Window furniture/hardware, aluminium |  | 40 | B4B5 | 123.1918 | 4.1971e-06 | 0.84163 | 0.19275 | 0.0626 | 0.00010748 | 1540.3766 | 28.2377 | 0.81704
| Civic Offices | Services LED light fitting | 1701259 | 8404136 | 5.8 | Electrical installations | heat sink | Construction | 6.4737 | kg | 10 | 44 | 1 | FALSE | 1 | FALSE |  | 1.01 | 6.4737 | 38.8421 | 5536 | Window furniture/hardware, aluminium |  | 40 | D2 | 0 | 0 | 0 | 0 | 0 | 0 | 0 | 0 | 0
| Civic Offices | Services LED light fitting | 1701259 | 8404136 | 5.8 | Electrical installations | heat sink | Construction | 6.4737 | kg | 10 | 44 | 1 | FALSE | 1 | FALSE |  | 1.01 | 6.4737 | 38.8421 | 5536 | Window furniture/hardware, aluminium |  | 40 | D3 | 0 | 0 | 0 | 0 | 0 | 0 | 0 | 0 | 0
| Civic Offices | Services LED light fitting | 1701259 | 8404136 | 5.8 | Electrical installations | heat sink | Construction | 6.4737 | kg | 10 | 44 | 1 | FALSE | 1 | FALSE |  | 1.01 | 6.4737 | 38.8421 | 5536 | Window furniture/hardware, aluminium |  | 40 | D4 | 0 | 0 | 0 | 0 | 0 | 0 | 0 | 0 | 0
| Civic Offices | Services LED light fitting | 1701259 | 8404136 | 5.8 | Electrical installations | heat sink | Construction | 6.4737 | kg | 10 | 44 | 1 | FALSE | 1 | FALSE |  | 1.01 | 6.4737 | 38.8421 | 5536 | Window furniture/hardware, aluminium |  | 50 | B4B5 | 123.1918 | 4.1971e-06 | 0.84163 | 0.19275 | 0.0626 | 0.00010748 | 1540.3766 | 28.2377 | 0.81704
| Civic Offices | Services LED light fitting | 1701259 | 8404136 | 5.8 | Electrical installations | heat sink | Construction | 6.4737 | kg | 10 | 44 | 1 | FALSE | 1 | FALSE |  | 1.01 | 6.4737 | 38.8421 | 5536 | Window furniture/hardware, aluminium |  | 50 | D2 | 0 | 0 | 0 | 0 | 0 | 0 | 0 | 0 | 0
| Civic Offices | Services LED light fitting | 1701259 | 8404136 | 5.8 | Electrical installations | heat sink | Construction | 6.4737 | kg | 10 | 44 | 1 | FALSE | 1 | FALSE |  | 1.01 | 6.4737 | 38.8421 | 5536 | Window furniture/hardware, aluminium |  | 50 | D3 | 0 | 0 | 0 | 0 | 0 | 0 | 0 | 0 | 0
| Civic Offices | Services LED light fitting | 1701259 | 8404136 | 5.8 | Electrical installations | heat sink | Construction | 6.4737 | kg | 10 | 44 | 1 | FALSE | 1 | FALSE |  | 1.01 | 6.4737 | 38.8421 | 5536 | Window furniture/hardware, aluminium |  | 50 | D4 | 0 | 0 | 0 | 0 | 0 | 0 | 0 | 0 | 0
| Civic Offices | Services LED light fitting | 1701259 | 8404137 | 5.8 | Electrical installations | glass bulb | Construction | 1.8772 | kg | 10 | 44 | 1 | FALSE | 1 | FALSE |  | 1.05 | 1.8772 | 11.2632 | 5490 | General glazing, glass (toughened) |  | 0 | A1A3 | 2.2141 | 2.0415e-07 | 0.021024 | 0.002651 | 0.0012733 | 1.4058e-05 | 27.114 | 15.3201 | 0.010793
| Civic Offices | Services LED light fitting | 1701259 | 8404137 | 5.8 | Electrical installations | glass bulb | Construction | 1.8772 | kg | 10 | 44 | 1 | FALSE | 1 | FALSE |  | 1.05 | 1.8772 | 11.2632 | 5490 | General glazing, glass (toughened) |  | 0 | A4 | 0.047458 | 8.7355e-09 | 0.00015869 | 4.1871e-05 | 2.7684e-05 | 1.2498e-07 | 0.71671 | 0.088552 | 0.00019662
| Civic Offices | Services LED light fitting | 1701259 | 8404137 | 5.8 | Electrical installations | glass bulb | Construction | 1.8772 | kg | 10 | 44 | 1 | FALSE | 1 | FALSE |  | 1.05 | 1.8772 | 11.2632 | 5490 | General glazing, glass (toughened) |  | 0 | A5 | 0.00014618 | 5.0393e-11 | 1.1258e-06 | 2.7799e-07 | 1.9449e-07 | 1.5802e-10 | 0.0042458 | 0.014079 | 0
| Civic Offices | Services LED light fitting | 1701259 | 8404137 | 5.8 | Electrical installations | glass bulb | Construction | 1.8772 | kg | 10 | 44 | 1 | FALSE | 1 | FALSE |  | 1.05 | 1.8772 | 11.2632 | 5490 | General glazing, glass (toughened) |  | 0 | D2 | 0 | 0 | 0 | 0 | 0 | 0 | 0 | 0 | 0
| Civic Offices | Services LED light fitting | 1701259 | 8404137 | 5.8 | Electrical installations | glass bulb | Construction | 1.8772 | kg | 10 | 44 | 1 | FALSE | 1 | FALSE |  | 1.05 | 1.8772 | 11.2632 | 5490 | General glazing, glass (toughened) |  | 0 | D3 | 0 | 0 | 0 | 0 | 0 | 0 | 0 | 0 | 0
| Civic Offices | Services LED light fitting | 1701259 | 8404137 | 5.8 | Electrical installations | glass bulb | Construction | 1.8772 | kg | 10 | 44 | 1 | FALSE | 1 | FALSE |  | 1.05 | 1.8772 | 11.2632 | 5490 | General glazing, glass (toughened) |  | 0 | D4 | 0 | 0 | 0 | 0 | 0 | 0 | 0 | 0 | 0
| Civic Offices | Services LED light fitting | 1701259 | 8404137 | 5.8 | Electrical installations | glass bulb | Construction | 1.8772 | kg | 10 | 44 | 1 | FALSE | 1 | FALSE |  | 1.05 | 1.8772 | 11.2632 | 5490 | General glazing, glass (toughened) |  | 60 | C2 | 0 | 0 | 0 | 0 | 0 | 0 | 0 | 0 | 0
| Civic Offices | Services LED light fitting | 1701259 | 8404137 | 5.8 | Electrical installations | glass bulb | Construction | 1.8772 | kg | 10 | 44 | 1 | FALSE | 1 | FALSE |  | 1.05 | 1.8772 | 11.2632 | 5490 | General glazing, glass (toughened) |  | 60 | C4 | 0.0029236 | 1.0079e-09 | 2.2517e-05 | 5.5599e-06 | 3.8897e-06 | 3.1604e-09 | 0.084917 | 0.28158 | 0.00027561
| Civic Offices | Services LED light fitting | 1701259 | 8404137 | 5.8 | Electrical installations | glass bulb | Construction | 1.8772 | kg | 10 | 44 | 1 | FALSE | 1 | FALSE |  | 1.05 | 1.8772 | 11.2632 | 5490 | General glazing, glass (toughened) |  | 60 | D2 | 0 | 0 | 0 | 0 | 0 | 0 | 0 | 0 | 0
| Civic Offices | Services LED light fitting | 1701259 | 8404137 | 5.8 | Electrical installations | glass bulb | Construction | 1.8772 | kg | 10 | 44 | 1 | FALSE | 1 | FALSE |  | 1.05 | 1.8772 | 11.2632 | 5490 | General glazing, glass (toughened) |  | 60 | D3 | 0 | 0 | 0 | 0 | 0 | 0 | 0 | 0 | 0
| Civic Offices | Services LED light fitting | 1701259 | 8404137 | 5.8 | Electrical installations | glass bulb | Construction | 1.8772 | kg | 10 | 44 | 1 | FALSE | 1 | FALSE |  | 1.05 | 1.8772 | 11.2632 | 5490 | General glazing, glass (toughened) |  | 60 | D4 | 0 | 0 | 0 | 0 | 0 | 0 | 0 | 0 | 0
| Civic Offices | Services LED light fitting | 1701259 | 8404137 | 5.8 | Electrical installations | glass bulb | Construction | 1.8772 | kg | 10 | 44 | 1 | FALSE | 1 | FALSE |  | 1.05 | 1.8772 | 11.2632 | 5490 | General glazing, glass (toughened) |  | 10 | B4B5 | 2.2646 | 2.1394e-07 | 0.021206 | 0.0026987 | 0.0013051 | 1.4187e-05 | 27.9199 | 15.7043 | 0.01099
| Civic Offices | Services LED light fitting | 1701259 | 8404137 | 5.8 | Electrical installations | glass bulb | Construction | 1.8772 | kg | 10 | 44 | 1 | FALSE | 1 | FALSE |  | 1.05 | 1.8772 | 11.2632 | 5490 | General glazing, glass (toughened) |  | 10 | D2 | 0 | 0 | 0 | 0 | 0 | 0 | 0 | 0 | 0
| Civic Offices | Services LED light fitting | 1701259 | 8404137 | 5.8 | Electrical installations | glass bulb | Construction | 1.8772 | kg | 10 | 44 | 1 | FALSE | 1 | FALSE |  | 1.05 | 1.8772 | 11.2632 | 5490 | General glazing, glass (toughened) |  | 10 | D3 | 0 | 0 | 0 | 0 | 0 | 0 | 0 | 0 | 0
| Civic Offices | Services LED light fitting | 1701259 | 8404137 | 5.8 | Electrical installations | glass bulb | Construction | 1.8772 | kg | 10 | 44 | 1 | FALSE | 1 | FALSE |  | 1.05 | 1.8772 | 11.2632 | 5490 | General glazing, glass (toughened) |  | 10 | D4 | 0 | 0 | 0 | 0 | 0 | 0 | 0 | 0 | 0
| Civic Offices | Services LED light fitting | 1701259 | 8404137 | 5.8 | Electrical installations | glass bulb | Construction | 1.8772 | kg | 10 | 44 | 1 | FALSE | 1 | FALSE |  | 1.05 | 1.8772 | 11.2632 | 5490 | General glazing, glass (toughened) |  | 20 | B4B5 | 2.2646 | 2.1394e-07 | 0.021206 | 0.0026987 | 0.0013051 | 1.4187e-05 | 27.9199 | 15.7043 | 0.01099
| Civic Offices | Services LED light fitting | 1701259 | 8404137 | 5.8 | Electrical installations | glass bulb | Construction | 1.8772 | kg | 10 | 44 | 1 | FALSE | 1 | FALSE |  | 1.05 | 1.8772 | 11.2632 | 5490 | General glazing, glass (toughened) |  | 20 | D2 | 0 | 0 | 0 | 0 | 0 | 0 | 0 | 0 | 0
| Civic Offices | Services LED light fitting | 1701259 | 8404137 | 5.8 | Electrical installations | glass bulb | Construction | 1.8772 | kg | 10 | 44 | 1 | FALSE | 1 | FALSE |  | 1.05 | 1.8772 | 11.2632 | 5490 | General glazing, glass (toughened) |  | 20 | D3 | 0 | 0 | 0 | 0 | 0 | 0 | 0 | 0 | 0
| Civic Offices | Services LED light fitting | 1701259 | 8404137 | 5.8 | Electrical installations | glass bulb | Construction | 1.8772 | kg | 10 | 44 | 1 | FALSE | 1 | FALSE |  | 1.05 | 1.8772 | 11.2632 | 5490 | General glazing, glass (toughened) |  | 20 | D4 | 0 | 0 | 0 | 0 | 0 | 0 | 0 | 0 | 0
| Civic Offices | Services LED light fitting | 1701259 | 8404137 | 5.8 | Electrical installations | glass bulb | Construction | 1.8772 | kg | 10 | 44 | 1 | FALSE | 1 | FALSE |  | 1.05 | 1.8772 | 11.2632 | 5490 | General glazing, glass (toughened) |  | 30 | B4B5 | 2.2646 | 2.1394e-07 | 0.021206 | 0.0026987 | 0.0013051 | 1.4187e-05 | 27.9199 | 15.7043 | 0.01099
| Civic Offices | Services LED light fitting | 1701259 | 8404137 | 5.8 | Electrical installations | glass bulb | Construction | 1.8772 | kg | 10 | 44 | 1 | FALSE | 1 | FALSE |  | 1.05 | 1.8772 | 11.2632 | 5490 | General glazing, glass (toughened) |  | 30 | D2 | 0 | 0 | 0 | 0 | 0 | 0 | 0 | 0 | 0
| Civic Offices | Services LED light fitting | 1701259 | 8404137 | 5.8 | Electrical installations | glass bulb | Construction | 1.8772 | kg | 10 | 44 | 1 | FALSE | 1 | FALSE |  | 1.05 | 1.8772 | 11.2632 | 5490 | General glazing, glass (toughened) |  | 30 | D3 | 0 | 0 | 0 | 0 | 0 | 0 | 0 | 0 | 0
| Civic Offices | Services LED light fitting | 1701259 | 8404137 | 5.8 | Electrical installations | glass bulb | Construction | 1.8772 | kg | 10 | 44 | 1 | FALSE | 1 | FALSE |  | 1.05 | 1.8772 | 11.2632 | 5490 | General glazing, glass (toughened) |  | 30 | D4 | 0 | 0 | 0 | 0 | 0 | 0 | 0 | 0 | 0
| Civic Offices | Services LED light fitting | 1701259 | 8404137 | 5.8 | Electrical installations | glass bulb | Construction | 1.8772 | kg | 10 | 44 | 1 | FALSE | 1 | FALSE |  | 1.05 | 1.8772 | 11.2632 | 5490 | General glazing, glass (toughened) |  | 40 | B4B5 | 2.2646 | 2.1394e-07 | 0.021206 | 0.0026987 | 0.0013051 | 1.4187e-05 | 27.9199 | 15.7043 | 0.01099
| Civic Offices | Services LED light fitting | 1701259 | 8404137 | 5.8 | Electrical installations | glass bulb | Construction | 1.8772 | kg | 10 | 44 | 1 | FALSE | 1 | FALSE |  | 1.05 | 1.8772 | 11.2632 | 5490 | General glazing, glass (toughened) |  | 40 | D2 | 0 | 0 | 0 | 0 | 0 | 0 | 0 | 0 | 0
| Civic Offices | Services LED light fitting | 1701259 | 8404137 | 5.8 | Electrical installations | glass bulb | Construction | 1.8772 | kg | 10 | 44 | 1 | FALSE | 1 | FALSE |  | 1.05 | 1.8772 | 11.2632 | 5490 | General glazing, glass (toughened) |  | 40 | D3 | 0 | 0 | 0 | 0 | 0 | 0 | 0 | 0 | 0
| Civic Offices | Services LED light fitting | 1701259 | 8404137 | 5.8 | Electrical installations | glass bulb | Construction | 1.8772 | kg | 10 | 44 | 1 | FALSE | 1 | FALSE |  | 1.05 | 1.8772 | 11.2632 | 5490 | General glazing, glass (toughened) |  | 40 | D4 | 0 | 0 | 0 | 0 | 0 | 0 | 0 | 0 | 0
| Civic Offices | Services LED light fitting | 1701259 | 8404137 | 5.8 | Electrical installations | glass bulb | Construction | 1.8772 | kg | 10 | 44 | 1 | FALSE | 1 | FALSE |  | 1.05 | 1.8772 | 11.2632 | 5490 | General glazing, glass (toughened) |  | 50 | B4B5 | 2.2646 | 2.1394e-07 | 0.021206 | 0.0026987 | 0.0013051 | 1.4187e-05 | 27.9199 | 15.7043 | 0.01099
| Civic Offices | Services LED light fitting | 1701259 | 8404137 | 5.8 | Electrical installations | glass bulb | Construction | 1.8772 | kg | 10 | 44 | 1 | FALSE | 1 | FALSE |  | 1.05 | 1.8772 | 11.2632 | 5490 | General glazing, glass (toughened) |  | 50 | D2 | 0 | 0 | 0 | 0 | 0 | 0 | 0 | 0 | 0
| Civic Offices | Services LED light fitting | 1701259 | 8404137 | 5.8 | Electrical installations | glass bulb | Construction | 1.8772 | kg | 10 | 44 | 1 | FALSE | 1 | FALSE |  | 1.05 | 1.8772 | 11.2632 | 5490 | General glazing, glass (toughened) |  | 50 | D3 | 0 | 0 | 0 | 0 | 0 | 0 | 0 | 0 | 0
| Civic Offices | Services LED light fitting | 1701259 | 8404137 | 5.8 | Electrical installations | glass bulb | Construction | 1.8772 | kg | 10 | 44 | 1 | FALSE | 1 | FALSE |  | 1.05 | 1.8772 | 11.2632 | 5490 | General glazing, glass (toughened) |  | 50 | D4 | 0 | 0 | 0 | 0 | 0 | 0 | 0 | 0 | 0
| Civic Offices | Services LED light fitting | 1701259 | 8404138 | 5.8 | Electrical installations | connectors | Construction | 0.087719 | kg | 10 | 44 | 1 | FALSE | 1 | FALSE |  | 1.05 | 0.087719 | 0.52632 | 5014 | Cladding sheet (angle seamed), copper |  | 0 | A1A3 | 0.63414 | 5.27e-07 | 0.032252 | 0.021529 | 0.0017827 | 0.00014673 | 9.622 | 1.8783 | 0.02027
| Civic Offices | Services LED light fitting | 1701259 | 8404138 | 5.8 | Electrical installations | connectors | Construction | 0.087719 | kg | 10 | 44 | 1 | FALSE | 1 | FALSE |  | 1.05 | 0.087719 | 0.52632 | 5014 | Cladding sheet (angle seamed), copper |  | 0 | A4 | 0.0018046 | 3.2424e-10 | 5.9088e-06 | 1.5971e-06 | 1.008e-06 | 6.2934e-09 | 0.0269 | 0.0041075 | 7.4261e-06
| Civic Offices | Services LED light fitting | 1701259 | 8404138 | 5.8 | Electrical installations | connectors | Construction | 0.087719 | kg | 10 | 44 | 1 | FALSE | 1 | FALSE |  | 1.05 | 0.087719 | 0.52632 | 5014 | Cladding sheet (angle seamed), copper |  | 0 | A5 | 2.2798e-06 | 5.9698e-13 | 1.5943e-08 | 5.2387e-09 | 2.6455e-09 | 3.216e-12 | 5.5891e-05 | 0.00065789 | 0
| Civic Offices | Services LED light fitting | 1701259 | 8404138 | 5.8 | Electrical installations | connectors | Construction | 0.087719 | kg | 10 | 44 | 1 | FALSE | 1 | FALSE |  | 1.05 | 0.087719 | 0.52632 | 5014 | Cladding sheet (angle seamed), copper |  | 0 | D2 | 0 | 0 | 0 | 0 | 0 | 0 | 0 | 0 | 0
| Civic Offices | Services LED light fitting | 1701259 | 8404138 | 5.8 | Electrical installations | connectors | Construction | 0.087719 | kg | 10 | 44 | 1 | FALSE | 1 | FALSE |  | 1.05 | 0.087719 | 0.52632 | 5014 | Cladding sheet (angle seamed), copper |  | 0 | D3 | 0 | 0 | 0 | 0 | 0 | 0 | 0 | 0 | 0
| Civic Offices | Services LED light fitting | 1701259 | 8404138 | 5.8 | Electrical installations | connectors | Construction | 0.087719 | kg | 10 | 44 | 1 | FALSE | 1 | FALSE |  | 1.05 | 0.087719 | 0.52632 | 5014 | Cladding sheet (angle seamed), copper |  | 0 | D4 | 0 | 0 | 0 | 0 | 0 | 0 | 0 | 0 | 0
| Civic Offices | Services LED light fitting | 1701259 | 8404138 | 5.8 | Electrical installations | connectors | Construction | 0.087719 | kg | 10 | 44 | 1 | FALSE | 1 | FALSE |  | 1.05 | 0.087719 | 0.52632 | 5014 | Cladding sheet (angle seamed), copper |  | 60 | C2 | 0 | 0 | 0 | 0 | 0 | 0 | 0 | 0 | 0
| Civic Offices | Services LED light fitting | 1701259 | 8404138 | 5.8 | Electrical installations | connectors | Construction | 0.087719 | kg | 10 | 44 | 1 | FALSE | 1 | FALSE |  | 1.05 | 0.087719 | 0.52632 | 5014 | Cladding sheet (angle seamed), copper |  | 60 | C4 | 4.5596e-05 | 1.194e-11 | 3.1885e-07 | 1.0477e-07 | 5.291e-08 | 6.4321e-11 | 0.0011178 | 0.013158 | 2.2867e-06
| Civic Offices | Services LED light fitting | 1701259 | 8404138 | 5.8 | Electrical installations | connectors | Construction | 0.087719 | kg | 10 | 44 | 1 | FALSE | 1 | FALSE |  | 1.05 | 0.087719 | 0.52632 | 5014 | Cladding sheet (angle seamed), copper |  | 60 | D2 | 0 | 0 | 0 | 0 | 0 | 0 | 0 | 0 | 0
| Civic Offices | Services LED light fitting | 1701259 | 8404138 | 5.8 | Electrical installations | connectors | Construction | 0.087719 | kg | 10 | 44 | 1 | FALSE | 1 | FALSE |  | 1.05 | 0.087719 | 0.52632 | 5014 | Cladding sheet (angle seamed), copper |  | 60 | D3 | 0 | 0 | 0 | 0 | 0 | 0 | 0 | 0 | 0
| Civic Offices | Services LED light fitting | 1701259 | 8404138 | 5.8 | Electrical installations | connectors | Construction | 0.087719 | kg | 10 | 44 | 1 | FALSE | 1 | FALSE |  | 1.05 | 0.087719 | 0.52632 | 5014 | Cladding sheet (angle seamed), copper |  | 60 | D4 | 0 | 0 | 0 | 0 | 0 | 0 | 0 | 0 | 0
| Civic Offices | Services LED light fitting | 1701259 | 8404138 | 5.8 | Electrical installations | connectors | Construction | 0.087719 | kg | 10 | 44 | 1 | FALSE | 1 | FALSE |  | 1.05 | 0.087719 | 0.52632 | 5014 | Cladding sheet (angle seamed), copper |  | 10 | B4B5 | 0.636 | 5.2734e-07 | 0.032258 | 0.021531 | 0.0017838 | 0.00014674 | 9.6501 | 1.8962 | 0.020278
| Civic Offices | Services LED light fitting | 1701259 | 8404138 | 5.8 | Electrical installations | connectors | Construction | 0.087719 | kg | 10 | 44 | 1 | FALSE | 1 | FALSE |  | 1.05 | 0.087719 | 0.52632 | 5014 | Cladding sheet (angle seamed), copper |  | 10 | D2 | 0 | 0 | 0 | 0 | 0 | 0 | 0 | 0 | 0
| Civic Offices | Services LED light fitting | 1701259 | 8404138 | 5.8 | Electrical installations | connectors | Construction | 0.087719 | kg | 10 | 44 | 1 | FALSE | 1 | FALSE |  | 1.05 | 0.087719 | 0.52632 | 5014 | Cladding sheet (angle seamed), copper |  | 10 | D3 | 0 | 0 | 0 | 0 | 0 | 0 | 0 | 0 | 0
| Civic Offices | Services LED light fitting | 1701259 | 8404138 | 5.8 | Electrical installations | connectors | Construction | 0.087719 | kg | 10 | 44 | 1 | FALSE | 1 | FALSE |  | 1.05 | 0.087719 | 0.52632 | 5014 | Cladding sheet (angle seamed), copper |  | 10 | D4 | 0 | 0 | 0 | 0 | 0 | 0 | 0 | 0 | 0
| Civic Offices | Services LED light fitting | 1701259 | 8404138 | 5.8 | Electrical installations | connectors | Construction | 0.087719 | kg | 10 | 44 | 1 | FALSE | 1 | FALSE |  | 1.05 | 0.087719 | 0.52632 | 5014 | Cladding sheet (angle seamed), copper |  | 20 | B4B5 | 0.636 | 5.2734e-07 | 0.032258 | 0.021531 | 0.0017838 | 0.00014674 | 9.6501 | 1.8962 | 0.020278
| Civic Offices | Services LED light fitting | 1701259 | 8404138 | 5.8 | Electrical installations | connectors | Construction | 0.087719 | kg | 10 | 44 | 1 | FALSE | 1 | FALSE |  | 1.05 | 0.087719 | 0.52632 | 5014 | Cladding sheet (angle seamed), copper |  | 20 | D2 | 0 | 0 | 0 | 0 | 0 | 0 | 0 | 0 | 0
| Civic Offices | Services LED light fitting | 1701259 | 8404138 | 5.8 | Electrical installations | connectors | Construction | 0.087719 | kg | 10 | 44 | 1 | FALSE | 1 | FALSE |  | 1.05 | 0.087719 | 0.52632 | 5014 | Cladding sheet (angle seamed), copper |  | 20 | D3 | 0 | 0 | 0 | 0 | 0 | 0 | 0 | 0 | 0
| Civic Offices | Services LED light fitting | 1701259 | 8404138 | 5.8 | Electrical installations | connectors | Construction | 0.087719 | kg | 10 | 44 | 1 | FALSE | 1 | FALSE |  | 1.05 | 0.087719 | 0.52632 | 5014 | Cladding sheet (angle seamed), copper |  | 20 | D4 | 0 | 0 | 0 | 0 | 0 | 0 | 0 | 0 | 0
| Civic Offices | Services LED light fitting | 1701259 | 8404138 | 5.8 | Electrical installations | connectors | Construction | 0.087719 | kg | 10 | 44 | 1 | FALSE | 1 | FALSE |  | 1.05 | 0.087719 | 0.52632 | 5014 | Cladding sheet (angle seamed), copper |  | 30 | B4B5 | 0.636 | 5.2734e-07 | 0.032258 | 0.021531 | 0.0017838 | 0.00014674 | 9.6501 | 1.8962 | 0.020278
| Civic Offices | Services LED light fitting | 1701259 | 8404138 | 5.8 | Electrical installations | connectors | Construction | 0.087719 | kg | 10 | 44 | 1 | FALSE | 1 | FALSE |  | 1.05 | 0.087719 | 0.52632 | 5014 | Cladding sheet (angle seamed), copper |  | 30 | D2 | 0 | 0 | 0 | 0 | 0 | 0 | 0 | 0 | 0
| Civic Offices | Services LED light fitting | 1701259 | 8404138 | 5.8 | Electrical installations | connectors | Construction | 0.087719 | kg | 10 | 44 | 1 | FALSE | 1 | FALSE |  | 1.05 | 0.087719 | 0.52632 | 5014 | Cladding sheet (angle seamed), copper |  | 30 | D3 | 0 | 0 | 0 | 0 | 0 | 0 | 0 | 0 | 0
| Civic Offices | Services LED light fitting | 1701259 | 8404138 | 5.8 | Electrical installations | connectors | Construction | 0.087719 | kg | 10 | 44 | 1 | FALSE | 1 | FALSE |  | 1.05 | 0.087719 | 0.52632 | 5014 | Cladding sheet (angle seamed), copper |  | 30 | D4 | 0 | 0 | 0 | 0 | 0 | 0 | 0 | 0 | 0
| Civic Offices | Services LED light fitting | 1701259 | 8404138 | 5.8 | Electrical installations | connectors | Construction | 0.087719 | kg | 10 | 44 | 1 | FALSE | 1 | FALSE |  | 1.05 | 0.087719 | 0.52632 | 5014 | Cladding sheet (angle seamed), copper |  | 40 | B4B5 | 0.636 | 5.2734e-07 | 0.032258 | 0.021531 | 0.0017838 | 0.00014674 | 9.6501 | 1.8962 | 0.020278
| Civic Offices | Services LED light fitting | 1701259 | 8404138 | 5.8 | Electrical installations | connectors | Construction | 0.087719 | kg | 10 | 44 | 1 | FALSE | 1 | FALSE |  | 1.05 | 0.087719 | 0.52632 | 5014 | Cladding sheet (angle seamed), copper |  | 40 | D2 | 0 | 0 | 0 | 0 | 0 | 0 | 0 | 0 | 0
| Civic Offices | Services LED light fitting | 1701259 | 8404138 | 5.8 | Electrical installations | connectors | Construction | 0.087719 | kg | 10 | 44 | 1 | FALSE | 1 | FALSE |  | 1.05 | 0.087719 | 0.52632 | 5014 | Cladding sheet (angle seamed), copper |  | 40 | D3 | 0 | 0 | 0 | 0 | 0 | 0 | 0 | 0 | 0
| Civic Offices | Services LED light fitting | 1701259 | 8404138 | 5.8 | Electrical installations | connectors | Construction | 0.087719 | kg | 10 | 44 | 1 | FALSE | 1 | FALSE |  | 1.05 | 0.087719 | 0.52632 | 5014 | Cladding sheet (angle seamed), copper |  | 40 | D4 | 0 | 0 | 0 | 0 | 0 | 0 | 0 | 0 | 0
| Civic Offices | Services LED light fitting | 1701259 | 8404138 | 5.8 | Electrical installations | connectors | Construction | 0.087719 | kg | 10 | 44 | 1 | FALSE | 1 | FALSE |  | 1.05 | 0.087719 | 0.52632 | 5014 | Cladding sheet (angle seamed), copper |  | 50 | B4B5 | 0.636 | 5.2734e-07 | 0.032258 | 0.021531 | 0.0017838 | 0.00014674 | 9.6501 | 1.8962 | 0.020278
| Civic Offices | Services LED light fitting | 1701259 | 8404138 | 5.8 | Electrical installations | connectors | Construction | 0.087719 | kg | 10 | 44 | 1 | FALSE | 1 | FALSE |  | 1.05 | 0.087719 | 0.52632 | 5014 | Cladding sheet (angle seamed), copper |  | 50 | D2 | 0 | 0 | 0 | 0 | 0 | 0 | 0 | 0 | 0
| Civic Offices | Services LED light fitting | 1701259 | 8404138 | 5.8 | Electrical installations | connectors | Construction | 0.087719 | kg | 10 | 44 | 1 | FALSE | 1 | FALSE |  | 1.05 | 0.087719 | 0.52632 | 5014 | Cladding sheet (angle seamed), copper |  | 50 | D3 | 0 | 0 | 0 | 0 | 0 | 0 | 0 | 0 | 0
| Civic Offices | Services LED light fitting | 1701259 | 8404138 | 5.8 | Electrical installations | connectors | Construction | 0.087719 | kg | 10 | 44 | 1 | FALSE | 1 | FALSE |  | 1.05 | 0.087719 | 0.52632 | 5014 | Cladding sheet (angle seamed), copper |  | 50 | D4 | 0 | 0 | 0 | 0 | 0 | 0 | 0 | 0 | 0
| Civic Offices | Services LED light fitting | 1701259 | 8404139 | 5.8 | Electrical installations | insulator | Construction | 3.0351 | kg | 10 | 44 | 1 | FALSE | 1 | FALSE |  | 1.1 | 3.0351 | 18.2105 | 5052 | Membrane (breather), polypropylene |  | 0 | A1A3 | 18.3404 | 4.1882e-07 | 0.10329 | 0.029703 | 0.012271 | 2.152e-05 | 399.2957 | 1.5843 | 0.090484
| Civic Offices | Services LED light fitting | 1701259 | 8404139 | 5.8 | Electrical installations | insulator | Construction | 3.0351 | kg | 10 | 44 | 1 | FALSE | 1 | FALSE |  | 1.1 | 3.0351 | 18.2105 | 5052 | Membrane (breather), polypropylene |  | 0 | A4 | 0.063255 | 1.1365e-08 | 0.00020712 | 5.5981e-05 | 3.5334e-05 | 2.206e-07 | 0.94292 | 0.14398 | 0.0002603
| Civic Offices | Services LED light fitting | 1701259 | 8404139 | 5.8 | Electrical installations | insulator | Construction | 3.0351 | kg | 10 | 44 | 1 | FALSE | 1 | FALSE |  | 1.1 | 3.0351 | 18.2105 | 5052 | Membrane (breather), polypropylene |  | 0 | A5 | 0.0079993 | 2.5443e-10 | 7.3656e-06 | 0.0006711 | 2.444e-06 | 1.4215e-09 | 0.023283 | 0.048561 | 0
| Civic Offices | Services LED light fitting | 1701259 | 8404139 | 5.8 | Electrical installations | insulator | Construction | 3.0351 | kg | 10 | 44 | 1 | FALSE | 1 | FALSE |  | 1.1 | 3.0351 | 18.2105 | 5052 | Membrane (breather), polypropylene |  | 0 | D2 | 0 | 0 | 0 | 0 | 0 | 0 | 0 | 0 | 0
| Civic Offices | Services LED light fitting | 1701259 | 8404139 | 5.8 | Electrical installations | insulator | Construction | 3.0351 | kg | 10 | 44 | 1 | FALSE | 1 | FALSE |  | 1.1 | 3.0351 | 18.2105 | 5052 | Membrane (breather), polypropylene |  | 0 | D3 | 0 | 0 | 0 | 0 | 0 | 0 | 0 | 0 | 0
| Civic Offices | Services LED light fitting | 1701259 | 8404139 | 5.8 | Electrical installations | insulator | Construction | 3.0351 | kg | 10 | 44 | 1 | FALSE | 1 | FALSE |  | 1.1 | 3.0351 | 18.2105 | 5052 | Membrane (breather), polypropylene |  | 0 | D4 | 0 | 0 | 0 | 0 | 0 | 0 | 0 | 0 | 0
| Civic Offices | Services LED light fitting | 1701259 | 8404139 | 5.8 | Electrical installations | insulator | Construction | 3.0351 | kg | 10 | 44 | 1 | FALSE | 1 | FALSE |  | 1.1 | 3.0351 | 18.2105 | 5052 | Membrane (breather), polypropylene |  | 60 | C2 | 0 | 0 | 0 | 0 | 0 | 0 | 0 | 0 | 0
| Civic Offices | Services LED light fitting | 1701259 | 8404139 | 5.8 | Electrical installations | insulator | Construction | 3.0351 | kg | 10 | 44 | 1 | FALSE | 1 | FALSE |  | 1.1 | 3.0351 | 18.2105 | 5052 | Membrane (breather), polypropylene |  | 60 | C4 | 0.079993 | 2.5443e-09 | 7.3656e-05 | 0.006711 | 2.444e-05 | 1.4215e-08 | 0.23283 | 0.48561 | 0.002252
| Civic Offices | Services LED light fitting | 1701259 | 8404139 | 5.8 | Electrical installations | insulator | Construction | 3.0351 | kg | 10 | 44 | 1 | FALSE | 1 | FALSE |  | 1.1 | 3.0351 | 18.2105 | 5052 | Membrane (breather), polypropylene |  | 60 | D2 | 0 | 0 | 0 | 0 | 0 | 0 | 0 | 0 | 0
| Civic Offices | Services LED light fitting | 1701259 | 8404139 | 5.8 | Electrical installations | insulator | Construction | 3.0351 | kg | 10 | 44 | 1 | FALSE | 1 | FALSE |  | 1.1 | 3.0351 | 18.2105 | 5052 | Membrane (breather), polypropylene |  | 60 | D3 | 0 | 0 | 0 | 0 | 0 | 0 | 0 | 0 | 0
| Civic Offices | Services LED light fitting | 1701259 | 8404139 | 5.8 | Electrical installations | insulator | Construction | 3.0351 | kg | 10 | 44 | 1 | FALSE | 1 | FALSE |  | 1.1 | 3.0351 | 18.2105 | 5052 | Membrane (breather), polypropylene |  | 60 | D4 | 0 | 0 | 0 | 0 | 0 | 0 | 0 | 0 | 0
| Civic Offices | Services LED light fitting | 1701259 | 8404139 | 5.8 | Electrical installations | insulator | Construction | 3.0351 | kg | 10 | 44 | 1 | FALSE | 1 | FALSE |  | 1.1 | 3.0351 | 18.2105 | 5052 | Membrane (breather), polypropylene |  | 10 | B4B5 | 18.4917 | 4.3299e-07 | 0.10358 | 0.037141 | 0.012334 | 2.1757e-05 | 400.4948 | 2.2624 | 0.090745
| Civic Offices | Services LED light fitting | 1701259 | 8404139 | 5.8 | Electrical installations | insulator | Construction | 3.0351 | kg | 10 | 44 | 1 | FALSE | 1 | FALSE |  | 1.1 | 3.0351 | 18.2105 | 5052 | Membrane (breather), polypropylene |  | 10 | D2 | 0 | 0 | 0 | 0 | 0 | 0 | 0 | 0 | 0
| Civic Offices | Services LED light fitting | 1701259 | 8404139 | 5.8 | Electrical installations | insulator | Construction | 3.0351 | kg | 10 | 44 | 1 | FALSE | 1 | FALSE |  | 1.1 | 3.0351 | 18.2105 | 5052 | Membrane (breather), polypropylene |  | 10 | D3 | 0 | 0 | 0 | 0 | 0 | 0 | 0 | 0 | 0
| Civic Offices | Services LED light fitting | 1701259 | 8404139 | 5.8 | Electrical installations | insulator | Construction | 3.0351 | kg | 10 | 44 | 1 | FALSE | 1 | FALSE |  | 1.1 | 3.0351 | 18.2105 | 5052 | Membrane (breather), polypropylene |  | 10 | D4 | 0 | 0 | 0 | 0 | 0 | 0 | 0 | 0 | 0
| Civic Offices | Services LED light fitting | 1701259 | 8404139 | 5.8 | Electrical installations | insulator | Construction | 3.0351 | kg | 10 | 44 | 1 | FALSE | 1 | FALSE |  | 1.1 | 3.0351 | 18.2105 | 5052 | Membrane (breather), polypropylene |  | 20 | B4B5 | 18.4917 | 4.3299e-07 | 0.10358 | 0.037141 | 0.012334 | 2.1757e-05 | 400.4948 | 2.2624 | 0.090745
| Civic Offices | Services LED light fitting | 1701259 | 8404139 | 5.8 | Electrical installations | insulator | Construction | 3.0351 | kg | 10 | 44 | 1 | FALSE | 1 | FALSE |  | 1.1 | 3.0351 | 18.2105 | 5052 | Membrane (breather), polypropylene |  | 20 | D2 | 0 | 0 | 0 | 0 | 0 | 0 | 0 | 0 | 0
| Civic Offices | Services LED light fitting | 1701259 | 8404139 | 5.8 | Electrical installations | insulator | Construction | 3.0351 | kg | 10 | 44 | 1 | FALSE | 1 | FALSE |  | 1.1 | 3.0351 | 18.2105 | 5052 | Membrane (breather), polypropylene |  | 20 | D3 | 0 | 0 | 0 | 0 | 0 | 0 | 0 | 0 | 0
| Civic Offices | Services LED light fitting | 1701259 | 8404139 | 5.8 | Electrical installations | insulator | Construction | 3.0351 | kg | 10 | 44 | 1 | FALSE | 1 | FALSE |  | 1.1 | 3.0351 | 18.2105 | 5052 | Membrane (breather), polypropylene |  | 20 | D4 | 0 | 0 | 0 | 0 | 0 | 0 | 0 | 0 | 0
| Civic Offices | Services LED light fitting | 1701259 | 8404139 | 5.8 | Electrical installations | insulator | Construction | 3.0351 | kg | 10 | 44 | 1 | FALSE | 1 | FALSE |  | 1.1 | 3.0351 | 18.2105 | 5052 | Membrane (breather), polypropylene |  | 30 | B4B5 | 18.4917 | 4.3299e-07 | 0.10358 | 0.037141 | 0.012334 | 2.1757e-05 | 400.4948 | 2.2624 | 0.090745
| Civic Offices | Services LED light fitting | 1701259 | 8404139 | 5.8 | Electrical installations | insulator | Construction | 3.0351 | kg | 10 | 44 | 1 | FALSE | 1 | FALSE |  | 1.1 | 3.0351 | 18.2105 | 5052 | Membrane (breather), polypropylene |  | 30 | D2 | 0 | 0 | 0 | 0 | 0 | 0 | 0 | 0 | 0
| Civic Offices | Services LED light fitting | 1701259 | 8404139 | 5.8 | Electrical installations | insulator | Construction | 3.0351 | kg | 10 | 44 | 1 | FALSE | 1 | FALSE |  | 1.1 | 3.0351 | 18.2105 | 5052 | Membrane (breather), polypropylene |  | 30 | D3 | 0 | 0 | 0 | 0 | 0 | 0 | 0 | 0 | 0
| Civic Offices | Services LED light fitting | 1701259 | 8404139 | 5.8 | Electrical installations | insulator | Construction | 3.0351 | kg | 10 | 44 | 1 | FALSE | 1 | FALSE |  | 1.1 | 3.0351 | 18.2105 | 5052 | Membrane (breather), polypropylene |  | 30 | D4 | 0 | 0 | 0 | 0 | 0 | 0 | 0 | 0 | 0
| Civic Offices | Services LED light fitting | 1701259 | 8404139 | 5.8 | Electrical installations | insulator | Construction | 3.0351 | kg | 10 | 44 | 1 | FALSE | 1 | FALSE |  | 1.1 | 3.0351 | 18.2105 | 5052 | Membrane (breather), polypropylene |  | 40 | B4B5 | 18.4917 | 4.3299e-07 | 0.10358 | 0.037141 | 0.012334 | 2.1757e-05 | 400.4948 | 2.2624 | 0.090745
| Civic Offices | Services LED light fitting | 1701259 | 8404139 | 5.8 | Electrical installations | insulator | Construction | 3.0351 | kg | 10 | 44 | 1 | FALSE | 1 | FALSE |  | 1.1 | 3.0351 | 18.2105 | 5052 | Membrane (breather), polypropylene |  | 40 | D2 | 0 | 0 | 0 | 0 | 0 | 0 | 0 | 0 | 0
| Civic Offices | Services LED light fitting | 1701259 | 8404139 | 5.8 | Electrical installations | insulator | Construction | 3.0351 | kg | 10 | 44 | 1 | FALSE | 1 | FALSE |  | 1.1 | 3.0351 | 18.2105 | 5052 | Membrane (breather), polypropylene |  | 40 | D3 | 0 | 0 | 0 | 0 | 0 | 0 | 0 | 0 | 0
| Civic Offices | Services LED light fitting | 1701259 | 8404139 | 5.8 | Electrical installations | insulator | Construction | 3.0351 | kg | 10 | 44 | 1 | FALSE | 1 | FALSE |  | 1.1 | 3.0351 | 18.2105 | 5052 | Membrane (breather), polypropylene |  | 40 | D4 | 0 | 0 | 0 | 0 | 0 | 0 | 0 | 0 | 0
| Civic Offices | Services LED light fitting | 1701259 | 8404139 | 5.8 | Electrical installations | insulator | Construction | 3.0351 | kg | 10 | 44 | 1 | FALSE | 1 | FALSE |  | 1.1 | 3.0351 | 18.2105 | 5052 | Membrane (breather), polypropylene |  | 50 | B4B5 | 18.4917 | 4.3299e-07 | 0.10358 | 0.037141 | 0.012334 | 2.1757e-05 | 400.4948 | 2.2624 | 0.090745
| Civic Offices | Services LED light fitting | 1701259 | 8404139 | 5.8 | Electrical installations | insulator | Construction | 3.0351 | kg | 10 | 44 | 1 | FALSE | 1 | FALSE |  | 1.1 | 3.0351 | 18.2105 | 5052 | Membrane (breather), polypropylene |  | 50 | D2 | 0 | 0 | 0 | 0 | 0 | 0 | 0 | 0 | 0
| Civic Offices | Services LED light fitting | 1701259 | 8404139 | 5.8 | Electrical installations | insulator | Construction | 3.0351 | kg | 10 | 44 | 1 | FALSE | 1 | FALSE |  | 1.1 | 3.0351 | 18.2105 | 5052 | Membrane (breather), polypropylene |  | 50 | D3 | 0 | 0 | 0 | 0 | 0 | 0 | 0 | 0 | 0
| Civic Offices | Services LED light fitting | 1701259 | 8404139 | 5.8 | Electrical installations | insulator | Construction | 3.0351 | kg | 10 | 44 | 1 | FALSE | 1 | FALSE |  | 1.1 | 3.0351 | 18.2105 | 5052 | Membrane (breather), polypropylene |  | 50 | D4 | 0 | 0 | 0 | 0 | 0 | 0 | 0 | 0 | 0
| Civic Offices | Services LED light fitting | 1701259 | 8404140 | 5.8 | Electrical installations | plates | Construction | 2.1404 | kg | 10 | 44 | 1 | FALSE | 1 | FALSE |  | 1.05 | 2.1404 | 12.8421 | 5168 | Fencing (posts, square section), steel (galvanized) |  | 0 | A1A3 | 5.8396 | 3.9696e-07 | 0.095461 | 0.029798 | 0.0056176 | 0.001377 | 78.6121 | 4.4124 | 0.11377
| Civic Offices | Services LED light fitting | 1701259 | 8404140 | 5.8 | Electrical installations | plates | Construction | 2.1404 | kg | 10 | 44 | 1 | FALSE | 1 | FALSE |  | 1.05 | 2.1404 | 12.8421 | 5168 | Fencing (posts, square section), steel (galvanized) |  | 0 | A4 | 0.093279 | 1.2908e-08 | 0.00044351 | 8.2355e-05 | 5.855e-05 | 2.0773e-07 | 1.3648 | 0.39636 | 0.0003791
| Civic Offices | Services LED light fitting | 1701259 | 8404140 | 5.8 | Electrical installations | plates | Construction | 2.1404 | kg | 10 | 44 | 1 | FALSE | 1 | FALSE |  | 1.05 | 2.1404 | 12.8421 | 5168 | Fencing (posts, square section), steel (galvanized) |  | 0 | A5 | 5.5628e-05 | 1.4566e-11 | 3.89e-07 | 1.2782e-07 | 6.455e-08 | 7.8471e-11 | 0.0013637 | 0.016053 | 0
| Civic Offices | Services LED light fitting | 1701259 | 8404140 | 5.8 | Electrical installations | plates | Construction | 2.1404 | kg | 10 | 44 | 1 | FALSE | 1 | FALSE |  | 1.05 | 2.1404 | 12.8421 | 5168 | Fencing (posts, square section), steel (galvanized) |  | 0 | D2 | 0 | 0 | 0 | 0 | 0 | 0 | 0 | 0 | 0
| Civic Offices | Services LED light fitting | 1701259 | 8404140 | 5.8 | Electrical installations | plates | Construction | 2.1404 | kg | 10 | 44 | 1 | FALSE | 1 | FALSE |  | 1.05 | 2.1404 | 12.8421 | 5168 | Fencing (posts, square section), steel (galvanized) |  | 0 | D3 | 0 | 0 | 0 | 0 | 0 | 0 | 0 | 0 | 0
| Civic Offices | Services LED light fitting | 1701259 | 8404140 | 5.8 | Electrical installations | plates | Construction | 2.1404 | kg | 10 | 44 | 1 | FALSE | 1 | FALSE |  | 1.05 | 2.1404 | 12.8421 | 5168 | Fencing (posts, square section), steel (galvanized) |  | 0 | D4 | 0 | 0 | 0 | 0 | 0 | 0 | 0 | 0 | 0
| Civic Offices | Services LED light fitting | 1701259 | 8404140 | 5.8 | Electrical installations | plates | Construction | 2.1404 | kg | 10 | 44 | 1 | FALSE | 1 | FALSE |  | 1.05 | 2.1404 | 12.8421 | 5168 | Fencing (posts, square section), steel (galvanized) |  | 60 | C2 | 0 | 0 | 0 | 0 | 0 | 0 | 0 | 0 | 0
| Civic Offices | Services LED light fitting | 1701259 | 8404140 | 5.8 | Electrical installations | plates | Construction | 2.1404 | kg | 10 | 44 | 1 | FALSE | 1 | FALSE |  | 1.05 | 2.1404 | 12.8421 | 5168 | Fencing (posts, square section), steel (galvanized) |  | 60 | C4 | 0.0011126 | 2.9133e-10 | 7.78e-06 | 2.5565e-06 | 1.291e-06 | 1.5694e-09 | 0.027275 | 0.32105 | 5.5795e-05
| Civic Offices | Services LED light fitting | 1701259 | 8404140 | 5.8 | Electrical installations | plates | Construction | 2.1404 | kg | 10 | 44 | 1 | FALSE | 1 | FALSE |  | 1.05 | 2.1404 | 12.8421 | 5168 | Fencing (posts, square section), steel (galvanized) |  | 60 | D2 | 0 | 0 | 0 | 0 | 0 | 0 | 0 | 0 | 0
| Civic Offices | Services LED light fitting | 1701259 | 8404140 | 5.8 | Electrical installations | plates | Construction | 2.1404 | kg | 10 | 44 | 1 | FALSE | 1 | FALSE |  | 1.05 | 2.1404 | 12.8421 | 5168 | Fencing (posts, square section), steel (galvanized) |  | 60 | D3 | 0 | 0 | 0 | 0 | 0 | 0 | 0 | 0 | 0
| Civic Offices | Services LED light fitting | 1701259 | 8404140 | 5.8 | Electrical installations | plates | Construction | 2.1404 | kg | 10 | 44 | 1 | FALSE | 1 | FALSE |  | 1.05 | 2.1404 | 12.8421 | 5168 | Fencing (posts, square section), steel (galvanized) |  | 60 | D4 | 0 | 0 | 0 | 0 | 0 | 0 | 0 | 0 | 0
| Civic Offices | Services LED light fitting | 1701259 | 8404140 | 5.8 | Electrical installations | plates | Construction | 2.1404 | kg | 10 | 44 | 1 | FALSE | 1 | FALSE |  | 1.05 | 2.1404 | 12.8421 | 5168 | Fencing (posts, square section), steel (galvanized) |  | 10 | B4B5 | 5.9341 | 4.1017e-07 | 0.095913 | 0.029883 | 0.0056775 | 0.0013772 | 80.0056 | 5.1458 | 0.11415
| Civic Offices | Services LED light fitting | 1701259 | 8404140 | 5.8 | Electrical installations | plates | Construction | 2.1404 | kg | 10 | 44 | 1 | FALSE | 1 | FALSE |  | 1.05 | 2.1404 | 12.8421 | 5168 | Fencing (posts, square section), steel (galvanized) |  | 10 | D2 | 0 | 0 | 0 | 0 | 0 | 0 | 0 | 0 | 0
| Civic Offices | Services LED light fitting | 1701259 | 8404140 | 5.8 | Electrical installations | plates | Construction | 2.1404 | kg | 10 | 44 | 1 | FALSE | 1 | FALSE |  | 1.05 | 2.1404 | 12.8421 | 5168 | Fencing (posts, square section), steel (galvanized) |  | 10 | D3 | 0 | 0 | 0 | 0 | 0 | 0 | 0 | 0 | 0
| Civic Offices | Services LED light fitting | 1701259 | 8404140 | 5.8 | Electrical installations | plates | Construction | 2.1404 | kg | 10 | 44 | 1 | FALSE | 1 | FALSE |  | 1.05 | 2.1404 | 12.8421 | 5168 | Fencing (posts, square section), steel (galvanized) |  | 10 | D4 | 0 | 0 | 0 | 0 | 0 | 0 | 0 | 0 | 0
| Civic Offices | Services LED light fitting | 1701259 | 8404140 | 5.8 | Electrical installations | plates | Construction | 2.1404 | kg | 10 | 44 | 1 | FALSE | 1 | FALSE |  | 1.05 | 2.1404 | 12.8421 | 5168 | Fencing (posts, square section), steel (galvanized) |  | 20 | B4B5 | 5.9341 | 4.1017e-07 | 0.095913 | 0.029883 | 0.0056775 | 0.0013772 | 80.0056 | 5.1458 | 0.11415
| Civic Offices | Services LED light fitting | 1701259 | 8404140 | 5.8 | Electrical installations | plates | Construction | 2.1404 | kg | 10 | 44 | 1 | FALSE | 1 | FALSE |  | 1.05 | 2.1404 | 12.8421 | 5168 | Fencing (posts, square section), steel (galvanized) |  | 20 | D2 | 0 | 0 | 0 | 0 | 0 | 0 | 0 | 0 | 0
| Civic Offices | Services LED light fitting | 1701259 | 8404140 | 5.8 | Electrical installations | plates | Construction | 2.1404 | kg | 10 | 44 | 1 | FALSE | 1 | FALSE |  | 1.05 | 2.1404 | 12.8421 | 5168 | Fencing (posts, square section), steel (galvanized) |  | 20 | D3 | 0 | 0 | 0 | 0 | 0 | 0 | 0 | 0 | 0
| Civic Offices | Services LED light fitting | 1701259 | 8404140 | 5.8 | Electrical installations | plates | Construction | 2.1404 | kg | 10 | 44 | 1 | FALSE | 1 | FALSE |  | 1.05 | 2.1404 | 12.8421 | 5168 | Fencing (posts, square section), steel (galvanized) |  | 20 | D4 | 0 | 0 | 0 | 0 | 0 | 0 | 0 | 0 | 0
| Civic Offices | Services LED light fitting | 1701259 | 8404140 | 5.8 | Electrical installations | plates | Construction | 2.1404 | kg | 10 | 44 | 1 | FALSE | 1 | FALSE |  | 1.05 | 2.1404 | 12.8421 | 5168 | Fencing (posts, square section), steel (galvanized) |  | 30 | B4B5 | 5.9341 | 4.1017e-07 | 0.095913 | 0.029883 | 0.0056775 | 0.0013772 | 80.0056 | 5.1458 | 0.11415
| Civic Offices | Services LED light fitting | 1701259 | 8404140 | 5.8 | Electrical installations | plates | Construction | 2.1404 | kg | 10 | 44 | 1 | FALSE | 1 | FALSE |  | 1.05 | 2.1404 | 12.8421 | 5168 | Fencing (posts, square section), steel (galvanized) |  | 30 | D2 | 0 | 0 | 0 | 0 | 0 | 0 | 0 | 0 | 0
| Civic Offices | Services LED light fitting | 1701259 | 8404140 | 5.8 | Electrical installations | plates | Construction | 2.1404 | kg | 10 | 44 | 1 | FALSE | 1 | FALSE |  | 1.05 | 2.1404 | 12.8421 | 5168 | Fencing (posts, square section), steel (galvanized) |  | 30 | D3 | 0 | 0 | 0 | 0 | 0 | 0 | 0 | 0 | 0
| Civic Offices | Services LED light fitting | 1701259 | 8404140 | 5.8 | Electrical installations | plates | Construction | 2.1404 | kg | 10 | 44 | 1 | FALSE | 1 | FALSE |  | 1.05 | 2.1404 | 12.8421 | 5168 | Fencing (posts, square section), steel (galvanized) |  | 30 | D4 | 0 | 0 | 0 | 0 | 0 | 0 | 0 | 0 | 0
| Civic Offices | Services LED light fitting | 1701259 | 8404140 | 5.8 | Electrical installations | plates | Construction | 2.1404 | kg | 10 | 44 | 1 | FALSE | 1 | FALSE |  | 1.05 | 2.1404 | 12.8421 | 5168 | Fencing (posts, square section), steel (galvanized) |  | 40 | B4B5 | 5.9341 | 4.1017e-07 | 0.095913 | 0.029883 | 0.0056775 | 0.0013772 | 80.0056 | 5.1458 | 0.11415
| Civic Offices | Services LED light fitting | 1701259 | 8404140 | 5.8 | Electrical installations | plates | Construction | 2.1404 | kg | 10 | 44 | 1 | FALSE | 1 | FALSE |  | 1.05 | 2.1404 | 12.8421 | 5168 | Fencing (posts, square section), steel (galvanized) |  | 40 | D2 | 0 | 0 | 0 | 0 | 0 | 0 | 0 | 0 | 0
| Civic Offices | Services LED light fitting | 1701259 | 8404140 | 5.8 | Electrical installations | plates | Construction | 2.1404 | kg | 10 | 44 | 1 | FALSE | 1 | FALSE |  | 1.05 | 2.1404 | 12.8421 | 5168 | Fencing (posts, square section), steel (galvanized) |  | 40 | D3 | 0 | 0 | 0 | 0 | 0 | 0 | 0 | 0 | 0
| Civic Offices | Services LED light fitting | 1701259 | 8404140 | 5.8 | Electrical installations | plates | Construction | 2.1404 | kg | 10 | 44 | 1 | FALSE | 1 | FALSE |  | 1.05 | 2.1404 | 12.8421 | 5168 | Fencing (posts, square section), steel (galvanized) |  | 40 | D4 | 0 | 0 | 0 | 0 | 0 | 0 | 0 | 0 | 0
| Civic Offices | Services LED light fitting | 1701259 | 8404140 | 5.8 | Electrical installations | plates | Construction | 2.1404 | kg | 10 | 44 | 1 | FALSE | 1 | FALSE |  | 1.05 | 2.1404 | 12.8421 | 5168 | Fencing (posts, square section), steel (galvanized) |  | 50 | B4B5 | 5.9341 | 4.1017e-07 | 0.095913 | 0.029883 | 0.0056775 | 0.0013772 | 80.0056 | 5.1458 | 0.11415
| Civic Offices | Services LED light fitting | 1701259 | 8404140 | 5.8 | Electrical installations | plates | Construction | 2.1404 | kg | 10 | 44 | 1 | FALSE | 1 | FALSE |  | 1.05 | 2.1404 | 12.8421 | 5168 | Fencing (posts, square section), steel (galvanized) |  | 50 | D2 | 0 | 0 | 0 | 0 | 0 | 0 | 0 | 0 | 0
| Civic Offices | Services LED light fitting | 1701259 | 8404140 | 5.8 | Electrical installations | plates | Construction | 2.1404 | kg | 10 | 44 | 1 | FALSE | 1 | FALSE |  | 1.05 | 2.1404 | 12.8421 | 5168 | Fencing (posts, square section), steel (galvanized) |  | 50 | D3 | 0 | 0 | 0 | 0 | 0 | 0 | 0 | 0 | 0
| Civic Offices | Services LED light fitting | 1701259 | 8404140 | 5.8 | Electrical installations | plates | Construction | 2.1404 | kg | 10 | 44 | 1 | FALSE | 1 | FALSE |  | 1.05 | 2.1404 | 12.8421 | 5168 | Fencing (posts, square section), steel (galvanized) |  | 50 | D4 | 0 | 0 | 0 | 0 | 0 | 0 | 0 | 0 | 0
| Civic Offices | Services electrical wireing | 1701260 | 8404142 | 5.2 | Services equipment | copper wire 6mm siam | Construction | 65.5369 | Linear length Calculation | 30 | 44 | 1 | FALSE | 1 | FALSE |  | 1.03 | 65.5369 | 131.0739 | 5113 | Cladding sheet (plain), copper |  | 0 | A1A3 | 464.7576 | 0.00038624 | 23.6369 | 15.7783 | 1.3066 | 0.10754 | 7051.881 | 1376.6069 | 14.8559
| Civic Offices | Services electrical wireing | 1701260 | 8404142 | 5.2 | Services equipment | copper wire 6mm siam | Construction | 65.5369 | Linear length Calculation | 30 | 44 | 1 | FALSE | 1 | FALSE |  | 1.03 | 65.5369 | 131.0739 | 5113 | Cladding sheet (plain), copper |  | 0 | A4 | 1.3226 | 2.3763e-07 | 0.0043305 | 0.0011705 | 0.00073878 | 4.6124e-06 | 19.7149 | 3.0103 | 0.0054425
| Civic Offices | Services electrical wireing | 1701260 | 8404142 | 5.2 | Services equipment | copper wire 6mm siam | Construction | 65.5369 | Linear length Calculation | 30 | 44 | 1 | FALSE | 1 | FALSE |  | 1.03 | 65.5369 | 131.0739 | 5113 | Cladding sheet (plain), copper |  | 0 | A5 | 0.001022 | 2.6761e-10 | 7.1466e-06 | 2.3484e-06 | 1.1859e-06 | 1.4417e-09 | 0.025054 | 0.29492 | 0
| Civic Offices | Services electrical wireing | 1701260 | 8404142 | 5.2 | Services equipment | copper wire 6mm siam | Construction | 65.5369 | Linear length Calculation | 30 | 44 | 1 | FALSE | 1 | FALSE |  | 1.03 | 65.5369 | 131.0739 | 5113 | Cladding sheet (plain), copper |  | 0 | D2 | 0 | 0 | 0 | 0 | 0 | 0 | 0 | 0 | 0
| Civic Offices | Services electrical wireing | 1701260 | 8404142 | 5.2 | Services equipment | copper wire 6mm siam | Construction | 65.5369 | Linear length Calculation | 30 | 44 | 1 | FALSE | 1 | FALSE |  | 1.03 | 65.5369 | 131.0739 | 5113 | Cladding sheet (plain), copper |  | 0 | D3 | 0 | 0 | 0 | 0 | 0 | 0 | 0 | 0 | 0
| Civic Offices | Services electrical wireing | 1701260 | 8404142 | 5.2 | Services equipment | copper wire 6mm siam | Construction | 65.5369 | Linear length Calculation | 30 | 44 | 1 | FALSE | 1 | FALSE |  | 1.03 | 65.5369 | 131.0739 | 5113 | Cladding sheet (plain), copper |  | 0 | D4 | 0 | 0 | 0 | 0 | 0 | 0 | 0 | 0 | 0
| Civic Offices | Services electrical wireing | 1701260 | 8404142 | 5.2 | Services equipment | copper wire 6mm siam | Construction | 65.5369 | Linear length Calculation | 30 | 44 | 1 | FALSE | 1 | FALSE |  | 1.03 | 65.5369 | 131.0739 | 5113 | Cladding sheet (plain), copper |  | 60 | C2 | 0 | 0 | 0 | 0 | 0 | 0 | 0 | 0 | 0
| Civic Offices | Services electrical wireing | 1701260 | 8404142 | 5.2 | Services equipment | copper wire 6mm siam | Construction | 65.5369 | Linear length Calculation | 30 | 44 | 1 | FALSE | 1 | FALSE |  | 1.03 | 65.5369 | 131.0739 | 5113 | Cladding sheet (plain), copper |  | 60 | C4 | 0.034066 | 8.9204e-09 | 0.00023822 | 7.8278e-05 | 3.953e-05 | 4.8055e-08 | 0.83514 | 9.8305 | 0.0017084
| Civic Offices | Services electrical wireing | 1701260 | 8404142 | 5.2 | Services equipment | copper wire 6mm siam | Construction | 65.5369 | Linear length Calculation | 30 | 44 | 1 | FALSE | 1 | FALSE |  | 1.03 | 65.5369 | 131.0739 | 5113 | Cladding sheet (plain), copper |  | 60 | D2 | 0 | 0 | 0 | 0 | 0 | 0 | 0 | 0 | 0
| Civic Offices | Services electrical wireing | 1701260 | 8404142 | 5.2 | Services equipment | copper wire 6mm siam | Construction | 65.5369 | Linear length Calculation | 30 | 44 | 1 | FALSE | 1 | FALSE |  | 1.03 | 65.5369 | 131.0739 | 5113 | Cladding sheet (plain), copper |  | 60 | D3 | 0 | 0 | 0 | 0 | 0 | 0 | 0 | 0 | 0
| Civic Offices | Services electrical wireing | 1701260 | 8404142 | 5.2 | Services equipment | copper wire 6mm siam | Construction | 65.5369 | Linear length Calculation | 30 | 44 | 1 | FALSE | 1 | FALSE |  | 1.03 | 65.5369 | 131.0739 | 5113 | Cladding sheet (plain), copper |  | 60 | D4 | 0 | 0 | 0 | 0 | 0 | 0 | 0 | 0 | 0
| Civic Offices | Services electrical wireing | 1701260 | 8404142 | 5.2 | Services equipment | copper wire 6mm siam | Construction | 65.5369 | Linear length Calculation | 30 | 44 | 1 | FALSE | 1 | FALSE |  | 1.03 | 65.5369 | 131.0739 | 5113 | Cladding sheet (plain), copper |  | 30 | B4B5 | 466.1152 | 0.00038648 | 23.6414 | 15.7796 | 1.3073 | 0.10754 | 7072.4561 | 1389.7427 | 14.8614
| Civic Offices | Services electrical wireing | 1701260 | 8404142 | 5.2 | Services equipment | copper wire 6mm siam | Construction | 65.5369 | Linear length Calculation | 30 | 44 | 1 | FALSE | 1 | FALSE |  | 1.03 | 65.5369 | 131.0739 | 5113 | Cladding sheet (plain), copper |  | 30 | D2 | 0 | 0 | 0 | 0 | 0 | 0 | 0 | 0 | 0
| Civic Offices | Services electrical wireing | 1701260 | 8404142 | 5.2 | Services equipment | copper wire 6mm siam | Construction | 65.5369 | Linear length Calculation | 30 | 44 | 1 | FALSE | 1 | FALSE |  | 1.03 | 65.5369 | 131.0739 | 5113 | Cladding sheet (plain), copper |  | 30 | D3 | 0 | 0 | 0 | 0 | 0 | 0 | 0 | 0 | 0
| Civic Offices | Services electrical wireing | 1701260 | 8404142 | 5.2 | Services equipment | copper wire 6mm siam | Construction | 65.5369 | Linear length Calculation | 30 | 44 | 1 | FALSE | 1 | FALSE |  | 1.03 | 65.5369 | 131.0739 | 5113 | Cladding sheet (plain), copper |  | 30 | D4 | 0 | 0 | 0 | 0 | 0 | 0 | 0 | 0 | 0
| Civic Offices | Services electrical wireing | 1701260 | 8404143 | 5.2 | Services equipment | conduit 20mm | Construction | 50.3978 | Linear length Calculation | 30 | 44 | 1 | FALSE | 1 | FALSE |  | 1.05 | 50.3978 | 100.7955 | 5377 | Roof membrane (single ply), PVC |  | 0 | A1A3 | 110.3856 | 9.0198e-06 | 0.62387 | 0.16482 | 0.1366 | 0.0016314 | 3001.0896 | 479.1756 | 0.93645
| Civic Offices | Services electrical wireing | 1701260 | 8404143 | 5.2 | Services equipment | conduit 20mm | Construction | 50.3978 | Linear length Calculation | 30 | 44 | 1 | FALSE | 1 | FALSE |  | 1.05 | 50.3978 | 100.7955 | 5377 | Roof membrane (single ply), PVC |  | 0 | A4 | 1.0026 | 1.8015e-07 | 0.0032829 | 0.00088732 | 0.00056006 | 3.4966e-06 | 14.9456 | 2.2821 | 0.0041259
| Civic Offices | Services electrical wireing | 1701260 | 8404143 | 5.2 | Services equipment | conduit 20mm | Construction | 50.3978 | Linear length Calculation | 30 | 44 | 1 | FALSE | 1 | FALSE |  | 1.05 | 50.3978 | 100.7955 | 5377 | Roof membrane (single ply), PVC |  | 0 | A5 | 0.048403 | 2.0748e-09 | 0.0001542 | 0.0028624 | 1.686e-05 | 1.1316e-08 | 0.19245 | 0.37798 | 0
| Civic Offices | Services electrical wireing | 1701260 | 8404143 | 5.2 | Services equipment | conduit 20mm | Construction | 50.3978 | Linear length Calculation | 30 | 44 | 1 | FALSE | 1 | FALSE |  | 1.05 | 50.3978 | 100.7955 | 5377 | Roof membrane (single ply), PVC |  | 0 | D2 | 0 | 0 | 0 | 0 | 0 | 0 | 0 | 0 | 0
| Civic Offices | Services electrical wireing | 1701260 | 8404143 | 5.2 | Services equipment | conduit 20mm | Construction | 50.3978 | Linear length Calculation | 30 | 44 | 1 | FALSE | 1 | FALSE |  | 1.05 | 50.3978 | 100.7955 | 5377 | Roof membrane (single ply), PVC |  | 0 | D3 | 0 | 0 | 0 | 0 | 0 | 0 | 0 | 0 | 0
| Civic Offices | Services electrical wireing | 1701260 | 8404143 | 5.2 | Services equipment | conduit 20mm | Construction | 50.3978 | Linear length Calculation | 30 | 44 | 1 | FALSE | 1 | FALSE |  | 1.05 | 50.3978 | 100.7955 | 5377 | Roof membrane (single ply), PVC |  | 0 | D4 | 0 | 0 | 0 | 0 | 0 | 0 | 0 | 0 | 0
| Civic Offices | Services electrical wireing | 1701260 | 8404143 | 5.2 | Services equipment | conduit 20mm | Construction | 50.3978 | Linear length Calculation | 30 | 44 | 1 | FALSE | 1 | FALSE |  | 1.05 | 50.3978 | 100.7955 | 5377 | Roof membrane (single ply), PVC |  | 60 | C2 | 0 | 0 | 0 | 0 | 0 | 0 | 0 | 0 | 0
| Civic Offices | Services electrical wireing | 1701260 | 8404143 | 5.2 | Services equipment | conduit 20mm | Construction | 50.3978 | Linear length Calculation | 30 | 44 | 1 | FALSE | 1 | FALSE |  | 1.05 | 50.3978 | 100.7955 | 5377 | Roof membrane (single ply), PVC |  | 60 | C4 | 0.96805 | 4.1495e-08 | 0.003084 | 0.057247 | 0.00033721 | 2.2632e-07 | 3.849 | 7.5597 | 0.023632
| Civic Offices | Services electrical wireing | 1701260 | 8404143 | 5.2 | Services equipment | conduit 20mm | Construction | 50.3978 | Linear length Calculation | 30 | 44 | 1 | FALSE | 1 | FALSE |  | 1.05 | 50.3978 | 100.7955 | 5377 | Roof membrane (single ply), PVC |  | 60 | D2 | 0 | 0 | 0 | 0 | 0 | 0 | 0 | 0 | 0
| Civic Offices | Services electrical wireing | 1701260 | 8404143 | 5.2 | Services equipment | conduit 20mm | Construction | 50.3978 | Linear length Calculation | 30 | 44 | 1 | FALSE | 1 | FALSE |  | 1.05 | 50.3978 | 100.7955 | 5377 | Roof membrane (single ply), PVC |  | 60 | D3 | 0 | 0 | 0 | 0 | 0 | 0 | 0 | 0 | 0
| Civic Offices | Services electrical wireing | 1701260 | 8404143 | 5.2 | Services equipment | conduit 20mm | Construction | 50.3978 | Linear length Calculation | 30 | 44 | 1 | FALSE | 1 | FALSE |  | 1.05 | 50.3978 | 100.7955 | 5377 | Roof membrane (single ply), PVC |  | 60 | D4 | 0 | 0 | 0 | 0 | 0 | 0 | 0 | 0 | 0
| Civic Offices | Services electrical wireing | 1701260 | 8404143 | 5.2 | Services equipment | conduit 20mm | Construction | 50.3978 | Linear length Calculation | 30 | 44 | 1 | FALSE | 1 | FALSE |  | 1.05 | 50.3978 | 100.7955 | 5377 | Roof membrane (single ply), PVC |  | 30 | B4B5 | 112.4047 | 9.2436e-06 | 0.63039 | 0.22582 | 0.13751 | 0.0016352 | 3020.0767 | 489.3953 | 0.94057
| Civic Offices | Services electrical wireing | 1701260 | 8404143 | 5.2 | Services equipment | conduit 20mm | Construction | 50.3978 | Linear length Calculation | 30 | 44 | 1 | FALSE | 1 | FALSE |  | 1.05 | 50.3978 | 100.7955 | 5377 | Roof membrane (single ply), PVC |  | 30 | D2 | 0 | 0 | 0 | 0 | 0 | 0 | 0 | 0 | 0
| Civic Offices | Services electrical wireing | 1701260 | 8404143 | 5.2 | Services equipment | conduit 20mm | Construction | 50.3978 | Linear length Calculation | 30 | 44 | 1 | FALSE | 1 | FALSE |  | 1.05 | 50.3978 | 100.7955 | 5377 | Roof membrane (single ply), PVC |  | 30 | D3 | 0 | 0 | 0 | 0 | 0 | 0 | 0 | 0 | 0
| Civic Offices | Services electrical wireing | 1701260 | 8404143 | 5.2 | Services equipment | conduit 20mm | Construction | 50.3978 | Linear length Calculation | 30 | 44 | 1 | FALSE | 1 | FALSE |  | 1.05 | 50.3978 | 100.7955 | 5377 | Roof membrane (single ply), PVC |  | 30 | D4 | 0 | 0 | 0 | 0 | 0 | 0 | 0 | 0 | 0
| Civic Offices | Services LED light fitting | 1701263 | 8404145 | 5.8 | Electrical installations | heat sink | Construction | 6.4737 | kg | 10 | 44 | 1 | FALSE | 1 | FALSE |  | 1.01 | 6.4737 | 38.8421 | 5536 | Window furniture/hardware, aluminium |  | 0 | A1A3 | 122.8662 | 4.1605e-06 | 0.83993 | 0.19247 | 0.06239 | 0.00010702 | 1535.6408 | 25.9922 | 0.81577
| Civic Offices | Services LED light fitting | 1701263 | 8404145 | 5.8 | Electrical installations | heat sink | Construction | 6.4737 | kg | 10 | 44 | 1 | FALSE | 1 | FALSE |  | 1.01 | 6.4737 | 38.8421 | 5536 | Window furniture/hardware, aluminium |  | 0 | A4 | 0.32221 | 3.5738e-08 | 0.0016693 | 0.0002709 | 0.00020586 | 4.4778e-07 | 4.6524 | 1.2647 | 0.0012711
| Civic Offices | Services LED light fitting | 1701263 | 8404145 | 5.8 | Electrical installations | heat sink | Construction | 6.4737 | kg | 10 | 44 | 1 | FALSE | 1 | FALSE |  | 1.01 | 6.4737 | 38.8421 | 5536 | Window furniture/hardware, aluminium |  | 0 | A5 | 3.365e-05 | 8.8115e-12 | 2.3531e-07 | 7.7323e-08 | 3.9048e-08 | 4.7469e-11 | 0.00082495 | 0.0097105 | 0
| Civic Offices | Services LED light fitting | 1701263 | 8404145 | 5.8 | Electrical installations | heat sink | Construction | 6.4737 | kg | 10 | 44 | 1 | FALSE | 1 | FALSE |  | 1.01 | 6.4737 | 38.8421 | 5536 | Window furniture/hardware, aluminium |  | 0 | D2 | 0 | 0 | 0 | 0 | 0 | 0 | 0 | 0 | 0
| Civic Offices | Services LED light fitting | 1701263 | 8404145 | 5.8 | Electrical installations | heat sink | Construction | 6.4737 | kg | 10 | 44 | 1 | FALSE | 1 | FALSE |  | 1.01 | 6.4737 | 38.8421 | 5536 | Window furniture/hardware, aluminium |  | 0 | D3 | 0 | 0 | 0 | 0 | 0 | 0 | 0 | 0 | 0
| Civic Offices | Services LED light fitting | 1701263 | 8404145 | 5.8 | Electrical installations | heat sink | Construction | 6.4737 | kg | 10 | 44 | 1 | FALSE | 1 | FALSE |  | 1.01 | 6.4737 | 38.8421 | 5536 | Window furniture/hardware, aluminium |  | 0 | D4 | 0 | 0 | 0 | 0 | 0 | 0 | 0 | 0 | 0
| Civic Offices | Services LED light fitting | 1701263 | 8404145 | 5.8 | Electrical installations | heat sink | Construction | 6.4737 | kg | 10 | 44 | 1 | FALSE | 1 | FALSE |  | 1.01 | 6.4737 | 38.8421 | 5536 | Window furniture/hardware, aluminium |  | 60 | C2 | 0 | 0 | 0 | 0 | 0 | 0 | 0 | 0 | 0
| Civic Offices | Services LED light fitting | 1701263 | 8404145 | 5.8 | Electrical installations | heat sink | Construction | 6.4737 | kg | 10 | 44 | 1 | FALSE | 1 | FALSE |  | 1.01 | 6.4737 | 38.8421 | 5536 | Window furniture/hardware, aluminium |  | 60 | C4 | 0.003365 | 8.8115e-10 | 2.3531e-05 | 7.7323e-06 | 3.9048e-06 | 4.7469e-09 | 0.082495 | 0.97105 | 0.00016876
| Civic Offices | Services LED light fitting | 1701263 | 8404145 | 5.8 | Electrical installations | heat sink | Construction | 6.4737 | kg | 10 | 44 | 1 | FALSE | 1 | FALSE |  | 1.01 | 6.4737 | 38.8421 | 5536 | Window furniture/hardware, aluminium |  | 60 | D2 | 0 | 0 | 0 | 0 | 0 | 0 | 0 | 0 | 0
| Civic Offices | Services LED light fitting | 1701263 | 8404145 | 5.8 | Electrical installations | heat sink | Construction | 6.4737 | kg | 10 | 44 | 1 | FALSE | 1 | FALSE |  | 1.01 | 6.4737 | 38.8421 | 5536 | Window furniture/hardware, aluminium |  | 60 | D3 | 0 | 0 | 0 | 0 | 0 | 0 | 0 | 0 | 0
| Civic Offices | Services LED light fitting | 1701263 | 8404145 | 5.8 | Electrical installations | heat sink | Construction | 6.4737 | kg | 10 | 44 | 1 | FALSE | 1 | FALSE |  | 1.01 | 6.4737 | 38.8421 | 5536 | Window furniture/hardware, aluminium |  | 60 | D4 | 0 | 0 | 0 | 0 | 0 | 0 | 0 | 0 | 0
| Civic Offices | Services LED light fitting | 1701263 | 8404145 | 5.8 | Electrical installations | heat sink | Construction | 6.4737 | kg | 10 | 44 | 1 | FALSE | 1 | FALSE |  | 1.01 | 6.4737 | 38.8421 | 5536 | Window furniture/hardware, aluminium |  | 10 | B4B5 | 123.1918 | 4.1971e-06 | 0.84163 | 0.19275 | 0.0626 | 0.00010748 | 1540.3766 | 28.2377 | 0.81704
| Civic Offices | Services LED light fitting | 1701263 | 8404145 | 5.8 | Electrical installations | heat sink | Construction | 6.4737 | kg | 10 | 44 | 1 | FALSE | 1 | FALSE |  | 1.01 | 6.4737 | 38.8421 | 5536 | Window furniture/hardware, aluminium |  | 10 | D2 | 0 | 0 | 0 | 0 | 0 | 0 | 0 | 0 | 0
| Civic Offices | Services LED light fitting | 1701263 | 8404145 | 5.8 | Electrical installations | heat sink | Construction | 6.4737 | kg | 10 | 44 | 1 | FALSE | 1 | FALSE |  | 1.01 | 6.4737 | 38.8421 | 5536 | Window furniture/hardware, aluminium |  | 10 | D3 | 0 | 0 | 0 | 0 | 0 | 0 | 0 | 0 | 0
| Civic Offices | Services LED light fitting | 1701263 | 8404145 | 5.8 | Electrical installations | heat sink | Construction | 6.4737 | kg | 10 | 44 | 1 | FALSE | 1 | FALSE |  | 1.01 | 6.4737 | 38.8421 | 5536 | Window furniture/hardware, aluminium |  | 10 | D4 | 0 | 0 | 0 | 0 | 0 | 0 | 0 | 0 | 0
| Civic Offices | Services LED light fitting | 1701263 | 8404145 | 5.8 | Electrical installations | heat sink | Construction | 6.4737 | kg | 10 | 44 | 1 | FALSE | 1 | FALSE |  | 1.01 | 6.4737 | 38.8421 | 5536 | Window furniture/hardware, aluminium |  | 20 | B4B5 | 123.1918 | 4.1971e-06 | 0.84163 | 0.19275 | 0.0626 | 0.00010748 | 1540.3766 | 28.2377 | 0.81704
| Civic Offices | Services LED light fitting | 1701263 | 8404145 | 5.8 | Electrical installations | heat sink | Construction | 6.4737 | kg | 10 | 44 | 1 | FALSE | 1 | FALSE |  | 1.01 | 6.4737 | 38.8421 | 5536 | Window furniture/hardware, aluminium |  | 20 | D2 | 0 | 0 | 0 | 0 | 0 | 0 | 0 | 0 | 0
| Civic Offices | Services LED light fitting | 1701263 | 8404145 | 5.8 | Electrical installations | heat sink | Construction | 6.4737 | kg | 10 | 44 | 1 | FALSE | 1 | FALSE |  | 1.01 | 6.4737 | 38.8421 | 5536 | Window furniture/hardware, aluminium |  | 20 | D3 | 0 | 0 | 0 | 0 | 0 | 0 | 0 | 0 | 0
| Civic Offices | Services LED light fitting | 1701263 | 8404145 | 5.8 | Electrical installations | heat sink | Construction | 6.4737 | kg | 10 | 44 | 1 | FALSE | 1 | FALSE |  | 1.01 | 6.4737 | 38.8421 | 5536 | Window furniture/hardware, aluminium |  | 20 | D4 | 0 | 0 | 0 | 0 | 0 | 0 | 0 | 0 | 0
| Civic Offices | Services LED light fitting | 1701263 | 8404145 | 5.8 | Electrical installations | heat sink | Construction | 6.4737 | kg | 10 | 44 | 1 | FALSE | 1 | FALSE |  | 1.01 | 6.4737 | 38.8421 | 5536 | Window furniture/hardware, aluminium |  | 30 | B4B5 | 123.1918 | 4.1971e-06 | 0.84163 | 0.19275 | 0.0626 | 0.00010748 | 1540.3766 | 28.2377 | 0.81704
| Civic Offices | Services LED light fitting | 1701263 | 8404145 | 5.8 | Electrical installations | heat sink | Construction | 6.4737 | kg | 10 | 44 | 1 | FALSE | 1 | FALSE |  | 1.01 | 6.4737 | 38.8421 | 5536 | Window furniture/hardware, aluminium |  | 30 | D2 | 0 | 0 | 0 | 0 | 0 | 0 | 0 | 0 | 0
| Civic Offices | Services LED light fitting | 1701263 | 8404145 | 5.8 | Electrical installations | heat sink | Construction | 6.4737 | kg | 10 | 44 | 1 | FALSE | 1 | FALSE |  | 1.01 | 6.4737 | 38.8421 | 5536 | Window furniture/hardware, aluminium |  | 30 | D3 | 0 | 0 | 0 | 0 | 0 | 0 | 0 | 0 | 0
| Civic Offices | Services LED light fitting | 1701263 | 8404145 | 5.8 | Electrical installations | heat sink | Construction | 6.4737 | kg | 10 | 44 | 1 | FALSE | 1 | FALSE |  | 1.01 | 6.4737 | 38.8421 | 5536 | Window furniture/hardware, aluminium |  | 30 | D4 | 0 | 0 | 0 | 0 | 0 | 0 | 0 | 0 | 0
| Civic Offices | Services LED light fitting | 1701263 | 8404145 | 5.8 | Electrical installations | heat sink | Construction | 6.4737 | kg | 10 | 44 | 1 | FALSE | 1 | FALSE |  | 1.01 | 6.4737 | 38.8421 | 5536 | Window furniture/hardware, aluminium |  | 40 | B4B5 | 123.1918 | 4.1971e-06 | 0.84163 | 0.19275 | 0.0626 | 0.00010748 | 1540.3766 | 28.2377 | 0.81704
| Civic Offices | Services LED light fitting | 1701263 | 8404145 | 5.8 | Electrical installations | heat sink | Construction | 6.4737 | kg | 10 | 44 | 1 | FALSE | 1 | FALSE |  | 1.01 | 6.4737 | 38.8421 | 5536 | Window furniture/hardware, aluminium |  | 40 | D2 | 0 | 0 | 0 | 0 | 0 | 0 | 0 | 0 | 0
| Civic Offices | Services LED light fitting | 1701263 | 8404145 | 5.8 | Electrical installations | heat sink | Construction | 6.4737 | kg | 10 | 44 | 1 | FALSE | 1 | FALSE |  | 1.01 | 6.4737 | 38.8421 | 5536 | Window furniture/hardware, aluminium |  | 40 | D3 | 0 | 0 | 0 | 0 | 0 | 0 | 0 | 0 | 0
| Civic Offices | Services LED light fitting | 1701263 | 8404145 | 5.8 | Electrical installations | heat sink | Construction | 6.4737 | kg | 10 | 44 | 1 | FALSE | 1 | FALSE |  | 1.01 | 6.4737 | 38.8421 | 5536 | Window furniture/hardware, aluminium |  | 40 | D4 | 0 | 0 | 0 | 0 | 0 | 0 | 0 | 0 | 0
| Civic Offices | Services LED light fitting | 1701263 | 8404145 | 5.8 | Electrical installations | heat sink | Construction | 6.4737 | kg | 10 | 44 | 1 | FALSE | 1 | FALSE |  | 1.01 | 6.4737 | 38.8421 | 5536 | Window furniture/hardware, aluminium |  | 50 | B4B5 | 123.1918 | 4.1971e-06 | 0.84163 | 0.19275 | 0.0626 | 0.00010748 | 1540.3766 | 28.2377 | 0.81704
| Civic Offices | Services LED light fitting | 1701263 | 8404145 | 5.8 | Electrical installations | heat sink | Construction | 6.4737 | kg | 10 | 44 | 1 | FALSE | 1 | FALSE |  | 1.01 | 6.4737 | 38.8421 | 5536 | Window furniture/hardware, aluminium |  | 50 | D2 | 0 | 0 | 0 | 0 | 0 | 0 | 0 | 0 | 0
| Civic Offices | Services LED light fitting | 1701263 | 8404145 | 5.8 | Electrical installations | heat sink | Construction | 6.4737 | kg | 10 | 44 | 1 | FALSE | 1 | FALSE |  | 1.01 | 6.4737 | 38.8421 | 5536 | Window furniture/hardware, aluminium |  | 50 | D3 | 0 | 0 | 0 | 0 | 0 | 0 | 0 | 0 | 0
| Civic Offices | Services LED light fitting | 1701263 | 8404145 | 5.8 | Electrical installations | heat sink | Construction | 6.4737 | kg | 10 | 44 | 1 | FALSE | 1 | FALSE |  | 1.01 | 6.4737 | 38.8421 | 5536 | Window furniture/hardware, aluminium |  | 50 | D4 | 0 | 0 | 0 | 0 | 0 | 0 | 0 | 0 | 0
| Civic Offices | Services LED light fitting | 1701263 | 8404146 | 5.8 | Electrical installations | glass bulb | Construction | 1.8772 | kg | 10 | 44 | 1 | FALSE | 1 | FALSE |  | 1.05 | 1.8772 | 11.2632 | 5490 | General glazing, glass (toughened) |  | 0 | A1A3 | 2.2141 | 2.0415e-07 | 0.021024 | 0.002651 | 0.0012733 | 1.4058e-05 | 27.114 | 15.3201 | 0.010793
| Civic Offices | Services LED light fitting | 1701263 | 8404146 | 5.8 | Electrical installations | glass bulb | Construction | 1.8772 | kg | 10 | 44 | 1 | FALSE | 1 | FALSE |  | 1.05 | 1.8772 | 11.2632 | 5490 | General glazing, glass (toughened) |  | 0 | A4 | 0.047458 | 8.7355e-09 | 0.00015869 | 4.1871e-05 | 2.7684e-05 | 1.2498e-07 | 0.71671 | 0.088552 | 0.00019662
| Civic Offices | Services LED light fitting | 1701263 | 8404146 | 5.8 | Electrical installations | glass bulb | Construction | 1.8772 | kg | 10 | 44 | 1 | FALSE | 1 | FALSE |  | 1.05 | 1.8772 | 11.2632 | 5490 | General glazing, glass (toughened) |  | 0 | A5 | 0.00014618 | 5.0393e-11 | 1.1258e-06 | 2.7799e-07 | 1.9449e-07 | 1.5802e-10 | 0.0042458 | 0.014079 | 0
| Civic Offices | Services LED light fitting | 1701263 | 8404146 | 5.8 | Electrical installations | glass bulb | Construction | 1.8772 | kg | 10 | 44 | 1 | FALSE | 1 | FALSE |  | 1.05 | 1.8772 | 11.2632 | 5490 | General glazing, glass (toughened) |  | 0 | D2 | 0 | 0 | 0 | 0 | 0 | 0 | 0 | 0 | 0
| Civic Offices | Services LED light fitting | 1701263 | 8404146 | 5.8 | Electrical installations | glass bulb | Construction | 1.8772 | kg | 10 | 44 | 1 | FALSE | 1 | FALSE |  | 1.05 | 1.8772 | 11.2632 | 5490 | General glazing, glass (toughened) |  | 0 | D3 | 0 | 0 | 0 | 0 | 0 | 0 | 0 | 0 | 0
| Civic Offices | Services LED light fitting | 1701263 | 8404146 | 5.8 | Electrical installations | glass bulb | Construction | 1.8772 | kg | 10 | 44 | 1 | FALSE | 1 | FALSE |  | 1.05 | 1.8772 | 11.2632 | 5490 | General glazing, glass (toughened) |  | 0 | D4 | 0 | 0 | 0 | 0 | 0 | 0 | 0 | 0 | 0
| Civic Offices | Services LED light fitting | 1701263 | 8404146 | 5.8 | Electrical installations | glass bulb | Construction | 1.8772 | kg | 10 | 44 | 1 | FALSE | 1 | FALSE |  | 1.05 | 1.8772 | 11.2632 | 5490 | General glazing, glass (toughened) |  | 60 | C2 | 0 | 0 | 0 | 0 | 0 | 0 | 0 | 0 | 0
| Civic Offices | Services LED light fitting | 1701263 | 8404146 | 5.8 | Electrical installations | glass bulb | Construction | 1.8772 | kg | 10 | 44 | 1 | FALSE | 1 | FALSE |  | 1.05 | 1.8772 | 11.2632 | 5490 | General glazing, glass (toughened) |  | 60 | C4 | 0.0029236 | 1.0079e-09 | 2.2517e-05 | 5.5599e-06 | 3.8897e-06 | 3.1604e-09 | 0.084917 | 0.28158 | 0.00027561
| Civic Offices | Services LED light fitting | 1701263 | 8404146 | 5.8 | Electrical installations | glass bulb | Construction | 1.8772 | kg | 10 | 44 | 1 | FALSE | 1 | FALSE |  | 1.05 | 1.8772 | 11.2632 | 5490 | General glazing, glass (toughened) |  | 60 | D2 | 0 | 0 | 0 | 0 | 0 | 0 | 0 | 0 | 0
| Civic Offices | Services LED light fitting | 1701263 | 8404146 | 5.8 | Electrical installations | glass bulb | Construction | 1.8772 | kg | 10 | 44 | 1 | FALSE | 1 | FALSE |  | 1.05 | 1.8772 | 11.2632 | 5490 | General glazing, glass (toughened) |  | 60 | D3 | 0 | 0 | 0 | 0 | 0 | 0 | 0 | 0 | 0
| Civic Offices | Services LED light fitting | 1701263 | 8404146 | 5.8 | Electrical installations | glass bulb | Construction | 1.8772 | kg | 10 | 44 | 1 | FALSE | 1 | FALSE |  | 1.05 | 1.8772 | 11.2632 | 5490 | General glazing, glass (toughened) |  | 60 | D4 | 0 | 0 | 0 | 0 | 0 | 0 | 0 | 0 | 0
| Civic Offices | Services LED light fitting | 1701263 | 8404146 | 5.8 | Electrical installations | glass bulb | Construction | 1.8772 | kg | 10 | 44 | 1 | FALSE | 1 | FALSE |  | 1.05 | 1.8772 | 11.2632 | 5490 | General glazing, glass (toughened) |  | 10 | B4B5 | 2.2646 | 2.1394e-07 | 0.021206 | 0.0026987 | 0.0013051 | 1.4187e-05 | 27.9199 | 15.7043 | 0.01099
| Civic Offices | Services LED light fitting | 1701263 | 8404146 | 5.8 | Electrical installations | glass bulb | Construction | 1.8772 | kg | 10 | 44 | 1 | FALSE | 1 | FALSE |  | 1.05 | 1.8772 | 11.2632 | 5490 | General glazing, glass (toughened) |  | 10 | D2 | 0 | 0 | 0 | 0 | 0 | 0 | 0 | 0 | 0
| Civic Offices | Services LED light fitting | 1701263 | 8404146 | 5.8 | Electrical installations | glass bulb | Construction | 1.8772 | kg | 10 | 44 | 1 | FALSE | 1 | FALSE |  | 1.05 | 1.8772 | 11.2632 | 5490 | General glazing, glass (toughened) |  | 10 | D3 | 0 | 0 | 0 | 0 | 0 | 0 | 0 | 0 | 0
| Civic Offices | Services LED light fitting | 1701263 | 8404146 | 5.8 | Electrical installations | glass bulb | Construction | 1.8772 | kg | 10 | 44 | 1 | FALSE | 1 | FALSE |  | 1.05 | 1.8772 | 11.2632 | 5490 | General glazing, glass (toughened) |  | 10 | D4 | 0 | 0 | 0 | 0 | 0 | 0 | 0 | 0 | 0
| Civic Offices | Services LED light fitting | 1701263 | 8404146 | 5.8 | Electrical installations | glass bulb | Construction | 1.8772 | kg | 10 | 44 | 1 | FALSE | 1 | FALSE |  | 1.05 | 1.8772 | 11.2632 | 5490 | General glazing, glass (toughened) |  | 20 | B4B5 | 2.2646 | 2.1394e-07 | 0.021206 | 0.0026987 | 0.0013051 | 1.4187e-05 | 27.9199 | 15.7043 | 0.01099
| Civic Offices | Services LED light fitting | 1701263 | 8404146 | 5.8 | Electrical installations | glass bulb | Construction | 1.8772 | kg | 10 | 44 | 1 | FALSE | 1 | FALSE |  | 1.05 | 1.8772 | 11.2632 | 5490 | General glazing, glass (toughened) |  | 20 | D2 | 0 | 0 | 0 | 0 | 0 | 0 | 0 | 0 | 0
| Civic Offices | Services LED light fitting | 1701263 | 8404146 | 5.8 | Electrical installations | glass bulb | Construction | 1.8772 | kg | 10 | 44 | 1 | FALSE | 1 | FALSE |  | 1.05 | 1.8772 | 11.2632 | 5490 | General glazing, glass (toughened) |  | 20 | D3 | 0 | 0 | 0 | 0 | 0 | 0 | 0 | 0 | 0
| Civic Offices | Services LED light fitting | 1701263 | 8404146 | 5.8 | Electrical installations | glass bulb | Construction | 1.8772 | kg | 10 | 44 | 1 | FALSE | 1 | FALSE |  | 1.05 | 1.8772 | 11.2632 | 5490 | General glazing, glass (toughened) |  | 20 | D4 | 0 | 0 | 0 | 0 | 0 | 0 | 0 | 0 | 0
| Civic Offices | Services LED light fitting | 1701263 | 8404146 | 5.8 | Electrical installations | glass bulb | Construction | 1.8772 | kg | 10 | 44 | 1 | FALSE | 1 | FALSE |  | 1.05 | 1.8772 | 11.2632 | 5490 | General glazing, glass (toughened) |  | 30 | B4B5 | 2.2646 | 2.1394e-07 | 0.021206 | 0.0026987 | 0.0013051 | 1.4187e-05 | 27.9199 | 15.7043 | 0.01099
| Civic Offices | Services LED light fitting | 1701263 | 8404146 | 5.8 | Electrical installations | glass bulb | Construction | 1.8772 | kg | 10 | 44 | 1 | FALSE | 1 | FALSE |  | 1.05 | 1.8772 | 11.2632 | 5490 | General glazing, glass (toughened) |  | 30 | D2 | 0 | 0 | 0 | 0 | 0 | 0 | 0 | 0 | 0
| Civic Offices | Services LED light fitting | 1701263 | 8404146 | 5.8 | Electrical installations | glass bulb | Construction | 1.8772 | kg | 10 | 44 | 1 | FALSE | 1 | FALSE |  | 1.05 | 1.8772 | 11.2632 | 5490 | General glazing, glass (toughened) |  | 30 | D3 | 0 | 0 | 0 | 0 | 0 | 0 | 0 | 0 | 0
| Civic Offices | Services LED light fitting | 1701263 | 8404146 | 5.8 | Electrical installations | glass bulb | Construction | 1.8772 | kg | 10 | 44 | 1 | FALSE | 1 | FALSE |  | 1.05 | 1.8772 | 11.2632 | 5490 | General glazing, glass (toughened) |  | 30 | D4 | 0 | 0 | 0 | 0 | 0 | 0 | 0 | 0 | 0
| Civic Offices | Services LED light fitting | 1701263 | 8404146 | 5.8 | Electrical installations | glass bulb | Construction | 1.8772 | kg | 10 | 44 | 1 | FALSE | 1 | FALSE |  | 1.05 | 1.8772 | 11.2632 | 5490 | General glazing, glass (toughened) |  | 40 | B4B5 | 2.2646 | 2.1394e-07 | 0.021206 | 0.0026987 | 0.0013051 | 1.4187e-05 | 27.9199 | 15.7043 | 0.01099
| Civic Offices | Services LED light fitting | 1701263 | 8404146 | 5.8 | Electrical installations | glass bulb | Construction | 1.8772 | kg | 10 | 44 | 1 | FALSE | 1 | FALSE |  | 1.05 | 1.8772 | 11.2632 | 5490 | General glazing, glass (toughened) |  | 40 | D2 | 0 | 0 | 0 | 0 | 0 | 0 | 0 | 0 | 0
| Civic Offices | Services LED light fitting | 1701263 | 8404146 | 5.8 | Electrical installations | glass bulb | Construction | 1.8772 | kg | 10 | 44 | 1 | FALSE | 1 | FALSE |  | 1.05 | 1.8772 | 11.2632 | 5490 | General glazing, glass (toughened) |  | 40 | D3 | 0 | 0 | 0 | 0 | 0 | 0 | 0 | 0 | 0
| Civic Offices | Services LED light fitting | 1701263 | 8404146 | 5.8 | Electrical installations | glass bulb | Construction | 1.8772 | kg | 10 | 44 | 1 | FALSE | 1 | FALSE |  | 1.05 | 1.8772 | 11.2632 | 5490 | General glazing, glass (toughened) |  | 40 | D4 | 0 | 0 | 0 | 0 | 0 | 0 | 0 | 0 | 0
| Civic Offices | Services LED light fitting | 1701263 | 8404146 | 5.8 | Electrical installations | glass bulb | Construction | 1.8772 | kg | 10 | 44 | 1 | FALSE | 1 | FALSE |  | 1.05 | 1.8772 | 11.2632 | 5490 | General glazing, glass (toughened) |  | 50 | B4B5 | 2.2646 | 2.1394e-07 | 0.021206 | 0.0026987 | 0.0013051 | 1.4187e-05 | 27.9199 | 15.7043 | 0.01099
| Civic Offices | Services LED light fitting | 1701263 | 8404146 | 5.8 | Electrical installations | glass bulb | Construction | 1.8772 | kg | 10 | 44 | 1 | FALSE | 1 | FALSE |  | 1.05 | 1.8772 | 11.2632 | 5490 | General glazing, glass (toughened) |  | 50 | D2 | 0 | 0 | 0 | 0 | 0 | 0 | 0 | 0 | 0
| Civic Offices | Services LED light fitting | 1701263 | 8404146 | 5.8 | Electrical installations | glass bulb | Construction | 1.8772 | kg | 10 | 44 | 1 | FALSE | 1 | FALSE |  | 1.05 | 1.8772 | 11.2632 | 5490 | General glazing, glass (toughened) |  | 50 | D3 | 0 | 0 | 0 | 0 | 0 | 0 | 0 | 0 | 0
| Civic Offices | Services LED light fitting | 1701263 | 8404146 | 5.8 | Electrical installations | glass bulb | Construction | 1.8772 | kg | 10 | 44 | 1 | FALSE | 1 | FALSE |  | 1.05 | 1.8772 | 11.2632 | 5490 | General glazing, glass (toughened) |  | 50 | D4 | 0 | 0 | 0 | 0 | 0 | 0 | 0 | 0 | 0
| Civic Offices | Services LED light fitting | 1701263 | 8404147 | 5.8 | Electrical installations | connectors | Construction | 0.087719 | kg | 10 | 44 | 1 | FALSE | 1 | FALSE |  | 1.05 | 0.087719 | 0.52632 | 5014 | Cladding sheet (angle seamed), copper |  | 0 | A1A3 | 0.63414 | 5.27e-07 | 0.032252 | 0.021529 | 0.0017827 | 0.00014673 | 9.622 | 1.8783 | 0.02027
| Civic Offices | Services LED light fitting | 1701263 | 8404147 | 5.8 | Electrical installations | connectors | Construction | 0.087719 | kg | 10 | 44 | 1 | FALSE | 1 | FALSE |  | 1.05 | 0.087719 | 0.52632 | 5014 | Cladding sheet (angle seamed), copper |  | 0 | A4 | 0.0018046 | 3.2424e-10 | 5.9088e-06 | 1.5971e-06 | 1.008e-06 | 6.2934e-09 | 0.0269 | 0.0041075 | 7.4261e-06
| Civic Offices | Services LED light fitting | 1701263 | 8404147 | 5.8 | Electrical installations | connectors | Construction | 0.087719 | kg | 10 | 44 | 1 | FALSE | 1 | FALSE |  | 1.05 | 0.087719 | 0.52632 | 5014 | Cladding sheet (angle seamed), copper |  | 0 | A5 | 2.2798e-06 | 5.9698e-13 | 1.5943e-08 | 5.2387e-09 | 2.6455e-09 | 3.216e-12 | 5.5891e-05 | 0.00065789 | 0
| Civic Offices | Services LED light fitting | 1701263 | 8404147 | 5.8 | Electrical installations | connectors | Construction | 0.087719 | kg | 10 | 44 | 1 | FALSE | 1 | FALSE |  | 1.05 | 0.087719 | 0.52632 | 5014 | Cladding sheet (angle seamed), copper |  | 0 | D2 | 0 | 0 | 0 | 0 | 0 | 0 | 0 | 0 | 0
| Civic Offices | Services LED light fitting | 1701263 | 8404147 | 5.8 | Electrical installations | connectors | Construction | 0.087719 | kg | 10 | 44 | 1 | FALSE | 1 | FALSE |  | 1.05 | 0.087719 | 0.52632 | 5014 | Cladding sheet (angle seamed), copper |  | 0 | D3 | 0 | 0 | 0 | 0 | 0 | 0 | 0 | 0 | 0
| Civic Offices | Services LED light fitting | 1701263 | 8404147 | 5.8 | Electrical installations | connectors | Construction | 0.087719 | kg | 10 | 44 | 1 | FALSE | 1 | FALSE |  | 1.05 | 0.087719 | 0.52632 | 5014 | Cladding sheet (angle seamed), copper |  | 0 | D4 | 0 | 0 | 0 | 0 | 0 | 0 | 0 | 0 | 0
| Civic Offices | Services LED light fitting | 1701263 | 8404147 | 5.8 | Electrical installations | connectors | Construction | 0.087719 | kg | 10 | 44 | 1 | FALSE | 1 | FALSE |  | 1.05 | 0.087719 | 0.52632 | 5014 | Cladding sheet (angle seamed), copper |  | 60 | C2 | 0 | 0 | 0 | 0 | 0 | 0 | 0 | 0 | 0
| Civic Offices | Services LED light fitting | 1701263 | 8404147 | 5.8 | Electrical installations | connectors | Construction | 0.087719 | kg | 10 | 44 | 1 | FALSE | 1 | FALSE |  | 1.05 | 0.087719 | 0.52632 | 5014 | Cladding sheet (angle seamed), copper |  | 60 | C4 | 4.5596e-05 | 1.194e-11 | 3.1885e-07 | 1.0477e-07 | 5.291e-08 | 6.4321e-11 | 0.0011178 | 0.013158 | 2.2867e-06
| Civic Offices | Services LED light fitting | 1701263 | 8404147 | 5.8 | Electrical installations | connectors | Construction | 0.087719 | kg | 10 | 44 | 1 | FALSE | 1 | FALSE |  | 1.05 | 0.087719 | 0.52632 | 5014 | Cladding sheet (angle seamed), copper |  | 60 | D2 | 0 | 0 | 0 | 0 | 0 | 0 | 0 | 0 | 0
| Civic Offices | Services LED light fitting | 1701263 | 8404147 | 5.8 | Electrical installations | connectors | Construction | 0.087719 | kg | 10 | 44 | 1 | FALSE | 1 | FALSE |  | 1.05 | 0.087719 | 0.52632 | 5014 | Cladding sheet (angle seamed), copper |  | 60 | D3 | 0 | 0 | 0 | 0 | 0 | 0 | 0 | 0 | 0
| Civic Offices | Services LED light fitting | 1701263 | 8404147 | 5.8 | Electrical installations | connectors | Construction | 0.087719 | kg | 10 | 44 | 1 | FALSE | 1 | FALSE |  | 1.05 | 0.087719 | 0.52632 | 5014 | Cladding sheet (angle seamed), copper |  | 60 | D4 | 0 | 0 | 0 | 0 | 0 | 0 | 0 | 0 | 0
| Civic Offices | Services LED light fitting | 1701263 | 8404147 | 5.8 | Electrical installations | connectors | Construction | 0.087719 | kg | 10 | 44 | 1 | FALSE | 1 | FALSE |  | 1.05 | 0.087719 | 0.52632 | 5014 | Cladding sheet (angle seamed), copper |  | 10 | B4B5 | 0.636 | 5.2734e-07 | 0.032258 | 0.021531 | 0.0017838 | 0.00014674 | 9.6501 | 1.8962 | 0.020278
| Civic Offices | Services LED light fitting | 1701263 | 8404147 | 5.8 | Electrical installations | connectors | Construction | 0.087719 | kg | 10 | 44 | 1 | FALSE | 1 | FALSE |  | 1.05 | 0.087719 | 0.52632 | 5014 | Cladding sheet (angle seamed), copper |  | 10 | D2 | 0 | 0 | 0 | 0 | 0 | 0 | 0 | 0 | 0
| Civic Offices | Services LED light fitting | 1701263 | 8404147 | 5.8 | Electrical installations | connectors | Construction | 0.087719 | kg | 10 | 44 | 1 | FALSE | 1 | FALSE |  | 1.05 | 0.087719 | 0.52632 | 5014 | Cladding sheet (angle seamed), copper |  | 10 | D3 | 0 | 0 | 0 | 0 | 0 | 0 | 0 | 0 | 0
| Civic Offices | Services LED light fitting | 1701263 | 8404147 | 5.8 | Electrical installations | connectors | Construction | 0.087719 | kg | 10 | 44 | 1 | FALSE | 1 | FALSE |  | 1.05 | 0.087719 | 0.52632 | 5014 | Cladding sheet (angle seamed), copper |  | 10 | D4 | 0 | 0 | 0 | 0 | 0 | 0 | 0 | 0 | 0
| Civic Offices | Services LED light fitting | 1701263 | 8404147 | 5.8 | Electrical installations | connectors | Construction | 0.087719 | kg | 10 | 44 | 1 | FALSE | 1 | FALSE |  | 1.05 | 0.087719 | 0.52632 | 5014 | Cladding sheet (angle seamed), copper |  | 20 | B4B5 | 0.636 | 5.2734e-07 | 0.032258 | 0.021531 | 0.0017838 | 0.00014674 | 9.6501 | 1.8962 | 0.020278
| Civic Offices | Services LED light fitting | 1701263 | 8404147 | 5.8 | Electrical installations | connectors | Construction | 0.087719 | kg | 10 | 44 | 1 | FALSE | 1 | FALSE |  | 1.05 | 0.087719 | 0.52632 | 5014 | Cladding sheet (angle seamed), copper |  | 20 | D2 | 0 | 0 | 0 | 0 | 0 | 0 | 0 | 0 | 0
| Civic Offices | Services LED light fitting | 1701263 | 8404147 | 5.8 | Electrical installations | connectors | Construction | 0.087719 | kg | 10 | 44 | 1 | FALSE | 1 | FALSE |  | 1.05 | 0.087719 | 0.52632 | 5014 | Cladding sheet (angle seamed), copper |  | 20 | D3 | 0 | 0 | 0 | 0 | 0 | 0 | 0 | 0 | 0
| Civic Offices | Services LED light fitting | 1701263 | 8404147 | 5.8 | Electrical installations | connectors | Construction | 0.087719 | kg | 10 | 44 | 1 | FALSE | 1 | FALSE |  | 1.05 | 0.087719 | 0.52632 | 5014 | Cladding sheet (angle seamed), copper |  | 20 | D4 | 0 | 0 | 0 | 0 | 0 | 0 | 0 | 0 | 0
| Civic Offices | Services LED light fitting | 1701263 | 8404147 | 5.8 | Electrical installations | connectors | Construction | 0.087719 | kg | 10 | 44 | 1 | FALSE | 1 | FALSE |  | 1.05 | 0.087719 | 0.52632 | 5014 | Cladding sheet (angle seamed), copper |  | 30 | B4B5 | 0.636 | 5.2734e-07 | 0.032258 | 0.021531 | 0.0017838 | 0.00014674 | 9.6501 | 1.8962 | 0.020278
| Civic Offices | Services LED light fitting | 1701263 | 8404147 | 5.8 | Electrical installations | connectors | Construction | 0.087719 | kg | 10 | 44 | 1 | FALSE | 1 | FALSE |  | 1.05 | 0.087719 | 0.52632 | 5014 | Cladding sheet (angle seamed), copper |  | 30 | D2 | 0 | 0 | 0 | 0 | 0 | 0 | 0 | 0 | 0
| Civic Offices | Services LED light fitting | 1701263 | 8404147 | 5.8 | Electrical installations | connectors | Construction | 0.087719 | kg | 10 | 44 | 1 | FALSE | 1 | FALSE |  | 1.05 | 0.087719 | 0.52632 | 5014 | Cladding sheet (angle seamed), copper |  | 30 | D3 | 0 | 0 | 0 | 0 | 0 | 0 | 0 | 0 | 0
| Civic Offices | Services LED light fitting | 1701263 | 8404147 | 5.8 | Electrical installations | connectors | Construction | 0.087719 | kg | 10 | 44 | 1 | FALSE | 1 | FALSE |  | 1.05 | 0.087719 | 0.52632 | 5014 | Cladding sheet (angle seamed), copper |  | 30 | D4 | 0 | 0 | 0 | 0 | 0 | 0 | 0 | 0 | 0
| Civic Offices | Services LED light fitting | 1701263 | 8404147 | 5.8 | Electrical installations | connectors | Construction | 0.087719 | kg | 10 | 44 | 1 | FALSE | 1 | FALSE |  | 1.05 | 0.087719 | 0.52632 | 5014 | Cladding sheet (angle seamed), copper |  | 40 | B4B5 | 0.636 | 5.2734e-07 | 0.032258 | 0.021531 | 0.0017838 | 0.00014674 | 9.6501 | 1.8962 | 0.020278
| Civic Offices | Services LED light fitting | 1701263 | 8404147 | 5.8 | Electrical installations | connectors | Construction | 0.087719 | kg | 10 | 44 | 1 | FALSE | 1 | FALSE |  | 1.05 | 0.087719 | 0.52632 | 5014 | Cladding sheet (angle seamed), copper |  | 40 | D2 | 0 | 0 | 0 | 0 | 0 | 0 | 0 | 0 | 0
| Civic Offices | Services LED light fitting | 1701263 | 8404147 | 5.8 | Electrical installations | connectors | Construction | 0.087719 | kg | 10 | 44 | 1 | FALSE | 1 | FALSE |  | 1.05 | 0.087719 | 0.52632 | 5014 | Cladding sheet (angle seamed), copper |  | 40 | D3 | 0 | 0 | 0 | 0 | 0 | 0 | 0 | 0 | 0
| Civic Offices | Services LED light fitting | 1701263 | 8404147 | 5.8 | Electrical installations | connectors | Construction | 0.087719 | kg | 10 | 44 | 1 | FALSE | 1 | FALSE |  | 1.05 | 0.087719 | 0.52632 | 5014 | Cladding sheet (angle seamed), copper |  | 40 | D4 | 0 | 0 | 0 | 0 | 0 | 0 | 0 | 0 | 0
| Civic Offices | Services LED light fitting | 1701263 | 8404147 | 5.8 | Electrical installations | connectors | Construction | 0.087719 | kg | 10 | 44 | 1 | FALSE | 1 | FALSE |  | 1.05 | 0.087719 | 0.52632 | 5014 | Cladding sheet (angle seamed), copper |  | 50 | B4B5 | 0.636 | 5.2734e-07 | 0.032258 | 0.021531 | 0.0017838 | 0.00014674 | 9.6501 | 1.8962 | 0.020278
| Civic Offices | Services LED light fitting | 1701263 | 8404147 | 5.8 | Electrical installations | connectors | Construction | 0.087719 | kg | 10 | 44 | 1 | FALSE | 1 | FALSE |  | 1.05 | 0.087719 | 0.52632 | 5014 | Cladding sheet (angle seamed), copper |  | 50 | D2 | 0 | 0 | 0 | 0 | 0 | 0 | 0 | 0 | 0
| Civic Offices | Services LED light fitting | 1701263 | 8404147 | 5.8 | Electrical installations | connectors | Construction | 0.087719 | kg | 10 | 44 | 1 | FALSE | 1 | FALSE |  | 1.05 | 0.087719 | 0.52632 | 5014 | Cladding sheet (angle seamed), copper |  | 50 | D3 | 0 | 0 | 0 | 0 | 0 | 0 | 0 | 0 | 0
| Civic Offices | Services LED light fitting | 1701263 | 8404147 | 5.8 | Electrical installations | connectors | Construction | 0.087719 | kg | 10 | 44 | 1 | FALSE | 1 | FALSE |  | 1.05 | 0.087719 | 0.52632 | 5014 | Cladding sheet (angle seamed), copper |  | 50 | D4 | 0 | 0 | 0 | 0 | 0 | 0 | 0 | 0 | 0
| Civic Offices | Services LED light fitting | 1701263 | 8404148 | 5.8 | Electrical installations | insulator | Construction | 3.0351 | kg | 10 | 44 | 1 | FALSE | 1 | FALSE |  | 1.1 | 3.0351 | 18.2105 | 5052 | Membrane (breather), polypropylene |  | 0 | A1A3 | 18.3404 | 4.1882e-07 | 0.10329 | 0.029703 | 0.012271 | 2.152e-05 | 399.2957 | 1.5843 | 0.090484
| Civic Offices | Services LED light fitting | 1701263 | 8404148 | 5.8 | Electrical installations | insulator | Construction | 3.0351 | kg | 10 | 44 | 1 | FALSE | 1 | FALSE |  | 1.1 | 3.0351 | 18.2105 | 5052 | Membrane (breather), polypropylene |  | 0 | A4 | 0.063255 | 1.1365e-08 | 0.00020712 | 5.5981e-05 | 3.5334e-05 | 2.206e-07 | 0.94292 | 0.14398 | 0.0002603
| Civic Offices | Services LED light fitting | 1701263 | 8404148 | 5.8 | Electrical installations | insulator | Construction | 3.0351 | kg | 10 | 44 | 1 | FALSE | 1 | FALSE |  | 1.1 | 3.0351 | 18.2105 | 5052 | Membrane (breather), polypropylene |  | 0 | A5 | 0.0079993 | 2.5443e-10 | 7.3656e-06 | 0.0006711 | 2.444e-06 | 1.4215e-09 | 0.023283 | 0.048561 | 0
| Civic Offices | Services LED light fitting | 1701263 | 8404148 | 5.8 | Electrical installations | insulator | Construction | 3.0351 | kg | 10 | 44 | 1 | FALSE | 1 | FALSE |  | 1.1 | 3.0351 | 18.2105 | 5052 | Membrane (breather), polypropylene |  | 0 | D2 | 0 | 0 | 0 | 0 | 0 | 0 | 0 | 0 | 0
| Civic Offices | Services LED light fitting | 1701263 | 8404148 | 5.8 | Electrical installations | insulator | Construction | 3.0351 | kg | 10 | 44 | 1 | FALSE | 1 | FALSE |  | 1.1 | 3.0351 | 18.2105 | 5052 | Membrane (breather), polypropylene |  | 0 | D3 | 0 | 0 | 0 | 0 | 0 | 0 | 0 | 0 | 0
| Civic Offices | Services LED light fitting | 1701263 | 8404148 | 5.8 | Electrical installations | insulator | Construction | 3.0351 | kg | 10 | 44 | 1 | FALSE | 1 | FALSE |  | 1.1 | 3.0351 | 18.2105 | 5052 | Membrane (breather), polypropylene |  | 0 | D4 | 0 | 0 | 0 | 0 | 0 | 0 | 0 | 0 | 0
| Civic Offices | Services LED light fitting | 1701263 | 8404148 | 5.8 | Electrical installations | insulator | Construction | 3.0351 | kg | 10 | 44 | 1 | FALSE | 1 | FALSE |  | 1.1 | 3.0351 | 18.2105 | 5052 | Membrane (breather), polypropylene |  | 60 | C2 | 0 | 0 | 0 | 0 | 0 | 0 | 0 | 0 | 0
| Civic Offices | Services LED light fitting | 1701263 | 8404148 | 5.8 | Electrical installations | insulator | Construction | 3.0351 | kg | 10 | 44 | 1 | FALSE | 1 | FALSE |  | 1.1 | 3.0351 | 18.2105 | 5052 | Membrane (breather), polypropylene |  | 60 | C4 | 0.079993 | 2.5443e-09 | 7.3656e-05 | 0.006711 | 2.444e-05 | 1.4215e-08 | 0.23283 | 0.48561 | 0.002252
| Civic Offices | Services LED light fitting | 1701263 | 8404148 | 5.8 | Electrical installations | insulator | Construction | 3.0351 | kg | 10 | 44 | 1 | FALSE | 1 | FALSE |  | 1.1 | 3.0351 | 18.2105 | 5052 | Membrane (breather), polypropylene |  | 60 | D2 | 0 | 0 | 0 | 0 | 0 | 0 | 0 | 0 | 0
| Civic Offices | Services LED light fitting | 1701263 | 8404148 | 5.8 | Electrical installations | insulator | Construction | 3.0351 | kg | 10 | 44 | 1 | FALSE | 1 | FALSE |  | 1.1 | 3.0351 | 18.2105 | 5052 | Membrane (breather), polypropylene |  | 60 | D3 | 0 | 0 | 0 | 0 | 0 | 0 | 0 | 0 | 0
| Civic Offices | Services LED light fitting | 1701263 | 8404148 | 5.8 | Electrical installations | insulator | Construction | 3.0351 | kg | 10 | 44 | 1 | FALSE | 1 | FALSE |  | 1.1 | 3.0351 | 18.2105 | 5052 | Membrane (breather), polypropylene |  | 60 | D4 | 0 | 0 | 0 | 0 | 0 | 0 | 0 | 0 | 0
| Civic Offices | Services LED light fitting | 1701263 | 8404148 | 5.8 | Electrical installations | insulator | Construction | 3.0351 | kg | 10 | 44 | 1 | FALSE | 1 | FALSE |  | 1.1 | 3.0351 | 18.2105 | 5052 | Membrane (breather), polypropylene |  | 10 | B4B5 | 18.4917 | 4.3299e-07 | 0.10358 | 0.037141 | 0.012334 | 2.1757e-05 | 400.4948 | 2.2624 | 0.090745
| Civic Offices | Services LED light fitting | 1701263 | 8404148 | 5.8 | Electrical installations | insulator | Construction | 3.0351 | kg | 10 | 44 | 1 | FALSE | 1 | FALSE |  | 1.1 | 3.0351 | 18.2105 | 5052 | Membrane (breather), polypropylene |  | 10 | D2 | 0 | 0 | 0 | 0 | 0 | 0 | 0 | 0 | 0
| Civic Offices | Services LED light fitting | 1701263 | 8404148 | 5.8 | Electrical installations | insulator | Construction | 3.0351 | kg | 10 | 44 | 1 | FALSE | 1 | FALSE |  | 1.1 | 3.0351 | 18.2105 | 5052 | Membrane (breather), polypropylene |  | 10 | D3 | 0 | 0 | 0 | 0 | 0 | 0 | 0 | 0 | 0
| Civic Offices | Services LED light fitting | 1701263 | 8404148 | 5.8 | Electrical installations | insulator | Construction | 3.0351 | kg | 10 | 44 | 1 | FALSE | 1 | FALSE |  | 1.1 | 3.0351 | 18.2105 | 5052 | Membrane (breather), polypropylene |  | 10 | D4 | 0 | 0 | 0 | 0 | 0 | 0 | 0 | 0 | 0
| Civic Offices | Services LED light fitting | 1701263 | 8404148 | 5.8 | Electrical installations | insulator | Construction | 3.0351 | kg | 10 | 44 | 1 | FALSE | 1 | FALSE |  | 1.1 | 3.0351 | 18.2105 | 5052 | Membrane (breather), polypropylene |  | 20 | B4B5 | 18.4917 | 4.3299e-07 | 0.10358 | 0.037141 | 0.012334 | 2.1757e-05 | 400.4948 | 2.2624 | 0.090745
| Civic Offices | Services LED light fitting | 1701263 | 8404148 | 5.8 | Electrical installations | insulator | Construction | 3.0351 | kg | 10 | 44 | 1 | FALSE | 1 | FALSE |  | 1.1 | 3.0351 | 18.2105 | 5052 | Membrane (breather), polypropylene |  | 20 | D2 | 0 | 0 | 0 | 0 | 0 | 0 | 0 | 0 | 0
| Civic Offices | Services LED light fitting | 1701263 | 8404148 | 5.8 | Electrical installations | insulator | Construction | 3.0351 | kg | 10 | 44 | 1 | FALSE | 1 | FALSE |  | 1.1 | 3.0351 | 18.2105 | 5052 | Membrane (breather), polypropylene |  | 20 | D3 | 0 | 0 | 0 | 0 | 0 | 0 | 0 | 0 | 0
| Civic Offices | Services LED light fitting | 1701263 | 8404148 | 5.8 | Electrical installations | insulator | Construction | 3.0351 | kg | 10 | 44 | 1 | FALSE | 1 | FALSE |  | 1.1 | 3.0351 | 18.2105 | 5052 | Membrane (breather), polypropylene |  | 20 | D4 | 0 | 0 | 0 | 0 | 0 | 0 | 0 | 0 | 0
| Civic Offices | Services LED light fitting | 1701263 | 8404148 | 5.8 | Electrical installations | insulator | Construction | 3.0351 | kg | 10 | 44 | 1 | FALSE | 1 | FALSE |  | 1.1 | 3.0351 | 18.2105 | 5052 | Membrane (breather), polypropylene |  | 30 | B4B5 | 18.4917 | 4.3299e-07 | 0.10358 | 0.037141 | 0.012334 | 2.1757e-05 | 400.4948 | 2.2624 | 0.090745
| Civic Offices | Services LED light fitting | 1701263 | 8404148 | 5.8 | Electrical installations | insulator | Construction | 3.0351 | kg | 10 | 44 | 1 | FALSE | 1 | FALSE |  | 1.1 | 3.0351 | 18.2105 | 5052 | Membrane (breather), polypropylene |  | 30 | D2 | 0 | 0 | 0 | 0 | 0 | 0 | 0 | 0 | 0
| Civic Offices | Services LED light fitting | 1701263 | 8404148 | 5.8 | Electrical installations | insulator | Construction | 3.0351 | kg | 10 | 44 | 1 | FALSE | 1 | FALSE |  | 1.1 | 3.0351 | 18.2105 | 5052 | Membrane (breather), polypropylene |  | 30 | D3 | 0 | 0 | 0 | 0 | 0 | 0 | 0 | 0 | 0
| Civic Offices | Services LED light fitting | 1701263 | 8404148 | 5.8 | Electrical installations | insulator | Construction | 3.0351 | kg | 10 | 44 | 1 | FALSE | 1 | FALSE |  | 1.1 | 3.0351 | 18.2105 | 5052 | Membrane (breather), polypropylene |  | 30 | D4 | 0 | 0 | 0 | 0 | 0 | 0 | 0 | 0 | 0
| Civic Offices | Services LED light fitting | 1701263 | 8404148 | 5.8 | Electrical installations | insulator | Construction | 3.0351 | kg | 10 | 44 | 1 | FALSE | 1 | FALSE |  | 1.1 | 3.0351 | 18.2105 | 5052 | Membrane (breather), polypropylene |  | 40 | B4B5 | 18.4917 | 4.3299e-07 | 0.10358 | 0.037141 | 0.012334 | 2.1757e-05 | 400.4948 | 2.2624 | 0.090745
| Civic Offices | Services LED light fitting | 1701263 | 8404148 | 5.8 | Electrical installations | insulator | Construction | 3.0351 | kg | 10 | 44 | 1 | FALSE | 1 | FALSE |  | 1.1 | 3.0351 | 18.2105 | 5052 | Membrane (breather), polypropylene |  | 40 | D2 | 0 | 0 | 0 | 0 | 0 | 0 | 0 | 0 | 0
| Civic Offices | Services LED light fitting | 1701263 | 8404148 | 5.8 | Electrical installations | insulator | Construction | 3.0351 | kg | 10 | 44 | 1 | FALSE | 1 | FALSE |  | 1.1 | 3.0351 | 18.2105 | 5052 | Membrane (breather), polypropylene |  | 40 | D3 | 0 | 0 | 0 | 0 | 0 | 0 | 0 | 0 | 0
| Civic Offices | Services LED light fitting | 1701263 | 8404148 | 5.8 | Electrical installations | insulator | Construction | 3.0351 | kg | 10 | 44 | 1 | FALSE | 1 | FALSE |  | 1.1 | 3.0351 | 18.2105 | 5052 | Membrane (breather), polypropylene |  | 40 | D4 | 0 | 0 | 0 | 0 | 0 | 0 | 0 | 0 | 0
| Civic Offices | Services LED light fitting | 1701263 | 8404148 | 5.8 | Electrical installations | insulator | Construction | 3.0351 | kg | 10 | 44 | 1 | FALSE | 1 | FALSE |  | 1.1 | 3.0351 | 18.2105 | 5052 | Membrane (breather), polypropylene |  | 50 | B4B5 | 18.4917 | 4.3299e-07 | 0.10358 | 0.037141 | 0.012334 | 2.1757e-05 | 400.4948 | 2.2624 | 0.090745
| Civic Offices | Services LED light fitting | 1701263 | 8404148 | 5.8 | Electrical installations | insulator | Construction | 3.0351 | kg | 10 | 44 | 1 | FALSE | 1 | FALSE |  | 1.1 | 3.0351 | 18.2105 | 5052 | Membrane (breather), polypropylene |  | 50 | D2 | 0 | 0 | 0 | 0 | 0 | 0 | 0 | 0 | 0
| Civic Offices | Services LED light fitting | 1701263 | 8404148 | 5.8 | Electrical installations | insulator | Construction | 3.0351 | kg | 10 | 44 | 1 | FALSE | 1 | FALSE |  | 1.1 | 3.0351 | 18.2105 | 5052 | Membrane (breather), polypropylene |  | 50 | D3 | 0 | 0 | 0 | 0 | 0 | 0 | 0 | 0 | 0
| Civic Offices | Services LED light fitting | 1701263 | 8404148 | 5.8 | Electrical installations | insulator | Construction | 3.0351 | kg | 10 | 44 | 1 | FALSE | 1 | FALSE |  | 1.1 | 3.0351 | 18.2105 | 5052 | Membrane (breather), polypropylene |  | 50 | D4 | 0 | 0 | 0 | 0 | 0 | 0 | 0 | 0 | 0
| Civic Offices | Services LED light fitting | 1701263 | 8404149 | 5.8 | Electrical installations | plates | Construction | 2.1404 | kg | 10 | 44 | 1 | FALSE | 1 | FALSE |  | 1.05 | 2.1404 | 12.8421 | 5168 | Fencing (posts, square section), steel (galvanized) |  | 0 | A1A3 | 5.8396 | 3.9696e-07 | 0.095461 | 0.029798 | 0.0056176 | 0.001377 | 78.6121 | 4.4124 | 0.11377
| Civic Offices | Services LED light fitting | 1701263 | 8404149 | 5.8 | Electrical installations | plates | Construction | 2.1404 | kg | 10 | 44 | 1 | FALSE | 1 | FALSE |  | 1.05 | 2.1404 | 12.8421 | 5168 | Fencing (posts, square section), steel (galvanized) |  | 0 | A4 | 0.093279 | 1.2908e-08 | 0.00044351 | 8.2355e-05 | 5.855e-05 | 2.0773e-07 | 1.3648 | 0.39636 | 0.0003791
| Civic Offices | Services LED light fitting | 1701263 | 8404149 | 5.8 | Electrical installations | plates | Construction | 2.1404 | kg | 10 | 44 | 1 | FALSE | 1 | FALSE |  | 1.05 | 2.1404 | 12.8421 | 5168 | Fencing (posts, square section), steel (galvanized) |  | 0 | A5 | 5.5628e-05 | 1.4566e-11 | 3.89e-07 | 1.2782e-07 | 6.455e-08 | 7.8471e-11 | 0.0013637 | 0.016053 | 0
| Civic Offices | Services LED light fitting | 1701263 | 8404149 | 5.8 | Electrical installations | plates | Construction | 2.1404 | kg | 10 | 44 | 1 | FALSE | 1 | FALSE |  | 1.05 | 2.1404 | 12.8421 | 5168 | Fencing (posts, square section), steel (galvanized) |  | 0 | D2 | 0 | 0 | 0 | 0 | 0 | 0 | 0 | 0 | 0
| Civic Offices | Services LED light fitting | 1701263 | 8404149 | 5.8 | Electrical installations | plates | Construction | 2.1404 | kg | 10 | 44 | 1 | FALSE | 1 | FALSE |  | 1.05 | 2.1404 | 12.8421 | 5168 | Fencing (posts, square section), steel (galvanized) |  | 0 | D3 | 0 | 0 | 0 | 0 | 0 | 0 | 0 | 0 | 0
| Civic Offices | Services LED light fitting | 1701263 | 8404149 | 5.8 | Electrical installations | plates | Construction | 2.1404 | kg | 10 | 44 | 1 | FALSE | 1 | FALSE |  | 1.05 | 2.1404 | 12.8421 | 5168 | Fencing (posts, square section), steel (galvanized) |  | 0 | D4 | 0 | 0 | 0 | 0 | 0 | 0 | 0 | 0 | 0
| Civic Offices | Services LED light fitting | 1701263 | 8404149 | 5.8 | Electrical installations | plates | Construction | 2.1404 | kg | 10 | 44 | 1 | FALSE | 1 | FALSE |  | 1.05 | 2.1404 | 12.8421 | 5168 | Fencing (posts, square section), steel (galvanized) |  | 60 | C2 | 0 | 0 | 0 | 0 | 0 | 0 | 0 | 0 | 0
| Civic Offices | Services LED light fitting | 1701263 | 8404149 | 5.8 | Electrical installations | plates | Construction | 2.1404 | kg | 10 | 44 | 1 | FALSE | 1 | FALSE |  | 1.05 | 2.1404 | 12.8421 | 5168 | Fencing (posts, square section), steel (galvanized) |  | 60 | C4 | 0.0011126 | 2.9133e-10 | 7.78e-06 | 2.5565e-06 | 1.291e-06 | 1.5694e-09 | 0.027275 | 0.32105 | 5.5795e-05
| Civic Offices | Services LED light fitting | 1701263 | 8404149 | 5.8 | Electrical installations | plates | Construction | 2.1404 | kg | 10 | 44 | 1 | FALSE | 1 | FALSE |  | 1.05 | 2.1404 | 12.8421 | 5168 | Fencing (posts, square section), steel (galvanized) |  | 60 | D2 | 0 | 0 | 0 | 0 | 0 | 0 | 0 | 0 | 0
| Civic Offices | Services LED light fitting | 1701263 | 8404149 | 5.8 | Electrical installations | plates | Construction | 2.1404 | kg | 10 | 44 | 1 | FALSE | 1 | FALSE |  | 1.05 | 2.1404 | 12.8421 | 5168 | Fencing (posts, square section), steel (galvanized) |  | 60 | D3 | 0 | 0 | 0 | 0 | 0 | 0 | 0 | 0 | 0
| Civic Offices | Services LED light fitting | 1701263 | 8404149 | 5.8 | Electrical installations | plates | Construction | 2.1404 | kg | 10 | 44 | 1 | FALSE | 1 | FALSE |  | 1.05 | 2.1404 | 12.8421 | 5168 | Fencing (posts, square section), steel (galvanized) |  | 60 | D4 | 0 | 0 | 0 | 0 | 0 | 0 | 0 | 0 | 0
| Civic Offices | Services LED light fitting | 1701263 | 8404149 | 5.8 | Electrical installations | plates | Construction | 2.1404 | kg | 10 | 44 | 1 | FALSE | 1 | FALSE |  | 1.05 | 2.1404 | 12.8421 | 5168 | Fencing (posts, square section), steel (galvanized) |  | 10 | B4B5 | 5.9341 | 4.1017e-07 | 0.095913 | 0.029883 | 0.0056775 | 0.0013772 | 80.0056 | 5.1458 | 0.11415
| Civic Offices | Services LED light fitting | 1701263 | 8404149 | 5.8 | Electrical installations | plates | Construction | 2.1404 | kg | 10 | 44 | 1 | FALSE | 1 | FALSE |  | 1.05 | 2.1404 | 12.8421 | 5168 | Fencing (posts, square section), steel (galvanized) |  | 10 | D2 | 0 | 0 | 0 | 0 | 0 | 0 | 0 | 0 | 0
| Civic Offices | Services LED light fitting | 1701263 | 8404149 | 5.8 | Electrical installations | plates | Construction | 2.1404 | kg | 10 | 44 | 1 | FALSE | 1 | FALSE |  | 1.05 | 2.1404 | 12.8421 | 5168 | Fencing (posts, square section), steel (galvanized) |  | 10 | D3 | 0 | 0 | 0 | 0 | 0 | 0 | 0 | 0 | 0
| Civic Offices | Services LED light fitting | 1701263 | 8404149 | 5.8 | Electrical installations | plates | Construction | 2.1404 | kg | 10 | 44 | 1 | FALSE | 1 | FALSE |  | 1.05 | 2.1404 | 12.8421 | 5168 | Fencing (posts, square section), steel (galvanized) |  | 10 | D4 | 0 | 0 | 0 | 0 | 0 | 0 | 0 | 0 | 0
| Civic Offices | Services LED light fitting | 1701263 | 8404149 | 5.8 | Electrical installations | plates | Construction | 2.1404 | kg | 10 | 44 | 1 | FALSE | 1 | FALSE |  | 1.05 | 2.1404 | 12.8421 | 5168 | Fencing (posts, square section), steel (galvanized) |  | 20 | B4B5 | 5.9341 | 4.1017e-07 | 0.095913 | 0.029883 | 0.0056775 | 0.0013772 | 80.0056 | 5.1458 | 0.11415
| Civic Offices | Services LED light fitting | 1701263 | 8404149 | 5.8 | Electrical installations | plates | Construction | 2.1404 | kg | 10 | 44 | 1 | FALSE | 1 | FALSE |  | 1.05 | 2.1404 | 12.8421 | 5168 | Fencing (posts, square section), steel (galvanized) |  | 20 | D2 | 0 | 0 | 0 | 0 | 0 | 0 | 0 | 0 | 0
| Civic Offices | Services LED light fitting | 1701263 | 8404149 | 5.8 | Electrical installations | plates | Construction | 2.1404 | kg | 10 | 44 | 1 | FALSE | 1 | FALSE |  | 1.05 | 2.1404 | 12.8421 | 5168 | Fencing (posts, square section), steel (galvanized) |  | 20 | D3 | 0 | 0 | 0 | 0 | 0 | 0 | 0 | 0 | 0
| Civic Offices | Services LED light fitting | 1701263 | 8404149 | 5.8 | Electrical installations | plates | Construction | 2.1404 | kg | 10 | 44 | 1 | FALSE | 1 | FALSE |  | 1.05 | 2.1404 | 12.8421 | 5168 | Fencing (posts, square section), steel (galvanized) |  | 20 | D4 | 0 | 0 | 0 | 0 | 0 | 0 | 0 | 0 | 0
| Civic Offices | Services LED light fitting | 1701263 | 8404149 | 5.8 | Electrical installations | plates | Construction | 2.1404 | kg | 10 | 44 | 1 | FALSE | 1 | FALSE |  | 1.05 | 2.1404 | 12.8421 | 5168 | Fencing (posts, square section), steel (galvanized) |  | 30 | B4B5 | 5.9341 | 4.1017e-07 | 0.095913 | 0.029883 | 0.0056775 | 0.0013772 | 80.0056 | 5.1458 | 0.11415
| Civic Offices | Services LED light fitting | 1701263 | 8404149 | 5.8 | Electrical installations | plates | Construction | 2.1404 | kg | 10 | 44 | 1 | FALSE | 1 | FALSE |  | 1.05 | 2.1404 | 12.8421 | 5168 | Fencing (posts, square section), steel (galvanized) |  | 30 | D2 | 0 | 0 | 0 | 0 | 0 | 0 | 0 | 0 | 0
| Civic Offices | Services LED light fitting | 1701263 | 8404149 | 5.8 | Electrical installations | plates | Construction | 2.1404 | kg | 10 | 44 | 1 | FALSE | 1 | FALSE |  | 1.05 | 2.1404 | 12.8421 | 5168 | Fencing (posts, square section), steel (galvanized) |  | 30 | D3 | 0 | 0 | 0 | 0 | 0 | 0 | 0 | 0 | 0
| Civic Offices | Services LED light fitting | 1701263 | 8404149 | 5.8 | Electrical installations | plates | Construction | 2.1404 | kg | 10 | 44 | 1 | FALSE | 1 | FALSE |  | 1.05 | 2.1404 | 12.8421 | 5168 | Fencing (posts, square section), steel (galvanized) |  | 30 | D4 | 0 | 0 | 0 | 0 | 0 | 0 | 0 | 0 | 0
| Civic Offices | Services LED light fitting | 1701263 | 8404149 | 5.8 | Electrical installations | plates | Construction | 2.1404 | kg | 10 | 44 | 1 | FALSE | 1 | FALSE |  | 1.05 | 2.1404 | 12.8421 | 5168 | Fencing (posts, square section), steel (galvanized) |  | 40 | B4B5 | 5.9341 | 4.1017e-07 | 0.095913 | 0.029883 | 0.0056775 | 0.0013772 | 80.0056 | 5.1458 | 0.11415
| Civic Offices | Services LED light fitting | 1701263 | 8404149 | 5.8 | Electrical installations | plates | Construction | 2.1404 | kg | 10 | 44 | 1 | FALSE | 1 | FALSE |  | 1.05 | 2.1404 | 12.8421 | 5168 | Fencing (posts, square section), steel (galvanized) |  | 40 | D2 | 0 | 0 | 0 | 0 | 0 | 0 | 0 | 0 | 0
| Civic Offices | Services LED light fitting | 1701263 | 8404149 | 5.8 | Electrical installations | plates | Construction | 2.1404 | kg | 10 | 44 | 1 | FALSE | 1 | FALSE |  | 1.05 | 2.1404 | 12.8421 | 5168 | Fencing (posts, square section), steel (galvanized) |  | 40 | D3 | 0 | 0 | 0 | 0 | 0 | 0 | 0 | 0 | 0
| Civic Offices | Services LED light fitting | 1701263 | 8404149 | 5.8 | Electrical installations | plates | Construction | 2.1404 | kg | 10 | 44 | 1 | FALSE | 1 | FALSE |  | 1.05 | 2.1404 | 12.8421 | 5168 | Fencing (posts, square section), steel (galvanized) |  | 40 | D4 | 0 | 0 | 0 | 0 | 0 | 0 | 0 | 0 | 0
| Civic Offices | Services LED light fitting | 1701263 | 8404149 | 5.8 | Electrical installations | plates | Construction | 2.1404 | kg | 10 | 44 | 1 | FALSE | 1 | FALSE |  | 1.05 | 2.1404 | 12.8421 | 5168 | Fencing (posts, square section), steel (galvanized) |  | 50 | B4B5 | 5.9341 | 4.1017e-07 | 0.095913 | 0.029883 | 0.0056775 | 0.0013772 | 80.0056 | 5.1458 | 0.11415
| Civic Offices | Services LED light fitting | 1701263 | 8404149 | 5.8 | Electrical installations | plates | Construction | 2.1404 | kg | 10 | 44 | 1 | FALSE | 1 | FALSE |  | 1.05 | 2.1404 | 12.8421 | 5168 | Fencing (posts, square section), steel (galvanized) |  | 50 | D2 | 0 | 0 | 0 | 0 | 0 | 0 | 0 | 0 | 0
| Civic Offices | Services LED light fitting | 1701263 | 8404149 | 5.8 | Electrical installations | plates | Construction | 2.1404 | kg | 10 | 44 | 1 | FALSE | 1 | FALSE |  | 1.05 | 2.1404 | 12.8421 | 5168 | Fencing (posts, square section), steel (galvanized) |  | 50 | D3 | 0 | 0 | 0 | 0 | 0 | 0 | 0 | 0 | 0
| Civic Offices | Services LED light fitting | 1701263 | 8404149 | 5.8 | Electrical installations | plates | Construction | 2.1404 | kg | 10 | 44 | 1 | FALSE | 1 | FALSE |  | 1.05 | 2.1404 | 12.8421 | 5168 | Fencing (posts, square section), steel (galvanized) |  | 50 | D4 | 0 | 0 | 0 | 0 | 0 | 0 | 0 | 0 | 0
| Civic Offices | Services electrical wireing | 1701264 | 8404151 | 5.2 | Services equipment | copper wire 6mm siam | Construction | 65.5369 | Linear length Calculation | 30 | 44 | 1 | FALSE | 1 | FALSE |  | 1.03 | 65.5369 | 131.0739 | 5113 | Cladding sheet (plain), copper |  | 0 | A1A3 | 464.7576 | 0.00038624 | 23.6369 | 15.7783 | 1.3066 | 0.10754 | 7051.881 | 1376.6069 | 14.8559
| Civic Offices | Services electrical wireing | 1701264 | 8404151 | 5.2 | Services equipment | copper wire 6mm siam | Construction | 65.5369 | Linear length Calculation | 30 | 44 | 1 | FALSE | 1 | FALSE |  | 1.03 | 65.5369 | 131.0739 | 5113 | Cladding sheet (plain), copper |  | 0 | A4 | 1.3226 | 2.3763e-07 | 0.0043305 | 0.0011705 | 0.00073878 | 4.6124e-06 | 19.7149 | 3.0103 | 0.0054425
| Civic Offices | Services electrical wireing | 1701264 | 8404151 | 5.2 | Services equipment | copper wire 6mm siam | Construction | 65.5369 | Linear length Calculation | 30 | 44 | 1 | FALSE | 1 | FALSE |  | 1.03 | 65.5369 | 131.0739 | 5113 | Cladding sheet (plain), copper |  | 0 | A5 | 0.001022 | 2.6761e-10 | 7.1466e-06 | 2.3484e-06 | 1.1859e-06 | 1.4417e-09 | 0.025054 | 0.29492 | 0
| Civic Offices | Services electrical wireing | 1701264 | 8404151 | 5.2 | Services equipment | copper wire 6mm siam | Construction | 65.5369 | Linear length Calculation | 30 | 44 | 1 | FALSE | 1 | FALSE |  | 1.03 | 65.5369 | 131.0739 | 5113 | Cladding sheet (plain), copper |  | 0 | D2 | 0 | 0 | 0 | 0 | 0 | 0 | 0 | 0 | 0
| Civic Offices | Services electrical wireing | 1701264 | 8404151 | 5.2 | Services equipment | copper wire 6mm siam | Construction | 65.5369 | Linear length Calculation | 30 | 44 | 1 | FALSE | 1 | FALSE |  | 1.03 | 65.5369 | 131.0739 | 5113 | Cladding sheet (plain), copper |  | 0 | D3 | 0 | 0 | 0 | 0 | 0 | 0 | 0 | 0 | 0
| Civic Offices | Services electrical wireing | 1701264 | 8404151 | 5.2 | Services equipment | copper wire 6mm siam | Construction | 65.5369 | Linear length Calculation | 30 | 44 | 1 | FALSE | 1 | FALSE |  | 1.03 | 65.5369 | 131.0739 | 5113 | Cladding sheet (plain), copper |  | 0 | D4 | 0 | 0 | 0 | 0 | 0 | 0 | 0 | 0 | 0
| Civic Offices | Services electrical wireing | 1701264 | 8404151 | 5.2 | Services equipment | copper wire 6mm siam | Construction | 65.5369 | Linear length Calculation | 30 | 44 | 1 | FALSE | 1 | FALSE |  | 1.03 | 65.5369 | 131.0739 | 5113 | Cladding sheet (plain), copper |  | 60 | C2 | 0 | 0 | 0 | 0 | 0 | 0 | 0 | 0 | 0
| Civic Offices | Services electrical wireing | 1701264 | 8404151 | 5.2 | Services equipment | copper wire 6mm siam | Construction | 65.5369 | Linear length Calculation | 30 | 44 | 1 | FALSE | 1 | FALSE |  | 1.03 | 65.5369 | 131.0739 | 5113 | Cladding sheet (plain), copper |  | 60 | C4 | 0.034066 | 8.9204e-09 | 0.00023822 | 7.8278e-05 | 3.953e-05 | 4.8055e-08 | 0.83514 | 9.8305 | 0.0017084
| Civic Offices | Services electrical wireing | 1701264 | 8404151 | 5.2 | Services equipment | copper wire 6mm siam | Construction | 65.5369 | Linear length Calculation | 30 | 44 | 1 | FALSE | 1 | FALSE |  | 1.03 | 65.5369 | 131.0739 | 5113 | Cladding sheet (plain), copper |  | 60 | D2 | 0 | 0 | 0 | 0 | 0 | 0 | 0 | 0 | 0
| Civic Offices | Services electrical wireing | 1701264 | 8404151 | 5.2 | Services equipment | copper wire 6mm siam | Construction | 65.5369 | Linear length Calculation | 30 | 44 | 1 | FALSE | 1 | FALSE |  | 1.03 | 65.5369 | 131.0739 | 5113 | Cladding sheet (plain), copper |  | 60 | D3 | 0 | 0 | 0 | 0 | 0 | 0 | 0 | 0 | 0
| Civic Offices | Services electrical wireing | 1701264 | 8404151 | 5.2 | Services equipment | copper wire 6mm siam | Construction | 65.5369 | Linear length Calculation | 30 | 44 | 1 | FALSE | 1 | FALSE |  | 1.03 | 65.5369 | 131.0739 | 5113 | Cladding sheet (plain), copper |  | 60 | D4 | 0 | 0 | 0 | 0 | 0 | 0 | 0 | 0 | 0
| Civic Offices | Services electrical wireing | 1701264 | 8404151 | 5.2 | Services equipment | copper wire 6mm siam | Construction | 65.5369 | Linear length Calculation | 30 | 44 | 1 | FALSE | 1 | FALSE |  | 1.03 | 65.5369 | 131.0739 | 5113 | Cladding sheet (plain), copper |  | 30 | B4B5 | 466.1152 | 0.00038648 | 23.6414 | 15.7796 | 1.3073 | 0.10754 | 7072.4561 | 1389.7427 | 14.8614
| Civic Offices | Services electrical wireing | 1701264 | 8404151 | 5.2 | Services equipment | copper wire 6mm siam | Construction | 65.5369 | Linear length Calculation | 30 | 44 | 1 | FALSE | 1 | FALSE |  | 1.03 | 65.5369 | 131.0739 | 5113 | Cladding sheet (plain), copper |  | 30 | D2 | 0 | 0 | 0 | 0 | 0 | 0 | 0 | 0 | 0
| Civic Offices | Services electrical wireing | 1701264 | 8404151 | 5.2 | Services equipment | copper wire 6mm siam | Construction | 65.5369 | Linear length Calculation | 30 | 44 | 1 | FALSE | 1 | FALSE |  | 1.03 | 65.5369 | 131.0739 | 5113 | Cladding sheet (plain), copper |  | 30 | D3 | 0 | 0 | 0 | 0 | 0 | 0 | 0 | 0 | 0
| Civic Offices | Services electrical wireing | 1701264 | 8404151 | 5.2 | Services equipment | copper wire 6mm siam | Construction | 65.5369 | Linear length Calculation | 30 | 44 | 1 | FALSE | 1 | FALSE |  | 1.03 | 65.5369 | 131.0739 | 5113 | Cladding sheet (plain), copper |  | 30 | D4 | 0 | 0 | 0 | 0 | 0 | 0 | 0 | 0 | 0
| Civic Offices | Services electrical wireing | 1701264 | 8404152 | 5.2 | Services equipment | conduit 20mm | Construction | 50.3978 | Linear length Calculation | 30 | 44 | 1 | FALSE | 1 | FALSE |  | 1.05 | 50.3978 | 100.7955 | 5377 | Roof membrane (single ply), PVC |  | 0 | A1A3 | 110.3856 | 9.0198e-06 | 0.62387 | 0.16482 | 0.1366 | 0.0016314 | 3001.0896 | 479.1756 | 0.93645
| Civic Offices | Services electrical wireing | 1701264 | 8404152 | 5.2 | Services equipment | conduit 20mm | Construction | 50.3978 | Linear length Calculation | 30 | 44 | 1 | FALSE | 1 | FALSE |  | 1.05 | 50.3978 | 100.7955 | 5377 | Roof membrane (single ply), PVC |  | 0 | A4 | 1.0026 | 1.8015e-07 | 0.0032829 | 0.00088732 | 0.00056006 | 3.4966e-06 | 14.9456 | 2.2821 | 0.0041259
| Civic Offices | Services electrical wireing | 1701264 | 8404152 | 5.2 | Services equipment | conduit 20mm | Construction | 50.3978 | Linear length Calculation | 30 | 44 | 1 | FALSE | 1 | FALSE |  | 1.05 | 50.3978 | 100.7955 | 5377 | Roof membrane (single ply), PVC |  | 0 | A5 | 0.048403 | 2.0748e-09 | 0.0001542 | 0.0028624 | 1.686e-05 | 1.1316e-08 | 0.19245 | 0.37798 | 0
| Civic Offices | Services electrical wireing | 1701264 | 8404152 | 5.2 | Services equipment | conduit 20mm | Construction | 50.3978 | Linear length Calculation | 30 | 44 | 1 | FALSE | 1 | FALSE |  | 1.05 | 50.3978 | 100.7955 | 5377 | Roof membrane (single ply), PVC |  | 0 | D2 | 0 | 0 | 0 | 0 | 0 | 0 | 0 | 0 | 0
| Civic Offices | Services electrical wireing | 1701264 | 8404152 | 5.2 | Services equipment | conduit 20mm | Construction | 50.3978 | Linear length Calculation | 30 | 44 | 1 | FALSE | 1 | FALSE |  | 1.05 | 50.3978 | 100.7955 | 5377 | Roof membrane (single ply), PVC |  | 0 | D3 | 0 | 0 | 0 | 0 | 0 | 0 | 0 | 0 | 0
| Civic Offices | Services electrical wireing | 1701264 | 8404152 | 5.2 | Services equipment | conduit 20mm | Construction | 50.3978 | Linear length Calculation | 30 | 44 | 1 | FALSE | 1 | FALSE |  | 1.05 | 50.3978 | 100.7955 | 5377 | Roof membrane (single ply), PVC |  | 0 | D4 | 0 | 0 | 0 | 0 | 0 | 0 | 0 | 0 | 0
| Civic Offices | Services electrical wireing | 1701264 | 8404152 | 5.2 | Services equipment | conduit 20mm | Construction | 50.3978 | Linear length Calculation | 30 | 44 | 1 | FALSE | 1 | FALSE |  | 1.05 | 50.3978 | 100.7955 | 5377 | Roof membrane (single ply), PVC |  | 60 | C2 | 0 | 0 | 0 | 0 | 0 | 0 | 0 | 0 | 0
| Civic Offices | Services electrical wireing | 1701264 | 8404152 | 5.2 | Services equipment | conduit 20mm | Construction | 50.3978 | Linear length Calculation | 30 | 44 | 1 | FALSE | 1 | FALSE |  | 1.05 | 50.3978 | 100.7955 | 5377 | Roof membrane (single ply), PVC |  | 60 | C4 | 0.96805 | 4.1495e-08 | 0.003084 | 0.057247 | 0.00033721 | 2.2632e-07 | 3.849 | 7.5597 | 0.023632
| Civic Offices | Services electrical wireing | 1701264 | 8404152 | 5.2 | Services equipment | conduit 20mm | Construction | 50.3978 | Linear length Calculation | 30 | 44 | 1 | FALSE | 1 | FALSE |  | 1.05 | 50.3978 | 100.7955 | 5377 | Roof membrane (single ply), PVC |  | 60 | D2 | 0 | 0 | 0 | 0 | 0 | 0 | 0 | 0 | 0
| Civic Offices | Services electrical wireing | 1701264 | 8404152 | 5.2 | Services equipment | conduit 20mm | Construction | 50.3978 | Linear length Calculation | 30 | 44 | 1 | FALSE | 1 | FALSE |  | 1.05 | 50.3978 | 100.7955 | 5377 | Roof membrane (single ply), PVC |  | 60 | D3 | 0 | 0 | 0 | 0 | 0 | 0 | 0 | 0 | 0
| Civic Offices | Services electrical wireing | 1701264 | 8404152 | 5.2 | Services equipment | conduit 20mm | Construction | 50.3978 | Linear length Calculation | 30 | 44 | 1 | FALSE | 1 | FALSE |  | 1.05 | 50.3978 | 100.7955 | 5377 | Roof membrane (single ply), PVC |  | 60 | D4 | 0 | 0 | 0 | 0 | 0 | 0 | 0 | 0 | 0
| Civic Offices | Services electrical wireing | 1701264 | 8404152 | 5.2 | Services equipment | conduit 20mm | Construction | 50.3978 | Linear length Calculation | 30 | 44 | 1 | FALSE | 1 | FALSE |  | 1.05 | 50.3978 | 100.7955 | 5377 | Roof membrane (single ply), PVC |  | 30 | B4B5 | 112.4047 | 9.2436e-06 | 0.63039 | 0.22582 | 0.13751 | 0.0016352 | 3020.0767 | 489.3953 | 0.94057
| Civic Offices | Services electrical wireing | 1701264 | 8404152 | 5.2 | Services equipment | conduit 20mm | Construction | 50.3978 | Linear length Calculation | 30 | 44 | 1 | FALSE | 1 | FALSE |  | 1.05 | 50.3978 | 100.7955 | 5377 | Roof membrane (single ply), PVC |  | 30 | D2 | 0 | 0 | 0 | 0 | 0 | 0 | 0 | 0 | 0
| Civic Offices | Services electrical wireing | 1701264 | 8404152 | 5.2 | Services equipment | conduit 20mm | Construction | 50.3978 | Linear length Calculation | 30 | 44 | 1 | FALSE | 1 | FALSE |  | 1.05 | 50.3978 | 100.7955 | 5377 | Roof membrane (single ply), PVC |  | 30 | D3 | 0 | 0 | 0 | 0 | 0 | 0 | 0 | 0 | 0
| Civic Offices | Services electrical wireing | 1701264 | 8404152 | 5.2 | Services equipment | conduit 20mm | Construction | 50.3978 | Linear length Calculation | 30 | 44 | 1 | FALSE | 1 | FALSE |  | 1.05 | 50.3978 | 100.7955 | 5377 | Roof membrane (single ply), PVC |  | 30 | D4 | 0 | 0 | 0 | 0 | 0 | 0 | 0 | 0 | 0
| Civic Offices | Services LED light fitting | 1701267 | 8404154 | 5.8 | Electrical installations | heat sink | Construction | 19.4211 | kg | 10 | 44 | 1 | FALSE | 1 | FALSE |  | 1.01 | 19.4211 | 116.5263 | 5536 | Window furniture/hardware, aluminium |  | 0 | A1A3 | 368.5987 | 1.2481e-05 | 2.5198 | 0.5774 | 0.18717 | 0.00032107 | 4606.9225 | 77.9767 | 2.4473
| Civic Offices | Services LED light fitting | 1701267 | 8404154 | 5.8 | Electrical installations | heat sink | Construction | 19.4211 | kg | 10 | 44 | 1 | FALSE | 1 | FALSE |  | 1.01 | 19.4211 | 116.5263 | 5536 | Window furniture/hardware, aluminium |  | 0 | A4 | 0.96662 | 1.0721e-07 | 0.0050078 | 0.0008127 | 0.00061757 | 1.3433e-06 | 13.9572 | 3.7941 | 0.0038132
| Civic Offices | Services LED light fitting | 1701267 | 8404154 | 5.8 | Electrical installations | heat sink | Construction | 19.4211 | kg | 10 | 44 | 1 | FALSE | 1 | FALSE |  | 1.01 | 19.4211 | 116.5263 | 5536 | Window furniture/hardware, aluminium |  | 0 | A5 | 0.00010095 | 2.6434e-11 | 7.0594e-07 | 2.3197e-07 | 1.1714e-07 | 1.4241e-10 | 0.0024748 | 0.029132 | 0
| Civic Offices | Services LED light fitting | 1701267 | 8404154 | 5.8 | Electrical installations | heat sink | Construction | 19.4211 | kg | 10 | 44 | 1 | FALSE | 1 | FALSE |  | 1.01 | 19.4211 | 116.5263 | 5536 | Window furniture/hardware, aluminium |  | 0 | D2 | 0 | 0 | 0 | 0 | 0 | 0 | 0 | 0 | 0
| Civic Offices | Services LED light fitting | 1701267 | 8404154 | 5.8 | Electrical installations | heat sink | Construction | 19.4211 | kg | 10 | 44 | 1 | FALSE | 1 | FALSE |  | 1.01 | 19.4211 | 116.5263 | 5536 | Window furniture/hardware, aluminium |  | 0 | D3 | 0 | 0 | 0 | 0 | 0 | 0 | 0 | 0 | 0
| Civic Offices | Services LED light fitting | 1701267 | 8404154 | 5.8 | Electrical installations | heat sink | Construction | 19.4211 | kg | 10 | 44 | 1 | FALSE | 1 | FALSE |  | 1.01 | 19.4211 | 116.5263 | 5536 | Window furniture/hardware, aluminium |  | 0 | D4 | 0 | 0 | 0 | 0 | 0 | 0 | 0 | 0 | 0
| Civic Offices | Services LED light fitting | 1701267 | 8404154 | 5.8 | Electrical installations | heat sink | Construction | 19.4211 | kg | 10 | 44 | 1 | FALSE | 1 | FALSE |  | 1.01 | 19.4211 | 116.5263 | 5536 | Window furniture/hardware, aluminium |  | 60 | C2 | 0 | 0 | 0 | 0 | 0 | 0 | 0 | 0 | 0
| Civic Offices | Services LED light fitting | 1701267 | 8404154 | 5.8 | Electrical installations | heat sink | Construction | 19.4211 | kg | 10 | 44 | 1 | FALSE | 1 | FALSE |  | 1.01 | 19.4211 | 116.5263 | 5536 | Window furniture/hardware, aluminium |  | 60 | C4 | 0.010095 | 2.6434e-09 | 7.0594e-05 | 2.3197e-05 | 1.1714e-05 | 1.4241e-08 | 0.24748 | 2.9132 | 0.00050627
| Civic Offices | Services LED light fitting | 1701267 | 8404154 | 5.8 | Electrical installations | heat sink | Construction | 19.4211 | kg | 10 | 44 | 1 | FALSE | 1 | FALSE |  | 1.01 | 19.4211 | 116.5263 | 5536 | Window furniture/hardware, aluminium |  | 60 | D2 | 0 | 0 | 0 | 0 | 0 | 0 | 0 | 0 | 0
| Civic Offices | Services LED light fitting | 1701267 | 8404154 | 5.8 | Electrical installations | heat sink | Construction | 19.4211 | kg | 10 | 44 | 1 | FALSE | 1 | FALSE |  | 1.01 | 19.4211 | 116.5263 | 5536 | Window furniture/hardware, aluminium |  | 60 | D3 | 0 | 0 | 0 | 0 | 0 | 0 | 0 | 0 | 0
| Civic Offices | Services LED light fitting | 1701267 | 8404154 | 5.8 | Electrical installations | heat sink | Construction | 19.4211 | kg | 10 | 44 | 1 | FALSE | 1 | FALSE |  | 1.01 | 19.4211 | 116.5263 | 5536 | Window furniture/hardware, aluminium |  | 60 | D4 | 0 | 0 | 0 | 0 | 0 | 0 | 0 | 0 | 0
| Civic Offices | Services LED light fitting | 1701267 | 8404154 | 5.8 | Electrical installations | heat sink | Construction | 19.4211 | kg | 10 | 44 | 1 | FALSE | 1 | FALSE |  | 1.01 | 19.4211 | 116.5263 | 5536 | Window furniture/hardware, aluminium |  | 10 | B4B5 | 369.5755 | 1.2591e-05 | 2.5249 | 0.57824 | 0.1878 | 0.00032243 | 4621.1297 | 84.7131 | 2.4511
| Civic Offices | Services LED light fitting | 1701267 | 8404154 | 5.8 | Electrical installations | heat sink | Construction | 19.4211 | kg | 10 | 44 | 1 | FALSE | 1 | FALSE |  | 1.01 | 19.4211 | 116.5263 | 5536 | Window furniture/hardware, aluminium |  | 10 | D2 | 0 | 0 | 0 | 0 | 0 | 0 | 0 | 0 | 0
| Civic Offices | Services LED light fitting | 1701267 | 8404154 | 5.8 | Electrical installations | heat sink | Construction | 19.4211 | kg | 10 | 44 | 1 | FALSE | 1 | FALSE |  | 1.01 | 19.4211 | 116.5263 | 5536 | Window furniture/hardware, aluminium |  | 10 | D3 | 0 | 0 | 0 | 0 | 0 | 0 | 0 | 0 | 0
| Civic Offices | Services LED light fitting | 1701267 | 8404154 | 5.8 | Electrical installations | heat sink | Construction | 19.4211 | kg | 10 | 44 | 1 | FALSE | 1 | FALSE |  | 1.01 | 19.4211 | 116.5263 | 5536 | Window furniture/hardware, aluminium |  | 10 | D4 | 0 | 0 | 0 | 0 | 0 | 0 | 0 | 0 | 0
| Civic Offices | Services LED light fitting | 1701267 | 8404154 | 5.8 | Electrical installations | heat sink | Construction | 19.4211 | kg | 10 | 44 | 1 | FALSE | 1 | FALSE |  | 1.01 | 19.4211 | 116.5263 | 5536 | Window furniture/hardware, aluminium |  | 20 | B4B5 | 369.5755 | 1.2591e-05 | 2.5249 | 0.57824 | 0.1878 | 0.00032243 | 4621.1297 | 84.7131 | 2.4511
| Civic Offices | Services LED light fitting | 1701267 | 8404154 | 5.8 | Electrical installations | heat sink | Construction | 19.4211 | kg | 10 | 44 | 1 | FALSE | 1 | FALSE |  | 1.01 | 19.4211 | 116.5263 | 5536 | Window furniture/hardware, aluminium |  | 20 | D2 | 0 | 0 | 0 | 0 | 0 | 0 | 0 | 0 | 0
| Civic Offices | Services LED light fitting | 1701267 | 8404154 | 5.8 | Electrical installations | heat sink | Construction | 19.4211 | kg | 10 | 44 | 1 | FALSE | 1 | FALSE |  | 1.01 | 19.4211 | 116.5263 | 5536 | Window furniture/hardware, aluminium |  | 20 | D3 | 0 | 0 | 0 | 0 | 0 | 0 | 0 | 0 | 0
| Civic Offices | Services LED light fitting | 1701267 | 8404154 | 5.8 | Electrical installations | heat sink | Construction | 19.4211 | kg | 10 | 44 | 1 | FALSE | 1 | FALSE |  | 1.01 | 19.4211 | 116.5263 | 5536 | Window furniture/hardware, aluminium |  | 20 | D4 | 0 | 0 | 0 | 0 | 0 | 0 | 0 | 0 | 0
| Civic Offices | Services LED light fitting | 1701267 | 8404154 | 5.8 | Electrical installations | heat sink | Construction | 19.4211 | kg | 10 | 44 | 1 | FALSE | 1 | FALSE |  | 1.01 | 19.4211 | 116.5263 | 5536 | Window furniture/hardware, aluminium |  | 30 | B4B5 | 369.5755 | 1.2591e-05 | 2.5249 | 0.57824 | 0.1878 | 0.00032243 | 4621.1297 | 84.7131 | 2.4511
| Civic Offices | Services LED light fitting | 1701267 | 8404154 | 5.8 | Electrical installations | heat sink | Construction | 19.4211 | kg | 10 | 44 | 1 | FALSE | 1 | FALSE |  | 1.01 | 19.4211 | 116.5263 | 5536 | Window furniture/hardware, aluminium |  | 30 | D2 | 0 | 0 | 0 | 0 | 0 | 0 | 0 | 0 | 0
| Civic Offices | Services LED light fitting | 1701267 | 8404154 | 5.8 | Electrical installations | heat sink | Construction | 19.4211 | kg | 10 | 44 | 1 | FALSE | 1 | FALSE |  | 1.01 | 19.4211 | 116.5263 | 5536 | Window furniture/hardware, aluminium |  | 30 | D3 | 0 | 0 | 0 | 0 | 0 | 0 | 0 | 0 | 0
| Civic Offices | Services LED light fitting | 1701267 | 8404154 | 5.8 | Electrical installations | heat sink | Construction | 19.4211 | kg | 10 | 44 | 1 | FALSE | 1 | FALSE |  | 1.01 | 19.4211 | 116.5263 | 5536 | Window furniture/hardware, aluminium |  | 30 | D4 | 0 | 0 | 0 | 0 | 0 | 0 | 0 | 0 | 0
| Civic Offices | Services LED light fitting | 1701267 | 8404154 | 5.8 | Electrical installations | heat sink | Construction | 19.4211 | kg | 10 | 44 | 1 | FALSE | 1 | FALSE |  | 1.01 | 19.4211 | 116.5263 | 5536 | Window furniture/hardware, aluminium |  | 40 | B4B5 | 369.5755 | 1.2591e-05 | 2.5249 | 0.57824 | 0.1878 | 0.00032243 | 4621.1297 | 84.7131 | 2.4511
| Civic Offices | Services LED light fitting | 1701267 | 8404154 | 5.8 | Electrical installations | heat sink | Construction | 19.4211 | kg | 10 | 44 | 1 | FALSE | 1 | FALSE |  | 1.01 | 19.4211 | 116.5263 | 5536 | Window furniture/hardware, aluminium |  | 40 | D2 | 0 | 0 | 0 | 0 | 0 | 0 | 0 | 0 | 0
| Civic Offices | Services LED light fitting | 1701267 | 8404154 | 5.8 | Electrical installations | heat sink | Construction | 19.4211 | kg | 10 | 44 | 1 | FALSE | 1 | FALSE |  | 1.01 | 19.4211 | 116.5263 | 5536 | Window furniture/hardware, aluminium |  | 40 | D3 | 0 | 0 | 0 | 0 | 0 | 0 | 0 | 0 | 0
| Civic Offices | Services LED light fitting | 1701267 | 8404154 | 5.8 | Electrical installations | heat sink | Construction | 19.4211 | kg | 10 | 44 | 1 | FALSE | 1 | FALSE |  | 1.01 | 19.4211 | 116.5263 | 5536 | Window furniture/hardware, aluminium |  | 40 | D4 | 0 | 0 | 0 | 0 | 0 | 0 | 0 | 0 | 0
| Civic Offices | Services LED light fitting | 1701267 | 8404154 | 5.8 | Electrical installations | heat sink | Construction | 19.4211 | kg | 10 | 44 | 1 | FALSE | 1 | FALSE |  | 1.01 | 19.4211 | 116.5263 | 5536 | Window furniture/hardware, aluminium |  | 50 | B4B5 | 369.5755 | 1.2591e-05 | 2.5249 | 0.57824 | 0.1878 | 0.00032243 | 4621.1297 | 84.7131 | 2.4511
| Civic Offices | Services LED light fitting | 1701267 | 8404154 | 5.8 | Electrical installations | heat sink | Construction | 19.4211 | kg | 10 | 44 | 1 | FALSE | 1 | FALSE |  | 1.01 | 19.4211 | 116.5263 | 5536 | Window furniture/hardware, aluminium |  | 50 | D2 | 0 | 0 | 0 | 0 | 0 | 0 | 0 | 0 | 0
| Civic Offices | Services LED light fitting | 1701267 | 8404154 | 5.8 | Electrical installations | heat sink | Construction | 19.4211 | kg | 10 | 44 | 1 | FALSE | 1 | FALSE |  | 1.01 | 19.4211 | 116.5263 | 5536 | Window furniture/hardware, aluminium |  | 50 | D3 | 0 | 0 | 0 | 0 | 0 | 0 | 0 | 0 | 0
| Civic Offices | Services LED light fitting | 1701267 | 8404154 | 5.8 | Electrical installations | heat sink | Construction | 19.4211 | kg | 10 | 44 | 1 | FALSE | 1 | FALSE |  | 1.01 | 19.4211 | 116.5263 | 5536 | Window furniture/hardware, aluminium |  | 50 | D4 | 0 | 0 | 0 | 0 | 0 | 0 | 0 | 0 | 0
| Civic Offices | Services LED light fitting | 1701267 | 8404155 | 5.8 | Electrical installations | glass bulb | Construction | 5.6316 | kg | 10 | 44 | 1 | FALSE | 1 | FALSE |  | 1.05 | 5.6316 | 33.7895 | 5490 | General glazing, glass (toughened) |  | 0 | A1A3 | 6.6424 | 6.1244e-07 | 0.063071 | 0.0079529 | 0.0038199 | 4.2175e-05 | 81.342 | 45.9602 | 0.03238
| Civic Offices | Services LED light fitting | 1701267 | 8404155 | 5.8 | Electrical installations | glass bulb | Construction | 5.6316 | kg | 10 | 44 | 1 | FALSE | 1 | FALSE |  | 1.05 | 5.6316 | 33.7895 | 5490 | General glazing, glass (toughened) |  | 0 | A4 | 0.14237 | 2.6207e-08 | 0.00047608 | 0.00012561 | 8.3052e-05 | 3.7495e-07 | 2.1501 | 0.26566 | 0.00058987
| Civic Offices | Services LED light fitting | 1701267 | 8404155 | 5.8 | Electrical installations | glass bulb | Construction | 5.6316 | kg | 10 | 44 | 1 | FALSE | 1 | FALSE |  | 1.05 | 5.6316 | 33.7895 | 5490 | General glazing, glass (toughened) |  | 0 | A5 | 0.00043855 | 1.5118e-10 | 3.3775e-06 | 8.3398e-07 | 5.8346e-07 | 4.7406e-10 | 0.012738 | 0.042237 | 0
| Civic Offices | Services LED light fitting | 1701267 | 8404155 | 5.8 | Electrical installations | glass bulb | Construction | 5.6316 | kg | 10 | 44 | 1 | FALSE | 1 | FALSE |  | 1.05 | 5.6316 | 33.7895 | 5490 | General glazing, glass (toughened) |  | 0 | D2 | 0 | 0 | 0 | 0 | 0 | 0 | 0 | 0 | 0
| Civic Offices | Services LED light fitting | 1701267 | 8404155 | 5.8 | Electrical installations | glass bulb | Construction | 5.6316 | kg | 10 | 44 | 1 | FALSE | 1 | FALSE |  | 1.05 | 5.6316 | 33.7895 | 5490 | General glazing, glass (toughened) |  | 0 | D3 | 0 | 0 | 0 | 0 | 0 | 0 | 0 | 0 | 0
| Civic Offices | Services LED light fitting | 1701267 | 8404155 | 5.8 | Electrical installations | glass bulb | Construction | 5.6316 | kg | 10 | 44 | 1 | FALSE | 1 | FALSE |  | 1.05 | 5.6316 | 33.7895 | 5490 | General glazing, glass (toughened) |  | 0 | D4 | 0 | 0 | 0 | 0 | 0 | 0 | 0 | 0 | 0
| Civic Offices | Services LED light fitting | 1701267 | 8404155 | 5.8 | Electrical installations | glass bulb | Construction | 5.6316 | kg | 10 | 44 | 1 | FALSE | 1 | FALSE |  | 1.05 | 5.6316 | 33.7895 | 5490 | General glazing, glass (toughened) |  | 60 | C2 | 0 | 0 | 0 | 0 | 0 | 0 | 0 | 0 | 0
| Civic Offices | Services LED light fitting | 1701267 | 8404155 | 5.8 | Electrical installations | glass bulb | Construction | 5.6316 | kg | 10 | 44 | 1 | FALSE | 1 | FALSE |  | 1.05 | 5.6316 | 33.7895 | 5490 | General glazing, glass (toughened) |  | 60 | C4 | 0.0087709 | 3.0236e-09 | 6.7551e-05 | 1.668e-05 | 1.1669e-05 | 9.4812e-09 | 0.25475 | 0.84474 | 0.00082683
| Civic Offices | Services LED light fitting | 1701267 | 8404155 | 5.8 | Electrical installations | glass bulb | Construction | 5.6316 | kg | 10 | 44 | 1 | FALSE | 1 | FALSE |  | 1.05 | 5.6316 | 33.7895 | 5490 | General glazing, glass (toughened) |  | 60 | D2 | 0 | 0 | 0 | 0 | 0 | 0 | 0 | 0 | 0
| Civic Offices | Services LED light fitting | 1701267 | 8404155 | 5.8 | Electrical installations | glass bulb | Construction | 5.6316 | kg | 10 | 44 | 1 | FALSE | 1 | FALSE |  | 1.05 | 5.6316 | 33.7895 | 5490 | General glazing, glass (toughened) |  | 60 | D3 | 0 | 0 | 0 | 0 | 0 | 0 | 0 | 0 | 0
| Civic Offices | Services LED light fitting | 1701267 | 8404155 | 5.8 | Electrical installations | glass bulb | Construction | 5.6316 | kg | 10 | 44 | 1 | FALSE | 1 | FALSE |  | 1.05 | 5.6316 | 33.7895 | 5490 | General glazing, glass (toughened) |  | 60 | D4 | 0 | 0 | 0 | 0 | 0 | 0 | 0 | 0 | 0
| Civic Offices | Services LED light fitting | 1701267 | 8404155 | 5.8 | Electrical installations | glass bulb | Construction | 5.6316 | kg | 10 | 44 | 1 | FALSE | 1 | FALSE |  | 1.05 | 5.6316 | 33.7895 | 5490 | General glazing, glass (toughened) |  | 10 | B4B5 | 6.7939 | 6.4182e-07 | 0.063618 | 0.008096 | 0.0039152 | 4.256e-05 | 83.7596 | 47.1128 | 0.03297
| Civic Offices | Services LED light fitting | 1701267 | 8404155 | 5.8 | Electrical installations | glass bulb | Construction | 5.6316 | kg | 10 | 44 | 1 | FALSE | 1 | FALSE |  | 1.05 | 5.6316 | 33.7895 | 5490 | General glazing, glass (toughened) |  | 10 | D2 | 0 | 0 | 0 | 0 | 0 | 0 | 0 | 0 | 0
| Civic Offices | Services LED light fitting | 1701267 | 8404155 | 5.8 | Electrical installations | glass bulb | Construction | 5.6316 | kg | 10 | 44 | 1 | FALSE | 1 | FALSE |  | 1.05 | 5.6316 | 33.7895 | 5490 | General glazing, glass (toughened) |  | 10 | D3 | 0 | 0 | 0 | 0 | 0 | 0 | 0 | 0 | 0
| Civic Offices | Services LED light fitting | 1701267 | 8404155 | 5.8 | Electrical installations | glass bulb | Construction | 5.6316 | kg | 10 | 44 | 1 | FALSE | 1 | FALSE |  | 1.05 | 5.6316 | 33.7895 | 5490 | General glazing, glass (toughened) |  | 10 | D4 | 0 | 0 | 0 | 0 | 0 | 0 | 0 | 0 | 0
| Civic Offices | Services LED light fitting | 1701267 | 8404155 | 5.8 | Electrical installations | glass bulb | Construction | 5.6316 | kg | 10 | 44 | 1 | FALSE | 1 | FALSE |  | 1.05 | 5.6316 | 33.7895 | 5490 | General glazing, glass (toughened) |  | 20 | B4B5 | 6.7939 | 6.4182e-07 | 0.063618 | 0.008096 | 0.0039152 | 4.256e-05 | 83.7596 | 47.1128 | 0.03297
| Civic Offices | Services LED light fitting | 1701267 | 8404155 | 5.8 | Electrical installations | glass bulb | Construction | 5.6316 | kg | 10 | 44 | 1 | FALSE | 1 | FALSE |  | 1.05 | 5.6316 | 33.7895 | 5490 | General glazing, glass (toughened) |  | 20 | D2 | 0 | 0 | 0 | 0 | 0 | 0 | 0 | 0 | 0
| Civic Offices | Services LED light fitting | 1701267 | 8404155 | 5.8 | Electrical installations | glass bulb | Construction | 5.6316 | kg | 10 | 44 | 1 | FALSE | 1 | FALSE |  | 1.05 | 5.6316 | 33.7895 | 5490 | General glazing, glass (toughened) |  | 20 | D3 | 0 | 0 | 0 | 0 | 0 | 0 | 0 | 0 | 0
| Civic Offices | Services LED light fitting | 1701267 | 8404155 | 5.8 | Electrical installations | glass bulb | Construction | 5.6316 | kg | 10 | 44 | 1 | FALSE | 1 | FALSE |  | 1.05 | 5.6316 | 33.7895 | 5490 | General glazing, glass (toughened) |  | 20 | D4 | 0 | 0 | 0 | 0 | 0 | 0 | 0 | 0 | 0
| Civic Offices | Services LED light fitting | 1701267 | 8404155 | 5.8 | Electrical installations | glass bulb | Construction | 5.6316 | kg | 10 | 44 | 1 | FALSE | 1 | FALSE |  | 1.05 | 5.6316 | 33.7895 | 5490 | General glazing, glass (toughened) |  | 30 | B4B5 | 6.7939 | 6.4182e-07 | 0.063618 | 0.008096 | 0.0039152 | 4.256e-05 | 83.7596 | 47.1128 | 0.03297
| Civic Offices | Services LED light fitting | 1701267 | 8404155 | 5.8 | Electrical installations | glass bulb | Construction | 5.6316 | kg | 10 | 44 | 1 | FALSE | 1 | FALSE |  | 1.05 | 5.6316 | 33.7895 | 5490 | General glazing, glass (toughened) |  | 30 | D2 | 0 | 0 | 0 | 0 | 0 | 0 | 0 | 0 | 0
| Civic Offices | Services LED light fitting | 1701267 | 8404155 | 5.8 | Electrical installations | glass bulb | Construction | 5.6316 | kg | 10 | 44 | 1 | FALSE | 1 | FALSE |  | 1.05 | 5.6316 | 33.7895 | 5490 | General glazing, glass (toughened) |  | 30 | D3 | 0 | 0 | 0 | 0 | 0 | 0 | 0 | 0 | 0
| Civic Offices | Services LED light fitting | 1701267 | 8404155 | 5.8 | Electrical installations | glass bulb | Construction | 5.6316 | kg | 10 | 44 | 1 | FALSE | 1 | FALSE |  | 1.05 | 5.6316 | 33.7895 | 5490 | General glazing, glass (toughened) |  | 30 | D4 | 0 | 0 | 0 | 0 | 0 | 0 | 0 | 0 | 0
| Civic Offices | Services LED light fitting | 1701267 | 8404155 | 5.8 | Electrical installations | glass bulb | Construction | 5.6316 | kg | 10 | 44 | 1 | FALSE | 1 | FALSE |  | 1.05 | 5.6316 | 33.7895 | 5490 | General glazing, glass (toughened) |  | 40 | B4B5 | 6.7939 | 6.4182e-07 | 0.063618 | 0.008096 | 0.0039152 | 4.256e-05 | 83.7596 | 47.1128 | 0.03297
| Civic Offices | Services LED light fitting | 1701267 | 8404155 | 5.8 | Electrical installations | glass bulb | Construction | 5.6316 | kg | 10 | 44 | 1 | FALSE | 1 | FALSE |  | 1.05 | 5.6316 | 33.7895 | 5490 | General glazing, glass (toughened) |  | 40 | D2 | 0 | 0 | 0 | 0 | 0 | 0 | 0 | 0 | 0
| Civic Offices | Services LED light fitting | 1701267 | 8404155 | 5.8 | Electrical installations | glass bulb | Construction | 5.6316 | kg | 10 | 44 | 1 | FALSE | 1 | FALSE |  | 1.05 | 5.6316 | 33.7895 | 5490 | General glazing, glass (toughened) |  | 40 | D3 | 0 | 0 | 0 | 0 | 0 | 0 | 0 | 0 | 0
| Civic Offices | Services LED light fitting | 1701267 | 8404155 | 5.8 | Electrical installations | glass bulb | Construction | 5.6316 | kg | 10 | 44 | 1 | FALSE | 1 | FALSE |  | 1.05 | 5.6316 | 33.7895 | 5490 | General glazing, glass (toughened) |  | 40 | D4 | 0 | 0 | 0 | 0 | 0 | 0 | 0 | 0 | 0
| Civic Offices | Services LED light fitting | 1701267 | 8404155 | 5.8 | Electrical installations | glass bulb | Construction | 5.6316 | kg | 10 | 44 | 1 | FALSE | 1 | FALSE |  | 1.05 | 5.6316 | 33.7895 | 5490 | General glazing, glass (toughened) |  | 50 | B4B5 | 6.7939 | 6.4182e-07 | 0.063618 | 0.008096 | 0.0039152 | 4.256e-05 | 83.7596 | 47.1128 | 0.03297
| Civic Offices | Services LED light fitting | 1701267 | 8404155 | 5.8 | Electrical installations | glass bulb | Construction | 5.6316 | kg | 10 | 44 | 1 | FALSE | 1 | FALSE |  | 1.05 | 5.6316 | 33.7895 | 5490 | General glazing, glass (toughened) |  | 50 | D2 | 0 | 0 | 0 | 0 | 0 | 0 | 0 | 0 | 0
| Civic Offices | Services LED light fitting | 1701267 | 8404155 | 5.8 | Electrical installations | glass bulb | Construction | 5.6316 | kg | 10 | 44 | 1 | FALSE | 1 | FALSE |  | 1.05 | 5.6316 | 33.7895 | 5490 | General glazing, glass (toughened) |  | 50 | D3 | 0 | 0 | 0 | 0 | 0 | 0 | 0 | 0 | 0
| Civic Offices | Services LED light fitting | 1701267 | 8404155 | 5.8 | Electrical installations | glass bulb | Construction | 5.6316 | kg | 10 | 44 | 1 | FALSE | 1 | FALSE |  | 1.05 | 5.6316 | 33.7895 | 5490 | General glazing, glass (toughened) |  | 50 | D4 | 0 | 0 | 0 | 0 | 0 | 0 | 0 | 0 | 0
| Civic Offices | Services LED light fitting | 1701267 | 8404156 | 5.8 | Electrical installations | connectors | Construction | 0.26316 | kg | 10 | 44 | 1 | FALSE | 1 | FALSE |  | 1.05 | 0.26316 | 1.5789 | 5014 | Cladding sheet (angle seamed), copper |  | 0 | A1A3 | 1.9024 | 1.581e-06 | 0.096755 | 0.064587 | 0.0053482 | 0.00044019 | 28.8661 | 5.635 | 0.060811
| Civic Offices | Services LED light fitting | 1701267 | 8404156 | 5.8 | Electrical installations | connectors | Construction | 0.26316 | kg | 10 | 44 | 1 | FALSE | 1 | FALSE |  | 1.05 | 0.26316 | 1.5789 | 5014 | Cladding sheet (angle seamed), copper |  | 0 | A4 | 0.0054137 | 9.7272e-10 | 1.7726e-05 | 4.7912e-06 | 3.0241e-06 | 1.888e-08 | 0.080701 | 0.012322 | 2.2278e-05
| Civic Offices | Services LED light fitting | 1701267 | 8404156 | 5.8 | Electrical installations | connectors | Construction | 0.26316 | kg | 10 | 44 | 1 | FALSE | 1 | FALSE |  | 1.05 | 0.26316 | 1.5789 | 5014 | Cladding sheet (angle seamed), copper |  | 0 | A5 | 6.8395e-06 | 1.7909e-12 | 4.7828e-08 | 1.5716e-08 | 7.9365e-09 | 9.6481e-12 | 0.00016767 | 0.0019737 | 0
| Civic Offices | Services LED light fitting | 1701267 | 8404156 | 5.8 | Electrical installations | connectors | Construction | 0.26316 | kg | 10 | 44 | 1 | FALSE | 1 | FALSE |  | 1.05 | 0.26316 | 1.5789 | 5014 | Cladding sheet (angle seamed), copper |  | 0 | D2 | 0 | 0 | 0 | 0 | 0 | 0 | 0 | 0 | 0
| Civic Offices | Services LED light fitting | 1701267 | 8404156 | 5.8 | Electrical installations | connectors | Construction | 0.26316 | kg | 10 | 44 | 1 | FALSE | 1 | FALSE |  | 1.05 | 0.26316 | 1.5789 | 5014 | Cladding sheet (angle seamed), copper |  | 0 | D3 | 0 | 0 | 0 | 0 | 0 | 0 | 0 | 0 | 0
| Civic Offices | Services LED light fitting | 1701267 | 8404156 | 5.8 | Electrical installations | connectors | Construction | 0.26316 | kg | 10 | 44 | 1 | FALSE | 1 | FALSE |  | 1.05 | 0.26316 | 1.5789 | 5014 | Cladding sheet (angle seamed), copper |  | 0 | D4 | 0 | 0 | 0 | 0 | 0 | 0 | 0 | 0 | 0
| Civic Offices | Services LED light fitting | 1701267 | 8404156 | 5.8 | Electrical installations | connectors | Construction | 0.26316 | kg | 10 | 44 | 1 | FALSE | 1 | FALSE |  | 1.05 | 0.26316 | 1.5789 | 5014 | Cladding sheet (angle seamed), copper |  | 60 | C2 | 0 | 0 | 0 | 0 | 0 | 0 | 0 | 0 | 0
| Civic Offices | Services LED light fitting | 1701267 | 8404156 | 5.8 | Electrical installations | connectors | Construction | 0.26316 | kg | 10 | 44 | 1 | FALSE | 1 | FALSE |  | 1.05 | 0.26316 | 1.5789 | 5014 | Cladding sheet (angle seamed), copper |  | 60 | C4 | 0.00013679 | 3.5819e-11 | 9.5656e-07 | 3.1432e-07 | 1.5873e-07 | 1.9296e-10 | 0.0033534 | 0.039474 | 6.86e-06
| Civic Offices | Services LED light fitting | 1701267 | 8404156 | 5.8 | Electrical installations | connectors | Construction | 0.26316 | kg | 10 | 44 | 1 | FALSE | 1 | FALSE |  | 1.05 | 0.26316 | 1.5789 | 5014 | Cladding sheet (angle seamed), copper |  | 60 | D2 | 0 | 0 | 0 | 0 | 0 | 0 | 0 | 0 | 0
| Civic Offices | Services LED light fitting | 1701267 | 8404156 | 5.8 | Electrical installations | connectors | Construction | 0.26316 | kg | 10 | 44 | 1 | FALSE | 1 | FALSE |  | 1.05 | 0.26316 | 1.5789 | 5014 | Cladding sheet (angle seamed), copper |  | 60 | D3 | 0 | 0 | 0 | 0 | 0 | 0 | 0 | 0 | 0
| Civic Offices | Services LED light fitting | 1701267 | 8404156 | 5.8 | Electrical installations | connectors | Construction | 0.26316 | kg | 10 | 44 | 1 | FALSE | 1 | FALSE |  | 1.05 | 0.26316 | 1.5789 | 5014 | Cladding sheet (angle seamed), copper |  | 60 | D4 | 0 | 0 | 0 | 0 | 0 | 0 | 0 | 0 | 0
| Civic Offices | Services LED light fitting | 1701267 | 8404156 | 5.8 | Electrical installations | connectors | Construction | 0.26316 | kg | 10 | 44 | 1 | FALSE | 1 | FALSE |  | 1.05 | 0.26316 | 1.5789 | 5014 | Cladding sheet (angle seamed), copper |  | 10 | B4B5 | 1.908 | 1.582e-06 | 0.096773 | 0.064592 | 0.0053514 | 0.00044021 | 28.9503 | 5.6887 | 0.060833
| Civic Offices | Services LED light fitting | 1701267 | 8404156 | 5.8 | Electrical installations | connectors | Construction | 0.26316 | kg | 10 | 44 | 1 | FALSE | 1 | FALSE |  | 1.05 | 0.26316 | 1.5789 | 5014 | Cladding sheet (angle seamed), copper |  | 10 | D2 | 0 | 0 | 0 | 0 | 0 | 0 | 0 | 0 | 0
| Civic Offices | Services LED light fitting | 1701267 | 8404156 | 5.8 | Electrical installations | connectors | Construction | 0.26316 | kg | 10 | 44 | 1 | FALSE | 1 | FALSE |  | 1.05 | 0.26316 | 1.5789 | 5014 | Cladding sheet (angle seamed), copper |  | 10 | D3 | 0 | 0 | 0 | 0 | 0 | 0 | 0 | 0 | 0
| Civic Offices | Services LED light fitting | 1701267 | 8404156 | 5.8 | Electrical installations | connectors | Construction | 0.26316 | kg | 10 | 44 | 1 | FALSE | 1 | FALSE |  | 1.05 | 0.26316 | 1.5789 | 5014 | Cladding sheet (angle seamed), copper |  | 10 | D4 | 0 | 0 | 0 | 0 | 0 | 0 | 0 | 0 | 0
| Civic Offices | Services LED light fitting | 1701267 | 8404156 | 5.8 | Electrical installations | connectors | Construction | 0.26316 | kg | 10 | 44 | 1 | FALSE | 1 | FALSE |  | 1.05 | 0.26316 | 1.5789 | 5014 | Cladding sheet (angle seamed), copper |  | 20 | B4B5 | 1.908 | 1.582e-06 | 0.096773 | 0.064592 | 0.0053514 | 0.00044021 | 28.9503 | 5.6887 | 0.060833
| Civic Offices | Services LED light fitting | 1701267 | 8404156 | 5.8 | Electrical installations | connectors | Construction | 0.26316 | kg | 10 | 44 | 1 | FALSE | 1 | FALSE |  | 1.05 | 0.26316 | 1.5789 | 5014 | Cladding sheet (angle seamed), copper |  | 20 | D2 | 0 | 0 | 0 | 0 | 0 | 0 | 0 | 0 | 0
| Civic Offices | Services LED light fitting | 1701267 | 8404156 | 5.8 | Electrical installations | connectors | Construction | 0.26316 | kg | 10 | 44 | 1 | FALSE | 1 | FALSE |  | 1.05 | 0.26316 | 1.5789 | 5014 | Cladding sheet (angle seamed), copper |  | 20 | D3 | 0 | 0 | 0 | 0 | 0 | 0 | 0 | 0 | 0
| Civic Offices | Services LED light fitting | 1701267 | 8404156 | 5.8 | Electrical installations | connectors | Construction | 0.26316 | kg | 10 | 44 | 1 | FALSE | 1 | FALSE |  | 1.05 | 0.26316 | 1.5789 | 5014 | Cladding sheet (angle seamed), copper |  | 20 | D4 | 0 | 0 | 0 | 0 | 0 | 0 | 0 | 0 | 0
| Civic Offices | Services LED light fitting | 1701267 | 8404156 | 5.8 | Electrical installations | connectors | Construction | 0.26316 | kg | 10 | 44 | 1 | FALSE | 1 | FALSE |  | 1.05 | 0.26316 | 1.5789 | 5014 | Cladding sheet (angle seamed), copper |  | 30 | B4B5 | 1.908 | 1.582e-06 | 0.096773 | 0.064592 | 0.0053514 | 0.00044021 | 28.9503 | 5.6887 | 0.060833
| Civic Offices | Services LED light fitting | 1701267 | 8404156 | 5.8 | Electrical installations | connectors | Construction | 0.26316 | kg | 10 | 44 | 1 | FALSE | 1 | FALSE |  | 1.05 | 0.26316 | 1.5789 | 5014 | Cladding sheet (angle seamed), copper |  | 30 | D2 | 0 | 0 | 0 | 0 | 0 | 0 | 0 | 0 | 0
| Civic Offices | Services LED light fitting | 1701267 | 8404156 | 5.8 | Electrical installations | connectors | Construction | 0.26316 | kg | 10 | 44 | 1 | FALSE | 1 | FALSE |  | 1.05 | 0.26316 | 1.5789 | 5014 | Cladding sheet (angle seamed), copper |  | 30 | D3 | 0 | 0 | 0 | 0 | 0 | 0 | 0 | 0 | 0
| Civic Offices | Services LED light fitting | 1701267 | 8404156 | 5.8 | Electrical installations | connectors | Construction | 0.26316 | kg | 10 | 44 | 1 | FALSE | 1 | FALSE |  | 1.05 | 0.26316 | 1.5789 | 5014 | Cladding sheet (angle seamed), copper |  | 30 | D4 | 0 | 0 | 0 | 0 | 0 | 0 | 0 | 0 | 0
| Civic Offices | Services LED light fitting | 1701267 | 8404156 | 5.8 | Electrical installations | connectors | Construction | 0.26316 | kg | 10 | 44 | 1 | FALSE | 1 | FALSE |  | 1.05 | 0.26316 | 1.5789 | 5014 | Cladding sheet (angle seamed), copper |  | 40 | B4B5 | 1.908 | 1.582e-06 | 0.096773 | 0.064592 | 0.0053514 | 0.00044021 | 28.9503 | 5.6887 | 0.060833
| Civic Offices | Services LED light fitting | 1701267 | 8404156 | 5.8 | Electrical installations | connectors | Construction | 0.26316 | kg | 10 | 44 | 1 | FALSE | 1 | FALSE |  | 1.05 | 0.26316 | 1.5789 | 5014 | Cladding sheet (angle seamed), copper |  | 40 | D2 | 0 | 0 | 0 | 0 | 0 | 0 | 0 | 0 | 0
| Civic Offices | Services LED light fitting | 1701267 | 8404156 | 5.8 | Electrical installations | connectors | Construction | 0.26316 | kg | 10 | 44 | 1 | FALSE | 1 | FALSE |  | 1.05 | 0.26316 | 1.5789 | 5014 | Cladding sheet (angle seamed), copper |  | 40 | D3 | 0 | 0 | 0 | 0 | 0 | 0 | 0 | 0 | 0
| Civic Offices | Services LED light fitting | 1701267 | 8404156 | 5.8 | Electrical installations | connectors | Construction | 0.26316 | kg | 10 | 44 | 1 | FALSE | 1 | FALSE |  | 1.05 | 0.26316 | 1.5789 | 5014 | Cladding sheet (angle seamed), copper |  | 40 | D4 | 0 | 0 | 0 | 0 | 0 | 0 | 0 | 0 | 0
| Civic Offices | Services LED light fitting | 1701267 | 8404156 | 5.8 | Electrical installations | connectors | Construction | 0.26316 | kg | 10 | 44 | 1 | FALSE | 1 | FALSE |  | 1.05 | 0.26316 | 1.5789 | 5014 | Cladding sheet (angle seamed), copper |  | 50 | B4B5 | 1.908 | 1.582e-06 | 0.096773 | 0.064592 | 0.0053514 | 0.00044021 | 28.9503 | 5.6887 | 0.060833
| Civic Offices | Services LED light fitting | 1701267 | 8404156 | 5.8 | Electrical installations | connectors | Construction | 0.26316 | kg | 10 | 44 | 1 | FALSE | 1 | FALSE |  | 1.05 | 0.26316 | 1.5789 | 5014 | Cladding sheet (angle seamed), copper |  | 50 | D2 | 0 | 0 | 0 | 0 | 0 | 0 | 0 | 0 | 0
| Civic Offices | Services LED light fitting | 1701267 | 8404156 | 5.8 | Electrical installations | connectors | Construction | 0.26316 | kg | 10 | 44 | 1 | FALSE | 1 | FALSE |  | 1.05 | 0.26316 | 1.5789 | 5014 | Cladding sheet (angle seamed), copper |  | 50 | D3 | 0 | 0 | 0 | 0 | 0 | 0 | 0 | 0 | 0
| Civic Offices | Services LED light fitting | 1701267 | 8404156 | 5.8 | Electrical installations | connectors | Construction | 0.26316 | kg | 10 | 44 | 1 | FALSE | 1 | FALSE |  | 1.05 | 0.26316 | 1.5789 | 5014 | Cladding sheet (angle seamed), copper |  | 50 | D4 | 0 | 0 | 0 | 0 | 0 | 0 | 0 | 0 | 0
| Civic Offices | Services LED light fitting | 1701267 | 8404157 | 5.8 | Electrical installations | insulator | Construction | 9.1053 | kg | 10 | 44 | 1 | FALSE | 1 | FALSE |  | 1.1 | 9.1053 | 54.6316 | 5052 | Membrane (breather), polypropylene |  | 0 | A1A3 | 55.0212 | 1.2565e-06 | 0.30988 | 0.08911 | 0.036814 | 6.4561e-05 | 1197.8872 | 4.7529 | 0.27145
| Civic Offices | Services LED light fitting | 1701267 | 8404157 | 5.8 | Electrical installations | insulator | Construction | 9.1053 | kg | 10 | 44 | 1 | FALSE | 1 | FALSE |  | 1.1 | 9.1053 | 54.6316 | 5052 | Membrane (breather), polypropylene |  | 0 | A4 | 0.18977 | 3.4096e-08 | 0.00062136 | 0.00016794 | 0.000106 | 6.618e-07 | 2.8288 | 0.43193 | 0.00078091
| Civic Offices | Services LED light fitting | 1701267 | 8404157 | 5.8 | Electrical installations | insulator | Construction | 9.1053 | kg | 10 | 44 | 1 | FALSE | 1 | FALSE |  | 1.1 | 9.1053 | 54.6316 | 5052 | Membrane (breather), polypropylene |  | 0 | A5 | 0.023998 | 7.6329e-10 | 2.2097e-05 | 0.0020133 | 7.3319e-06 | 4.2646e-09 | 0.069849 | 0.14568 | 0
| Civic Offices | Services LED light fitting | 1701267 | 8404157 | 5.8 | Electrical installations | insulator | Construction | 9.1053 | kg | 10 | 44 | 1 | FALSE | 1 | FALSE |  | 1.1 | 9.1053 | 54.6316 | 5052 | Membrane (breather), polypropylene |  | 0 | D2 | 0 | 0 | 0 | 0 | 0 | 0 | 0 | 0 | 0
| Civic Offices | Services LED light fitting | 1701267 | 8404157 | 5.8 | Electrical installations | insulator | Construction | 9.1053 | kg | 10 | 44 | 1 | FALSE | 1 | FALSE |  | 1.1 | 9.1053 | 54.6316 | 5052 | Membrane (breather), polypropylene |  | 0 | D3 | 0 | 0 | 0 | 0 | 0 | 0 | 0 | 0 | 0
| Civic Offices | Services LED light fitting | 1701267 | 8404157 | 5.8 | Electrical installations | insulator | Construction | 9.1053 | kg | 10 | 44 | 1 | FALSE | 1 | FALSE |  | 1.1 | 9.1053 | 54.6316 | 5052 | Membrane (breather), polypropylene |  | 0 | D4 | 0 | 0 | 0 | 0 | 0 | 0 | 0 | 0 | 0
| Civic Offices | Services LED light fitting | 1701267 | 8404157 | 5.8 | Electrical installations | insulator | Construction | 9.1053 | kg | 10 | 44 | 1 | FALSE | 1 | FALSE |  | 1.1 | 9.1053 | 54.6316 | 5052 | Membrane (breather), polypropylene |  | 60 | C2 | 0 | 0 | 0 | 0 | 0 | 0 | 0 | 0 | 0
| Civic Offices | Services LED light fitting | 1701267 | 8404157 | 5.8 | Electrical installations | insulator | Construction | 9.1053 | kg | 10 | 44 | 1 | FALSE | 1 | FALSE |  | 1.1 | 9.1053 | 54.6316 | 5052 | Membrane (breather), polypropylene |  | 60 | C4 | 0.23998 | 7.6329e-09 | 0.00022097 | 0.020133 | 7.3319e-05 | 4.2646e-08 | 0.69849 | 1.4568 | 0.006756
| Civic Offices | Services LED light fitting | 1701267 | 8404157 | 5.8 | Electrical installations | insulator | Construction | 9.1053 | kg | 10 | 44 | 1 | FALSE | 1 | FALSE |  | 1.1 | 9.1053 | 54.6316 | 5052 | Membrane (breather), polypropylene |  | 60 | D2 | 0 | 0 | 0 | 0 | 0 | 0 | 0 | 0 | 0
| Civic Offices | Services LED light fitting | 1701267 | 8404157 | 5.8 | Electrical installations | insulator | Construction | 9.1053 | kg | 10 | 44 | 1 | FALSE | 1 | FALSE |  | 1.1 | 9.1053 | 54.6316 | 5052 | Membrane (breather), polypropylene |  | 60 | D3 | 0 | 0 | 0 | 0 | 0 | 0 | 0 | 0 | 0
| Civic Offices | Services LED light fitting | 1701267 | 8404157 | 5.8 | Electrical installations | insulator | Construction | 9.1053 | kg | 10 | 44 | 1 | FALSE | 1 | FALSE |  | 1.1 | 9.1053 | 54.6316 | 5052 | Membrane (breather), polypropylene |  | 60 | D4 | 0 | 0 | 0 | 0 | 0 | 0 | 0 | 0 | 0
| Civic Offices | Services LED light fitting | 1701267 | 8404157 | 5.8 | Electrical installations | insulator | Construction | 9.1053 | kg | 10 | 44 | 1 | FALSE | 1 | FALSE |  | 1.1 | 9.1053 | 54.6316 | 5052 | Membrane (breather), polypropylene |  | 10 | B4B5 | 55.475 | 1.299e-06 | 0.31075 | 0.11142 | 0.037001 | 6.527e-05 | 1201.4843 | 6.7873 | 0.27223
| Civic Offices | Services LED light fitting | 1701267 | 8404157 | 5.8 | Electrical installations | insulator | Construction | 9.1053 | kg | 10 | 44 | 1 | FALSE | 1 | FALSE |  | 1.1 | 9.1053 | 54.6316 | 5052 | Membrane (breather), polypropylene |  | 10 | D2 | 0 | 0 | 0 | 0 | 0 | 0 | 0 | 0 | 0
| Civic Offices | Services LED light fitting | 1701267 | 8404157 | 5.8 | Electrical installations | insulator | Construction | 9.1053 | kg | 10 | 44 | 1 | FALSE | 1 | FALSE |  | 1.1 | 9.1053 | 54.6316 | 5052 | Membrane (breather), polypropylene |  | 10 | D3 | 0 | 0 | 0 | 0 | 0 | 0 | 0 | 0 | 0
| Civic Offices | Services LED light fitting | 1701267 | 8404157 | 5.8 | Electrical installations | insulator | Construction | 9.1053 | kg | 10 | 44 | 1 | FALSE | 1 | FALSE |  | 1.1 | 9.1053 | 54.6316 | 5052 | Membrane (breather), polypropylene |  | 10 | D4 | 0 | 0 | 0 | 0 | 0 | 0 | 0 | 0 | 0
| Civic Offices | Services LED light fitting | 1701267 | 8404157 | 5.8 | Electrical installations | insulator | Construction | 9.1053 | kg | 10 | 44 | 1 | FALSE | 1 | FALSE |  | 1.1 | 9.1053 | 54.6316 | 5052 | Membrane (breather), polypropylene |  | 20 | B4B5 | 55.475 | 1.299e-06 | 0.31075 | 0.11142 | 0.037001 | 6.527e-05 | 1201.4843 | 6.7873 | 0.27223
| Civic Offices | Services LED light fitting | 1701267 | 8404157 | 5.8 | Electrical installations | insulator | Construction | 9.1053 | kg | 10 | 44 | 1 | FALSE | 1 | FALSE |  | 1.1 | 9.1053 | 54.6316 | 5052 | Membrane (breather), polypropylene |  | 20 | D2 | 0 | 0 | 0 | 0 | 0 | 0 | 0 | 0 | 0
| Civic Offices | Services LED light fitting | 1701267 | 8404157 | 5.8 | Electrical installations | insulator | Construction | 9.1053 | kg | 10 | 44 | 1 | FALSE | 1 | FALSE |  | 1.1 | 9.1053 | 54.6316 | 5052 | Membrane (breather), polypropylene |  | 20 | D3 | 0 | 0 | 0 | 0 | 0 | 0 | 0 | 0 | 0
| Civic Offices | Services LED light fitting | 1701267 | 8404157 | 5.8 | Electrical installations | insulator | Construction | 9.1053 | kg | 10 | 44 | 1 | FALSE | 1 | FALSE |  | 1.1 | 9.1053 | 54.6316 | 5052 | Membrane (breather), polypropylene |  | 20 | D4 | 0 | 0 | 0 | 0 | 0 | 0 | 0 | 0 | 0
| Civic Offices | Services LED light fitting | 1701267 | 8404157 | 5.8 | Electrical installations | insulator | Construction | 9.1053 | kg | 10 | 44 | 1 | FALSE | 1 | FALSE |  | 1.1 | 9.1053 | 54.6316 | 5052 | Membrane (breather), polypropylene |  | 30 | B4B5 | 55.475 | 1.299e-06 | 0.31075 | 0.11142 | 0.037001 | 6.527e-05 | 1201.4843 | 6.7873 | 0.27223
| Civic Offices | Services LED light fitting | 1701267 | 8404157 | 5.8 | Electrical installations | insulator | Construction | 9.1053 | kg | 10 | 44 | 1 | FALSE | 1 | FALSE |  | 1.1 | 9.1053 | 54.6316 | 5052 | Membrane (breather), polypropylene |  | 30 | D2 | 0 | 0 | 0 | 0 | 0 | 0 | 0 | 0 | 0
| Civic Offices | Services LED light fitting | 1701267 | 8404157 | 5.8 | Electrical installations | insulator | Construction | 9.1053 | kg | 10 | 44 | 1 | FALSE | 1 | FALSE |  | 1.1 | 9.1053 | 54.6316 | 5052 | Membrane (breather), polypropylene |  | 30 | D3 | 0 | 0 | 0 | 0 | 0 | 0 | 0 | 0 | 0
| Civic Offices | Services LED light fitting | 1701267 | 8404157 | 5.8 | Electrical installations | insulator | Construction | 9.1053 | kg | 10 | 44 | 1 | FALSE | 1 | FALSE |  | 1.1 | 9.1053 | 54.6316 | 5052 | Membrane (breather), polypropylene |  | 30 | D4 | 0 | 0 | 0 | 0 | 0 | 0 | 0 | 0 | 0
| Civic Offices | Services LED light fitting | 1701267 | 8404157 | 5.8 | Electrical installations | insulator | Construction | 9.1053 | kg | 10 | 44 | 1 | FALSE | 1 | FALSE |  | 1.1 | 9.1053 | 54.6316 | 5052 | Membrane (breather), polypropylene |  | 40 | B4B5 | 55.475 | 1.299e-06 | 0.31075 | 0.11142 | 0.037001 | 6.527e-05 | 1201.4843 | 6.7873 | 0.27223
| Civic Offices | Services LED light fitting | 1701267 | 8404157 | 5.8 | Electrical installations | insulator | Construction | 9.1053 | kg | 10 | 44 | 1 | FALSE | 1 | FALSE |  | 1.1 | 9.1053 | 54.6316 | 5052 | Membrane (breather), polypropylene |  | 40 | D2 | 0 | 0 | 0 | 0 | 0 | 0 | 0 | 0 | 0
| Civic Offices | Services LED light fitting | 1701267 | 8404157 | 5.8 | Electrical installations | insulator | Construction | 9.1053 | kg | 10 | 44 | 1 | FALSE | 1 | FALSE |  | 1.1 | 9.1053 | 54.6316 | 5052 | Membrane (breather), polypropylene |  | 40 | D3 | 0 | 0 | 0 | 0 | 0 | 0 | 0 | 0 | 0
| Civic Offices | Services LED light fitting | 1701267 | 8404157 | 5.8 | Electrical installations | insulator | Construction | 9.1053 | kg | 10 | 44 | 1 | FALSE | 1 | FALSE |  | 1.1 | 9.1053 | 54.6316 | 5052 | Membrane (breather), polypropylene |  | 40 | D4 | 0 | 0 | 0 | 0 | 0 | 0 | 0 | 0 | 0
| Civic Offices | Services LED light fitting | 1701267 | 8404157 | 5.8 | Electrical installations | insulator | Construction | 9.1053 | kg | 10 | 44 | 1 | FALSE | 1 | FALSE |  | 1.1 | 9.1053 | 54.6316 | 5052 | Membrane (breather), polypropylene |  | 50 | B4B5 | 55.475 | 1.299e-06 | 0.31075 | 0.11142 | 0.037001 | 6.527e-05 | 1201.4843 | 6.7873 | 0.27223
| Civic Offices | Services LED light fitting | 1701267 | 8404157 | 5.8 | Electrical installations | insulator | Construction | 9.1053 | kg | 10 | 44 | 1 | FALSE | 1 | FALSE |  | 1.1 | 9.1053 | 54.6316 | 5052 | Membrane (breather), polypropylene |  | 50 | D2 | 0 | 0 | 0 | 0 | 0 | 0 | 0 | 0 | 0
| Civic Offices | Services LED light fitting | 1701267 | 8404157 | 5.8 | Electrical installations | insulator | Construction | 9.1053 | kg | 10 | 44 | 1 | FALSE | 1 | FALSE |  | 1.1 | 9.1053 | 54.6316 | 5052 | Membrane (breather), polypropylene |  | 50 | D3 | 0 | 0 | 0 | 0 | 0 | 0 | 0 | 0 | 0
| Civic Offices | Services LED light fitting | 1701267 | 8404157 | 5.8 | Electrical installations | insulator | Construction | 9.1053 | kg | 10 | 44 | 1 | FALSE | 1 | FALSE |  | 1.1 | 9.1053 | 54.6316 | 5052 | Membrane (breather), polypropylene |  | 50 | D4 | 0 | 0 | 0 | 0 | 0 | 0 | 0 | 0 | 0
| Civic Offices | Services LED light fitting | 1701267 | 8404158 | 5.8 | Electrical installations | plates | Construction | 6.4211 | kg | 10 | 44 | 1 | FALSE | 1 | FALSE |  | 1.05 | 6.4211 | 38.5263 | 5168 | Fencing (posts, square section), steel (galvanized) |  | 0 | A1A3 | 17.5189 | 1.1909e-06 | 0.28638 | 0.089393 | 0.016853 | 0.004131 | 235.8363 | 13.2371 | 0.34132
| Civic Offices | Services LED light fitting | 1701267 | 8404158 | 5.8 | Electrical installations | plates | Construction | 6.4211 | kg | 10 | 44 | 1 | FALSE | 1 | FALSE |  | 1.05 | 6.4211 | 38.5263 | 5168 | Fencing (posts, square section), steel (galvanized) |  | 0 | A4 | 0.27984 | 3.8723e-08 | 0.0013305 | 0.00024706 | 0.00017565 | 6.232e-07 | 4.0944 | 1.1891 | 0.0011373
| Civic Offices | Services LED light fitting | 1701267 | 8404158 | 5.8 | Electrical installations | plates | Construction | 6.4211 | kg | 10 | 44 | 1 | FALSE | 1 | FALSE |  | 1.05 | 6.4211 | 38.5263 | 5168 | Fencing (posts, square section), steel (galvanized) |  | 0 | A5 | 0.00016688 | 4.3699e-11 | 1.167e-06 | 3.8347e-07 | 1.9365e-07 | 2.3541e-10 | 0.0040912 | 0.048158 | 0
| Civic Offices | Services LED light fitting | 1701267 | 8404158 | 5.8 | Electrical installations | plates | Construction | 6.4211 | kg | 10 | 44 | 1 | FALSE | 1 | FALSE |  | 1.05 | 6.4211 | 38.5263 | 5168 | Fencing (posts, square section), steel (galvanized) |  | 0 | D2 | 0 | 0 | 0 | 0 | 0 | 0 | 0 | 0 | 0
| Civic Offices | Services LED light fitting | 1701267 | 8404158 | 5.8 | Electrical installations | plates | Construction | 6.4211 | kg | 10 | 44 | 1 | FALSE | 1 | FALSE |  | 1.05 | 6.4211 | 38.5263 | 5168 | Fencing (posts, square section), steel (galvanized) |  | 0 | D3 | 0 | 0 | 0 | 0 | 0 | 0 | 0 | 0 | 0
| Civic Offices | Services LED light fitting | 1701267 | 8404158 | 5.8 | Electrical installations | plates | Construction | 6.4211 | kg | 10 | 44 | 1 | FALSE | 1 | FALSE |  | 1.05 | 6.4211 | 38.5263 | 5168 | Fencing (posts, square section), steel (galvanized) |  | 0 | D4 | 0 | 0 | 0 | 0 | 0 | 0 | 0 | 0 | 0
| Civic Offices | Services LED light fitting | 1701267 | 8404158 | 5.8 | Electrical installations | plates | Construction | 6.4211 | kg | 10 | 44 | 1 | FALSE | 1 | FALSE |  | 1.05 | 6.4211 | 38.5263 | 5168 | Fencing (posts, square section), steel (galvanized) |  | 60 | C2 | 0 | 0 | 0 | 0 | 0 | 0 | 0 | 0 | 0
| Civic Offices | Services LED light fitting | 1701267 | 8404158 | 5.8 | Electrical installations | plates | Construction | 6.4211 | kg | 10 | 44 | 1 | FALSE | 1 | FALSE |  | 1.05 | 6.4211 | 38.5263 | 5168 | Fencing (posts, square section), steel (galvanized) |  | 60 | C4 | 0.0033377 | 8.7398e-10 | 2.334e-05 | 7.6694e-06 | 3.873e-06 | 4.7083e-09 | 0.081824 | 0.96316 | 0.00016738
| Civic Offices | Services LED light fitting | 1701267 | 8404158 | 5.8 | Electrical installations | plates | Construction | 6.4211 | kg | 10 | 44 | 1 | FALSE | 1 | FALSE |  | 1.05 | 6.4211 | 38.5263 | 5168 | Fencing (posts, square section), steel (galvanized) |  | 60 | D2 | 0 | 0 | 0 | 0 | 0 | 0 | 0 | 0 | 0
| Civic Offices | Services LED light fitting | 1701267 | 8404158 | 5.8 | Electrical installations | plates | Construction | 6.4211 | kg | 10 | 44 | 1 | FALSE | 1 | FALSE |  | 1.05 | 6.4211 | 38.5263 | 5168 | Fencing (posts, square section), steel (galvanized) |  | 60 | D3 | 0 | 0 | 0 | 0 | 0 | 0 | 0 | 0 | 0
| Civic Offices | Services LED light fitting | 1701267 | 8404158 | 5.8 | Electrical installations | plates | Construction | 6.4211 | kg | 10 | 44 | 1 | FALSE | 1 | FALSE |  | 1.05 | 6.4211 | 38.5263 | 5168 | Fencing (posts, square section), steel (galvanized) |  | 60 | D4 | 0 | 0 | 0 | 0 | 0 | 0 | 0 | 0 | 0
| Civic Offices | Services LED light fitting | 1701267 | 8404158 | 5.8 | Electrical installations | plates | Construction | 6.4211 | kg | 10 | 44 | 1 | FALSE | 1 | FALSE |  | 1.05 | 6.4211 | 38.5263 | 5168 | Fencing (posts, square section), steel (galvanized) |  | 10 | B4B5 | 17.8022 | 1.2305e-06 | 0.28774 | 0.089648 | 0.017032 | 0.0041317 | 240.0167 | 15.4375 | 0.34246
| Civic Offices | Services LED light fitting | 1701267 | 8404158 | 5.8 | Electrical installations | plates | Construction | 6.4211 | kg | 10 | 44 | 1 | FALSE | 1 | FALSE |  | 1.05 | 6.4211 | 38.5263 | 5168 | Fencing (posts, square section), steel (galvanized) |  | 10 | D2 | 0 | 0 | 0 | 0 | 0 | 0 | 0 | 0 | 0
| Civic Offices | Services LED light fitting | 1701267 | 8404158 | 5.8 | Electrical installations | plates | Construction | 6.4211 | kg | 10 | 44 | 1 | FALSE | 1 | FALSE |  | 1.05 | 6.4211 | 38.5263 | 5168 | Fencing (posts, square section), steel (galvanized) |  | 10 | D3 | 0 | 0 | 0 | 0 | 0 | 0 | 0 | 0 | 0
| Civic Offices | Services LED light fitting | 1701267 | 8404158 | 5.8 | Electrical installations | plates | Construction | 6.4211 | kg | 10 | 44 | 1 | FALSE | 1 | FALSE |  | 1.05 | 6.4211 | 38.5263 | 5168 | Fencing (posts, square section), steel (galvanized) |  | 10 | D4 | 0 | 0 | 0 | 0 | 0 | 0 | 0 | 0 | 0
| Civic Offices | Services LED light fitting | 1701267 | 8404158 | 5.8 | Electrical installations | plates | Construction | 6.4211 | kg | 10 | 44 | 1 | FALSE | 1 | FALSE |  | 1.05 | 6.4211 | 38.5263 | 5168 | Fencing (posts, square section), steel (galvanized) |  | 20 | B4B5 | 17.8022 | 1.2305e-06 | 0.28774 | 0.089648 | 0.017032 | 0.0041317 | 240.0167 | 15.4375 | 0.34246
| Civic Offices | Services LED light fitting | 1701267 | 8404158 | 5.8 | Electrical installations | plates | Construction | 6.4211 | kg | 10 | 44 | 1 | FALSE | 1 | FALSE |  | 1.05 | 6.4211 | 38.5263 | 5168 | Fencing (posts, square section), steel (galvanized) |  | 20 | D2 | 0 | 0 | 0 | 0 | 0 | 0 | 0 | 0 | 0
| Civic Offices | Services LED light fitting | 1701267 | 8404158 | 5.8 | Electrical installations | plates | Construction | 6.4211 | kg | 10 | 44 | 1 | FALSE | 1 | FALSE |  | 1.05 | 6.4211 | 38.5263 | 5168 | Fencing (posts, square section), steel (galvanized) |  | 20 | D3 | 0 | 0 | 0 | 0 | 0 | 0 | 0 | 0 | 0
| Civic Offices | Services LED light fitting | 1701267 | 8404158 | 5.8 | Electrical installations | plates | Construction | 6.4211 | kg | 10 | 44 | 1 | FALSE | 1 | FALSE |  | 1.05 | 6.4211 | 38.5263 | 5168 | Fencing (posts, square section), steel (galvanized) |  | 20 | D4 | 0 | 0 | 0 | 0 | 0 | 0 | 0 | 0 | 0
| Civic Offices | Services LED light fitting | 1701267 | 8404158 | 5.8 | Electrical installations | plates | Construction | 6.4211 | kg | 10 | 44 | 1 | FALSE | 1 | FALSE |  | 1.05 | 6.4211 | 38.5263 | 5168 | Fencing (posts, square section), steel (galvanized) |  | 30 | B4B5 | 17.8022 | 1.2305e-06 | 0.28774 | 0.089648 | 0.017032 | 0.0041317 | 240.0167 | 15.4375 | 0.34246
| Civic Offices | Services LED light fitting | 1701267 | 8404158 | 5.8 | Electrical installations | plates | Construction | 6.4211 | kg | 10 | 44 | 1 | FALSE | 1 | FALSE |  | 1.05 | 6.4211 | 38.5263 | 5168 | Fencing (posts, square section), steel (galvanized) |  | 30 | D2 | 0 | 0 | 0 | 0 | 0 | 0 | 0 | 0 | 0
| Civic Offices | Services LED light fitting | 1701267 | 8404158 | 5.8 | Electrical installations | plates | Construction | 6.4211 | kg | 10 | 44 | 1 | FALSE | 1 | FALSE |  | 1.05 | 6.4211 | 38.5263 | 5168 | Fencing (posts, square section), steel (galvanized) |  | 30 | D3 | 0 | 0 | 0 | 0 | 0 | 0 | 0 | 0 | 0
| Civic Offices | Services LED light fitting | 1701267 | 8404158 | 5.8 | Electrical installations | plates | Construction | 6.4211 | kg | 10 | 44 | 1 | FALSE | 1 | FALSE |  | 1.05 | 6.4211 | 38.5263 | 5168 | Fencing (posts, square section), steel (galvanized) |  | 30 | D4 | 0 | 0 | 0 | 0 | 0 | 0 | 0 | 0 | 0
| Civic Offices | Services LED light fitting | 1701267 | 8404158 | 5.8 | Electrical installations | plates | Construction | 6.4211 | kg | 10 | 44 | 1 | FALSE | 1 | FALSE |  | 1.05 | 6.4211 | 38.5263 | 5168 | Fencing (posts, square section), steel (galvanized) |  | 40 | B4B5 | 17.8022 | 1.2305e-06 | 0.28774 | 0.089648 | 0.017032 | 0.0041317 | 240.0167 | 15.4375 | 0.34246
| Civic Offices | Services LED light fitting | 1701267 | 8404158 | 5.8 | Electrical installations | plates | Construction | 6.4211 | kg | 10 | 44 | 1 | FALSE | 1 | FALSE |  | 1.05 | 6.4211 | 38.5263 | 5168 | Fencing (posts, square section), steel (galvanized) |  | 40 | D2 | 0 | 0 | 0 | 0 | 0 | 0 | 0 | 0 | 0
| Civic Offices | Services LED light fitting | 1701267 | 8404158 | 5.8 | Electrical installations | plates | Construction | 6.4211 | kg | 10 | 44 | 1 | FALSE | 1 | FALSE |  | 1.05 | 6.4211 | 38.5263 | 5168 | Fencing (posts, square section), steel (galvanized) |  | 40 | D3 | 0 | 0 | 0 | 0 | 0 | 0 | 0 | 0 | 0
| Civic Offices | Services LED light fitting | 1701267 | 8404158 | 5.8 | Electrical installations | plates | Construction | 6.4211 | kg | 10 | 44 | 1 | FALSE | 1 | FALSE |  | 1.05 | 6.4211 | 38.5263 | 5168 | Fencing (posts, square section), steel (galvanized) |  | 40 | D4 | 0 | 0 | 0 | 0 | 0 | 0 | 0 | 0 | 0
| Civic Offices | Services LED light fitting | 1701267 | 8404158 | 5.8 | Electrical installations | plates | Construction | 6.4211 | kg | 10 | 44 | 1 | FALSE | 1 | FALSE |  | 1.05 | 6.4211 | 38.5263 | 5168 | Fencing (posts, square section), steel (galvanized) |  | 50 | B4B5 | 17.8022 | 1.2305e-06 | 0.28774 | 0.089648 | 0.017032 | 0.0041317 | 240.0167 | 15.4375 | 0.34246
| Civic Offices | Services LED light fitting | 1701267 | 8404158 | 5.8 | Electrical installations | plates | Construction | 6.4211 | kg | 10 | 44 | 1 | FALSE | 1 | FALSE |  | 1.05 | 6.4211 | 38.5263 | 5168 | Fencing (posts, square section), steel (galvanized) |  | 50 | D2 | 0 | 0 | 0 | 0 | 0 | 0 | 0 | 0 | 0
| Civic Offices | Services LED light fitting | 1701267 | 8404158 | 5.8 | Electrical installations | plates | Construction | 6.4211 | kg | 10 | 44 | 1 | FALSE | 1 | FALSE |  | 1.05 | 6.4211 | 38.5263 | 5168 | Fencing (posts, square section), steel (galvanized) |  | 50 | D3 | 0 | 0 | 0 | 0 | 0 | 0 | 0 | 0 | 0
| Civic Offices | Services LED light fitting | 1701267 | 8404158 | 5.8 | Electrical installations | plates | Construction | 6.4211 | kg | 10 | 44 | 1 | FALSE | 1 | FALSE |  | 1.05 | 6.4211 | 38.5263 | 5168 | Fencing (posts, square section), steel (galvanized) |  | 50 | D4 | 0 | 0 | 0 | 0 | 0 | 0 | 0 | 0 | 0
| Civic Offices | Services electrical wireing | 1701268 | 8404160 | 5.2 | Services equipment | copper wire 6mm siam | Construction | 196.6108 | Linear length Calculation | 30 | 44 | 1 | FALSE | 1 | FALSE |  | 1.03 | 196.6108 | 393.2216 | 5113 | Cladding sheet (plain), copper |  | 0 | A1A3 | 1394.2727 | 0.0011587 | 70.9106 | 47.3349 | 3.9197 | 0.32261 | 21155.643 | 4129.8207 | 44.5678
| Civic Offices | Services electrical wireing | 1701268 | 8404160 | 5.2 | Services equipment | copper wire 6mm siam | Construction | 196.6108 | Linear length Calculation | 30 | 44 | 1 | FALSE | 1 | FALSE |  | 1.03 | 196.6108 | 393.2216 | 5113 | Cladding sheet (plain), copper |  | 0 | A4 | 3.9677 | 7.129e-07 | 0.012992 | 0.0035114 | 0.0022163 | 1.3837e-05 | 59.1447 | 9.031 | 0.016328
| Civic Offices | Services electrical wireing | 1701268 | 8404160 | 5.2 | Services equipment | copper wire 6mm siam | Construction | 196.6108 | Linear length Calculation | 30 | 44 | 1 | FALSE | 1 | FALSE |  | 1.03 | 196.6108 | 393.2216 | 5113 | Cladding sheet (plain), copper |  | 0 | A5 | 0.0030659 | 8.0283e-10 | 2.144e-05 | 7.0451e-06 | 3.5577e-06 | 4.325e-09 | 0.075163 | 0.88475 | 0
| Civic Offices | Services electrical wireing | 1701268 | 8404160 | 5.2 | Services equipment | copper wire 6mm siam | Construction | 196.6108 | Linear length Calculation | 30 | 44 | 1 | FALSE | 1 | FALSE |  | 1.03 | 196.6108 | 393.2216 | 5113 | Cladding sheet (plain), copper |  | 0 | D2 | 0 | 0 | 0 | 0 | 0 | 0 | 0 | 0 | 0
| Civic Offices | Services electrical wireing | 1701268 | 8404160 | 5.2 | Services equipment | copper wire 6mm siam | Construction | 196.6108 | Linear length Calculation | 30 | 44 | 1 | FALSE | 1 | FALSE |  | 1.03 | 196.6108 | 393.2216 | 5113 | Cladding sheet (plain), copper |  | 0 | D3 | 0 | 0 | 0 | 0 | 0 | 0 | 0 | 0 | 0
| Civic Offices | Services electrical wireing | 1701268 | 8404160 | 5.2 | Services equipment | copper wire 6mm siam | Construction | 196.6108 | Linear length Calculation | 30 | 44 | 1 | FALSE | 1 | FALSE |  | 1.03 | 196.6108 | 393.2216 | 5113 | Cladding sheet (plain), copper |  | 0 | D4 | 0 | 0 | 0 | 0 | 0 | 0 | 0 | 0 | 0
| Civic Offices | Services electrical wireing | 1701268 | 8404160 | 5.2 | Services equipment | copper wire 6mm siam | Construction | 196.6108 | Linear length Calculation | 30 | 44 | 1 | FALSE | 1 | FALSE |  | 1.03 | 196.6108 | 393.2216 | 5113 | Cladding sheet (plain), copper |  | 60 | C2 | 0 | 0 | 0 | 0 | 0 | 0 | 0 | 0 | 0
| Civic Offices | Services electrical wireing | 1701268 | 8404160 | 5.2 | Services equipment | copper wire 6mm siam | Construction | 196.6108 | Linear length Calculation | 30 | 44 | 1 | FALSE | 1 | FALSE |  | 1.03 | 196.6108 | 393.2216 | 5113 | Cladding sheet (plain), copper |  | 60 | C4 | 0.1022 | 2.6761e-08 | 0.00071466 | 0.00023484 | 0.00011859 | 1.4417e-07 | 2.5054 | 29.4916 | 0.0051253
| Civic Offices | Services electrical wireing | 1701268 | 8404160 | 5.2 | Services equipment | copper wire 6mm siam | Construction | 196.6108 | Linear length Calculation | 30 | 44 | 1 | FALSE | 1 | FALSE |  | 1.03 | 196.6108 | 393.2216 | 5113 | Cladding sheet (plain), copper |  | 60 | D2 | 0 | 0 | 0 | 0 | 0 | 0 | 0 | 0 | 0
| Civic Offices | Services electrical wireing | 1701268 | 8404160 | 5.2 | Services equipment | copper wire 6mm siam | Construction | 196.6108 | Linear length Calculation | 30 | 44 | 1 | FALSE | 1 | FALSE |  | 1.03 | 196.6108 | 393.2216 | 5113 | Cladding sheet (plain), copper |  | 60 | D3 | 0 | 0 | 0 | 0 | 0 | 0 | 0 | 0 | 0
| Civic Offices | Services electrical wireing | 1701268 | 8404160 | 5.2 | Services equipment | copper wire 6mm siam | Construction | 196.6108 | Linear length Calculation | 30 | 44 | 1 | FALSE | 1 | FALSE |  | 1.03 | 196.6108 | 393.2216 | 5113 | Cladding sheet (plain), copper |  | 60 | D4 | 0 | 0 | 0 | 0 | 0 | 0 | 0 | 0 | 0
| Civic Offices | Services electrical wireing | 1701268 | 8404160 | 5.2 | Services equipment | copper wire 6mm siam | Construction | 196.6108 | Linear length Calculation | 30 | 44 | 1 | FALSE | 1 | FALSE |  | 1.03 | 196.6108 | 393.2216 | 5113 | Cladding sheet (plain), copper |  | 30 | B4B5 | 1398.3456 | 0.0011594 | 70.9243 | 47.3387 | 3.922 | 0.32262 | 21217.3683 | 4169.228 | 44.5841
| Civic Offices | Services electrical wireing | 1701268 | 8404160 | 5.2 | Services equipment | copper wire 6mm siam | Construction | 196.6108 | Linear length Calculation | 30 | 44 | 1 | FALSE | 1 | FALSE |  | 1.03 | 196.6108 | 393.2216 | 5113 | Cladding sheet (plain), copper |  | 30 | D2 | 0 | 0 | 0 | 0 | 0 | 0 | 0 | 0 | 0
| Civic Offices | Services electrical wireing | 1701268 | 8404160 | 5.2 | Services equipment | copper wire 6mm siam | Construction | 196.6108 | Linear length Calculation | 30 | 44 | 1 | FALSE | 1 | FALSE |  | 1.03 | 196.6108 | 393.2216 | 5113 | Cladding sheet (plain), copper |  | 30 | D3 | 0 | 0 | 0 | 0 | 0 | 0 | 0 | 0 | 0
| Civic Offices | Services electrical wireing | 1701268 | 8404160 | 5.2 | Services equipment | copper wire 6mm siam | Construction | 196.6108 | Linear length Calculation | 30 | 44 | 1 | FALSE | 1 | FALSE |  | 1.03 | 196.6108 | 393.2216 | 5113 | Cladding sheet (plain), copper |  | 30 | D4 | 0 | 0 | 0 | 0 | 0 | 0 | 0 | 0 | 0
| Civic Offices | Services electrical wireing | 1701268 | 8404161 | 5.2 | Services equipment | conduit 20mm | Construction | 151.1933 | Linear length Calculation | 30 | 44 | 1 | FALSE | 1 | FALSE |  | 1.05 | 151.1933 | 302.3866 | 5377 | Roof membrane (single ply), PVC |  | 0 | A1A3 | 331.1568 | 2.706e-05 | 1.8716 | 0.49446 | 0.4098 | 0.0048943 | 9003.2689 | 1437.5267 | 2.8093
| Civic Offices | Services electrical wireing | 1701268 | 8404161 | 5.2 | Services equipment | conduit 20mm | Construction | 151.1933 | Linear length Calculation | 30 | 44 | 1 | FALSE | 1 | FALSE |  | 1.05 | 151.1933 | 302.3866 | 5377 | Roof membrane (single ply), PVC |  | 0 | A4 | 3.0078 | 5.4044e-07 | 0.0098487 | 0.0026619 | 0.0016802 | 1.049e-05 | 44.8367 | 6.8462 | 0.012378
| Civic Offices | Services electrical wireing | 1701268 | 8404161 | 5.2 | Services equipment | conduit 20mm | Construction | 151.1933 | Linear length Calculation | 30 | 44 | 1 | FALSE | 1 | FALSE |  | 1.05 | 151.1933 | 302.3866 | 5377 | Roof membrane (single ply), PVC |  | 0 | A5 | 0.14521 | 6.2243e-09 | 0.00046261 | 0.0085871 | 5.0581e-05 | 3.3948e-08 | 0.57736 | 1.1339 | 0
| Civic Offices | Services electrical wireing | 1701268 | 8404161 | 5.2 | Services equipment | conduit 20mm | Construction | 151.1933 | Linear length Calculation | 30 | 44 | 1 | FALSE | 1 | FALSE |  | 1.05 | 151.1933 | 302.3866 | 5377 | Roof membrane (single ply), PVC |  | 0 | D2 | 0 | 0 | 0 | 0 | 0 | 0 | 0 | 0 | 0
| Civic Offices | Services electrical wireing | 1701268 | 8404161 | 5.2 | Services equipment | conduit 20mm | Construction | 151.1933 | Linear length Calculation | 30 | 44 | 1 | FALSE | 1 | FALSE |  | 1.05 | 151.1933 | 302.3866 | 5377 | Roof membrane (single ply), PVC |  | 0 | D3 | 0 | 0 | 0 | 0 | 0 | 0 | 0 | 0 | 0
| Civic Offices | Services electrical wireing | 1701268 | 8404161 | 5.2 | Services equipment | conduit 20mm | Construction | 151.1933 | Linear length Calculation | 30 | 44 | 1 | FALSE | 1 | FALSE |  | 1.05 | 151.1933 | 302.3866 | 5377 | Roof membrane (single ply), PVC |  | 0 | D4 | 0 | 0 | 0 | 0 | 0 | 0 | 0 | 0 | 0
| Civic Offices | Services electrical wireing | 1701268 | 8404161 | 5.2 | Services equipment | conduit 20mm | Construction | 151.1933 | Linear length Calculation | 30 | 44 | 1 | FALSE | 1 | FALSE |  | 1.05 | 151.1933 | 302.3866 | 5377 | Roof membrane (single ply), PVC |  | 60 | C2 | 0 | 0 | 0 | 0 | 0 | 0 | 0 | 0 | 0
| Civic Offices | Services electrical wireing | 1701268 | 8404161 | 5.2 | Services equipment | conduit 20mm | Construction | 151.1933 | Linear length Calculation | 30 | 44 | 1 | FALSE | 1 | FALSE |  | 1.05 | 151.1933 | 302.3866 | 5377 | Roof membrane (single ply), PVC |  | 60 | C4 | 2.9042 | 1.2449e-07 | 0.0092521 | 0.17174 | 0.0010116 | 6.7896e-07 | 11.5471 | 22.679 | 0.070895
| Civic Offices | Services electrical wireing | 1701268 | 8404161 | 5.2 | Services equipment | conduit 20mm | Construction | 151.1933 | Linear length Calculation | 30 | 44 | 1 | FALSE | 1 | FALSE |  | 1.05 | 151.1933 | 302.3866 | 5377 | Roof membrane (single ply), PVC |  | 60 | D2 | 0 | 0 | 0 | 0 | 0 | 0 | 0 | 0 | 0
| Civic Offices | Services electrical wireing | 1701268 | 8404161 | 5.2 | Services equipment | conduit 20mm | Construction | 151.1933 | Linear length Calculation | 30 | 44 | 1 | FALSE | 1 | FALSE |  | 1.05 | 151.1933 | 302.3866 | 5377 | Roof membrane (single ply), PVC |  | 60 | D3 | 0 | 0 | 0 | 0 | 0 | 0 | 0 | 0 | 0
| Civic Offices | Services electrical wireing | 1701268 | 8404161 | 5.2 | Services equipment | conduit 20mm | Construction | 151.1933 | Linear length Calculation | 30 | 44 | 1 | FALSE | 1 | FALSE |  | 1.05 | 151.1933 | 302.3866 | 5377 | Roof membrane (single ply), PVC |  | 60 | D4 | 0 | 0 | 0 | 0 | 0 | 0 | 0 | 0 | 0
| Civic Offices | Services electrical wireing | 1701268 | 8404161 | 5.2 | Services equipment | conduit 20mm | Construction | 151.1933 | Linear length Calculation | 30 | 44 | 1 | FALSE | 1 | FALSE |  | 1.05 | 151.1933 | 302.3866 | 5377 | Roof membrane (single ply), PVC |  | 30 | B4B5 | 337.214 | 2.7731e-05 | 1.8912 | 0.67745 | 0.41254 | 0.0049055 | 9060.2301 | 1468.1858 | 2.8217
| Civic Offices | Services electrical wireing | 1701268 | 8404161 | 5.2 | Services equipment | conduit 20mm | Construction | 151.1933 | Linear length Calculation | 30 | 44 | 1 | FALSE | 1 | FALSE |  | 1.05 | 151.1933 | 302.3866 | 5377 | Roof membrane (single ply), PVC |  | 30 | D2 | 0 | 0 | 0 | 0 | 0 | 0 | 0 | 0 | 0
| Civic Offices | Services electrical wireing | 1701268 | 8404161 | 5.2 | Services equipment | conduit 20mm | Construction | 151.1933 | Linear length Calculation | 30 | 44 | 1 | FALSE | 1 | FALSE |  | 1.05 | 151.1933 | 302.3866 | 5377 | Roof membrane (single ply), PVC |  | 30 | D3 | 0 | 0 | 0 | 0 | 0 | 0 | 0 | 0 | 0
| Civic Offices | Services electrical wireing | 1701268 | 8404161 | 5.2 | Services equipment | conduit 20mm | Construction | 151.1933 | Linear length Calculation | 30 | 44 | 1 | FALSE | 1 | FALSE |  | 1.05 | 151.1933 | 302.3866 | 5377 | Roof membrane (single ply), PVC |  | 30 | D4 | 0 | 0 | 0 | 0 | 0 | 0 | 0 | 0 | 0
| Civic Offices | Extra over for dual door openings on the ground floor and plant room. (Services mechanical and electrical components (£ spent)) | 1701269 | 8404163 | 5.2 | Services equipment | mechanical & electrical | Construction | 161.6379 | kg | 25 | 44 | 1 | FALSE | 1 | FALSE |  | 1.05 | 161.6379 | 484.9138 | 5109 | Cladding sheet (outer sheet of composite panel), copper |  | 0 | A1A3 | 1168.5189 | 0.00097109 | 59.4291 | 39.6707 | 3.285 | 0.27037 | 17730.2248 | 3461.1403 | 37.3516
| Civic Offices | Extra over for dual door openings on the ground floor and plant room. (Services mechanical and electrical components (£ spent)) | 1701269 | 8404163 | 5.2 | Services equipment | mechanical & electrical | Construction | 161.6379 | kg | 25 | 44 | 1 | FALSE | 1 | FALSE |  | 1.05 | 161.6379 | 484.9138 | 5109 | Cladding sheet (outer sheet of composite panel), copper |  | 0 | A4 | 3.3252 | 5.9747e-07 | 0.010888 | 0.0029429 | 0.0018575 | 1.1597e-05 | 49.5683 | 7.5687 | 0.013684
| Civic Offices | Extra over for dual door openings on the ground floor and plant room. (Services mechanical and electrical components (£ spent)) | 1701269 | 8404163 | 5.2 | Services equipment | mechanical & electrical | Construction | 161.6379 | kg | 25 | 44 | 1 | FALSE | 1 | FALSE |  | 1.05 | 161.6379 | 484.9138 | 5109 | Cladding sheet (outer sheet of composite panel), copper |  | 0 | A5 | 0.004201 | 1.1e-09 | 2.9377e-05 | 9.6532e-06 | 4.8748e-06 | 5.9261e-09 | 0.10299 | 1.2123 | 0
| Civic Offices | Extra over for dual door openings on the ground floor and plant room. (Services mechanical and electrical components (£ spent)) | 1701269 | 8404163 | 5.2 | Services equipment | mechanical & electrical | Construction | 161.6379 | kg | 25 | 44 | 1 | FALSE | 1 | FALSE |  | 1.05 | 161.6379 | 484.9138 | 5109 | Cladding sheet (outer sheet of composite panel), copper |  | 0 | D2 | 0 | 0 | 0 | 0 | 0 | 0 | 0 | 0 | 0
| Civic Offices | Extra over for dual door openings on the ground floor and plant room. (Services mechanical and electrical components (£ spent)) | 1701269 | 8404163 | 5.2 | Services equipment | mechanical & electrical | Construction | 161.6379 | kg | 25 | 44 | 1 | FALSE | 1 | FALSE |  | 1.05 | 161.6379 | 484.9138 | 5109 | Cladding sheet (outer sheet of composite panel), copper |  | 0 | D3 | 0 | 0 | 0 | 0 | 0 | 0 | 0 | 0 | 0
| Civic Offices | Extra over for dual door openings on the ground floor and plant room. (Services mechanical and electrical components (£ spent)) | 1701269 | 8404163 | 5.2 | Services equipment | mechanical & electrical | Construction | 161.6379 | kg | 25 | 44 | 1 | FALSE | 1 | FALSE |  | 1.05 | 161.6379 | 484.9138 | 5109 | Cladding sheet (outer sheet of composite panel), copper |  | 0 | D4 | 0 | 0 | 0 | 0 | 0 | 0 | 0 | 0 | 0
| Civic Offices | Extra over for dual door openings on the ground floor and plant room. (Services mechanical and electrical components (£ spent)) | 1701269 | 8404163 | 5.2 | Services equipment | mechanical & electrical | Construction | 161.6379 | kg | 25 | 44 | 1 | FALSE | 1 | FALSE |  | 1.05 | 161.6379 | 484.9138 | 5109 | Cladding sheet (outer sheet of composite panel), copper |  | 60 | C2 | 0 | 0 | 0 | 0 | 0 | 0 | 0 | 0 | 0
| Civic Offices | Extra over for dual door openings on the ground floor and plant room. (Services mechanical and electrical components (£ spent)) | 1701269 | 8404163 | 5.2 | Services equipment | mechanical & electrical | Construction | 161.6379 | kg | 25 | 44 | 1 | FALSE | 1 | FALSE |  | 1.05 | 161.6379 | 484.9138 | 5109 | Cladding sheet (outer sheet of composite panel), copper |  | 60 | C4 | 0.084019 | 2.2001e-08 | 0.00058754 | 0.00019306 | 9.7496e-05 | 1.1852e-07 | 2.0598 | 24.2457 | 0.0042136
| Civic Offices | Extra over for dual door openings on the ground floor and plant room. (Services mechanical and electrical components (£ spent)) | 1701269 | 8404163 | 5.2 | Services equipment | mechanical & electrical | Construction | 161.6379 | kg | 25 | 44 | 1 | FALSE | 1 | FALSE |  | 1.05 | 161.6379 | 484.9138 | 5109 | Cladding sheet (outer sheet of composite panel), copper |  | 60 | D2 | 0 | 0 | 0 | 0 | 0 | 0 | 0 | 0 | 0
| Civic Offices | Extra over for dual door openings on the ground floor and plant room. (Services mechanical and electrical components (£ spent)) | 1701269 | 8404163 | 5.2 | Services equipment | mechanical & electrical | Construction | 161.6379 | kg | 25 | 44 | 1 | FALSE | 1 | FALSE |  | 1.05 | 161.6379 | 484.9138 | 5109 | Cladding sheet (outer sheet of composite panel), copper |  | 60 | D3 | 0 | 0 | 0 | 0 | 0 | 0 | 0 | 0 | 0
| Civic Offices | Extra over for dual door openings on the ground floor and plant room. (Services mechanical and electrical components (£ spent)) | 1701269 | 8404163 | 5.2 | Services equipment | mechanical & electrical | Construction | 161.6379 | kg | 25 | 44 | 1 | FALSE | 1 | FALSE |  | 1.05 | 161.6379 | 484.9138 | 5109 | Cladding sheet (outer sheet of composite panel), copper |  | 60 | D4 | 0 | 0 | 0 | 0 | 0 | 0 | 0 | 0 | 0
| Civic Offices | Extra over for dual door openings on the ground floor and plant room. (Services mechanical and electrical components (£ spent)) | 1701269 | 8404163 | 5.2 | Services equipment | mechanical & electrical | Construction | 161.6379 | kg | 25 | 44 | 1 | FALSE | 1 | FALSE |  | 1.05 | 161.6379 | 484.9138 | 5109 | Cladding sheet (outer sheet of composite panel), copper |  | 25 | B4B5 | 1171.9323 | 0.00097171 | 59.4406 | 39.6738 | 3.287 | 0.27039 | 17781.9558 | 3494.167 | 37.3653
| Civic Offices | Extra over for dual door openings on the ground floor and plant room. (Services mechanical and electrical components (£ spent)) | 1701269 | 8404163 | 5.2 | Services equipment | mechanical & electrical | Construction | 161.6379 | kg | 25 | 44 | 1 | FALSE | 1 | FALSE |  | 1.05 | 161.6379 | 484.9138 | 5109 | Cladding sheet (outer sheet of composite panel), copper |  | 25 | D2 | 0 | 0 | 0 | 0 | 0 | 0 | 0 | 0 | 0
| Civic Offices | Extra over for dual door openings on the ground floor and plant room. (Services mechanical and electrical components (£ spent)) | 1701269 | 8404163 | 5.2 | Services equipment | mechanical & electrical | Construction | 161.6379 | kg | 25 | 44 | 1 | FALSE | 1 | FALSE |  | 1.05 | 161.6379 | 484.9138 | 5109 | Cladding sheet (outer sheet of composite panel), copper |  | 25 | D3 | 0 | 0 | 0 | 0 | 0 | 0 | 0 | 0 | 0
| Civic Offices | Extra over for dual door openings on the ground floor and plant room. (Services mechanical and electrical components (£ spent)) | 1701269 | 8404163 | 5.2 | Services equipment | mechanical & electrical | Construction | 161.6379 | kg | 25 | 44 | 1 | FALSE | 1 | FALSE |  | 1.05 | 161.6379 | 484.9138 | 5109 | Cladding sheet (outer sheet of composite panel), copper |  | 25 | D4 | 0 | 0 | 0 | 0 | 0 | 0 | 0 | 0 | 0
| Civic Offices | Extra over for dual door openings on the ground floor and plant room. (Services mechanical and electrical components (£ spent)) | 1701269 | 8404163 | 5.2 | Services equipment | mechanical & electrical | Construction | 161.6379 | kg | 25 | 44 | 1 | FALSE | 1 | FALSE |  | 1.05 | 161.6379 | 484.9138 | 5109 | Cladding sheet (outer sheet of composite panel), copper |  | 50 | B4B5 | 1171.9323 | 0.00097171 | 59.4406 | 39.6738 | 3.287 | 0.27039 | 17781.9558 | 3494.167 | 37.3653
| Civic Offices | Extra over for dual door openings on the ground floor and plant room. (Services mechanical and electrical components (£ spent)) | 1701269 | 8404163 | 5.2 | Services equipment | mechanical & electrical | Construction | 161.6379 | kg | 25 | 44 | 1 | FALSE | 1 | FALSE |  | 1.05 | 161.6379 | 484.9138 | 5109 | Cladding sheet (outer sheet of composite panel), copper |  | 50 | D2 | 0 | 0 | 0 | 0 | 0 | 0 | 0 | 0 | 0
| Civic Offices | Extra over for dual door openings on the ground floor and plant room. (Services mechanical and electrical components (£ spent)) | 1701269 | 8404163 | 5.2 | Services equipment | mechanical & electrical | Construction | 161.6379 | kg | 25 | 44 | 1 | FALSE | 1 | FALSE |  | 1.05 | 161.6379 | 484.9138 | 5109 | Cladding sheet (outer sheet of composite panel), copper |  | 50 | D3 | 0 | 0 | 0 | 0 | 0 | 0 | 0 | 0 | 0
| Civic Offices | Extra over for dual door openings on the ground floor and plant room. (Services mechanical and electrical components (£ spent)) | 1701269 | 8404163 | 5.2 | Services equipment | mechanical & electrical | Construction | 161.6379 | kg | 25 | 44 | 1 | FALSE | 1 | FALSE |  | 1.05 | 161.6379 | 484.9138 | 5109 | Cladding sheet (outer sheet of composite panel), copper |  | 50 | D4 | 0 | 0 | 0 | 0 | 0 | 0 | 0 | 0 | 0
| Civic Offices | Extra over for dual door openings on the ground floor and plant room. (Services mechanical and electrical components (£ spent)) | 1701269 | 8404164 | 5.2 | Services equipment | mechanical & electrical | Construction | 808.1897 | kg | 25 | 44 | 1 | FALSE | 1 | FALSE |  | 1.05 | 808.1897 | 2424.569 | 5443 | Cladding sheet (profiled, double skin), stainless steel |  | 0 | A1A3 | 4046.2473 | 0.00020392 | 24.5906 | 7.2419 | 2.8586 | 0.12701 | 52638.4934 | 4996.9726 | 123.9822
| Civic Offices | Extra over for dual door openings on the ground floor and plant room. (Services mechanical and electrical components (£ spent)) | 1701269 | 8404164 | 5.2 | Services equipment | mechanical & electrical | Construction | 808.1897 | kg | 25 | 44 | 1 | FALSE | 1 | FALSE |  | 1.05 | 808.1897 | 2424.569 | 5443 | Cladding sheet (profiled, double skin), stainless steel |  | 0 | A4 | 35.222 | 4.8739e-06 | 0.16747 | 0.031097 | 0.022108 | 7.8439e-05 | 515.3469 | 149.6631 | 0.14315
| Civic Offices | Extra over for dual door openings on the ground floor and plant room. (Services mechanical and electrical components (£ spent)) | 1701269 | 8404164 | 5.2 | Services equipment | mechanical & electrical | Construction | 808.1897 | kg | 25 | 44 | 1 | FALSE | 1 | FALSE |  | 1.05 | 808.1897 | 2424.569 | 5443 | Cladding sheet (profiled, double skin), stainless steel |  | 0 | A5 | 0.021005 | 5.5002e-09 | 0.00014688 | 4.8266e-05 | 2.4374e-05 | 2.9631e-08 | 0.51494 | 6.0614 | 0
| Civic Offices | Extra over for dual door openings on the ground floor and plant room. (Services mechanical and electrical components (£ spent)) | 1701269 | 8404164 | 5.2 | Services equipment | mechanical & electrical | Construction | 808.1897 | kg | 25 | 44 | 1 | FALSE | 1 | FALSE |  | 1.05 | 808.1897 | 2424.569 | 5443 | Cladding sheet (profiled, double skin), stainless steel |  | 0 | D2 | 0 | 0 | 0 | 0 | 0 | 0 | 0 | 0 | 0
| Civic Offices | Extra over for dual door openings on the ground floor and plant room. (Services mechanical and electrical components (£ spent)) | 1701269 | 8404164 | 5.2 | Services equipment | mechanical & electrical | Construction | 808.1897 | kg | 25 | 44 | 1 | FALSE | 1 | FALSE |  | 1.05 | 808.1897 | 2424.569 | 5443 | Cladding sheet (profiled, double skin), stainless steel |  | 0 | D3 | 0 | 0 | 0 | 0 | 0 | 0 | 0 | 0 | 0
| Civic Offices | Extra over for dual door openings on the ground floor and plant room. (Services mechanical and electrical components (£ spent)) | 1701269 | 8404164 | 5.2 | Services equipment | mechanical & electrical | Construction | 808.1897 | kg | 25 | 44 | 1 | FALSE | 1 | FALSE |  | 1.05 | 808.1897 | 2424.569 | 5443 | Cladding sheet (profiled, double skin), stainless steel |  | 0 | D4 | 0 | 0 | 0 | 0 | 0 | 0 | 0 | 0 | 0
| Civic Offices | Extra over for dual door openings on the ground floor and plant room. (Services mechanical and electrical components (£ spent)) | 1701269 | 8404164 | 5.2 | Services equipment | mechanical & electrical | Construction | 808.1897 | kg | 25 | 44 | 1 | FALSE | 1 | FALSE |  | 1.05 | 808.1897 | 2424.569 | 5443 | Cladding sheet (profiled, double skin), stainless steel |  | 60 | C2 | 0 | 0 | 0 | 0 | 0 | 0 | 0 | 0 | 0
| Civic Offices | Extra over for dual door openings on the ground floor and plant room. (Services mechanical and electrical components (£ spent)) | 1701269 | 8404164 | 5.2 | Services equipment | mechanical & electrical | Construction | 808.1897 | kg | 25 | 44 | 1 | FALSE | 1 | FALSE |  | 1.05 | 808.1897 | 2424.569 | 5443 | Cladding sheet (profiled, double skin), stainless steel |  | 60 | C4 | 0.4201 | 1.1e-07 | 0.0029377 | 0.00096532 | 0.00048748 | 5.9261e-07 | 10.2988 | 121.2284 | 0.021068
| Civic Offices | Extra over for dual door openings on the ground floor and plant room. (Services mechanical and electrical components (£ spent)) | 1701269 | 8404164 | 5.2 | Services equipment | mechanical & electrical | Construction | 808.1897 | kg | 25 | 44 | 1 | FALSE | 1 | FALSE |  | 1.05 | 808.1897 | 2424.569 | 5443 | Cladding sheet (profiled, double skin), stainless steel |  | 60 | D2 | 0 | 0 | 0 | 0 | 0 | 0 | 0 | 0 | 0
| Civic Offices | Extra over for dual door openings on the ground floor and plant room. (Services mechanical and electrical components (£ spent)) | 1701269 | 8404164 | 5.2 | Services equipment | mechanical & electrical | Construction | 808.1897 | kg | 25 | 44 | 1 | FALSE | 1 | FALSE |  | 1.05 | 808.1897 | 2424.569 | 5443 | Cladding sheet (profiled, double skin), stainless steel |  | 60 | D3 | 0 | 0 | 0 | 0 | 0 | 0 | 0 | 0 | 0
| Civic Offices | Extra over for dual door openings on the ground floor and plant room. (Services mechanical and electrical components (£ spent)) | 1701269 | 8404164 | 5.2 | Services equipment | mechanical & electrical | Construction | 808.1897 | kg | 25 | 44 | 1 | FALSE | 1 | FALSE |  | 1.05 | 808.1897 | 2424.569 | 5443 | Cladding sheet (profiled, double skin), stainless steel |  | 60 | D4 | 0 | 0 | 0 | 0 | 0 | 0 | 0 | 0 | 0
| Civic Offices | Extra over for dual door openings on the ground floor and plant room. (Services mechanical and electrical components (£ spent)) | 1701269 | 8404164 | 5.2 | Services equipment | mechanical & electrical | Construction | 808.1897 | kg | 25 | 44 | 1 | FALSE | 1 | FALSE |  | 1.05 | 808.1897 | 2424.569 | 5443 | Cladding sheet (profiled, double skin), stainless steel |  | 25 | B4B5 | 4081.9104 | 0.00020891 | 24.7611 | 7.274 | 2.8812 | 0.12709 | 53164.654 | 5273.9255 | 124.1253
| Civic Offices | Extra over for dual door openings on the ground floor and plant room. (Services mechanical and electrical components (£ spent)) | 1701269 | 8404164 | 5.2 | Services equipment | mechanical & electrical | Construction | 808.1897 | kg | 25 | 44 | 1 | FALSE | 1 | FALSE |  | 1.05 | 808.1897 | 2424.569 | 5443 | Cladding sheet (profiled, double skin), stainless steel |  | 25 | D2 | 0 | 0 | 0 | 0 | 0 | 0 | 0 | 0 | 0
| Civic Offices | Extra over for dual door openings on the ground floor and plant room. (Services mechanical and electrical components (£ spent)) | 1701269 | 8404164 | 5.2 | Services equipment | mechanical & electrical | Construction | 808.1897 | kg | 25 | 44 | 1 | FALSE | 1 | FALSE |  | 1.05 | 808.1897 | 2424.569 | 5443 | Cladding sheet (profiled, double skin), stainless steel |  | 25 | D3 | 0 | 0 | 0 | 0 | 0 | 0 | 0 | 0 | 0
| Civic Offices | Extra over for dual door openings on the ground floor and plant room. (Services mechanical and electrical components (£ spent)) | 1701269 | 8404164 | 5.2 | Services equipment | mechanical & electrical | Construction | 808.1897 | kg | 25 | 44 | 1 | FALSE | 1 | FALSE |  | 1.05 | 808.1897 | 2424.569 | 5443 | Cladding sheet (profiled, double skin), stainless steel |  | 25 | D4 | 0 | 0 | 0 | 0 | 0 | 0 | 0 | 0 | 0
| Civic Offices | Extra over for dual door openings on the ground floor and plant room. (Services mechanical and electrical components (£ spent)) | 1701269 | 8404164 | 5.2 | Services equipment | mechanical & electrical | Construction | 808.1897 | kg | 25 | 44 | 1 | FALSE | 1 | FALSE |  | 1.05 | 808.1897 | 2424.569 | 5443 | Cladding sheet (profiled, double skin), stainless steel |  | 50 | B4B5 | 4081.9104 | 0.00020891 | 24.7611 | 7.274 | 2.8812 | 0.12709 | 53164.654 | 5273.9255 | 124.1253
| Civic Offices | Extra over for dual door openings on the ground floor and plant room. (Services mechanical and electrical components (£ spent)) | 1701269 | 8404164 | 5.2 | Services equipment | mechanical & electrical | Construction | 808.1897 | kg | 25 | 44 | 1 | FALSE | 1 | FALSE |  | 1.05 | 808.1897 | 2424.569 | 5443 | Cladding sheet (profiled, double skin), stainless steel |  | 50 | D2 | 0 | 0 | 0 | 0 | 0 | 0 | 0 | 0 | 0
| Civic Offices | Extra over for dual door openings on the ground floor and plant room. (Services mechanical and electrical components (£ spent)) | 1701269 | 8404164 | 5.2 | Services equipment | mechanical & electrical | Construction | 808.1897 | kg | 25 | 44 | 1 | FALSE | 1 | FALSE |  | 1.05 | 808.1897 | 2424.569 | 5443 | Cladding sheet (profiled, double skin), stainless steel |  | 50 | D3 | 0 | 0 | 0 | 0 | 0 | 0 | 0 | 0 | 0
| Civic Offices | Extra over for dual door openings on the ground floor and plant room. (Services mechanical and electrical components (£ spent)) | 1701269 | 8404164 | 5.2 | Services equipment | mechanical & electrical | Construction | 808.1897 | kg | 25 | 44 | 1 | FALSE | 1 | FALSE |  | 1.05 | 808.1897 | 2424.569 | 5443 | Cladding sheet (profiled, double skin), stainless steel |  | 50 | D4 | 0 | 0 | 0 | 0 | 0 | 0 | 0 | 0 | 0
| Civic Offices | Extra over for dual door openings on the ground floor and plant room. (Services mechanical and electrical components (£ spent)) | 1701269 | 8404165 | 5.2 | Services equipment | mechanical & electrical | Construction | 161.6379 | kg | 25 | 44 | 1 | FALSE | 1 | FALSE |  | 1.1 | 161.6379 | 484.9138 | 5052 | Membrane (breather), polypropylene |  | 0 | A1A3 | 976.7445 | 2.2305e-05 | 5.501 | 1.5819 | 0.65353 | 0.0011461 | 21265.0649 | 84.3735 | 4.8189
| Civic Offices | Extra over for dual door openings on the ground floor and plant room. (Services mechanical and electrical components (£ spent)) | 1701269 | 8404165 | 5.2 | Services equipment | mechanical & electrical | Construction | 161.6379 | kg | 25 | 44 | 1 | FALSE | 1 | FALSE |  | 1.1 | 161.6379 | 484.9138 | 5052 | Membrane (breather), polypropylene |  | 0 | A4 | 3.3688 | 6.0528e-07 | 0.01103 | 0.0029814 | 0.0018818 | 1.1748e-05 | 50.2167 | 7.6677 | 0.013863
| Civic Offices | Extra over for dual door openings on the ground floor and plant room. (Services mechanical and electrical components (£ spent)) | 1701269 | 8404165 | 5.2 | Services equipment | mechanical & electrical | Construction | 161.6379 | kg | 25 | 44 | 1 | FALSE | 1 | FALSE |  | 1.1 | 161.6379 | 484.9138 | 5052 | Membrane (breather), polypropylene |  | 0 | A5 | 0.42601 | 1.355e-08 | 0.00039226 | 0.035741 | 0.00013016 | 7.5705e-08 | 1.24 | 2.5862 | 0
| Civic Offices | Extra over for dual door openings on the ground floor and plant room. (Services mechanical and electrical components (£ spent)) | 1701269 | 8404165 | 5.2 | Services equipment | mechanical & electrical | Construction | 161.6379 | kg | 25 | 44 | 1 | FALSE | 1 | FALSE |  | 1.1 | 161.6379 | 484.9138 | 5052 | Membrane (breather), polypropylene |  | 0 | D2 | 0 | 0 | 0 | 0 | 0 | 0 | 0 | 0 | 0
| Civic Offices | Extra over for dual door openings on the ground floor and plant room. (Services mechanical and electrical components (£ spent)) | 1701269 | 8404165 | 5.2 | Services equipment | mechanical & electrical | Construction | 161.6379 | kg | 25 | 44 | 1 | FALSE | 1 | FALSE |  | 1.1 | 161.6379 | 484.9138 | 5052 | Membrane (breather), polypropylene |  | 0 | D3 | 0 | 0 | 0 | 0 | 0 | 0 | 0 | 0 | 0
| Civic Offices | Extra over for dual door openings on the ground floor and plant room. (Services mechanical and electrical components (£ spent)) | 1701269 | 8404165 | 5.2 | Services equipment | mechanical & electrical | Construction | 161.6379 | kg | 25 | 44 | 1 | FALSE | 1 | FALSE |  | 1.1 | 161.6379 | 484.9138 | 5052 | Membrane (breather), polypropylene |  | 0 | D4 | 0 | 0 | 0 | 0 | 0 | 0 | 0 | 0 | 0
| Civic Offices | Extra over for dual door openings on the ground floor and plant room. (Services mechanical and electrical components (£ spent)) | 1701269 | 8404165 | 5.2 | Services equipment | mechanical & electrical | Construction | 161.6379 | kg | 25 | 44 | 1 | FALSE | 1 | FALSE |  | 1.1 | 161.6379 | 484.9138 | 5052 | Membrane (breather), polypropylene |  | 60 | C2 | 0 | 0 | 0 | 0 | 0 | 0 | 0 | 0 | 0
| Civic Offices | Extra over for dual door openings on the ground floor and plant room. (Services mechanical and electrical components (£ spent)) | 1701269 | 8404165 | 5.2 | Services equipment | mechanical & electrical | Construction | 161.6379 | kg | 25 | 44 | 1 | FALSE | 1 | FALSE |  | 1.1 | 161.6379 | 484.9138 | 5052 | Membrane (breather), polypropylene |  | 60 | C4 | 4.2601 | 1.355e-07 | 0.0039226 | 0.35741 | 0.0013016 | 7.5705e-07 | 12.3996 | 25.8621 | 0.11993
| Civic Offices | Extra over for dual door openings on the ground floor and plant room. (Services mechanical and electrical components (£ spent)) | 1701269 | 8404165 | 5.2 | Services equipment | mechanical & electrical | Construction | 161.6379 | kg | 25 | 44 | 1 | FALSE | 1 | FALSE |  | 1.1 | 161.6379 | 484.9138 | 5052 | Membrane (breather), polypropylene |  | 60 | D2 | 0 | 0 | 0 | 0 | 0 | 0 | 0 | 0 | 0
| Civic Offices | Extra over for dual door openings on the ground floor and plant room. (Services mechanical and electrical components (£ spent)) | 1701269 | 8404165 | 5.2 | Services equipment | mechanical & electrical | Construction | 161.6379 | kg | 25 | 44 | 1 | FALSE | 1 | FALSE |  | 1.1 | 161.6379 | 484.9138 | 5052 | Membrane (breather), polypropylene |  | 60 | D3 | 0 | 0 | 0 | 0 | 0 | 0 | 0 | 0 | 0
| Civic Offices | Extra over for dual door openings on the ground floor and plant room. (Services mechanical and electrical components (£ spent)) | 1701269 | 8404165 | 5.2 | Services equipment | mechanical & electrical | Construction | 161.6379 | kg | 25 | 44 | 1 | FALSE | 1 | FALSE |  | 1.1 | 161.6379 | 484.9138 | 5052 | Membrane (breather), polypropylene |  | 60 | D4 | 0 | 0 | 0 | 0 | 0 | 0 | 0 | 0 | 0
| Civic Offices | Extra over for dual door openings on the ground floor and plant room. (Services mechanical and electrical components (£ spent)) | 1701269 | 8404165 | 5.2 | Services equipment | mechanical & electrical | Construction | 161.6379 | kg | 25 | 44 | 1 | FALSE | 1 | FALSE |  | 1.1 | 161.6379 | 484.9138 | 5052 | Membrane (breather), polypropylene |  | 25 | B4B5 | 984.7993 | 2.3059e-05 | 5.5164 | 1.978 | 0.65684 | 0.0011587 | 21328.9212 | 120.4895 | 4.8327
| Civic Offices | Extra over for dual door openings on the ground floor and plant room. (Services mechanical and electrical components (£ spent)) | 1701269 | 8404165 | 5.2 | Services equipment | mechanical & electrical | Construction | 161.6379 | kg | 25 | 44 | 1 | FALSE | 1 | FALSE |  | 1.1 | 161.6379 | 484.9138 | 5052 | Membrane (breather), polypropylene |  | 25 | D2 | 0 | 0 | 0 | 0 | 0 | 0 | 0 | 0 | 0
| Civic Offices | Extra over for dual door openings on the ground floor and plant room. (Services mechanical and electrical components (£ spent)) | 1701269 | 8404165 | 5.2 | Services equipment | mechanical & electrical | Construction | 161.6379 | kg | 25 | 44 | 1 | FALSE | 1 | FALSE |  | 1.1 | 161.6379 | 484.9138 | 5052 | Membrane (breather), polypropylene |  | 25 | D3 | 0 | 0 | 0 | 0 | 0 | 0 | 0 | 0 | 0
| Civic Offices | Extra over for dual door openings on the ground floor and plant room. (Services mechanical and electrical components (£ spent)) | 1701269 | 8404165 | 5.2 | Services equipment | mechanical & electrical | Construction | 161.6379 | kg | 25 | 44 | 1 | FALSE | 1 | FALSE |  | 1.1 | 161.6379 | 484.9138 | 5052 | Membrane (breather), polypropylene |  | 25 | D4 | 0 | 0 | 0 | 0 | 0 | 0 | 0 | 0 | 0
| Civic Offices | Extra over for dual door openings on the ground floor and plant room. (Services mechanical and electrical components (£ spent)) | 1701269 | 8404165 | 5.2 | Services equipment | mechanical & electrical | Construction | 161.6379 | kg | 25 | 44 | 1 | FALSE | 1 | FALSE |  | 1.1 | 161.6379 | 484.9138 | 5052 | Membrane (breather), polypropylene |  | 50 | B4B5 | 984.7993 | 2.3059e-05 | 5.5164 | 1.978 | 0.65684 | 0.0011587 | 21328.9212 | 120.4895 | 4.8327
| Civic Offices | Extra over for dual door openings on the ground floor and plant room. (Services mechanical and electrical components (£ spent)) | 1701269 | 8404165 | 5.2 | Services equipment | mechanical & electrical | Construction | 161.6379 | kg | 25 | 44 | 1 | FALSE | 1 | FALSE |  | 1.1 | 161.6379 | 484.9138 | 5052 | Membrane (breather), polypropylene |  | 50 | D2 | 0 | 0 | 0 | 0 | 0 | 0 | 0 | 0 | 0
| Civic Offices | Extra over for dual door openings on the ground floor and plant room. (Services mechanical and electrical components (£ spent)) | 1701269 | 8404165 | 5.2 | Services equipment | mechanical & electrical | Construction | 161.6379 | kg | 25 | 44 | 1 | FALSE | 1 | FALSE |  | 1.1 | 161.6379 | 484.9138 | 5052 | Membrane (breather), polypropylene |  | 50 | D3 | 0 | 0 | 0 | 0 | 0 | 0 | 0 | 0 | 0
| Civic Offices | Extra over for dual door openings on the ground floor and plant room. (Services mechanical and electrical components (£ spent)) | 1701269 | 8404165 | 5.2 | Services equipment | mechanical & electrical | Construction | 161.6379 | kg | 25 | 44 | 1 | FALSE | 1 | FALSE |  | 1.1 | 161.6379 | 484.9138 | 5052 | Membrane (breather), polypropylene |  | 50 | D4 | 0 | 0 | 0 | 0 | 0 | 0 | 0 | 0 | 0
| Civic Offices | Services LED light fitting | 1701273 | 8404174 | 5.8 | Electrical installations | heat sink | Construction | 11.6526 | kg | 10 | 44 | 1 | FALSE | 1 | FALSE |  | 1.01 | 11.6526 | 69.9158 | 5536 | Window furniture/hardware, aluminium |  | 0 | A1A3 | 221.1592 | 7.4888e-06 | 1.5119 | 0.34644 | 0.1123 | 0.00019264 | 2764.1535 | 46.786 | 1.4684
| Civic Offices | Services LED light fitting | 1701273 | 8404174 | 5.8 | Electrical installations | heat sink | Construction | 11.6526 | kg | 10 | 44 | 1 | FALSE | 1 | FALSE |  | 1.01 | 11.6526 | 69.9158 | 5536 | Window furniture/hardware, aluminium |  | 0 | A4 | 0.57997 | 6.4328e-08 | 0.0030047 | 0.00048762 | 0.00037054 | 8.0601e-07 | 8.3743 | 2.2765 | 0.0022879
| Civic Offices | Services LED light fitting | 1701273 | 8404174 | 5.8 | Electrical installations | heat sink | Construction | 11.6526 | kg | 10 | 44 | 1 | FALSE | 1 | FALSE |  | 1.01 | 11.6526 | 69.9158 | 5536 | Window furniture/hardware, aluminium |  | 0 | A5 | 6.057e-05 | 1.5861e-11 | 4.2356e-07 | 1.3918e-07 | 7.0286e-08 | 8.5444e-11 | 0.0014849 | 0.017479 | 0
| Civic Offices | Services LED light fitting | 1701273 | 8404174 | 5.8 | Electrical installations | heat sink | Construction | 11.6526 | kg | 10 | 44 | 1 | FALSE | 1 | FALSE |  | 1.01 | 11.6526 | 69.9158 | 5536 | Window furniture/hardware, aluminium |  | 0 | D2 | 0 | 0 | 0 | 0 | 0 | 0 | 0 | 0 | 0
| Civic Offices | Services LED light fitting | 1701273 | 8404174 | 5.8 | Electrical installations | heat sink | Construction | 11.6526 | kg | 10 | 44 | 1 | FALSE | 1 | FALSE |  | 1.01 | 11.6526 | 69.9158 | 5536 | Window furniture/hardware, aluminium |  | 0 | D3 | 0 | 0 | 0 | 0 | 0 | 0 | 0 | 0 | 0
| Civic Offices | Services LED light fitting | 1701273 | 8404174 | 5.8 | Electrical installations | heat sink | Construction | 11.6526 | kg | 10 | 44 | 1 | FALSE | 1 | FALSE |  | 1.01 | 11.6526 | 69.9158 | 5536 | Window furniture/hardware, aluminium |  | 0 | D4 | 0 | 0 | 0 | 0 | 0 | 0 | 0 | 0 | 0
| Civic Offices | Services LED light fitting | 1701273 | 8404174 | 5.8 | Electrical installations | heat sink | Construction | 11.6526 | kg | 10 | 44 | 1 | FALSE | 1 | FALSE |  | 1.01 | 11.6526 | 69.9158 | 5536 | Window furniture/hardware, aluminium |  | 60 | C2 | 0 | 0 | 0 | 0 | 0 | 0 | 0 | 0 | 0
| Civic Offices | Services LED light fitting | 1701273 | 8404174 | 5.8 | Electrical installations | heat sink | Construction | 11.6526 | kg | 10 | 44 | 1 | FALSE | 1 | FALSE |  | 1.01 | 11.6526 | 69.9158 | 5536 | Window furniture/hardware, aluminium |  | 60 | C4 | 0.006057 | 1.5861e-09 | 4.2356e-05 | 1.3918e-05 | 7.0286e-06 | 8.5444e-09 | 0.14849 | 1.7479 | 0.00030376
| Civic Offices | Services LED light fitting | 1701273 | 8404174 | 5.8 | Electrical installations | heat sink | Construction | 11.6526 | kg | 10 | 44 | 1 | FALSE | 1 | FALSE |  | 1.01 | 11.6526 | 69.9158 | 5536 | Window furniture/hardware, aluminium |  | 60 | D2 | 0 | 0 | 0 | 0 | 0 | 0 | 0 | 0 | 0
| Civic Offices | Services LED light fitting | 1701273 | 8404174 | 5.8 | Electrical installations | heat sink | Construction | 11.6526 | kg | 10 | 44 | 1 | FALSE | 1 | FALSE |  | 1.01 | 11.6526 | 69.9158 | 5536 | Window furniture/hardware, aluminium |  | 60 | D3 | 0 | 0 | 0 | 0 | 0 | 0 | 0 | 0 | 0
| Civic Offices | Services LED light fitting | 1701273 | 8404174 | 5.8 | Electrical installations | heat sink | Construction | 11.6526 | kg | 10 | 44 | 1 | FALSE | 1 | FALSE |  | 1.01 | 11.6526 | 69.9158 | 5536 | Window furniture/hardware, aluminium |  | 60 | D4 | 0 | 0 | 0 | 0 | 0 | 0 | 0 | 0 | 0
| Civic Offices | Services LED light fitting | 1701273 | 8404174 | 5.8 | Electrical installations | heat sink | Construction | 11.6526 | kg | 10 | 44 | 1 | FALSE | 1 | FALSE |  | 1.01 | 11.6526 | 69.9158 | 5536 | Window furniture/hardware, aluminium |  | 10 | B4B5 | 221.7453 | 7.5548e-06 | 1.5149 | 0.34694 | 0.11268 | 0.00019346 | 2772.6778 | 50.8279 | 1.4707
| Civic Offices | Services LED light fitting | 1701273 | 8404174 | 5.8 | Electrical installations | heat sink | Construction | 11.6526 | kg | 10 | 44 | 1 | FALSE | 1 | FALSE |  | 1.01 | 11.6526 | 69.9158 | 5536 | Window furniture/hardware, aluminium |  | 10 | D2 | 0 | 0 | 0 | 0 | 0 | 0 | 0 | 0 | 0
| Civic Offices | Services LED light fitting | 1701273 | 8404174 | 5.8 | Electrical installations | heat sink | Construction | 11.6526 | kg | 10 | 44 | 1 | FALSE | 1 | FALSE |  | 1.01 | 11.6526 | 69.9158 | 5536 | Window furniture/hardware, aluminium |  | 10 | D3 | 0 | 0 | 0 | 0 | 0 | 0 | 0 | 0 | 0
| Civic Offices | Services LED light fitting | 1701273 | 8404174 | 5.8 | Electrical installations | heat sink | Construction | 11.6526 | kg | 10 | 44 | 1 | FALSE | 1 | FALSE |  | 1.01 | 11.6526 | 69.9158 | 5536 | Window furniture/hardware, aluminium |  | 10 | D4 | 0 | 0 | 0 | 0 | 0 | 0 | 0 | 0 | 0
| Civic Offices | Services LED light fitting | 1701273 | 8404174 | 5.8 | Electrical installations | heat sink | Construction | 11.6526 | kg | 10 | 44 | 1 | FALSE | 1 | FALSE |  | 1.01 | 11.6526 | 69.9158 | 5536 | Window furniture/hardware, aluminium |  | 20 | B4B5 | 221.7453 | 7.5548e-06 | 1.5149 | 0.34694 | 0.11268 | 0.00019346 | 2772.6778 | 50.8279 | 1.4707
| Civic Offices | Services LED light fitting | 1701273 | 8404174 | 5.8 | Electrical installations | heat sink | Construction | 11.6526 | kg | 10 | 44 | 1 | FALSE | 1 | FALSE |  | 1.01 | 11.6526 | 69.9158 | 5536 | Window furniture/hardware, aluminium |  | 20 | D2 | 0 | 0 | 0 | 0 | 0 | 0 | 0 | 0 | 0
| Civic Offices | Services LED light fitting | 1701273 | 8404174 | 5.8 | Electrical installations | heat sink | Construction | 11.6526 | kg | 10 | 44 | 1 | FALSE | 1 | FALSE |  | 1.01 | 11.6526 | 69.9158 | 5536 | Window furniture/hardware, aluminium |  | 20 | D3 | 0 | 0 | 0 | 0 | 0 | 0 | 0 | 0 | 0
| Civic Offices | Services LED light fitting | 1701273 | 8404174 | 5.8 | Electrical installations | heat sink | Construction | 11.6526 | kg | 10 | 44 | 1 | FALSE | 1 | FALSE |  | 1.01 | 11.6526 | 69.9158 | 5536 | Window furniture/hardware, aluminium |  | 20 | D4 | 0 | 0 | 0 | 0 | 0 | 0 | 0 | 0 | 0
| Civic Offices | Services LED light fitting | 1701273 | 8404174 | 5.8 | Electrical installations | heat sink | Construction | 11.6526 | kg | 10 | 44 | 1 | FALSE | 1 | FALSE |  | 1.01 | 11.6526 | 69.9158 | 5536 | Window furniture/hardware, aluminium |  | 30 | B4B5 | 221.7453 | 7.5548e-06 | 1.5149 | 0.34694 | 0.11268 | 0.00019346 | 2772.6778 | 50.8279 | 1.4707
| Civic Offices | Services LED light fitting | 1701273 | 8404174 | 5.8 | Electrical installations | heat sink | Construction | 11.6526 | kg | 10 | 44 | 1 | FALSE | 1 | FALSE |  | 1.01 | 11.6526 | 69.9158 | 5536 | Window furniture/hardware, aluminium |  | 30 | D2 | 0 | 0 | 0 | 0 | 0 | 0 | 0 | 0 | 0
| Civic Offices | Services LED light fitting | 1701273 | 8404174 | 5.8 | Electrical installations | heat sink | Construction | 11.6526 | kg | 10 | 44 | 1 | FALSE | 1 | FALSE |  | 1.01 | 11.6526 | 69.9158 | 5536 | Window furniture/hardware, aluminium |  | 30 | D3 | 0 | 0 | 0 | 0 | 0 | 0 | 0 | 0 | 0
| Civic Offices | Services LED light fitting | 1701273 | 8404174 | 5.8 | Electrical installations | heat sink | Construction | 11.6526 | kg | 10 | 44 | 1 | FALSE | 1 | FALSE |  | 1.01 | 11.6526 | 69.9158 | 5536 | Window furniture/hardware, aluminium |  | 30 | D4 | 0 | 0 | 0 | 0 | 0 | 0 | 0 | 0 | 0
| Civic Offices | Services LED light fitting | 1701273 | 8404174 | 5.8 | Electrical installations | heat sink | Construction | 11.6526 | kg | 10 | 44 | 1 | FALSE | 1 | FALSE |  | 1.01 | 11.6526 | 69.9158 | 5536 | Window furniture/hardware, aluminium |  | 40 | B4B5 | 221.7453 | 7.5548e-06 | 1.5149 | 0.34694 | 0.11268 | 0.00019346 | 2772.6778 | 50.8279 | 1.4707
| Civic Offices | Services LED light fitting | 1701273 | 8404174 | 5.8 | Electrical installations | heat sink | Construction | 11.6526 | kg | 10 | 44 | 1 | FALSE | 1 | FALSE |  | 1.01 | 11.6526 | 69.9158 | 5536 | Window furniture/hardware, aluminium |  | 40 | D2 | 0 | 0 | 0 | 0 | 0 | 0 | 0 | 0 | 0
| Civic Offices | Services LED light fitting | 1701273 | 8404174 | 5.8 | Electrical installations | heat sink | Construction | 11.6526 | kg | 10 | 44 | 1 | FALSE | 1 | FALSE |  | 1.01 | 11.6526 | 69.9158 | 5536 | Window furniture/hardware, aluminium |  | 40 | D3 | 0 | 0 | 0 | 0 | 0 | 0 | 0 | 0 | 0
| Civic Offices | Services LED light fitting | 1701273 | 8404174 | 5.8 | Electrical installations | heat sink | Construction | 11.6526 | kg | 10 | 44 | 1 | FALSE | 1 | FALSE |  | 1.01 | 11.6526 | 69.9158 | 5536 | Window furniture/hardware, aluminium |  | 40 | D4 | 0 | 0 | 0 | 0 | 0 | 0 | 0 | 0 | 0
| Civic Offices | Services LED light fitting | 1701273 | 8404174 | 5.8 | Electrical installations | heat sink | Construction | 11.6526 | kg | 10 | 44 | 1 | FALSE | 1 | FALSE |  | 1.01 | 11.6526 | 69.9158 | 5536 | Window furniture/hardware, aluminium |  | 50 | B4B5 | 221.7453 | 7.5548e-06 | 1.5149 | 0.34694 | 0.11268 | 0.00019346 | 2772.6778 | 50.8279 | 1.4707
| Civic Offices | Services LED light fitting | 1701273 | 8404174 | 5.8 | Electrical installations | heat sink | Construction | 11.6526 | kg | 10 | 44 | 1 | FALSE | 1 | FALSE |  | 1.01 | 11.6526 | 69.9158 | 5536 | Window furniture/hardware, aluminium |  | 50 | D2 | 0 | 0 | 0 | 0 | 0 | 0 | 0 | 0 | 0
| Civic Offices | Services LED light fitting | 1701273 | 8404174 | 5.8 | Electrical installations | heat sink | Construction | 11.6526 | kg | 10 | 44 | 1 | FALSE | 1 | FALSE |  | 1.01 | 11.6526 | 69.9158 | 5536 | Window furniture/hardware, aluminium |  | 50 | D3 | 0 | 0 | 0 | 0 | 0 | 0 | 0 | 0 | 0
| Civic Offices | Services LED light fitting | 1701273 | 8404174 | 5.8 | Electrical installations | heat sink | Construction | 11.6526 | kg | 10 | 44 | 1 | FALSE | 1 | FALSE |  | 1.01 | 11.6526 | 69.9158 | 5536 | Window furniture/hardware, aluminium |  | 50 | D4 | 0 | 0 | 0 | 0 | 0 | 0 | 0 | 0 | 0
| Civic Offices | Services LED light fitting | 1701273 | 8404175 | 5.8 | Electrical installations | glass bulb | Construction | 3.3789 | kg | 10 | 44 | 1 | FALSE | 1 | FALSE |  | 1.05 | 3.3789 | 20.2737 | 5490 | General glazing, glass (toughened) |  | 0 | A1A3 | 3.9854 | 3.6746e-07 | 0.037842 | 0.0047717 | 0.0022919 | 2.5305e-05 | 48.8052 | 27.5761 | 0.019428
| Civic Offices | Services LED light fitting | 1701273 | 8404175 | 5.8 | Electrical installations | glass bulb | Construction | 3.3789 | kg | 10 | 44 | 1 | FALSE | 1 | FALSE |  | 1.05 | 3.3789 | 20.2737 | 5490 | General glazing, glass (toughened) |  | 0 | A4 | 0.085424 | 1.5724e-08 | 0.00028565 | 7.5368e-05 | 4.9831e-05 | 2.2497e-07 | 1.2901 | 0.15939 | 0.00035392
| Civic Offices | Services LED light fitting | 1701273 | 8404175 | 5.8 | Electrical installations | glass bulb | Construction | 3.3789 | kg | 10 | 44 | 1 | FALSE | 1 | FALSE |  | 1.05 | 3.3789 | 20.2737 | 5490 | General glazing, glass (toughened) |  | 0 | A5 | 0.00026313 | 9.0707e-11 | 2.0265e-06 | 5.0039e-07 | 3.5008e-07 | 2.8444e-10 | 0.0076425 | 0.025342 | 0
| Civic Offices | Services LED light fitting | 1701273 | 8404175 | 5.8 | Electrical installations | glass bulb | Construction | 3.3789 | kg | 10 | 44 | 1 | FALSE | 1 | FALSE |  | 1.05 | 3.3789 | 20.2737 | 5490 | General glazing, glass (toughened) |  | 0 | D2 | 0 | 0 | 0 | 0 | 0 | 0 | 0 | 0 | 0
| Civic Offices | Services LED light fitting | 1701273 | 8404175 | 5.8 | Electrical installations | glass bulb | Construction | 3.3789 | kg | 10 | 44 | 1 | FALSE | 1 | FALSE |  | 1.05 | 3.3789 | 20.2737 | 5490 | General glazing, glass (toughened) |  | 0 | D3 | 0 | 0 | 0 | 0 | 0 | 0 | 0 | 0 | 0
| Civic Offices | Services LED light fitting | 1701273 | 8404175 | 5.8 | Electrical installations | glass bulb | Construction | 3.3789 | kg | 10 | 44 | 1 | FALSE | 1 | FALSE |  | 1.05 | 3.3789 | 20.2737 | 5490 | General glazing, glass (toughened) |  | 0 | D4 | 0 | 0 | 0 | 0 | 0 | 0 | 0 | 0 | 0
| Civic Offices | Services LED light fitting | 1701273 | 8404175 | 5.8 | Electrical installations | glass bulb | Construction | 3.3789 | kg | 10 | 44 | 1 | FALSE | 1 | FALSE |  | 1.05 | 3.3789 | 20.2737 | 5490 | General glazing, glass (toughened) |  | 60 | C2 | 0 | 0 | 0 | 0 | 0 | 0 | 0 | 0 | 0
| Civic Offices | Services LED light fitting | 1701273 | 8404175 | 5.8 | Electrical installations | glass bulb | Construction | 3.3789 | kg | 10 | 44 | 1 | FALSE | 1 | FALSE |  | 1.05 | 3.3789 | 20.2737 | 5490 | General glazing, glass (toughened) |  | 60 | C4 | 0.0052626 | 1.8141e-09 | 4.053e-05 | 1.0008e-05 | 7.0015e-06 | 5.6887e-09 | 0.15285 | 0.50684 | 0.0004961
| Civic Offices | Services LED light fitting | 1701273 | 8404175 | 5.8 | Electrical installations | glass bulb | Construction | 3.3789 | kg | 10 | 44 | 1 | FALSE | 1 | FALSE |  | 1.05 | 3.3789 | 20.2737 | 5490 | General glazing, glass (toughened) |  | 60 | D2 | 0 | 0 | 0 | 0 | 0 | 0 | 0 | 0 | 0
| Civic Offices | Services LED light fitting | 1701273 | 8404175 | 5.8 | Electrical installations | glass bulb | Construction | 3.3789 | kg | 10 | 44 | 1 | FALSE | 1 | FALSE |  | 1.05 | 3.3789 | 20.2737 | 5490 | General glazing, glass (toughened) |  | 60 | D3 | 0 | 0 | 0 | 0 | 0 | 0 | 0 | 0 | 0
| Civic Offices | Services LED light fitting | 1701273 | 8404175 | 5.8 | Electrical installations | glass bulb | Construction | 3.3789 | kg | 10 | 44 | 1 | FALSE | 1 | FALSE |  | 1.05 | 3.3789 | 20.2737 | 5490 | General glazing, glass (toughened) |  | 60 | D4 | 0 | 0 | 0 | 0 | 0 | 0 | 0 | 0 | 0
| Civic Offices | Services LED light fitting | 1701273 | 8404175 | 5.8 | Electrical installations | glass bulb | Construction | 3.3789 | kg | 10 | 44 | 1 | FALSE | 1 | FALSE |  | 1.05 | 3.3789 | 20.2737 | 5490 | General glazing, glass (toughened) |  | 10 | B4B5 | 4.0764 | 3.8509e-07 | 0.038171 | 0.0048576 | 0.0023491 | 2.5536e-05 | 50.2557 | 28.2677 | 0.019782
| Civic Offices | Services LED light fitting | 1701273 | 8404175 | 5.8 | Electrical installations | glass bulb | Construction | 3.3789 | kg | 10 | 44 | 1 | FALSE | 1 | FALSE |  | 1.05 | 3.3789 | 20.2737 | 5490 | General glazing, glass (toughened) |  | 10 | D2 | 0 | 0 | 0 | 0 | 0 | 0 | 0 | 0 | 0
| Civic Offices | Services LED light fitting | 1701273 | 8404175 | 5.8 | Electrical installations | glass bulb | Construction | 3.3789 | kg | 10 | 44 | 1 | FALSE | 1 | FALSE |  | 1.05 | 3.3789 | 20.2737 | 5490 | General glazing, glass (toughened) |  | 10 | D3 | 0 | 0 | 0 | 0 | 0 | 0 | 0 | 0 | 0
| Civic Offices | Services LED light fitting | 1701273 | 8404175 | 5.8 | Electrical installations | glass bulb | Construction | 3.3789 | kg | 10 | 44 | 1 | FALSE | 1 | FALSE |  | 1.05 | 3.3789 | 20.2737 | 5490 | General glazing, glass (toughened) |  | 10 | D4 | 0 | 0 | 0 | 0 | 0 | 0 | 0 | 0 | 0
| Civic Offices | Services LED light fitting | 1701273 | 8404175 | 5.8 | Electrical installations | glass bulb | Construction | 3.3789 | kg | 10 | 44 | 1 | FALSE | 1 | FALSE |  | 1.05 | 3.3789 | 20.2737 | 5490 | General glazing, glass (toughened) |  | 20 | B4B5 | 4.0764 | 3.8509e-07 | 0.038171 | 0.0048576 | 0.0023491 | 2.5536e-05 | 50.2557 | 28.2677 | 0.019782
| Civic Offices | Services LED light fitting | 1701273 | 8404175 | 5.8 | Electrical installations | glass bulb | Construction | 3.3789 | kg | 10 | 44 | 1 | FALSE | 1 | FALSE |  | 1.05 | 3.3789 | 20.2737 | 5490 | General glazing, glass (toughened) |  | 20 | D2 | 0 | 0 | 0 | 0 | 0 | 0 | 0 | 0 | 0
| Civic Offices | Services LED light fitting | 1701273 | 8404175 | 5.8 | Electrical installations | glass bulb | Construction | 3.3789 | kg | 10 | 44 | 1 | FALSE | 1 | FALSE |  | 1.05 | 3.3789 | 20.2737 | 5490 | General glazing, glass (toughened) |  | 20 | D3 | 0 | 0 | 0 | 0 | 0 | 0 | 0 | 0 | 0
| Civic Offices | Services LED light fitting | 1701273 | 8404175 | 5.8 | Electrical installations | glass bulb | Construction | 3.3789 | kg | 10 | 44 | 1 | FALSE | 1 | FALSE |  | 1.05 | 3.3789 | 20.2737 | 5490 | General glazing, glass (toughened) |  | 20 | D4 | 0 | 0 | 0 | 0 | 0 | 0 | 0 | 0 | 0
| Civic Offices | Services LED light fitting | 1701273 | 8404175 | 5.8 | Electrical installations | glass bulb | Construction | 3.3789 | kg | 10 | 44 | 1 | FALSE | 1 | FALSE |  | 1.05 | 3.3789 | 20.2737 | 5490 | General glazing, glass (toughened) |  | 30 | B4B5 | 4.0764 | 3.8509e-07 | 0.038171 | 0.0048576 | 0.0023491 | 2.5536e-05 | 50.2557 | 28.2677 | 0.019782
| Civic Offices | Services LED light fitting | 1701273 | 8404175 | 5.8 | Electrical installations | glass bulb | Construction | 3.3789 | kg | 10 | 44 | 1 | FALSE | 1 | FALSE |  | 1.05 | 3.3789 | 20.2737 | 5490 | General glazing, glass (toughened) |  | 30 | D2 | 0 | 0 | 0 | 0 | 0 | 0 | 0 | 0 | 0
| Civic Offices | Services LED light fitting | 1701273 | 8404175 | 5.8 | Electrical installations | glass bulb | Construction | 3.3789 | kg | 10 | 44 | 1 | FALSE | 1 | FALSE |  | 1.05 | 3.3789 | 20.2737 | 5490 | General glazing, glass (toughened) |  | 30 | D3 | 0 | 0 | 0 | 0 | 0 | 0 | 0 | 0 | 0
| Civic Offices | Services LED light fitting | 1701273 | 8404175 | 5.8 | Electrical installations | glass bulb | Construction | 3.3789 | kg | 10 | 44 | 1 | FALSE | 1 | FALSE |  | 1.05 | 3.3789 | 20.2737 | 5490 | General glazing, glass (toughened) |  | 30 | D4 | 0 | 0 | 0 | 0 | 0 | 0 | 0 | 0 | 0
| Civic Offices | Services LED light fitting | 1701273 | 8404175 | 5.8 | Electrical installations | glass bulb | Construction | 3.3789 | kg | 10 | 44 | 1 | FALSE | 1 | FALSE |  | 1.05 | 3.3789 | 20.2737 | 5490 | General glazing, glass (toughened) |  | 40 | B4B5 | 4.0764 | 3.8509e-07 | 0.038171 | 0.0048576 | 0.0023491 | 2.5536e-05 | 50.2557 | 28.2677 | 0.019782
| Civic Offices | Services LED light fitting | 1701273 | 8404175 | 5.8 | Electrical installations | glass bulb | Construction | 3.3789 | kg | 10 | 44 | 1 | FALSE | 1 | FALSE |  | 1.05 | 3.3789 | 20.2737 | 5490 | General glazing, glass (toughened) |  | 40 | D2 | 0 | 0 | 0 | 0 | 0 | 0 | 0 | 0 | 0
| Civic Offices | Services LED light fitting | 1701273 | 8404175 | 5.8 | Electrical installations | glass bulb | Construction | 3.3789 | kg | 10 | 44 | 1 | FALSE | 1 | FALSE |  | 1.05 | 3.3789 | 20.2737 | 5490 | General glazing, glass (toughened) |  | 40 | D3 | 0 | 0 | 0 | 0 | 0 | 0 | 0 | 0 | 0
| Civic Offices | Services LED light fitting | 1701273 | 8404175 | 5.8 | Electrical installations | glass bulb | Construction | 3.3789 | kg | 10 | 44 | 1 | FALSE | 1 | FALSE |  | 1.05 | 3.3789 | 20.2737 | 5490 | General glazing, glass (toughened) |  | 40 | D4 | 0 | 0 | 0 | 0 | 0 | 0 | 0 | 0 | 0
| Civic Offices | Services LED light fitting | 1701273 | 8404175 | 5.8 | Electrical installations | glass bulb | Construction | 3.3789 | kg | 10 | 44 | 1 | FALSE | 1 | FALSE |  | 1.05 | 3.3789 | 20.2737 | 5490 | General glazing, glass (toughened) |  | 50 | B4B5 | 4.0764 | 3.8509e-07 | 0.038171 | 0.0048576 | 0.0023491 | 2.5536e-05 | 50.2557 | 28.2677 | 0.019782
| Civic Offices | Services LED light fitting | 1701273 | 8404175 | 5.8 | Electrical installations | glass bulb | Construction | 3.3789 | kg | 10 | 44 | 1 | FALSE | 1 | FALSE |  | 1.05 | 3.3789 | 20.2737 | 5490 | General glazing, glass (toughened) |  | 50 | D2 | 0 | 0 | 0 | 0 | 0 | 0 | 0 | 0 | 0
| Civic Offices | Services LED light fitting | 1701273 | 8404175 | 5.8 | Electrical installations | glass bulb | Construction | 3.3789 | kg | 10 | 44 | 1 | FALSE | 1 | FALSE |  | 1.05 | 3.3789 | 20.2737 | 5490 | General glazing, glass (toughened) |  | 50 | D3 | 0 | 0 | 0 | 0 | 0 | 0 | 0 | 0 | 0
| Civic Offices | Services LED light fitting | 1701273 | 8404175 | 5.8 | Electrical installations | glass bulb | Construction | 3.3789 | kg | 10 | 44 | 1 | FALSE | 1 | FALSE |  | 1.05 | 3.3789 | 20.2737 | 5490 | General glazing, glass (toughened) |  | 50 | D4 | 0 | 0 | 0 | 0 | 0 | 0 | 0 | 0 | 0
| Civic Offices | Services LED light fitting | 1701273 | 8404176 | 5.8 | Electrical installations | connectors | Construction | 0.15789 | kg | 10 | 44 | 1 | FALSE | 1 | FALSE |  | 1.05 | 0.15789 | 0.94737 | 5014 | Cladding sheet (angle seamed), copper |  | 0 | A1A3 | 1.1415 | 9.4861e-07 | 0.058053 | 0.038752 | 0.0032089 | 0.00026411 | 17.3196 | 3.381 | 0.036487
| Civic Offices | Services LED light fitting | 1701273 | 8404176 | 5.8 | Electrical installations | connectors | Construction | 0.15789 | kg | 10 | 44 | 1 | FALSE | 1 | FALSE |  | 1.05 | 0.15789 | 0.94737 | 5014 | Cladding sheet (angle seamed), copper |  | 0 | A4 | 0.0032482 | 5.8363e-10 | 1.0636e-05 | 2.8747e-06 | 1.8145e-06 | 1.1328e-08 | 0.04842 | 0.0073934 | 1.3367e-05
| Civic Offices | Services LED light fitting | 1701273 | 8404176 | 5.8 | Electrical installations | connectors | Construction | 0.15789 | kg | 10 | 44 | 1 | FALSE | 1 | FALSE |  | 1.05 | 0.15789 | 0.94737 | 5014 | Cladding sheet (angle seamed), copper |  | 0 | A5 | 4.1037e-06 | 1.0746e-12 | 2.8697e-08 | 9.4296e-09 | 4.7619e-09 | 5.7889e-12 | 0.0001006 | 0.0011842 | 0
| Civic Offices | Services LED light fitting | 1701273 | 8404176 | 5.8 | Electrical installations | connectors | Construction | 0.15789 | kg | 10 | 44 | 1 | FALSE | 1 | FALSE |  | 1.05 | 0.15789 | 0.94737 | 5014 | Cladding sheet (angle seamed), copper |  | 0 | D2 | 0 | 0 | 0 | 0 | 0 | 0 | 0 | 0 | 0
| Civic Offices | Services LED light fitting | 1701273 | 8404176 | 5.8 | Electrical installations | connectors | Construction | 0.15789 | kg | 10 | 44 | 1 | FALSE | 1 | FALSE |  | 1.05 | 0.15789 | 0.94737 | 5014 | Cladding sheet (angle seamed), copper |  | 0 | D3 | 0 | 0 | 0 | 0 | 0 | 0 | 0 | 0 | 0
| Civic Offices | Services LED light fitting | 1701273 | 8404176 | 5.8 | Electrical installations | connectors | Construction | 0.15789 | kg | 10 | 44 | 1 | FALSE | 1 | FALSE |  | 1.05 | 0.15789 | 0.94737 | 5014 | Cladding sheet (angle seamed), copper |  | 0 | D4 | 0 | 0 | 0 | 0 | 0 | 0 | 0 | 0 | 0
| Civic Offices | Services LED light fitting | 1701273 | 8404176 | 5.8 | Electrical installations | connectors | Construction | 0.15789 | kg | 10 | 44 | 1 | FALSE | 1 | FALSE |  | 1.05 | 0.15789 | 0.94737 | 5014 | Cladding sheet (angle seamed), copper |  | 60 | C2 | 0 | 0 | 0 | 0 | 0 | 0 | 0 | 0 | 0
| Civic Offices | Services LED light fitting | 1701273 | 8404176 | 5.8 | Electrical installations | connectors | Construction | 0.15789 | kg | 10 | 44 | 1 | FALSE | 1 | FALSE |  | 1.05 | 0.15789 | 0.94737 | 5014 | Cladding sheet (angle seamed), copper |  | 60 | C4 | 8.2074e-05 | 2.1491e-11 | 5.7393e-07 | 1.8859e-07 | 9.5238e-08 | 1.1578e-10 | 0.0020121 | 0.023684 | 4.116e-06
| Civic Offices | Services LED light fitting | 1701273 | 8404176 | 5.8 | Electrical installations | connectors | Construction | 0.15789 | kg | 10 | 44 | 1 | FALSE | 1 | FALSE |  | 1.05 | 0.15789 | 0.94737 | 5014 | Cladding sheet (angle seamed), copper |  | 60 | D2 | 0 | 0 | 0 | 0 | 0 | 0 | 0 | 0 | 0
| Civic Offices | Services LED light fitting | 1701273 | 8404176 | 5.8 | Electrical installations | connectors | Construction | 0.15789 | kg | 10 | 44 | 1 | FALSE | 1 | FALSE |  | 1.05 | 0.15789 | 0.94737 | 5014 | Cladding sheet (angle seamed), copper |  | 60 | D3 | 0 | 0 | 0 | 0 | 0 | 0 | 0 | 0 | 0
| Civic Offices | Services LED light fitting | 1701273 | 8404176 | 5.8 | Electrical installations | connectors | Construction | 0.15789 | kg | 10 | 44 | 1 | FALSE | 1 | FALSE |  | 1.05 | 0.15789 | 0.94737 | 5014 | Cladding sheet (angle seamed), copper |  | 60 | D4 | 0 | 0 | 0 | 0 | 0 | 0 | 0 | 0 | 0
| Civic Offices | Services LED light fitting | 1701273 | 8404176 | 5.8 | Electrical installations | connectors | Construction | 0.15789 | kg | 10 | 44 | 1 | FALSE | 1 | FALSE |  | 1.05 | 0.15789 | 0.94737 | 5014 | Cladding sheet (angle seamed), copper |  | 10 | B4B5 | 1.1448 | 9.4921e-07 | 0.058064 | 0.038755 | 0.0032108 | 0.00026412 | 17.3702 | 3.4132 | 0.0365
| Civic Offices | Services LED light fitting | 1701273 | 8404176 | 5.8 | Electrical installations | connectors | Construction | 0.15789 | kg | 10 | 44 | 1 | FALSE | 1 | FALSE |  | 1.05 | 0.15789 | 0.94737 | 5014 | Cladding sheet (angle seamed), copper |  | 10 | D2 | 0 | 0 | 0 | 0 | 0 | 0 | 0 | 0 | 0
| Civic Offices | Services LED light fitting | 1701273 | 8404176 | 5.8 | Electrical installations | connectors | Construction | 0.15789 | kg | 10 | 44 | 1 | FALSE | 1 | FALSE |  | 1.05 | 0.15789 | 0.94737 | 5014 | Cladding sheet (angle seamed), copper |  | 10 | D3 | 0 | 0 | 0 | 0 | 0 | 0 | 0 | 0 | 0
| Civic Offices | Services LED light fitting | 1701273 | 8404176 | 5.8 | Electrical installations | connectors | Construction | 0.15789 | kg | 10 | 44 | 1 | FALSE | 1 | FALSE |  | 1.05 | 0.15789 | 0.94737 | 5014 | Cladding sheet (angle seamed), copper |  | 10 | D4 | 0 | 0 | 0 | 0 | 0 | 0 | 0 | 0 | 0
| Civic Offices | Services LED light fitting | 1701273 | 8404176 | 5.8 | Electrical installations | connectors | Construction | 0.15789 | kg | 10 | 44 | 1 | FALSE | 1 | FALSE |  | 1.05 | 0.15789 | 0.94737 | 5014 | Cladding sheet (angle seamed), copper |  | 20 | B4B5 | 1.1448 | 9.4921e-07 | 0.058064 | 0.038755 | 0.0032108 | 0.00026412 | 17.3702 | 3.4132 | 0.0365
| Civic Offices | Services LED light fitting | 1701273 | 8404176 | 5.8 | Electrical installations | connectors | Construction | 0.15789 | kg | 10 | 44 | 1 | FALSE | 1 | FALSE |  | 1.05 | 0.15789 | 0.94737 | 5014 | Cladding sheet (angle seamed), copper |  | 20 | D2 | 0 | 0 | 0 | 0 | 0 | 0 | 0 | 0 | 0
| Civic Offices | Services LED light fitting | 1701273 | 8404176 | 5.8 | Electrical installations | connectors | Construction | 0.15789 | kg | 10 | 44 | 1 | FALSE | 1 | FALSE |  | 1.05 | 0.15789 | 0.94737 | 5014 | Cladding sheet (angle seamed), copper |  | 20 | D3 | 0 | 0 | 0 | 0 | 0 | 0 | 0 | 0 | 0
| Civic Offices | Services LED light fitting | 1701273 | 8404176 | 5.8 | Electrical installations | connectors | Construction | 0.15789 | kg | 10 | 44 | 1 | FALSE | 1 | FALSE |  | 1.05 | 0.15789 | 0.94737 | 5014 | Cladding sheet (angle seamed), copper |  | 20 | D4 | 0 | 0 | 0 | 0 | 0 | 0 | 0 | 0 | 0
| Civic Offices | Services LED light fitting | 1701273 | 8404176 | 5.8 | Electrical installations | connectors | Construction | 0.15789 | kg | 10 | 44 | 1 | FALSE | 1 | FALSE |  | 1.05 | 0.15789 | 0.94737 | 5014 | Cladding sheet (angle seamed), copper |  | 30 | B4B5 | 1.1448 | 9.4921e-07 | 0.058064 | 0.038755 | 0.0032108 | 0.00026412 | 17.3702 | 3.4132 | 0.0365
| Civic Offices | Services LED light fitting | 1701273 | 8404176 | 5.8 | Electrical installations | connectors | Construction | 0.15789 | kg | 10 | 44 | 1 | FALSE | 1 | FALSE |  | 1.05 | 0.15789 | 0.94737 | 5014 | Cladding sheet (angle seamed), copper |  | 30 | D2 | 0 | 0 | 0 | 0 | 0 | 0 | 0 | 0 | 0
| Civic Offices | Services LED light fitting | 1701273 | 8404176 | 5.8 | Electrical installations | connectors | Construction | 0.15789 | kg | 10 | 44 | 1 | FALSE | 1 | FALSE |  | 1.05 | 0.15789 | 0.94737 | 5014 | Cladding sheet (angle seamed), copper |  | 30 | D3 | 0 | 0 | 0 | 0 | 0 | 0 | 0 | 0 | 0
| Civic Offices | Services LED light fitting | 1701273 | 8404176 | 5.8 | Electrical installations | connectors | Construction | 0.15789 | kg | 10 | 44 | 1 | FALSE | 1 | FALSE |  | 1.05 | 0.15789 | 0.94737 | 5014 | Cladding sheet (angle seamed), copper |  | 30 | D4 | 0 | 0 | 0 | 0 | 0 | 0 | 0 | 0 | 0
| Civic Offices | Services LED light fitting | 1701273 | 8404176 | 5.8 | Electrical installations | connectors | Construction | 0.15789 | kg | 10 | 44 | 1 | FALSE | 1 | FALSE |  | 1.05 | 0.15789 | 0.94737 | 5014 | Cladding sheet (angle seamed), copper |  | 40 | B4B5 | 1.1448 | 9.4921e-07 | 0.058064 | 0.038755 | 0.0032108 | 0.00026412 | 17.3702 | 3.4132 | 0.0365
| Civic Offices | Services LED light fitting | 1701273 | 8404176 | 5.8 | Electrical installations | connectors | Construction | 0.15789 | kg | 10 | 44 | 1 | FALSE | 1 | FALSE |  | 1.05 | 0.15789 | 0.94737 | 5014 | Cladding sheet (angle seamed), copper |  | 40 | D2 | 0 | 0 | 0 | 0 | 0 | 0 | 0 | 0 | 0
| Civic Offices | Services LED light fitting | 1701273 | 8404176 | 5.8 | Electrical installations | connectors | Construction | 0.15789 | kg | 10 | 44 | 1 | FALSE | 1 | FALSE |  | 1.05 | 0.15789 | 0.94737 | 5014 | Cladding sheet (angle seamed), copper |  | 40 | D3 | 0 | 0 | 0 | 0 | 0 | 0 | 0 | 0 | 0
| Civic Offices | Services LED light fitting | 1701273 | 8404176 | 5.8 | Electrical installations | connectors | Construction | 0.15789 | kg | 10 | 44 | 1 | FALSE | 1 | FALSE |  | 1.05 | 0.15789 | 0.94737 | 5014 | Cladding sheet (angle seamed), copper |  | 40 | D4 | 0 | 0 | 0 | 0 | 0 | 0 | 0 | 0 | 0
| Civic Offices | Services LED light fitting | 1701273 | 8404176 | 5.8 | Electrical installations | connectors | Construction | 0.15789 | kg | 10 | 44 | 1 | FALSE | 1 | FALSE |  | 1.05 | 0.15789 | 0.94737 | 5014 | Cladding sheet (angle seamed), copper |  | 50 | B4B5 | 1.1448 | 9.4921e-07 | 0.058064 | 0.038755 | 0.0032108 | 0.00026412 | 17.3702 | 3.4132 | 0.0365
| Civic Offices | Services LED light fitting | 1701273 | 8404176 | 5.8 | Electrical installations | connectors | Construction | 0.15789 | kg | 10 | 44 | 1 | FALSE | 1 | FALSE |  | 1.05 | 0.15789 | 0.94737 | 5014 | Cladding sheet (angle seamed), copper |  | 50 | D2 | 0 | 0 | 0 | 0 | 0 | 0 | 0 | 0 | 0
| Civic Offices | Services LED light fitting | 1701273 | 8404176 | 5.8 | Electrical installations | connectors | Construction | 0.15789 | kg | 10 | 44 | 1 | FALSE | 1 | FALSE |  | 1.05 | 0.15789 | 0.94737 | 5014 | Cladding sheet (angle seamed), copper |  | 50 | D3 | 0 | 0 | 0 | 0 | 0 | 0 | 0 | 0 | 0
| Civic Offices | Services LED light fitting | 1701273 | 8404176 | 5.8 | Electrical installations | connectors | Construction | 0.15789 | kg | 10 | 44 | 1 | FALSE | 1 | FALSE |  | 1.05 | 0.15789 | 0.94737 | 5014 | Cladding sheet (angle seamed), copper |  | 50 | D4 | 0 | 0 | 0 | 0 | 0 | 0 | 0 | 0 | 0
| Civic Offices | Services LED light fitting | 1701273 | 8404177 | 5.8 | Electrical installations | insulator | Construction | 5.4632 | kg | 10 | 44 | 1 | FALSE | 1 | FALSE |  | 1.1 | 5.4632 | 32.7789 | 5052 | Membrane (breather), polypropylene |  | 0 | A1A3 | 33.0127 | 7.5388e-07 | 0.18593 | 0.053466 | 0.022088 | 3.8737e-05 | 718.7323 | 2.8517 | 0.16287
| Civic Offices | Services LED light fitting | 1701273 | 8404177 | 5.8 | Electrical installations | insulator | Construction | 5.4632 | kg | 10 | 44 | 1 | FALSE | 1 | FALSE |  | 1.1 | 5.4632 | 32.7789 | 5052 | Membrane (breather), polypropylene |  | 0 | A4 | 0.11386 | 2.0458e-08 | 0.00037282 | 0.00010077 | 6.3602e-05 | 3.9708e-07 | 1.6973 | 0.25916 | 0.00046855
| Civic Offices | Services LED light fitting | 1701273 | 8404177 | 5.8 | Electrical installations | insulator | Construction | 5.4632 | kg | 10 | 44 | 1 | FALSE | 1 | FALSE |  | 1.1 | 5.4632 | 32.7789 | 5052 | Membrane (breather), polypropylene |  | 0 | A5 | 0.014399 | 4.5797e-10 | 1.3258e-05 | 0.001208 | 4.3991e-06 | 2.5587e-09 | 0.041909 | 0.087411 | 0
| Civic Offices | Services LED light fitting | 1701273 | 8404177 | 5.8 | Electrical installations | insulator | Construction | 5.4632 | kg | 10 | 44 | 1 | FALSE | 1 | FALSE |  | 1.1 | 5.4632 | 32.7789 | 5052 | Membrane (breather), polypropylene |  | 0 | D2 | 0 | 0 | 0 | 0 | 0 | 0 | 0 | 0 | 0
| Civic Offices | Services LED light fitting | 1701273 | 8404177 | 5.8 | Electrical installations | insulator | Construction | 5.4632 | kg | 10 | 44 | 1 | FALSE | 1 | FALSE |  | 1.1 | 5.4632 | 32.7789 | 5052 | Membrane (breather), polypropylene |  | 0 | D3 | 0 | 0 | 0 | 0 | 0 | 0 | 0 | 0 | 0
| Civic Offices | Services LED light fitting | 1701273 | 8404177 | 5.8 | Electrical installations | insulator | Construction | 5.4632 | kg | 10 | 44 | 1 | FALSE | 1 | FALSE |  | 1.1 | 5.4632 | 32.7789 | 5052 | Membrane (breather), polypropylene |  | 0 | D4 | 0 | 0 | 0 | 0 | 0 | 0 | 0 | 0 | 0
| Civic Offices | Services LED light fitting | 1701273 | 8404177 | 5.8 | Electrical installations | insulator | Construction | 5.4632 | kg | 10 | 44 | 1 | FALSE | 1 | FALSE |  | 1.1 | 5.4632 | 32.7789 | 5052 | Membrane (breather), polypropylene |  | 60 | C2 | 0 | 0 | 0 | 0 | 0 | 0 | 0 | 0 | 0
| Civic Offices | Services LED light fitting | 1701273 | 8404177 | 5.8 | Electrical installations | insulator | Construction | 5.4632 | kg | 10 | 44 | 1 | FALSE | 1 | FALSE |  | 1.1 | 5.4632 | 32.7789 | 5052 | Membrane (breather), polypropylene |  | 60 | C4 | 0.14399 | 4.5797e-09 | 0.00013258 | 0.01208 | 4.3991e-05 | 2.5587e-08 | 0.41909 | 0.87411 | 0.0040536
| Civic Offices | Services LED light fitting | 1701273 | 8404177 | 5.8 | Electrical installations | insulator | Construction | 5.4632 | kg | 10 | 44 | 1 | FALSE | 1 | FALSE |  | 1.1 | 5.4632 | 32.7789 | 5052 | Membrane (breather), polypropylene |  | 60 | D2 | 0 | 0 | 0 | 0 | 0 | 0 | 0 | 0 | 0
| Civic Offices | Services LED light fitting | 1701273 | 8404177 | 5.8 | Electrical installations | insulator | Construction | 5.4632 | kg | 10 | 44 | 1 | FALSE | 1 | FALSE |  | 1.1 | 5.4632 | 32.7789 | 5052 | Membrane (breather), polypropylene |  | 60 | D3 | 0 | 0 | 0 | 0 | 0 | 0 | 0 | 0 | 0
| Civic Offices | Services LED light fitting | 1701273 | 8404177 | 5.8 | Electrical installations | insulator | Construction | 5.4632 | kg | 10 | 44 | 1 | FALSE | 1 | FALSE |  | 1.1 | 5.4632 | 32.7789 | 5052 | Membrane (breather), polypropylene |  | 60 | D4 | 0 | 0 | 0 | 0 | 0 | 0 | 0 | 0 | 0
| Civic Offices | Services LED light fitting | 1701273 | 8404177 | 5.8 | Electrical installations | insulator | Construction | 5.4632 | kg | 10 | 44 | 1 | FALSE | 1 | FALSE |  | 1.1 | 5.4632 | 32.7789 | 5052 | Membrane (breather), polypropylene |  | 10 | B4B5 | 33.285 | 7.7938e-07 | 0.18645 | 0.066854 | 0.0222 | 3.9162e-05 | 720.8906 | 4.0724 | 0.16334
| Civic Offices | Services LED light fitting | 1701273 | 8404177 | 5.8 | Electrical installations | insulator | Construction | 5.4632 | kg | 10 | 44 | 1 | FALSE | 1 | FALSE |  | 1.1 | 5.4632 | 32.7789 | 5052 | Membrane (breather), polypropylene |  | 10 | D2 | 0 | 0 | 0 | 0 | 0 | 0 | 0 | 0 | 0
| Civic Offices | Services LED light fitting | 1701273 | 8404177 | 5.8 | Electrical installations | insulator | Construction | 5.4632 | kg | 10 | 44 | 1 | FALSE | 1 | FALSE |  | 1.1 | 5.4632 | 32.7789 | 5052 | Membrane (breather), polypropylene |  | 10 | D3 | 0 | 0 | 0 | 0 | 0 | 0 | 0 | 0 | 0
| Civic Offices | Services LED light fitting | 1701273 | 8404177 | 5.8 | Electrical installations | insulator | Construction | 5.4632 | kg | 10 | 44 | 1 | FALSE | 1 | FALSE |  | 1.1 | 5.4632 | 32.7789 | 5052 | Membrane (breather), polypropylene |  | 10 | D4 | 0 | 0 | 0 | 0 | 0 | 0 | 0 | 0 | 0
| Civic Offices | Services LED light fitting | 1701273 | 8404177 | 5.8 | Electrical installations | insulator | Construction | 5.4632 | kg | 10 | 44 | 1 | FALSE | 1 | FALSE |  | 1.1 | 5.4632 | 32.7789 | 5052 | Membrane (breather), polypropylene |  | 20 | B4B5 | 33.285 | 7.7938e-07 | 0.18645 | 0.066854 | 0.0222 | 3.9162e-05 | 720.8906 | 4.0724 | 0.16334
| Civic Offices | Services LED light fitting | 1701273 | 8404177 | 5.8 | Electrical installations | insulator | Construction | 5.4632 | kg | 10 | 44 | 1 | FALSE | 1 | FALSE |  | 1.1 | 5.4632 | 32.7789 | 5052 | Membrane (breather), polypropylene |  | 20 | D2 | 0 | 0 | 0 | 0 | 0 | 0 | 0 | 0 | 0
| Civic Offices | Services LED light fitting | 1701273 | 8404177 | 5.8 | Electrical installations | insulator | Construction | 5.4632 | kg | 10 | 44 | 1 | FALSE | 1 | FALSE |  | 1.1 | 5.4632 | 32.7789 | 5052 | Membrane (breather), polypropylene |  | 20 | D3 | 0 | 0 | 0 | 0 | 0 | 0 | 0 | 0 | 0
| Civic Offices | Services LED light fitting | 1701273 | 8404177 | 5.8 | Electrical installations | insulator | Construction | 5.4632 | kg | 10 | 44 | 1 | FALSE | 1 | FALSE |  | 1.1 | 5.4632 | 32.7789 | 5052 | Membrane (breather), polypropylene |  | 20 | D4 | 0 | 0 | 0 | 0 | 0 | 0 | 0 | 0 | 0
| Civic Offices | Services LED light fitting | 1701273 | 8404177 | 5.8 | Electrical installations | insulator | Construction | 5.4632 | kg | 10 | 44 | 1 | FALSE | 1 | FALSE |  | 1.1 | 5.4632 | 32.7789 | 5052 | Membrane (breather), polypropylene |  | 30 | B4B5 | 33.285 | 7.7938e-07 | 0.18645 | 0.066854 | 0.0222 | 3.9162e-05 | 720.8906 | 4.0724 | 0.16334
| Civic Offices | Services LED light fitting | 1701273 | 8404177 | 5.8 | Electrical installations | insulator | Construction | 5.4632 | kg | 10 | 44 | 1 | FALSE | 1 | FALSE |  | 1.1 | 5.4632 | 32.7789 | 5052 | Membrane (breather), polypropylene |  | 30 | D2 | 0 | 0 | 0 | 0 | 0 | 0 | 0 | 0 | 0
| Civic Offices | Services LED light fitting | 1701273 | 8404177 | 5.8 | Electrical installations | insulator | Construction | 5.4632 | kg | 10 | 44 | 1 | FALSE | 1 | FALSE |  | 1.1 | 5.4632 | 32.7789 | 5052 | Membrane (breather), polypropylene |  | 30 | D3 | 0 | 0 | 0 | 0 | 0 | 0 | 0 | 0 | 0
| Civic Offices | Services LED light fitting | 1701273 | 8404177 | 5.8 | Electrical installations | insulator | Construction | 5.4632 | kg | 10 | 44 | 1 | FALSE | 1 | FALSE |  | 1.1 | 5.4632 | 32.7789 | 5052 | Membrane (breather), polypropylene |  | 30 | D4 | 0 | 0 | 0 | 0 | 0 | 0 | 0 | 0 | 0
| Civic Offices | Services LED light fitting | 1701273 | 8404177 | 5.8 | Electrical installations | insulator | Construction | 5.4632 | kg | 10 | 44 | 1 | FALSE | 1 | FALSE |  | 1.1 | 5.4632 | 32.7789 | 5052 | Membrane (breather), polypropylene |  | 40 | B4B5 | 33.285 | 7.7938e-07 | 0.18645 | 0.066854 | 0.0222 | 3.9162e-05 | 720.8906 | 4.0724 | 0.16334
| Civic Offices | Services LED light fitting | 1701273 | 8404177 | 5.8 | Electrical installations | insulator | Construction | 5.4632 | kg | 10 | 44 | 1 | FALSE | 1 | FALSE |  | 1.1 | 5.4632 | 32.7789 | 5052 | Membrane (breather), polypropylene |  | 40 | D2 | 0 | 0 | 0 | 0 | 0 | 0 | 0 | 0 | 0
| Civic Offices | Services LED light fitting | 1701273 | 8404177 | 5.8 | Electrical installations | insulator | Construction | 5.4632 | kg | 10 | 44 | 1 | FALSE | 1 | FALSE |  | 1.1 | 5.4632 | 32.7789 | 5052 | Membrane (breather), polypropylene |  | 40 | D3 | 0 | 0 | 0 | 0 | 0 | 0 | 0 | 0 | 0
| Civic Offices | Services LED light fitting | 1701273 | 8404177 | 5.8 | Electrical installations | insulator | Construction | 5.4632 | kg | 10 | 44 | 1 | FALSE | 1 | FALSE |  | 1.1 | 5.4632 | 32.7789 | 5052 | Membrane (breather), polypropylene |  | 40 | D4 | 0 | 0 | 0 | 0 | 0 | 0 | 0 | 0 | 0
| Civic Offices | Services LED light fitting | 1701273 | 8404177 | 5.8 | Electrical installations | insulator | Construction | 5.4632 | kg | 10 | 44 | 1 | FALSE | 1 | FALSE |  | 1.1 | 5.4632 | 32.7789 | 5052 | Membrane (breather), polypropylene |  | 50 | B4B5 | 33.285 | 7.7938e-07 | 0.18645 | 0.066854 | 0.0222 | 3.9162e-05 | 720.8906 | 4.0724 | 0.16334
| Civic Offices | Services LED light fitting | 1701273 | 8404177 | 5.8 | Electrical installations | insulator | Construction | 5.4632 | kg | 10 | 44 | 1 | FALSE | 1 | FALSE |  | 1.1 | 5.4632 | 32.7789 | 5052 | Membrane (breather), polypropylene |  | 50 | D2 | 0 | 0 | 0 | 0 | 0 | 0 | 0 | 0 | 0
| Civic Offices | Services LED light fitting | 1701273 | 8404177 | 5.8 | Electrical installations | insulator | Construction | 5.4632 | kg | 10 | 44 | 1 | FALSE | 1 | FALSE |  | 1.1 | 5.4632 | 32.7789 | 5052 | Membrane (breather), polypropylene |  | 50 | D3 | 0 | 0 | 0 | 0 | 0 | 0 | 0 | 0 | 0
| Civic Offices | Services LED light fitting | 1701273 | 8404177 | 5.8 | Electrical installations | insulator | Construction | 5.4632 | kg | 10 | 44 | 1 | FALSE | 1 | FALSE |  | 1.1 | 5.4632 | 32.7789 | 5052 | Membrane (breather), polypropylene |  | 50 | D4 | 0 | 0 | 0 | 0 | 0 | 0 | 0 | 0 | 0
| Civic Offices | Services LED light fitting | 1701273 | 8404178 | 5.8 | Electrical installations | plates | Construction | 3.8526 | kg | 10 | 44 | 1 | FALSE | 1 | FALSE |  | 1.05 | 3.8526 | 23.1158 | 5168 | Fencing (posts, square section), steel (galvanized) |  | 0 | A1A3 | 10.5113 | 7.1452e-07 | 0.17183 | 0.053636 | 0.010112 | 0.0024786 | 141.5018 | 7.9422 | 0.20479
| Civic Offices | Services LED light fitting | 1701273 | 8404178 | 5.8 | Electrical installations | plates | Construction | 3.8526 | kg | 10 | 44 | 1 | FALSE | 1 | FALSE |  | 1.05 | 3.8526 | 23.1158 | 5168 | Fencing (posts, square section), steel (galvanized) |  | 0 | A4 | 0.1679 | 2.3234e-08 | 0.00079832 | 0.00014824 | 0.00010539 | 3.7392e-07 | 2.4567 | 0.71344 | 0.00068237
| Civic Offices | Services LED light fitting | 1701273 | 8404178 | 5.8 | Electrical installations | plates | Construction | 3.8526 | kg | 10 | 44 | 1 | FALSE | 1 | FALSE |  | 1.05 | 3.8526 | 23.1158 | 5168 | Fencing (posts, square section), steel (galvanized) |  | 0 | A5 | 0.00010013 | 2.6219e-11 | 7.002e-07 | 2.3008e-07 | 1.1619e-07 | 1.4125e-10 | 0.0024547 | 0.028895 | 0
| Civic Offices | Services LED light fitting | 1701273 | 8404178 | 5.8 | Electrical installations | plates | Construction | 3.8526 | kg | 10 | 44 | 1 | FALSE | 1 | FALSE |  | 1.05 | 3.8526 | 23.1158 | 5168 | Fencing (posts, square section), steel (galvanized) |  | 0 | D2 | 0 | 0 | 0 | 0 | 0 | 0 | 0 | 0 | 0
| Civic Offices | Services LED light fitting | 1701273 | 8404178 | 5.8 | Electrical installations | plates | Construction | 3.8526 | kg | 10 | 44 | 1 | FALSE | 1 | FALSE |  | 1.05 | 3.8526 | 23.1158 | 5168 | Fencing (posts, square section), steel (galvanized) |  | 0 | D3 | 0 | 0 | 0 | 0 | 0 | 0 | 0 | 0 | 0
| Civic Offices | Services LED light fitting | 1701273 | 8404178 | 5.8 | Electrical installations | plates | Construction | 3.8526 | kg | 10 | 44 | 1 | FALSE | 1 | FALSE |  | 1.05 | 3.8526 | 23.1158 | 5168 | Fencing (posts, square section), steel (galvanized) |  | 0 | D4 | 0 | 0 | 0 | 0 | 0 | 0 | 0 | 0 | 0
| Civic Offices | Services LED light fitting | 1701273 | 8404178 | 5.8 | Electrical installations | plates | Construction | 3.8526 | kg | 10 | 44 | 1 | FALSE | 1 | FALSE |  | 1.05 | 3.8526 | 23.1158 | 5168 | Fencing (posts, square section), steel (galvanized) |  | 60 | C2 | 0 | 0 | 0 | 0 | 0 | 0 | 0 | 0 | 0
| Civic Offices | Services LED light fitting | 1701273 | 8404178 | 5.8 | Electrical installations | plates | Construction | 3.8526 | kg | 10 | 44 | 1 | FALSE | 1 | FALSE |  | 1.05 | 3.8526 | 23.1158 | 5168 | Fencing (posts, square section), steel (galvanized) |  | 60 | C4 | 0.0020026 | 5.2439e-10 | 1.4004e-05 | 4.6016e-06 | 2.3238e-06 | 2.825e-09 | 0.049095 | 0.57789 | 0.00010043
| Civic Offices | Services LED light fitting | 1701273 | 8404178 | 5.8 | Electrical installations | plates | Construction | 3.8526 | kg | 10 | 44 | 1 | FALSE | 1 | FALSE |  | 1.05 | 3.8526 | 23.1158 | 5168 | Fencing (posts, square section), steel (galvanized) |  | 60 | D2 | 0 | 0 | 0 | 0 | 0 | 0 | 0 | 0 | 0
| Civic Offices | Services LED light fitting | 1701273 | 8404178 | 5.8 | Electrical installations | plates | Construction | 3.8526 | kg | 10 | 44 | 1 | FALSE | 1 | FALSE |  | 1.05 | 3.8526 | 23.1158 | 5168 | Fencing (posts, square section), steel (galvanized) |  | 60 | D3 | 0 | 0 | 0 | 0 | 0 | 0 | 0 | 0 | 0
| Civic Offices | Services LED light fitting | 1701273 | 8404178 | 5.8 | Electrical installations | plates | Construction | 3.8526 | kg | 10 | 44 | 1 | FALSE | 1 | FALSE |  | 1.05 | 3.8526 | 23.1158 | 5168 | Fencing (posts, square section), steel (galvanized) |  | 60 | D4 | 0 | 0 | 0 | 0 | 0 | 0 | 0 | 0 | 0
| Civic Offices | Services LED light fitting | 1701273 | 8404178 | 5.8 | Electrical installations | plates | Construction | 3.8526 | kg | 10 | 44 | 1 | FALSE | 1 | FALSE |  | 1.05 | 3.8526 | 23.1158 | 5168 | Fencing (posts, square section), steel (galvanized) |  | 10 | B4B5 | 10.6813 | 7.3831e-07 | 0.17264 | 0.053789 | 0.010219 | 0.002479 | 144.01 | 9.2625 | 0.20548
| Civic Offices | Services LED light fitting | 1701273 | 8404178 | 5.8 | Electrical installations | plates | Construction | 3.8526 | kg | 10 | 44 | 1 | FALSE | 1 | FALSE |  | 1.05 | 3.8526 | 23.1158 | 5168 | Fencing (posts, square section), steel (galvanized) |  | 10 | D2 | 0 | 0 | 0 | 0 | 0 | 0 | 0 | 0 | 0
| Civic Offices | Services LED light fitting | 1701273 | 8404178 | 5.8 | Electrical installations | plates | Construction | 3.8526 | kg | 10 | 44 | 1 | FALSE | 1 | FALSE |  | 1.05 | 3.8526 | 23.1158 | 5168 | Fencing (posts, square section), steel (galvanized) |  | 10 | D3 | 0 | 0 | 0 | 0 | 0 | 0 | 0 | 0 | 0
| Civic Offices | Services LED light fitting | 1701273 | 8404178 | 5.8 | Electrical installations | plates | Construction | 3.8526 | kg | 10 | 44 | 1 | FALSE | 1 | FALSE |  | 1.05 | 3.8526 | 23.1158 | 5168 | Fencing (posts, square section), steel (galvanized) |  | 10 | D4 | 0 | 0 | 0 | 0 | 0 | 0 | 0 | 0 | 0
| Civic Offices | Services LED light fitting | 1701273 | 8404178 | 5.8 | Electrical installations | plates | Construction | 3.8526 | kg | 10 | 44 | 1 | FALSE | 1 | FALSE |  | 1.05 | 3.8526 | 23.1158 | 5168 | Fencing (posts, square section), steel (galvanized) |  | 20 | B4B5 | 10.6813 | 7.3831e-07 | 0.17264 | 0.053789 | 0.010219 | 0.002479 | 144.01 | 9.2625 | 0.20548
| Civic Offices | Services LED light fitting | 1701273 | 8404178 | 5.8 | Electrical installations | plates | Construction | 3.8526 | kg | 10 | 44 | 1 | FALSE | 1 | FALSE |  | 1.05 | 3.8526 | 23.1158 | 5168 | Fencing (posts, square section), steel (galvanized) |  | 20 | D2 | 0 | 0 | 0 | 0 | 0 | 0 | 0 | 0 | 0
| Civic Offices | Services LED light fitting | 1701273 | 8404178 | 5.8 | Electrical installations | plates | Construction | 3.8526 | kg | 10 | 44 | 1 | FALSE | 1 | FALSE |  | 1.05 | 3.8526 | 23.1158 | 5168 | Fencing (posts, square section), steel (galvanized) |  | 20 | D3 | 0 | 0 | 0 | 0 | 0 | 0 | 0 | 0 | 0
| Civic Offices | Services LED light fitting | 1701273 | 8404178 | 5.8 | Electrical installations | plates | Construction | 3.8526 | kg | 10 | 44 | 1 | FALSE | 1 | FALSE |  | 1.05 | 3.8526 | 23.1158 | 5168 | Fencing (posts, square section), steel (galvanized) |  | 20 | D4 | 0 | 0 | 0 | 0 | 0 | 0 | 0 | 0 | 0
| Civic Offices | Services LED light fitting | 1701273 | 8404178 | 5.8 | Electrical installations | plates | Construction | 3.8526 | kg | 10 | 44 | 1 | FALSE | 1 | FALSE |  | 1.05 | 3.8526 | 23.1158 | 5168 | Fencing (posts, square section), steel (galvanized) |  | 30 | B4B5 | 10.6813 | 7.3831e-07 | 0.17264 | 0.053789 | 0.010219 | 0.002479 | 144.01 | 9.2625 | 0.20548
| Civic Offices | Services LED light fitting | 1701273 | 8404178 | 5.8 | Electrical installations | plates | Construction | 3.8526 | kg | 10 | 44 | 1 | FALSE | 1 | FALSE |  | 1.05 | 3.8526 | 23.1158 | 5168 | Fencing (posts, square section), steel (galvanized) |  | 30 | D2 | 0 | 0 | 0 | 0 | 0 | 0 | 0 | 0 | 0
| Civic Offices | Services LED light fitting | 1701273 | 8404178 | 5.8 | Electrical installations | plates | Construction | 3.8526 | kg | 10 | 44 | 1 | FALSE | 1 | FALSE |  | 1.05 | 3.8526 | 23.1158 | 5168 | Fencing (posts, square section), steel (galvanized) |  | 30 | D3 | 0 | 0 | 0 | 0 | 0 | 0 | 0 | 0 | 0
| Civic Offices | Services LED light fitting | 1701273 | 8404178 | 5.8 | Electrical installations | plates | Construction | 3.8526 | kg | 10 | 44 | 1 | FALSE | 1 | FALSE |  | 1.05 | 3.8526 | 23.1158 | 5168 | Fencing (posts, square section), steel (galvanized) |  | 30 | D4 | 0 | 0 | 0 | 0 | 0 | 0 | 0 | 0 | 0
| Civic Offices | Services LED light fitting | 1701273 | 8404178 | 5.8 | Electrical installations | plates | Construction | 3.8526 | kg | 10 | 44 | 1 | FALSE | 1 | FALSE |  | 1.05 | 3.8526 | 23.1158 | 5168 | Fencing (posts, square section), steel (galvanized) |  | 40 | B4B5 | 10.6813 | 7.3831e-07 | 0.17264 | 0.053789 | 0.010219 | 0.002479 | 144.01 | 9.2625 | 0.20548
| Civic Offices | Services LED light fitting | 1701273 | 8404178 | 5.8 | Electrical installations | plates | Construction | 3.8526 | kg | 10 | 44 | 1 | FALSE | 1 | FALSE |  | 1.05 | 3.8526 | 23.1158 | 5168 | Fencing (posts, square section), steel (galvanized) |  | 40 | D2 | 0 | 0 | 0 | 0 | 0 | 0 | 0 | 0 | 0
| Civic Offices | Services LED light fitting | 1701273 | 8404178 | 5.8 | Electrical installations | plates | Construction | 3.8526 | kg | 10 | 44 | 1 | FALSE | 1 | FALSE |  | 1.05 | 3.8526 | 23.1158 | 5168 | Fencing (posts, square section), steel (galvanized) |  | 40 | D3 | 0 | 0 | 0 | 0 | 0 | 0 | 0 | 0 | 0
| Civic Offices | Services LED light fitting | 1701273 | 8404178 | 5.8 | Electrical installations | plates | Construction | 3.8526 | kg | 10 | 44 | 1 | FALSE | 1 | FALSE |  | 1.05 | 3.8526 | 23.1158 | 5168 | Fencing (posts, square section), steel (galvanized) |  | 40 | D4 | 0 | 0 | 0 | 0 | 0 | 0 | 0 | 0 | 0
| Civic Offices | Services LED light fitting | 1701273 | 8404178 | 5.8 | Electrical installations | plates | Construction | 3.8526 | kg | 10 | 44 | 1 | FALSE | 1 | FALSE |  | 1.05 | 3.8526 | 23.1158 | 5168 | Fencing (posts, square section), steel (galvanized) |  | 50 | B4B5 | 10.6813 | 7.3831e-07 | 0.17264 | 0.053789 | 0.010219 | 0.002479 | 144.01 | 9.2625 | 0.20548
| Civic Offices | Services LED light fitting | 1701273 | 8404178 | 5.8 | Electrical installations | plates | Construction | 3.8526 | kg | 10 | 44 | 1 | FALSE | 1 | FALSE |  | 1.05 | 3.8526 | 23.1158 | 5168 | Fencing (posts, square section), steel (galvanized) |  | 50 | D2 | 0 | 0 | 0 | 0 | 0 | 0 | 0 | 0 | 0
| Civic Offices | Services LED light fitting | 1701273 | 8404178 | 5.8 | Electrical installations | plates | Construction | 3.8526 | kg | 10 | 44 | 1 | FALSE | 1 | FALSE |  | 1.05 | 3.8526 | 23.1158 | 5168 | Fencing (posts, square section), steel (galvanized) |  | 50 | D3 | 0 | 0 | 0 | 0 | 0 | 0 | 0 | 0 | 0
| Civic Offices | Services LED light fitting | 1701273 | 8404178 | 5.8 | Electrical installations | plates | Construction | 3.8526 | kg | 10 | 44 | 1 | FALSE | 1 | FALSE |  | 1.05 | 3.8526 | 23.1158 | 5168 | Fencing (posts, square section), steel (galvanized) |  | 50 | D4 | 0 | 0 | 0 | 0 | 0 | 0 | 0 | 0 | 0
| Civic Offices | Services electrical wireing | 1701274 | 8404180 | 5.2 | Services equipment | copper wire 6mm siam | Construction | 117.9665 | Linear length Calculation | 30 | 44 | 1 | FALSE | 1 | FALSE |  | 1.03 | 117.9665 | 235.9329 | 5113 | Cladding sheet (plain), copper |  | 0 | A1A3 | 836.5636 | 0.00069522 | 42.5464 | 28.401 | 2.3518 | 0.19357 | 12693.3858 | 2477.8924 | 26.7407
| Civic Offices | Services electrical wireing | 1701274 | 8404180 | 5.2 | Services equipment | copper wire 6mm siam | Construction | 117.9665 | Linear length Calculation | 30 | 44 | 1 | FALSE | 1 | FALSE |  | 1.03 | 117.9665 | 235.9329 | 5113 | Cladding sheet (plain), copper |  | 0 | A4 | 2.3806 | 4.2774e-07 | 0.0077949 | 0.0021068 | 0.0013298 | 8.3023e-06 | 35.4868 | 5.4186 | 0.0097965
| Civic Offices | Services electrical wireing | 1701274 | 8404180 | 5.2 | Services equipment | copper wire 6mm siam | Construction | 117.9665 | Linear length Calculation | 30 | 44 | 1 | FALSE | 1 | FALSE |  | 1.03 | 117.9665 | 235.9329 | 5113 | Cladding sheet (plain), copper |  | 0 | A5 | 0.0018396 | 4.817e-10 | 1.2864e-05 | 4.227e-06 | 2.1346e-06 | 2.595e-09 | 0.045098 | 0.53085 | 0
| Civic Offices | Services electrical wireing | 1701274 | 8404180 | 5.2 | Services equipment | copper wire 6mm siam | Construction | 117.9665 | Linear length Calculation | 30 | 44 | 1 | FALSE | 1 | FALSE |  | 1.03 | 117.9665 | 235.9329 | 5113 | Cladding sheet (plain), copper |  | 0 | D2 | 0 | 0 | 0 | 0 | 0 | 0 | 0 | 0 | 0
| Civic Offices | Services electrical wireing | 1701274 | 8404180 | 5.2 | Services equipment | copper wire 6mm siam | Construction | 117.9665 | Linear length Calculation | 30 | 44 | 1 | FALSE | 1 | FALSE |  | 1.03 | 117.9665 | 235.9329 | 5113 | Cladding sheet (plain), copper |  | 0 | D3 | 0 | 0 | 0 | 0 | 0 | 0 | 0 | 0 | 0
| Civic Offices | Services electrical wireing | 1701274 | 8404180 | 5.2 | Services equipment | copper wire 6mm siam | Construction | 117.9665 | Linear length Calculation | 30 | 44 | 1 | FALSE | 1 | FALSE |  | 1.03 | 117.9665 | 235.9329 | 5113 | Cladding sheet (plain), copper |  | 0 | D4 | 0 | 0 | 0 | 0 | 0 | 0 | 0 | 0 | 0
| Civic Offices | Services electrical wireing | 1701274 | 8404180 | 5.2 | Services equipment | copper wire 6mm siam | Construction | 117.9665 | Linear length Calculation | 30 | 44 | 1 | FALSE | 1 | FALSE |  | 1.03 | 117.9665 | 235.9329 | 5113 | Cladding sheet (plain), copper |  | 60 | C2 | 0 | 0 | 0 | 0 | 0 | 0 | 0 | 0 | 0
| Civic Offices | Services electrical wireing | 1701274 | 8404180 | 5.2 | Services equipment | copper wire 6mm siam | Construction | 117.9665 | Linear length Calculation | 30 | 44 | 1 | FALSE | 1 | FALSE |  | 1.03 | 117.9665 | 235.9329 | 5113 | Cladding sheet (plain), copper |  | 60 | C4 | 0.061319 | 1.6057e-08 | 0.0004288 | 0.0001409 | 7.1154e-05 | 8.65e-08 | 1.5033 | 17.695 | 0.0030752
| Civic Offices | Services electrical wireing | 1701274 | 8404180 | 5.2 | Services equipment | copper wire 6mm siam | Construction | 117.9665 | Linear length Calculation | 30 | 44 | 1 | FALSE | 1 | FALSE |  | 1.03 | 117.9665 | 235.9329 | 5113 | Cladding sheet (plain), copper |  | 60 | D2 | 0 | 0 | 0 | 0 | 0 | 0 | 0 | 0 | 0
| Civic Offices | Services electrical wireing | 1701274 | 8404180 | 5.2 | Services equipment | copper wire 6mm siam | Construction | 117.9665 | Linear length Calculation | 30 | 44 | 1 | FALSE | 1 | FALSE |  | 1.03 | 117.9665 | 235.9329 | 5113 | Cladding sheet (plain), copper |  | 60 | D3 | 0 | 0 | 0 | 0 | 0 | 0 | 0 | 0 | 0
| Civic Offices | Services electrical wireing | 1701274 | 8404180 | 5.2 | Services equipment | copper wire 6mm siam | Construction | 117.9665 | Linear length Calculation | 30 | 44 | 1 | FALSE | 1 | FALSE |  | 1.03 | 117.9665 | 235.9329 | 5113 | Cladding sheet (plain), copper |  | 60 | D4 | 0 | 0 | 0 | 0 | 0 | 0 | 0 | 0 | 0
| Civic Offices | Services electrical wireing | 1701274 | 8404180 | 5.2 | Services equipment | copper wire 6mm siam | Construction | 117.9665 | Linear length Calculation | 30 | 44 | 1 | FALSE | 1 | FALSE |  | 1.03 | 117.9665 | 235.9329 | 5113 | Cladding sheet (plain), copper |  | 30 | B4B5 | 839.0074 | 0.00069567 | 42.5546 | 28.4032 | 2.3532 | 0.19357 | 12730.421 | 2501.5368 | 26.7505
| Civic Offices | Services electrical wireing | 1701274 | 8404180 | 5.2 | Services equipment | copper wire 6mm siam | Construction | 117.9665 | Linear length Calculation | 30 | 44 | 1 | FALSE | 1 | FALSE |  | 1.03 | 117.9665 | 235.9329 | 5113 | Cladding sheet (plain), copper |  | 30 | D2 | 0 | 0 | 0 | 0 | 0 | 0 | 0 | 0 | 0
| Civic Offices | Services electrical wireing | 1701274 | 8404180 | 5.2 | Services equipment | copper wire 6mm siam | Construction | 117.9665 | Linear length Calculation | 30 | 44 | 1 | FALSE | 1 | FALSE |  | 1.03 | 117.9665 | 235.9329 | 5113 | Cladding sheet (plain), copper |  | 30 | D3 | 0 | 0 | 0 | 0 | 0 | 0 | 0 | 0 | 0
| Civic Offices | Services electrical wireing | 1701274 | 8404180 | 5.2 | Services equipment | copper wire 6mm siam | Construction | 117.9665 | Linear length Calculation | 30 | 44 | 1 | FALSE | 1 | FALSE |  | 1.03 | 117.9665 | 235.9329 | 5113 | Cladding sheet (plain), copper |  | 30 | D4 | 0 | 0 | 0 | 0 | 0 | 0 | 0 | 0 | 0
| Civic Offices | Services electrical wireing | 1701274 | 8404181 | 5.2 | Services equipment | conduit 20mm | Construction | 90.716 | Linear length Calculation | 30 | 44 | 1 | FALSE | 1 | FALSE |  | 1.05 | 90.716 | 181.4319 | 5377 | Roof membrane (single ply), PVC |  | 0 | A1A3 | 198.6941 | 1.6236e-05 | 1.123 | 0.29667 | 0.24588 | 0.0029366 | 5401.9613 | 862.516 | 1.6856
| Civic Offices | Services electrical wireing | 1701274 | 8404181 | 5.2 | Services equipment | conduit 20mm | Construction | 90.716 | Linear length Calculation | 30 | 44 | 1 | FALSE | 1 | FALSE |  | 1.05 | 90.716 | 181.4319 | 5377 | Roof membrane (single ply), PVC |  | 0 | A4 | 1.8047 | 3.2426e-07 | 0.0059092 | 0.0015972 | 0.0010081 | 6.2939e-06 | 26.902 | 4.1077 | 0.0074266
| Civic Offices | Services electrical wireing | 1701274 | 8404181 | 5.2 | Services equipment | conduit 20mm | Construction | 90.716 | Linear length Calculation | 30 | 44 | 1 | FALSE | 1 | FALSE |  | 1.05 | 90.716 | 181.4319 | 5377 | Roof membrane (single ply), PVC |  | 0 | A5 | 0.087125 | 3.7346e-09 | 0.00027756 | 0.0051523 | 3.0349e-05 | 2.0369e-08 | 0.34641 | 0.68037 | 0
| Civic Offices | Services electrical wireing | 1701274 | 8404181 | 5.2 | Services equipment | conduit 20mm | Construction | 90.716 | Linear length Calculation | 30 | 44 | 1 | FALSE | 1 | FALSE |  | 1.05 | 90.716 | 181.4319 | 5377 | Roof membrane (single ply), PVC |  | 0 | D2 | 0 | 0 | 0 | 0 | 0 | 0 | 0 | 0 | 0
| Civic Offices | Services electrical wireing | 1701274 | 8404181 | 5.2 | Services equipment | conduit 20mm | Construction | 90.716 | Linear length Calculation | 30 | 44 | 1 | FALSE | 1 | FALSE |  | 1.05 | 90.716 | 181.4319 | 5377 | Roof membrane (single ply), PVC |  | 0 | D3 | 0 | 0 | 0 | 0 | 0 | 0 | 0 | 0 | 0
| Civic Offices | Services electrical wireing | 1701274 | 8404181 | 5.2 | Services equipment | conduit 20mm | Construction | 90.716 | Linear length Calculation | 30 | 44 | 1 | FALSE | 1 | FALSE |  | 1.05 | 90.716 | 181.4319 | 5377 | Roof membrane (single ply), PVC |  | 0 | D4 | 0 | 0 | 0 | 0 | 0 | 0 | 0 | 0 | 0
| Civic Offices | Services electrical wireing | 1701274 | 8404181 | 5.2 | Services equipment | conduit 20mm | Construction | 90.716 | Linear length Calculation | 30 | 44 | 1 | FALSE | 1 | FALSE |  | 1.05 | 90.716 | 181.4319 | 5377 | Roof membrane (single ply), PVC |  | 60 | C2 | 0 | 0 | 0 | 0 | 0 | 0 | 0 | 0 | 0
| Civic Offices | Services electrical wireing | 1701274 | 8404181 | 5.2 | Services equipment | conduit 20mm | Construction | 90.716 | Linear length Calculation | 30 | 44 | 1 | FALSE | 1 | FALSE |  | 1.05 | 90.716 | 181.4319 | 5377 | Roof membrane (single ply), PVC |  | 60 | C4 | 1.7425 | 7.4692e-08 | 0.0055513 | 0.10305 | 0.00060697 | 4.0738e-07 | 6.9283 | 13.6074 | 0.042537
| Civic Offices | Services electrical wireing | 1701274 | 8404181 | 5.2 | Services equipment | conduit 20mm | Construction | 90.716 | Linear length Calculation | 30 | 44 | 1 | FALSE | 1 | FALSE |  | 1.05 | 90.716 | 181.4319 | 5377 | Roof membrane (single ply), PVC |  | 60 | D2 | 0 | 0 | 0 | 0 | 0 | 0 | 0 | 0 | 0
| Civic Offices | Services electrical wireing | 1701274 | 8404181 | 5.2 | Services equipment | conduit 20mm | Construction | 90.716 | Linear length Calculation | 30 | 44 | 1 | FALSE | 1 | FALSE |  | 1.05 | 90.716 | 181.4319 | 5377 | Roof membrane (single ply), PVC |  | 60 | D3 | 0 | 0 | 0 | 0 | 0 | 0 | 0 | 0 | 0
| Civic Offices | Services electrical wireing | 1701274 | 8404181 | 5.2 | Services equipment | conduit 20mm | Construction | 90.716 | Linear length Calculation | 30 | 44 | 1 | FALSE | 1 | FALSE |  | 1.05 | 90.716 | 181.4319 | 5377 | Roof membrane (single ply), PVC |  | 60 | D4 | 0 | 0 | 0 | 0 | 0 | 0 | 0 | 0 | 0
| Civic Offices | Services electrical wireing | 1701274 | 8404181 | 5.2 | Services equipment | conduit 20mm | Construction | 90.716 | Linear length Calculation | 30 | 44 | 1 | FALSE | 1 | FALSE |  | 1.05 | 90.716 | 181.4319 | 5377 | Roof membrane (single ply), PVC |  | 30 | B4B5 | 202.3284 | 1.6638e-05 | 1.1347 | 0.40647 | 0.24752 | 0.0029433 | 5436.1381 | 880.9115 | 1.693
| Civic Offices | Services electrical wireing | 1701274 | 8404181 | 5.2 | Services equipment | conduit 20mm | Construction | 90.716 | Linear length Calculation | 30 | 44 | 1 | FALSE | 1 | FALSE |  | 1.05 | 90.716 | 181.4319 | 5377 | Roof membrane (single ply), PVC |  | 30 | D2 | 0 | 0 | 0 | 0 | 0 | 0 | 0 | 0 | 0
| Civic Offices | Services electrical wireing | 1701274 | 8404181 | 5.2 | Services equipment | conduit 20mm | Construction | 90.716 | Linear length Calculation | 30 | 44 | 1 | FALSE | 1 | FALSE |  | 1.05 | 90.716 | 181.4319 | 5377 | Roof membrane (single ply), PVC |  | 30 | D3 | 0 | 0 | 0 | 0 | 0 | 0 | 0 | 0 | 0
| Civic Offices | Services electrical wireing | 1701274 | 8404181 | 5.2 | Services equipment | conduit 20mm | Construction | 90.716 | Linear length Calculation | 30 | 44 | 1 | FALSE | 1 | FALSE |  | 1.05 | 90.716 | 181.4319 | 5377 | Roof membrane (single ply), PVC |  | 30 | D4 | 0 | 0 | 0 | 0 | 0 | 0 | 0 | 0 | 0
| Civic Offices | Services LED light fitting | 1701277 | 8404183 | 5.8 | Electrical installations | heat sink | Construction | 3.8842 | kg | 10 | 44 | 1 | FALSE | 1 | FALSE |  | 1.01 | 3.8842 | 23.3053 | 5536 | Window furniture/hardware, aluminium |  | 0 | A1A3 | 73.7197 | 2.4963e-06 | 0.50396 | 0.11548 | 0.037434 | 6.4214e-05 | 921.3845 | 15.5953 | 0.48946
| Civic Offices | Services LED light fitting | 1701277 | 8404183 | 5.8 | Electrical installations | heat sink | Construction | 3.8842 | kg | 10 | 44 | 1 | FALSE | 1 | FALSE |  | 1.01 | 3.8842 | 23.3053 | 5536 | Window furniture/hardware, aluminium |  | 0 | A4 | 0.19332 | 2.1443e-08 | 0.0010016 | 0.00016254 | 0.00012351 | 2.6867e-07 | 2.7914 | 0.75882 | 0.00076263
| Civic Offices | Services LED light fitting | 1701277 | 8404183 | 5.8 | Electrical installations | heat sink | Construction | 3.8842 | kg | 10 | 44 | 1 | FALSE | 1 | FALSE |  | 1.01 | 3.8842 | 23.3053 | 5536 | Window furniture/hardware, aluminium |  | 0 | A5 | 2.019e-05 | 5.2869e-12 | 1.4119e-07 | 4.6394e-08 | 2.3429e-08 | 2.8481e-11 | 0.00049497 | 0.0058263 | 0
| Civic Offices | Services LED light fitting | 1701277 | 8404183 | 5.8 | Electrical installations | heat sink | Construction | 3.8842 | kg | 10 | 44 | 1 | FALSE | 1 | FALSE |  | 1.01 | 3.8842 | 23.3053 | 5536 | Window furniture/hardware, aluminium |  | 0 | D2 | 0 | 0 | 0 | 0 | 0 | 0 | 0 | 0 | 0
| Civic Offices | Services LED light fitting | 1701277 | 8404183 | 5.8 | Electrical installations | heat sink | Construction | 3.8842 | kg | 10 | 44 | 1 | FALSE | 1 | FALSE |  | 1.01 | 3.8842 | 23.3053 | 5536 | Window furniture/hardware, aluminium |  | 0 | D3 | 0 | 0 | 0 | 0 | 0 | 0 | 0 | 0 | 0
| Civic Offices | Services LED light fitting | 1701277 | 8404183 | 5.8 | Electrical installations | heat sink | Construction | 3.8842 | kg | 10 | 44 | 1 | FALSE | 1 | FALSE |  | 1.01 | 3.8842 | 23.3053 | 5536 | Window furniture/hardware, aluminium |  | 0 | D4 | 0 | 0 | 0 | 0 | 0 | 0 | 0 | 0 | 0
| Civic Offices | Services LED light fitting | 1701277 | 8404183 | 5.8 | Electrical installations | heat sink | Construction | 3.8842 | kg | 10 | 44 | 1 | FALSE | 1 | FALSE |  | 1.01 | 3.8842 | 23.3053 | 5536 | Window furniture/hardware, aluminium |  | 60 | C2 | 0 | 0 | 0 | 0 | 0 | 0 | 0 | 0 | 0
| Civic Offices | Services LED light fitting | 1701277 | 8404183 | 5.8 | Electrical installations | heat sink | Construction | 3.8842 | kg | 10 | 44 | 1 | FALSE | 1 | FALSE |  | 1.01 | 3.8842 | 23.3053 | 5536 | Window furniture/hardware, aluminium |  | 60 | C4 | 0.002019 | 5.2869e-10 | 1.4119e-05 | 4.6394e-06 | 2.3429e-06 | 2.8481e-09 | 0.049497 | 0.58263 | 0.00010125
| Civic Offices | Services LED light fitting | 1701277 | 8404183 | 5.8 | Electrical installations | heat sink | Construction | 3.8842 | kg | 10 | 44 | 1 | FALSE | 1 | FALSE |  | 1.01 | 3.8842 | 23.3053 | 5536 | Window furniture/hardware, aluminium |  | 60 | D2 | 0 | 0 | 0 | 0 | 0 | 0 | 0 | 0 | 0
| Civic Offices | Services LED light fitting | 1701277 | 8404183 | 5.8 | Electrical installations | heat sink | Construction | 3.8842 | kg | 10 | 44 | 1 | FALSE | 1 | FALSE |  | 1.01 | 3.8842 | 23.3053 | 5536 | Window furniture/hardware, aluminium |  | 60 | D3 | 0 | 0 | 0 | 0 | 0 | 0 | 0 | 0 | 0
| Civic Offices | Services LED light fitting | 1701277 | 8404183 | 5.8 | Electrical installations | heat sink | Construction | 3.8842 | kg | 10 | 44 | 1 | FALSE | 1 | FALSE |  | 1.01 | 3.8842 | 23.3053 | 5536 | Window furniture/hardware, aluminium |  | 60 | D4 | 0 | 0 | 0 | 0 | 0 | 0 | 0 | 0 | 0
| Civic Offices | Services LED light fitting | 1701277 | 8404183 | 5.8 | Electrical installations | heat sink | Construction | 3.8842 | kg | 10 | 44 | 1 | FALSE | 1 | FALSE |  | 1.01 | 3.8842 | 23.3053 | 5536 | Window furniture/hardware, aluminium |  | 10 | B4B5 | 73.9151 | 2.5183e-06 | 0.50498 | 0.11565 | 0.03756 | 6.4485e-05 | 924.2259 | 16.9426 | 0.49023
| Civic Offices | Services LED light fitting | 1701277 | 8404183 | 5.8 | Electrical installations | heat sink | Construction | 3.8842 | kg | 10 | 44 | 1 | FALSE | 1 | FALSE |  | 1.01 | 3.8842 | 23.3053 | 5536 | Window furniture/hardware, aluminium |  | 10 | D2 | 0 | 0 | 0 | 0 | 0 | 0 | 0 | 0 | 0
| Civic Offices | Services LED light fitting | 1701277 | 8404183 | 5.8 | Electrical installations | heat sink | Construction | 3.8842 | kg | 10 | 44 | 1 | FALSE | 1 | FALSE |  | 1.01 | 3.8842 | 23.3053 | 5536 | Window furniture/hardware, aluminium |  | 10 | D3 | 0 | 0 | 0 | 0 | 0 | 0 | 0 | 0 | 0
| Civic Offices | Services LED light fitting | 1701277 | 8404183 | 5.8 | Electrical installations | heat sink | Construction | 3.8842 | kg | 10 | 44 | 1 | FALSE | 1 | FALSE |  | 1.01 | 3.8842 | 23.3053 | 5536 | Window furniture/hardware, aluminium |  | 10 | D4 | 0 | 0 | 0 | 0 | 0 | 0 | 0 | 0 | 0
| Civic Offices | Services LED light fitting | 1701277 | 8404183 | 5.8 | Electrical installations | heat sink | Construction | 3.8842 | kg | 10 | 44 | 1 | FALSE | 1 | FALSE |  | 1.01 | 3.8842 | 23.3053 | 5536 | Window furniture/hardware, aluminium |  | 20 | B4B5 | 73.9151 | 2.5183e-06 | 0.50498 | 0.11565 | 0.03756 | 6.4485e-05 | 924.2259 | 16.9426 | 0.49023
| Civic Offices | Services LED light fitting | 1701277 | 8404183 | 5.8 | Electrical installations | heat sink | Construction | 3.8842 | kg | 10 | 44 | 1 | FALSE | 1 | FALSE |  | 1.01 | 3.8842 | 23.3053 | 5536 | Window furniture/hardware, aluminium |  | 20 | D2 | 0 | 0 | 0 | 0 | 0 | 0 | 0 | 0 | 0
| Civic Offices | Services LED light fitting | 1701277 | 8404183 | 5.8 | Electrical installations | heat sink | Construction | 3.8842 | kg | 10 | 44 | 1 | FALSE | 1 | FALSE |  | 1.01 | 3.8842 | 23.3053 | 5536 | Window furniture/hardware, aluminium |  | 20 | D3 | 0 | 0 | 0 | 0 | 0 | 0 | 0 | 0 | 0
| Civic Offices | Services LED light fitting | 1701277 | 8404183 | 5.8 | Electrical installations | heat sink | Construction | 3.8842 | kg | 10 | 44 | 1 | FALSE | 1 | FALSE |  | 1.01 | 3.8842 | 23.3053 | 5536 | Window furniture/hardware, aluminium |  | 20 | D4 | 0 | 0 | 0 | 0 | 0 | 0 | 0 | 0 | 0
| Civic Offices | Services LED light fitting | 1701277 | 8404183 | 5.8 | Electrical installations | heat sink | Construction | 3.8842 | kg | 10 | 44 | 1 | FALSE | 1 | FALSE |  | 1.01 | 3.8842 | 23.3053 | 5536 | Window furniture/hardware, aluminium |  | 30 | B4B5 | 73.9151 | 2.5183e-06 | 0.50498 | 0.11565 | 0.03756 | 6.4485e-05 | 924.2259 | 16.9426 | 0.49023
| Civic Offices | Services LED light fitting | 1701277 | 8404183 | 5.8 | Electrical installations | heat sink | Construction | 3.8842 | kg | 10 | 44 | 1 | FALSE | 1 | FALSE |  | 1.01 | 3.8842 | 23.3053 | 5536 | Window furniture/hardware, aluminium |  | 30 | D2 | 0 | 0 | 0 | 0 | 0 | 0 | 0 | 0 | 0
| Civic Offices | Services LED light fitting | 1701277 | 8404183 | 5.8 | Electrical installations | heat sink | Construction | 3.8842 | kg | 10 | 44 | 1 | FALSE | 1 | FALSE |  | 1.01 | 3.8842 | 23.3053 | 5536 | Window furniture/hardware, aluminium |  | 30 | D3 | 0 | 0 | 0 | 0 | 0 | 0 | 0 | 0 | 0
| Civic Offices | Services LED light fitting | 1701277 | 8404183 | 5.8 | Electrical installations | heat sink | Construction | 3.8842 | kg | 10 | 44 | 1 | FALSE | 1 | FALSE |  | 1.01 | 3.8842 | 23.3053 | 5536 | Window furniture/hardware, aluminium |  | 30 | D4 | 0 | 0 | 0 | 0 | 0 | 0 | 0 | 0 | 0
| Civic Offices | Services LED light fitting | 1701277 | 8404183 | 5.8 | Electrical installations | heat sink | Construction | 3.8842 | kg | 10 | 44 | 1 | FALSE | 1 | FALSE |  | 1.01 | 3.8842 | 23.3053 | 5536 | Window furniture/hardware, aluminium |  | 40 | B4B5 | 73.9151 | 2.5183e-06 | 0.50498 | 0.11565 | 0.03756 | 6.4485e-05 | 924.2259 | 16.9426 | 0.49023
| Civic Offices | Services LED light fitting | 1701277 | 8404183 | 5.8 | Electrical installations | heat sink | Construction | 3.8842 | kg | 10 | 44 | 1 | FALSE | 1 | FALSE |  | 1.01 | 3.8842 | 23.3053 | 5536 | Window furniture/hardware, aluminium |  | 40 | D2 | 0 | 0 | 0 | 0 | 0 | 0 | 0 | 0 | 0
| Civic Offices | Services LED light fitting | 1701277 | 8404183 | 5.8 | Electrical installations | heat sink | Construction | 3.8842 | kg | 10 | 44 | 1 | FALSE | 1 | FALSE |  | 1.01 | 3.8842 | 23.3053 | 5536 | Window furniture/hardware, aluminium |  | 40 | D3 | 0 | 0 | 0 | 0 | 0 | 0 | 0 | 0 | 0
| Civic Offices | Services LED light fitting | 1701277 | 8404183 | 5.8 | Electrical installations | heat sink | Construction | 3.8842 | kg | 10 | 44 | 1 | FALSE | 1 | FALSE |  | 1.01 | 3.8842 | 23.3053 | 5536 | Window furniture/hardware, aluminium |  | 40 | D4 | 0 | 0 | 0 | 0 | 0 | 0 | 0 | 0 | 0
| Civic Offices | Services LED light fitting | 1701277 | 8404183 | 5.8 | Electrical installations | heat sink | Construction | 3.8842 | kg | 10 | 44 | 1 | FALSE | 1 | FALSE |  | 1.01 | 3.8842 | 23.3053 | 5536 | Window furniture/hardware, aluminium |  | 50 | B4B5 | 73.9151 | 2.5183e-06 | 0.50498 | 0.11565 | 0.03756 | 6.4485e-05 | 924.2259 | 16.9426 | 0.49023
| Civic Offices | Services LED light fitting | 1701277 | 8404183 | 5.8 | Electrical installations | heat sink | Construction | 3.8842 | kg | 10 | 44 | 1 | FALSE | 1 | FALSE |  | 1.01 | 3.8842 | 23.3053 | 5536 | Window furniture/hardware, aluminium |  | 50 | D2 | 0 | 0 | 0 | 0 | 0 | 0 | 0 | 0 | 0
| Civic Offices | Services LED light fitting | 1701277 | 8404183 | 5.8 | Electrical installations | heat sink | Construction | 3.8842 | kg | 10 | 44 | 1 | FALSE | 1 | FALSE |  | 1.01 | 3.8842 | 23.3053 | 5536 | Window furniture/hardware, aluminium |  | 50 | D3 | 0 | 0 | 0 | 0 | 0 | 0 | 0 | 0 | 0
| Civic Offices | Services LED light fitting | 1701277 | 8404183 | 5.8 | Electrical installations | heat sink | Construction | 3.8842 | kg | 10 | 44 | 1 | FALSE | 1 | FALSE |  | 1.01 | 3.8842 | 23.3053 | 5536 | Window furniture/hardware, aluminium |  | 50 | D4 | 0 | 0 | 0 | 0 | 0 | 0 | 0 | 0 | 0
| Civic Offices | Services LED light fitting | 1701277 | 8404184 | 5.8 | Electrical installations | glass bulb | Construction | 1.1263 | kg | 10 | 44 | 1 | FALSE | 1 | FALSE |  | 1.05 | 1.1263 | 6.7579 | 5490 | General glazing, glass (toughened) |  | 0 | A1A3 | 1.3285 | 1.2249e-07 | 0.012614 | 0.0015906 | 0.00076398 | 8.4351e-06 | 16.2684 | 9.192 | 0.0064761
| Civic Offices | Services LED light fitting | 1701277 | 8404184 | 5.8 | Electrical installations | glass bulb | Construction | 1.1263 | kg | 10 | 44 | 1 | FALSE | 1 | FALSE |  | 1.05 | 1.1263 | 6.7579 | 5490 | General glazing, glass (toughened) |  | 0 | A4 | 0.028475 | 5.2413e-09 | 9.5217e-05 | 2.5123e-05 | 1.661e-05 | 7.4991e-08 | 0.43002 | 0.053131 | 0.00011797
| Civic Offices | Services LED light fitting | 1701277 | 8404184 | 5.8 | Electrical installations | glass bulb | Construction | 1.1263 | kg | 10 | 44 | 1 | FALSE | 1 | FALSE |  | 1.05 | 1.1263 | 6.7579 | 5490 | General glazing, glass (toughened) |  | 0 | A5 | 8.7709e-05 | 3.0236e-11 | 6.7551e-07 | 1.668e-07 | 1.1669e-07 | 9.4812e-11 | 0.0025475 | 0.0084474 | 0
| Civic Offices | Services LED light fitting | 1701277 | 8404184 | 5.8 | Electrical installations | glass bulb | Construction | 1.1263 | kg | 10 | 44 | 1 | FALSE | 1 | FALSE |  | 1.05 | 1.1263 | 6.7579 | 5490 | General glazing, glass (toughened) |  | 0 | D2 | 0 | 0 | 0 | 0 | 0 | 0 | 0 | 0 | 0
| Civic Offices | Services LED light fitting | 1701277 | 8404184 | 5.8 | Electrical installations | glass bulb | Construction | 1.1263 | kg | 10 | 44 | 1 | FALSE | 1 | FALSE |  | 1.05 | 1.1263 | 6.7579 | 5490 | General glazing, glass (toughened) |  | 0 | D3 | 0 | 0 | 0 | 0 | 0 | 0 | 0 | 0 | 0
| Civic Offices | Services LED light fitting | 1701277 | 8404184 | 5.8 | Electrical installations | glass bulb | Construction | 1.1263 | kg | 10 | 44 | 1 | FALSE | 1 | FALSE |  | 1.05 | 1.1263 | 6.7579 | 5490 | General glazing, glass (toughened) |  | 0 | D4 | 0 | 0 | 0 | 0 | 0 | 0 | 0 | 0 | 0
| Civic Offices | Services LED light fitting | 1701277 | 8404184 | 5.8 | Electrical installations | glass bulb | Construction | 1.1263 | kg | 10 | 44 | 1 | FALSE | 1 | FALSE |  | 1.05 | 1.1263 | 6.7579 | 5490 | General glazing, glass (toughened) |  | 60 | C2 | 0 | 0 | 0 | 0 | 0 | 0 | 0 | 0 | 0
| Civic Offices | Services LED light fitting | 1701277 | 8404184 | 5.8 | Electrical installations | glass bulb | Construction | 1.1263 | kg | 10 | 44 | 1 | FALSE | 1 | FALSE |  | 1.05 | 1.1263 | 6.7579 | 5490 | General glazing, glass (toughened) |  | 60 | C4 | 0.0017542 | 6.0471e-10 | 1.351e-05 | 3.3359e-06 | 2.3338e-06 | 1.8962e-09 | 0.05095 | 0.16895 | 0.00016537
| Civic Offices | Services LED light fitting | 1701277 | 8404184 | 5.8 | Electrical installations | glass bulb | Construction | 1.1263 | kg | 10 | 44 | 1 | FALSE | 1 | FALSE |  | 1.05 | 1.1263 | 6.7579 | 5490 | General glazing, glass (toughened) |  | 60 | D2 | 0 | 0 | 0 | 0 | 0 | 0 | 0 | 0 | 0
| Civic Offices | Services LED light fitting | 1701277 | 8404184 | 5.8 | Electrical installations | glass bulb | Construction | 1.1263 | kg | 10 | 44 | 1 | FALSE | 1 | FALSE |  | 1.05 | 1.1263 | 6.7579 | 5490 | General glazing, glass (toughened) |  | 60 | D3 | 0 | 0 | 0 | 0 | 0 | 0 | 0 | 0 | 0
| Civic Offices | Services LED light fitting | 1701277 | 8404184 | 5.8 | Electrical installations | glass bulb | Construction | 1.1263 | kg | 10 | 44 | 1 | FALSE | 1 | FALSE |  | 1.05 | 1.1263 | 6.7579 | 5490 | General glazing, glass (toughened) |  | 60 | D4 | 0 | 0 | 0 | 0 | 0 | 0 | 0 | 0 | 0
| Civic Offices | Services LED light fitting | 1701277 | 8404184 | 5.8 | Electrical installations | glass bulb | Construction | 1.1263 | kg | 10 | 44 | 1 | FALSE | 1 | FALSE |  | 1.05 | 1.1263 | 6.7579 | 5490 | General glazing, glass (toughened) |  | 10 | B4B5 | 1.3588 | 1.2836e-07 | 0.012724 | 0.0016192 | 0.00078304 | 8.512e-06 | 16.7519 | 9.4226 | 0.0065941
| Civic Offices | Services LED light fitting | 1701277 | 8404184 | 5.8 | Electrical installations | glass bulb | Construction | 1.1263 | kg | 10 | 44 | 1 | FALSE | 1 | FALSE |  | 1.05 | 1.1263 | 6.7579 | 5490 | General glazing, glass (toughened) |  | 10 | D2 | 0 | 0 | 0 | 0 | 0 | 0 | 0 | 0 | 0
| Civic Offices | Services LED light fitting | 1701277 | 8404184 | 5.8 | Electrical installations | glass bulb | Construction | 1.1263 | kg | 10 | 44 | 1 | FALSE | 1 | FALSE |  | 1.05 | 1.1263 | 6.7579 | 5490 | General glazing, glass (toughened) |  | 10 | D3 | 0 | 0 | 0 | 0 | 0 | 0 | 0 | 0 | 0
| Civic Offices | Services LED light fitting | 1701277 | 8404184 | 5.8 | Electrical installations | glass bulb | Construction | 1.1263 | kg | 10 | 44 | 1 | FALSE | 1 | FALSE |  | 1.05 | 1.1263 | 6.7579 | 5490 | General glazing, glass (toughened) |  | 10 | D4 | 0 | 0 | 0 | 0 | 0 | 0 | 0 | 0 | 0
| Civic Offices | Services LED light fitting | 1701277 | 8404184 | 5.8 | Electrical installations | glass bulb | Construction | 1.1263 | kg | 10 | 44 | 1 | FALSE | 1 | FALSE |  | 1.05 | 1.1263 | 6.7579 | 5490 | General glazing, glass (toughened) |  | 20 | B4B5 | 1.3588 | 1.2836e-07 | 0.012724 | 0.0016192 | 0.00078304 | 8.512e-06 | 16.7519 | 9.4226 | 0.0065941
| Civic Offices | Services LED light fitting | 1701277 | 8404184 | 5.8 | Electrical installations | glass bulb | Construction | 1.1263 | kg | 10 | 44 | 1 | FALSE | 1 | FALSE |  | 1.05 | 1.1263 | 6.7579 | 5490 | General glazing, glass (toughened) |  | 20 | D2 | 0 | 0 | 0 | 0 | 0 | 0 | 0 | 0 | 0
| Civic Offices | Services LED light fitting | 1701277 | 8404184 | 5.8 | Electrical installations | glass bulb | Construction | 1.1263 | kg | 10 | 44 | 1 | FALSE | 1 | FALSE |  | 1.05 | 1.1263 | 6.7579 | 5490 | General glazing, glass (toughened) |  | 20 | D3 | 0 | 0 | 0 | 0 | 0 | 0 | 0 | 0 | 0
| Civic Offices | Services LED light fitting | 1701277 | 8404184 | 5.8 | Electrical installations | glass bulb | Construction | 1.1263 | kg | 10 | 44 | 1 | FALSE | 1 | FALSE |  | 1.05 | 1.1263 | 6.7579 | 5490 | General glazing, glass (toughened) |  | 20 | D4 | 0 | 0 | 0 | 0 | 0 | 0 | 0 | 0 | 0
| Civic Offices | Services LED light fitting | 1701277 | 8404184 | 5.8 | Electrical installations | glass bulb | Construction | 1.1263 | kg | 10 | 44 | 1 | FALSE | 1 | FALSE |  | 1.05 | 1.1263 | 6.7579 | 5490 | General glazing, glass (toughened) |  | 30 | B4B5 | 1.3588 | 1.2836e-07 | 0.012724 | 0.0016192 | 0.00078304 | 8.512e-06 | 16.7519 | 9.4226 | 0.0065941
| Civic Offices | Services LED light fitting | 1701277 | 8404184 | 5.8 | Electrical installations | glass bulb | Construction | 1.1263 | kg | 10 | 44 | 1 | FALSE | 1 | FALSE |  | 1.05 | 1.1263 | 6.7579 | 5490 | General glazing, glass (toughened) |  | 30 | D2 | 0 | 0 | 0 | 0 | 0 | 0 | 0 | 0 | 0
| Civic Offices | Services LED light fitting | 1701277 | 8404184 | 5.8 | Electrical installations | glass bulb | Construction | 1.1263 | kg | 10 | 44 | 1 | FALSE | 1 | FALSE |  | 1.05 | 1.1263 | 6.7579 | 5490 | General glazing, glass (toughened) |  | 30 | D3 | 0 | 0 | 0 | 0 | 0 | 0 | 0 | 0 | 0
| Civic Offices | Services LED light fitting | 1701277 | 8404184 | 5.8 | Electrical installations | glass bulb | Construction | 1.1263 | kg | 10 | 44 | 1 | FALSE | 1 | FALSE |  | 1.05 | 1.1263 | 6.7579 | 5490 | General glazing, glass (toughened) |  | 30 | D4 | 0 | 0 | 0 | 0 | 0 | 0 | 0 | 0 | 0
| Civic Offices | Services LED light fitting | 1701277 | 8404184 | 5.8 | Electrical installations | glass bulb | Construction | 1.1263 | kg | 10 | 44 | 1 | FALSE | 1 | FALSE |  | 1.05 | 1.1263 | 6.7579 | 5490 | General glazing, glass (toughened) |  | 40 | B4B5 | 1.3588 | 1.2836e-07 | 0.012724 | 0.0016192 | 0.00078304 | 8.512e-06 | 16.7519 | 9.4226 | 0.0065941
| Civic Offices | Services LED light fitting | 1701277 | 8404184 | 5.8 | Electrical installations | glass bulb | Construction | 1.1263 | kg | 10 | 44 | 1 | FALSE | 1 | FALSE |  | 1.05 | 1.1263 | 6.7579 | 5490 | General glazing, glass (toughened) |  | 40 | D2 | 0 | 0 | 0 | 0 | 0 | 0 | 0 | 0 | 0
| Civic Offices | Services LED light fitting | 1701277 | 8404184 | 5.8 | Electrical installations | glass bulb | Construction | 1.1263 | kg | 10 | 44 | 1 | FALSE | 1 | FALSE |  | 1.05 | 1.1263 | 6.7579 | 5490 | General glazing, glass (toughened) |  | 40 | D3 | 0 | 0 | 0 | 0 | 0 | 0 | 0 | 0 | 0
| Civic Offices | Services LED light fitting | 1701277 | 8404184 | 5.8 | Electrical installations | glass bulb | Construction | 1.1263 | kg | 10 | 44 | 1 | FALSE | 1 | FALSE |  | 1.05 | 1.1263 | 6.7579 | 5490 | General glazing, glass (toughened) |  | 40 | D4 | 0 | 0 | 0 | 0 | 0 | 0 | 0 | 0 | 0
| Civic Offices | Services LED light fitting | 1701277 | 8404184 | 5.8 | Electrical installations | glass bulb | Construction | 1.1263 | kg | 10 | 44 | 1 | FALSE | 1 | FALSE |  | 1.05 | 1.1263 | 6.7579 | 5490 | General glazing, glass (toughened) |  | 50 | B4B5 | 1.3588 | 1.2836e-07 | 0.012724 | 0.0016192 | 0.00078304 | 8.512e-06 | 16.7519 | 9.4226 | 0.0065941
| Civic Offices | Services LED light fitting | 1701277 | 8404184 | 5.8 | Electrical installations | glass bulb | Construction | 1.1263 | kg | 10 | 44 | 1 | FALSE | 1 | FALSE |  | 1.05 | 1.1263 | 6.7579 | 5490 | General glazing, glass (toughened) |  | 50 | D2 | 0 | 0 | 0 | 0 | 0 | 0 | 0 | 0 | 0
| Civic Offices | Services LED light fitting | 1701277 | 8404184 | 5.8 | Electrical installations | glass bulb | Construction | 1.1263 | kg | 10 | 44 | 1 | FALSE | 1 | FALSE |  | 1.05 | 1.1263 | 6.7579 | 5490 | General glazing, glass (toughened) |  | 50 | D3 | 0 | 0 | 0 | 0 | 0 | 0 | 0 | 0 | 0
| Civic Offices | Services LED light fitting | 1701277 | 8404184 | 5.8 | Electrical installations | glass bulb | Construction | 1.1263 | kg | 10 | 44 | 1 | FALSE | 1 | FALSE |  | 1.05 | 1.1263 | 6.7579 | 5490 | General glazing, glass (toughened) |  | 50 | D4 | 0 | 0 | 0 | 0 | 0 | 0 | 0 | 0 | 0
| Civic Offices | Services LED light fitting | 1701277 | 8404185 | 5.8 | Electrical installations | connectors | Construction | 0.052632 | kg | 10 | 44 | 1 | FALSE | 1 | FALSE |  | 1.05 | 0.052632 | 0.31579 | 5014 | Cladding sheet (angle seamed), copper |  | 0 | A1A3 | 0.38049 | 3.162e-07 | 0.019351 | 0.012917 | 0.0010696 | 8.8038e-05 | 5.7732 | 1.127 | 0.012162
| Civic Offices | Services LED light fitting | 1701277 | 8404185 | 5.8 | Electrical installations | connectors | Construction | 0.052632 | kg | 10 | 44 | 1 | FALSE | 1 | FALSE |  | 1.05 | 0.052632 | 0.31579 | 5014 | Cladding sheet (angle seamed), copper |  | 0 | A4 | 0.0010827 | 1.9454e-10 | 3.5453e-06 | 9.5824e-07 | 6.0482e-07 | 3.7761e-09 | 0.01614 | 0.0024645 | 4.4557e-06
| Civic Offices | Services LED light fitting | 1701277 | 8404185 | 5.8 | Electrical installations | connectors | Construction | 0.052632 | kg | 10 | 44 | 1 | FALSE | 1 | FALSE |  | 1.05 | 0.052632 | 0.31579 | 5014 | Cladding sheet (angle seamed), copper |  | 0 | A5 | 1.3679e-06 | 3.5819e-13 | 9.5656e-09 | 3.1432e-09 | 1.5873e-09 | 1.9296e-12 | 3.3534e-05 | 0.00039474 | 0
| Civic Offices | Services LED light fitting | 1701277 | 8404185 | 5.8 | Electrical installations | connectors | Construction | 0.052632 | kg | 10 | 44 | 1 | FALSE | 1 | FALSE |  | 1.05 | 0.052632 | 0.31579 | 5014 | Cladding sheet (angle seamed), copper |  | 0 | D2 | 0 | 0 | 0 | 0 | 0 | 0 | 0 | 0 | 0
| Civic Offices | Services LED light fitting | 1701277 | 8404185 | 5.8 | Electrical installations | connectors | Construction | 0.052632 | kg | 10 | 44 | 1 | FALSE | 1 | FALSE |  | 1.05 | 0.052632 | 0.31579 | 5014 | Cladding sheet (angle seamed), copper |  | 0 | D3 | 0 | 0 | 0 | 0 | 0 | 0 | 0 | 0 | 0
| Civic Offices | Services LED light fitting | 1701277 | 8404185 | 5.8 | Electrical installations | connectors | Construction | 0.052632 | kg | 10 | 44 | 1 | FALSE | 1 | FALSE |  | 1.05 | 0.052632 | 0.31579 | 5014 | Cladding sheet (angle seamed), copper |  | 0 | D4 | 0 | 0 | 0 | 0 | 0 | 0 | 0 | 0 | 0
| Civic Offices | Services LED light fitting | 1701277 | 8404185 | 5.8 | Electrical installations | connectors | Construction | 0.052632 | kg | 10 | 44 | 1 | FALSE | 1 | FALSE |  | 1.05 | 0.052632 | 0.31579 | 5014 | Cladding sheet (angle seamed), copper |  | 60 | C2 | 0 | 0 | 0 | 0 | 0 | 0 | 0 | 0 | 0
| Civic Offices | Services LED light fitting | 1701277 | 8404185 | 5.8 | Electrical installations | connectors | Construction | 0.052632 | kg | 10 | 44 | 1 | FALSE | 1 | FALSE |  | 1.05 | 0.052632 | 0.31579 | 5014 | Cladding sheet (angle seamed), copper |  | 60 | C4 | 2.7358e-05 | 7.1638e-12 | 1.9131e-07 | 6.2864e-08 | 3.1746e-08 | 3.8593e-11 | 0.00067069 | 0.0078947 | 1.372e-06
| Civic Offices | Services LED light fitting | 1701277 | 8404185 | 5.8 | Electrical installations | connectors | Construction | 0.052632 | kg | 10 | 44 | 1 | FALSE | 1 | FALSE |  | 1.05 | 0.052632 | 0.31579 | 5014 | Cladding sheet (angle seamed), copper |  | 60 | D2 | 0 | 0 | 0 | 0 | 0 | 0 | 0 | 0 | 0
| Civic Offices | Services LED light fitting | 1701277 | 8404185 | 5.8 | Electrical installations | connectors | Construction | 0.052632 | kg | 10 | 44 | 1 | FALSE | 1 | FALSE |  | 1.05 | 0.052632 | 0.31579 | 5014 | Cladding sheet (angle seamed), copper |  | 60 | D3 | 0 | 0 | 0 | 0 | 0 | 0 | 0 | 0 | 0
| Civic Offices | Services LED light fitting | 1701277 | 8404185 | 5.8 | Electrical installations | connectors | Construction | 0.052632 | kg | 10 | 44 | 1 | FALSE | 1 | FALSE |  | 1.05 | 0.052632 | 0.31579 | 5014 | Cladding sheet (angle seamed), copper |  | 60 | D4 | 0 | 0 | 0 | 0 | 0 | 0 | 0 | 0 | 0
| Civic Offices | Services LED light fitting | 1701277 | 8404185 | 5.8 | Electrical installations | connectors | Construction | 0.052632 | kg | 10 | 44 | 1 | FALSE | 1 | FALSE |  | 1.05 | 0.052632 | 0.31579 | 5014 | Cladding sheet (angle seamed), copper |  | 10 | B4B5 | 0.3816 | 3.164e-07 | 0.019355 | 0.012918 | 0.0010703 | 8.8041e-05 | 5.7901 | 1.1377 | 0.012167
| Civic Offices | Services LED light fitting | 1701277 | 8404185 | 5.8 | Electrical installations | connectors | Construction | 0.052632 | kg | 10 | 44 | 1 | FALSE | 1 | FALSE |  | 1.05 | 0.052632 | 0.31579 | 5014 | Cladding sheet (angle seamed), copper |  | 10 | D2 | 0 | 0 | 0 | 0 | 0 | 0 | 0 | 0 | 0
| Civic Offices | Services LED light fitting | 1701277 | 8404185 | 5.8 | Electrical installations | connectors | Construction | 0.052632 | kg | 10 | 44 | 1 | FALSE | 1 | FALSE |  | 1.05 | 0.052632 | 0.31579 | 5014 | Cladding sheet (angle seamed), copper |  | 10 | D3 | 0 | 0 | 0 | 0 | 0 | 0 | 0 | 0 | 0
| Civic Offices | Services LED light fitting | 1701277 | 8404185 | 5.8 | Electrical installations | connectors | Construction | 0.052632 | kg | 10 | 44 | 1 | FALSE | 1 | FALSE |  | 1.05 | 0.052632 | 0.31579 | 5014 | Cladding sheet (angle seamed), copper |  | 10 | D4 | 0 | 0 | 0 | 0 | 0 | 0 | 0 | 0 | 0
| Civic Offices | Services LED light fitting | 1701277 | 8404185 | 5.8 | Electrical installations | connectors | Construction | 0.052632 | kg | 10 | 44 | 1 | FALSE | 1 | FALSE |  | 1.05 | 0.052632 | 0.31579 | 5014 | Cladding sheet (angle seamed), copper |  | 20 | B4B5 | 0.3816 | 3.164e-07 | 0.019355 | 0.012918 | 0.0010703 | 8.8041e-05 | 5.7901 | 1.1377 | 0.012167
| Civic Offices | Services LED light fitting | 1701277 | 8404185 | 5.8 | Electrical installations | connectors | Construction | 0.052632 | kg | 10 | 44 | 1 | FALSE | 1 | FALSE |  | 1.05 | 0.052632 | 0.31579 | 5014 | Cladding sheet (angle seamed), copper |  | 20 | D2 | 0 | 0 | 0 | 0 | 0 | 0 | 0 | 0 | 0
| Civic Offices | Services LED light fitting | 1701277 | 8404185 | 5.8 | Electrical installations | connectors | Construction | 0.052632 | kg | 10 | 44 | 1 | FALSE | 1 | FALSE |  | 1.05 | 0.052632 | 0.31579 | 5014 | Cladding sheet (angle seamed), copper |  | 20 | D3 | 0 | 0 | 0 | 0 | 0 | 0 | 0 | 0 | 0
| Civic Offices | Services LED light fitting | 1701277 | 8404185 | 5.8 | Electrical installations | connectors | Construction | 0.052632 | kg | 10 | 44 | 1 | FALSE | 1 | FALSE |  | 1.05 | 0.052632 | 0.31579 | 5014 | Cladding sheet (angle seamed), copper |  | 20 | D4 | 0 | 0 | 0 | 0 | 0 | 0 | 0 | 0 | 0
| Civic Offices | Services LED light fitting | 1701277 | 8404185 | 5.8 | Electrical installations | connectors | Construction | 0.052632 | kg | 10 | 44 | 1 | FALSE | 1 | FALSE |  | 1.05 | 0.052632 | 0.31579 | 5014 | Cladding sheet (angle seamed), copper |  | 30 | B4B5 | 0.3816 | 3.164e-07 | 0.019355 | 0.012918 | 0.0010703 | 8.8041e-05 | 5.7901 | 1.1377 | 0.012167
| Civic Offices | Services LED light fitting | 1701277 | 8404185 | 5.8 | Electrical installations | connectors | Construction | 0.052632 | kg | 10 | 44 | 1 | FALSE | 1 | FALSE |  | 1.05 | 0.052632 | 0.31579 | 5014 | Cladding sheet (angle seamed), copper |  | 30 | D2 | 0 | 0 | 0 | 0 | 0 | 0 | 0 | 0 | 0
| Civic Offices | Services LED light fitting | 1701277 | 8404185 | 5.8 | Electrical installations | connectors | Construction | 0.052632 | kg | 10 | 44 | 1 | FALSE | 1 | FALSE |  | 1.05 | 0.052632 | 0.31579 | 5014 | Cladding sheet (angle seamed), copper |  | 30 | D3 | 0 | 0 | 0 | 0 | 0 | 0 | 0 | 0 | 0
| Civic Offices | Services LED light fitting | 1701277 | 8404185 | 5.8 | Electrical installations | connectors | Construction | 0.052632 | kg | 10 | 44 | 1 | FALSE | 1 | FALSE |  | 1.05 | 0.052632 | 0.31579 | 5014 | Cladding sheet (angle seamed), copper |  | 30 | D4 | 0 | 0 | 0 | 0 | 0 | 0 | 0 | 0 | 0
| Civic Offices | Services LED light fitting | 1701277 | 8404185 | 5.8 | Electrical installations | connectors | Construction | 0.052632 | kg | 10 | 44 | 1 | FALSE | 1 | FALSE |  | 1.05 | 0.052632 | 0.31579 | 5014 | Cladding sheet (angle seamed), copper |  | 40 | B4B5 | 0.3816 | 3.164e-07 | 0.019355 | 0.012918 | 0.0010703 | 8.8041e-05 | 5.7901 | 1.1377 | 0.012167
| Civic Offices | Services LED light fitting | 1701277 | 8404185 | 5.8 | Electrical installations | connectors | Construction | 0.052632 | kg | 10 | 44 | 1 | FALSE | 1 | FALSE |  | 1.05 | 0.052632 | 0.31579 | 5014 | Cladding sheet (angle seamed), copper |  | 40 | D2 | 0 | 0 | 0 | 0 | 0 | 0 | 0 | 0 | 0
| Civic Offices | Services LED light fitting | 1701277 | 8404185 | 5.8 | Electrical installations | connectors | Construction | 0.052632 | kg | 10 | 44 | 1 | FALSE | 1 | FALSE |  | 1.05 | 0.052632 | 0.31579 | 5014 | Cladding sheet (angle seamed), copper |  | 40 | D3 | 0 | 0 | 0 | 0 | 0 | 0 | 0 | 0 | 0
| Civic Offices | Services LED light fitting | 1701277 | 8404185 | 5.8 | Electrical installations | connectors | Construction | 0.052632 | kg | 10 | 44 | 1 | FALSE | 1 | FALSE |  | 1.05 | 0.052632 | 0.31579 | 5014 | Cladding sheet (angle seamed), copper |  | 40 | D4 | 0 | 0 | 0 | 0 | 0 | 0 | 0 | 0 | 0
| Civic Offices | Services LED light fitting | 1701277 | 8404185 | 5.8 | Electrical installations | connectors | Construction | 0.052632 | kg | 10 | 44 | 1 | FALSE | 1 | FALSE |  | 1.05 | 0.052632 | 0.31579 | 5014 | Cladding sheet (angle seamed), copper |  | 50 | B4B5 | 0.3816 | 3.164e-07 | 0.019355 | 0.012918 | 0.0010703 | 8.8041e-05 | 5.7901 | 1.1377 | 0.012167
| Civic Offices | Services LED light fitting | 1701277 | 8404185 | 5.8 | Electrical installations | connectors | Construction | 0.052632 | kg | 10 | 44 | 1 | FALSE | 1 | FALSE |  | 1.05 | 0.052632 | 0.31579 | 5014 | Cladding sheet (angle seamed), copper |  | 50 | D2 | 0 | 0 | 0 | 0 | 0 | 0 | 0 | 0 | 0
| Civic Offices | Services LED light fitting | 1701277 | 8404185 | 5.8 | Electrical installations | connectors | Construction | 0.052632 | kg | 10 | 44 | 1 | FALSE | 1 | FALSE |  | 1.05 | 0.052632 | 0.31579 | 5014 | Cladding sheet (angle seamed), copper |  | 50 | D3 | 0 | 0 | 0 | 0 | 0 | 0 | 0 | 0 | 0
| Civic Offices | Services LED light fitting | 1701277 | 8404185 | 5.8 | Electrical installations | connectors | Construction | 0.052632 | kg | 10 | 44 | 1 | FALSE | 1 | FALSE |  | 1.05 | 0.052632 | 0.31579 | 5014 | Cladding sheet (angle seamed), copper |  | 50 | D4 | 0 | 0 | 0 | 0 | 0 | 0 | 0 | 0 | 0
| Civic Offices | Services LED light fitting | 1701277 | 8404186 | 5.8 | Electrical installations | insulator | Construction | 1.8211 | kg | 10 | 44 | 1 | FALSE | 1 | FALSE |  | 1.1 | 1.8211 | 10.9263 | 5052 | Membrane (breather), polypropylene |  | 0 | A1A3 | 11.0042 | 2.5129e-07 | 0.061976 | 0.017822 | 0.0073628 | 1.2912e-05 | 239.5774 | 0.95057 | 0.054291
| Civic Offices | Services LED light fitting | 1701277 | 8404186 | 5.8 | Electrical installations | insulator | Construction | 1.8211 | kg | 10 | 44 | 1 | FALSE | 1 | FALSE |  | 1.1 | 1.8211 | 10.9263 | 5052 | Membrane (breather), polypropylene |  | 0 | A4 | 0.037953 | 6.8193e-09 | 0.00012427 | 3.3589e-05 | 2.1201e-05 | 1.3236e-07 | 0.56575 | 0.086386 | 0.00015618
| Civic Offices | Services LED light fitting | 1701277 | 8404186 | 5.8 | Electrical installations | insulator | Construction | 1.8211 | kg | 10 | 44 | 1 | FALSE | 1 | FALSE |  | 1.1 | 1.8211 | 10.9263 | 5052 | Membrane (breather), polypropylene |  | 0 | A5 | 0.0047996 | 1.5266e-10 | 4.4194e-06 | 0.00040266 | 1.4664e-06 | 8.5291e-10 | 0.01397 | 0.029137 | 0
| Civic Offices | Services LED light fitting | 1701277 | 8404186 | 5.8 | Electrical installations | insulator | Construction | 1.8211 | kg | 10 | 44 | 1 | FALSE | 1 | FALSE |  | 1.1 | 1.8211 | 10.9263 | 5052 | Membrane (breather), polypropylene |  | 0 | D2 | 0 | 0 | 0 | 0 | 0 | 0 | 0 | 0 | 0
| Civic Offices | Services LED light fitting | 1701277 | 8404186 | 5.8 | Electrical installations | insulator | Construction | 1.8211 | kg | 10 | 44 | 1 | FALSE | 1 | FALSE |  | 1.1 | 1.8211 | 10.9263 | 5052 | Membrane (breather), polypropylene |  | 0 | D3 | 0 | 0 | 0 | 0 | 0 | 0 | 0 | 0 | 0
| Civic Offices | Services LED light fitting | 1701277 | 8404186 | 5.8 | Electrical installations | insulator | Construction | 1.8211 | kg | 10 | 44 | 1 | FALSE | 1 | FALSE |  | 1.1 | 1.8211 | 10.9263 | 5052 | Membrane (breather), polypropylene |  | 0 | D4 | 0 | 0 | 0 | 0 | 0 | 0 | 0 | 0 | 0
| Civic Offices | Services LED light fitting | 1701277 | 8404186 | 5.8 | Electrical installations | insulator | Construction | 1.8211 | kg | 10 | 44 | 1 | FALSE | 1 | FALSE |  | 1.1 | 1.8211 | 10.9263 | 5052 | Membrane (breather), polypropylene |  | 60 | C2 | 0 | 0 | 0 | 0 | 0 | 0 | 0 | 0 | 0
| Civic Offices | Services LED light fitting | 1701277 | 8404186 | 5.8 | Electrical installations | insulator | Construction | 1.8211 | kg | 10 | 44 | 1 | FALSE | 1 | FALSE |  | 1.1 | 1.8211 | 10.9263 | 5052 | Membrane (breather), polypropylene |  | 60 | C4 | 0.047996 | 1.5266e-09 | 4.4194e-05 | 0.0040266 | 1.4664e-05 | 8.5291e-09 | 0.1397 | 0.29137 | 0.0013512
| Civic Offices | Services LED light fitting | 1701277 | 8404186 | 5.8 | Electrical installations | insulator | Construction | 1.8211 | kg | 10 | 44 | 1 | FALSE | 1 | FALSE |  | 1.1 | 1.8211 | 10.9263 | 5052 | Membrane (breather), polypropylene |  | 60 | D2 | 0 | 0 | 0 | 0 | 0 | 0 | 0 | 0 | 0
| Civic Offices | Services LED light fitting | 1701277 | 8404186 | 5.8 | Electrical installations | insulator | Construction | 1.8211 | kg | 10 | 44 | 1 | FALSE | 1 | FALSE |  | 1.1 | 1.8211 | 10.9263 | 5052 | Membrane (breather), polypropylene |  | 60 | D3 | 0 | 0 | 0 | 0 | 0 | 0 | 0 | 0 | 0
| Civic Offices | Services LED light fitting | 1701277 | 8404186 | 5.8 | Electrical installations | insulator | Construction | 1.8211 | kg | 10 | 44 | 1 | FALSE | 1 | FALSE |  | 1.1 | 1.8211 | 10.9263 | 5052 | Membrane (breather), polypropylene |  | 60 | D4 | 0 | 0 | 0 | 0 | 0 | 0 | 0 | 0 | 0
| Civic Offices | Services LED light fitting | 1701277 | 8404186 | 5.8 | Electrical installations | insulator | Construction | 1.8211 | kg | 10 | 44 | 1 | FALSE | 1 | FALSE |  | 1.1 | 1.8211 | 10.9263 | 5052 | Membrane (breather), polypropylene |  | 10 | B4B5 | 11.095 | 2.5979e-07 | 0.062149 | 0.022285 | 0.0074002 | 1.3054e-05 | 240.2969 | 1.3575 | 0.054447
| Civic Offices | Services LED light fitting | 1701277 | 8404186 | 5.8 | Electrical installations | insulator | Construction | 1.8211 | kg | 10 | 44 | 1 | FALSE | 1 | FALSE |  | 1.1 | 1.8211 | 10.9263 | 5052 | Membrane (breather), polypropylene |  | 10 | D2 | 0 | 0 | 0 | 0 | 0 | 0 | 0 | 0 | 0
| Civic Offices | Services LED light fitting | 1701277 | 8404186 | 5.8 | Electrical installations | insulator | Construction | 1.8211 | kg | 10 | 44 | 1 | FALSE | 1 | FALSE |  | 1.1 | 1.8211 | 10.9263 | 5052 | Membrane (breather), polypropylene |  | 10 | D3 | 0 | 0 | 0 | 0 | 0 | 0 | 0 | 0 | 0
| Civic Offices | Services LED light fitting | 1701277 | 8404186 | 5.8 | Electrical installations | insulator | Construction | 1.8211 | kg | 10 | 44 | 1 | FALSE | 1 | FALSE |  | 1.1 | 1.8211 | 10.9263 | 5052 | Membrane (breather), polypropylene |  | 10 | D4 | 0 | 0 | 0 | 0 | 0 | 0 | 0 | 0 | 0
| Civic Offices | Services LED light fitting | 1701277 | 8404186 | 5.8 | Electrical installations | insulator | Construction | 1.8211 | kg | 10 | 44 | 1 | FALSE | 1 | FALSE |  | 1.1 | 1.8211 | 10.9263 | 5052 | Membrane (breather), polypropylene |  | 20 | B4B5 | 11.095 | 2.5979e-07 | 0.062149 | 0.022285 | 0.0074002 | 1.3054e-05 | 240.2969 | 1.3575 | 0.054447
| Civic Offices | Services LED light fitting | 1701277 | 8404186 | 5.8 | Electrical installations | insulator | Construction | 1.8211 | kg | 10 | 44 | 1 | FALSE | 1 | FALSE |  | 1.1 | 1.8211 | 10.9263 | 5052 | Membrane (breather), polypropylene |  | 20 | D2 | 0 | 0 | 0 | 0 | 0 | 0 | 0 | 0 | 0
| Civic Offices | Services LED light fitting | 1701277 | 8404186 | 5.8 | Electrical installations | insulator | Construction | 1.8211 | kg | 10 | 44 | 1 | FALSE | 1 | FALSE |  | 1.1 | 1.8211 | 10.9263 | 5052 | Membrane (breather), polypropylene |  | 20 | D3 | 0 | 0 | 0 | 0 | 0 | 0 | 0 | 0 | 0
| Civic Offices | Services LED light fitting | 1701277 | 8404186 | 5.8 | Electrical installations | insulator | Construction | 1.8211 | kg | 10 | 44 | 1 | FALSE | 1 | FALSE |  | 1.1 | 1.8211 | 10.9263 | 5052 | Membrane (breather), polypropylene |  | 20 | D4 | 0 | 0 | 0 | 0 | 0 | 0 | 0 | 0 | 0
| Civic Offices | Services LED light fitting | 1701277 | 8404186 | 5.8 | Electrical installations | insulator | Construction | 1.8211 | kg | 10 | 44 | 1 | FALSE | 1 | FALSE |  | 1.1 | 1.8211 | 10.9263 | 5052 | Membrane (breather), polypropylene |  | 30 | B4B5 | 11.095 | 2.5979e-07 | 0.062149 | 0.022285 | 0.0074002 | 1.3054e-05 | 240.2969 | 1.3575 | 0.054447
| Civic Offices | Services LED light fitting | 1701277 | 8404186 | 5.8 | Electrical installations | insulator | Construction | 1.8211 | kg | 10 | 44 | 1 | FALSE | 1 | FALSE |  | 1.1 | 1.8211 | 10.9263 | 5052 | Membrane (breather), polypropylene |  | 30 | D2 | 0 | 0 | 0 | 0 | 0 | 0 | 0 | 0 | 0
| Civic Offices | Services LED light fitting | 1701277 | 8404186 | 5.8 | Electrical installations | insulator | Construction | 1.8211 | kg | 10 | 44 | 1 | FALSE | 1 | FALSE |  | 1.1 | 1.8211 | 10.9263 | 5052 | Membrane (breather), polypropylene |  | 30 | D3 | 0 | 0 | 0 | 0 | 0 | 0 | 0 | 0 | 0
| Civic Offices | Services LED light fitting | 1701277 | 8404186 | 5.8 | Electrical installations | insulator | Construction | 1.8211 | kg | 10 | 44 | 1 | FALSE | 1 | FALSE |  | 1.1 | 1.8211 | 10.9263 | 5052 | Membrane (breather), polypropylene |  | 30 | D4 | 0 | 0 | 0 | 0 | 0 | 0 | 0 | 0 | 0
| Civic Offices | Services LED light fitting | 1701277 | 8404186 | 5.8 | Electrical installations | insulator | Construction | 1.8211 | kg | 10 | 44 | 1 | FALSE | 1 | FALSE |  | 1.1 | 1.8211 | 10.9263 | 5052 | Membrane (breather), polypropylene |  | 40 | B4B5 | 11.095 | 2.5979e-07 | 0.062149 | 0.022285 | 0.0074002 | 1.3054e-05 | 240.2969 | 1.3575 | 0.054447
| Civic Offices | Services LED light fitting | 1701277 | 8404186 | 5.8 | Electrical installations | insulator | Construction | 1.8211 | kg | 10 | 44 | 1 | FALSE | 1 | FALSE |  | 1.1 | 1.8211 | 10.9263 | 5052 | Membrane (breather), polypropylene |  | 40 | D2 | 0 | 0 | 0 | 0 | 0 | 0 | 0 | 0 | 0
| Civic Offices | Services LED light fitting | 1701277 | 8404186 | 5.8 | Electrical installations | insulator | Construction | 1.8211 | kg | 10 | 44 | 1 | FALSE | 1 | FALSE |  | 1.1 | 1.8211 | 10.9263 | 5052 | Membrane (breather), polypropylene |  | 40 | D3 | 0 | 0 | 0 | 0 | 0 | 0 | 0 | 0 | 0
| Civic Offices | Services LED light fitting | 1701277 | 8404186 | 5.8 | Electrical installations | insulator | Construction | 1.8211 | kg | 10 | 44 | 1 | FALSE | 1 | FALSE |  | 1.1 | 1.8211 | 10.9263 | 5052 | Membrane (breather), polypropylene |  | 40 | D4 | 0 | 0 | 0 | 0 | 0 | 0 | 0 | 0 | 0
| Civic Offices | Services LED light fitting | 1701277 | 8404186 | 5.8 | Electrical installations | insulator | Construction | 1.8211 | kg | 10 | 44 | 1 | FALSE | 1 | FALSE |  | 1.1 | 1.8211 | 10.9263 | 5052 | Membrane (breather), polypropylene |  | 50 | B4B5 | 11.095 | 2.5979e-07 | 0.062149 | 0.022285 | 0.0074002 | 1.3054e-05 | 240.2969 | 1.3575 | 0.054447
| Civic Offices | Services LED light fitting | 1701277 | 8404186 | 5.8 | Electrical installations | insulator | Construction | 1.8211 | kg | 10 | 44 | 1 | FALSE | 1 | FALSE |  | 1.1 | 1.8211 | 10.9263 | 5052 | Membrane (breather), polypropylene |  | 50 | D2 | 0 | 0 | 0 | 0 | 0 | 0 | 0 | 0 | 0
| Civic Offices | Services LED light fitting | 1701277 | 8404186 | 5.8 | Electrical installations | insulator | Construction | 1.8211 | kg | 10 | 44 | 1 | FALSE | 1 | FALSE |  | 1.1 | 1.8211 | 10.9263 | 5052 | Membrane (breather), polypropylene |  | 50 | D3 | 0 | 0 | 0 | 0 | 0 | 0 | 0 | 0 | 0
| Civic Offices | Services LED light fitting | 1701277 | 8404186 | 5.8 | Electrical installations | insulator | Construction | 1.8211 | kg | 10 | 44 | 1 | FALSE | 1 | FALSE |  | 1.1 | 1.8211 | 10.9263 | 5052 | Membrane (breather), polypropylene |  | 50 | D4 | 0 | 0 | 0 | 0 | 0 | 0 | 0 | 0 | 0
| Civic Offices | Services LED light fitting | 1701277 | 8404187 | 5.8 | Electrical installations | plates | Construction | 1.2842 | kg | 10 | 44 | 1 | FALSE | 1 | FALSE |  | 1.05 | 1.2842 | 7.7053 | 5168 | Fencing (posts, square section), steel (galvanized) |  | 0 | A1A3 | 3.5038 | 2.3817e-07 | 0.057277 | 0.017879 | 0.0033705 | 0.00082621 | 47.1673 | 2.6474 | 0.068265
| Civic Offices | Services LED light fitting | 1701277 | 8404187 | 5.8 | Electrical installations | plates | Construction | 1.2842 | kg | 10 | 44 | 1 | FALSE | 1 | FALSE |  | 1.05 | 1.2842 | 7.7053 | 5168 | Fencing (posts, square section), steel (galvanized) |  | 0 | A4 | 0.055968 | 7.7446e-09 | 0.00026611 | 4.9413e-05 | 3.513e-05 | 1.2464e-07 | 0.81888 | 0.23781 | 0.00022746
| Civic Offices | Services LED light fitting | 1701277 | 8404187 | 5.8 | Electrical installations | plates | Construction | 1.2842 | kg | 10 | 44 | 1 | FALSE | 1 | FALSE |  | 1.05 | 1.2842 | 7.7053 | 5168 | Fencing (posts, square section), steel (galvanized) |  | 0 | A5 | 3.3377e-05 | 8.7398e-12 | 2.334e-07 | 7.6694e-08 | 3.873e-08 | 4.7083e-11 | 0.00081824 | 0.0096316 | 0
| Civic Offices | Services LED light fitting | 1701277 | 8404187 | 5.8 | Electrical installations | plates | Construction | 1.2842 | kg | 10 | 44 | 1 | FALSE | 1 | FALSE |  | 1.05 | 1.2842 | 7.7053 | 5168 | Fencing (posts, square section), steel (galvanized) |  | 0 | D2 | 0 | 0 | 0 | 0 | 0 | 0 | 0 | 0 | 0
| Civic Offices | Services LED light fitting | 1701277 | 8404187 | 5.8 | Electrical installations | plates | Construction | 1.2842 | kg | 10 | 44 | 1 | FALSE | 1 | FALSE |  | 1.05 | 1.2842 | 7.7053 | 5168 | Fencing (posts, square section), steel (galvanized) |  | 0 | D3 | 0 | 0 | 0 | 0 | 0 | 0 | 0 | 0 | 0
| Civic Offices | Services LED light fitting | 1701277 | 8404187 | 5.8 | Electrical installations | plates | Construction | 1.2842 | kg | 10 | 44 | 1 | FALSE | 1 | FALSE |  | 1.05 | 1.2842 | 7.7053 | 5168 | Fencing (posts, square section), steel (galvanized) |  | 0 | D4 | 0 | 0 | 0 | 0 | 0 | 0 | 0 | 0 | 0
| Civic Offices | Services LED light fitting | 1701277 | 8404187 | 5.8 | Electrical installations | plates | Construction | 1.2842 | kg | 10 | 44 | 1 | FALSE | 1 | FALSE |  | 1.05 | 1.2842 | 7.7053 | 5168 | Fencing (posts, square section), steel (galvanized) |  | 60 | C2 | 0 | 0 | 0 | 0 | 0 | 0 | 0 | 0 | 0
| Civic Offices | Services LED light fitting | 1701277 | 8404187 | 5.8 | Electrical installations | plates | Construction | 1.2842 | kg | 10 | 44 | 1 | FALSE | 1 | FALSE |  | 1.05 | 1.2842 | 7.7053 | 5168 | Fencing (posts, square section), steel (galvanized) |  | 60 | C4 | 0.00066753 | 1.748e-10 | 4.668e-06 | 1.5339e-06 | 7.746e-07 | 9.4166e-10 | 0.016365 | 0.19263 | 3.3477e-05
| Civic Offices | Services LED light fitting | 1701277 | 8404187 | 5.8 | Electrical installations | plates | Construction | 1.2842 | kg | 10 | 44 | 1 | FALSE | 1 | FALSE |  | 1.05 | 1.2842 | 7.7053 | 5168 | Fencing (posts, square section), steel (galvanized) |  | 60 | D2 | 0 | 0 | 0 | 0 | 0 | 0 | 0 | 0 | 0
| Civic Offices | Services LED light fitting | 1701277 | 8404187 | 5.8 | Electrical installations | plates | Construction | 1.2842 | kg | 10 | 44 | 1 | FALSE | 1 | FALSE |  | 1.05 | 1.2842 | 7.7053 | 5168 | Fencing (posts, square section), steel (galvanized) |  | 60 | D3 | 0 | 0 | 0 | 0 | 0 | 0 | 0 | 0 | 0
| Civic Offices | Services LED light fitting | 1701277 | 8404187 | 5.8 | Electrical installations | plates | Construction | 1.2842 | kg | 10 | 44 | 1 | FALSE | 1 | FALSE |  | 1.05 | 1.2842 | 7.7053 | 5168 | Fencing (posts, square section), steel (galvanized) |  | 60 | D4 | 0 | 0 | 0 | 0 | 0 | 0 | 0 | 0 | 0
| Civic Offices | Services LED light fitting | 1701277 | 8404187 | 5.8 | Electrical installations | plates | Construction | 1.2842 | kg | 10 | 44 | 1 | FALSE | 1 | FALSE |  | 1.05 | 1.2842 | 7.7053 | 5168 | Fencing (posts, square section), steel (galvanized) |  | 10 | B4B5 | 3.5604 | 2.461e-07 | 0.057548 | 0.01793 | 0.0034065 | 0.00082633 | 48.0033 | 3.0875 | 0.068492
| Civic Offices | Services LED light fitting | 1701277 | 8404187 | 5.8 | Electrical installations | plates | Construction | 1.2842 | kg | 10 | 44 | 1 | FALSE | 1 | FALSE |  | 1.05 | 1.2842 | 7.7053 | 5168 | Fencing (posts, square section), steel (galvanized) |  | 10 | D2 | 0 | 0 | 0 | 0 | 0 | 0 | 0 | 0 | 0
| Civic Offices | Services LED light fitting | 1701277 | 8404187 | 5.8 | Electrical installations | plates | Construction | 1.2842 | kg | 10 | 44 | 1 | FALSE | 1 | FALSE |  | 1.05 | 1.2842 | 7.7053 | 5168 | Fencing (posts, square section), steel (galvanized) |  | 10 | D3 | 0 | 0 | 0 | 0 | 0 | 0 | 0 | 0 | 0
| Civic Offices | Services LED light fitting | 1701277 | 8404187 | 5.8 | Electrical installations | plates | Construction | 1.2842 | kg | 10 | 44 | 1 | FALSE | 1 | FALSE |  | 1.05 | 1.2842 | 7.7053 | 5168 | Fencing (posts, square section), steel (galvanized) |  | 10 | D4 | 0 | 0 | 0 | 0 | 0 | 0 | 0 | 0 | 0
| Civic Offices | Services LED light fitting | 1701277 | 8404187 | 5.8 | Electrical installations | plates | Construction | 1.2842 | kg | 10 | 44 | 1 | FALSE | 1 | FALSE |  | 1.05 | 1.2842 | 7.7053 | 5168 | Fencing (posts, square section), steel (galvanized) |  | 20 | B4B5 | 3.5604 | 2.461e-07 | 0.057548 | 0.01793 | 0.0034065 | 0.00082633 | 48.0033 | 3.0875 | 0.068492
| Civic Offices | Services LED light fitting | 1701277 | 8404187 | 5.8 | Electrical installations | plates | Construction | 1.2842 | kg | 10 | 44 | 1 | FALSE | 1 | FALSE |  | 1.05 | 1.2842 | 7.7053 | 5168 | Fencing (posts, square section), steel (galvanized) |  | 20 | D2 | 0 | 0 | 0 | 0 | 0 | 0 | 0 | 0 | 0
| Civic Offices | Services LED light fitting | 1701277 | 8404187 | 5.8 | Electrical installations | plates | Construction | 1.2842 | kg | 10 | 44 | 1 | FALSE | 1 | FALSE |  | 1.05 | 1.2842 | 7.7053 | 5168 | Fencing (posts, square section), steel (galvanized) |  | 20 | D3 | 0 | 0 | 0 | 0 | 0 | 0 | 0 | 0 | 0
| Civic Offices | Services LED light fitting | 1701277 | 8404187 | 5.8 | Electrical installations | plates | Construction | 1.2842 | kg | 10 | 44 | 1 | FALSE | 1 | FALSE |  | 1.05 | 1.2842 | 7.7053 | 5168 | Fencing (posts, square section), steel (galvanized) |  | 20 | D4 | 0 | 0 | 0 | 0 | 0 | 0 | 0 | 0 | 0
| Civic Offices | Services LED light fitting | 1701277 | 8404187 | 5.8 | Electrical installations | plates | Construction | 1.2842 | kg | 10 | 44 | 1 | FALSE | 1 | FALSE |  | 1.05 | 1.2842 | 7.7053 | 5168 | Fencing (posts, square section), steel (galvanized) |  | 30 | B4B5 | 3.5604 | 2.461e-07 | 0.057548 | 0.01793 | 0.0034065 | 0.00082633 | 48.0033 | 3.0875 | 0.068492
| Civic Offices | Services LED light fitting | 1701277 | 8404187 | 5.8 | Electrical installations | plates | Construction | 1.2842 | kg | 10 | 44 | 1 | FALSE | 1 | FALSE |  | 1.05 | 1.2842 | 7.7053 | 5168 | Fencing (posts, square section), steel (galvanized) |  | 30 | D2 | 0 | 0 | 0 | 0 | 0 | 0 | 0 | 0 | 0
| Civic Offices | Services LED light fitting | 1701277 | 8404187 | 5.8 | Electrical installations | plates | Construction | 1.2842 | kg | 10 | 44 | 1 | FALSE | 1 | FALSE |  | 1.05 | 1.2842 | 7.7053 | 5168 | Fencing (posts, square section), steel (galvanized) |  | 30 | D3 | 0 | 0 | 0 | 0 | 0 | 0 | 0 | 0 | 0
| Civic Offices | Services LED light fitting | 1701277 | 8404187 | 5.8 | Electrical installations | plates | Construction | 1.2842 | kg | 10 | 44 | 1 | FALSE | 1 | FALSE |  | 1.05 | 1.2842 | 7.7053 | 5168 | Fencing (posts, square section), steel (galvanized) |  | 30 | D4 | 0 | 0 | 0 | 0 | 0 | 0 | 0 | 0 | 0
| Civic Offices | Services LED light fitting | 1701277 | 8404187 | 5.8 | Electrical installations | plates | Construction | 1.2842 | kg | 10 | 44 | 1 | FALSE | 1 | FALSE |  | 1.05 | 1.2842 | 7.7053 | 5168 | Fencing (posts, square section), steel (galvanized) |  | 40 | B4B5 | 3.5604 | 2.461e-07 | 0.057548 | 0.01793 | 0.0034065 | 0.00082633 | 48.0033 | 3.0875 | 0.068492
| Civic Offices | Services LED light fitting | 1701277 | 8404187 | 5.8 | Electrical installations | plates | Construction | 1.2842 | kg | 10 | 44 | 1 | FALSE | 1 | FALSE |  | 1.05 | 1.2842 | 7.7053 | 5168 | Fencing (posts, square section), steel (galvanized) |  | 40 | D2 | 0 | 0 | 0 | 0 | 0 | 0 | 0 | 0 | 0
| Civic Offices | Services LED light fitting | 1701277 | 8404187 | 5.8 | Electrical installations | plates | Construction | 1.2842 | kg | 10 | 44 | 1 | FALSE | 1 | FALSE |  | 1.05 | 1.2842 | 7.7053 | 5168 | Fencing (posts, square section), steel (galvanized) |  | 40 | D3 | 0 | 0 | 0 | 0 | 0 | 0 | 0 | 0 | 0
| Civic Offices | Services LED light fitting | 1701277 | 8404187 | 5.8 | Electrical installations | plates | Construction | 1.2842 | kg | 10 | 44 | 1 | FALSE | 1 | FALSE |  | 1.05 | 1.2842 | 7.7053 | 5168 | Fencing (posts, square section), steel (galvanized) |  | 40 | D4 | 0 | 0 | 0 | 0 | 0 | 0 | 0 | 0 | 0
| Civic Offices | Services LED light fitting | 1701277 | 8404187 | 5.8 | Electrical installations | plates | Construction | 1.2842 | kg | 10 | 44 | 1 | FALSE | 1 | FALSE |  | 1.05 | 1.2842 | 7.7053 | 5168 | Fencing (posts, square section), steel (galvanized) |  | 50 | B4B5 | 3.5604 | 2.461e-07 | 0.057548 | 0.01793 | 0.0034065 | 0.00082633 | 48.0033 | 3.0875 | 0.068492
| Civic Offices | Services LED light fitting | 1701277 | 8404187 | 5.8 | Electrical installations | plates | Construction | 1.2842 | kg | 10 | 44 | 1 | FALSE | 1 | FALSE |  | 1.05 | 1.2842 | 7.7053 | 5168 | Fencing (posts, square section), steel (galvanized) |  | 50 | D2 | 0 | 0 | 0 | 0 | 0 | 0 | 0 | 0 | 0
| Civic Offices | Services LED light fitting | 1701277 | 8404187 | 5.8 | Electrical installations | plates | Construction | 1.2842 | kg | 10 | 44 | 1 | FALSE | 1 | FALSE |  | 1.05 | 1.2842 | 7.7053 | 5168 | Fencing (posts, square section), steel (galvanized) |  | 50 | D3 | 0 | 0 | 0 | 0 | 0 | 0 | 0 | 0 | 0
| Civic Offices | Services LED light fitting | 1701277 | 8404187 | 5.8 | Electrical installations | plates | Construction | 1.2842 | kg | 10 | 44 | 1 | FALSE | 1 | FALSE |  | 1.05 | 1.2842 | 7.7053 | 5168 | Fencing (posts, square section), steel (galvanized) |  | 50 | D4 | 0 | 0 | 0 | 0 | 0 | 0 | 0 | 0 | 0
| Civic Offices | Services electrical wireing | 1701278 | 8404189 | 5.2 | Services equipment | copper wire 6mm siam | Construction | 39.3222 | Linear length Calculation | 30 | 44 | 1 | FALSE | 1 | FALSE |  | 1.03 | 39.3222 | 78.6443 | 5113 | Cladding sheet (plain), copper |  | 0 | A1A3 | 278.8545 | 0.00023174 | 14.1821 | 9.467 | 0.78393 | 0.064522 | 4231.1286 | 825.9641 | 8.9136
| Civic Offices | Services electrical wireing | 1701278 | 8404189 | 5.2 | Services equipment | copper wire 6mm siam | Construction | 39.3222 | Linear length Calculation | 30 | 44 | 1 | FALSE | 1 | FALSE |  | 1.03 | 39.3222 | 78.6443 | 5113 | Cladding sheet (plain), copper |  | 0 | A4 | 0.79354 | 1.4258e-07 | 0.0025983 | 0.00070228 | 0.00044327 | 2.7674e-06 | 11.8289 | 1.8062 | 0.0032655
| Civic Offices | Services electrical wireing | 1701278 | 8404189 | 5.2 | Services equipment | copper wire 6mm siam | Construction | 39.3222 | Linear length Calculation | 30 | 44 | 1 | FALSE | 1 | FALSE |  | 1.03 | 39.3222 | 78.6443 | 5113 | Cladding sheet (plain), copper |  | 0 | A5 | 0.00061319 | 1.6057e-10 | 4.288e-06 | 1.409e-06 | 7.1154e-07 | 8.65e-10 | 0.015033 | 0.17695 | 0
| Civic Offices | Services electrical wireing | 1701278 | 8404189 | 5.2 | Services equipment | copper wire 6mm siam | Construction | 39.3222 | Linear length Calculation | 30 | 44 | 1 | FALSE | 1 | FALSE |  | 1.03 | 39.3222 | 78.6443 | 5113 | Cladding sheet (plain), copper |  | 0 | D2 | 0 | 0 | 0 | 0 | 0 | 0 | 0 | 0 | 0
| Civic Offices | Services electrical wireing | 1701278 | 8404189 | 5.2 | Services equipment | copper wire 6mm siam | Construction | 39.3222 | Linear length Calculation | 30 | 44 | 1 | FALSE | 1 | FALSE |  | 1.03 | 39.3222 | 78.6443 | 5113 | Cladding sheet (plain), copper |  | 0 | D3 | 0 | 0 | 0 | 0 | 0 | 0 | 0 | 0 | 0
| Civic Offices | Services electrical wireing | 1701278 | 8404189 | 5.2 | Services equipment | copper wire 6mm siam | Construction | 39.3222 | Linear length Calculation | 30 | 44 | 1 | FALSE | 1 | FALSE |  | 1.03 | 39.3222 | 78.6443 | 5113 | Cladding sheet (plain), copper |  | 0 | D4 | 0 | 0 | 0 | 0 | 0 | 0 | 0 | 0 | 0
| Civic Offices | Services electrical wireing | 1701278 | 8404189 | 5.2 | Services equipment | copper wire 6mm siam | Construction | 39.3222 | Linear length Calculation | 30 | 44 | 1 | FALSE | 1 | FALSE |  | 1.03 | 39.3222 | 78.6443 | 5113 | Cladding sheet (plain), copper |  | 60 | C2 | 0 | 0 | 0 | 0 | 0 | 0 | 0 | 0 | 0
| Civic Offices | Services electrical wireing | 1701278 | 8404189 | 5.2 | Services equipment | copper wire 6mm siam | Construction | 39.3222 | Linear length Calculation | 30 | 44 | 1 | FALSE | 1 | FALSE |  | 1.03 | 39.3222 | 78.6443 | 5113 | Cladding sheet (plain), copper |  | 60 | C4 | 0.02044 | 5.3522e-09 | 0.00014293 | 4.6967e-05 | 2.3718e-05 | 2.8833e-08 | 0.50109 | 5.8983 | 0.0010251
| Civic Offices | Services electrical wireing | 1701278 | 8404189 | 5.2 | Services equipment | copper wire 6mm siam | Construction | 39.3222 | Linear length Calculation | 30 | 44 | 1 | FALSE | 1 | FALSE |  | 1.03 | 39.3222 | 78.6443 | 5113 | Cladding sheet (plain), copper |  | 60 | D2 | 0 | 0 | 0 | 0 | 0 | 0 | 0 | 0 | 0
| Civic Offices | Services electrical wireing | 1701278 | 8404189 | 5.2 | Services equipment | copper wire 6mm siam | Construction | 39.3222 | Linear length Calculation | 30 | 44 | 1 | FALSE | 1 | FALSE |  | 1.03 | 39.3222 | 78.6443 | 5113 | Cladding sheet (plain), copper |  | 60 | D3 | 0 | 0 | 0 | 0 | 0 | 0 | 0 | 0 | 0
| Civic Offices | Services electrical wireing | 1701278 | 8404189 | 5.2 | Services equipment | copper wire 6mm siam | Construction | 39.3222 | Linear length Calculation | 30 | 44 | 1 | FALSE | 1 | FALSE |  | 1.03 | 39.3222 | 78.6443 | 5113 | Cladding sheet (plain), copper |  | 60 | D4 | 0 | 0 | 0 | 0 | 0 | 0 | 0 | 0 | 0
| Civic Offices | Services electrical wireing | 1701278 | 8404189 | 5.2 | Services equipment | copper wire 6mm siam | Construction | 39.3222 | Linear length Calculation | 30 | 44 | 1 | FALSE | 1 | FALSE |  | 1.03 | 39.3222 | 78.6443 | 5113 | Cladding sheet (plain), copper |  | 30 | B4B5 | 279.6691 | 0.00023189 | 14.1849 | 9.4677 | 0.7844 | 0.064525 | 4243.4737 | 833.8456 | 8.9168
| Civic Offices | Services electrical wireing | 1701278 | 8404189 | 5.2 | Services equipment | copper wire 6mm siam | Construction | 39.3222 | Linear length Calculation | 30 | 44 | 1 | FALSE | 1 | FALSE |  | 1.03 | 39.3222 | 78.6443 | 5113 | Cladding sheet (plain), copper |  | 30 | D2 | 0 | 0 | 0 | 0 | 0 | 0 | 0 | 0 | 0
| Civic Offices | Services electrical wireing | 1701278 | 8404189 | 5.2 | Services equipment | copper wire 6mm siam | Construction | 39.3222 | Linear length Calculation | 30 | 44 | 1 | FALSE | 1 | FALSE |  | 1.03 | 39.3222 | 78.6443 | 5113 | Cladding sheet (plain), copper |  | 30 | D3 | 0 | 0 | 0 | 0 | 0 | 0 | 0 | 0 | 0
| Civic Offices | Services electrical wireing | 1701278 | 8404189 | 5.2 | Services equipment | copper wire 6mm siam | Construction | 39.3222 | Linear length Calculation | 30 | 44 | 1 | FALSE | 1 | FALSE |  | 1.03 | 39.3222 | 78.6443 | 5113 | Cladding sheet (plain), copper |  | 30 | D4 | 0 | 0 | 0 | 0 | 0 | 0 | 0 | 0 | 0
| Civic Offices | Services electrical wireing | 1701278 | 8404190 | 5.2 | Services equipment | conduit 20mm | Construction | 30.2387 | Linear length Calculation | 30 | 44 | 1 | FALSE | 1 | FALSE |  | 1.05 | 30.2387 | 60.4773 | 5377 | Roof membrane (single ply), PVC |  | 0 | A1A3 | 66.2314 | 5.4119e-06 | 0.37432 | 0.098891 | 0.08196 | 0.00097885 | 1800.6538 | 287.5053 | 0.56187
| Civic Offices | Services electrical wireing | 1701278 | 8404190 | 5.2 | Services equipment | conduit 20mm | Construction | 30.2387 | Linear length Calculation | 30 | 44 | 1 | FALSE | 1 | FALSE |  | 1.05 | 30.2387 | 60.4773 | 5377 | Roof membrane (single ply), PVC |  | 0 | A4 | 0.60157 | 1.0809e-07 | 0.0019697 | 0.00053239 | 0.00033604 | 2.098e-06 | 8.9673 | 1.3692 | 0.0024755
| Civic Offices | Services electrical wireing | 1701278 | 8404190 | 5.2 | Services equipment | conduit 20mm | Construction | 30.2387 | Linear length Calculation | 30 | 44 | 1 | FALSE | 1 | FALSE |  | 1.05 | 30.2387 | 60.4773 | 5377 | Roof membrane (single ply), PVC |  | 0 | A5 | 0.029042 | 1.2449e-09 | 9.2521e-05 | 0.0017174 | 1.0116e-05 | 6.7896e-09 | 0.11547 | 0.22679 | 0
| Civic Offices | Services electrical wireing | 1701278 | 8404190 | 5.2 | Services equipment | conduit 20mm | Construction | 30.2387 | Linear length Calculation | 30 | 44 | 1 | FALSE | 1 | FALSE |  | 1.05 | 30.2387 | 60.4773 | 5377 | Roof membrane (single ply), PVC |  | 0 | D2 | 0 | 0 | 0 | 0 | 0 | 0 | 0 | 0 | 0
| Civic Offices | Services electrical wireing | 1701278 | 8404190 | 5.2 | Services equipment | conduit 20mm | Construction | 30.2387 | Linear length Calculation | 30 | 44 | 1 | FALSE | 1 | FALSE |  | 1.05 | 30.2387 | 60.4773 | 5377 | Roof membrane (single ply), PVC |  | 0 | D3 | 0 | 0 | 0 | 0 | 0 | 0 | 0 | 0 | 0
| Civic Offices | Services electrical wireing | 1701278 | 8404190 | 5.2 | Services equipment | conduit 20mm | Construction | 30.2387 | Linear length Calculation | 30 | 44 | 1 | FALSE | 1 | FALSE |  | 1.05 | 30.2387 | 60.4773 | 5377 | Roof membrane (single ply), PVC |  | 0 | D4 | 0 | 0 | 0 | 0 | 0 | 0 | 0 | 0 | 0
| Civic Offices | Services electrical wireing | 1701278 | 8404190 | 5.2 | Services equipment | conduit 20mm | Construction | 30.2387 | Linear length Calculation | 30 | 44 | 1 | FALSE | 1 | FALSE |  | 1.05 | 30.2387 | 60.4773 | 5377 | Roof membrane (single ply), PVC |  | 60 | C2 | 0 | 0 | 0 | 0 | 0 | 0 | 0 | 0 | 0
| Civic Offices | Services electrical wireing | 1701278 | 8404190 | 5.2 | Services equipment | conduit 20mm | Construction | 30.2387 | Linear length Calculation | 30 | 44 | 1 | FALSE | 1 | FALSE |  | 1.05 | 30.2387 | 60.4773 | 5377 | Roof membrane (single ply), PVC |  | 60 | C4 | 0.58083 | 2.4897e-08 | 0.0018504 | 0.034348 | 0.00020232 | 1.3579e-07 | 2.3094 | 4.5358 | 0.014179
| Civic Offices | Services electrical wireing | 1701278 | 8404190 | 5.2 | Services equipment | conduit 20mm | Construction | 30.2387 | Linear length Calculation | 30 | 44 | 1 | FALSE | 1 | FALSE |  | 1.05 | 30.2387 | 60.4773 | 5377 | Roof membrane (single ply), PVC |  | 60 | D2 | 0 | 0 | 0 | 0 | 0 | 0 | 0 | 0 | 0
| Civic Offices | Services electrical wireing | 1701278 | 8404190 | 5.2 | Services equipment | conduit 20mm | Construction | 30.2387 | Linear length Calculation | 30 | 44 | 1 | FALSE | 1 | FALSE |  | 1.05 | 30.2387 | 60.4773 | 5377 | Roof membrane (single ply), PVC |  | 60 | D3 | 0 | 0 | 0 | 0 | 0 | 0 | 0 | 0 | 0
| Civic Offices | Services electrical wireing | 1701278 | 8404190 | 5.2 | Services equipment | conduit 20mm | Construction | 30.2387 | Linear length Calculation | 30 | 44 | 1 | FALSE | 1 | FALSE |  | 1.05 | 30.2387 | 60.4773 | 5377 | Roof membrane (single ply), PVC |  | 60 | D4 | 0 | 0 | 0 | 0 | 0 | 0 | 0 | 0 | 0
| Civic Offices | Services electrical wireing | 1701278 | 8404190 | 5.2 | Services equipment | conduit 20mm | Construction | 30.2387 | Linear length Calculation | 30 | 44 | 1 | FALSE | 1 | FALSE |  | 1.05 | 30.2387 | 60.4773 | 5377 | Roof membrane (single ply), PVC |  | 30 | B4B5 | 67.4428 | 5.5461e-06 | 0.37824 | 0.13549 | 0.082508 | 0.00098109 | 1812.046 | 293.6372 | 0.56434
| Civic Offices | Services electrical wireing | 1701278 | 8404190 | 5.2 | Services equipment | conduit 20mm | Construction | 30.2387 | Linear length Calculation | 30 | 44 | 1 | FALSE | 1 | FALSE |  | 1.05 | 30.2387 | 60.4773 | 5377 | Roof membrane (single ply), PVC |  | 30 | D2 | 0 | 0 | 0 | 0 | 0 | 0 | 0 | 0 | 0
| Civic Offices | Services electrical wireing | 1701278 | 8404190 | 5.2 | Services equipment | conduit 20mm | Construction | 30.2387 | Linear length Calculation | 30 | 44 | 1 | FALSE | 1 | FALSE |  | 1.05 | 30.2387 | 60.4773 | 5377 | Roof membrane (single ply), PVC |  | 30 | D3 | 0 | 0 | 0 | 0 | 0 | 0 | 0 | 0 | 0
| Civic Offices | Services electrical wireing | 1701278 | 8404190 | 5.2 | Services equipment | conduit 20mm | Construction | 30.2387 | Linear length Calculation | 30 | 44 | 1 | FALSE | 1 | FALSE |  | 1.05 | 30.2387 | 60.4773 | 5377 | Roof membrane (single ply), PVC |  | 30 | D4 | 0 | 0 | 0 | 0 | 0 | 0 | 0 | 0 | 0
| Civic Offices | Services LED light fitting | 1701281 | 8404192 | 5.8 | Electrical installations | heat sink | Construction | 1.9421 | kg | 10 | 44 | 1 | FALSE | 1 | FALSE |  | 1.01 | 1.9421 | 11.6526 | 5536 | Window furniture/hardware, aluminium |  | 0 | A1A3 | 36.8599 | 1.2481e-06 | 0.25198 | 0.05774 | 0.018717 | 3.2107e-05 | 460.6923 | 7.7977 | 0.24473
| Civic Offices | Services LED light fitting | 1701281 | 8404192 | 5.8 | Electrical installations | heat sink | Construction | 1.9421 | kg | 10 | 44 | 1 | FALSE | 1 | FALSE |  | 1.01 | 1.9421 | 11.6526 | 5536 | Window furniture/hardware, aluminium |  | 0 | A4 | 0.096662 | 1.0721e-08 | 0.00050078 | 8.127e-05 | 6.1757e-05 | 1.3433e-07 | 1.3957 | 0.37941 | 0.00038132
| Civic Offices | Services LED light fitting | 1701281 | 8404192 | 5.8 | Electrical installations | heat sink | Construction | 1.9421 | kg | 10 | 44 | 1 | FALSE | 1 | FALSE |  | 1.01 | 1.9421 | 11.6526 | 5536 | Window furniture/hardware, aluminium |  | 0 | A5 | 1.0095e-05 | 2.6434e-12 | 7.0594e-08 | 2.3197e-08 | 1.1714e-08 | 1.4241e-11 | 0.00024748 | 0.0029132 | 0
| Civic Offices | Services LED light fitting | 1701281 | 8404192 | 5.8 | Electrical installations | heat sink | Construction | 1.9421 | kg | 10 | 44 | 1 | FALSE | 1 | FALSE |  | 1.01 | 1.9421 | 11.6526 | 5536 | Window furniture/hardware, aluminium |  | 0 | D2 | 0 | 0 | 0 | 0 | 0 | 0 | 0 | 0 | 0
| Civic Offices | Services LED light fitting | 1701281 | 8404192 | 5.8 | Electrical installations | heat sink | Construction | 1.9421 | kg | 10 | 44 | 1 | FALSE | 1 | FALSE |  | 1.01 | 1.9421 | 11.6526 | 5536 | Window furniture/hardware, aluminium |  | 0 | D3 | 0 | 0 | 0 | 0 | 0 | 0 | 0 | 0 | 0
| Civic Offices | Services LED light fitting | 1701281 | 8404192 | 5.8 | Electrical installations | heat sink | Construction | 1.9421 | kg | 10 | 44 | 1 | FALSE | 1 | FALSE |  | 1.01 | 1.9421 | 11.6526 | 5536 | Window furniture/hardware, aluminium |  | 0 | D4 | 0 | 0 | 0 | 0 | 0 | 0 | 0 | 0 | 0
| Civic Offices | Services LED light fitting | 1701281 | 8404192 | 5.8 | Electrical installations | heat sink | Construction | 1.9421 | kg | 10 | 44 | 1 | FALSE | 1 | FALSE |  | 1.01 | 1.9421 | 11.6526 | 5536 | Window furniture/hardware, aluminium |  | 60 | C2 | 0 | 0 | 0 | 0 | 0 | 0 | 0 | 0 | 0
| Civic Offices | Services LED light fitting | 1701281 | 8404192 | 5.8 | Electrical installations | heat sink | Construction | 1.9421 | kg | 10 | 44 | 1 | FALSE | 1 | FALSE |  | 1.01 | 1.9421 | 11.6526 | 5536 | Window furniture/hardware, aluminium |  | 60 | C4 | 0.0010095 | 2.6434e-10 | 7.0594e-06 | 2.3197e-06 | 1.1714e-06 | 1.4241e-09 | 0.024748 | 0.29132 | 5.0627e-05
| Civic Offices | Services LED light fitting | 1701281 | 8404192 | 5.8 | Electrical installations | heat sink | Construction | 1.9421 | kg | 10 | 44 | 1 | FALSE | 1 | FALSE |  | 1.01 | 1.9421 | 11.6526 | 5536 | Window furniture/hardware, aluminium |  | 60 | D2 | 0 | 0 | 0 | 0 | 0 | 0 | 0 | 0 | 0
| Civic Offices | Services LED light fitting | 1701281 | 8404192 | 5.8 | Electrical installations | heat sink | Construction | 1.9421 | kg | 10 | 44 | 1 | FALSE | 1 | FALSE |  | 1.01 | 1.9421 | 11.6526 | 5536 | Window furniture/hardware, aluminium |  | 60 | D3 | 0 | 0 | 0 | 0 | 0 | 0 | 0 | 0 | 0
| Civic Offices | Services LED light fitting | 1701281 | 8404192 | 5.8 | Electrical installations | heat sink | Construction | 1.9421 | kg | 10 | 44 | 1 | FALSE | 1 | FALSE |  | 1.01 | 1.9421 | 11.6526 | 5536 | Window furniture/hardware, aluminium |  | 60 | D4 | 0 | 0 | 0 | 0 | 0 | 0 | 0 | 0 | 0
| Civic Offices | Services LED light fitting | 1701281 | 8404192 | 5.8 | Electrical installations | heat sink | Construction | 1.9421 | kg | 10 | 44 | 1 | FALSE | 1 | FALSE |  | 1.01 | 1.9421 | 11.6526 | 5536 | Window furniture/hardware, aluminium |  | 10 | B4B5 | 36.9576 | 1.2591e-06 | 0.25249 | 0.057824 | 0.01878 | 3.2243e-05 | 462.113 | 8.4713 | 0.24511
| Civic Offices | Services LED light fitting | 1701281 | 8404192 | 5.8 | Electrical installations | heat sink | Construction | 1.9421 | kg | 10 | 44 | 1 | FALSE | 1 | FALSE |  | 1.01 | 1.9421 | 11.6526 | 5536 | Window furniture/hardware, aluminium |  | 10 | D2 | 0 | 0 | 0 | 0 | 0 | 0 | 0 | 0 | 0
| Civic Offices | Services LED light fitting | 1701281 | 8404192 | 5.8 | Electrical installations | heat sink | Construction | 1.9421 | kg | 10 | 44 | 1 | FALSE | 1 | FALSE |  | 1.01 | 1.9421 | 11.6526 | 5536 | Window furniture/hardware, aluminium |  | 10 | D3 | 0 | 0 | 0 | 0 | 0 | 0 | 0 | 0 | 0
| Civic Offices | Services LED light fitting | 1701281 | 8404192 | 5.8 | Electrical installations | heat sink | Construction | 1.9421 | kg | 10 | 44 | 1 | FALSE | 1 | FALSE |  | 1.01 | 1.9421 | 11.6526 | 5536 | Window furniture/hardware, aluminium |  | 10 | D4 | 0 | 0 | 0 | 0 | 0 | 0 | 0 | 0 | 0
| Civic Offices | Services LED light fitting | 1701281 | 8404192 | 5.8 | Electrical installations | heat sink | Construction | 1.9421 | kg | 10 | 44 | 1 | FALSE | 1 | FALSE |  | 1.01 | 1.9421 | 11.6526 | 5536 | Window furniture/hardware, aluminium |  | 20 | B4B5 | 36.9576 | 1.2591e-06 | 0.25249 | 0.057824 | 0.01878 | 3.2243e-05 | 462.113 | 8.4713 | 0.24511
| Civic Offices | Services LED light fitting | 1701281 | 8404192 | 5.8 | Electrical installations | heat sink | Construction | 1.9421 | kg | 10 | 44 | 1 | FALSE | 1 | FALSE |  | 1.01 | 1.9421 | 11.6526 | 5536 | Window furniture/hardware, aluminium |  | 20 | D2 | 0 | 0 | 0 | 0 | 0 | 0 | 0 | 0 | 0
| Civic Offices | Services LED light fitting | 1701281 | 8404192 | 5.8 | Electrical installations | heat sink | Construction | 1.9421 | kg | 10 | 44 | 1 | FALSE | 1 | FALSE |  | 1.01 | 1.9421 | 11.6526 | 5536 | Window furniture/hardware, aluminium |  | 20 | D3 | 0 | 0 | 0 | 0 | 0 | 0 | 0 | 0 | 0
| Civic Offices | Services LED light fitting | 1701281 | 8404192 | 5.8 | Electrical installations | heat sink | Construction | 1.9421 | kg | 10 | 44 | 1 | FALSE | 1 | FALSE |  | 1.01 | 1.9421 | 11.6526 | 5536 | Window furniture/hardware, aluminium |  | 20 | D4 | 0 | 0 | 0 | 0 | 0 | 0 | 0 | 0 | 0
| Civic Offices | Services LED light fitting | 1701281 | 8404192 | 5.8 | Electrical installations | heat sink | Construction | 1.9421 | kg | 10 | 44 | 1 | FALSE | 1 | FALSE |  | 1.01 | 1.9421 | 11.6526 | 5536 | Window furniture/hardware, aluminium |  | 30 | B4B5 | 36.9576 | 1.2591e-06 | 0.25249 | 0.057824 | 0.01878 | 3.2243e-05 | 462.113 | 8.4713 | 0.24511
| Civic Offices | Services LED light fitting | 1701281 | 8404192 | 5.8 | Electrical installations | heat sink | Construction | 1.9421 | kg | 10 | 44 | 1 | FALSE | 1 | FALSE |  | 1.01 | 1.9421 | 11.6526 | 5536 | Window furniture/hardware, aluminium |  | 30 | D2 | 0 | 0 | 0 | 0 | 0 | 0 | 0 | 0 | 0
| Civic Offices | Services LED light fitting | 1701281 | 8404192 | 5.8 | Electrical installations | heat sink | Construction | 1.9421 | kg | 10 | 44 | 1 | FALSE | 1 | FALSE |  | 1.01 | 1.9421 | 11.6526 | 5536 | Window furniture/hardware, aluminium |  | 30 | D3 | 0 | 0 | 0 | 0 | 0 | 0 | 0 | 0 | 0
| Civic Offices | Services LED light fitting | 1701281 | 8404192 | 5.8 | Electrical installations | heat sink | Construction | 1.9421 | kg | 10 | 44 | 1 | FALSE | 1 | FALSE |  | 1.01 | 1.9421 | 11.6526 | 5536 | Window furniture/hardware, aluminium |  | 30 | D4 | 0 | 0 | 0 | 0 | 0 | 0 | 0 | 0 | 0
| Civic Offices | Services LED light fitting | 1701281 | 8404192 | 5.8 | Electrical installations | heat sink | Construction | 1.9421 | kg | 10 | 44 | 1 | FALSE | 1 | FALSE |  | 1.01 | 1.9421 | 11.6526 | 5536 | Window furniture/hardware, aluminium |  | 40 | B4B5 | 36.9576 | 1.2591e-06 | 0.25249 | 0.057824 | 0.01878 | 3.2243e-05 | 462.113 | 8.4713 | 0.24511
| Civic Offices | Services LED light fitting | 1701281 | 8404192 | 5.8 | Electrical installations | heat sink | Construction | 1.9421 | kg | 10 | 44 | 1 | FALSE | 1 | FALSE |  | 1.01 | 1.9421 | 11.6526 | 5536 | Window furniture/hardware, aluminium |  | 40 | D2 | 0 | 0 | 0 | 0 | 0 | 0 | 0 | 0 | 0
| Civic Offices | Services LED light fitting | 1701281 | 8404192 | 5.8 | Electrical installations | heat sink | Construction | 1.9421 | kg | 10 | 44 | 1 | FALSE | 1 | FALSE |  | 1.01 | 1.9421 | 11.6526 | 5536 | Window furniture/hardware, aluminium |  | 40 | D3 | 0 | 0 | 0 | 0 | 0 | 0 | 0 | 0 | 0
| Civic Offices | Services LED light fitting | 1701281 | 8404192 | 5.8 | Electrical installations | heat sink | Construction | 1.9421 | kg | 10 | 44 | 1 | FALSE | 1 | FALSE |  | 1.01 | 1.9421 | 11.6526 | 5536 | Window furniture/hardware, aluminium |  | 40 | D4 | 0 | 0 | 0 | 0 | 0 | 0 | 0 | 0 | 0
| Civic Offices | Services LED light fitting | 1701281 | 8404192 | 5.8 | Electrical installations | heat sink | Construction | 1.9421 | kg | 10 | 44 | 1 | FALSE | 1 | FALSE |  | 1.01 | 1.9421 | 11.6526 | 5536 | Window furniture/hardware, aluminium |  | 50 | B4B5 | 36.9576 | 1.2591e-06 | 0.25249 | 0.057824 | 0.01878 | 3.2243e-05 | 462.113 | 8.4713 | 0.24511
| Civic Offices | Services LED light fitting | 1701281 | 8404192 | 5.8 | Electrical installations | heat sink | Construction | 1.9421 | kg | 10 | 44 | 1 | FALSE | 1 | FALSE |  | 1.01 | 1.9421 | 11.6526 | 5536 | Window furniture/hardware, aluminium |  | 50 | D2 | 0 | 0 | 0 | 0 | 0 | 0 | 0 | 0 | 0
| Civic Offices | Services LED light fitting | 1701281 | 8404192 | 5.8 | Electrical installations | heat sink | Construction | 1.9421 | kg | 10 | 44 | 1 | FALSE | 1 | FALSE |  | 1.01 | 1.9421 | 11.6526 | 5536 | Window furniture/hardware, aluminium |  | 50 | D3 | 0 | 0 | 0 | 0 | 0 | 0 | 0 | 0 | 0
| Civic Offices | Services LED light fitting | 1701281 | 8404192 | 5.8 | Electrical installations | heat sink | Construction | 1.9421 | kg | 10 | 44 | 1 | FALSE | 1 | FALSE |  | 1.01 | 1.9421 | 11.6526 | 5536 | Window furniture/hardware, aluminium |  | 50 | D4 | 0 | 0 | 0 | 0 | 0 | 0 | 0 | 0 | 0
| Civic Offices | Services LED light fitting | 1701281 | 8404193 | 5.8 | Electrical installations | glass bulb | Construction | 0.56316 | kg | 10 | 44 | 1 | FALSE | 1 | FALSE |  | 1.05 | 0.56316 | 3.3789 | 5490 | General glazing, glass (toughened) |  | 0 | A1A3 | 0.66424 | 6.1244e-08 | 0.0063071 | 0.00079529 | 0.00038199 | 4.2175e-06 | 8.1342 | 4.596 | 0.003238
| Civic Offices | Services LED light fitting | 1701281 | 8404193 | 5.8 | Electrical installations | glass bulb | Construction | 0.56316 | kg | 10 | 44 | 1 | FALSE | 1 | FALSE |  | 1.05 | 0.56316 | 3.3789 | 5490 | General glazing, glass (toughened) |  | 0 | A4 | 0.014237 | 2.6207e-09 | 4.7608e-05 | 1.2561e-05 | 8.3052e-06 | 3.7495e-08 | 0.21501 | 0.026566 | 5.8987e-05
| Civic Offices | Services LED light fitting | 1701281 | 8404193 | 5.8 | Electrical installations | glass bulb | Construction | 0.56316 | kg | 10 | 44 | 1 | FALSE | 1 | FALSE |  | 1.05 | 0.56316 | 3.3789 | 5490 | General glazing, glass (toughened) |  | 0 | A5 | 4.3855e-05 | 1.5118e-11 | 3.3775e-07 | 8.3398e-08 | 5.8346e-08 | 4.7406e-11 | 0.0012738 | 0.0042237 | 0
| Civic Offices | Services LED light fitting | 1701281 | 8404193 | 5.8 | Electrical installations | glass bulb | Construction | 0.56316 | kg | 10 | 44 | 1 | FALSE | 1 | FALSE |  | 1.05 | 0.56316 | 3.3789 | 5490 | General glazing, glass (toughened) |  | 0 | D2 | 0 | 0 | 0 | 0 | 0 | 0 | 0 | 0 | 0
| Civic Offices | Services LED light fitting | 1701281 | 8404193 | 5.8 | Electrical installations | glass bulb | Construction | 0.56316 | kg | 10 | 44 | 1 | FALSE | 1 | FALSE |  | 1.05 | 0.56316 | 3.3789 | 5490 | General glazing, glass (toughened) |  | 0 | D3 | 0 | 0 | 0 | 0 | 0 | 0 | 0 | 0 | 0
| Civic Offices | Services LED light fitting | 1701281 | 8404193 | 5.8 | Electrical installations | glass bulb | Construction | 0.56316 | kg | 10 | 44 | 1 | FALSE | 1 | FALSE |  | 1.05 | 0.56316 | 3.3789 | 5490 | General glazing, glass (toughened) |  | 0 | D4 | 0 | 0 | 0 | 0 | 0 | 0 | 0 | 0 | 0
| Civic Offices | Services LED light fitting | 1701281 | 8404193 | 5.8 | Electrical installations | glass bulb | Construction | 0.56316 | kg | 10 | 44 | 1 | FALSE | 1 | FALSE |  | 1.05 | 0.56316 | 3.3789 | 5490 | General glazing, glass (toughened) |  | 60 | C2 | 0 | 0 | 0 | 0 | 0 | 0 | 0 | 0 | 0
| Civic Offices | Services LED light fitting | 1701281 | 8404193 | 5.8 | Electrical installations | glass bulb | Construction | 0.56316 | kg | 10 | 44 | 1 | FALSE | 1 | FALSE |  | 1.05 | 0.56316 | 3.3789 | 5490 | General glazing, glass (toughened) |  | 60 | C4 | 0.00087709 | 3.0236e-10 | 6.7551e-06 | 1.668e-06 | 1.1669e-06 | 9.4812e-10 | 0.025475 | 0.084474 | 8.2683e-05
| Civic Offices | Services LED light fitting | 1701281 | 8404193 | 5.8 | Electrical installations | glass bulb | Construction | 0.56316 | kg | 10 | 44 | 1 | FALSE | 1 | FALSE |  | 1.05 | 0.56316 | 3.3789 | 5490 | General glazing, glass (toughened) |  | 60 | D2 | 0 | 0 | 0 | 0 | 0 | 0 | 0 | 0 | 0
| Civic Offices | Services LED light fitting | 1701281 | 8404193 | 5.8 | Electrical installations | glass bulb | Construction | 0.56316 | kg | 10 | 44 | 1 | FALSE | 1 | FALSE |  | 1.05 | 0.56316 | 3.3789 | 5490 | General glazing, glass (toughened) |  | 60 | D3 | 0 | 0 | 0 | 0 | 0 | 0 | 0 | 0 | 0
| Civic Offices | Services LED light fitting | 1701281 | 8404193 | 5.8 | Electrical installations | glass bulb | Construction | 0.56316 | kg | 10 | 44 | 1 | FALSE | 1 | FALSE |  | 1.05 | 0.56316 | 3.3789 | 5490 | General glazing, glass (toughened) |  | 60 | D4 | 0 | 0 | 0 | 0 | 0 | 0 | 0 | 0 | 0
| Civic Offices | Services LED light fitting | 1701281 | 8404193 | 5.8 | Electrical installations | glass bulb | Construction | 0.56316 | kg | 10 | 44 | 1 | FALSE | 1 | FALSE |  | 1.05 | 0.56316 | 3.3789 | 5490 | General glazing, glass (toughened) |  | 10 | B4B5 | 0.67939 | 6.4182e-08 | 0.0063618 | 0.0008096 | 0.00039152 | 4.256e-06 | 8.376 | 4.7113 | 0.003297
| Civic Offices | Services LED light fitting | 1701281 | 8404193 | 5.8 | Electrical installations | glass bulb | Construction | 0.56316 | kg | 10 | 44 | 1 | FALSE | 1 | FALSE |  | 1.05 | 0.56316 | 3.3789 | 5490 | General glazing, glass (toughened) |  | 10 | D2 | 0 | 0 | 0 | 0 | 0 | 0 | 0 | 0 | 0
| Civic Offices | Services LED light fitting | 1701281 | 8404193 | 5.8 | Electrical installations | glass bulb | Construction | 0.56316 | kg | 10 | 44 | 1 | FALSE | 1 | FALSE |  | 1.05 | 0.56316 | 3.3789 | 5490 | General glazing, glass (toughened) |  | 10 | D3 | 0 | 0 | 0 | 0 | 0 | 0 | 0 | 0 | 0
| Civic Offices | Services LED light fitting | 1701281 | 8404193 | 5.8 | Electrical installations | glass bulb | Construction | 0.56316 | kg | 10 | 44 | 1 | FALSE | 1 | FALSE |  | 1.05 | 0.56316 | 3.3789 | 5490 | General glazing, glass (toughened) |  | 10 | D4 | 0 | 0 | 0 | 0 | 0 | 0 | 0 | 0 | 0
| Civic Offices | Services LED light fitting | 1701281 | 8404193 | 5.8 | Electrical installations | glass bulb | Construction | 0.56316 | kg | 10 | 44 | 1 | FALSE | 1 | FALSE |  | 1.05 | 0.56316 | 3.3789 | 5490 | General glazing, glass (toughened) |  | 20 | B4B5 | 0.67939 | 6.4182e-08 | 0.0063618 | 0.0008096 | 0.00039152 | 4.256e-06 | 8.376 | 4.7113 | 0.003297
| Civic Offices | Services LED light fitting | 1701281 | 8404193 | 5.8 | Electrical installations | glass bulb | Construction | 0.56316 | kg | 10 | 44 | 1 | FALSE | 1 | FALSE |  | 1.05 | 0.56316 | 3.3789 | 5490 | General glazing, glass (toughened) |  | 20 | D2 | 0 | 0 | 0 | 0 | 0 | 0 | 0 | 0 | 0
| Civic Offices | Services LED light fitting | 1701281 | 8404193 | 5.8 | Electrical installations | glass bulb | Construction | 0.56316 | kg | 10 | 44 | 1 | FALSE | 1 | FALSE |  | 1.05 | 0.56316 | 3.3789 | 5490 | General glazing, glass (toughened) |  | 20 | D3 | 0 | 0 | 0 | 0 | 0 | 0 | 0 | 0 | 0
| Civic Offices | Services LED light fitting | 1701281 | 8404193 | 5.8 | Electrical installations | glass bulb | Construction | 0.56316 | kg | 10 | 44 | 1 | FALSE | 1 | FALSE |  | 1.05 | 0.56316 | 3.3789 | 5490 | General glazing, glass (toughened) |  | 20 | D4 | 0 | 0 | 0 | 0 | 0 | 0 | 0 | 0 | 0
| Civic Offices | Services LED light fitting | 1701281 | 8404193 | 5.8 | Electrical installations | glass bulb | Construction | 0.56316 | kg | 10 | 44 | 1 | FALSE | 1 | FALSE |  | 1.05 | 0.56316 | 3.3789 | 5490 | General glazing, glass (toughened) |  | 30 | B4B5 | 0.67939 | 6.4182e-08 | 0.0063618 | 0.0008096 | 0.00039152 | 4.256e-06 | 8.376 | 4.7113 | 0.003297
| Civic Offices | Services LED light fitting | 1701281 | 8404193 | 5.8 | Electrical installations | glass bulb | Construction | 0.56316 | kg | 10 | 44 | 1 | FALSE | 1 | FALSE |  | 1.05 | 0.56316 | 3.3789 | 5490 | General glazing, glass (toughened) |  | 30 | D2 | 0 | 0 | 0 | 0 | 0 | 0 | 0 | 0 | 0
| Civic Offices | Services LED light fitting | 1701281 | 8404193 | 5.8 | Electrical installations | glass bulb | Construction | 0.56316 | kg | 10 | 44 | 1 | FALSE | 1 | FALSE |  | 1.05 | 0.56316 | 3.3789 | 5490 | General glazing, glass (toughened) |  | 30 | D3 | 0 | 0 | 0 | 0 | 0 | 0 | 0 | 0 | 0
| Civic Offices | Services LED light fitting | 1701281 | 8404193 | 5.8 | Electrical installations | glass bulb | Construction | 0.56316 | kg | 10 | 44 | 1 | FALSE | 1 | FALSE |  | 1.05 | 0.56316 | 3.3789 | 5490 | General glazing, glass (toughened) |  | 30 | D4 | 0 | 0 | 0 | 0 | 0 | 0 | 0 | 0 | 0
| Civic Offices | Services LED light fitting | 1701281 | 8404193 | 5.8 | Electrical installations | glass bulb | Construction | 0.56316 | kg | 10 | 44 | 1 | FALSE | 1 | FALSE |  | 1.05 | 0.56316 | 3.3789 | 5490 | General glazing, glass (toughened) |  | 40 | B4B5 | 0.67939 | 6.4182e-08 | 0.0063618 | 0.0008096 | 0.00039152 | 4.256e-06 | 8.376 | 4.7113 | 0.003297
| Civic Offices | Services LED light fitting | 1701281 | 8404193 | 5.8 | Electrical installations | glass bulb | Construction | 0.56316 | kg | 10 | 44 | 1 | FALSE | 1 | FALSE |  | 1.05 | 0.56316 | 3.3789 | 5490 | General glazing, glass (toughened) |  | 40 | D2 | 0 | 0 | 0 | 0 | 0 | 0 | 0 | 0 | 0
| Civic Offices | Services LED light fitting | 1701281 | 8404193 | 5.8 | Electrical installations | glass bulb | Construction | 0.56316 | kg | 10 | 44 | 1 | FALSE | 1 | FALSE |  | 1.05 | 0.56316 | 3.3789 | 5490 | General glazing, glass (toughened) |  | 40 | D3 | 0 | 0 | 0 | 0 | 0 | 0 | 0 | 0 | 0
| Civic Offices | Services LED light fitting | 1701281 | 8404193 | 5.8 | Electrical installations | glass bulb | Construction | 0.56316 | kg | 10 | 44 | 1 | FALSE | 1 | FALSE |  | 1.05 | 0.56316 | 3.3789 | 5490 | General glazing, glass (toughened) |  | 40 | D4 | 0 | 0 | 0 | 0 | 0 | 0 | 0 | 0 | 0
| Civic Offices | Services LED light fitting | 1701281 | 8404193 | 5.8 | Electrical installations | glass bulb | Construction | 0.56316 | kg | 10 | 44 | 1 | FALSE | 1 | FALSE |  | 1.05 | 0.56316 | 3.3789 | 5490 | General glazing, glass (toughened) |  | 50 | B4B5 | 0.67939 | 6.4182e-08 | 0.0063618 | 0.0008096 | 0.00039152 | 4.256e-06 | 8.376 | 4.7113 | 0.003297
| Civic Offices | Services LED light fitting | 1701281 | 8404193 | 5.8 | Electrical installations | glass bulb | Construction | 0.56316 | kg | 10 | 44 | 1 | FALSE | 1 | FALSE |  | 1.05 | 0.56316 | 3.3789 | 5490 | General glazing, glass (toughened) |  | 50 | D2 | 0 | 0 | 0 | 0 | 0 | 0 | 0 | 0 | 0
| Civic Offices | Services LED light fitting | 1701281 | 8404193 | 5.8 | Electrical installations | glass bulb | Construction | 0.56316 | kg | 10 | 44 | 1 | FALSE | 1 | FALSE |  | 1.05 | 0.56316 | 3.3789 | 5490 | General glazing, glass (toughened) |  | 50 | D3 | 0 | 0 | 0 | 0 | 0 | 0 | 0 | 0 | 0
| Civic Offices | Services LED light fitting | 1701281 | 8404193 | 5.8 | Electrical installations | glass bulb | Construction | 0.56316 | kg | 10 | 44 | 1 | FALSE | 1 | FALSE |  | 1.05 | 0.56316 | 3.3789 | 5490 | General glazing, glass (toughened) |  | 50 | D4 | 0 | 0 | 0 | 0 | 0 | 0 | 0 | 0 | 0
| Civic Offices | Services LED light fitting | 1701281 | 8404194 | 5.8 | Electrical installations | connectors | Construction | 0.026316 | kg | 10 | 44 | 1 | FALSE | 1 | FALSE |  | 1.05 | 0.026316 | 0.15789 | 5014 | Cladding sheet (angle seamed), copper |  | 0 | A1A3 | 0.19024 | 1.581e-07 | 0.0096755 | 0.0064587 | 0.00053482 | 4.4019e-05 | 2.8866 | 0.5635 | 0.0060811
| Civic Offices | Services LED light fitting | 1701281 | 8404194 | 5.8 | Electrical installations | connectors | Construction | 0.026316 | kg | 10 | 44 | 1 | FALSE | 1 | FALSE |  | 1.05 | 0.026316 | 0.15789 | 5014 | Cladding sheet (angle seamed), copper |  | 0 | A4 | 0.00054137 | 9.7272e-11 | 1.7726e-06 | 4.7912e-07 | 3.0241e-07 | 1.888e-09 | 0.0080701 | 0.0012322 | 2.2278e-06
| Civic Offices | Services LED light fitting | 1701281 | 8404194 | 5.8 | Electrical installations | connectors | Construction | 0.026316 | kg | 10 | 44 | 1 | FALSE | 1 | FALSE |  | 1.05 | 0.026316 | 0.15789 | 5014 | Cladding sheet (angle seamed), copper |  | 0 | A5 | 6.8395e-07 | 1.7909e-13 | 4.7828e-09 | 1.5716e-09 | 7.9365e-10 | 9.6481e-13 | 1.6767e-05 | 0.00019737 | 0
| Civic Offices | Services LED light fitting | 1701281 | 8404194 | 5.8 | Electrical installations | connectors | Construction | 0.026316 | kg | 10 | 44 | 1 | FALSE | 1 | FALSE |  | 1.05 | 0.026316 | 0.15789 | 5014 | Cladding sheet (angle seamed), copper |  | 0 | D2 | 0 | 0 | 0 | 0 | 0 | 0 | 0 | 0 | 0
| Civic Offices | Services LED light fitting | 1701281 | 8404194 | 5.8 | Electrical installations | connectors | Construction | 0.026316 | kg | 10 | 44 | 1 | FALSE | 1 | FALSE |  | 1.05 | 0.026316 | 0.15789 | 5014 | Cladding sheet (angle seamed), copper |  | 0 | D3 | 0 | 0 | 0 | 0 | 0 | 0 | 0 | 0 | 0
| Civic Offices | Services LED light fitting | 1701281 | 8404194 | 5.8 | Electrical installations | connectors | Construction | 0.026316 | kg | 10 | 44 | 1 | FALSE | 1 | FALSE |  | 1.05 | 0.026316 | 0.15789 | 5014 | Cladding sheet (angle seamed), copper |  | 0 | D4 | 0 | 0 | 0 | 0 | 0 | 0 | 0 | 0 | 0
| Civic Offices | Services LED light fitting | 1701281 | 8404194 | 5.8 | Electrical installations | connectors | Construction | 0.026316 | kg | 10 | 44 | 1 | FALSE | 1 | FALSE |  | 1.05 | 0.026316 | 0.15789 | 5014 | Cladding sheet (angle seamed), copper |  | 60 | C2 | 0 | 0 | 0 | 0 | 0 | 0 | 0 | 0 | 0
| Civic Offices | Services LED light fitting | 1701281 | 8404194 | 5.8 | Electrical installations | connectors | Construction | 0.026316 | kg | 10 | 44 | 1 | FALSE | 1 | FALSE |  | 1.05 | 0.026316 | 0.15789 | 5014 | Cladding sheet (angle seamed), copper |  | 60 | C4 | 1.3679e-05 | 3.5819e-12 | 9.5656e-08 | 3.1432e-08 | 1.5873e-08 | 1.9296e-11 | 0.00033534 | 0.0039474 | 6.86e-07
| Civic Offices | Services LED light fitting | 1701281 | 8404194 | 5.8 | Electrical installations | connectors | Construction | 0.026316 | kg | 10 | 44 | 1 | FALSE | 1 | FALSE |  | 1.05 | 0.026316 | 0.15789 | 5014 | Cladding sheet (angle seamed), copper |  | 60 | D2 | 0 | 0 | 0 | 0 | 0 | 0 | 0 | 0 | 0
| Civic Offices | Services LED light fitting | 1701281 | 8404194 | 5.8 | Electrical installations | connectors | Construction | 0.026316 | kg | 10 | 44 | 1 | FALSE | 1 | FALSE |  | 1.05 | 0.026316 | 0.15789 | 5014 | Cladding sheet (angle seamed), copper |  | 60 | D3 | 0 | 0 | 0 | 0 | 0 | 0 | 0 | 0 | 0
| Civic Offices | Services LED light fitting | 1701281 | 8404194 | 5.8 | Electrical installations | connectors | Construction | 0.026316 | kg | 10 | 44 | 1 | FALSE | 1 | FALSE |  | 1.05 | 0.026316 | 0.15789 | 5014 | Cladding sheet (angle seamed), copper |  | 60 | D4 | 0 | 0 | 0 | 0 | 0 | 0 | 0 | 0 | 0
| Civic Offices | Services LED light fitting | 1701281 | 8404194 | 5.8 | Electrical installations | connectors | Construction | 0.026316 | kg | 10 | 44 | 1 | FALSE | 1 | FALSE |  | 1.05 | 0.026316 | 0.15789 | 5014 | Cladding sheet (angle seamed), copper |  | 10 | B4B5 | 0.1908 | 1.582e-07 | 0.0096773 | 0.0064592 | 0.00053514 | 4.4021e-05 | 2.895 | 0.56887 | 0.0060833
| Civic Offices | Services LED light fitting | 1701281 | 8404194 | 5.8 | Electrical installations | connectors | Construction | 0.026316 | kg | 10 | 44 | 1 | FALSE | 1 | FALSE |  | 1.05 | 0.026316 | 0.15789 | 5014 | Cladding sheet (angle seamed), copper |  | 10 | D2 | 0 | 0 | 0 | 0 | 0 | 0 | 0 | 0 | 0
| Civic Offices | Services LED light fitting | 1701281 | 8404194 | 5.8 | Electrical installations | connectors | Construction | 0.026316 | kg | 10 | 44 | 1 | FALSE | 1 | FALSE |  | 1.05 | 0.026316 | 0.15789 | 5014 | Cladding sheet (angle seamed), copper |  | 10 | D3 | 0 | 0 | 0 | 0 | 0 | 0 | 0 | 0 | 0
| Civic Offices | Services LED light fitting | 1701281 | 8404194 | 5.8 | Electrical installations | connectors | Construction | 0.026316 | kg | 10 | 44 | 1 | FALSE | 1 | FALSE |  | 1.05 | 0.026316 | 0.15789 | 5014 | Cladding sheet (angle seamed), copper |  | 10 | D4 | 0 | 0 | 0 | 0 | 0 | 0 | 0 | 0 | 0
| Civic Offices | Services LED light fitting | 1701281 | 8404194 | 5.8 | Electrical installations | connectors | Construction | 0.026316 | kg | 10 | 44 | 1 | FALSE | 1 | FALSE |  | 1.05 | 0.026316 | 0.15789 | 5014 | Cladding sheet (angle seamed), copper |  | 20 | B4B5 | 0.1908 | 1.582e-07 | 0.0096773 | 0.0064592 | 0.00053514 | 4.4021e-05 | 2.895 | 0.56887 | 0.0060833
| Civic Offices | Services LED light fitting | 1701281 | 8404194 | 5.8 | Electrical installations | connectors | Construction | 0.026316 | kg | 10 | 44 | 1 | FALSE | 1 | FALSE |  | 1.05 | 0.026316 | 0.15789 | 5014 | Cladding sheet (angle seamed), copper |  | 20 | D2 | 0 | 0 | 0 | 0 | 0 | 0 | 0 | 0 | 0
| Civic Offices | Services LED light fitting | 1701281 | 8404194 | 5.8 | Electrical installations | connectors | Construction | 0.026316 | kg | 10 | 44 | 1 | FALSE | 1 | FALSE |  | 1.05 | 0.026316 | 0.15789 | 5014 | Cladding sheet (angle seamed), copper |  | 20 | D3 | 0 | 0 | 0 | 0 | 0 | 0 | 0 | 0 | 0
| Civic Offices | Services LED light fitting | 1701281 | 8404194 | 5.8 | Electrical installations | connectors | Construction | 0.026316 | kg | 10 | 44 | 1 | FALSE | 1 | FALSE |  | 1.05 | 0.026316 | 0.15789 | 5014 | Cladding sheet (angle seamed), copper |  | 20 | D4 | 0 | 0 | 0 | 0 | 0 | 0 | 0 | 0 | 0
| Civic Offices | Services LED light fitting | 1701281 | 8404194 | 5.8 | Electrical installations | connectors | Construction | 0.026316 | kg | 10 | 44 | 1 | FALSE | 1 | FALSE |  | 1.05 | 0.026316 | 0.15789 | 5014 | Cladding sheet (angle seamed), copper |  | 30 | B4B5 | 0.1908 | 1.582e-07 | 0.0096773 | 0.0064592 | 0.00053514 | 4.4021e-05 | 2.895 | 0.56887 | 0.0060833
| Civic Offices | Services LED light fitting | 1701281 | 8404194 | 5.8 | Electrical installations | connectors | Construction | 0.026316 | kg | 10 | 44 | 1 | FALSE | 1 | FALSE |  | 1.05 | 0.026316 | 0.15789 | 5014 | Cladding sheet (angle seamed), copper |  | 30 | D2 | 0 | 0 | 0 | 0 | 0 | 0 | 0 | 0 | 0
| Civic Offices | Services LED light fitting | 1701281 | 8404194 | 5.8 | Electrical installations | connectors | Construction | 0.026316 | kg | 10 | 44 | 1 | FALSE | 1 | FALSE |  | 1.05 | 0.026316 | 0.15789 | 5014 | Cladding sheet (angle seamed), copper |  | 30 | D3 | 0 | 0 | 0 | 0 | 0 | 0 | 0 | 0 | 0
| Civic Offices | Services LED light fitting | 1701281 | 8404194 | 5.8 | Electrical installations | connectors | Construction | 0.026316 | kg | 10 | 44 | 1 | FALSE | 1 | FALSE |  | 1.05 | 0.026316 | 0.15789 | 5014 | Cladding sheet (angle seamed), copper |  | 30 | D4 | 0 | 0 | 0 | 0 | 0 | 0 | 0 | 0 | 0
| Civic Offices | Services LED light fitting | 1701281 | 8404194 | 5.8 | Electrical installations | connectors | Construction | 0.026316 | kg | 10 | 44 | 1 | FALSE | 1 | FALSE |  | 1.05 | 0.026316 | 0.15789 | 5014 | Cladding sheet (angle seamed), copper |  | 40 | B4B5 | 0.1908 | 1.582e-07 | 0.0096773 | 0.0064592 | 0.00053514 | 4.4021e-05 | 2.895 | 0.56887 | 0.0060833
| Civic Offices | Services LED light fitting | 1701281 | 8404194 | 5.8 | Electrical installations | connectors | Construction | 0.026316 | kg | 10 | 44 | 1 | FALSE | 1 | FALSE |  | 1.05 | 0.026316 | 0.15789 | 5014 | Cladding sheet (angle seamed), copper |  | 40 | D2 | 0 | 0 | 0 | 0 | 0 | 0 | 0 | 0 | 0
| Civic Offices | Services LED light fitting | 1701281 | 8404194 | 5.8 | Electrical installations | connectors | Construction | 0.026316 | kg | 10 | 44 | 1 | FALSE | 1 | FALSE |  | 1.05 | 0.026316 | 0.15789 | 5014 | Cladding sheet (angle seamed), copper |  | 40 | D3 | 0 | 0 | 0 | 0 | 0 | 0 | 0 | 0 | 0
| Civic Offices | Services LED light fitting | 1701281 | 8404194 | 5.8 | Electrical installations | connectors | Construction | 0.026316 | kg | 10 | 44 | 1 | FALSE | 1 | FALSE |  | 1.05 | 0.026316 | 0.15789 | 5014 | Cladding sheet (angle seamed), copper |  | 40 | D4 | 0 | 0 | 0 | 0 | 0 | 0 | 0 | 0 | 0
| Civic Offices | Services LED light fitting | 1701281 | 8404194 | 5.8 | Electrical installations | connectors | Construction | 0.026316 | kg | 10 | 44 | 1 | FALSE | 1 | FALSE |  | 1.05 | 0.026316 | 0.15789 | 5014 | Cladding sheet (angle seamed), copper |  | 50 | B4B5 | 0.1908 | 1.582e-07 | 0.0096773 | 0.0064592 | 0.00053514 | 4.4021e-05 | 2.895 | 0.56887 | 0.0060833
| Civic Offices | Services LED light fitting | 1701281 | 8404194 | 5.8 | Electrical installations | connectors | Construction | 0.026316 | kg | 10 | 44 | 1 | FALSE | 1 | FALSE |  | 1.05 | 0.026316 | 0.15789 | 5014 | Cladding sheet (angle seamed), copper |  | 50 | D2 | 0 | 0 | 0 | 0 | 0 | 0 | 0 | 0 | 0
| Civic Offices | Services LED light fitting | 1701281 | 8404194 | 5.8 | Electrical installations | connectors | Construction | 0.026316 | kg | 10 | 44 | 1 | FALSE | 1 | FALSE |  | 1.05 | 0.026316 | 0.15789 | 5014 | Cladding sheet (angle seamed), copper |  | 50 | D3 | 0 | 0 | 0 | 0 | 0 | 0 | 0 | 0 | 0
| Civic Offices | Services LED light fitting | 1701281 | 8404194 | 5.8 | Electrical installations | connectors | Construction | 0.026316 | kg | 10 | 44 | 1 | FALSE | 1 | FALSE |  | 1.05 | 0.026316 | 0.15789 | 5014 | Cladding sheet (angle seamed), copper |  | 50 | D4 | 0 | 0 | 0 | 0 | 0 | 0 | 0 | 0 | 0
| Civic Offices | Services LED light fitting | 1701281 | 8404195 | 5.8 | Electrical installations | insulator | Construction | 0.91053 | kg | 10 | 44 | 1 | FALSE | 1 | FALSE |  | 1.1 | 0.91053 | 5.4632 | 5052 | Membrane (breather), polypropylene |  | 0 | A1A3 | 5.5021 | 1.2565e-07 | 0.030988 | 0.008911 | 0.0036814 | 6.4561e-06 | 119.7887 | 0.47529 | 0.027145
| Civic Offices | Services LED light fitting | 1701281 | 8404195 | 5.8 | Electrical installations | insulator | Construction | 0.91053 | kg | 10 | 44 | 1 | FALSE | 1 | FALSE |  | 1.1 | 0.91053 | 5.4632 | 5052 | Membrane (breather), polypropylene |  | 0 | A4 | 0.018977 | 3.4096e-09 | 6.2136e-05 | 1.6794e-05 | 1.06e-05 | 6.618e-08 | 0.28288 | 0.043193 | 7.8091e-05
| Civic Offices | Services LED light fitting | 1701281 | 8404195 | 5.8 | Electrical installations | insulator | Construction | 0.91053 | kg | 10 | 44 | 1 | FALSE | 1 | FALSE |  | 1.1 | 0.91053 | 5.4632 | 5052 | Membrane (breather), polypropylene |  | 0 | A5 | 0.0023998 | 7.6329e-11 | 2.2097e-06 | 0.00020133 | 7.3319e-07 | 4.2646e-10 | 0.0069849 | 0.014568 | 0
| Civic Offices | Services LED light fitting | 1701281 | 8404195 | 5.8 | Electrical installations | insulator | Construction | 0.91053 | kg | 10 | 44 | 1 | FALSE | 1 | FALSE |  | 1.1 | 0.91053 | 5.4632 | 5052 | Membrane (breather), polypropylene |  | 0 | D2 | 0 | 0 | 0 | 0 | 0 | 0 | 0 | 0 | 0
| Civic Offices | Services LED light fitting | 1701281 | 8404195 | 5.8 | Electrical installations | insulator | Construction | 0.91053 | kg | 10 | 44 | 1 | FALSE | 1 | FALSE |  | 1.1 | 0.91053 | 5.4632 | 5052 | Membrane (breather), polypropylene |  | 0 | D3 | 0 | 0 | 0 | 0 | 0 | 0 | 0 | 0 | 0
| Civic Offices | Services LED light fitting | 1701281 | 8404195 | 5.8 | Electrical installations | insulator | Construction | 0.91053 | kg | 10 | 44 | 1 | FALSE | 1 | FALSE |  | 1.1 | 0.91053 | 5.4632 | 5052 | Membrane (breather), polypropylene |  | 0 | D4 | 0 | 0 | 0 | 0 | 0 | 0 | 0 | 0 | 0
| Civic Offices | Services LED light fitting | 1701281 | 8404195 | 5.8 | Electrical installations | insulator | Construction | 0.91053 | kg | 10 | 44 | 1 | FALSE | 1 | FALSE |  | 1.1 | 0.91053 | 5.4632 | 5052 | Membrane (breather), polypropylene |  | 60 | C2 | 0 | 0 | 0 | 0 | 0 | 0 | 0 | 0 | 0
| Civic Offices | Services LED light fitting | 1701281 | 8404195 | 5.8 | Electrical installations | insulator | Construction | 0.91053 | kg | 10 | 44 | 1 | FALSE | 1 | FALSE |  | 1.1 | 0.91053 | 5.4632 | 5052 | Membrane (breather), polypropylene |  | 60 | C4 | 0.023998 | 7.6329e-10 | 2.2097e-05 | 0.0020133 | 7.3319e-06 | 4.2646e-09 | 0.069849 | 0.14568 | 0.0006756
| Civic Offices | Services LED light fitting | 1701281 | 8404195 | 5.8 | Electrical installations | insulator | Construction | 0.91053 | kg | 10 | 44 | 1 | FALSE | 1 | FALSE |  | 1.1 | 0.91053 | 5.4632 | 5052 | Membrane (breather), polypropylene |  | 60 | D2 | 0 | 0 | 0 | 0 | 0 | 0 | 0 | 0 | 0
| Civic Offices | Services LED light fitting | 1701281 | 8404195 | 5.8 | Electrical installations | insulator | Construction | 0.91053 | kg | 10 | 44 | 1 | FALSE | 1 | FALSE |  | 1.1 | 0.91053 | 5.4632 | 5052 | Membrane (breather), polypropylene |  | 60 | D3 | 0 | 0 | 0 | 0 | 0 | 0 | 0 | 0 | 0
| Civic Offices | Services LED light fitting | 1701281 | 8404195 | 5.8 | Electrical installations | insulator | Construction | 0.91053 | kg | 10 | 44 | 1 | FALSE | 1 | FALSE |  | 1.1 | 0.91053 | 5.4632 | 5052 | Membrane (breather), polypropylene |  | 60 | D4 | 0 | 0 | 0 | 0 | 0 | 0 | 0 | 0 | 0
| Civic Offices | Services LED light fitting | 1701281 | 8404195 | 5.8 | Electrical installations | insulator | Construction | 0.91053 | kg | 10 | 44 | 1 | FALSE | 1 | FALSE |  | 1.1 | 0.91053 | 5.4632 | 5052 | Membrane (breather), polypropylene |  | 10 | B4B5 | 5.5475 | 1.299e-07 | 0.031075 | 0.011142 | 0.0037001 | 6.527e-06 | 120.1484 | 0.67873 | 0.027223
| Civic Offices | Services LED light fitting | 1701281 | 8404195 | 5.8 | Electrical installations | insulator | Construction | 0.91053 | kg | 10 | 44 | 1 | FALSE | 1 | FALSE |  | 1.1 | 0.91053 | 5.4632 | 5052 | Membrane (breather), polypropylene |  | 10 | D2 | 0 | 0 | 0 | 0 | 0 | 0 | 0 | 0 | 0
| Civic Offices | Services LED light fitting | 1701281 | 8404195 | 5.8 | Electrical installations | insulator | Construction | 0.91053 | kg | 10 | 44 | 1 | FALSE | 1 | FALSE |  | 1.1 | 0.91053 | 5.4632 | 5052 | Membrane (breather), polypropylene |  | 10 | D3 | 0 | 0 | 0 | 0 | 0 | 0 | 0 | 0 | 0
| Civic Offices | Services LED light fitting | 1701281 | 8404195 | 5.8 | Electrical installations | insulator | Construction | 0.91053 | kg | 10 | 44 | 1 | FALSE | 1 | FALSE |  | 1.1 | 0.91053 | 5.4632 | 5052 | Membrane (breather), polypropylene |  | 10 | D4 | 0 | 0 | 0 | 0 | 0 | 0 | 0 | 0 | 0
| Civic Offices | Services LED light fitting | 1701281 | 8404195 | 5.8 | Electrical installations | insulator | Construction | 0.91053 | kg | 10 | 44 | 1 | FALSE | 1 | FALSE |  | 1.1 | 0.91053 | 5.4632 | 5052 | Membrane (breather), polypropylene |  | 20 | B4B5 | 5.5475 | 1.299e-07 | 0.031075 | 0.011142 | 0.0037001 | 6.527e-06 | 120.1484 | 0.67873 | 0.027223
| Civic Offices | Services LED light fitting | 1701281 | 8404195 | 5.8 | Electrical installations | insulator | Construction | 0.91053 | kg | 10 | 44 | 1 | FALSE | 1 | FALSE |  | 1.1 | 0.91053 | 5.4632 | 5052 | Membrane (breather), polypropylene |  | 20 | D2 | 0 | 0 | 0 | 0 | 0 | 0 | 0 | 0 | 0
| Civic Offices | Services LED light fitting | 1701281 | 8404195 | 5.8 | Electrical installations | insulator | Construction | 0.91053 | kg | 10 | 44 | 1 | FALSE | 1 | FALSE |  | 1.1 | 0.91053 | 5.4632 | 5052 | Membrane (breather), polypropylene |  | 20 | D3 | 0 | 0 | 0 | 0 | 0 | 0 | 0 | 0 | 0
| Civic Offices | Services LED light fitting | 1701281 | 8404195 | 5.8 | Electrical installations | insulator | Construction | 0.91053 | kg | 10 | 44 | 1 | FALSE | 1 | FALSE |  | 1.1 | 0.91053 | 5.4632 | 5052 | Membrane (breather), polypropylene |  | 20 | D4 | 0 | 0 | 0 | 0 | 0 | 0 | 0 | 0 | 0
| Civic Offices | Services LED light fitting | 1701281 | 8404195 | 5.8 | Electrical installations | insulator | Construction | 0.91053 | kg | 10 | 44 | 1 | FALSE | 1 | FALSE |  | 1.1 | 0.91053 | 5.4632 | 5052 | Membrane (breather), polypropylene |  | 30 | B4B5 | 5.5475 | 1.299e-07 | 0.031075 | 0.011142 | 0.0037001 | 6.527e-06 | 120.1484 | 0.67873 | 0.027223
| Civic Offices | Services LED light fitting | 1701281 | 8404195 | 5.8 | Electrical installations | insulator | Construction | 0.91053 | kg | 10 | 44 | 1 | FALSE | 1 | FALSE |  | 1.1 | 0.91053 | 5.4632 | 5052 | Membrane (breather), polypropylene |  | 30 | D2 | 0 | 0 | 0 | 0 | 0 | 0 | 0 | 0 | 0
| Civic Offices | Services LED light fitting | 1701281 | 8404195 | 5.8 | Electrical installations | insulator | Construction | 0.91053 | kg | 10 | 44 | 1 | FALSE | 1 | FALSE |  | 1.1 | 0.91053 | 5.4632 | 5052 | Membrane (breather), polypropylene |  | 30 | D3 | 0 | 0 | 0 | 0 | 0 | 0 | 0 | 0 | 0
| Civic Offices | Services LED light fitting | 1701281 | 8404195 | 5.8 | Electrical installations | insulator | Construction | 0.91053 | kg | 10 | 44 | 1 | FALSE | 1 | FALSE |  | 1.1 | 0.91053 | 5.4632 | 5052 | Membrane (breather), polypropylene |  | 30 | D4 | 0 | 0 | 0 | 0 | 0 | 0 | 0 | 0 | 0
| Civic Offices | Services LED light fitting | 1701281 | 8404195 | 5.8 | Electrical installations | insulator | Construction | 0.91053 | kg | 10 | 44 | 1 | FALSE | 1 | FALSE |  | 1.1 | 0.91053 | 5.4632 | 5052 | Membrane (breather), polypropylene |  | 40 | B4B5 | 5.5475 | 1.299e-07 | 0.031075 | 0.011142 | 0.0037001 | 6.527e-06 | 120.1484 | 0.67873 | 0.027223
| Civic Offices | Services LED light fitting | 1701281 | 8404195 | 5.8 | Electrical installations | insulator | Construction | 0.91053 | kg | 10 | 44 | 1 | FALSE | 1 | FALSE |  | 1.1 | 0.91053 | 5.4632 | 5052 | Membrane (breather), polypropylene |  | 40 | D2 | 0 | 0 | 0 | 0 | 0 | 0 | 0 | 0 | 0
| Civic Offices | Services LED light fitting | 1701281 | 8404195 | 5.8 | Electrical installations | insulator | Construction | 0.91053 | kg | 10 | 44 | 1 | FALSE | 1 | FALSE |  | 1.1 | 0.91053 | 5.4632 | 5052 | Membrane (breather), polypropylene |  | 40 | D3 | 0 | 0 | 0 | 0 | 0 | 0 | 0 | 0 | 0
| Civic Offices | Services LED light fitting | 1701281 | 8404195 | 5.8 | Electrical installations | insulator | Construction | 0.91053 | kg | 10 | 44 | 1 | FALSE | 1 | FALSE |  | 1.1 | 0.91053 | 5.4632 | 5052 | Membrane (breather), polypropylene |  | 40 | D4 | 0 | 0 | 0 | 0 | 0 | 0 | 0 | 0 | 0
| Civic Offices | Services LED light fitting | 1701281 | 8404195 | 5.8 | Electrical installations | insulator | Construction | 0.91053 | kg | 10 | 44 | 1 | FALSE | 1 | FALSE |  | 1.1 | 0.91053 | 5.4632 | 5052 | Membrane (breather), polypropylene |  | 50 | B4B5 | 5.5475 | 1.299e-07 | 0.031075 | 0.011142 | 0.0037001 | 6.527e-06 | 120.1484 | 0.67873 | 0.027223
| Civic Offices | Services LED light fitting | 1701281 | 8404195 | 5.8 | Electrical installations | insulator | Construction | 0.91053 | kg | 10 | 44 | 1 | FALSE | 1 | FALSE |  | 1.1 | 0.91053 | 5.4632 | 5052 | Membrane (breather), polypropylene |  | 50 | D2 | 0 | 0 | 0 | 0 | 0 | 0 | 0 | 0 | 0
| Civic Offices | Services LED light fitting | 1701281 | 8404195 | 5.8 | Electrical installations | insulator | Construction | 0.91053 | kg | 10 | 44 | 1 | FALSE | 1 | FALSE |  | 1.1 | 0.91053 | 5.4632 | 5052 | Membrane (breather), polypropylene |  | 50 | D3 | 0 | 0 | 0 | 0 | 0 | 0 | 0 | 0 | 0
| Civic Offices | Services LED light fitting | 1701281 | 8404195 | 5.8 | Electrical installations | insulator | Construction | 0.91053 | kg | 10 | 44 | 1 | FALSE | 1 | FALSE |  | 1.1 | 0.91053 | 5.4632 | 5052 | Membrane (breather), polypropylene |  | 50 | D4 | 0 | 0 | 0 | 0 | 0 | 0 | 0 | 0 | 0
| Civic Offices | Services LED light fitting | 1701281 | 8404196 | 5.8 | Electrical installations | plates | Construction | 0.64211 | kg | 10 | 44 | 1 | FALSE | 1 | FALSE |  | 1.05 | 0.64211 | 3.8526 | 5168 | Fencing (posts, square section), steel (galvanized) |  | 0 | A1A3 | 1.7519 | 1.1909e-07 | 0.028638 | 0.0089393 | 0.0016853 | 0.0004131 | 23.5836 | 1.3237 | 0.034132
| Civic Offices | Services LED light fitting | 1701281 | 8404196 | 5.8 | Electrical installations | plates | Construction | 0.64211 | kg | 10 | 44 | 1 | FALSE | 1 | FALSE |  | 1.05 | 0.64211 | 3.8526 | 5168 | Fencing (posts, square section), steel (galvanized) |  | 0 | A4 | 0.027984 | 3.8723e-09 | 0.00013305 | 2.4706e-05 | 1.7565e-05 | 6.232e-08 | 0.40944 | 0.11891 | 0.00011373
| Civic Offices | Services LED light fitting | 1701281 | 8404196 | 5.8 | Electrical installations | plates | Construction | 0.64211 | kg | 10 | 44 | 1 | FALSE | 1 | FALSE |  | 1.05 | 0.64211 | 3.8526 | 5168 | Fencing (posts, square section), steel (galvanized) |  | 0 | A5 | 1.6688e-05 | 4.3699e-12 | 1.167e-07 | 3.8347e-08 | 1.9365e-08 | 2.3541e-11 | 0.00040912 | 0.0048158 | 0
| Civic Offices | Services LED light fitting | 1701281 | 8404196 | 5.8 | Electrical installations | plates | Construction | 0.64211 | kg | 10 | 44 | 1 | FALSE | 1 | FALSE |  | 1.05 | 0.64211 | 3.8526 | 5168 | Fencing (posts, square section), steel (galvanized) |  | 0 | D2 | 0 | 0 | 0 | 0 | 0 | 0 | 0 | 0 | 0
| Civic Offices | Services LED light fitting | 1701281 | 8404196 | 5.8 | Electrical installations | plates | Construction | 0.64211 | kg | 10 | 44 | 1 | FALSE | 1 | FALSE |  | 1.05 | 0.64211 | 3.8526 | 5168 | Fencing (posts, square section), steel (galvanized) |  | 0 | D3 | 0 | 0 | 0 | 0 | 0 | 0 | 0 | 0 | 0
| Civic Offices | Services LED light fitting | 1701281 | 8404196 | 5.8 | Electrical installations | plates | Construction | 0.64211 | kg | 10 | 44 | 1 | FALSE | 1 | FALSE |  | 1.05 | 0.64211 | 3.8526 | 5168 | Fencing (posts, square section), steel (galvanized) |  | 0 | D4 | 0 | 0 | 0 | 0 | 0 | 0 | 0 | 0 | 0
| Civic Offices | Services LED light fitting | 1701281 | 8404196 | 5.8 | Electrical installations | plates | Construction | 0.64211 | kg | 10 | 44 | 1 | FALSE | 1 | FALSE |  | 1.05 | 0.64211 | 3.8526 | 5168 | Fencing (posts, square section), steel (galvanized) |  | 60 | C2 | 0 | 0 | 0 | 0 | 0 | 0 | 0 | 0 | 0
| Civic Offices | Services LED light fitting | 1701281 | 8404196 | 5.8 | Electrical installations | plates | Construction | 0.64211 | kg | 10 | 44 | 1 | FALSE | 1 | FALSE |  | 1.05 | 0.64211 | 3.8526 | 5168 | Fencing (posts, square section), steel (galvanized) |  | 60 | C4 | 0.00033377 | 8.7398e-11 | 2.334e-06 | 7.6694e-07 | 3.873e-07 | 4.7083e-10 | 0.0081824 | 0.096316 | 1.6738e-05
| Civic Offices | Services LED light fitting | 1701281 | 8404196 | 5.8 | Electrical installations | plates | Construction | 0.64211 | kg | 10 | 44 | 1 | FALSE | 1 | FALSE |  | 1.05 | 0.64211 | 3.8526 | 5168 | Fencing (posts, square section), steel (galvanized) |  | 60 | D2 | 0 | 0 | 0 | 0 | 0 | 0 | 0 | 0 | 0
| Civic Offices | Services LED light fitting | 1701281 | 8404196 | 5.8 | Electrical installations | plates | Construction | 0.64211 | kg | 10 | 44 | 1 | FALSE | 1 | FALSE |  | 1.05 | 0.64211 | 3.8526 | 5168 | Fencing (posts, square section), steel (galvanized) |  | 60 | D3 | 0 | 0 | 0 | 0 | 0 | 0 | 0 | 0 | 0
| Civic Offices | Services LED light fitting | 1701281 | 8404196 | 5.8 | Electrical installations | plates | Construction | 0.64211 | kg | 10 | 44 | 1 | FALSE | 1 | FALSE |  | 1.05 | 0.64211 | 3.8526 | 5168 | Fencing (posts, square section), steel (galvanized) |  | 60 | D4 | 0 | 0 | 0 | 0 | 0 | 0 | 0 | 0 | 0
| Civic Offices | Services LED light fitting | 1701281 | 8404196 | 5.8 | Electrical installations | plates | Construction | 0.64211 | kg | 10 | 44 | 1 | FALSE | 1 | FALSE |  | 1.05 | 0.64211 | 3.8526 | 5168 | Fencing (posts, square section), steel (galvanized) |  | 10 | B4B5 | 1.7802 | 1.2305e-07 | 0.028774 | 0.0089648 | 0.0017032 | 0.00041317 | 24.0017 | 1.5437 | 0.034246
| Civic Offices | Services LED light fitting | 1701281 | 8404196 | 5.8 | Electrical installations | plates | Construction | 0.64211 | kg | 10 | 44 | 1 | FALSE | 1 | FALSE |  | 1.05 | 0.64211 | 3.8526 | 5168 | Fencing (posts, square section), steel (galvanized) |  | 10 | D2 | 0 | 0 | 0 | 0 | 0 | 0 | 0 | 0 | 0
| Civic Offices | Services LED light fitting | 1701281 | 8404196 | 5.8 | Electrical installations | plates | Construction | 0.64211 | kg | 10 | 44 | 1 | FALSE | 1 | FALSE |  | 1.05 | 0.64211 | 3.8526 | 5168 | Fencing (posts, square section), steel (galvanized) |  | 10 | D3 | 0 | 0 | 0 | 0 | 0 | 0 | 0 | 0 | 0
| Civic Offices | Services LED light fitting | 1701281 | 8404196 | 5.8 | Electrical installations | plates | Construction | 0.64211 | kg | 10 | 44 | 1 | FALSE | 1 | FALSE |  | 1.05 | 0.64211 | 3.8526 | 5168 | Fencing (posts, square section), steel (galvanized) |  | 10 | D4 | 0 | 0 | 0 | 0 | 0 | 0 | 0 | 0 | 0
| Civic Offices | Services LED light fitting | 1701281 | 8404196 | 5.8 | Electrical installations | plates | Construction | 0.64211 | kg | 10 | 44 | 1 | FALSE | 1 | FALSE |  | 1.05 | 0.64211 | 3.8526 | 5168 | Fencing (posts, square section), steel (galvanized) |  | 20 | B4B5 | 1.7802 | 1.2305e-07 | 0.028774 | 0.0089648 | 0.0017032 | 0.00041317 | 24.0017 | 1.5437 | 0.034246
| Civic Offices | Services LED light fitting | 1701281 | 8404196 | 5.8 | Electrical installations | plates | Construction | 0.64211 | kg | 10 | 44 | 1 | FALSE | 1 | FALSE |  | 1.05 | 0.64211 | 3.8526 | 5168 | Fencing (posts, square section), steel (galvanized) |  | 20 | D2 | 0 | 0 | 0 | 0 | 0 | 0 | 0 | 0 | 0
| Civic Offices | Services LED light fitting | 1701281 | 8404196 | 5.8 | Electrical installations | plates | Construction | 0.64211 | kg | 10 | 44 | 1 | FALSE | 1 | FALSE |  | 1.05 | 0.64211 | 3.8526 | 5168 | Fencing (posts, square section), steel (galvanized) |  | 20 | D3 | 0 | 0 | 0 | 0 | 0 | 0 | 0 | 0 | 0
| Civic Offices | Services LED light fitting | 1701281 | 8404196 | 5.8 | Electrical installations | plates | Construction | 0.64211 | kg | 10 | 44 | 1 | FALSE | 1 | FALSE |  | 1.05 | 0.64211 | 3.8526 | 5168 | Fencing (posts, square section), steel (galvanized) |  | 20 | D4 | 0 | 0 | 0 | 0 | 0 | 0 | 0 | 0 | 0
| Civic Offices | Services LED light fitting | 1701281 | 8404196 | 5.8 | Electrical installations | plates | Construction | 0.64211 | kg | 10 | 44 | 1 | FALSE | 1 | FALSE |  | 1.05 | 0.64211 | 3.8526 | 5168 | Fencing (posts, square section), steel (galvanized) |  | 30 | B4B5 | 1.7802 | 1.2305e-07 | 0.028774 | 0.0089648 | 0.0017032 | 0.00041317 | 24.0017 | 1.5437 | 0.034246
| Civic Offices | Services LED light fitting | 1701281 | 8404196 | 5.8 | Electrical installations | plates | Construction | 0.64211 | kg | 10 | 44 | 1 | FALSE | 1 | FALSE |  | 1.05 | 0.64211 | 3.8526 | 5168 | Fencing (posts, square section), steel (galvanized) |  | 30 | D2 | 0 | 0 | 0 | 0 | 0 | 0 | 0 | 0 | 0
| Civic Offices | Services LED light fitting | 1701281 | 8404196 | 5.8 | Electrical installations | plates | Construction | 0.64211 | kg | 10 | 44 | 1 | FALSE | 1 | FALSE |  | 1.05 | 0.64211 | 3.8526 | 5168 | Fencing (posts, square section), steel (galvanized) |  | 30 | D3 | 0 | 0 | 0 | 0 | 0 | 0 | 0 | 0 | 0
| Civic Offices | Services LED light fitting | 1701281 | 8404196 | 5.8 | Electrical installations | plates | Construction | 0.64211 | kg | 10 | 44 | 1 | FALSE | 1 | FALSE |  | 1.05 | 0.64211 | 3.8526 | 5168 | Fencing (posts, square section), steel (galvanized) |  | 30 | D4 | 0 | 0 | 0 | 0 | 0 | 0 | 0 | 0 | 0
| Civic Offices | Services LED light fitting | 1701281 | 8404196 | 5.8 | Electrical installations | plates | Construction | 0.64211 | kg | 10 | 44 | 1 | FALSE | 1 | FALSE |  | 1.05 | 0.64211 | 3.8526 | 5168 | Fencing (posts, square section), steel (galvanized) |  | 40 | B4B5 | 1.7802 | 1.2305e-07 | 0.028774 | 0.0089648 | 0.0017032 | 0.00041317 | 24.0017 | 1.5437 | 0.034246
| Civic Offices | Services LED light fitting | 1701281 | 8404196 | 5.8 | Electrical installations | plates | Construction | 0.64211 | kg | 10 | 44 | 1 | FALSE | 1 | FALSE |  | 1.05 | 0.64211 | 3.8526 | 5168 | Fencing (posts, square section), steel (galvanized) |  | 40 | D2 | 0 | 0 | 0 | 0 | 0 | 0 | 0 | 0 | 0
| Civic Offices | Services LED light fitting | 1701281 | 8404196 | 5.8 | Electrical installations | plates | Construction | 0.64211 | kg | 10 | 44 | 1 | FALSE | 1 | FALSE |  | 1.05 | 0.64211 | 3.8526 | 5168 | Fencing (posts, square section), steel (galvanized) |  | 40 | D3 | 0 | 0 | 0 | 0 | 0 | 0 | 0 | 0 | 0
| Civic Offices | Services LED light fitting | 1701281 | 8404196 | 5.8 | Electrical installations | plates | Construction | 0.64211 | kg | 10 | 44 | 1 | FALSE | 1 | FALSE |  | 1.05 | 0.64211 | 3.8526 | 5168 | Fencing (posts, square section), steel (galvanized) |  | 40 | D4 | 0 | 0 | 0 | 0 | 0 | 0 | 0 | 0 | 0
| Civic Offices | Services LED light fitting | 1701281 | 8404196 | 5.8 | Electrical installations | plates | Construction | 0.64211 | kg | 10 | 44 | 1 | FALSE | 1 | FALSE |  | 1.05 | 0.64211 | 3.8526 | 5168 | Fencing (posts, square section), steel (galvanized) |  | 50 | B4B5 | 1.7802 | 1.2305e-07 | 0.028774 | 0.0089648 | 0.0017032 | 0.00041317 | 24.0017 | 1.5437 | 0.034246
| Civic Offices | Services LED light fitting | 1701281 | 8404196 | 5.8 | Electrical installations | plates | Construction | 0.64211 | kg | 10 | 44 | 1 | FALSE | 1 | FALSE |  | 1.05 | 0.64211 | 3.8526 | 5168 | Fencing (posts, square section), steel (galvanized) |  | 50 | D2 | 0 | 0 | 0 | 0 | 0 | 0 | 0 | 0 | 0
| Civic Offices | Services LED light fitting | 1701281 | 8404196 | 5.8 | Electrical installations | plates | Construction | 0.64211 | kg | 10 | 44 | 1 | FALSE | 1 | FALSE |  | 1.05 | 0.64211 | 3.8526 | 5168 | Fencing (posts, square section), steel (galvanized) |  | 50 | D3 | 0 | 0 | 0 | 0 | 0 | 0 | 0 | 0 | 0
| Civic Offices | Services LED light fitting | 1701281 | 8404196 | 5.8 | Electrical installations | plates | Construction | 0.64211 | kg | 10 | 44 | 1 | FALSE | 1 | FALSE |  | 1.05 | 0.64211 | 3.8526 | 5168 | Fencing (posts, square section), steel (galvanized) |  | 50 | D4 | 0 | 0 | 0 | 0 | 0 | 0 | 0 | 0 | 0
| Civic Offices | Services electrical wireing | 1701282 | 8404198 | 5.2 | Services equipment | copper wire 6mm siam | Construction | 19.6611 | Linear length Calculation | 30 | 44 | 1 | FALSE | 1 | FALSE |  | 1.03 | 19.6611 | 39.3222 | 5113 | Cladding sheet (plain), copper |  | 0 | A1A3 | 139.4273 | 0.00011587 | 7.0911 | 4.7335 | 0.39197 | 0.032261 | 2115.5643 | 412.9821 | 4.4568
| Civic Offices | Services electrical wireing | 1701282 | 8404198 | 5.2 | Services equipment | copper wire 6mm siam | Construction | 19.6611 | Linear length Calculation | 30 | 44 | 1 | FALSE | 1 | FALSE |  | 1.03 | 19.6611 | 39.3222 | 5113 | Cladding sheet (plain), copper |  | 0 | A4 | 0.39677 | 7.129e-08 | 0.0012992 | 0.00035114 | 0.00022163 | 1.3837e-06 | 5.9145 | 0.9031 | 0.0016328
| Civic Offices | Services electrical wireing | 1701282 | 8404198 | 5.2 | Services equipment | copper wire 6mm siam | Construction | 19.6611 | Linear length Calculation | 30 | 44 | 1 | FALSE | 1 | FALSE |  | 1.03 | 19.6611 | 39.3222 | 5113 | Cladding sheet (plain), copper |  | 0 | A5 | 0.00030659 | 8.0283e-11 | 2.144e-06 | 7.0451e-07 | 3.5577e-07 | 4.325e-10 | 0.0075163 | 0.088475 | 0
| Civic Offices | Services electrical wireing | 1701282 | 8404198 | 5.2 | Services equipment | copper wire 6mm siam | Construction | 19.6611 | Linear length Calculation | 30 | 44 | 1 | FALSE | 1 | FALSE |  | 1.03 | 19.6611 | 39.3222 | 5113 | Cladding sheet (plain), copper |  | 0 | D2 | 0 | 0 | 0 | 0 | 0 | 0 | 0 | 0 | 0
| Civic Offices | Services electrical wireing | 1701282 | 8404198 | 5.2 | Services equipment | copper wire 6mm siam | Construction | 19.6611 | Linear length Calculation | 30 | 44 | 1 | FALSE | 1 | FALSE |  | 1.03 | 19.6611 | 39.3222 | 5113 | Cladding sheet (plain), copper |  | 0 | D3 | 0 | 0 | 0 | 0 | 0 | 0 | 0 | 0 | 0
| Civic Offices | Services electrical wireing | 1701282 | 8404198 | 5.2 | Services equipment | copper wire 6mm siam | Construction | 19.6611 | Linear length Calculation | 30 | 44 | 1 | FALSE | 1 | FALSE |  | 1.03 | 19.6611 | 39.3222 | 5113 | Cladding sheet (plain), copper |  | 0 | D4 | 0 | 0 | 0 | 0 | 0 | 0 | 0 | 0 | 0
| Civic Offices | Services electrical wireing | 1701282 | 8404198 | 5.2 | Services equipment | copper wire 6mm siam | Construction | 19.6611 | Linear length Calculation | 30 | 44 | 1 | FALSE | 1 | FALSE |  | 1.03 | 19.6611 | 39.3222 | 5113 | Cladding sheet (plain), copper |  | 60 | C2 | 0 | 0 | 0 | 0 | 0 | 0 | 0 | 0 | 0
| Civic Offices | Services electrical wireing | 1701282 | 8404198 | 5.2 | Services equipment | copper wire 6mm siam | Construction | 19.6611 | Linear length Calculation | 30 | 44 | 1 | FALSE | 1 | FALSE |  | 1.03 | 19.6611 | 39.3222 | 5113 | Cladding sheet (plain), copper |  | 60 | C4 | 0.01022 | 2.6761e-09 | 7.1466e-05 | 2.3484e-05 | 1.1859e-05 | 1.4417e-08 | 0.25054 | 2.9492 | 0.00051253
| Civic Offices | Services electrical wireing | 1701282 | 8404198 | 5.2 | Services equipment | copper wire 6mm siam | Construction | 19.6611 | Linear length Calculation | 30 | 44 | 1 | FALSE | 1 | FALSE |  | 1.03 | 19.6611 | 39.3222 | 5113 | Cladding sheet (plain), copper |  | 60 | D2 | 0 | 0 | 0 | 0 | 0 | 0 | 0 | 0 | 0
| Civic Offices | Services electrical wireing | 1701282 | 8404198 | 5.2 | Services equipment | copper wire 6mm siam | Construction | 19.6611 | Linear length Calculation | 30 | 44 | 1 | FALSE | 1 | FALSE |  | 1.03 | 19.6611 | 39.3222 | 5113 | Cladding sheet (plain), copper |  | 60 | D3 | 0 | 0 | 0 | 0 | 0 | 0 | 0 | 0 | 0
| Civic Offices | Services electrical wireing | 1701282 | 8404198 | 5.2 | Services equipment | copper wire 6mm siam | Construction | 19.6611 | Linear length Calculation | 30 | 44 | 1 | FALSE | 1 | FALSE |  | 1.03 | 19.6611 | 39.3222 | 5113 | Cladding sheet (plain), copper |  | 60 | D4 | 0 | 0 | 0 | 0 | 0 | 0 | 0 | 0 | 0
| Civic Offices | Services electrical wireing | 1701282 | 8404198 | 5.2 | Services equipment | copper wire 6mm siam | Construction | 19.6611 | Linear length Calculation | 30 | 44 | 1 | FALSE | 1 | FALSE |  | 1.03 | 19.6611 | 39.3222 | 5113 | Cladding sheet (plain), copper |  | 30 | B4B5 | 139.8346 | 0.00011594 | 7.0924 | 4.7339 | 0.3922 | 0.032262 | 2121.7368 | 416.9228 | 4.4584
| Civic Offices | Services electrical wireing | 1701282 | 8404198 | 5.2 | Services equipment | copper wire 6mm siam | Construction | 19.6611 | Linear length Calculation | 30 | 44 | 1 | FALSE | 1 | FALSE |  | 1.03 | 19.6611 | 39.3222 | 5113 | Cladding sheet (plain), copper |  | 30 | D2 | 0 | 0 | 0 | 0 | 0 | 0 | 0 | 0 | 0
| Civic Offices | Services electrical wireing | 1701282 | 8404198 | 5.2 | Services equipment | copper wire 6mm siam | Construction | 19.6611 | Linear length Calculation | 30 | 44 | 1 | FALSE | 1 | FALSE |  | 1.03 | 19.6611 | 39.3222 | 5113 | Cladding sheet (plain), copper |  | 30 | D3 | 0 | 0 | 0 | 0 | 0 | 0 | 0 | 0 | 0
| Civic Offices | Services electrical wireing | 1701282 | 8404198 | 5.2 | Services equipment | copper wire 6mm siam | Construction | 19.6611 | Linear length Calculation | 30 | 44 | 1 | FALSE | 1 | FALSE |  | 1.03 | 19.6611 | 39.3222 | 5113 | Cladding sheet (plain), copper |  | 30 | D4 | 0 | 0 | 0 | 0 | 0 | 0 | 0 | 0 | 0
| Civic Offices | Services electrical wireing | 1701282 | 8404199 | 5.2 | Services equipment | conduit 20mm | Construction | 15.1193 | Linear length Calculation | 30 | 44 | 1 | FALSE | 1 | FALSE |  | 1.05 | 15.1193 | 30.2387 | 5377 | Roof membrane (single ply), PVC |  | 0 | A1A3 | 33.1157 | 2.706e-06 | 0.18716 | 0.049446 | 0.04098 | 0.00048943 | 900.3269 | 143.7527 | 0.28093
| Civic Offices | Services electrical wireing | 1701282 | 8404199 | 5.2 | Services equipment | conduit 20mm | Construction | 15.1193 | Linear length Calculation | 30 | 44 | 1 | FALSE | 1 | FALSE |  | 1.05 | 15.1193 | 30.2387 | 5377 | Roof membrane (single ply), PVC |  | 0 | A4 | 0.30078 | 5.4044e-08 | 0.00098487 | 0.00026619 | 0.00016802 | 1.049e-06 | 4.4837 | 0.68462 | 0.0012378
| Civic Offices | Services electrical wireing | 1701282 | 8404199 | 5.2 | Services equipment | conduit 20mm | Construction | 15.1193 | Linear length Calculation | 30 | 44 | 1 | FALSE | 1 | FALSE |  | 1.05 | 15.1193 | 30.2387 | 5377 | Roof membrane (single ply), PVC |  | 0 | A5 | 0.014521 | 6.2243e-10 | 4.6261e-05 | 0.00085871 | 5.0581e-06 | 3.3948e-09 | 0.057736 | 0.11339 | 0
| Civic Offices | Services electrical wireing | 1701282 | 8404199 | 5.2 | Services equipment | conduit 20mm | Construction | 15.1193 | Linear length Calculation | 30 | 44 | 1 | FALSE | 1 | FALSE |  | 1.05 | 15.1193 | 30.2387 | 5377 | Roof membrane (single ply), PVC |  | 0 | D2 | 0 | 0 | 0 | 0 | 0 | 0 | 0 | 0 | 0
| Civic Offices | Services electrical wireing | 1701282 | 8404199 | 5.2 | Services equipment | conduit 20mm | Construction | 15.1193 | Linear length Calculation | 30 | 44 | 1 | FALSE | 1 | FALSE |  | 1.05 | 15.1193 | 30.2387 | 5377 | Roof membrane (single ply), PVC |  | 0 | D3 | 0 | 0 | 0 | 0 | 0 | 0 | 0 | 0 | 0
| Civic Offices | Services electrical wireing | 1701282 | 8404199 | 5.2 | Services equipment | conduit 20mm | Construction | 15.1193 | Linear length Calculation | 30 | 44 | 1 | FALSE | 1 | FALSE |  | 1.05 | 15.1193 | 30.2387 | 5377 | Roof membrane (single ply), PVC |  | 0 | D4 | 0 | 0 | 0 | 0 | 0 | 0 | 0 | 0 | 0
| Civic Offices | Services electrical wireing | 1701282 | 8404199 | 5.2 | Services equipment | conduit 20mm | Construction | 15.1193 | Linear length Calculation | 30 | 44 | 1 | FALSE | 1 | FALSE |  | 1.05 | 15.1193 | 30.2387 | 5377 | Roof membrane (single ply), PVC |  | 60 | C2 | 0 | 0 | 0 | 0 | 0 | 0 | 0 | 0 | 0
| Civic Offices | Services electrical wireing | 1701282 | 8404199 | 5.2 | Services equipment | conduit 20mm | Construction | 15.1193 | Linear length Calculation | 30 | 44 | 1 | FALSE | 1 | FALSE |  | 1.05 | 15.1193 | 30.2387 | 5377 | Roof membrane (single ply), PVC |  | 60 | C4 | 0.29042 | 1.2449e-08 | 0.00092521 | 0.017174 | 0.00010116 | 6.7896e-08 | 1.1547 | 2.2679 | 0.0070895
| Civic Offices | Services electrical wireing | 1701282 | 8404199 | 5.2 | Services equipment | conduit 20mm | Construction | 15.1193 | Linear length Calculation | 30 | 44 | 1 | FALSE | 1 | FALSE |  | 1.05 | 15.1193 | 30.2387 | 5377 | Roof membrane (single ply), PVC |  | 60 | D2 | 0 | 0 | 0 | 0 | 0 | 0 | 0 | 0 | 0
| Civic Offices | Services electrical wireing | 1701282 | 8404199 | 5.2 | Services equipment | conduit 20mm | Construction | 15.1193 | Linear length Calculation | 30 | 44 | 1 | FALSE | 1 | FALSE |  | 1.05 | 15.1193 | 30.2387 | 5377 | Roof membrane (single ply), PVC |  | 60 | D3 | 0 | 0 | 0 | 0 | 0 | 0 | 0 | 0 | 0
| Civic Offices | Services electrical wireing | 1701282 | 8404199 | 5.2 | Services equipment | conduit 20mm | Construction | 15.1193 | Linear length Calculation | 30 | 44 | 1 | FALSE | 1 | FALSE |  | 1.05 | 15.1193 | 30.2387 | 5377 | Roof membrane (single ply), PVC |  | 60 | D4 | 0 | 0 | 0 | 0 | 0 | 0 | 0 | 0 | 0
| Civic Offices | Services electrical wireing | 1701282 | 8404199 | 5.2 | Services equipment | conduit 20mm | Construction | 15.1193 | Linear length Calculation | 30 | 44 | 1 | FALSE | 1 | FALSE |  | 1.05 | 15.1193 | 30.2387 | 5377 | Roof membrane (single ply), PVC |  | 30 | B4B5 | 33.7214 | 2.7731e-06 | 0.18912 | 0.067745 | 0.041254 | 0.00049055 | 906.023 | 146.8186 | 0.28217
| Civic Offices | Services electrical wireing | 1701282 | 8404199 | 5.2 | Services equipment | conduit 20mm | Construction | 15.1193 | Linear length Calculation | 30 | 44 | 1 | FALSE | 1 | FALSE |  | 1.05 | 15.1193 | 30.2387 | 5377 | Roof membrane (single ply), PVC |  | 30 | D2 | 0 | 0 | 0 | 0 | 0 | 0 | 0 | 0 | 0
| Civic Offices | Services electrical wireing | 1701282 | 8404199 | 5.2 | Services equipment | conduit 20mm | Construction | 15.1193 | Linear length Calculation | 30 | 44 | 1 | FALSE | 1 | FALSE |  | 1.05 | 15.1193 | 30.2387 | 5377 | Roof membrane (single ply), PVC |  | 30 | D3 | 0 | 0 | 0 | 0 | 0 | 0 | 0 | 0 | 0
| Civic Offices | Services electrical wireing | 1701282 | 8404199 | 5.2 | Services equipment | conduit 20mm | Construction | 15.1193 | Linear length Calculation | 30 | 44 | 1 | FALSE | 1 | FALSE |  | 1.05 | 15.1193 | 30.2387 | 5377 | Roof membrane (single ply), PVC |  | 30 | D4 | 0 | 0 | 0 | 0 | 0 | 0 | 0 | 0 | 0
| Civic Offices | Services LED light fitting | 1701285 | 8404201 | 5.8 | Electrical installations | heat sink | Construction | 30.6335 | kg | 10 | 44 | 1 | FALSE | 1 | FALSE |  | 1.01 | 30.6335 | 183.8008 | 5536 | Window furniture/hardware, aluminium |  | 0 | A1A3 | 581.403 | 1.9687e-05 | 3.9746 | 0.91075 | 0.29523 | 0.00050643 | 7266.6524 | 122.9953 | 3.8602
| Civic Offices | Services LED light fitting | 1701285 | 8404201 | 5.8 | Electrical installations | heat sink | Construction | 30.6335 | kg | 10 | 44 | 1 | FALSE | 1 | FALSE |  | 1.01 | 30.6335 | 183.8008 | 5536 | Window furniture/hardware, aluminium |  | 0 | A4 | 1.5247 | 1.6911e-07 | 0.007899 | 0.0012819 | 0.00097411 | 2.1189e-06 | 22.0152 | 5.9846 | 0.0060146
| Civic Offices | Services LED light fitting | 1701285 | 8404201 | 5.8 | Electrical installations | heat sink | Construction | 30.6335 | kg | 10 | 44 | 1 | FALSE | 1 | FALSE |  | 1.01 | 30.6335 | 183.8008 | 5536 | Window furniture/hardware, aluminium |  | 0 | A5 | 0.00015923 | 4.1696e-11 | 1.1135e-06 | 3.6589e-07 | 1.8477e-07 | 2.2462e-10 | 0.0039037 | 0.04595 | 0
| Civic Offices | Services LED light fitting | 1701285 | 8404201 | 5.8 | Electrical installations | heat sink | Construction | 30.6335 | kg | 10 | 44 | 1 | FALSE | 1 | FALSE |  | 1.01 | 30.6335 | 183.8008 | 5536 | Window furniture/hardware, aluminium |  | 0 | D2 | 0 | 0 | 0 | 0 | 0 | 0 | 0 | 0 | 0
| Civic Offices | Services LED light fitting | 1701285 | 8404201 | 5.8 | Electrical installations | heat sink | Construction | 30.6335 | kg | 10 | 44 | 1 | FALSE | 1 | FALSE |  | 1.01 | 30.6335 | 183.8008 | 5536 | Window furniture/hardware, aluminium |  | 0 | D3 | 0 | 0 | 0 | 0 | 0 | 0 | 0 | 0 | 0
| Civic Offices | Services LED light fitting | 1701285 | 8404201 | 5.8 | Electrical installations | heat sink | Construction | 30.6335 | kg | 10 | 44 | 1 | FALSE | 1 | FALSE |  | 1.01 | 30.6335 | 183.8008 | 5536 | Window furniture/hardware, aluminium |  | 0 | D4 | 0 | 0 | 0 | 0 | 0 | 0 | 0 | 0 | 0
| Civic Offices | Services LED light fitting | 1701285 | 8404201 | 5.8 | Electrical installations | heat sink | Construction | 30.6335 | kg | 10 | 44 | 1 | FALSE | 1 | FALSE |  | 1.01 | 30.6335 | 183.8008 | 5536 | Window furniture/hardware, aluminium |  | 60 | C2 | 0 | 0 | 0 | 0 | 0 | 0 | 0 | 0 | 0
| Civic Offices | Services LED light fitting | 1701285 | 8404201 | 5.8 | Electrical installations | heat sink | Construction | 30.6335 | kg | 10 | 44 | 1 | FALSE | 1 | FALSE |  | 1.01 | 30.6335 | 183.8008 | 5536 | Window furniture/hardware, aluminium |  | 60 | C4 | 0.015923 | 4.1696e-09 | 0.00011135 | 3.6589e-05 | 1.8477e-05 | 2.2462e-08 | 0.39037 | 4.595 | 0.00079856
| Civic Offices | Services LED light fitting | 1701285 | 8404201 | 5.8 | Electrical installations | heat sink | Construction | 30.6335 | kg | 10 | 44 | 1 | FALSE | 1 | FALSE |  | 1.01 | 30.6335 | 183.8008 | 5536 | Window furniture/hardware, aluminium |  | 60 | D2 | 0 | 0 | 0 | 0 | 0 | 0 | 0 | 0 | 0
| Civic Offices | Services LED light fitting | 1701285 | 8404201 | 5.8 | Electrical installations | heat sink | Construction | 30.6335 | kg | 10 | 44 | 1 | FALSE | 1 | FALSE |  | 1.01 | 30.6335 | 183.8008 | 5536 | Window furniture/hardware, aluminium |  | 60 | D3 | 0 | 0 | 0 | 0 | 0 | 0 | 0 | 0 | 0
| Civic Offices | Services LED light fitting | 1701285 | 8404201 | 5.8 | Electrical installations | heat sink | Construction | 30.6335 | kg | 10 | 44 | 1 | FALSE | 1 | FALSE |  | 1.01 | 30.6335 | 183.8008 | 5536 | Window furniture/hardware, aluminium |  | 60 | D4 | 0 | 0 | 0 | 0 | 0 | 0 | 0 | 0 | 0
| Civic Offices | Services LED light fitting | 1701285 | 8404201 | 5.8 | Electrical installations | heat sink | Construction | 30.6335 | kg | 10 | 44 | 1 | FALSE | 1 | FALSE |  | 1.01 | 30.6335 | 183.8008 | 5536 | Window furniture/hardware, aluminium |  | 10 | B4B5 | 582.9438 | 1.9861e-05 | 3.9826 | 0.91207 | 0.29622 | 0.00050857 | 7289.0619 | 133.6208 | 3.8662
| Civic Offices | Services LED light fitting | 1701285 | 8404201 | 5.8 | Electrical installations | heat sink | Construction | 30.6335 | kg | 10 | 44 | 1 | FALSE | 1 | FALSE |  | 1.01 | 30.6335 | 183.8008 | 5536 | Window furniture/hardware, aluminium |  | 10 | D2 | 0 | 0 | 0 | 0 | 0 | 0 | 0 | 0 | 0
| Civic Offices | Services LED light fitting | 1701285 | 8404201 | 5.8 | Electrical installations | heat sink | Construction | 30.6335 | kg | 10 | 44 | 1 | FALSE | 1 | FALSE |  | 1.01 | 30.6335 | 183.8008 | 5536 | Window furniture/hardware, aluminium |  | 10 | D3 | 0 | 0 | 0 | 0 | 0 | 0 | 0 | 0 | 0
| Civic Offices | Services LED light fitting | 1701285 | 8404201 | 5.8 | Electrical installations | heat sink | Construction | 30.6335 | kg | 10 | 44 | 1 | FALSE | 1 | FALSE |  | 1.01 | 30.6335 | 183.8008 | 5536 | Window furniture/hardware, aluminium |  | 10 | D4 | 0 | 0 | 0 | 0 | 0 | 0 | 0 | 0 | 0
| Civic Offices | Services LED light fitting | 1701285 | 8404201 | 5.8 | Electrical installations | heat sink | Construction | 30.6335 | kg | 10 | 44 | 1 | FALSE | 1 | FALSE |  | 1.01 | 30.6335 | 183.8008 | 5536 | Window furniture/hardware, aluminium |  | 20 | B4B5 | 582.9438 | 1.9861e-05 | 3.9826 | 0.91207 | 0.29622 | 0.00050857 | 7289.0619 | 133.6208 | 3.8662
| Civic Offices | Services LED light fitting | 1701285 | 8404201 | 5.8 | Electrical installations | heat sink | Construction | 30.6335 | kg | 10 | 44 | 1 | FALSE | 1 | FALSE |  | 1.01 | 30.6335 | 183.8008 | 5536 | Window furniture/hardware, aluminium |  | 20 | D2 | 0 | 0 | 0 | 0 | 0 | 0 | 0 | 0 | 0
| Civic Offices | Services LED light fitting | 1701285 | 8404201 | 5.8 | Electrical installations | heat sink | Construction | 30.6335 | kg | 10 | 44 | 1 | FALSE | 1 | FALSE |  | 1.01 | 30.6335 | 183.8008 | 5536 | Window furniture/hardware, aluminium |  | 20 | D3 | 0 | 0 | 0 | 0 | 0 | 0 | 0 | 0 | 0
| Civic Offices | Services LED light fitting | 1701285 | 8404201 | 5.8 | Electrical installations | heat sink | Construction | 30.6335 | kg | 10 | 44 | 1 | FALSE | 1 | FALSE |  | 1.01 | 30.6335 | 183.8008 | 5536 | Window furniture/hardware, aluminium |  | 20 | D4 | 0 | 0 | 0 | 0 | 0 | 0 | 0 | 0 | 0
| Civic Offices | Services LED light fitting | 1701285 | 8404201 | 5.8 | Electrical installations | heat sink | Construction | 30.6335 | kg | 10 | 44 | 1 | FALSE | 1 | FALSE |  | 1.01 | 30.6335 | 183.8008 | 5536 | Window furniture/hardware, aluminium |  | 30 | B4B5 | 582.9438 | 1.9861e-05 | 3.9826 | 0.91207 | 0.29622 | 0.00050857 | 7289.0619 | 133.6208 | 3.8662
| Civic Offices | Services LED light fitting | 1701285 | 8404201 | 5.8 | Electrical installations | heat sink | Construction | 30.6335 | kg | 10 | 44 | 1 | FALSE | 1 | FALSE |  | 1.01 | 30.6335 | 183.8008 | 5536 | Window furniture/hardware, aluminium |  | 30 | D2 | 0 | 0 | 0 | 0 | 0 | 0 | 0 | 0 | 0
| Civic Offices | Services LED light fitting | 1701285 | 8404201 | 5.8 | Electrical installations | heat sink | Construction | 30.6335 | kg | 10 | 44 | 1 | FALSE | 1 | FALSE |  | 1.01 | 30.6335 | 183.8008 | 5536 | Window furniture/hardware, aluminium |  | 30 | D3 | 0 | 0 | 0 | 0 | 0 | 0 | 0 | 0 | 0
| Civic Offices | Services LED light fitting | 1701285 | 8404201 | 5.8 | Electrical installations | heat sink | Construction | 30.6335 | kg | 10 | 44 | 1 | FALSE | 1 | FALSE |  | 1.01 | 30.6335 | 183.8008 | 5536 | Window furniture/hardware, aluminium |  | 30 | D4 | 0 | 0 | 0 | 0 | 0 | 0 | 0 | 0 | 0
| Civic Offices | Services LED light fitting | 1701285 | 8404201 | 5.8 | Electrical installations | heat sink | Construction | 30.6335 | kg | 10 | 44 | 1 | FALSE | 1 | FALSE |  | 1.01 | 30.6335 | 183.8008 | 5536 | Window furniture/hardware, aluminium |  | 40 | B4B5 | 582.9438 | 1.9861e-05 | 3.9826 | 0.91207 | 0.29622 | 0.00050857 | 7289.0619 | 133.6208 | 3.8662
| Civic Offices | Services LED light fitting | 1701285 | 8404201 | 5.8 | Electrical installations | heat sink | Construction | 30.6335 | kg | 10 | 44 | 1 | FALSE | 1 | FALSE |  | 1.01 | 30.6335 | 183.8008 | 5536 | Window furniture/hardware, aluminium |  | 40 | D2 | 0 | 0 | 0 | 0 | 0 | 0 | 0 | 0 | 0
| Civic Offices | Services LED light fitting | 1701285 | 8404201 | 5.8 | Electrical installations | heat sink | Construction | 30.6335 | kg | 10 | 44 | 1 | FALSE | 1 | FALSE |  | 1.01 | 30.6335 | 183.8008 | 5536 | Window furniture/hardware, aluminium |  | 40 | D3 | 0 | 0 | 0 | 0 | 0 | 0 | 0 | 0 | 0
| Civic Offices | Services LED light fitting | 1701285 | 8404201 | 5.8 | Electrical installations | heat sink | Construction | 30.6335 | kg | 10 | 44 | 1 | FALSE | 1 | FALSE |  | 1.01 | 30.6335 | 183.8008 | 5536 | Window furniture/hardware, aluminium |  | 40 | D4 | 0 | 0 | 0 | 0 | 0 | 0 | 0 | 0 | 0
| Civic Offices | Services LED light fitting | 1701285 | 8404201 | 5.8 | Electrical installations | heat sink | Construction | 30.6335 | kg | 10 | 44 | 1 | FALSE | 1 | FALSE |  | 1.01 | 30.6335 | 183.8008 | 5536 | Window furniture/hardware, aluminium |  | 50 | B4B5 | 582.9438 | 1.9861e-05 | 3.9826 | 0.91207 | 0.29622 | 0.00050857 | 7289.0619 | 133.6208 | 3.8662
| Civic Offices | Services LED light fitting | 1701285 | 8404201 | 5.8 | Electrical installations | heat sink | Construction | 30.6335 | kg | 10 | 44 | 1 | FALSE | 1 | FALSE |  | 1.01 | 30.6335 | 183.8008 | 5536 | Window furniture/hardware, aluminium |  | 50 | D2 | 0 | 0 | 0 | 0 | 0 | 0 | 0 | 0 | 0
| Civic Offices | Services LED light fitting | 1701285 | 8404201 | 5.8 | Electrical installations | heat sink | Construction | 30.6335 | kg | 10 | 44 | 1 | FALSE | 1 | FALSE |  | 1.01 | 30.6335 | 183.8008 | 5536 | Window furniture/hardware, aluminium |  | 50 | D3 | 0 | 0 | 0 | 0 | 0 | 0 | 0 | 0 | 0
| Civic Offices | Services LED light fitting | 1701285 | 8404201 | 5.8 | Electrical installations | heat sink | Construction | 30.6335 | kg | 10 | 44 | 1 | FALSE | 1 | FALSE |  | 1.01 | 30.6335 | 183.8008 | 5536 | Window furniture/hardware, aluminium |  | 50 | D4 | 0 | 0 | 0 | 0 | 0 | 0 | 0 | 0 | 0
| Civic Offices | Services LED light fitting | 1701285 | 8404202 | 5.8 | Electrical installations | glass bulb | Construction | 8.8829 | kg | 10 | 44 | 1 | FALSE | 1 | FALSE |  | 1.05 | 8.8829 | 53.2973 | 5490 | General glazing, glass (toughened) |  | 0 | A1A3 | 10.4772 | 9.6602e-07 | 0.099484 | 0.012544 | 0.0060253 | 6.6524e-05 | 128.3034 | 72.4946 | 0.051075
| Civic Offices | Services LED light fitting | 1701285 | 8404202 | 5.8 | Electrical installations | glass bulb | Construction | 8.8829 | kg | 10 | 44 | 1 | FALSE | 1 | FALSE |  | 1.05 | 8.8829 | 53.2973 | 5490 | General glazing, glass (toughened) |  | 0 | A4 | 0.22457 | 4.1337e-08 | 0.00075094 | 0.00019813 | 0.000131 | 5.9143e-07 | 3.3915 | 0.41903 | 0.00093042
| Civic Offices | Services LED light fitting | 1701285 | 8404202 | 5.8 | Electrical installations | glass bulb | Construction | 8.8829 | kg | 10 | 44 | 1 | FALSE | 1 | FALSE |  | 1.05 | 8.8829 | 53.2973 | 5490 | General glazing, glass (toughened) |  | 0 | A5 | 0.00069173 | 2.3846e-10 | 5.3275e-06 | 1.3155e-06 | 9.2031e-07 | 7.4775e-10 | 0.020091 | 0.066622 | 0
| Civic Offices | Services LED light fitting | 1701285 | 8404202 | 5.8 | Electrical installations | glass bulb | Construction | 8.8829 | kg | 10 | 44 | 1 | FALSE | 1 | FALSE |  | 1.05 | 8.8829 | 53.2973 | 5490 | General glazing, glass (toughened) |  | 0 | D2 | 0 | 0 | 0 | 0 | 0 | 0 | 0 | 0 | 0
| Civic Offices | Services LED light fitting | 1701285 | 8404202 | 5.8 | Electrical installations | glass bulb | Construction | 8.8829 | kg | 10 | 44 | 1 | FALSE | 1 | FALSE |  | 1.05 | 8.8829 | 53.2973 | 5490 | General glazing, glass (toughened) |  | 0 | D3 | 0 | 0 | 0 | 0 | 0 | 0 | 0 | 0 | 0
| Civic Offices | Services LED light fitting | 1701285 | 8404202 | 5.8 | Electrical installations | glass bulb | Construction | 8.8829 | kg | 10 | 44 | 1 | FALSE | 1 | FALSE |  | 1.05 | 8.8829 | 53.2973 | 5490 | General glazing, glass (toughened) |  | 0 | D4 | 0 | 0 | 0 | 0 | 0 | 0 | 0 | 0 | 0
| Civic Offices | Services LED light fitting | 1701285 | 8404202 | 5.8 | Electrical installations | glass bulb | Construction | 8.8829 | kg | 10 | 44 | 1 | FALSE | 1 | FALSE |  | 1.05 | 8.8829 | 53.2973 | 5490 | General glazing, glass (toughened) |  | 60 | C2 | 0 | 0 | 0 | 0 | 0 | 0 | 0 | 0 | 0
| Civic Offices | Services LED light fitting | 1701285 | 8404202 | 5.8 | Electrical installations | glass bulb | Construction | 8.8829 | kg | 10 | 44 | 1 | FALSE | 1 | FALSE |  | 1.05 | 8.8829 | 53.2973 | 5490 | General glazing, glass (toughened) |  | 60 | C4 | 0.013835 | 4.7692e-09 | 0.00010655 | 2.6309e-05 | 1.8406e-05 | 1.4955e-08 | 0.40183 | 1.3324 | 0.0013042
| Civic Offices | Services LED light fitting | 1701285 | 8404202 | 5.8 | Electrical installations | glass bulb | Construction | 8.8829 | kg | 10 | 44 | 1 | FALSE | 1 | FALSE |  | 1.05 | 8.8829 | 53.2973 | 5490 | General glazing, glass (toughened) |  | 60 | D2 | 0 | 0 | 0 | 0 | 0 | 0 | 0 | 0 | 0
| Civic Offices | Services LED light fitting | 1701285 | 8404202 | 5.8 | Electrical installations | glass bulb | Construction | 8.8829 | kg | 10 | 44 | 1 | FALSE | 1 | FALSE |  | 1.05 | 8.8829 | 53.2973 | 5490 | General glazing, glass (toughened) |  | 60 | D3 | 0 | 0 | 0 | 0 | 0 | 0 | 0 | 0 | 0
| Civic Offices | Services LED light fitting | 1701285 | 8404202 | 5.8 | Electrical installations | glass bulb | Construction | 8.8829 | kg | 10 | 44 | 1 | FALSE | 1 | FALSE |  | 1.05 | 8.8829 | 53.2973 | 5490 | General glazing, glass (toughened) |  | 60 | D4 | 0 | 0 | 0 | 0 | 0 | 0 | 0 | 0 | 0
| Civic Offices | Services LED light fitting | 1701285 | 8404202 | 5.8 | Electrical installations | glass bulb | Construction | 8.8829 | kg | 10 | 44 | 1 | FALSE | 1 | FALSE |  | 1.05 | 8.8829 | 53.2973 | 5490 | General glazing, glass (toughened) |  | 10 | B4B5 | 10.7163 | 1.0124e-06 | 0.10035 | 0.01277 | 0.0061756 | 6.7132e-05 | 132.1168 | 74.3126 | 0.052005
| Civic Offices | Services LED light fitting | 1701285 | 8404202 | 5.8 | Electrical installations | glass bulb | Construction | 8.8829 | kg | 10 | 44 | 1 | FALSE | 1 | FALSE |  | 1.05 | 8.8829 | 53.2973 | 5490 | General glazing, glass (toughened) |  | 10 | D2 | 0 | 0 | 0 | 0 | 0 | 0 | 0 | 0 | 0
| Civic Offices | Services LED light fitting | 1701285 | 8404202 | 5.8 | Electrical installations | glass bulb | Construction | 8.8829 | kg | 10 | 44 | 1 | FALSE | 1 | FALSE |  | 1.05 | 8.8829 | 53.2973 | 5490 | General glazing, glass (toughened) |  | 10 | D3 | 0 | 0 | 0 | 0 | 0 | 0 | 0 | 0 | 0
| Civic Offices | Services LED light fitting | 1701285 | 8404202 | 5.8 | Electrical installations | glass bulb | Construction | 8.8829 | kg | 10 | 44 | 1 | FALSE | 1 | FALSE |  | 1.05 | 8.8829 | 53.2973 | 5490 | General glazing, glass (toughened) |  | 10 | D4 | 0 | 0 | 0 | 0 | 0 | 0 | 0 | 0 | 0
| Civic Offices | Services LED light fitting | 1701285 | 8404202 | 5.8 | Electrical installations | glass bulb | Construction | 8.8829 | kg | 10 | 44 | 1 | FALSE | 1 | FALSE |  | 1.05 | 8.8829 | 53.2973 | 5490 | General glazing, glass (toughened) |  | 20 | B4B5 | 10.7163 | 1.0124e-06 | 0.10035 | 0.01277 | 0.0061756 | 6.7132e-05 | 132.1168 | 74.3126 | 0.052005
| Civic Offices | Services LED light fitting | 1701285 | 8404202 | 5.8 | Electrical installations | glass bulb | Construction | 8.8829 | kg | 10 | 44 | 1 | FALSE | 1 | FALSE |  | 1.05 | 8.8829 | 53.2973 | 5490 | General glazing, glass (toughened) |  | 20 | D2 | 0 | 0 | 0 | 0 | 0 | 0 | 0 | 0 | 0
| Civic Offices | Services LED light fitting | 1701285 | 8404202 | 5.8 | Electrical installations | glass bulb | Construction | 8.8829 | kg | 10 | 44 | 1 | FALSE | 1 | FALSE |  | 1.05 | 8.8829 | 53.2973 | 5490 | General glazing, glass (toughened) |  | 20 | D3 | 0 | 0 | 0 | 0 | 0 | 0 | 0 | 0 | 0
| Civic Offices | Services LED light fitting | 1701285 | 8404202 | 5.8 | Electrical installations | glass bulb | Construction | 8.8829 | kg | 10 | 44 | 1 | FALSE | 1 | FALSE |  | 1.05 | 8.8829 | 53.2973 | 5490 | General glazing, glass (toughened) |  | 20 | D4 | 0 | 0 | 0 | 0 | 0 | 0 | 0 | 0 | 0
| Civic Offices | Services LED light fitting | 1701285 | 8404202 | 5.8 | Electrical installations | glass bulb | Construction | 8.8829 | kg | 10 | 44 | 1 | FALSE | 1 | FALSE |  | 1.05 | 8.8829 | 53.2973 | 5490 | General glazing, glass (toughened) |  | 30 | B4B5 | 10.7163 | 1.0124e-06 | 0.10035 | 0.01277 | 0.0061756 | 6.7132e-05 | 132.1168 | 74.3126 | 0.052005
| Civic Offices | Services LED light fitting | 1701285 | 8404202 | 5.8 | Electrical installations | glass bulb | Construction | 8.8829 | kg | 10 | 44 | 1 | FALSE | 1 | FALSE |  | 1.05 | 8.8829 | 53.2973 | 5490 | General glazing, glass (toughened) |  | 30 | D2 | 0 | 0 | 0 | 0 | 0 | 0 | 0 | 0 | 0
| Civic Offices | Services LED light fitting | 1701285 | 8404202 | 5.8 | Electrical installations | glass bulb | Construction | 8.8829 | kg | 10 | 44 | 1 | FALSE | 1 | FALSE |  | 1.05 | 8.8829 | 53.2973 | 5490 | General glazing, glass (toughened) |  | 30 | D3 | 0 | 0 | 0 | 0 | 0 | 0 | 0 | 0 | 0
| Civic Offices | Services LED light fitting | 1701285 | 8404202 | 5.8 | Electrical installations | glass bulb | Construction | 8.8829 | kg | 10 | 44 | 1 | FALSE | 1 | FALSE |  | 1.05 | 8.8829 | 53.2973 | 5490 | General glazing, glass (toughened) |  | 30 | D4 | 0 | 0 | 0 | 0 | 0 | 0 | 0 | 0 | 0
| Civic Offices | Services LED light fitting | 1701285 | 8404202 | 5.8 | Electrical installations | glass bulb | Construction | 8.8829 | kg | 10 | 44 | 1 | FALSE | 1 | FALSE |  | 1.05 | 8.8829 | 53.2973 | 5490 | General glazing, glass (toughened) |  | 40 | B4B5 | 10.7163 | 1.0124e-06 | 0.10035 | 0.01277 | 0.0061756 | 6.7132e-05 | 132.1168 | 74.3126 | 0.052005
| Civic Offices | Services LED light fitting | 1701285 | 8404202 | 5.8 | Electrical installations | glass bulb | Construction | 8.8829 | kg | 10 | 44 | 1 | FALSE | 1 | FALSE |  | 1.05 | 8.8829 | 53.2973 | 5490 | General glazing, glass (toughened) |  | 40 | D2 | 0 | 0 | 0 | 0 | 0 | 0 | 0 | 0 | 0
| Civic Offices | Services LED light fitting | 1701285 | 8404202 | 5.8 | Electrical installations | glass bulb | Construction | 8.8829 | kg | 10 | 44 | 1 | FALSE | 1 | FALSE |  | 1.05 | 8.8829 | 53.2973 | 5490 | General glazing, glass (toughened) |  | 40 | D3 | 0 | 0 | 0 | 0 | 0 | 0 | 0 | 0 | 0
| Civic Offices | Services LED light fitting | 1701285 | 8404202 | 5.8 | Electrical installations | glass bulb | Construction | 8.8829 | kg | 10 | 44 | 1 | FALSE | 1 | FALSE |  | 1.05 | 8.8829 | 53.2973 | 5490 | General glazing, glass (toughened) |  | 40 | D4 | 0 | 0 | 0 | 0 | 0 | 0 | 0 | 0 | 0
| Civic Offices | Services LED light fitting | 1701285 | 8404202 | 5.8 | Electrical installations | glass bulb | Construction | 8.8829 | kg | 10 | 44 | 1 | FALSE | 1 | FALSE |  | 1.05 | 8.8829 | 53.2973 | 5490 | General glazing, glass (toughened) |  | 50 | B4B5 | 10.7163 | 1.0124e-06 | 0.10035 | 0.01277 | 0.0061756 | 6.7132e-05 | 132.1168 | 74.3126 | 0.052005
| Civic Offices | Services LED light fitting | 1701285 | 8404202 | 5.8 | Electrical installations | glass bulb | Construction | 8.8829 | kg | 10 | 44 | 1 | FALSE | 1 | FALSE |  | 1.05 | 8.8829 | 53.2973 | 5490 | General glazing, glass (toughened) |  | 50 | D2 | 0 | 0 | 0 | 0 | 0 | 0 | 0 | 0 | 0
| Civic Offices | Services LED light fitting | 1701285 | 8404202 | 5.8 | Electrical installations | glass bulb | Construction | 8.8829 | kg | 10 | 44 | 1 | FALSE | 1 | FALSE |  | 1.05 | 8.8829 | 53.2973 | 5490 | General glazing, glass (toughened) |  | 50 | D3 | 0 | 0 | 0 | 0 | 0 | 0 | 0 | 0 | 0
| Civic Offices | Services LED light fitting | 1701285 | 8404202 | 5.8 | Electrical installations | glass bulb | Construction | 8.8829 | kg | 10 | 44 | 1 | FALSE | 1 | FALSE |  | 1.05 | 8.8829 | 53.2973 | 5490 | General glazing, glass (toughened) |  | 50 | D4 | 0 | 0 | 0 | 0 | 0 | 0 | 0 | 0 | 0
| Civic Offices | Services LED light fitting | 1701285 | 8404203 | 5.8 | Electrical installations | connectors | Construction | 0.41509 | kg | 10 | 44 | 1 | FALSE | 1 | FALSE |  | 1.05 | 0.41509 | 2.4905 | 5014 | Cladding sheet (angle seamed), copper |  | 0 | A1A3 | 3.0008 | 2.4938e-06 | 0.15261 | 0.10187 | 0.0084359 | 0.00069432 | 45.5314 | 8.8882 | 0.095919
| Civic Offices | Services LED light fitting | 1701285 | 8404203 | 5.8 | Electrical installations | connectors | Construction | 0.41509 | kg | 10 | 44 | 1 | FALSE | 1 | FALSE |  | 1.05 | 0.41509 | 2.4905 | 5014 | Cladding sheet (angle seamed), copper |  | 0 | A4 | 0.0085393 | 1.5343e-09 | 2.7961e-05 | 7.5573e-06 | 4.77e-06 | 2.9781e-08 | 0.12729 | 0.019437 | 3.514e-05
| Civic Offices | Services LED light fitting | 1701285 | 8404203 | 5.8 | Electrical installations | connectors | Construction | 0.41509 | kg | 10 | 44 | 1 | FALSE | 1 | FALSE |  | 1.05 | 0.41509 | 2.4905 | 5014 | Cladding sheet (angle seamed), copper |  | 0 | A5 | 1.0788e-05 | 2.8249e-12 | 7.544e-08 | 2.4789e-08 | 1.2519e-08 | 1.5218e-11 | 0.00026448 | 0.0031132 | 0
| Civic Offices | Services LED light fitting | 1701285 | 8404203 | 5.8 | Electrical installations | connectors | Construction | 0.41509 | kg | 10 | 44 | 1 | FALSE | 1 | FALSE |  | 1.05 | 0.41509 | 2.4905 | 5014 | Cladding sheet (angle seamed), copper |  | 0 | D2 | 0 | 0 | 0 | 0 | 0 | 0 | 0 | 0 | 0
| Civic Offices | Services LED light fitting | 1701285 | 8404203 | 5.8 | Electrical installations | connectors | Construction | 0.41509 | kg | 10 | 44 | 1 | FALSE | 1 | FALSE |  | 1.05 | 0.41509 | 2.4905 | 5014 | Cladding sheet (angle seamed), copper |  | 0 | D3 | 0 | 0 | 0 | 0 | 0 | 0 | 0 | 0 | 0
| Civic Offices | Services LED light fitting | 1701285 | 8404203 | 5.8 | Electrical installations | connectors | Construction | 0.41509 | kg | 10 | 44 | 1 | FALSE | 1 | FALSE |  | 1.05 | 0.41509 | 2.4905 | 5014 | Cladding sheet (angle seamed), copper |  | 0 | D4 | 0 | 0 | 0 | 0 | 0 | 0 | 0 | 0 | 0
| Civic Offices | Services LED light fitting | 1701285 | 8404203 | 5.8 | Electrical installations | connectors | Construction | 0.41509 | kg | 10 | 44 | 1 | FALSE | 1 | FALSE |  | 1.05 | 0.41509 | 2.4905 | 5014 | Cladding sheet (angle seamed), copper |  | 60 | C2 | 0 | 0 | 0 | 0 | 0 | 0 | 0 | 0 | 0
| Civic Offices | Services LED light fitting | 1701285 | 8404203 | 5.8 | Electrical installations | connectors | Construction | 0.41509 | kg | 10 | 44 | 1 | FALSE | 1 | FALSE |  | 1.05 | 0.41509 | 2.4905 | 5014 | Cladding sheet (angle seamed), copper |  | 60 | C4 | 0.00021576 | 5.6498e-11 | 1.5088e-06 | 4.9579e-07 | 2.5037e-07 | 3.0437e-10 | 0.0052895 | 0.062263 | 1.0821e-05
| Civic Offices | Services LED light fitting | 1701285 | 8404203 | 5.8 | Electrical installations | connectors | Construction | 0.41509 | kg | 10 | 44 | 1 | FALSE | 1 | FALSE |  | 1.05 | 0.41509 | 2.4905 | 5014 | Cladding sheet (angle seamed), copper |  | 60 | D2 | 0 | 0 | 0 | 0 | 0 | 0 | 0 | 0 | 0
| Civic Offices | Services LED light fitting | 1701285 | 8404203 | 5.8 | Electrical installations | connectors | Construction | 0.41509 | kg | 10 | 44 | 1 | FALSE | 1 | FALSE |  | 1.05 | 0.41509 | 2.4905 | 5014 | Cladding sheet (angle seamed), copper |  | 60 | D3 | 0 | 0 | 0 | 0 | 0 | 0 | 0 | 0 | 0
| Civic Offices | Services LED light fitting | 1701285 | 8404203 | 5.8 | Electrical installations | connectors | Construction | 0.41509 | kg | 10 | 44 | 1 | FALSE | 1 | FALSE |  | 1.05 | 0.41509 | 2.4905 | 5014 | Cladding sheet (angle seamed), copper |  | 60 | D4 | 0 | 0 | 0 | 0 | 0 | 0 | 0 | 0 | 0
| Civic Offices | Services LED light fitting | 1701285 | 8404203 | 5.8 | Electrical installations | connectors | Construction | 0.41509 | kg | 10 | 44 | 1 | FALSE | 1 | FALSE |  | 1.05 | 0.41509 | 2.4905 | 5014 | Cladding sheet (angle seamed), copper |  | 10 | B4B5 | 3.0095 | 2.4954e-06 | 0.15264 | 0.10188 | 0.0084409 | 0.00069435 | 45.6642 | 8.9731 | 0.095954
| Civic Offices | Services LED light fitting | 1701285 | 8404203 | 5.8 | Electrical installations | connectors | Construction | 0.41509 | kg | 10 | 44 | 1 | FALSE | 1 | FALSE |  | 1.05 | 0.41509 | 2.4905 | 5014 | Cladding sheet (angle seamed), copper |  | 10 | D2 | 0 | 0 | 0 | 0 | 0 | 0 | 0 | 0 | 0
| Civic Offices | Services LED light fitting | 1701285 | 8404203 | 5.8 | Electrical installations | connectors | Construction | 0.41509 | kg | 10 | 44 | 1 | FALSE | 1 | FALSE |  | 1.05 | 0.41509 | 2.4905 | 5014 | Cladding sheet (angle seamed), copper |  | 10 | D3 | 0 | 0 | 0 | 0 | 0 | 0 | 0 | 0 | 0
| Civic Offices | Services LED light fitting | 1701285 | 8404203 | 5.8 | Electrical installations | connectors | Construction | 0.41509 | kg | 10 | 44 | 1 | FALSE | 1 | FALSE |  | 1.05 | 0.41509 | 2.4905 | 5014 | Cladding sheet (angle seamed), copper |  | 10 | D4 | 0 | 0 | 0 | 0 | 0 | 0 | 0 | 0 | 0
| Civic Offices | Services LED light fitting | 1701285 | 8404203 | 5.8 | Electrical installations | connectors | Construction | 0.41509 | kg | 10 | 44 | 1 | FALSE | 1 | FALSE |  | 1.05 | 0.41509 | 2.4905 | 5014 | Cladding sheet (angle seamed), copper |  | 20 | B4B5 | 3.0095 | 2.4954e-06 | 0.15264 | 0.10188 | 0.0084409 | 0.00069435 | 45.6642 | 8.9731 | 0.095954
| Civic Offices | Services LED light fitting | 1701285 | 8404203 | 5.8 | Electrical installations | connectors | Construction | 0.41509 | kg | 10 | 44 | 1 | FALSE | 1 | FALSE |  | 1.05 | 0.41509 | 2.4905 | 5014 | Cladding sheet (angle seamed), copper |  | 20 | D2 | 0 | 0 | 0 | 0 | 0 | 0 | 0 | 0 | 0
| Civic Offices | Services LED light fitting | 1701285 | 8404203 | 5.8 | Electrical installations | connectors | Construction | 0.41509 | kg | 10 | 44 | 1 | FALSE | 1 | FALSE |  | 1.05 | 0.41509 | 2.4905 | 5014 | Cladding sheet (angle seamed), copper |  | 20 | D3 | 0 | 0 | 0 | 0 | 0 | 0 | 0 | 0 | 0
| Civic Offices | Services LED light fitting | 1701285 | 8404203 | 5.8 | Electrical installations | connectors | Construction | 0.41509 | kg | 10 | 44 | 1 | FALSE | 1 | FALSE |  | 1.05 | 0.41509 | 2.4905 | 5014 | Cladding sheet (angle seamed), copper |  | 20 | D4 | 0 | 0 | 0 | 0 | 0 | 0 | 0 | 0 | 0
| Civic Offices | Services LED light fitting | 1701285 | 8404203 | 5.8 | Electrical installations | connectors | Construction | 0.41509 | kg | 10 | 44 | 1 | FALSE | 1 | FALSE |  | 1.05 | 0.41509 | 2.4905 | 5014 | Cladding sheet (angle seamed), copper |  | 30 | B4B5 | 3.0095 | 2.4954e-06 | 0.15264 | 0.10188 | 0.0084409 | 0.00069435 | 45.6642 | 8.9731 | 0.095954
| Civic Offices | Services LED light fitting | 1701285 | 8404203 | 5.8 | Electrical installations | connectors | Construction | 0.41509 | kg | 10 | 44 | 1 | FALSE | 1 | FALSE |  | 1.05 | 0.41509 | 2.4905 | 5014 | Cladding sheet (angle seamed), copper |  | 30 | D2 | 0 | 0 | 0 | 0 | 0 | 0 | 0 | 0 | 0
| Civic Offices | Services LED light fitting | 1701285 | 8404203 | 5.8 | Electrical installations | connectors | Construction | 0.41509 | kg | 10 | 44 | 1 | FALSE | 1 | FALSE |  | 1.05 | 0.41509 | 2.4905 | 5014 | Cladding sheet (angle seamed), copper |  | 30 | D3 | 0 | 0 | 0 | 0 | 0 | 0 | 0 | 0 | 0
| Civic Offices | Services LED light fitting | 1701285 | 8404203 | 5.8 | Electrical installations | connectors | Construction | 0.41509 | kg | 10 | 44 | 1 | FALSE | 1 | FALSE |  | 1.05 | 0.41509 | 2.4905 | 5014 | Cladding sheet (angle seamed), copper |  | 30 | D4 | 0 | 0 | 0 | 0 | 0 | 0 | 0 | 0 | 0
| Civic Offices | Services LED light fitting | 1701285 | 8404203 | 5.8 | Electrical installations | connectors | Construction | 0.41509 | kg | 10 | 44 | 1 | FALSE | 1 | FALSE |  | 1.05 | 0.41509 | 2.4905 | 5014 | Cladding sheet (angle seamed), copper |  | 40 | B4B5 | 3.0095 | 2.4954e-06 | 0.15264 | 0.10188 | 0.0084409 | 0.00069435 | 45.6642 | 8.9731 | 0.095954
| Civic Offices | Services LED light fitting | 1701285 | 8404203 | 5.8 | Electrical installations | connectors | Construction | 0.41509 | kg | 10 | 44 | 1 | FALSE | 1 | FALSE |  | 1.05 | 0.41509 | 2.4905 | 5014 | Cladding sheet (angle seamed), copper |  | 40 | D2 | 0 | 0 | 0 | 0 | 0 | 0 | 0 | 0 | 0
| Civic Offices | Services LED light fitting | 1701285 | 8404203 | 5.8 | Electrical installations | connectors | Construction | 0.41509 | kg | 10 | 44 | 1 | FALSE | 1 | FALSE |  | 1.05 | 0.41509 | 2.4905 | 5014 | Cladding sheet (angle seamed), copper |  | 40 | D3 | 0 | 0 | 0 | 0 | 0 | 0 | 0 | 0 | 0
| Civic Offices | Services LED light fitting | 1701285 | 8404203 | 5.8 | Electrical installations | connectors | Construction | 0.41509 | kg | 10 | 44 | 1 | FALSE | 1 | FALSE |  | 1.05 | 0.41509 | 2.4905 | 5014 | Cladding sheet (angle seamed), copper |  | 40 | D4 | 0 | 0 | 0 | 0 | 0 | 0 | 0 | 0 | 0
| Civic Offices | Services LED light fitting | 1701285 | 8404203 | 5.8 | Electrical installations | connectors | Construction | 0.41509 | kg | 10 | 44 | 1 | FALSE | 1 | FALSE |  | 1.05 | 0.41509 | 2.4905 | 5014 | Cladding sheet (angle seamed), copper |  | 50 | B4B5 | 3.0095 | 2.4954e-06 | 0.15264 | 0.10188 | 0.0084409 | 0.00069435 | 45.6642 | 8.9731 | 0.095954
| Civic Offices | Services LED light fitting | 1701285 | 8404203 | 5.8 | Electrical installations | connectors | Construction | 0.41509 | kg | 10 | 44 | 1 | FALSE | 1 | FALSE |  | 1.05 | 0.41509 | 2.4905 | 5014 | Cladding sheet (angle seamed), copper |  | 50 | D2 | 0 | 0 | 0 | 0 | 0 | 0 | 0 | 0 | 0
| Civic Offices | Services LED light fitting | 1701285 | 8404203 | 5.8 | Electrical installations | connectors | Construction | 0.41509 | kg | 10 | 44 | 1 | FALSE | 1 | FALSE |  | 1.05 | 0.41509 | 2.4905 | 5014 | Cladding sheet (angle seamed), copper |  | 50 | D3 | 0 | 0 | 0 | 0 | 0 | 0 | 0 | 0 | 0
| Civic Offices | Services LED light fitting | 1701285 | 8404203 | 5.8 | Electrical installations | connectors | Construction | 0.41509 | kg | 10 | 44 | 1 | FALSE | 1 | FALSE |  | 1.05 | 0.41509 | 2.4905 | 5014 | Cladding sheet (angle seamed), copper |  | 50 | D4 | 0 | 0 | 0 | 0 | 0 | 0 | 0 | 0 | 0
| Civic Offices | Services LED light fitting | 1701285 | 8404204 | 5.8 | Electrical installations | insulator | Construction | 14.362 | kg | 10 | 44 | 1 | FALSE | 1 | FALSE |  | 1.1 | 14.362 | 86.1722 | 5052 | Membrane (breather), polypropylene |  | 0 | A1A3 | 86.7868 | 1.9819e-06 | 0.48879 | 0.14056 | 0.058068 | 0.00010183 | 1889.4674 | 7.4968 | 0.42817
| Civic Offices | Services LED light fitting | 1701285 | 8404204 | 5.8 | Electrical installations | insulator | Construction | 14.362 | kg | 10 | 44 | 1 | FALSE | 1 | FALSE |  | 1.1 | 14.362 | 86.1722 | 5052 | Membrane (breather), polypropylene |  | 0 | A4 | 0.29932 | 5.3781e-08 | 0.00098009 | 0.0002649 | 0.0001672 | 1.0439e-06 | 4.4619 | 0.6813 | 0.0012318
| Civic Offices | Services LED light fitting | 1701285 | 8404204 | 5.8 | Electrical installations | insulator | Construction | 14.362 | kg | 10 | 44 | 1 | FALSE | 1 | FALSE |  | 1.1 | 14.362 | 86.1722 | 5052 | Membrane (breather), polypropylene |  | 0 | A5 | 0.037852 | 1.204e-09 | 3.4854e-05 | 0.0031757 | 1.1565e-05 | 6.7266e-09 | 0.11017 | 0.22979 | 0
| Civic Offices | Services LED light fitting | 1701285 | 8404204 | 5.8 | Electrical installations | insulator | Construction | 14.362 | kg | 10 | 44 | 1 | FALSE | 1 | FALSE |  | 1.1 | 14.362 | 86.1722 | 5052 | Membrane (breather), polypropylene |  | 0 | D2 | 0 | 0 | 0 | 0 | 0 | 0 | 0 | 0 | 0
| Civic Offices | Services LED light fitting | 1701285 | 8404204 | 5.8 | Electrical installations | insulator | Construction | 14.362 | kg | 10 | 44 | 1 | FALSE | 1 | FALSE |  | 1.1 | 14.362 | 86.1722 | 5052 | Membrane (breather), polypropylene |  | 0 | D3 | 0 | 0 | 0 | 0 | 0 | 0 | 0 | 0 | 0
| Civic Offices | Services LED light fitting | 1701285 | 8404204 | 5.8 | Electrical installations | insulator | Construction | 14.362 | kg | 10 | 44 | 1 | FALSE | 1 | FALSE |  | 1.1 | 14.362 | 86.1722 | 5052 | Membrane (breather), polypropylene |  | 0 | D4 | 0 | 0 | 0 | 0 | 0 | 0 | 0 | 0 | 0
| Civic Offices | Services LED light fitting | 1701285 | 8404204 | 5.8 | Electrical installations | insulator | Construction | 14.362 | kg | 10 | 44 | 1 | FALSE | 1 | FALSE |  | 1.1 | 14.362 | 86.1722 | 5052 | Membrane (breather), polypropylene |  | 60 | C2 | 0 | 0 | 0 | 0 | 0 | 0 | 0 | 0 | 0
| Civic Offices | Services LED light fitting | 1701285 | 8404204 | 5.8 | Electrical installations | insulator | Construction | 14.362 | kg | 10 | 44 | 1 | FALSE | 1 | FALSE |  | 1.1 | 14.362 | 86.1722 | 5052 | Membrane (breather), polypropylene |  | 60 | C4 | 0.37852 | 1.204e-08 | 0.00034854 | 0.031757 | 0.00011565 | 6.7266e-08 | 1.1017 | 2.2979 | 0.010656
| Civic Offices | Services LED light fitting | 1701285 | 8404204 | 5.8 | Electrical installations | insulator | Construction | 14.362 | kg | 10 | 44 | 1 | FALSE | 1 | FALSE |  | 1.1 | 14.362 | 86.1722 | 5052 | Membrane (breather), polypropylene |  | 60 | D2 | 0 | 0 | 0 | 0 | 0 | 0 | 0 | 0 | 0
| Civic Offices | Services LED light fitting | 1701285 | 8404204 | 5.8 | Electrical installations | insulator | Construction | 14.362 | kg | 10 | 44 | 1 | FALSE | 1 | FALSE |  | 1.1 | 14.362 | 86.1722 | 5052 | Membrane (breather), polypropylene |  | 60 | D3 | 0 | 0 | 0 | 0 | 0 | 0 | 0 | 0 | 0
| Civic Offices | Services LED light fitting | 1701285 | 8404204 | 5.8 | Electrical installations | insulator | Construction | 14.362 | kg | 10 | 44 | 1 | FALSE | 1 | FALSE |  | 1.1 | 14.362 | 86.1722 | 5052 | Membrane (breather), polypropylene |  | 60 | D4 | 0 | 0 | 0 | 0 | 0 | 0 | 0 | 0 | 0
| Civic Offices | Services LED light fitting | 1701285 | 8404204 | 5.8 | Electrical installations | insulator | Construction | 14.362 | kg | 10 | 44 | 1 | FALSE | 1 | FALSE |  | 1.1 | 14.362 | 86.1722 | 5052 | Membrane (breather), polypropylene |  | 10 | B4B5 | 87.5025 | 2.0489e-06 | 0.49015 | 0.17575 | 0.058363 | 0.00010295 | 1895.1413 | 10.7059 | 0.4294
| Civic Offices | Services LED light fitting | 1701285 | 8404204 | 5.8 | Electrical installations | insulator | Construction | 14.362 | kg | 10 | 44 | 1 | FALSE | 1 | FALSE |  | 1.1 | 14.362 | 86.1722 | 5052 | Membrane (breather), polypropylene |  | 10 | D2 | 0 | 0 | 0 | 0 | 0 | 0 | 0 | 0 | 0
| Civic Offices | Services LED light fitting | 1701285 | 8404204 | 5.8 | Electrical installations | insulator | Construction | 14.362 | kg | 10 | 44 | 1 | FALSE | 1 | FALSE |  | 1.1 | 14.362 | 86.1722 | 5052 | Membrane (breather), polypropylene |  | 10 | D3 | 0 | 0 | 0 | 0 | 0 | 0 | 0 | 0 | 0
| Civic Offices | Services LED light fitting | 1701285 | 8404204 | 5.8 | Electrical installations | insulator | Construction | 14.362 | kg | 10 | 44 | 1 | FALSE | 1 | FALSE |  | 1.1 | 14.362 | 86.1722 | 5052 | Membrane (breather), polypropylene |  | 10 | D4 | 0 | 0 | 0 | 0 | 0 | 0 | 0 | 0 | 0
| Civic Offices | Services LED light fitting | 1701285 | 8404204 | 5.8 | Electrical installations | insulator | Construction | 14.362 | kg | 10 | 44 | 1 | FALSE | 1 | FALSE |  | 1.1 | 14.362 | 86.1722 | 5052 | Membrane (breather), polypropylene |  | 20 | B4B5 | 87.5025 | 2.0489e-06 | 0.49015 | 0.17575 | 0.058363 | 0.00010295 | 1895.1413 | 10.7059 | 0.4294
| Civic Offices | Services LED light fitting | 1701285 | 8404204 | 5.8 | Electrical installations | insulator | Construction | 14.362 | kg | 10 | 44 | 1 | FALSE | 1 | FALSE |  | 1.1 | 14.362 | 86.1722 | 5052 | Membrane (breather), polypropylene |  | 20 | D2 | 0 | 0 | 0 | 0 | 0 | 0 | 0 | 0 | 0
| Civic Offices | Services LED light fitting | 1701285 | 8404204 | 5.8 | Electrical installations | insulator | Construction | 14.362 | kg | 10 | 44 | 1 | FALSE | 1 | FALSE |  | 1.1 | 14.362 | 86.1722 | 5052 | Membrane (breather), polypropylene |  | 20 | D3 | 0 | 0 | 0 | 0 | 0 | 0 | 0 | 0 | 0
| Civic Offices | Services LED light fitting | 1701285 | 8404204 | 5.8 | Electrical installations | insulator | Construction | 14.362 | kg | 10 | 44 | 1 | FALSE | 1 | FALSE |  | 1.1 | 14.362 | 86.1722 | 5052 | Membrane (breather), polypropylene |  | 20 | D4 | 0 | 0 | 0 | 0 | 0 | 0 | 0 | 0 | 0
| Civic Offices | Services LED light fitting | 1701285 | 8404204 | 5.8 | Electrical installations | insulator | Construction | 14.362 | kg | 10 | 44 | 1 | FALSE | 1 | FALSE |  | 1.1 | 14.362 | 86.1722 | 5052 | Membrane (breather), polypropylene |  | 30 | B4B5 | 87.5025 | 2.0489e-06 | 0.49015 | 0.17575 | 0.058363 | 0.00010295 | 1895.1413 | 10.7059 | 0.4294
| Civic Offices | Services LED light fitting | 1701285 | 8404204 | 5.8 | Electrical installations | insulator | Construction | 14.362 | kg | 10 | 44 | 1 | FALSE | 1 | FALSE |  | 1.1 | 14.362 | 86.1722 | 5052 | Membrane (breather), polypropylene |  | 30 | D2 | 0 | 0 | 0 | 0 | 0 | 0 | 0 | 0 | 0
| Civic Offices | Services LED light fitting | 1701285 | 8404204 | 5.8 | Electrical installations | insulator | Construction | 14.362 | kg | 10 | 44 | 1 | FALSE | 1 | FALSE |  | 1.1 | 14.362 | 86.1722 | 5052 | Membrane (breather), polypropylene |  | 30 | D3 | 0 | 0 | 0 | 0 | 0 | 0 | 0 | 0 | 0
| Civic Offices | Services LED light fitting | 1701285 | 8404204 | 5.8 | Electrical installations | insulator | Construction | 14.362 | kg | 10 | 44 | 1 | FALSE | 1 | FALSE |  | 1.1 | 14.362 | 86.1722 | 5052 | Membrane (breather), polypropylene |  | 30 | D4 | 0 | 0 | 0 | 0 | 0 | 0 | 0 | 0 | 0
| Civic Offices | Services LED light fitting | 1701285 | 8404204 | 5.8 | Electrical installations | insulator | Construction | 14.362 | kg | 10 | 44 | 1 | FALSE | 1 | FALSE |  | 1.1 | 14.362 | 86.1722 | 5052 | Membrane (breather), polypropylene |  | 40 | B4B5 | 87.5025 | 2.0489e-06 | 0.49015 | 0.17575 | 0.058363 | 0.00010295 | 1895.1413 | 10.7059 | 0.4294
| Civic Offices | Services LED light fitting | 1701285 | 8404204 | 5.8 | Electrical installations | insulator | Construction | 14.362 | kg | 10 | 44 | 1 | FALSE | 1 | FALSE |  | 1.1 | 14.362 | 86.1722 | 5052 | Membrane (breather), polypropylene |  | 40 | D2 | 0 | 0 | 0 | 0 | 0 | 0 | 0 | 0 | 0
| Civic Offices | Services LED light fitting | 1701285 | 8404204 | 5.8 | Electrical installations | insulator | Construction | 14.362 | kg | 10 | 44 | 1 | FALSE | 1 | FALSE |  | 1.1 | 14.362 | 86.1722 | 5052 | Membrane (breather), polypropylene |  | 40 | D3 | 0 | 0 | 0 | 0 | 0 | 0 | 0 | 0 | 0
| Civic Offices | Services LED light fitting | 1701285 | 8404204 | 5.8 | Electrical installations | insulator | Construction | 14.362 | kg | 10 | 44 | 1 | FALSE | 1 | FALSE |  | 1.1 | 14.362 | 86.1722 | 5052 | Membrane (breather), polypropylene |  | 40 | D4 | 0 | 0 | 0 | 0 | 0 | 0 | 0 | 0 | 0
| Civic Offices | Services LED light fitting | 1701285 | 8404204 | 5.8 | Electrical installations | insulator | Construction | 14.362 | kg | 10 | 44 | 1 | FALSE | 1 | FALSE |  | 1.1 | 14.362 | 86.1722 | 5052 | Membrane (breather), polypropylene |  | 50 | B4B5 | 87.5025 | 2.0489e-06 | 0.49015 | 0.17575 | 0.058363 | 0.00010295 | 1895.1413 | 10.7059 | 0.4294
| Civic Offices | Services LED light fitting | 1701285 | 8404204 | 5.8 | Electrical installations | insulator | Construction | 14.362 | kg | 10 | 44 | 1 | FALSE | 1 | FALSE |  | 1.1 | 14.362 | 86.1722 | 5052 | Membrane (breather), polypropylene |  | 50 | D2 | 0 | 0 | 0 | 0 | 0 | 0 | 0 | 0 | 0
| Civic Offices | Services LED light fitting | 1701285 | 8404204 | 5.8 | Electrical installations | insulator | Construction | 14.362 | kg | 10 | 44 | 1 | FALSE | 1 | FALSE |  | 1.1 | 14.362 | 86.1722 | 5052 | Membrane (breather), polypropylene |  | 50 | D3 | 0 | 0 | 0 | 0 | 0 | 0 | 0 | 0 | 0
| Civic Offices | Services LED light fitting | 1701285 | 8404204 | 5.8 | Electrical installations | insulator | Construction | 14.362 | kg | 10 | 44 | 1 | FALSE | 1 | FALSE |  | 1.1 | 14.362 | 86.1722 | 5052 | Membrane (breather), polypropylene |  | 50 | D4 | 0 | 0 | 0 | 0 | 0 | 0 | 0 | 0 | 0
| Civic Offices | Services LED light fitting | 1701285 | 8404205 | 5.8 | Electrical installations | plates | Construction | 10.1281 | kg | 10 | 44 | 1 | FALSE | 1 | FALSE |  | 1.05 | 10.1281 | 60.7688 | 5168 | Fencing (posts, square section), steel (galvanized) |  | 0 | A1A3 | 27.6331 | 1.8784e-06 | 0.45172 | 0.141 | 0.026582 | 0.006516 | 371.9925 | 20.8793 | 0.53838
| Civic Offices | Services LED light fitting | 1701285 | 8404205 | 5.8 | Electrical installations | plates | Construction | 10.1281 | kg | 10 | 44 | 1 | FALSE | 1 | FALSE |  | 1.05 | 10.1281 | 60.7688 | 5168 | Fencing (posts, square section), steel (galvanized) |  | 0 | A4 | 0.4414 | 6.1079e-08 | 0.0020987 | 0.0003897 | 0.00027706 | 9.8299e-07 | 6.4583 | 1.8756 | 0.0017939
| Civic Offices | Services LED light fitting | 1701285 | 8404205 | 5.8 | Electrical installations | plates | Construction | 10.1281 | kg | 10 | 44 | 1 | FALSE | 1 | FALSE |  | 1.05 | 10.1281 | 60.7688 | 5168 | Fencing (posts, square section), steel (galvanized) |  | 0 | A5 | 0.00026323 | 6.8928e-11 | 1.8407e-06 | 6.0486e-07 | 3.0545e-07 | 3.7133e-10 | 0.0064532 | 0.075961 | 0
| Civic Offices | Services LED light fitting | 1701285 | 8404205 | 5.8 | Electrical installations | plates | Construction | 10.1281 | kg | 10 | 44 | 1 | FALSE | 1 | FALSE |  | 1.05 | 10.1281 | 60.7688 | 5168 | Fencing (posts, square section), steel (galvanized) |  | 0 | D2 | 0 | 0 | 0 | 0 | 0 | 0 | 0 | 0 | 0
| Civic Offices | Services LED light fitting | 1701285 | 8404205 | 5.8 | Electrical installations | plates | Construction | 10.1281 | kg | 10 | 44 | 1 | FALSE | 1 | FALSE |  | 1.05 | 10.1281 | 60.7688 | 5168 | Fencing (posts, square section), steel (galvanized) |  | 0 | D3 | 0 | 0 | 0 | 0 | 0 | 0 | 0 | 0 | 0
| Civic Offices | Services LED light fitting | 1701285 | 8404205 | 5.8 | Electrical installations | plates | Construction | 10.1281 | kg | 10 | 44 | 1 | FALSE | 1 | FALSE |  | 1.05 | 10.1281 | 60.7688 | 5168 | Fencing (posts, square section), steel (galvanized) |  | 0 | D4 | 0 | 0 | 0 | 0 | 0 | 0 | 0 | 0 | 0
| Civic Offices | Services LED light fitting | 1701285 | 8404205 | 5.8 | Electrical installations | plates | Construction | 10.1281 | kg | 10 | 44 | 1 | FALSE | 1 | FALSE |  | 1.05 | 10.1281 | 60.7688 | 5168 | Fencing (posts, square section), steel (galvanized) |  | 60 | C2 | 0 | 0 | 0 | 0 | 0 | 0 | 0 | 0 | 0
| Civic Offices | Services LED light fitting | 1701285 | 8404205 | 5.8 | Electrical installations | plates | Construction | 10.1281 | kg | 10 | 44 | 1 | FALSE | 1 | FALSE |  | 1.05 | 10.1281 | 60.7688 | 5168 | Fencing (posts, square section), steel (galvanized) |  | 60 | C4 | 0.0052646 | 1.3786e-09 | 3.6815e-05 | 1.2097e-05 | 6.109e-06 | 7.4265e-09 | 0.12906 | 1.5192 | 0.00026402
| Civic Offices | Services LED light fitting | 1701285 | 8404205 | 5.8 | Electrical installations | plates | Construction | 10.1281 | kg | 10 | 44 | 1 | FALSE | 1 | FALSE |  | 1.05 | 10.1281 | 60.7688 | 5168 | Fencing (posts, square section), steel (galvanized) |  | 60 | D2 | 0 | 0 | 0 | 0 | 0 | 0 | 0 | 0 | 0
| Civic Offices | Services LED light fitting | 1701285 | 8404205 | 5.8 | Electrical installations | plates | Construction | 10.1281 | kg | 10 | 44 | 1 | FALSE | 1 | FALSE |  | 1.05 | 10.1281 | 60.7688 | 5168 | Fencing (posts, square section), steel (galvanized) |  | 60 | D3 | 0 | 0 | 0 | 0 | 0 | 0 | 0 | 0 | 0
| Civic Offices | Services LED light fitting | 1701285 | 8404205 | 5.8 | Electrical installations | plates | Construction | 10.1281 | kg | 10 | 44 | 1 | FALSE | 1 | FALSE |  | 1.05 | 10.1281 | 60.7688 | 5168 | Fencing (posts, square section), steel (galvanized) |  | 60 | D4 | 0 | 0 | 0 | 0 | 0 | 0 | 0 | 0 | 0
| Civic Offices | Services LED light fitting | 1701285 | 8404205 | 5.8 | Electrical installations | plates | Construction | 10.1281 | kg | 10 | 44 | 1 | FALSE | 1 | FALSE |  | 1.05 | 10.1281 | 60.7688 | 5168 | Fencing (posts, square section), steel (galvanized) |  | 10 | B4B5 | 28.08 | 1.9409e-06 | 0.45386 | 0.14141 | 0.026866 | 0.006517 | 378.5863 | 24.35 | 0.54018
| Civic Offices | Services LED light fitting | 1701285 | 8404205 | 5.8 | Electrical installations | plates | Construction | 10.1281 | kg | 10 | 44 | 1 | FALSE | 1 | FALSE |  | 1.05 | 10.1281 | 60.7688 | 5168 | Fencing (posts, square section), steel (galvanized) |  | 10 | D2 | 0 | 0 | 0 | 0 | 0 | 0 | 0 | 0 | 0
| Civic Offices | Services LED light fitting | 1701285 | 8404205 | 5.8 | Electrical installations | plates | Construction | 10.1281 | kg | 10 | 44 | 1 | FALSE | 1 | FALSE |  | 1.05 | 10.1281 | 60.7688 | 5168 | Fencing (posts, square section), steel (galvanized) |  | 10 | D3 | 0 | 0 | 0 | 0 | 0 | 0 | 0 | 0 | 0
| Civic Offices | Services LED light fitting | 1701285 | 8404205 | 5.8 | Electrical installations | plates | Construction | 10.1281 | kg | 10 | 44 | 1 | FALSE | 1 | FALSE |  | 1.05 | 10.1281 | 60.7688 | 5168 | Fencing (posts, square section), steel (galvanized) |  | 10 | D4 | 0 | 0 | 0 | 0 | 0 | 0 | 0 | 0 | 0
| Civic Offices | Services LED light fitting | 1701285 | 8404205 | 5.8 | Electrical installations | plates | Construction | 10.1281 | kg | 10 | 44 | 1 | FALSE | 1 | FALSE |  | 1.05 | 10.1281 | 60.7688 | 5168 | Fencing (posts, square section), steel (galvanized) |  | 20 | B4B5 | 28.08 | 1.9409e-06 | 0.45386 | 0.14141 | 0.026866 | 0.006517 | 378.5863 | 24.35 | 0.54018
| Civic Offices | Services LED light fitting | 1701285 | 8404205 | 5.8 | Electrical installations | plates | Construction | 10.1281 | kg | 10 | 44 | 1 | FALSE | 1 | FALSE |  | 1.05 | 10.1281 | 60.7688 | 5168 | Fencing (posts, square section), steel (galvanized) |  | 20 | D2 | 0 | 0 | 0 | 0 | 0 | 0 | 0 | 0 | 0
| Civic Offices | Services LED light fitting | 1701285 | 8404205 | 5.8 | Electrical installations | plates | Construction | 10.1281 | kg | 10 | 44 | 1 | FALSE | 1 | FALSE |  | 1.05 | 10.1281 | 60.7688 | 5168 | Fencing (posts, square section), steel (galvanized) |  | 20 | D3 | 0 | 0 | 0 | 0 | 0 | 0 | 0 | 0 | 0
| Civic Offices | Services LED light fitting | 1701285 | 8404205 | 5.8 | Electrical installations | plates | Construction | 10.1281 | kg | 10 | 44 | 1 | FALSE | 1 | FALSE |  | 1.05 | 10.1281 | 60.7688 | 5168 | Fencing (posts, square section), steel (galvanized) |  | 20 | D4 | 0 | 0 | 0 | 0 | 0 | 0 | 0 | 0 | 0
| Civic Offices | Services LED light fitting | 1701285 | 8404205 | 5.8 | Electrical installations | plates | Construction | 10.1281 | kg | 10 | 44 | 1 | FALSE | 1 | FALSE |  | 1.05 | 10.1281 | 60.7688 | 5168 | Fencing (posts, square section), steel (galvanized) |  | 30 | B4B5 | 28.08 | 1.9409e-06 | 0.45386 | 0.14141 | 0.026866 | 0.006517 | 378.5863 | 24.35 | 0.54018
| Civic Offices | Services LED light fitting | 1701285 | 8404205 | 5.8 | Electrical installations | plates | Construction | 10.1281 | kg | 10 | 44 | 1 | FALSE | 1 | FALSE |  | 1.05 | 10.1281 | 60.7688 | 5168 | Fencing (posts, square section), steel (galvanized) |  | 30 | D2 | 0 | 0 | 0 | 0 | 0 | 0 | 0 | 0 | 0
| Civic Offices | Services LED light fitting | 1701285 | 8404205 | 5.8 | Electrical installations | plates | Construction | 10.1281 | kg | 10 | 44 | 1 | FALSE | 1 | FALSE |  | 1.05 | 10.1281 | 60.7688 | 5168 | Fencing (posts, square section), steel (galvanized) |  | 30 | D3 | 0 | 0 | 0 | 0 | 0 | 0 | 0 | 0 | 0
| Civic Offices | Services LED light fitting | 1701285 | 8404205 | 5.8 | Electrical installations | plates | Construction | 10.1281 | kg | 10 | 44 | 1 | FALSE | 1 | FALSE |  | 1.05 | 10.1281 | 60.7688 | 5168 | Fencing (posts, square section), steel (galvanized) |  | 30 | D4 | 0 | 0 | 0 | 0 | 0 | 0 | 0 | 0 | 0
| Civic Offices | Services LED light fitting | 1701285 | 8404205 | 5.8 | Electrical installations | plates | Construction | 10.1281 | kg | 10 | 44 | 1 | FALSE | 1 | FALSE |  | 1.05 | 10.1281 | 60.7688 | 5168 | Fencing (posts, square section), steel (galvanized) |  | 40 | B4B5 | 28.08 | 1.9409e-06 | 0.45386 | 0.14141 | 0.026866 | 0.006517 | 378.5863 | 24.35 | 0.54018
| Civic Offices | Services LED light fitting | 1701285 | 8404205 | 5.8 | Electrical installations | plates | Construction | 10.1281 | kg | 10 | 44 | 1 | FALSE | 1 | FALSE |  | 1.05 | 10.1281 | 60.7688 | 5168 | Fencing (posts, square section), steel (galvanized) |  | 40 | D2 | 0 | 0 | 0 | 0 | 0 | 0 | 0 | 0 | 0
| Civic Offices | Services LED light fitting | 1701285 | 8404205 | 5.8 | Electrical installations | plates | Construction | 10.1281 | kg | 10 | 44 | 1 | FALSE | 1 | FALSE |  | 1.05 | 10.1281 | 60.7688 | 5168 | Fencing (posts, square section), steel (galvanized) |  | 40 | D3 | 0 | 0 | 0 | 0 | 0 | 0 | 0 | 0 | 0
| Civic Offices | Services LED light fitting | 1701285 | 8404205 | 5.8 | Electrical installations | plates | Construction | 10.1281 | kg | 10 | 44 | 1 | FALSE | 1 | FALSE |  | 1.05 | 10.1281 | 60.7688 | 5168 | Fencing (posts, square section), steel (galvanized) |  | 40 | D4 | 0 | 0 | 0 | 0 | 0 | 0 | 0 | 0 | 0
| Civic Offices | Services LED light fitting | 1701285 | 8404205 | 5.8 | Electrical installations | plates | Construction | 10.1281 | kg | 10 | 44 | 1 | FALSE | 1 | FALSE |  | 1.05 | 10.1281 | 60.7688 | 5168 | Fencing (posts, square section), steel (galvanized) |  | 50 | B4B5 | 28.08 | 1.9409e-06 | 0.45386 | 0.14141 | 0.026866 | 0.006517 | 378.5863 | 24.35 | 0.54018
| Civic Offices | Services LED light fitting | 1701285 | 8404205 | 5.8 | Electrical installations | plates | Construction | 10.1281 | kg | 10 | 44 | 1 | FALSE | 1 | FALSE |  | 1.05 | 10.1281 | 60.7688 | 5168 | Fencing (posts, square section), steel (galvanized) |  | 50 | D2 | 0 | 0 | 0 | 0 | 0 | 0 | 0 | 0 | 0
| Civic Offices | Services LED light fitting | 1701285 | 8404205 | 5.8 | Electrical installations | plates | Construction | 10.1281 | kg | 10 | 44 | 1 | FALSE | 1 | FALSE |  | 1.05 | 10.1281 | 60.7688 | 5168 | Fencing (posts, square section), steel (galvanized) |  | 50 | D3 | 0 | 0 | 0 | 0 | 0 | 0 | 0 | 0 | 0
| Civic Offices | Services LED light fitting | 1701285 | 8404205 | 5.8 | Electrical installations | plates | Construction | 10.1281 | kg | 10 | 44 | 1 | FALSE | 1 | FALSE |  | 1.05 | 10.1281 | 60.7688 | 5168 | Fencing (posts, square section), steel (galvanized) |  | 50 | D4 | 0 | 0 | 0 | 0 | 0 | 0 | 0 | 0 | 0
| Civic Offices | Services electrical wireing | 1701286 | 8404207 | 5.2 | Services equipment | copper wire 6mm siam | Construction | 310.1208 | Linear length Calculation | 30 | 44 | 1 | FALSE | 1 | FALSE |  | 1.03 | 310.1208 | 620.2415 | 5113 | Cladding sheet (plain), copper |  | 0 | A1A3 | 2199.2328 | 0.0018277 | 111.8496 | 74.663 | 6.1826 | 0.50886 | 33369.5009 | 6514.1038 | 70.2983
| Civic Offices | Services electrical wireing | 1701286 | 8404207 | 5.2 | Services equipment | copper wire 6mm siam | Construction | 310.1208 | Linear length Calculation | 30 | 44 | 1 | FALSE | 1 | FALSE |  | 1.03 | 310.1208 | 620.2415 | 5113 | Cladding sheet (plain), copper |  | 0 | A4 | 6.2583 | 1.1245e-06 | 0.020492 | 0.0055387 | 0.0034959 | 2.1826e-05 | 93.2909 | 14.2448 | 0.025754
| Civic Offices | Services electrical wireing | 1701286 | 8404207 | 5.2 | Services equipment | copper wire 6mm siam | Construction | 310.1208 | Linear length Calculation | 30 | 44 | 1 | FALSE | 1 | FALSE |  | 1.03 | 310.1208 | 620.2415 | 5113 | Cladding sheet (plain), copper |  | 0 | A5 | 0.004836 | 1.2663e-09 | 3.3818e-05 | 1.1112e-05 | 5.6117e-06 | 6.822e-09 | 0.11856 | 1.3955 | 0
| Civic Offices | Services electrical wireing | 1701286 | 8404207 | 5.2 | Services equipment | copper wire 6mm siam | Construction | 310.1208 | Linear length Calculation | 30 | 44 | 1 | FALSE | 1 | FALSE |  | 1.03 | 310.1208 | 620.2415 | 5113 | Cladding sheet (plain), copper |  | 0 | D2 | 0 | 0 | 0 | 0 | 0 | 0 | 0 | 0 | 0
| Civic Offices | Services electrical wireing | 1701286 | 8404207 | 5.2 | Services equipment | copper wire 6mm siam | Construction | 310.1208 | Linear length Calculation | 30 | 44 | 1 | FALSE | 1 | FALSE |  | 1.03 | 310.1208 | 620.2415 | 5113 | Cladding sheet (plain), copper |  | 0 | D3 | 0 | 0 | 0 | 0 | 0 | 0 | 0 | 0 | 0
| Civic Offices | Services electrical wireing | 1701286 | 8404207 | 5.2 | Services equipment | copper wire 6mm siam | Construction | 310.1208 | Linear length Calculation | 30 | 44 | 1 | FALSE | 1 | FALSE |  | 1.03 | 310.1208 | 620.2415 | 5113 | Cladding sheet (plain), copper |  | 0 | D4 | 0 | 0 | 0 | 0 | 0 | 0 | 0 | 0 | 0
| Civic Offices | Services electrical wireing | 1701286 | 8404207 | 5.2 | Services equipment | copper wire 6mm siam | Construction | 310.1208 | Linear length Calculation | 30 | 44 | 1 | FALSE | 1 | FALSE |  | 1.03 | 310.1208 | 620.2415 | 5113 | Cladding sheet (plain), copper |  | 60 | C2 | 0 | 0 | 0 | 0 | 0 | 0 | 0 | 0 | 0
| Civic Offices | Services electrical wireing | 1701286 | 8404207 | 5.2 | Services equipment | copper wire 6mm siam | Construction | 310.1208 | Linear length Calculation | 30 | 44 | 1 | FALSE | 1 | FALSE |  | 1.03 | 310.1208 | 620.2415 | 5113 | Cladding sheet (plain), copper |  | 60 | C4 | 0.1612 | 4.2211e-08 | 0.0011273 | 0.00037041 | 0.00018706 | 2.274e-07 | 3.9519 | 46.5181 | 0.0080843
| Civic Offices | Services electrical wireing | 1701286 | 8404207 | 5.2 | Services equipment | copper wire 6mm siam | Construction | 310.1208 | Linear length Calculation | 30 | 44 | 1 | FALSE | 1 | FALSE |  | 1.03 | 310.1208 | 620.2415 | 5113 | Cladding sheet (plain), copper |  | 60 | D2 | 0 | 0 | 0 | 0 | 0 | 0 | 0 | 0 | 0
| Civic Offices | Services electrical wireing | 1701286 | 8404207 | 5.2 | Services equipment | copper wire 6mm siam | Construction | 310.1208 | Linear length Calculation | 30 | 44 | 1 | FALSE | 1 | FALSE |  | 1.03 | 310.1208 | 620.2415 | 5113 | Cladding sheet (plain), copper |  | 60 | D3 | 0 | 0 | 0 | 0 | 0 | 0 | 0 | 0 | 0
| Civic Offices | Services electrical wireing | 1701286 | 8404207 | 5.2 | Services equipment | copper wire 6mm siam | Construction | 310.1208 | Linear length Calculation | 30 | 44 | 1 | FALSE | 1 | FALSE |  | 1.03 | 310.1208 | 620.2415 | 5113 | Cladding sheet (plain), copper |  | 60 | D4 | 0 | 0 | 0 | 0 | 0 | 0 | 0 | 0 | 0
| Civic Offices | Services electrical wireing | 1701286 | 8404207 | 5.2 | Services equipment | copper wire 6mm siam | Construction | 310.1208 | Linear length Calculation | 30 | 44 | 1 | FALSE | 1 | FALSE |  | 1.03 | 310.1208 | 620.2415 | 5113 | Cladding sheet (plain), copper |  | 30 | B4B5 | 2205.6571 | 0.0018288 | 111.8713 | 74.6689 | 6.1863 | 0.50888 | 33466.8622 | 6576.2623 | 70.324
| Civic Offices | Services electrical wireing | 1701286 | 8404207 | 5.2 | Services equipment | copper wire 6mm siam | Construction | 310.1208 | Linear length Calculation | 30 | 44 | 1 | FALSE | 1 | FALSE |  | 1.03 | 310.1208 | 620.2415 | 5113 | Cladding sheet (plain), copper |  | 30 | D2 | 0 | 0 | 0 | 0 | 0 | 0 | 0 | 0 | 0
| Civic Offices | Services electrical wireing | 1701286 | 8404207 | 5.2 | Services equipment | copper wire 6mm siam | Construction | 310.1208 | Linear length Calculation | 30 | 44 | 1 | FALSE | 1 | FALSE |  | 1.03 | 310.1208 | 620.2415 | 5113 | Cladding sheet (plain), copper |  | 30 | D3 | 0 | 0 | 0 | 0 | 0 | 0 | 0 | 0 | 0
| Civic Offices | Services electrical wireing | 1701286 | 8404207 | 5.2 | Services equipment | copper wire 6mm siam | Construction | 310.1208 | Linear length Calculation | 30 | 44 | 1 | FALSE | 1 | FALSE |  | 1.03 | 310.1208 | 620.2415 | 5113 | Cladding sheet (plain), copper |  | 30 | D4 | 0 | 0 | 0 | 0 | 0 | 0 | 0 | 0 | 0
| Civic Offices | Services electrical wireing | 1701286 | 8404208 | 5.2 | Services equipment | conduit 20mm | Construction | 238.4822 | Linear length Calculation | 30 | 44 | 1 | FALSE | 1 | FALSE |  | 1.05 | 238.4822 | 476.9644 | 5377 | Roof membrane (single ply), PVC |  | 0 | A1A3 | 522.3446 | 4.2682e-05 | 2.9522 | 0.77992 | 0.64639 | 0.0077199 | 14201.1561 | 2267.4587 | 4.4313
| Civic Offices | Services electrical wireing | 1701286 | 8404208 | 5.2 | Services equipment | conduit 20mm | Construction | 238.4822 | Linear length Calculation | 30 | 44 | 1 | FALSE | 1 | FALSE |  | 1.05 | 238.4822 | 476.9644 | 5377 | Roof membrane (single ply), PVC |  | 0 | A4 | 4.7444 | 8.5245e-07 | 0.015535 | 0.0041988 | 0.0026502 | 1.6546e-05 | 70.7225 | 10.7988 | 0.019524
| Civic Offices | Services electrical wireing | 1701286 | 8404208 | 5.2 | Services equipment | conduit 20mm | Construction | 238.4822 | Linear length Calculation | 30 | 44 | 1 | FALSE | 1 | FALSE |  | 1.05 | 238.4822 | 476.9644 | 5377 | Roof membrane (single ply), PVC |  | 0 | A5 | 0.22904 | 9.8178e-09 | 0.00072968 | 0.013545 | 7.9783e-05 | 5.3548e-08 | 0.91068 | 1.7886 | 0
| Civic Offices | Services electrical wireing | 1701286 | 8404208 | 5.2 | Services equipment | conduit 20mm | Construction | 238.4822 | Linear length Calculation | 30 | 44 | 1 | FALSE | 1 | FALSE |  | 1.05 | 238.4822 | 476.9644 | 5377 | Roof membrane (single ply), PVC |  | 0 | D2 | 0 | 0 | 0 | 0 | 0 | 0 | 0 | 0 | 0
| Civic Offices | Services electrical wireing | 1701286 | 8404208 | 5.2 | Services equipment | conduit 20mm | Construction | 238.4822 | Linear length Calculation | 30 | 44 | 1 | FALSE | 1 | FALSE |  | 1.05 | 238.4822 | 476.9644 | 5377 | Roof membrane (single ply), PVC |  | 0 | D3 | 0 | 0 | 0 | 0 | 0 | 0 | 0 | 0 | 0
| Civic Offices | Services electrical wireing | 1701286 | 8404208 | 5.2 | Services equipment | conduit 20mm | Construction | 238.4822 | Linear length Calculation | 30 | 44 | 1 | FALSE | 1 | FALSE |  | 1.05 | 238.4822 | 476.9644 | 5377 | Roof membrane (single ply), PVC |  | 0 | D4 | 0 | 0 | 0 | 0 | 0 | 0 | 0 | 0 | 0
| Civic Offices | Services electrical wireing | 1701286 | 8404208 | 5.2 | Services equipment | conduit 20mm | Construction | 238.4822 | Linear length Calculation | 30 | 44 | 1 | FALSE | 1 | FALSE |  | 1.05 | 238.4822 | 476.9644 | 5377 | Roof membrane (single ply), PVC |  | 60 | C2 | 0 | 0 | 0 | 0 | 0 | 0 | 0 | 0 | 0
| Civic Offices | Services electrical wireing | 1701286 | 8404208 | 5.2 | Services equipment | conduit 20mm | Construction | 238.4822 | Linear length Calculation | 30 | 44 | 1 | FALSE | 1 | FALSE |  | 1.05 | 238.4822 | 476.9644 | 5377 | Roof membrane (single ply), PVC |  | 60 | C4 | 4.5808 | 1.9636e-07 | 0.014594 | 0.27089 | 0.0015957 | 1.071e-06 | 18.2137 | 35.7723 | 0.11183
| Civic Offices | Services electrical wireing | 1701286 | 8404208 | 5.2 | Services equipment | conduit 20mm | Construction | 238.4822 | Linear length Calculation | 30 | 44 | 1 | FALSE | 1 | FALSE |  | 1.05 | 238.4822 | 476.9644 | 5377 | Roof membrane (single ply), PVC |  | 60 | D2 | 0 | 0 | 0 | 0 | 0 | 0 | 0 | 0 | 0
| Civic Offices | Services electrical wireing | 1701286 | 8404208 | 5.2 | Services equipment | conduit 20mm | Construction | 238.4822 | Linear length Calculation | 30 | 44 | 1 | FALSE | 1 | FALSE |  | 1.05 | 238.4822 | 476.9644 | 5377 | Roof membrane (single ply), PVC |  | 60 | D3 | 0 | 0 | 0 | 0 | 0 | 0 | 0 | 0 | 0
| Civic Offices | Services electrical wireing | 1701286 | 8404208 | 5.2 | Services equipment | conduit 20mm | Construction | 238.4822 | Linear length Calculation | 30 | 44 | 1 | FALSE | 1 | FALSE |  | 1.05 | 238.4822 | 476.9644 | 5377 | Roof membrane (single ply), PVC |  | 60 | D4 | 0 | 0 | 0 | 0 | 0 | 0 | 0 | 0 | 0
| Civic Offices | Services electrical wireing | 1701286 | 8404208 | 5.2 | Services equipment | conduit 20mm | Construction | 238.4822 | Linear length Calculation | 30 | 44 | 1 | FALSE | 1 | FALSE |  | 1.05 | 238.4822 | 476.9644 | 5377 | Roof membrane (single ply), PVC |  | 30 | B4B5 | 531.8989 | 4.3741e-05 | 2.983 | 1.0686 | 0.65071 | 0.0077376 | 14291.003 | 2315.8185 | 4.4508
| Civic Offices | Services electrical wireing | 1701286 | 8404208 | 5.2 | Services equipment | conduit 20mm | Construction | 238.4822 | Linear length Calculation | 30 | 44 | 1 | FALSE | 1 | FALSE |  | 1.05 | 238.4822 | 476.9644 | 5377 | Roof membrane (single ply), PVC |  | 30 | D2 | 0 | 0 | 0 | 0 | 0 | 0 | 0 | 0 | 0
| Civic Offices | Services electrical wireing | 1701286 | 8404208 | 5.2 | Services equipment | conduit 20mm | Construction | 238.4822 | Linear length Calculation | 30 | 44 | 1 | FALSE | 1 | FALSE |  | 1.05 | 238.4822 | 476.9644 | 5377 | Roof membrane (single ply), PVC |  | 30 | D3 | 0 | 0 | 0 | 0 | 0 | 0 | 0 | 0 | 0
| Civic Offices | Services electrical wireing | 1701286 | 8404208 | 5.2 | Services equipment | conduit 20mm | Construction | 238.4822 | Linear length Calculation | 30 | 44 | 1 | FALSE | 1 | FALSE |  | 1.05 | 238.4822 | 476.9644 | 5377 | Roof membrane (single ply), PVC |  | 30 | D4 | 0 | 0 | 0 | 0 | 0 | 0 | 0 | 0 | 0
| Civic Offices | Services LED light fitting | 1701289 | 8404210 | 5.8 | Electrical installations | heat sink | Construction | 28.9503 | kg | 10 | 44 | 1 | FALSE | 1 | FALSE |  | 1.01 | 28.9503 | 173.7019 | 5536 | Window furniture/hardware, aluminium |  | 0 | A1A3 | 549.4578 | 1.8606e-05 | 3.7562 | 0.86071 | 0.27901 | 0.00047861 | 6867.3858 | 116.2373 | 3.6481
| Civic Offices | Services LED light fitting | 1701289 | 8404210 | 5.8 | Electrical installations | heat sink | Construction | 28.9503 | kg | 10 | 44 | 1 | FALSE | 1 | FALSE |  | 1.01 | 28.9503 | 173.7019 | 5536 | Window furniture/hardware, aluminium |  | 0 | A4 | 1.4409 | 1.5982e-07 | 0.007465 | 0.0012115 | 0.00092059 | 2.0025e-06 | 20.8056 | 5.6557 | 0.0056841
| Civic Offices | Services LED light fitting | 1701289 | 8404210 | 5.8 | Electrical installations | heat sink | Construction | 28.9503 | kg | 10 | 44 | 1 | FALSE | 1 | FALSE |  | 1.01 | 28.9503 | 173.7019 | 5536 | Window furniture/hardware, aluminium |  | 0 | A5 | 0.00015048 | 3.9405e-11 | 1.0523e-06 | 3.4579e-07 | 1.7462e-07 | 2.1228e-10 | 0.0036892 | 0.043425 | 0
| Civic Offices | Services LED light fitting | 1701289 | 8404210 | 5.8 | Electrical installations | heat sink | Construction | 28.9503 | kg | 10 | 44 | 1 | FALSE | 1 | FALSE |  | 1.01 | 28.9503 | 173.7019 | 5536 | Window furniture/hardware, aluminium |  | 0 | D2 | 0 | 0 | 0 | 0 | 0 | 0 | 0 | 0 | 0
| Civic Offices | Services LED light fitting | 1701289 | 8404210 | 5.8 | Electrical installations | heat sink | Construction | 28.9503 | kg | 10 | 44 | 1 | FALSE | 1 | FALSE |  | 1.01 | 28.9503 | 173.7019 | 5536 | Window furniture/hardware, aluminium |  | 0 | D3 | 0 | 0 | 0 | 0 | 0 | 0 | 0 | 0 | 0
| Civic Offices | Services LED light fitting | 1701289 | 8404210 | 5.8 | Electrical installations | heat sink | Construction | 28.9503 | kg | 10 | 44 | 1 | FALSE | 1 | FALSE |  | 1.01 | 28.9503 | 173.7019 | 5536 | Window furniture/hardware, aluminium |  | 0 | D4 | 0 | 0 | 0 | 0 | 0 | 0 | 0 | 0 | 0
| Civic Offices | Services LED light fitting | 1701289 | 8404210 | 5.8 | Electrical installations | heat sink | Construction | 28.9503 | kg | 10 | 44 | 1 | FALSE | 1 | FALSE |  | 1.01 | 28.9503 | 173.7019 | 5536 | Window furniture/hardware, aluminium |  | 60 | C2 | 0 | 0 | 0 | 0 | 0 | 0 | 0 | 0 | 0
| Civic Offices | Services LED light fitting | 1701289 | 8404210 | 5.8 | Electrical installations | heat sink | Construction | 28.9503 | kg | 10 | 44 | 1 | FALSE | 1 | FALSE |  | 1.01 | 28.9503 | 173.7019 | 5536 | Window furniture/hardware, aluminium |  | 60 | C4 | 0.015048 | 3.9405e-09 | 0.00010523 | 3.4579e-05 | 1.7462e-05 | 2.1228e-08 | 0.36892 | 4.3425 | 0.00075468
| Civic Offices | Services LED light fitting | 1701289 | 8404210 | 5.8 | Electrical installations | heat sink | Construction | 28.9503 | kg | 10 | 44 | 1 | FALSE | 1 | FALSE |  | 1.01 | 28.9503 | 173.7019 | 5536 | Window furniture/hardware, aluminium |  | 60 | D2 | 0 | 0 | 0 | 0 | 0 | 0 | 0 | 0 | 0
| Civic Offices | Services LED light fitting | 1701289 | 8404210 | 5.8 | Electrical installations | heat sink | Construction | 28.9503 | kg | 10 | 44 | 1 | FALSE | 1 | FALSE |  | 1.01 | 28.9503 | 173.7019 | 5536 | Window furniture/hardware, aluminium |  | 60 | D3 | 0 | 0 | 0 | 0 | 0 | 0 | 0 | 0 | 0
| Civic Offices | Services LED light fitting | 1701289 | 8404210 | 5.8 | Electrical installations | heat sink | Construction | 28.9503 | kg | 10 | 44 | 1 | FALSE | 1 | FALSE |  | 1.01 | 28.9503 | 173.7019 | 5536 | Window furniture/hardware, aluminium |  | 60 | D4 | 0 | 0 | 0 | 0 | 0 | 0 | 0 | 0 | 0
| Civic Offices | Services LED light fitting | 1701289 | 8404210 | 5.8 | Electrical installations | heat sink | Construction | 28.9503 | kg | 10 | 44 | 1 | FALSE | 1 | FALSE |  | 1.01 | 28.9503 | 173.7019 | 5536 | Window furniture/hardware, aluminium |  | 10 | B4B5 | 550.9139 | 1.8769e-05 | 3.7637 | 0.86196 | 0.27995 | 0.00048063 | 6888.564 | 126.279 | 3.6538
| Civic Offices | Services LED light fitting | 1701289 | 8404210 | 5.8 | Electrical installations | heat sink | Construction | 28.9503 | kg | 10 | 44 | 1 | FALSE | 1 | FALSE |  | 1.01 | 28.9503 | 173.7019 | 5536 | Window furniture/hardware, aluminium |  | 10 | D2 | 0 | 0 | 0 | 0 | 0 | 0 | 0 | 0 | 0
| Civic Offices | Services LED light fitting | 1701289 | 8404210 | 5.8 | Electrical installations | heat sink | Construction | 28.9503 | kg | 10 | 44 | 1 | FALSE | 1 | FALSE |  | 1.01 | 28.9503 | 173.7019 | 5536 | Window furniture/hardware, aluminium |  | 10 | D3 | 0 | 0 | 0 | 0 | 0 | 0 | 0 | 0 | 0
| Civic Offices | Services LED light fitting | 1701289 | 8404210 | 5.8 | Electrical installations | heat sink | Construction | 28.9503 | kg | 10 | 44 | 1 | FALSE | 1 | FALSE |  | 1.01 | 28.9503 | 173.7019 | 5536 | Window furniture/hardware, aluminium |  | 10 | D4 | 0 | 0 | 0 | 0 | 0 | 0 | 0 | 0 | 0
| Civic Offices | Services LED light fitting | 1701289 | 8404210 | 5.8 | Electrical installations | heat sink | Construction | 28.9503 | kg | 10 | 44 | 1 | FALSE | 1 | FALSE |  | 1.01 | 28.9503 | 173.7019 | 5536 | Window furniture/hardware, aluminium |  | 20 | B4B5 | 550.9139 | 1.8769e-05 | 3.7637 | 0.86196 | 0.27995 | 0.00048063 | 6888.564 | 126.279 | 3.6538
| Civic Offices | Services LED light fitting | 1701289 | 8404210 | 5.8 | Electrical installations | heat sink | Construction | 28.9503 | kg | 10 | 44 | 1 | FALSE | 1 | FALSE |  | 1.01 | 28.9503 | 173.7019 | 5536 | Window furniture/hardware, aluminium |  | 20 | D2 | 0 | 0 | 0 | 0 | 0 | 0 | 0 | 0 | 0
| Civic Offices | Services LED light fitting | 1701289 | 8404210 | 5.8 | Electrical installations | heat sink | Construction | 28.9503 | kg | 10 | 44 | 1 | FALSE | 1 | FALSE |  | 1.01 | 28.9503 | 173.7019 | 5536 | Window furniture/hardware, aluminium |  | 20 | D3 | 0 | 0 | 0 | 0 | 0 | 0 | 0 | 0 | 0
| Civic Offices | Services LED light fitting | 1701289 | 8404210 | 5.8 | Electrical installations | heat sink | Construction | 28.9503 | kg | 10 | 44 | 1 | FALSE | 1 | FALSE |  | 1.01 | 28.9503 | 173.7019 | 5536 | Window furniture/hardware, aluminium |  | 20 | D4 | 0 | 0 | 0 | 0 | 0 | 0 | 0 | 0 | 0
| Civic Offices | Services LED light fitting | 1701289 | 8404210 | 5.8 | Electrical installations | heat sink | Construction | 28.9503 | kg | 10 | 44 | 1 | FALSE | 1 | FALSE |  | 1.01 | 28.9503 | 173.7019 | 5536 | Window furniture/hardware, aluminium |  | 30 | B4B5 | 550.9139 | 1.8769e-05 | 3.7637 | 0.86196 | 0.27995 | 0.00048063 | 6888.564 | 126.279 | 3.6538
| Civic Offices | Services LED light fitting | 1701289 | 8404210 | 5.8 | Electrical installations | heat sink | Construction | 28.9503 | kg | 10 | 44 | 1 | FALSE | 1 | FALSE |  | 1.01 | 28.9503 | 173.7019 | 5536 | Window furniture/hardware, aluminium |  | 30 | D2 | 0 | 0 | 0 | 0 | 0 | 0 | 0 | 0 | 0
| Civic Offices | Services LED light fitting | 1701289 | 8404210 | 5.8 | Electrical installations | heat sink | Construction | 28.9503 | kg | 10 | 44 | 1 | FALSE | 1 | FALSE |  | 1.01 | 28.9503 | 173.7019 | 5536 | Window furniture/hardware, aluminium |  | 30 | D3 | 0 | 0 | 0 | 0 | 0 | 0 | 0 | 0 | 0
| Civic Offices | Services LED light fitting | 1701289 | 8404210 | 5.8 | Electrical installations | heat sink | Construction | 28.9503 | kg | 10 | 44 | 1 | FALSE | 1 | FALSE |  | 1.01 | 28.9503 | 173.7019 | 5536 | Window furniture/hardware, aluminium |  | 30 | D4 | 0 | 0 | 0 | 0 | 0 | 0 | 0 | 0 | 0
| Civic Offices | Services LED light fitting | 1701289 | 8404210 | 5.8 | Electrical installations | heat sink | Construction | 28.9503 | kg | 10 | 44 | 1 | FALSE | 1 | FALSE |  | 1.01 | 28.9503 | 173.7019 | 5536 | Window furniture/hardware, aluminium |  | 40 | B4B5 | 550.9139 | 1.8769e-05 | 3.7637 | 0.86196 | 0.27995 | 0.00048063 | 6888.564 | 126.279 | 3.6538
| Civic Offices | Services LED light fitting | 1701289 | 8404210 | 5.8 | Electrical installations | heat sink | Construction | 28.9503 | kg | 10 | 44 | 1 | FALSE | 1 | FALSE |  | 1.01 | 28.9503 | 173.7019 | 5536 | Window furniture/hardware, aluminium |  | 40 | D2 | 0 | 0 | 0 | 0 | 0 | 0 | 0 | 0 | 0
| Civic Offices | Services LED light fitting | 1701289 | 8404210 | 5.8 | Electrical installations | heat sink | Construction | 28.9503 | kg | 10 | 44 | 1 | FALSE | 1 | FALSE |  | 1.01 | 28.9503 | 173.7019 | 5536 | Window furniture/hardware, aluminium |  | 40 | D3 | 0 | 0 | 0 | 0 | 0 | 0 | 0 | 0 | 0
| Civic Offices | Services LED light fitting | 1701289 | 8404210 | 5.8 | Electrical installations | heat sink | Construction | 28.9503 | kg | 10 | 44 | 1 | FALSE | 1 | FALSE |  | 1.01 | 28.9503 | 173.7019 | 5536 | Window furniture/hardware, aluminium |  | 40 | D4 | 0 | 0 | 0 | 0 | 0 | 0 | 0 | 0 | 0
| Civic Offices | Services LED light fitting | 1701289 | 8404210 | 5.8 | Electrical installations | heat sink | Construction | 28.9503 | kg | 10 | 44 | 1 | FALSE | 1 | FALSE |  | 1.01 | 28.9503 | 173.7019 | 5536 | Window furniture/hardware, aluminium |  | 50 | B4B5 | 550.9139 | 1.8769e-05 | 3.7637 | 0.86196 | 0.27995 | 0.00048063 | 6888.564 | 126.279 | 3.6538
| Civic Offices | Services LED light fitting | 1701289 | 8404210 | 5.8 | Electrical installations | heat sink | Construction | 28.9503 | kg | 10 | 44 | 1 | FALSE | 1 | FALSE |  | 1.01 | 28.9503 | 173.7019 | 5536 | Window furniture/hardware, aluminium |  | 50 | D2 | 0 | 0 | 0 | 0 | 0 | 0 | 0 | 0 | 0
| Civic Offices | Services LED light fitting | 1701289 | 8404210 | 5.8 | Electrical installations | heat sink | Construction | 28.9503 | kg | 10 | 44 | 1 | FALSE | 1 | FALSE |  | 1.01 | 28.9503 | 173.7019 | 5536 | Window furniture/hardware, aluminium |  | 50 | D3 | 0 | 0 | 0 | 0 | 0 | 0 | 0 | 0 | 0
| Civic Offices | Services LED light fitting | 1701289 | 8404210 | 5.8 | Electrical installations | heat sink | Construction | 28.9503 | kg | 10 | 44 | 1 | FALSE | 1 | FALSE |  | 1.01 | 28.9503 | 173.7019 | 5536 | Window furniture/hardware, aluminium |  | 50 | D4 | 0 | 0 | 0 | 0 | 0 | 0 | 0 | 0 | 0
| Civic Offices | Services LED light fitting | 1701289 | 8404211 | 5.8 | Electrical installations | glass bulb | Construction | 8.3948 | kg | 10 | 44 | 1 | FALSE | 1 | FALSE |  | 1.05 | 8.3948 | 50.3688 | 5490 | General glazing, glass (toughened) |  | 0 | A1A3 | 9.9015 | 9.1295e-07 | 0.094017 | 0.011855 | 0.0056942 | 6.2869e-05 | 121.2538 | 68.5113 | 0.048269
| Civic Offices | Services LED light fitting | 1701289 | 8404211 | 5.8 | Electrical installations | glass bulb | Construction | 8.3948 | kg | 10 | 44 | 1 | FALSE | 1 | FALSE |  | 1.05 | 8.3948 | 50.3688 | 5490 | General glazing, glass (toughened) |  | 0 | A4 | 0.21223 | 3.9065e-08 | 0.00070968 | 0.00018725 | 0.0001238 | 5.5893e-07 | 3.2051 | 0.39601 | 0.00087929
| Civic Offices | Services LED light fitting | 1701289 | 8404211 | 5.8 | Electrical installations | glass bulb | Construction | 8.3948 | kg | 10 | 44 | 1 | FALSE | 1 | FALSE |  | 1.05 | 8.3948 | 50.3688 | 5490 | General glazing, glass (toughened) |  | 0 | A5 | 0.00065373 | 2.2536e-10 | 5.0348e-06 | 1.2432e-06 | 8.6974e-07 | 7.0667e-10 | 0.018987 | 0.062961 | 0
| Civic Offices | Services LED light fitting | 1701289 | 8404211 | 5.8 | Electrical installations | glass bulb | Construction | 8.3948 | kg | 10 | 44 | 1 | FALSE | 1 | FALSE |  | 1.05 | 8.3948 | 50.3688 | 5490 | General glazing, glass (toughened) |  | 0 | D2 | 0 | 0 | 0 | 0 | 0 | 0 | 0 | 0 | 0
| Civic Offices | Services LED light fitting | 1701289 | 8404211 | 5.8 | Electrical installations | glass bulb | Construction | 8.3948 | kg | 10 | 44 | 1 | FALSE | 1 | FALSE |  | 1.05 | 8.3948 | 50.3688 | 5490 | General glazing, glass (toughened) |  | 0 | D3 | 0 | 0 | 0 | 0 | 0 | 0 | 0 | 0 | 0
| Civic Offices | Services LED light fitting | 1701289 | 8404211 | 5.8 | Electrical installations | glass bulb | Construction | 8.3948 | kg | 10 | 44 | 1 | FALSE | 1 | FALSE |  | 1.05 | 8.3948 | 50.3688 | 5490 | General glazing, glass (toughened) |  | 0 | D4 | 0 | 0 | 0 | 0 | 0 | 0 | 0 | 0 | 0
| Civic Offices | Services LED light fitting | 1701289 | 8404211 | 5.8 | Electrical installations | glass bulb | Construction | 8.3948 | kg | 10 | 44 | 1 | FALSE | 1 | FALSE |  | 1.05 | 8.3948 | 50.3688 | 5490 | General glazing, glass (toughened) |  | 60 | C2 | 0 | 0 | 0 | 0 | 0 | 0 | 0 | 0 | 0
| Civic Offices | Services LED light fitting | 1701289 | 8404211 | 5.8 | Electrical installations | glass bulb | Construction | 8.3948 | kg | 10 | 44 | 1 | FALSE | 1 | FALSE |  | 1.05 | 8.3948 | 50.3688 | 5490 | General glazing, glass (toughened) |  | 60 | C4 | 0.013075 | 4.5071e-09 | 0.0001007 | 2.4864e-05 | 1.7395e-05 | 1.4133e-08 | 0.37975 | 1.2592 | 0.0012325
| Civic Offices | Services LED light fitting | 1701289 | 8404211 | 5.8 | Electrical installations | glass bulb | Construction | 8.3948 | kg | 10 | 44 | 1 | FALSE | 1 | FALSE |  | 1.05 | 8.3948 | 50.3688 | 5490 | General glazing, glass (toughened) |  | 60 | D2 | 0 | 0 | 0 | 0 | 0 | 0 | 0 | 0 | 0
| Civic Offices | Services LED light fitting | 1701289 | 8404211 | 5.8 | Electrical installations | glass bulb | Construction | 8.3948 | kg | 10 | 44 | 1 | FALSE | 1 | FALSE |  | 1.05 | 8.3948 | 50.3688 | 5490 | General glazing, glass (toughened) |  | 60 | D3 | 0 | 0 | 0 | 0 | 0 | 0 | 0 | 0 | 0
| Civic Offices | Services LED light fitting | 1701289 | 8404211 | 5.8 | Electrical installations | glass bulb | Construction | 8.3948 | kg | 10 | 44 | 1 | FALSE | 1 | FALSE |  | 1.05 | 8.3948 | 50.3688 | 5490 | General glazing, glass (toughened) |  | 60 | D4 | 0 | 0 | 0 | 0 | 0 | 0 | 0 | 0 | 0
| Civic Offices | Services LED light fitting | 1701289 | 8404211 | 5.8 | Electrical installations | glass bulb | Construction | 8.3948 | kg | 10 | 44 | 1 | FALSE | 1 | FALSE |  | 1.05 | 8.3948 | 50.3688 | 5490 | General glazing, glass (toughened) |  | 10 | B4B5 | 10.1275 | 9.5674e-07 | 0.094833 | 0.012068 | 0.0058363 | 6.3443e-05 | 124.8576 | 70.2295 | 0.049148
| Civic Offices | Services LED light fitting | 1701289 | 8404211 | 5.8 | Electrical installations | glass bulb | Construction | 8.3948 | kg | 10 | 44 | 1 | FALSE | 1 | FALSE |  | 1.05 | 8.3948 | 50.3688 | 5490 | General glazing, glass (toughened) |  | 10 | D2 | 0 | 0 | 0 | 0 | 0 | 0 | 0 | 0 | 0
| Civic Offices | Services LED light fitting | 1701289 | 8404211 | 5.8 | Electrical installations | glass bulb | Construction | 8.3948 | kg | 10 | 44 | 1 | FALSE | 1 | FALSE |  | 1.05 | 8.3948 | 50.3688 | 5490 | General glazing, glass (toughened) |  | 10 | D3 | 0 | 0 | 0 | 0 | 0 | 0 | 0 | 0 | 0
| Civic Offices | Services LED light fitting | 1701289 | 8404211 | 5.8 | Electrical installations | glass bulb | Construction | 8.3948 | kg | 10 | 44 | 1 | FALSE | 1 | FALSE |  | 1.05 | 8.3948 | 50.3688 | 5490 | General glazing, glass (toughened) |  | 10 | D4 | 0 | 0 | 0 | 0 | 0 | 0 | 0 | 0 | 0
| Civic Offices | Services LED light fitting | 1701289 | 8404211 | 5.8 | Electrical installations | glass bulb | Construction | 8.3948 | kg | 10 | 44 | 1 | FALSE | 1 | FALSE |  | 1.05 | 8.3948 | 50.3688 | 5490 | General glazing, glass (toughened) |  | 20 | B4B5 | 10.1275 | 9.5674e-07 | 0.094833 | 0.012068 | 0.0058363 | 6.3443e-05 | 124.8576 | 70.2295 | 0.049148
| Civic Offices | Services LED light fitting | 1701289 | 8404211 | 5.8 | Electrical installations | glass bulb | Construction | 8.3948 | kg | 10 | 44 | 1 | FALSE | 1 | FALSE |  | 1.05 | 8.3948 | 50.3688 | 5490 | General glazing, glass (toughened) |  | 20 | D2 | 0 | 0 | 0 | 0 | 0 | 0 | 0 | 0 | 0
| Civic Offices | Services LED light fitting | 1701289 | 8404211 | 5.8 | Electrical installations | glass bulb | Construction | 8.3948 | kg | 10 | 44 | 1 | FALSE | 1 | FALSE |  | 1.05 | 8.3948 | 50.3688 | 5490 | General glazing, glass (toughened) |  | 20 | D3 | 0 | 0 | 0 | 0 | 0 | 0 | 0 | 0 | 0
| Civic Offices | Services LED light fitting | 1701289 | 8404211 | 5.8 | Electrical installations | glass bulb | Construction | 8.3948 | kg | 10 | 44 | 1 | FALSE | 1 | FALSE |  | 1.05 | 8.3948 | 50.3688 | 5490 | General glazing, glass (toughened) |  | 20 | D4 | 0 | 0 | 0 | 0 | 0 | 0 | 0 | 0 | 0
| Civic Offices | Services LED light fitting | 1701289 | 8404211 | 5.8 | Electrical installations | glass bulb | Construction | 8.3948 | kg | 10 | 44 | 1 | FALSE | 1 | FALSE |  | 1.05 | 8.3948 | 50.3688 | 5490 | General glazing, glass (toughened) |  | 30 | B4B5 | 10.1275 | 9.5674e-07 | 0.094833 | 0.012068 | 0.0058363 | 6.3443e-05 | 124.8576 | 70.2295 | 0.049148
| Civic Offices | Services LED light fitting | 1701289 | 8404211 | 5.8 | Electrical installations | glass bulb | Construction | 8.3948 | kg | 10 | 44 | 1 | FALSE | 1 | FALSE |  | 1.05 | 8.3948 | 50.3688 | 5490 | General glazing, glass (toughened) |  | 30 | D2 | 0 | 0 | 0 | 0 | 0 | 0 | 0 | 0 | 0
| Civic Offices | Services LED light fitting | 1701289 | 8404211 | 5.8 | Electrical installations | glass bulb | Construction | 8.3948 | kg | 10 | 44 | 1 | FALSE | 1 | FALSE |  | 1.05 | 8.3948 | 50.3688 | 5490 | General glazing, glass (toughened) |  | 30 | D3 | 0 | 0 | 0 | 0 | 0 | 0 | 0 | 0 | 0
| Civic Offices | Services LED light fitting | 1701289 | 8404211 | 5.8 | Electrical installations | glass bulb | Construction | 8.3948 | kg | 10 | 44 | 1 | FALSE | 1 | FALSE |  | 1.05 | 8.3948 | 50.3688 | 5490 | General glazing, glass (toughened) |  | 30 | D4 | 0 | 0 | 0 | 0 | 0 | 0 | 0 | 0 | 0
| Civic Offices | Services LED light fitting | 1701289 | 8404211 | 5.8 | Electrical installations | glass bulb | Construction | 8.3948 | kg | 10 | 44 | 1 | FALSE | 1 | FALSE |  | 1.05 | 8.3948 | 50.3688 | 5490 | General glazing, glass (toughened) |  | 40 | B4B5 | 10.1275 | 9.5674e-07 | 0.094833 | 0.012068 | 0.0058363 | 6.3443e-05 | 124.8576 | 70.2295 | 0.049148
| Civic Offices | Services LED light fitting | 1701289 | 8404211 | 5.8 | Electrical installations | glass bulb | Construction | 8.3948 | kg | 10 | 44 | 1 | FALSE | 1 | FALSE |  | 1.05 | 8.3948 | 50.3688 | 5490 | General glazing, glass (toughened) |  | 40 | D2 | 0 | 0 | 0 | 0 | 0 | 0 | 0 | 0 | 0
| Civic Offices | Services LED light fitting | 1701289 | 8404211 | 5.8 | Electrical installations | glass bulb | Construction | 8.3948 | kg | 10 | 44 | 1 | FALSE | 1 | FALSE |  | 1.05 | 8.3948 | 50.3688 | 5490 | General glazing, glass (toughened) |  | 40 | D3 | 0 | 0 | 0 | 0 | 0 | 0 | 0 | 0 | 0
| Civic Offices | Services LED light fitting | 1701289 | 8404211 | 5.8 | Electrical installations | glass bulb | Construction | 8.3948 | kg | 10 | 44 | 1 | FALSE | 1 | FALSE |  | 1.05 | 8.3948 | 50.3688 | 5490 | General glazing, glass (toughened) |  | 40 | D4 | 0 | 0 | 0 | 0 | 0 | 0 | 0 | 0 | 0
| Civic Offices | Services LED light fitting | 1701289 | 8404211 | 5.8 | Electrical installations | glass bulb | Construction | 8.3948 | kg | 10 | 44 | 1 | FALSE | 1 | FALSE |  | 1.05 | 8.3948 | 50.3688 | 5490 | General glazing, glass (toughened) |  | 50 | B4B5 | 10.1275 | 9.5674e-07 | 0.094833 | 0.012068 | 0.0058363 | 6.3443e-05 | 124.8576 | 70.2295 | 0.049148
| Civic Offices | Services LED light fitting | 1701289 | 8404211 | 5.8 | Electrical installations | glass bulb | Construction | 8.3948 | kg | 10 | 44 | 1 | FALSE | 1 | FALSE |  | 1.05 | 8.3948 | 50.3688 | 5490 | General glazing, glass (toughened) |  | 50 | D2 | 0 | 0 | 0 | 0 | 0 | 0 | 0 | 0 | 0
| Civic Offices | Services LED light fitting | 1701289 | 8404211 | 5.8 | Electrical installations | glass bulb | Construction | 8.3948 | kg | 10 | 44 | 1 | FALSE | 1 | FALSE |  | 1.05 | 8.3948 | 50.3688 | 5490 | General glazing, glass (toughened) |  | 50 | D3 | 0 | 0 | 0 | 0 | 0 | 0 | 0 | 0 | 0
| Civic Offices | Services LED light fitting | 1701289 | 8404211 | 5.8 | Electrical installations | glass bulb | Construction | 8.3948 | kg | 10 | 44 | 1 | FALSE | 1 | FALSE |  | 1.05 | 8.3948 | 50.3688 | 5490 | General glazing, glass (toughened) |  | 50 | D4 | 0 | 0 | 0 | 0 | 0 | 0 | 0 | 0 | 0
| Civic Offices | Services LED light fitting | 1701289 | 8404212 | 5.8 | Electrical installations | connectors | Construction | 0.39228 | kg | 10 | 44 | 1 | FALSE | 1 | FALSE |  | 1.05 | 0.39228 | 2.3537 | 5014 | Cladding sheet (angle seamed), copper |  | 0 | A1A3 | 2.8359 | 2.3568e-06 | 0.14423 | 0.096277 | 0.0079724 | 0.00065617 | 43.0297 | 8.3999 | 0.090649
| Civic Offices | Services LED light fitting | 1701289 | 8404212 | 5.8 | Electrical installations | connectors | Construction | 0.39228 | kg | 10 | 44 | 1 | FALSE | 1 | FALSE |  | 1.05 | 0.39228 | 2.3537 | 5014 | Cladding sheet (angle seamed), copper |  | 0 | A4 | 0.0080701 | 1.45e-09 | 2.6424e-05 | 7.142e-06 | 4.5079e-06 | 2.8144e-08 | 0.1203 | 0.018369 | 3.321e-05
| Civic Offices | Services LED light fitting | 1701289 | 8404212 | 5.8 | Electrical installations | connectors | Construction | 0.39228 | kg | 10 | 44 | 1 | FALSE | 1 | FALSE |  | 1.05 | 0.39228 | 2.3537 | 5014 | Cladding sheet (angle seamed), copper |  | 0 | A5 | 1.0195e-05 | 2.6697e-12 | 7.1295e-08 | 2.3427e-08 | 1.1831e-08 | 1.4382e-11 | 0.00024994 | 0.0029421 | 0
| Civic Offices | Services LED light fitting | 1701289 | 8404212 | 5.8 | Electrical installations | connectors | Construction | 0.39228 | kg | 10 | 44 | 1 | FALSE | 1 | FALSE |  | 1.05 | 0.39228 | 2.3537 | 5014 | Cladding sheet (angle seamed), copper |  | 0 | D2 | 0 | 0 | 0 | 0 | 0 | 0 | 0 | 0 | 0
| Civic Offices | Services LED light fitting | 1701289 | 8404212 | 5.8 | Electrical installations | connectors | Construction | 0.39228 | kg | 10 | 44 | 1 | FALSE | 1 | FALSE |  | 1.05 | 0.39228 | 2.3537 | 5014 | Cladding sheet (angle seamed), copper |  | 0 | D3 | 0 | 0 | 0 | 0 | 0 | 0 | 0 | 0 | 0
| Civic Offices | Services LED light fitting | 1701289 | 8404212 | 5.8 | Electrical installations | connectors | Construction | 0.39228 | kg | 10 | 44 | 1 | FALSE | 1 | FALSE |  | 1.05 | 0.39228 | 2.3537 | 5014 | Cladding sheet (angle seamed), copper |  | 0 | D4 | 0 | 0 | 0 | 0 | 0 | 0 | 0 | 0 | 0
| Civic Offices | Services LED light fitting | 1701289 | 8404212 | 5.8 | Electrical installations | connectors | Construction | 0.39228 | kg | 10 | 44 | 1 | FALSE | 1 | FALSE |  | 1.05 | 0.39228 | 2.3537 | 5014 | Cladding sheet (angle seamed), copper |  | 60 | C2 | 0 | 0 | 0 | 0 | 0 | 0 | 0 | 0 | 0
| Civic Offices | Services LED light fitting | 1701289 | 8404212 | 5.8 | Electrical installations | connectors | Construction | 0.39228 | kg | 10 | 44 | 1 | FALSE | 1 | FALSE |  | 1.05 | 0.39228 | 2.3537 | 5014 | Cladding sheet (angle seamed), copper |  | 60 | C4 | 0.00020391 | 5.3394e-11 | 1.4259e-06 | 4.6855e-07 | 2.3661e-07 | 2.8764e-10 | 0.0049989 | 0.058842 | 1.0226e-05
| Civic Offices | Services LED light fitting | 1701289 | 8404212 | 5.8 | Electrical installations | connectors | Construction | 0.39228 | kg | 10 | 44 | 1 | FALSE | 1 | FALSE |  | 1.05 | 0.39228 | 2.3537 | 5014 | Cladding sheet (angle seamed), copper |  | 60 | D2 | 0 | 0 | 0 | 0 | 0 | 0 | 0 | 0 | 0
| Civic Offices | Services LED light fitting | 1701289 | 8404212 | 5.8 | Electrical installations | connectors | Construction | 0.39228 | kg | 10 | 44 | 1 | FALSE | 1 | FALSE |  | 1.05 | 0.39228 | 2.3537 | 5014 | Cladding sheet (angle seamed), copper |  | 60 | D3 | 0 | 0 | 0 | 0 | 0 | 0 | 0 | 0 | 0
| Civic Offices | Services LED light fitting | 1701289 | 8404212 | 5.8 | Electrical installations | connectors | Construction | 0.39228 | kg | 10 | 44 | 1 | FALSE | 1 | FALSE |  | 1.05 | 0.39228 | 2.3537 | 5014 | Cladding sheet (angle seamed), copper |  | 60 | D4 | 0 | 0 | 0 | 0 | 0 | 0 | 0 | 0 | 0
| Civic Offices | Services LED light fitting | 1701289 | 8404212 | 5.8 | Electrical installations | connectors | Construction | 0.39228 | kg | 10 | 44 | 1 | FALSE | 1 | FALSE |  | 1.05 | 0.39228 | 2.3537 | 5014 | Cladding sheet (angle seamed), copper |  | 10 | B4B5 | 2.8442 | 2.3583e-06 | 0.14426 | 0.096285 | 0.0079772 | 0.0006562 | 43.1552 | 8.48 | 0.090682
| Civic Offices | Services LED light fitting | 1701289 | 8404212 | 5.8 | Electrical installations | connectors | Construction | 0.39228 | kg | 10 | 44 | 1 | FALSE | 1 | FALSE |  | 1.05 | 0.39228 | 2.3537 | 5014 | Cladding sheet (angle seamed), copper |  | 10 | D2 | 0 | 0 | 0 | 0 | 0 | 0 | 0 | 0 | 0
| Civic Offices | Services LED light fitting | 1701289 | 8404212 | 5.8 | Electrical installations | connectors | Construction | 0.39228 | kg | 10 | 44 | 1 | FALSE | 1 | FALSE |  | 1.05 | 0.39228 | 2.3537 | 5014 | Cladding sheet (angle seamed), copper |  | 10 | D3 | 0 | 0 | 0 | 0 | 0 | 0 | 0 | 0 | 0
| Civic Offices | Services LED light fitting | 1701289 | 8404212 | 5.8 | Electrical installations | connectors | Construction | 0.39228 | kg | 10 | 44 | 1 | FALSE | 1 | FALSE |  | 1.05 | 0.39228 | 2.3537 | 5014 | Cladding sheet (angle seamed), copper |  | 10 | D4 | 0 | 0 | 0 | 0 | 0 | 0 | 0 | 0 | 0
| Civic Offices | Services LED light fitting | 1701289 | 8404212 | 5.8 | Electrical installations | connectors | Construction | 0.39228 | kg | 10 | 44 | 1 | FALSE | 1 | FALSE |  | 1.05 | 0.39228 | 2.3537 | 5014 | Cladding sheet (angle seamed), copper |  | 20 | B4B5 | 2.8442 | 2.3583e-06 | 0.14426 | 0.096285 | 0.0079772 | 0.0006562 | 43.1552 | 8.48 | 0.090682
| Civic Offices | Services LED light fitting | 1701289 | 8404212 | 5.8 | Electrical installations | connectors | Construction | 0.39228 | kg | 10 | 44 | 1 | FALSE | 1 | FALSE |  | 1.05 | 0.39228 | 2.3537 | 5014 | Cladding sheet (angle seamed), copper |  | 20 | D2 | 0 | 0 | 0 | 0 | 0 | 0 | 0 | 0 | 0
| Civic Offices | Services LED light fitting | 1701289 | 8404212 | 5.8 | Electrical installations | connectors | Construction | 0.39228 | kg | 10 | 44 | 1 | FALSE | 1 | FALSE |  | 1.05 | 0.39228 | 2.3537 | 5014 | Cladding sheet (angle seamed), copper |  | 20 | D3 | 0 | 0 | 0 | 0 | 0 | 0 | 0 | 0 | 0
| Civic Offices | Services LED light fitting | 1701289 | 8404212 | 5.8 | Electrical installations | connectors | Construction | 0.39228 | kg | 10 | 44 | 1 | FALSE | 1 | FALSE |  | 1.05 | 0.39228 | 2.3537 | 5014 | Cladding sheet (angle seamed), copper |  | 20 | D4 | 0 | 0 | 0 | 0 | 0 | 0 | 0 | 0 | 0
| Civic Offices | Services LED light fitting | 1701289 | 8404212 | 5.8 | Electrical installations | connectors | Construction | 0.39228 | kg | 10 | 44 | 1 | FALSE | 1 | FALSE |  | 1.05 | 0.39228 | 2.3537 | 5014 | Cladding sheet (angle seamed), copper |  | 30 | B4B5 | 2.8442 | 2.3583e-06 | 0.14426 | 0.096285 | 0.0079772 | 0.0006562 | 43.1552 | 8.48 | 0.090682
| Civic Offices | Services LED light fitting | 1701289 | 8404212 | 5.8 | Electrical installations | connectors | Construction | 0.39228 | kg | 10 | 44 | 1 | FALSE | 1 | FALSE |  | 1.05 | 0.39228 | 2.3537 | 5014 | Cladding sheet (angle seamed), copper |  | 30 | D2 | 0 | 0 | 0 | 0 | 0 | 0 | 0 | 0 | 0
| Civic Offices | Services LED light fitting | 1701289 | 8404212 | 5.8 | Electrical installations | connectors | Construction | 0.39228 | kg | 10 | 44 | 1 | FALSE | 1 | FALSE |  | 1.05 | 0.39228 | 2.3537 | 5014 | Cladding sheet (angle seamed), copper |  | 30 | D3 | 0 | 0 | 0 | 0 | 0 | 0 | 0 | 0 | 0
| Civic Offices | Services LED light fitting | 1701289 | 8404212 | 5.8 | Electrical installations | connectors | Construction | 0.39228 | kg | 10 | 44 | 1 | FALSE | 1 | FALSE |  | 1.05 | 0.39228 | 2.3537 | 5014 | Cladding sheet (angle seamed), copper |  | 30 | D4 | 0 | 0 | 0 | 0 | 0 | 0 | 0 | 0 | 0
| Civic Offices | Services LED light fitting | 1701289 | 8404212 | 5.8 | Electrical installations | connectors | Construction | 0.39228 | kg | 10 | 44 | 1 | FALSE | 1 | FALSE |  | 1.05 | 0.39228 | 2.3537 | 5014 | Cladding sheet (angle seamed), copper |  | 40 | B4B5 | 2.8442 | 2.3583e-06 | 0.14426 | 0.096285 | 0.0079772 | 0.0006562 | 43.1552 | 8.48 | 0.090682
| Civic Offices | Services LED light fitting | 1701289 | 8404212 | 5.8 | Electrical installations | connectors | Construction | 0.39228 | kg | 10 | 44 | 1 | FALSE | 1 | FALSE |  | 1.05 | 0.39228 | 2.3537 | 5014 | Cladding sheet (angle seamed), copper |  | 40 | D2 | 0 | 0 | 0 | 0 | 0 | 0 | 0 | 0 | 0
| Civic Offices | Services LED light fitting | 1701289 | 8404212 | 5.8 | Electrical installations | connectors | Construction | 0.39228 | kg | 10 | 44 | 1 | FALSE | 1 | FALSE |  | 1.05 | 0.39228 | 2.3537 | 5014 | Cladding sheet (angle seamed), copper |  | 40 | D3 | 0 | 0 | 0 | 0 | 0 | 0 | 0 | 0 | 0
| Civic Offices | Services LED light fitting | 1701289 | 8404212 | 5.8 | Electrical installations | connectors | Construction | 0.39228 | kg | 10 | 44 | 1 | FALSE | 1 | FALSE |  | 1.05 | 0.39228 | 2.3537 | 5014 | Cladding sheet (angle seamed), copper |  | 40 | D4 | 0 | 0 | 0 | 0 | 0 | 0 | 0 | 0 | 0
| Civic Offices | Services LED light fitting | 1701289 | 8404212 | 5.8 | Electrical installations | connectors | Construction | 0.39228 | kg | 10 | 44 | 1 | FALSE | 1 | FALSE |  | 1.05 | 0.39228 | 2.3537 | 5014 | Cladding sheet (angle seamed), copper |  | 50 | B4B5 | 2.8442 | 2.3583e-06 | 0.14426 | 0.096285 | 0.0079772 | 0.0006562 | 43.1552 | 8.48 | 0.090682
| Civic Offices | Services LED light fitting | 1701289 | 8404212 | 5.8 | Electrical installations | connectors | Construction | 0.39228 | kg | 10 | 44 | 1 | FALSE | 1 | FALSE |  | 1.05 | 0.39228 | 2.3537 | 5014 | Cladding sheet (angle seamed), copper |  | 50 | D2 | 0 | 0 | 0 | 0 | 0 | 0 | 0 | 0 | 0
| Civic Offices | Services LED light fitting | 1701289 | 8404212 | 5.8 | Electrical installations | connectors | Construction | 0.39228 | kg | 10 | 44 | 1 | FALSE | 1 | FALSE |  | 1.05 | 0.39228 | 2.3537 | 5014 | Cladding sheet (angle seamed), copper |  | 50 | D3 | 0 | 0 | 0 | 0 | 0 | 0 | 0 | 0 | 0
| Civic Offices | Services LED light fitting | 1701289 | 8404212 | 5.8 | Electrical installations | connectors | Construction | 0.39228 | kg | 10 | 44 | 1 | FALSE | 1 | FALSE |  | 1.05 | 0.39228 | 2.3537 | 5014 | Cladding sheet (angle seamed), copper |  | 50 | D4 | 0 | 0 | 0 | 0 | 0 | 0 | 0 | 0 | 0
| Civic Offices | Services LED light fitting | 1701289 | 8404213 | 5.8 | Electrical installations | insulator | Construction | 13.5729 | kg | 10 | 44 | 1 | FALSE | 1 | FALSE |  | 1.1 | 13.5729 | 81.4375 | 5052 | Membrane (breather), polypropylene |  | 0 | A1A3 | 82.0183 | 1.873e-06 | 0.46193 | 0.13283 | 0.054878 | 9.624e-05 | 1785.6505 | 7.0849 | 0.40465
| Civic Offices | Services LED light fitting | 1701289 | 8404213 | 5.8 | Electrical installations | insulator | Construction | 13.5729 | kg | 10 | 44 | 1 | FALSE | 1 | FALSE |  | 1.1 | 13.5729 | 81.4375 | 5052 | Membrane (breather), polypropylene |  | 0 | A4 | 0.28288 | 5.0826e-08 | 0.00092624 | 0.00025035 | 0.00015802 | 9.8653e-07 | 4.2168 | 0.64387 | 0.0011641
| Civic Offices | Services LED light fitting | 1701289 | 8404213 | 5.8 | Electrical installations | insulator | Construction | 13.5729 | kg | 10 | 44 | 1 | FALSE | 1 | FALSE |  | 1.1 | 13.5729 | 81.4375 | 5052 | Membrane (breather), polypropylene |  | 0 | A5 | 0.035773 | 1.1378e-09 | 3.2939e-05 | 0.0030012 | 1.0929e-05 | 6.357e-09 | 0.10412 | 0.21717 | 0
| Civic Offices | Services LED light fitting | 1701289 | 8404213 | 5.8 | Electrical installations | insulator | Construction | 13.5729 | kg | 10 | 44 | 1 | FALSE | 1 | FALSE |  | 1.1 | 13.5729 | 81.4375 | 5052 | Membrane (breather), polypropylene |  | 0 | D2 | 0 | 0 | 0 | 0 | 0 | 0 | 0 | 0 | 0
| Civic Offices | Services LED light fitting | 1701289 | 8404213 | 5.8 | Electrical installations | insulator | Construction | 13.5729 | kg | 10 | 44 | 1 | FALSE | 1 | FALSE |  | 1.1 | 13.5729 | 81.4375 | 5052 | Membrane (breather), polypropylene |  | 0 | D3 | 0 | 0 | 0 | 0 | 0 | 0 | 0 | 0 | 0
| Civic Offices | Services LED light fitting | 1701289 | 8404213 | 5.8 | Electrical installations | insulator | Construction | 13.5729 | kg | 10 | 44 | 1 | FALSE | 1 | FALSE |  | 1.1 | 13.5729 | 81.4375 | 5052 | Membrane (breather), polypropylene |  | 0 | D4 | 0 | 0 | 0 | 0 | 0 | 0 | 0 | 0 | 0
| Civic Offices | Services LED light fitting | 1701289 | 8404213 | 5.8 | Electrical installations | insulator | Construction | 13.5729 | kg | 10 | 44 | 1 | FALSE | 1 | FALSE |  | 1.1 | 13.5729 | 81.4375 | 5052 | Membrane (breather), polypropylene |  | 60 | C2 | 0 | 0 | 0 | 0 | 0 | 0 | 0 | 0 | 0
| Civic Offices | Services LED light fitting | 1701289 | 8404213 | 5.8 | Electrical installations | insulator | Construction | 13.5729 | kg | 10 | 44 | 1 | FALSE | 1 | FALSE |  | 1.1 | 13.5729 | 81.4375 | 5052 | Membrane (breather), polypropylene |  | 60 | C4 | 0.35773 | 1.1378e-08 | 0.00032939 | 0.030012 | 0.00010929 | 6.357e-08 | 1.0412 | 2.1717 | 0.010071
| Civic Offices | Services LED light fitting | 1701289 | 8404213 | 5.8 | Electrical installations | insulator | Construction | 13.5729 | kg | 10 | 44 | 1 | FALSE | 1 | FALSE |  | 1.1 | 13.5729 | 81.4375 | 5052 | Membrane (breather), polypropylene |  | 60 | D2 | 0 | 0 | 0 | 0 | 0 | 0 | 0 | 0 | 0
| Civic Offices | Services LED light fitting | 1701289 | 8404213 | 5.8 | Electrical installations | insulator | Construction | 13.5729 | kg | 10 | 44 | 1 | FALSE | 1 | FALSE |  | 1.1 | 13.5729 | 81.4375 | 5052 | Membrane (breather), polypropylene |  | 60 | D3 | 0 | 0 | 0 | 0 | 0 | 0 | 0 | 0 | 0
| Civic Offices | Services LED light fitting | 1701289 | 8404213 | 5.8 | Electrical installations | insulator | Construction | 13.5729 | kg | 10 | 44 | 1 | FALSE | 1 | FALSE |  | 1.1 | 13.5729 | 81.4375 | 5052 | Membrane (breather), polypropylene |  | 60 | D4 | 0 | 0 | 0 | 0 | 0 | 0 | 0 | 0 | 0
| Civic Offices | Services LED light fitting | 1701289 | 8404213 | 5.8 | Electrical installations | insulator | Construction | 13.5729 | kg | 10 | 44 | 1 | FALSE | 1 | FALSE |  | 1.1 | 13.5729 | 81.4375 | 5052 | Membrane (breather), polypropylene |  | 10 | B4B5 | 82.6947 | 1.9363e-06 | 0.46322 | 0.1661 | 0.055156 | 9.7296e-05 | 1791.0126 | 10.1176 | 0.40581
| Civic Offices | Services LED light fitting | 1701289 | 8404213 | 5.8 | Electrical installations | insulator | Construction | 13.5729 | kg | 10 | 44 | 1 | FALSE | 1 | FALSE |  | 1.1 | 13.5729 | 81.4375 | 5052 | Membrane (breather), polypropylene |  | 10 | D2 | 0 | 0 | 0 | 0 | 0 | 0 | 0 | 0 | 0
| Civic Offices | Services LED light fitting | 1701289 | 8404213 | 5.8 | Electrical installations | insulator | Construction | 13.5729 | kg | 10 | 44 | 1 | FALSE | 1 | FALSE |  | 1.1 | 13.5729 | 81.4375 | 5052 | Membrane (breather), polypropylene |  | 10 | D3 | 0 | 0 | 0 | 0 | 0 | 0 | 0 | 0 | 0
| Civic Offices | Services LED light fitting | 1701289 | 8404213 | 5.8 | Electrical installations | insulator | Construction | 13.5729 | kg | 10 | 44 | 1 | FALSE | 1 | FALSE |  | 1.1 | 13.5729 | 81.4375 | 5052 | Membrane (breather), polypropylene |  | 10 | D4 | 0 | 0 | 0 | 0 | 0 | 0 | 0 | 0 | 0
| Civic Offices | Services LED light fitting | 1701289 | 8404213 | 5.8 | Electrical installations | insulator | Construction | 13.5729 | kg | 10 | 44 | 1 | FALSE | 1 | FALSE |  | 1.1 | 13.5729 | 81.4375 | 5052 | Membrane (breather), polypropylene |  | 20 | B4B5 | 82.6947 | 1.9363e-06 | 0.46322 | 0.1661 | 0.055156 | 9.7296e-05 | 1791.0126 | 10.1176 | 0.40581
| Civic Offices | Services LED light fitting | 1701289 | 8404213 | 5.8 | Electrical installations | insulator | Construction | 13.5729 | kg | 10 | 44 | 1 | FALSE | 1 | FALSE |  | 1.1 | 13.5729 | 81.4375 | 5052 | Membrane (breather), polypropylene |  | 20 | D2 | 0 | 0 | 0 | 0 | 0 | 0 | 0 | 0 | 0
| Civic Offices | Services LED light fitting | 1701289 | 8404213 | 5.8 | Electrical installations | insulator | Construction | 13.5729 | kg | 10 | 44 | 1 | FALSE | 1 | FALSE |  | 1.1 | 13.5729 | 81.4375 | 5052 | Membrane (breather), polypropylene |  | 20 | D3 | 0 | 0 | 0 | 0 | 0 | 0 | 0 | 0 | 0
| Civic Offices | Services LED light fitting | 1701289 | 8404213 | 5.8 | Electrical installations | insulator | Construction | 13.5729 | kg | 10 | 44 | 1 | FALSE | 1 | FALSE |  | 1.1 | 13.5729 | 81.4375 | 5052 | Membrane (breather), polypropylene |  | 20 | D4 | 0 | 0 | 0 | 0 | 0 | 0 | 0 | 0 | 0
| Civic Offices | Services LED light fitting | 1701289 | 8404213 | 5.8 | Electrical installations | insulator | Construction | 13.5729 | kg | 10 | 44 | 1 | FALSE | 1 | FALSE |  | 1.1 | 13.5729 | 81.4375 | 5052 | Membrane (breather), polypropylene |  | 30 | B4B5 | 82.6947 | 1.9363e-06 | 0.46322 | 0.1661 | 0.055156 | 9.7296e-05 | 1791.0126 | 10.1176 | 0.40581
| Civic Offices | Services LED light fitting | 1701289 | 8404213 | 5.8 | Electrical installations | insulator | Construction | 13.5729 | kg | 10 | 44 | 1 | FALSE | 1 | FALSE |  | 1.1 | 13.5729 | 81.4375 | 5052 | Membrane (breather), polypropylene |  | 30 | D2 | 0 | 0 | 0 | 0 | 0 | 0 | 0 | 0 | 0
| Civic Offices | Services LED light fitting | 1701289 | 8404213 | 5.8 | Electrical installations | insulator | Construction | 13.5729 | kg | 10 | 44 | 1 | FALSE | 1 | FALSE |  | 1.1 | 13.5729 | 81.4375 | 5052 | Membrane (breather), polypropylene |  | 30 | D3 | 0 | 0 | 0 | 0 | 0 | 0 | 0 | 0 | 0
| Civic Offices | Services LED light fitting | 1701289 | 8404213 | 5.8 | Electrical installations | insulator | Construction | 13.5729 | kg | 10 | 44 | 1 | FALSE | 1 | FALSE |  | 1.1 | 13.5729 | 81.4375 | 5052 | Membrane (breather), polypropylene |  | 30 | D4 | 0 | 0 | 0 | 0 | 0 | 0 | 0 | 0 | 0
| Civic Offices | Services LED light fitting | 1701289 | 8404213 | 5.8 | Electrical installations | insulator | Construction | 13.5729 | kg | 10 | 44 | 1 | FALSE | 1 | FALSE |  | 1.1 | 13.5729 | 81.4375 | 5052 | Membrane (breather), polypropylene |  | 40 | B4B5 | 82.6947 | 1.9363e-06 | 0.46322 | 0.1661 | 0.055156 | 9.7296e-05 | 1791.0126 | 10.1176 | 0.40581
| Civic Offices | Services LED light fitting | 1701289 | 8404213 | 5.8 | Electrical installations | insulator | Construction | 13.5729 | kg | 10 | 44 | 1 | FALSE | 1 | FALSE |  | 1.1 | 13.5729 | 81.4375 | 5052 | Membrane (breather), polypropylene |  | 40 | D2 | 0 | 0 | 0 | 0 | 0 | 0 | 0 | 0 | 0
| Civic Offices | Services LED light fitting | 1701289 | 8404213 | 5.8 | Electrical installations | insulator | Construction | 13.5729 | kg | 10 | 44 | 1 | FALSE | 1 | FALSE |  | 1.1 | 13.5729 | 81.4375 | 5052 | Membrane (breather), polypropylene |  | 40 | D3 | 0 | 0 | 0 | 0 | 0 | 0 | 0 | 0 | 0
| Civic Offices | Services LED light fitting | 1701289 | 8404213 | 5.8 | Electrical installations | insulator | Construction | 13.5729 | kg | 10 | 44 | 1 | FALSE | 1 | FALSE |  | 1.1 | 13.5729 | 81.4375 | 5052 | Membrane (breather), polypropylene |  | 40 | D4 | 0 | 0 | 0 | 0 | 0 | 0 | 0 | 0 | 0
| Civic Offices | Services LED light fitting | 1701289 | 8404213 | 5.8 | Electrical installations | insulator | Construction | 13.5729 | kg | 10 | 44 | 1 | FALSE | 1 | FALSE |  | 1.1 | 13.5729 | 81.4375 | 5052 | Membrane (breather), polypropylene |  | 50 | B4B5 | 82.6947 | 1.9363e-06 | 0.46322 | 0.1661 | 0.055156 | 9.7296e-05 | 1791.0126 | 10.1176 | 0.40581
| Civic Offices | Services LED light fitting | 1701289 | 8404213 | 5.8 | Electrical installations | insulator | Construction | 13.5729 | kg | 10 | 44 | 1 | FALSE | 1 | FALSE |  | 1.1 | 13.5729 | 81.4375 | 5052 | Membrane (breather), polypropylene |  | 50 | D2 | 0 | 0 | 0 | 0 | 0 | 0 | 0 | 0 | 0
| Civic Offices | Services LED light fitting | 1701289 | 8404213 | 5.8 | Electrical installations | insulator | Construction | 13.5729 | kg | 10 | 44 | 1 | FALSE | 1 | FALSE |  | 1.1 | 13.5729 | 81.4375 | 5052 | Membrane (breather), polypropylene |  | 50 | D3 | 0 | 0 | 0 | 0 | 0 | 0 | 0 | 0 | 0
| Civic Offices | Services LED light fitting | 1701289 | 8404213 | 5.8 | Electrical installations | insulator | Construction | 13.5729 | kg | 10 | 44 | 1 | FALSE | 1 | FALSE |  | 1.1 | 13.5729 | 81.4375 | 5052 | Membrane (breather), polypropylene |  | 50 | D4 | 0 | 0 | 0 | 0 | 0 | 0 | 0 | 0 | 0
| Civic Offices | Services LED light fitting | 1701289 | 8404214 | 5.8 | Electrical installations | plates | Construction | 9.5716 | kg | 10 | 44 | 1 | FALSE | 1 | FALSE |  | 1.05 | 9.5716 | 57.4299 | 5168 | Fencing (posts, square section), steel (galvanized) |  | 0 | A1A3 | 26.1148 | 1.7752e-06 | 0.4269 | 0.13326 | 0.025122 | 0.006158 | 351.5534 | 19.7321 | 0.5088
| Civic Offices | Services LED light fitting | 1701289 | 8404214 | 5.8 | Electrical installations | plates | Construction | 9.5716 | kg | 10 | 44 | 1 | FALSE | 1 | FALSE |  | 1.05 | 9.5716 | 57.4299 | 5168 | Fencing (posts, square section), steel (galvanized) |  | 0 | A4 | 0.41715 | 5.7723e-08 | 0.0019834 | 0.00036829 | 0.00026184 | 9.2898e-07 | 6.1034 | 1.7725 | 0.0016953
| Civic Offices | Services LED light fitting | 1701289 | 8404214 | 5.8 | Electrical installations | plates | Construction | 9.5716 | kg | 10 | 44 | 1 | FALSE | 1 | FALSE |  | 1.05 | 9.5716 | 57.4299 | 5168 | Fencing (posts, square section), steel (galvanized) |  | 0 | A5 | 0.00024877 | 6.5141e-11 | 1.7396e-06 | 5.7163e-07 | 2.8867e-07 | 3.5092e-10 | 0.0060986 | 0.071787 | 0
| Civic Offices | Services LED light fitting | 1701289 | 8404214 | 5.8 | Electrical installations | plates | Construction | 9.5716 | kg | 10 | 44 | 1 | FALSE | 1 | FALSE |  | 1.05 | 9.5716 | 57.4299 | 5168 | Fencing (posts, square section), steel (galvanized) |  | 0 | D2 | 0 | 0 | 0 | 0 | 0 | 0 | 0 | 0 | 0
| Civic Offices | Services LED light fitting | 1701289 | 8404214 | 5.8 | Electrical installations | plates | Construction | 9.5716 | kg | 10 | 44 | 1 | FALSE | 1 | FALSE |  | 1.05 | 9.5716 | 57.4299 | 5168 | Fencing (posts, square section), steel (galvanized) |  | 0 | D3 | 0 | 0 | 0 | 0 | 0 | 0 | 0 | 0 | 0
| Civic Offices | Services LED light fitting | 1701289 | 8404214 | 5.8 | Electrical installations | plates | Construction | 9.5716 | kg | 10 | 44 | 1 | FALSE | 1 | FALSE |  | 1.05 | 9.5716 | 57.4299 | 5168 | Fencing (posts, square section), steel (galvanized) |  | 0 | D4 | 0 | 0 | 0 | 0 | 0 | 0 | 0 | 0 | 0
| Civic Offices | Services LED light fitting | 1701289 | 8404214 | 5.8 | Electrical installations | plates | Construction | 9.5716 | kg | 10 | 44 | 1 | FALSE | 1 | FALSE |  | 1.05 | 9.5716 | 57.4299 | 5168 | Fencing (posts, square section), steel (galvanized) |  | 60 | C2 | 0 | 0 | 0 | 0 | 0 | 0 | 0 | 0 | 0
| Civic Offices | Services LED light fitting | 1701289 | 8404214 | 5.8 | Electrical installations | plates | Construction | 9.5716 | kg | 10 | 44 | 1 | FALSE | 1 | FALSE |  | 1.05 | 9.5716 | 57.4299 | 5168 | Fencing (posts, square section), steel (galvanized) |  | 60 | C4 | 0.0049753 | 1.3028e-09 | 3.4792e-05 | 1.1433e-05 | 5.7734e-06 | 7.0185e-09 | 0.12197 | 1.4357 | 0.00024951
| Civic Offices | Services LED light fitting | 1701289 | 8404214 | 5.8 | Electrical installations | plates | Construction | 9.5716 | kg | 10 | 44 | 1 | FALSE | 1 | FALSE |  | 1.05 | 9.5716 | 57.4299 | 5168 | Fencing (posts, square section), steel (galvanized) |  | 60 | D2 | 0 | 0 | 0 | 0 | 0 | 0 | 0 | 0 | 0
| Civic Offices | Services LED light fitting | 1701289 | 8404214 | 5.8 | Electrical installations | plates | Construction | 9.5716 | kg | 10 | 44 | 1 | FALSE | 1 | FALSE |  | 1.05 | 9.5716 | 57.4299 | 5168 | Fencing (posts, square section), steel (galvanized) |  | 60 | D3 | 0 | 0 | 0 | 0 | 0 | 0 | 0 | 0 | 0
| Civic Offices | Services LED light fitting | 1701289 | 8404214 | 5.8 | Electrical installations | plates | Construction | 9.5716 | kg | 10 | 44 | 1 | FALSE | 1 | FALSE |  | 1.05 | 9.5716 | 57.4299 | 5168 | Fencing (posts, square section), steel (galvanized) |  | 60 | D4 | 0 | 0 | 0 | 0 | 0 | 0 | 0 | 0 | 0
| Civic Offices | Services LED light fitting | 1701289 | 8404214 | 5.8 | Electrical installations | plates | Construction | 9.5716 | kg | 10 | 44 | 1 | FALSE | 1 | FALSE |  | 1.05 | 9.5716 | 57.4299 | 5168 | Fencing (posts, square section), steel (galvanized) |  | 10 | B4B5 | 26.5372 | 1.8343e-06 | 0.42892 | 0.13364 | 0.02539 | 0.0061589 | 357.7849 | 23.0121 | 0.5105
| Civic Offices | Services LED light fitting | 1701289 | 8404214 | 5.8 | Electrical installations | plates | Construction | 9.5716 | kg | 10 | 44 | 1 | FALSE | 1 | FALSE |  | 1.05 | 9.5716 | 57.4299 | 5168 | Fencing (posts, square section), steel (galvanized) |  | 10 | D2 | 0 | 0 | 0 | 0 | 0 | 0 | 0 | 0 | 0
| Civic Offices | Services LED light fitting | 1701289 | 8404214 | 5.8 | Electrical installations | plates | Construction | 9.5716 | kg | 10 | 44 | 1 | FALSE | 1 | FALSE |  | 1.05 | 9.5716 | 57.4299 | 5168 | Fencing (posts, square section), steel (galvanized) |  | 10 | D3 | 0 | 0 | 0 | 0 | 0 | 0 | 0 | 0 | 0
| Civic Offices | Services LED light fitting | 1701289 | 8404214 | 5.8 | Electrical installations | plates | Construction | 9.5716 | kg | 10 | 44 | 1 | FALSE | 1 | FALSE |  | 1.05 | 9.5716 | 57.4299 | 5168 | Fencing (posts, square section), steel (galvanized) |  | 10 | D4 | 0 | 0 | 0 | 0 | 0 | 0 | 0 | 0 | 0
| Civic Offices | Services LED light fitting | 1701289 | 8404214 | 5.8 | Electrical installations | plates | Construction | 9.5716 | kg | 10 | 44 | 1 | FALSE | 1 | FALSE |  | 1.05 | 9.5716 | 57.4299 | 5168 | Fencing (posts, square section), steel (galvanized) |  | 20 | B4B5 | 26.5372 | 1.8343e-06 | 0.42892 | 0.13364 | 0.02539 | 0.0061589 | 357.7849 | 23.0121 | 0.5105
| Civic Offices | Services LED light fitting | 1701289 | 8404214 | 5.8 | Electrical installations | plates | Construction | 9.5716 | kg | 10 | 44 | 1 | FALSE | 1 | FALSE |  | 1.05 | 9.5716 | 57.4299 | 5168 | Fencing (posts, square section), steel (galvanized) |  | 20 | D2 | 0 | 0 | 0 | 0 | 0 | 0 | 0 | 0 | 0
| Civic Offices | Services LED light fitting | 1701289 | 8404214 | 5.8 | Electrical installations | plates | Construction | 9.5716 | kg | 10 | 44 | 1 | FALSE | 1 | FALSE |  | 1.05 | 9.5716 | 57.4299 | 5168 | Fencing (posts, square section), steel (galvanized) |  | 20 | D3 | 0 | 0 | 0 | 0 | 0 | 0 | 0 | 0 | 0
| Civic Offices | Services LED light fitting | 1701289 | 8404214 | 5.8 | Electrical installations | plates | Construction | 9.5716 | kg | 10 | 44 | 1 | FALSE | 1 | FALSE |  | 1.05 | 9.5716 | 57.4299 | 5168 | Fencing (posts, square section), steel (galvanized) |  | 20 | D4 | 0 | 0 | 0 | 0 | 0 | 0 | 0 | 0 | 0
| Civic Offices | Services LED light fitting | 1701289 | 8404214 | 5.8 | Electrical installations | plates | Construction | 9.5716 | kg | 10 | 44 | 1 | FALSE | 1 | FALSE |  | 1.05 | 9.5716 | 57.4299 | 5168 | Fencing (posts, square section), steel (galvanized) |  | 30 | B4B5 | 26.5372 | 1.8343e-06 | 0.42892 | 0.13364 | 0.02539 | 0.0061589 | 357.7849 | 23.0121 | 0.5105
| Civic Offices | Services LED light fitting | 1701289 | 8404214 | 5.8 | Electrical installations | plates | Construction | 9.5716 | kg | 10 | 44 | 1 | FALSE | 1 | FALSE |  | 1.05 | 9.5716 | 57.4299 | 5168 | Fencing (posts, square section), steel (galvanized) |  | 30 | D2 | 0 | 0 | 0 | 0 | 0 | 0 | 0 | 0 | 0
| Civic Offices | Services LED light fitting | 1701289 | 8404214 | 5.8 | Electrical installations | plates | Construction | 9.5716 | kg | 10 | 44 | 1 | FALSE | 1 | FALSE |  | 1.05 | 9.5716 | 57.4299 | 5168 | Fencing (posts, square section), steel (galvanized) |  | 30 | D3 | 0 | 0 | 0 | 0 | 0 | 0 | 0 | 0 | 0
| Civic Offices | Services LED light fitting | 1701289 | 8404214 | 5.8 | Electrical installations | plates | Construction | 9.5716 | kg | 10 | 44 | 1 | FALSE | 1 | FALSE |  | 1.05 | 9.5716 | 57.4299 | 5168 | Fencing (posts, square section), steel (galvanized) |  | 30 | D4 | 0 | 0 | 0 | 0 | 0 | 0 | 0 | 0 | 0
| Civic Offices | Services LED light fitting | 1701289 | 8404214 | 5.8 | Electrical installations | plates | Construction | 9.5716 | kg | 10 | 44 | 1 | FALSE | 1 | FALSE |  | 1.05 | 9.5716 | 57.4299 | 5168 | Fencing (posts, square section), steel (galvanized) |  | 40 | B4B5 | 26.5372 | 1.8343e-06 | 0.42892 | 0.13364 | 0.02539 | 0.0061589 | 357.7849 | 23.0121 | 0.5105
| Civic Offices | Services LED light fitting | 1701289 | 8404214 | 5.8 | Electrical installations | plates | Construction | 9.5716 | kg | 10 | 44 | 1 | FALSE | 1 | FALSE |  | 1.05 | 9.5716 | 57.4299 | 5168 | Fencing (posts, square section), steel (galvanized) |  | 40 | D2 | 0 | 0 | 0 | 0 | 0 | 0 | 0 | 0 | 0
| Civic Offices | Services LED light fitting | 1701289 | 8404214 | 5.8 | Electrical installations | plates | Construction | 9.5716 | kg | 10 | 44 | 1 | FALSE | 1 | FALSE |  | 1.05 | 9.5716 | 57.4299 | 5168 | Fencing (posts, square section), steel (galvanized) |  | 40 | D3 | 0 | 0 | 0 | 0 | 0 | 0 | 0 | 0 | 0
| Civic Offices | Services LED light fitting | 1701289 | 8404214 | 5.8 | Electrical installations | plates | Construction | 9.5716 | kg | 10 | 44 | 1 | FALSE | 1 | FALSE |  | 1.05 | 9.5716 | 57.4299 | 5168 | Fencing (posts, square section), steel (galvanized) |  | 40 | D4 | 0 | 0 | 0 | 0 | 0 | 0 | 0 | 0 | 0
| Civic Offices | Services LED light fitting | 1701289 | 8404214 | 5.8 | Electrical installations | plates | Construction | 9.5716 | kg | 10 | 44 | 1 | FALSE | 1 | FALSE |  | 1.05 | 9.5716 | 57.4299 | 5168 | Fencing (posts, square section), steel (galvanized) |  | 50 | B4B5 | 26.5372 | 1.8343e-06 | 0.42892 | 0.13364 | 0.02539 | 0.0061589 | 357.7849 | 23.0121 | 0.5105
| Civic Offices | Services LED light fitting | 1701289 | 8404214 | 5.8 | Electrical installations | plates | Construction | 9.5716 | kg | 10 | 44 | 1 | FALSE | 1 | FALSE |  | 1.05 | 9.5716 | 57.4299 | 5168 | Fencing (posts, square section), steel (galvanized) |  | 50 | D2 | 0 | 0 | 0 | 0 | 0 | 0 | 0 | 0 | 0
| Civic Offices | Services LED light fitting | 1701289 | 8404214 | 5.8 | Electrical installations | plates | Construction | 9.5716 | kg | 10 | 44 | 1 | FALSE | 1 | FALSE |  | 1.05 | 9.5716 | 57.4299 | 5168 | Fencing (posts, square section), steel (galvanized) |  | 50 | D3 | 0 | 0 | 0 | 0 | 0 | 0 | 0 | 0 | 0
| Civic Offices | Services LED light fitting | 1701289 | 8404214 | 5.8 | Electrical installations | plates | Construction | 9.5716 | kg | 10 | 44 | 1 | FALSE | 1 | FALSE |  | 1.05 | 9.5716 | 57.4299 | 5168 | Fencing (posts, square section), steel (galvanized) |  | 50 | D4 | 0 | 0 | 0 | 0 | 0 | 0 | 0 | 0 | 0
| Civic Offices | Services electrical wireing | 1701290 | 8404216 | 5.2 | Services equipment | copper wire 6mm siam | Construction | 293.0811 | Linear length Calculation | 30 | 44 | 1 | FALSE | 1 | FALSE |  | 1.03 | 293.0811 | 586.1623 | 5113 | Cladding sheet (plain), copper |  | 0 | A1A3 | 2078.3958 | 0.0017272 | 105.7041 | 70.5606 | 5.8429 | 0.4809 | 31536.0119 | 6156.186 | 66.4357
| Civic Offices | Services electrical wireing | 1701290 | 8404216 | 5.2 | Services equipment | copper wire 6mm siam | Construction | 293.0811 | Linear length Calculation | 30 | 44 | 1 | FALSE | 1 | FALSE |  | 1.03 | 293.0811 | 586.1623 | 5113 | Cladding sheet (plain), copper |  | 0 | A4 | 5.9145 | 1.0627e-06 | 0.019366 | 0.0052343 | 0.0033038 | 2.0627e-05 | 88.165 | 13.4621 | 0.024339
| Civic Offices | Services electrical wireing | 1701290 | 8404216 | 5.2 | Services equipment | copper wire 6mm siam | Construction | 293.0811 | Linear length Calculation | 30 | 44 | 1 | FALSE | 1 | FALSE |  | 1.03 | 293.0811 | 586.1623 | 5113 | Cladding sheet (plain), copper |  | 0 | A5 | 0.0045703 | 1.1968e-09 | 3.196e-05 | 1.0502e-05 | 5.3034e-06 | 6.4471e-09 | 0.11204 | 1.3189 | 0
| Civic Offices | Services electrical wireing | 1701290 | 8404216 | 5.2 | Services equipment | copper wire 6mm siam | Construction | 293.0811 | Linear length Calculation | 30 | 44 | 1 | FALSE | 1 | FALSE |  | 1.03 | 293.0811 | 586.1623 | 5113 | Cladding sheet (plain), copper |  | 0 | D2 | 0 | 0 | 0 | 0 | 0 | 0 | 0 | 0 | 0
| Civic Offices | Services electrical wireing | 1701290 | 8404216 | 5.2 | Services equipment | copper wire 6mm siam | Construction | 293.0811 | Linear length Calculation | 30 | 44 | 1 | FALSE | 1 | FALSE |  | 1.03 | 293.0811 | 586.1623 | 5113 | Cladding sheet (plain), copper |  | 0 | D3 | 0 | 0 | 0 | 0 | 0 | 0 | 0 | 0 | 0
| Civic Offices | Services electrical wireing | 1701290 | 8404216 | 5.2 | Services equipment | copper wire 6mm siam | Construction | 293.0811 | Linear length Calculation | 30 | 44 | 1 | FALSE | 1 | FALSE |  | 1.03 | 293.0811 | 586.1623 | 5113 | Cladding sheet (plain), copper |  | 0 | D4 | 0 | 0 | 0 | 0 | 0 | 0 | 0 | 0 | 0
| Civic Offices | Services electrical wireing | 1701290 | 8404216 | 5.2 | Services equipment | copper wire 6mm siam | Construction | 293.0811 | Linear length Calculation | 30 | 44 | 1 | FALSE | 1 | FALSE |  | 1.03 | 293.0811 | 586.1623 | 5113 | Cladding sheet (plain), copper |  | 60 | C2 | 0 | 0 | 0 | 0 | 0 | 0 | 0 | 0 | 0
| Civic Offices | Services electrical wireing | 1701290 | 8404216 | 5.2 | Services equipment | copper wire 6mm siam | Construction | 293.0811 | Linear length Calculation | 30 | 44 | 1 | FALSE | 1 | FALSE |  | 1.03 | 293.0811 | 586.1623 | 5113 | Cladding sheet (plain), copper |  | 60 | C4 | 0.15234 | 3.9892e-08 | 0.0010653 | 0.00035006 | 0.00017678 | 2.149e-07 | 3.7348 | 43.9622 | 0.0076401
| Civic Offices | Services electrical wireing | 1701290 | 8404216 | 5.2 | Services equipment | copper wire 6mm siam | Construction | 293.0811 | Linear length Calculation | 30 | 44 | 1 | FALSE | 1 | FALSE |  | 1.03 | 293.0811 | 586.1623 | 5113 | Cladding sheet (plain), copper |  | 60 | D2 | 0 | 0 | 0 | 0 | 0 | 0 | 0 | 0 | 0
| Civic Offices | Services electrical wireing | 1701290 | 8404216 | 5.2 | Services equipment | copper wire 6mm siam | Construction | 293.0811 | Linear length Calculation | 30 | 44 | 1 | FALSE | 1 | FALSE |  | 1.03 | 293.0811 | 586.1623 | 5113 | Cladding sheet (plain), copper |  | 60 | D3 | 0 | 0 | 0 | 0 | 0 | 0 | 0 | 0 | 0
| Civic Offices | Services electrical wireing | 1701290 | 8404216 | 5.2 | Services equipment | copper wire 6mm siam | Construction | 293.0811 | Linear length Calculation | 30 | 44 | 1 | FALSE | 1 | FALSE |  | 1.03 | 293.0811 | 586.1623 | 5113 | Cladding sheet (plain), copper |  | 60 | D4 | 0 | 0 | 0 | 0 | 0 | 0 | 0 | 0 | 0
| Civic Offices | Services electrical wireing | 1701290 | 8404216 | 5.2 | Services equipment | copper wire 6mm siam | Construction | 293.0811 | Linear length Calculation | 30 | 44 | 1 | FALSE | 1 | FALSE |  | 1.03 | 293.0811 | 586.1623 | 5113 | Cladding sheet (plain), copper |  | 30 | B4B5 | 2084.4672 | 0.0017283 | 105.7245 | 70.5662 | 5.8464 | 0.48092 | 31628.0236 | 6214.9292 | 66.4601
| Civic Offices | Services electrical wireing | 1701290 | 8404216 | 5.2 | Services equipment | copper wire 6mm siam | Construction | 293.0811 | Linear length Calculation | 30 | 44 | 1 | FALSE | 1 | FALSE |  | 1.03 | 293.0811 | 586.1623 | 5113 | Cladding sheet (plain), copper |  | 30 | D2 | 0 | 0 | 0 | 0 | 0 | 0 | 0 | 0 | 0
| Civic Offices | Services electrical wireing | 1701290 | 8404216 | 5.2 | Services equipment | copper wire 6mm siam | Construction | 293.0811 | Linear length Calculation | 30 | 44 | 1 | FALSE | 1 | FALSE |  | 1.03 | 293.0811 | 586.1623 | 5113 | Cladding sheet (plain), copper |  | 30 | D3 | 0 | 0 | 0 | 0 | 0 | 0 | 0 | 0 | 0
| Civic Offices | Services electrical wireing | 1701290 | 8404216 | 5.2 | Services equipment | copper wire 6mm siam | Construction | 293.0811 | Linear length Calculation | 30 | 44 | 1 | FALSE | 1 | FALSE |  | 1.03 | 293.0811 | 586.1623 | 5113 | Cladding sheet (plain), copper |  | 30 | D4 | 0 | 0 | 0 | 0 | 0 | 0 | 0 | 0 | 0
| Civic Offices | Services electrical wireing | 1701290 | 8404217 | 5.2 | Services equipment | conduit 20mm | Construction | 225.3788 | Linear length Calculation | 30 | 44 | 1 | FALSE | 1 | FALSE |  | 1.05 | 225.3788 | 450.7576 | 5377 | Roof membrane (single ply), PVC |  | 0 | A1A3 | 493.6444 | 4.0337e-05 | 2.79 | 0.73707 | 0.61087 | 0.0072957 | 13420.8728 | 2142.8731 | 4.1878
| Civic Offices | Services electrical wireing | 1701290 | 8404217 | 5.2 | Services equipment | conduit 20mm | Construction | 225.3788 | Linear length Calculation | 30 | 44 | 1 | FALSE | 1 | FALSE |  | 1.05 | 225.3788 | 450.7576 | 5377 | Roof membrane (single ply), PVC |  | 0 | A4 | 4.4837 | 8.0561e-07 | 0.014681 | 0.0039681 | 0.0025046 | 1.5637e-05 | 66.8366 | 10.2055 | 0.018451
| Civic Offices | Services electrical wireing | 1701290 | 8404217 | 5.2 | Services equipment | conduit 20mm | Construction | 225.3788 | Linear length Calculation | 30 | 44 | 1 | FALSE | 1 | FALSE |  | 1.05 | 225.3788 | 450.7576 | 5377 | Roof membrane (single ply), PVC |  | 0 | A5 | 0.21646 | 9.2784e-09 | 0.00068959 | 0.012801 | 7.5399e-05 | 5.0606e-08 | 0.86065 | 1.6903 | 0
| Civic Offices | Services electrical wireing | 1701290 | 8404217 | 5.2 | Services equipment | conduit 20mm | Construction | 225.3788 | Linear length Calculation | 30 | 44 | 1 | FALSE | 1 | FALSE |  | 1.05 | 225.3788 | 450.7576 | 5377 | Roof membrane (single ply), PVC |  | 0 | D2 | 0 | 0 | 0 | 0 | 0 | 0 | 0 | 0 | 0
| Civic Offices | Services electrical wireing | 1701290 | 8404217 | 5.2 | Services equipment | conduit 20mm | Construction | 225.3788 | Linear length Calculation | 30 | 44 | 1 | FALSE | 1 | FALSE |  | 1.05 | 225.3788 | 450.7576 | 5377 | Roof membrane (single ply), PVC |  | 0 | D3 | 0 | 0 | 0 | 0 | 0 | 0 | 0 | 0 | 0
| Civic Offices | Services electrical wireing | 1701290 | 8404217 | 5.2 | Services equipment | conduit 20mm | Construction | 225.3788 | Linear length Calculation | 30 | 44 | 1 | FALSE | 1 | FALSE |  | 1.05 | 225.3788 | 450.7576 | 5377 | Roof membrane (single ply), PVC |  | 0 | D4 | 0 | 0 | 0 | 0 | 0 | 0 | 0 | 0 | 0
| Civic Offices | Services electrical wireing | 1701290 | 8404217 | 5.2 | Services equipment | conduit 20mm | Construction | 225.3788 | Linear length Calculation | 30 | 44 | 1 | FALSE | 1 | FALSE |  | 1.05 | 225.3788 | 450.7576 | 5377 | Roof membrane (single ply), PVC |  | 60 | C2 | 0 | 0 | 0 | 0 | 0 | 0 | 0 | 0 | 0
| Civic Offices | Services electrical wireing | 1701290 | 8404217 | 5.2 | Services equipment | conduit 20mm | Construction | 225.3788 | Linear length Calculation | 30 | 44 | 1 | FALSE | 1 | FALSE |  | 1.05 | 225.3788 | 450.7576 | 5377 | Roof membrane (single ply), PVC |  | 60 | C4 | 4.3291 | 1.8557e-07 | 0.013792 | 0.25601 | 0.001508 | 1.0121e-06 | 17.2129 | 33.8068 | 0.10568
| Civic Offices | Services electrical wireing | 1701290 | 8404217 | 5.2 | Services equipment | conduit 20mm | Construction | 225.3788 | Linear length Calculation | 30 | 44 | 1 | FALSE | 1 | FALSE |  | 1.05 | 225.3788 | 450.7576 | 5377 | Roof membrane (single ply), PVC |  | 60 | D2 | 0 | 0 | 0 | 0 | 0 | 0 | 0 | 0 | 0
| Civic Offices | Services electrical wireing | 1701290 | 8404217 | 5.2 | Services equipment | conduit 20mm | Construction | 225.3788 | Linear length Calculation | 30 | 44 | 1 | FALSE | 1 | FALSE |  | 1.05 | 225.3788 | 450.7576 | 5377 | Roof membrane (single ply), PVC |  | 60 | D3 | 0 | 0 | 0 | 0 | 0 | 0 | 0 | 0 | 0
| Civic Offices | Services electrical wireing | 1701290 | 8404217 | 5.2 | Services equipment | conduit 20mm | Construction | 225.3788 | Linear length Calculation | 30 | 44 | 1 | FALSE | 1 | FALSE |  | 1.05 | 225.3788 | 450.7576 | 5377 | Roof membrane (single ply), PVC |  | 60 | D4 | 0 | 0 | 0 | 0 | 0 | 0 | 0 | 0 | 0
| Civic Offices | Services electrical wireing | 1701290 | 8404217 | 5.2 | Services equipment | conduit 20mm | Construction | 225.3788 | Linear length Calculation | 30 | 44 | 1 | FALSE | 1 | FALSE |  | 1.05 | 225.3788 | 450.7576 | 5377 | Roof membrane (single ply), PVC |  | 30 | B4B5 | 502.6737 | 4.1337e-05 | 2.8191 | 1.0098 | 0.61496 | 0.0073124 | 13505.783 | 2188.5757 | 4.2062
| Civic Offices | Services electrical wireing | 1701290 | 8404217 | 5.2 | Services equipment | conduit 20mm | Construction | 225.3788 | Linear length Calculation | 30 | 44 | 1 | FALSE | 1 | FALSE |  | 1.05 | 225.3788 | 450.7576 | 5377 | Roof membrane (single ply), PVC |  | 30 | D2 | 0 | 0 | 0 | 0 | 0 | 0 | 0 | 0 | 0
| Civic Offices | Services electrical wireing | 1701290 | 8404217 | 5.2 | Services equipment | conduit 20mm | Construction | 225.3788 | Linear length Calculation | 30 | 44 | 1 | FALSE | 1 | FALSE |  | 1.05 | 225.3788 | 450.7576 | 5377 | Roof membrane (single ply), PVC |  | 30 | D3 | 0 | 0 | 0 | 0 | 0 | 0 | 0 | 0 | 0
| Civic Offices | Services electrical wireing | 1701290 | 8404217 | 5.2 | Services equipment | conduit 20mm | Construction | 225.3788 | Linear length Calculation | 30 | 44 | 1 | FALSE | 1 | FALSE |  | 1.05 | 225.3788 | 450.7576 | 5377 | Roof membrane (single ply), PVC |  | 30 | D4 | 0 | 0 | 0 | 0 | 0 | 0 | 0 | 0 | 0
| Civic Offices | Services LED light fitting | 1701293 | 8404219 | 5.8 | Electrical installations | heat sink | Construction | 9.0632 | kg | 10 | 44 | 1 | FALSE | 1 | FALSE |  | 1.01 | 9.0632 | 54.3789 | 5536 | Window furniture/hardware, aluminium |  | 0 | A1A3 | 172.0127 | 5.8247e-06 | 1.1759 | 0.26945 | 0.087346 | 0.00014983 | 2149.8972 | 36.3891 | 1.1421
| Civic Offices | Services LED light fitting | 1701293 | 8404219 | 5.8 | Electrical installations | heat sink | Construction | 9.0632 | kg | 10 | 44 | 1 | FALSE | 1 | FALSE |  | 1.01 | 9.0632 | 54.3789 | 5536 | Window furniture/hardware, aluminium |  | 0 | A4 | 0.45109 | 5.0033e-08 | 0.002337 | 0.00037926 | 0.0002882 | 6.2689e-07 | 6.5134 | 1.7706 | 0.0017795
| Civic Offices | Services LED light fitting | 1701293 | 8404219 | 5.8 | Electrical installations | heat sink | Construction | 9.0632 | kg | 10 | 44 | 1 | FALSE | 1 | FALSE |  | 1.01 | 9.0632 | 54.3789 | 5536 | Window furniture/hardware, aluminium |  | 0 | A5 | 4.711e-05 | 1.2336e-11 | 3.2944e-07 | 1.0825e-07 | 5.4667e-08 | 6.6456e-11 | 0.0011549 | 0.013595 | 0
| Civic Offices | Services LED light fitting | 1701293 | 8404219 | 5.8 | Electrical installations | heat sink | Construction | 9.0632 | kg | 10 | 44 | 1 | FALSE | 1 | FALSE |  | 1.01 | 9.0632 | 54.3789 | 5536 | Window furniture/hardware, aluminium |  | 0 | D2 | 0 | 0 | 0 | 0 | 0 | 0 | 0 | 0 | 0
| Civic Offices | Services LED light fitting | 1701293 | 8404219 | 5.8 | Electrical installations | heat sink | Construction | 9.0632 | kg | 10 | 44 | 1 | FALSE | 1 | FALSE |  | 1.01 | 9.0632 | 54.3789 | 5536 | Window furniture/hardware, aluminium |  | 0 | D3 | 0 | 0 | 0 | 0 | 0 | 0 | 0 | 0 | 0
| Civic Offices | Services LED light fitting | 1701293 | 8404219 | 5.8 | Electrical installations | heat sink | Construction | 9.0632 | kg | 10 | 44 | 1 | FALSE | 1 | FALSE |  | 1.01 | 9.0632 | 54.3789 | 5536 | Window furniture/hardware, aluminium |  | 0 | D4 | 0 | 0 | 0 | 0 | 0 | 0 | 0 | 0 | 0
| Civic Offices | Services LED light fitting | 1701293 | 8404219 | 5.8 | Electrical installations | heat sink | Construction | 9.0632 | kg | 10 | 44 | 1 | FALSE | 1 | FALSE |  | 1.01 | 9.0632 | 54.3789 | 5536 | Window furniture/hardware, aluminium |  | 60 | C2 | 0 | 0 | 0 | 0 | 0 | 0 | 0 | 0 | 0
| Civic Offices | Services LED light fitting | 1701293 | 8404219 | 5.8 | Electrical installations | heat sink | Construction | 9.0632 | kg | 10 | 44 | 1 | FALSE | 1 | FALSE |  | 1.01 | 9.0632 | 54.3789 | 5536 | Window furniture/hardware, aluminium |  | 60 | C4 | 0.004711 | 1.2336e-09 | 3.2944e-05 | 1.0825e-05 | 5.4667e-06 | 6.6456e-09 | 0.11549 | 1.3595 | 0.00023626
| Civic Offices | Services LED light fitting | 1701293 | 8404219 | 5.8 | Electrical installations | heat sink | Construction | 9.0632 | kg | 10 | 44 | 1 | FALSE | 1 | FALSE |  | 1.01 | 9.0632 | 54.3789 | 5536 | Window furniture/hardware, aluminium |  | 60 | D2 | 0 | 0 | 0 | 0 | 0 | 0 | 0 | 0 | 0
| Civic Offices | Services LED light fitting | 1701293 | 8404219 | 5.8 | Electrical installations | heat sink | Construction | 9.0632 | kg | 10 | 44 | 1 | FALSE | 1 | FALSE |  | 1.01 | 9.0632 | 54.3789 | 5536 | Window furniture/hardware, aluminium |  | 60 | D3 | 0 | 0 | 0 | 0 | 0 | 0 | 0 | 0 | 0
| Civic Offices | Services LED light fitting | 1701293 | 8404219 | 5.8 | Electrical installations | heat sink | Construction | 9.0632 | kg | 10 | 44 | 1 | FALSE | 1 | FALSE |  | 1.01 | 9.0632 | 54.3789 | 5536 | Window furniture/hardware, aluminium |  | 60 | D4 | 0 | 0 | 0 | 0 | 0 | 0 | 0 | 0 | 0
| Civic Offices | Services LED light fitting | 1701293 | 8404219 | 5.8 | Electrical installations | heat sink | Construction | 9.0632 | kg | 10 | 44 | 1 | FALSE | 1 | FALSE |  | 1.01 | 9.0632 | 54.3789 | 5536 | Window furniture/hardware, aluminium |  | 10 | B4B5 | 172.4686 | 5.8759e-06 | 1.1783 | 0.26984 | 0.08764 | 0.00015047 | 2156.5272 | 39.5328 | 1.1439
| Civic Offices | Services LED light fitting | 1701293 | 8404219 | 5.8 | Electrical installations | heat sink | Construction | 9.0632 | kg | 10 | 44 | 1 | FALSE | 1 | FALSE |  | 1.01 | 9.0632 | 54.3789 | 5536 | Window furniture/hardware, aluminium |  | 10 | D2 | 0 | 0 | 0 | 0 | 0 | 0 | 0 | 0 | 0
| Civic Offices | Services LED light fitting | 1701293 | 8404219 | 5.8 | Electrical installations | heat sink | Construction | 9.0632 | kg | 10 | 44 | 1 | FALSE | 1 | FALSE |  | 1.01 | 9.0632 | 54.3789 | 5536 | Window furniture/hardware, aluminium |  | 10 | D3 | 0 | 0 | 0 | 0 | 0 | 0 | 0 | 0 | 0
| Civic Offices | Services LED light fitting | 1701293 | 8404219 | 5.8 | Electrical installations | heat sink | Construction | 9.0632 | kg | 10 | 44 | 1 | FALSE | 1 | FALSE |  | 1.01 | 9.0632 | 54.3789 | 5536 | Window furniture/hardware, aluminium |  | 10 | D4 | 0 | 0 | 0 | 0 | 0 | 0 | 0 | 0 | 0
| Civic Offices | Services LED light fitting | 1701293 | 8404219 | 5.8 | Electrical installations | heat sink | Construction | 9.0632 | kg | 10 | 44 | 1 | FALSE | 1 | FALSE |  | 1.01 | 9.0632 | 54.3789 | 5536 | Window furniture/hardware, aluminium |  | 20 | B4B5 | 172.4686 | 5.8759e-06 | 1.1783 | 0.26984 | 0.08764 | 0.00015047 | 2156.5272 | 39.5328 | 1.1439
| Civic Offices | Services LED light fitting | 1701293 | 8404219 | 5.8 | Electrical installations | heat sink | Construction | 9.0632 | kg | 10 | 44 | 1 | FALSE | 1 | FALSE |  | 1.01 | 9.0632 | 54.3789 | 5536 | Window furniture/hardware, aluminium |  | 20 | D2 | 0 | 0 | 0 | 0 | 0 | 0 | 0 | 0 | 0
| Civic Offices | Services LED light fitting | 1701293 | 8404219 | 5.8 | Electrical installations | heat sink | Construction | 9.0632 | kg | 10 | 44 | 1 | FALSE | 1 | FALSE |  | 1.01 | 9.0632 | 54.3789 | 5536 | Window furniture/hardware, aluminium |  | 20 | D3 | 0 | 0 | 0 | 0 | 0 | 0 | 0 | 0 | 0
| Civic Offices | Services LED light fitting | 1701293 | 8404219 | 5.8 | Electrical installations | heat sink | Construction | 9.0632 | kg | 10 | 44 | 1 | FALSE | 1 | FALSE |  | 1.01 | 9.0632 | 54.3789 | 5536 | Window furniture/hardware, aluminium |  | 20 | D4 | 0 | 0 | 0 | 0 | 0 | 0 | 0 | 0 | 0
| Civic Offices | Services LED light fitting | 1701293 | 8404219 | 5.8 | Electrical installations | heat sink | Construction | 9.0632 | kg | 10 | 44 | 1 | FALSE | 1 | FALSE |  | 1.01 | 9.0632 | 54.3789 | 5536 | Window furniture/hardware, aluminium |  | 30 | B4B5 | 172.4686 | 5.8759e-06 | 1.1783 | 0.26984 | 0.08764 | 0.00015047 | 2156.5272 | 39.5328 | 1.1439
| Civic Offices | Services LED light fitting | 1701293 | 8404219 | 5.8 | Electrical installations | heat sink | Construction | 9.0632 | kg | 10 | 44 | 1 | FALSE | 1 | FALSE |  | 1.01 | 9.0632 | 54.3789 | 5536 | Window furniture/hardware, aluminium |  | 30 | D2 | 0 | 0 | 0 | 0 | 0 | 0 | 0 | 0 | 0
| Civic Offices | Services LED light fitting | 1701293 | 8404219 | 5.8 | Electrical installations | heat sink | Construction | 9.0632 | kg | 10 | 44 | 1 | FALSE | 1 | FALSE |  | 1.01 | 9.0632 | 54.3789 | 5536 | Window furniture/hardware, aluminium |  | 30 | D3 | 0 | 0 | 0 | 0 | 0 | 0 | 0 | 0 | 0
| Civic Offices | Services LED light fitting | 1701293 | 8404219 | 5.8 | Electrical installations | heat sink | Construction | 9.0632 | kg | 10 | 44 | 1 | FALSE | 1 | FALSE |  | 1.01 | 9.0632 | 54.3789 | 5536 | Window furniture/hardware, aluminium |  | 30 | D4 | 0 | 0 | 0 | 0 | 0 | 0 | 0 | 0 | 0
| Civic Offices | Services LED light fitting | 1701293 | 8404219 | 5.8 | Electrical installations | heat sink | Construction | 9.0632 | kg | 10 | 44 | 1 | FALSE | 1 | FALSE |  | 1.01 | 9.0632 | 54.3789 | 5536 | Window furniture/hardware, aluminium |  | 40 | B4B5 | 172.4686 | 5.8759e-06 | 1.1783 | 0.26984 | 0.08764 | 0.00015047 | 2156.5272 | 39.5328 | 1.1439
| Civic Offices | Services LED light fitting | 1701293 | 8404219 | 5.8 | Electrical installations | heat sink | Construction | 9.0632 | kg | 10 | 44 | 1 | FALSE | 1 | FALSE |  | 1.01 | 9.0632 | 54.3789 | 5536 | Window furniture/hardware, aluminium |  | 40 | D2 | 0 | 0 | 0 | 0 | 0 | 0 | 0 | 0 | 0
| Civic Offices | Services LED light fitting | 1701293 | 8404219 | 5.8 | Electrical installations | heat sink | Construction | 9.0632 | kg | 10 | 44 | 1 | FALSE | 1 | FALSE |  | 1.01 | 9.0632 | 54.3789 | 5536 | Window furniture/hardware, aluminium |  | 40 | D3 | 0 | 0 | 0 | 0 | 0 | 0 | 0 | 0 | 0
| Civic Offices | Services LED light fitting | 1701293 | 8404219 | 5.8 | Electrical installations | heat sink | Construction | 9.0632 | kg | 10 | 44 | 1 | FALSE | 1 | FALSE |  | 1.01 | 9.0632 | 54.3789 | 5536 | Window furniture/hardware, aluminium |  | 40 | D4 | 0 | 0 | 0 | 0 | 0 | 0 | 0 | 0 | 0
| Civic Offices | Services LED light fitting | 1701293 | 8404219 | 5.8 | Electrical installations | heat sink | Construction | 9.0632 | kg | 10 | 44 | 1 | FALSE | 1 | FALSE |  | 1.01 | 9.0632 | 54.3789 | 5536 | Window furniture/hardware, aluminium |  | 50 | B4B5 | 172.4686 | 5.8759e-06 | 1.1783 | 0.26984 | 0.08764 | 0.00015047 | 2156.5272 | 39.5328 | 1.1439
| Civic Offices | Services LED light fitting | 1701293 | 8404219 | 5.8 | Electrical installations | heat sink | Construction | 9.0632 | kg | 10 | 44 | 1 | FALSE | 1 | FALSE |  | 1.01 | 9.0632 | 54.3789 | 5536 | Window furniture/hardware, aluminium |  | 50 | D2 | 0 | 0 | 0 | 0 | 0 | 0 | 0 | 0 | 0
| Civic Offices | Services LED light fitting | 1701293 | 8404219 | 5.8 | Electrical installations | heat sink | Construction | 9.0632 | kg | 10 | 44 | 1 | FALSE | 1 | FALSE |  | 1.01 | 9.0632 | 54.3789 | 5536 | Window furniture/hardware, aluminium |  | 50 | D3 | 0 | 0 | 0 | 0 | 0 | 0 | 0 | 0 | 0
| Civic Offices | Services LED light fitting | 1701293 | 8404219 | 5.8 | Electrical installations | heat sink | Construction | 9.0632 | kg | 10 | 44 | 1 | FALSE | 1 | FALSE |  | 1.01 | 9.0632 | 54.3789 | 5536 | Window furniture/hardware, aluminium |  | 50 | D4 | 0 | 0 | 0 | 0 | 0 | 0 | 0 | 0 | 0
| Civic Offices | Services LED light fitting | 1701293 | 8404220 | 5.8 | Electrical installations | glass bulb | Construction | 2.6281 | kg | 10 | 44 | 1 | FALSE | 1 | FALSE |  | 1.05 | 2.6281 | 15.7684 | 5490 | General glazing, glass (toughened) |  | 0 | A1A3 | 3.0998 | 2.8581e-07 | 0.029433 | 0.0037114 | 0.0017826 | 1.9682e-05 | 37.9596 | 21.4481 | 0.015111
| Civic Offices | Services LED light fitting | 1701293 | 8404220 | 5.8 | Electrical installations | glass bulb | Construction | 2.6281 | kg | 10 | 44 | 1 | FALSE | 1 | FALSE |  | 1.05 | 2.6281 | 15.7684 | 5490 | General glazing, glass (toughened) |  | 0 | A4 | 0.066441 | 1.223e-08 | 0.00022217 | 5.8619e-05 | 3.8758e-05 | 1.7498e-07 | 1.0034 | 0.12397 | 0.00027527
| Civic Offices | Services LED light fitting | 1701293 | 8404220 | 5.8 | Electrical installations | glass bulb | Construction | 2.6281 | kg | 10 | 44 | 1 | FALSE | 1 | FALSE |  | 1.05 | 2.6281 | 15.7684 | 5490 | General glazing, glass (toughened) |  | 0 | A5 | 0.00020466 | 7.055e-11 | 1.5762e-06 | 3.8919e-07 | 2.7228e-07 | 2.2123e-10 | 0.0059442 | 0.019711 | 0
| Civic Offices | Services LED light fitting | 1701293 | 8404220 | 5.8 | Electrical installations | glass bulb | Construction | 2.6281 | kg | 10 | 44 | 1 | FALSE | 1 | FALSE |  | 1.05 | 2.6281 | 15.7684 | 5490 | General glazing, glass (toughened) |  | 0 | D2 | 0 | 0 | 0 | 0 | 0 | 0 | 0 | 0 | 0
| Civic Offices | Services LED light fitting | 1701293 | 8404220 | 5.8 | Electrical installations | glass bulb | Construction | 2.6281 | kg | 10 | 44 | 1 | FALSE | 1 | FALSE |  | 1.05 | 2.6281 | 15.7684 | 5490 | General glazing, glass (toughened) |  | 0 | D3 | 0 | 0 | 0 | 0 | 0 | 0 | 0 | 0 | 0
| Civic Offices | Services LED light fitting | 1701293 | 8404220 | 5.8 | Electrical installations | glass bulb | Construction | 2.6281 | kg | 10 | 44 | 1 | FALSE | 1 | FALSE |  | 1.05 | 2.6281 | 15.7684 | 5490 | General glazing, glass (toughened) |  | 0 | D4 | 0 | 0 | 0 | 0 | 0 | 0 | 0 | 0 | 0
| Civic Offices | Services LED light fitting | 1701293 | 8404220 | 5.8 | Electrical installations | glass bulb | Construction | 2.6281 | kg | 10 | 44 | 1 | FALSE | 1 | FALSE |  | 1.05 | 2.6281 | 15.7684 | 5490 | General glazing, glass (toughened) |  | 60 | C2 | 0 | 0 | 0 | 0 | 0 | 0 | 0 | 0 | 0
| Civic Offices | Services LED light fitting | 1701293 | 8404220 | 5.8 | Electrical installations | glass bulb | Construction | 2.6281 | kg | 10 | 44 | 1 | FALSE | 1 | FALSE |  | 1.05 | 2.6281 | 15.7684 | 5490 | General glazing, glass (toughened) |  | 60 | C4 | 0.0040931 | 1.411e-09 | 3.1524e-05 | 7.7838e-06 | 5.4456e-06 | 4.4246e-09 | 0.11888 | 0.39421 | 0.00038585
| Civic Offices | Services LED light fitting | 1701293 | 8404220 | 5.8 | Electrical installations | glass bulb | Construction | 2.6281 | kg | 10 | 44 | 1 | FALSE | 1 | FALSE |  | 1.05 | 2.6281 | 15.7684 | 5490 | General glazing, glass (toughened) |  | 60 | D2 | 0 | 0 | 0 | 0 | 0 | 0 | 0 | 0 | 0
| Civic Offices | Services LED light fitting | 1701293 | 8404220 | 5.8 | Electrical installations | glass bulb | Construction | 2.6281 | kg | 10 | 44 | 1 | FALSE | 1 | FALSE |  | 1.05 | 2.6281 | 15.7684 | 5490 | General glazing, glass (toughened) |  | 60 | D3 | 0 | 0 | 0 | 0 | 0 | 0 | 0 | 0 | 0
| Civic Offices | Services LED light fitting | 1701293 | 8404220 | 5.8 | Electrical installations | glass bulb | Construction | 2.6281 | kg | 10 | 44 | 1 | FALSE | 1 | FALSE |  | 1.05 | 2.6281 | 15.7684 | 5490 | General glazing, glass (toughened) |  | 60 | D4 | 0 | 0 | 0 | 0 | 0 | 0 | 0 | 0 | 0
| Civic Offices | Services LED light fitting | 1701293 | 8404220 | 5.8 | Electrical installations | glass bulb | Construction | 2.6281 | kg | 10 | 44 | 1 | FALSE | 1 | FALSE |  | 1.05 | 2.6281 | 15.7684 | 5490 | General glazing, glass (toughened) |  | 10 | B4B5 | 3.1705 | 2.9952e-07 | 0.029688 | 0.0037782 | 0.0018271 | 1.9861e-05 | 39.0878 | 21.986 | 0.015386
| Civic Offices | Services LED light fitting | 1701293 | 8404220 | 5.8 | Electrical installations | glass bulb | Construction | 2.6281 | kg | 10 | 44 | 1 | FALSE | 1 | FALSE |  | 1.05 | 2.6281 | 15.7684 | 5490 | General glazing, glass (toughened) |  | 10 | D2 | 0 | 0 | 0 | 0 | 0 | 0 | 0 | 0 | 0
| Civic Offices | Services LED light fitting | 1701293 | 8404220 | 5.8 | Electrical installations | glass bulb | Construction | 2.6281 | kg | 10 | 44 | 1 | FALSE | 1 | FALSE |  | 1.05 | 2.6281 | 15.7684 | 5490 | General glazing, glass (toughened) |  | 10 | D3 | 0 | 0 | 0 | 0 | 0 | 0 | 0 | 0 | 0
| Civic Offices | Services LED light fitting | 1701293 | 8404220 | 5.8 | Electrical installations | glass bulb | Construction | 2.6281 | kg | 10 | 44 | 1 | FALSE | 1 | FALSE |  | 1.05 | 2.6281 | 15.7684 | 5490 | General glazing, glass (toughened) |  | 10 | D4 | 0 | 0 | 0 | 0 | 0 | 0 | 0 | 0 | 0
| Civic Offices | Services LED light fitting | 1701293 | 8404220 | 5.8 | Electrical installations | glass bulb | Construction | 2.6281 | kg | 10 | 44 | 1 | FALSE | 1 | FALSE |  | 1.05 | 2.6281 | 15.7684 | 5490 | General glazing, glass (toughened) |  | 20 | B4B5 | 3.1705 | 2.9952e-07 | 0.029688 | 0.0037782 | 0.0018271 | 1.9861e-05 | 39.0878 | 21.986 | 0.015386
| Civic Offices | Services LED light fitting | 1701293 | 8404220 | 5.8 | Electrical installations | glass bulb | Construction | 2.6281 | kg | 10 | 44 | 1 | FALSE | 1 | FALSE |  | 1.05 | 2.6281 | 15.7684 | 5490 | General glazing, glass (toughened) |  | 20 | D2 | 0 | 0 | 0 | 0 | 0 | 0 | 0 | 0 | 0
| Civic Offices | Services LED light fitting | 1701293 | 8404220 | 5.8 | Electrical installations | glass bulb | Construction | 2.6281 | kg | 10 | 44 | 1 | FALSE | 1 | FALSE |  | 1.05 | 2.6281 | 15.7684 | 5490 | General glazing, glass (toughened) |  | 20 | D3 | 0 | 0 | 0 | 0 | 0 | 0 | 0 | 0 | 0
| Civic Offices | Services LED light fitting | 1701293 | 8404220 | 5.8 | Electrical installations | glass bulb | Construction | 2.6281 | kg | 10 | 44 | 1 | FALSE | 1 | FALSE |  | 1.05 | 2.6281 | 15.7684 | 5490 | General glazing, glass (toughened) |  | 20 | D4 | 0 | 0 | 0 | 0 | 0 | 0 | 0 | 0 | 0
| Civic Offices | Services LED light fitting | 1701293 | 8404220 | 5.8 | Electrical installations | glass bulb | Construction | 2.6281 | kg | 10 | 44 | 1 | FALSE | 1 | FALSE |  | 1.05 | 2.6281 | 15.7684 | 5490 | General glazing, glass (toughened) |  | 30 | B4B5 | 3.1705 | 2.9952e-07 | 0.029688 | 0.0037782 | 0.0018271 | 1.9861e-05 | 39.0878 | 21.986 | 0.015386
| Civic Offices | Services LED light fitting | 1701293 | 8404220 | 5.8 | Electrical installations | glass bulb | Construction | 2.6281 | kg | 10 | 44 | 1 | FALSE | 1 | FALSE |  | 1.05 | 2.6281 | 15.7684 | 5490 | General glazing, glass (toughened) |  | 30 | D2 | 0 | 0 | 0 | 0 | 0 | 0 | 0 | 0 | 0
| Civic Offices | Services LED light fitting | 1701293 | 8404220 | 5.8 | Electrical installations | glass bulb | Construction | 2.6281 | kg | 10 | 44 | 1 | FALSE | 1 | FALSE |  | 1.05 | 2.6281 | 15.7684 | 5490 | General glazing, glass (toughened) |  | 30 | D3 | 0 | 0 | 0 | 0 | 0 | 0 | 0 | 0 | 0
| Civic Offices | Services LED light fitting | 1701293 | 8404220 | 5.8 | Electrical installations | glass bulb | Construction | 2.6281 | kg | 10 | 44 | 1 | FALSE | 1 | FALSE |  | 1.05 | 2.6281 | 15.7684 | 5490 | General glazing, glass (toughened) |  | 30 | D4 | 0 | 0 | 0 | 0 | 0 | 0 | 0 | 0 | 0
| Civic Offices | Services LED light fitting | 1701293 | 8404220 | 5.8 | Electrical installations | glass bulb | Construction | 2.6281 | kg | 10 | 44 | 1 | FALSE | 1 | FALSE |  | 1.05 | 2.6281 | 15.7684 | 5490 | General glazing, glass (toughened) |  | 40 | B4B5 | 3.1705 | 2.9952e-07 | 0.029688 | 0.0037782 | 0.0018271 | 1.9861e-05 | 39.0878 | 21.986 | 0.015386
| Civic Offices | Services LED light fitting | 1701293 | 8404220 | 5.8 | Electrical installations | glass bulb | Construction | 2.6281 | kg | 10 | 44 | 1 | FALSE | 1 | FALSE |  | 1.05 | 2.6281 | 15.7684 | 5490 | General glazing, glass (toughened) |  | 40 | D2 | 0 | 0 | 0 | 0 | 0 | 0 | 0 | 0 | 0
| Civic Offices | Services LED light fitting | 1701293 | 8404220 | 5.8 | Electrical installations | glass bulb | Construction | 2.6281 | kg | 10 | 44 | 1 | FALSE | 1 | FALSE |  | 1.05 | 2.6281 | 15.7684 | 5490 | General glazing, glass (toughened) |  | 40 | D3 | 0 | 0 | 0 | 0 | 0 | 0 | 0 | 0 | 0
| Civic Offices | Services LED light fitting | 1701293 | 8404220 | 5.8 | Electrical installations | glass bulb | Construction | 2.6281 | kg | 10 | 44 | 1 | FALSE | 1 | FALSE |  | 1.05 | 2.6281 | 15.7684 | 5490 | General glazing, glass (toughened) |  | 40 | D4 | 0 | 0 | 0 | 0 | 0 | 0 | 0 | 0 | 0
| Civic Offices | Services LED light fitting | 1701293 | 8404220 | 5.8 | Electrical installations | glass bulb | Construction | 2.6281 | kg | 10 | 44 | 1 | FALSE | 1 | FALSE |  | 1.05 | 2.6281 | 15.7684 | 5490 | General glazing, glass (toughened) |  | 50 | B4B5 | 3.1705 | 2.9952e-07 | 0.029688 | 0.0037782 | 0.0018271 | 1.9861e-05 | 39.0878 | 21.986 | 0.015386
| Civic Offices | Services LED light fitting | 1701293 | 8404220 | 5.8 | Electrical installations | glass bulb | Construction | 2.6281 | kg | 10 | 44 | 1 | FALSE | 1 | FALSE |  | 1.05 | 2.6281 | 15.7684 | 5490 | General glazing, glass (toughened) |  | 50 | D2 | 0 | 0 | 0 | 0 | 0 | 0 | 0 | 0 | 0
| Civic Offices | Services LED light fitting | 1701293 | 8404220 | 5.8 | Electrical installations | glass bulb | Construction | 2.6281 | kg | 10 | 44 | 1 | FALSE | 1 | FALSE |  | 1.05 | 2.6281 | 15.7684 | 5490 | General glazing, glass (toughened) |  | 50 | D3 | 0 | 0 | 0 | 0 | 0 | 0 | 0 | 0 | 0
| Civic Offices | Services LED light fitting | 1701293 | 8404220 | 5.8 | Electrical installations | glass bulb | Construction | 2.6281 | kg | 10 | 44 | 1 | FALSE | 1 | FALSE |  | 1.05 | 2.6281 | 15.7684 | 5490 | General glazing, glass (toughened) |  | 50 | D4 | 0 | 0 | 0 | 0 | 0 | 0 | 0 | 0 | 0
| Civic Offices | Services LED light fitting | 1701293 | 8404221 | 5.8 | Electrical installations | connectors | Construction | 0.12281 | kg | 10 | 44 | 1 | FALSE | 1 | FALSE |  | 1.05 | 0.12281 | 0.73684 | 5014 | Cladding sheet (angle seamed), copper |  | 0 | A1A3 | 0.8878 | 7.378e-07 | 0.045152 | 0.03014 | 0.0024958 | 0.00020542 | 13.4708 | 2.6297 | 0.028378
| Civic Offices | Services LED light fitting | 1701293 | 8404221 | 5.8 | Electrical installations | connectors | Construction | 0.12281 | kg | 10 | 44 | 1 | FALSE | 1 | FALSE |  | 1.05 | 0.12281 | 0.73684 | 5014 | Cladding sheet (angle seamed), copper |  | 0 | A4 | 0.0025264 | 4.5394e-10 | 8.2723e-06 | 2.2359e-06 | 1.4113e-06 | 8.8108e-09 | 0.03766 | 0.0057504 | 1.0397e-05
| Civic Offices | Services LED light fitting | 1701293 | 8404221 | 5.8 | Electrical installations | connectors | Construction | 0.12281 | kg | 10 | 44 | 1 | FALSE | 1 | FALSE |  | 1.05 | 0.12281 | 0.73684 | 5014 | Cladding sheet (angle seamed), copper |  | 0 | A5 | 3.1918e-06 | 8.3578e-13 | 2.232e-08 | 7.3341e-09 | 3.7037e-09 | 4.5025e-12 | 7.8247e-05 | 0.00092105 | 0
| Civic Offices | Services LED light fitting | 1701293 | 8404221 | 5.8 | Electrical installations | connectors | Construction | 0.12281 | kg | 10 | 44 | 1 | FALSE | 1 | FALSE |  | 1.05 | 0.12281 | 0.73684 | 5014 | Cladding sheet (angle seamed), copper |  | 0 | D2 | 0 | 0 | 0 | 0 | 0 | 0 | 0 | 0 | 0
| Civic Offices | Services LED light fitting | 1701293 | 8404221 | 5.8 | Electrical installations | connectors | Construction | 0.12281 | kg | 10 | 44 | 1 | FALSE | 1 | FALSE |  | 1.05 | 0.12281 | 0.73684 | 5014 | Cladding sheet (angle seamed), copper |  | 0 | D3 | 0 | 0 | 0 | 0 | 0 | 0 | 0 | 0 | 0
| Civic Offices | Services LED light fitting | 1701293 | 8404221 | 5.8 | Electrical installations | connectors | Construction | 0.12281 | kg | 10 | 44 | 1 | FALSE | 1 | FALSE |  | 1.05 | 0.12281 | 0.73684 | 5014 | Cladding sheet (angle seamed), copper |  | 0 | D4 | 0 | 0 | 0 | 0 | 0 | 0 | 0 | 0 | 0
| Civic Offices | Services LED light fitting | 1701293 | 8404221 | 5.8 | Electrical installations | connectors | Construction | 0.12281 | kg | 10 | 44 | 1 | FALSE | 1 | FALSE |  | 1.05 | 0.12281 | 0.73684 | 5014 | Cladding sheet (angle seamed), copper |  | 60 | C2 | 0 | 0 | 0 | 0 | 0 | 0 | 0 | 0 | 0
| Civic Offices | Services LED light fitting | 1701293 | 8404221 | 5.8 | Electrical installations | connectors | Construction | 0.12281 | kg | 10 | 44 | 1 | FALSE | 1 | FALSE |  | 1.05 | 0.12281 | 0.73684 | 5014 | Cladding sheet (angle seamed), copper |  | 60 | C4 | 6.3835e-05 | 1.6716e-11 | 4.4639e-07 | 1.4668e-07 | 7.4074e-08 | 9.0049e-11 | 0.0015649 | 0.018421 | 3.2013e-06
| Civic Offices | Services LED light fitting | 1701293 | 8404221 | 5.8 | Electrical installations | connectors | Construction | 0.12281 | kg | 10 | 44 | 1 | FALSE | 1 | FALSE |  | 1.05 | 0.12281 | 0.73684 | 5014 | Cladding sheet (angle seamed), copper |  | 60 | D2 | 0 | 0 | 0 | 0 | 0 | 0 | 0 | 0 | 0
| Civic Offices | Services LED light fitting | 1701293 | 8404221 | 5.8 | Electrical installations | connectors | Construction | 0.12281 | kg | 10 | 44 | 1 | FALSE | 1 | FALSE |  | 1.05 | 0.12281 | 0.73684 | 5014 | Cladding sheet (angle seamed), copper |  | 60 | D3 | 0 | 0 | 0 | 0 | 0 | 0 | 0 | 0 | 0
| Civic Offices | Services LED light fitting | 1701293 | 8404221 | 5.8 | Electrical installations | connectors | Construction | 0.12281 | kg | 10 | 44 | 1 | FALSE | 1 | FALSE |  | 1.05 | 0.12281 | 0.73684 | 5014 | Cladding sheet (angle seamed), copper |  | 60 | D4 | 0 | 0 | 0 | 0 | 0 | 0 | 0 | 0 | 0
| Civic Offices | Services LED light fitting | 1701293 | 8404221 | 5.8 | Electrical installations | connectors | Construction | 0.12281 | kg | 10 | 44 | 1 | FALSE | 1 | FALSE |  | 1.05 | 0.12281 | 0.73684 | 5014 | Cladding sheet (angle seamed), copper |  | 10 | B4B5 | 0.89039 | 7.3828e-07 | 0.045161 | 0.030143 | 0.0024973 | 0.00020543 | 13.5101 | 2.6547 | 0.028389
| Civic Offices | Services LED light fitting | 1701293 | 8404221 | 5.8 | Electrical installations | connectors | Construction | 0.12281 | kg | 10 | 44 | 1 | FALSE | 1 | FALSE |  | 1.05 | 0.12281 | 0.73684 | 5014 | Cladding sheet (angle seamed), copper |  | 10 | D2 | 0 | 0 | 0 | 0 | 0 | 0 | 0 | 0 | 0
| Civic Offices | Services LED light fitting | 1701293 | 8404221 | 5.8 | Electrical installations | connectors | Construction | 0.12281 | kg | 10 | 44 | 1 | FALSE | 1 | FALSE |  | 1.05 | 0.12281 | 0.73684 | 5014 | Cladding sheet (angle seamed), copper |  | 10 | D3 | 0 | 0 | 0 | 0 | 0 | 0 | 0 | 0 | 0
| Civic Offices | Services LED light fitting | 1701293 | 8404221 | 5.8 | Electrical installations | connectors | Construction | 0.12281 | kg | 10 | 44 | 1 | FALSE | 1 | FALSE |  | 1.05 | 0.12281 | 0.73684 | 5014 | Cladding sheet (angle seamed), copper |  | 10 | D4 | 0 | 0 | 0 | 0 | 0 | 0 | 0 | 0 | 0
| Civic Offices | Services LED light fitting | 1701293 | 8404221 | 5.8 | Electrical installations | connectors | Construction | 0.12281 | kg | 10 | 44 | 1 | FALSE | 1 | FALSE |  | 1.05 | 0.12281 | 0.73684 | 5014 | Cladding sheet (angle seamed), copper |  | 20 | B4B5 | 0.89039 | 7.3828e-07 | 0.045161 | 0.030143 | 0.0024973 | 0.00020543 | 13.5101 | 2.6547 | 0.028389
| Civic Offices | Services LED light fitting | 1701293 | 8404221 | 5.8 | Electrical installations | connectors | Construction | 0.12281 | kg | 10 | 44 | 1 | FALSE | 1 | FALSE |  | 1.05 | 0.12281 | 0.73684 | 5014 | Cladding sheet (angle seamed), copper |  | 20 | D2 | 0 | 0 | 0 | 0 | 0 | 0 | 0 | 0 | 0
| Civic Offices | Services LED light fitting | 1701293 | 8404221 | 5.8 | Electrical installations | connectors | Construction | 0.12281 | kg | 10 | 44 | 1 | FALSE | 1 | FALSE |  | 1.05 | 0.12281 | 0.73684 | 5014 | Cladding sheet (angle seamed), copper |  | 20 | D3 | 0 | 0 | 0 | 0 | 0 | 0 | 0 | 0 | 0
| Civic Offices | Services LED light fitting | 1701293 | 8404221 | 5.8 | Electrical installations | connectors | Construction | 0.12281 | kg | 10 | 44 | 1 | FALSE | 1 | FALSE |  | 1.05 | 0.12281 | 0.73684 | 5014 | Cladding sheet (angle seamed), copper |  | 20 | D4 | 0 | 0 | 0 | 0 | 0 | 0 | 0 | 0 | 0
| Civic Offices | Services LED light fitting | 1701293 | 8404221 | 5.8 | Electrical installations | connectors | Construction | 0.12281 | kg | 10 | 44 | 1 | FALSE | 1 | FALSE |  | 1.05 | 0.12281 | 0.73684 | 5014 | Cladding sheet (angle seamed), copper |  | 30 | B4B5 | 0.89039 | 7.3828e-07 | 0.045161 | 0.030143 | 0.0024973 | 0.00020543 | 13.5101 | 2.6547 | 0.028389
| Civic Offices | Services LED light fitting | 1701293 | 8404221 | 5.8 | Electrical installations | connectors | Construction | 0.12281 | kg | 10 | 44 | 1 | FALSE | 1 | FALSE |  | 1.05 | 0.12281 | 0.73684 | 5014 | Cladding sheet (angle seamed), copper |  | 30 | D2 | 0 | 0 | 0 | 0 | 0 | 0 | 0 | 0 | 0
| Civic Offices | Services LED light fitting | 1701293 | 8404221 | 5.8 | Electrical installations | connectors | Construction | 0.12281 | kg | 10 | 44 | 1 | FALSE | 1 | FALSE |  | 1.05 | 0.12281 | 0.73684 | 5014 | Cladding sheet (angle seamed), copper |  | 30 | D3 | 0 | 0 | 0 | 0 | 0 | 0 | 0 | 0 | 0
| Civic Offices | Services LED light fitting | 1701293 | 8404221 | 5.8 | Electrical installations | connectors | Construction | 0.12281 | kg | 10 | 44 | 1 | FALSE | 1 | FALSE |  | 1.05 | 0.12281 | 0.73684 | 5014 | Cladding sheet (angle seamed), copper |  | 30 | D4 | 0 | 0 | 0 | 0 | 0 | 0 | 0 | 0 | 0
| Civic Offices | Services LED light fitting | 1701293 | 8404221 | 5.8 | Electrical installations | connectors | Construction | 0.12281 | kg | 10 | 44 | 1 | FALSE | 1 | FALSE |  | 1.05 | 0.12281 | 0.73684 | 5014 | Cladding sheet (angle seamed), copper |  | 40 | B4B5 | 0.89039 | 7.3828e-07 | 0.045161 | 0.030143 | 0.0024973 | 0.00020543 | 13.5101 | 2.6547 | 0.028389
| Civic Offices | Services LED light fitting | 1701293 | 8404221 | 5.8 | Electrical installations | connectors | Construction | 0.12281 | kg | 10 | 44 | 1 | FALSE | 1 | FALSE |  | 1.05 | 0.12281 | 0.73684 | 5014 | Cladding sheet (angle seamed), copper |  | 40 | D2 | 0 | 0 | 0 | 0 | 0 | 0 | 0 | 0 | 0
| Civic Offices | Services LED light fitting | 1701293 | 8404221 | 5.8 | Electrical installations | connectors | Construction | 0.12281 | kg | 10 | 44 | 1 | FALSE | 1 | FALSE |  | 1.05 | 0.12281 | 0.73684 | 5014 | Cladding sheet (angle seamed), copper |  | 40 | D3 | 0 | 0 | 0 | 0 | 0 | 0 | 0 | 0 | 0
| Civic Offices | Services LED light fitting | 1701293 | 8404221 | 5.8 | Electrical installations | connectors | Construction | 0.12281 | kg | 10 | 44 | 1 | FALSE | 1 | FALSE |  | 1.05 | 0.12281 | 0.73684 | 5014 | Cladding sheet (angle seamed), copper |  | 40 | D4 | 0 | 0 | 0 | 0 | 0 | 0 | 0 | 0 | 0
| Civic Offices | Services LED light fitting | 1701293 | 8404221 | 5.8 | Electrical installations | connectors | Construction | 0.12281 | kg | 10 | 44 | 1 | FALSE | 1 | FALSE |  | 1.05 | 0.12281 | 0.73684 | 5014 | Cladding sheet (angle seamed), copper |  | 50 | B4B5 | 0.89039 | 7.3828e-07 | 0.045161 | 0.030143 | 0.0024973 | 0.00020543 | 13.5101 | 2.6547 | 0.028389
| Civic Offices | Services LED light fitting | 1701293 | 8404221 | 5.8 | Electrical installations | connectors | Construction | 0.12281 | kg | 10 | 44 | 1 | FALSE | 1 | FALSE |  | 1.05 | 0.12281 | 0.73684 | 5014 | Cladding sheet (angle seamed), copper |  | 50 | D2 | 0 | 0 | 0 | 0 | 0 | 0 | 0 | 0 | 0
| Civic Offices | Services LED light fitting | 1701293 | 8404221 | 5.8 | Electrical installations | connectors | Construction | 0.12281 | kg | 10 | 44 | 1 | FALSE | 1 | FALSE |  | 1.05 | 0.12281 | 0.73684 | 5014 | Cladding sheet (angle seamed), copper |  | 50 | D3 | 0 | 0 | 0 | 0 | 0 | 0 | 0 | 0 | 0
| Civic Offices | Services LED light fitting | 1701293 | 8404221 | 5.8 | Electrical installations | connectors | Construction | 0.12281 | kg | 10 | 44 | 1 | FALSE | 1 | FALSE |  | 1.05 | 0.12281 | 0.73684 | 5014 | Cladding sheet (angle seamed), copper |  | 50 | D4 | 0 | 0 | 0 | 0 | 0 | 0 | 0 | 0 | 0
| Civic Offices | Services LED light fitting | 1701293 | 8404222 | 5.8 | Electrical installations | insulator | Construction | 4.2491 | kg | 10 | 44 | 1 | FALSE | 1 | FALSE |  | 1.1 | 4.2491 | 25.4947 | 5052 | Membrane (breather), polypropylene |  | 0 | A1A3 | 25.6766 | 5.8635e-07 | 0.14461 | 0.041585 | 0.01718 | 3.0129e-05 | 559.014 | 2.218 | 0.12668
| Civic Offices | Services LED light fitting | 1701293 | 8404222 | 5.8 | Electrical installations | insulator | Construction | 4.2491 | kg | 10 | 44 | 1 | FALSE | 1 | FALSE |  | 1.1 | 4.2491 | 25.4947 | 5052 | Membrane (breather), polypropylene |  | 0 | A4 | 0.088557 | 1.5912e-08 | 0.00028997 | 7.8374e-05 | 4.9468e-05 | 3.0884e-07 | 1.3201 | 0.20157 | 0.00036443
| Civic Offices | Services LED light fitting | 1701293 | 8404222 | 5.8 | Electrical installations | insulator | Construction | 4.2491 | kg | 10 | 44 | 1 | FALSE | 1 | FALSE |  | 1.1 | 4.2491 | 25.4947 | 5052 | Membrane (breather), polypropylene |  | 0 | A5 | 0.011199 | 3.562e-10 | 1.0312e-05 | 0.00093954 | 3.4215e-06 | 1.9901e-09 | 0.032596 | 0.067986 | 0
| Civic Offices | Services LED light fitting | 1701293 | 8404222 | 5.8 | Electrical installations | insulator | Construction | 4.2491 | kg | 10 | 44 | 1 | FALSE | 1 | FALSE |  | 1.1 | 4.2491 | 25.4947 | 5052 | Membrane (breather), polypropylene |  | 0 | D2 | 0 | 0 | 0 | 0 | 0 | 0 | 0 | 0 | 0
| Civic Offices | Services LED light fitting | 1701293 | 8404222 | 5.8 | Electrical installations | insulator | Construction | 4.2491 | kg | 10 | 44 | 1 | FALSE | 1 | FALSE |  | 1.1 | 4.2491 | 25.4947 | 5052 | Membrane (breather), polypropylene |  | 0 | D3 | 0 | 0 | 0 | 0 | 0 | 0 | 0 | 0 | 0
| Civic Offices | Services LED light fitting | 1701293 | 8404222 | 5.8 | Electrical installations | insulator | Construction | 4.2491 | kg | 10 | 44 | 1 | FALSE | 1 | FALSE |  | 1.1 | 4.2491 | 25.4947 | 5052 | Membrane (breather), polypropylene |  | 0 | D4 | 0 | 0 | 0 | 0 | 0 | 0 | 0 | 0 | 0
| Civic Offices | Services LED light fitting | 1701293 | 8404222 | 5.8 | Electrical installations | insulator | Construction | 4.2491 | kg | 10 | 44 | 1 | FALSE | 1 | FALSE |  | 1.1 | 4.2491 | 25.4947 | 5052 | Membrane (breather), polypropylene |  | 60 | C2 | 0 | 0 | 0 | 0 | 0 | 0 | 0 | 0 | 0
| Civic Offices | Services LED light fitting | 1701293 | 8404222 | 5.8 | Electrical installations | insulator | Construction | 4.2491 | kg | 10 | 44 | 1 | FALSE | 1 | FALSE |  | 1.1 | 4.2491 | 25.4947 | 5052 | Membrane (breather), polypropylene |  | 60 | C4 | 0.11199 | 3.562e-09 | 0.00010312 | 0.0093954 | 3.4215e-05 | 1.9901e-08 | 0.32596 | 0.67986 | 0.0031528
| Civic Offices | Services LED light fitting | 1701293 | 8404222 | 5.8 | Electrical installations | insulator | Construction | 4.2491 | kg | 10 | 44 | 1 | FALSE | 1 | FALSE |  | 1.1 | 4.2491 | 25.4947 | 5052 | Membrane (breather), polypropylene |  | 60 | D2 | 0 | 0 | 0 | 0 | 0 | 0 | 0 | 0 | 0
| Civic Offices | Services LED light fitting | 1701293 | 8404222 | 5.8 | Electrical installations | insulator | Construction | 4.2491 | kg | 10 | 44 | 1 | FALSE | 1 | FALSE |  | 1.1 | 4.2491 | 25.4947 | 5052 | Membrane (breather), polypropylene |  | 60 | D3 | 0 | 0 | 0 | 0 | 0 | 0 | 0 | 0 | 0
| Civic Offices | Services LED light fitting | 1701293 | 8404222 | 5.8 | Electrical installations | insulator | Construction | 4.2491 | kg | 10 | 44 | 1 | FALSE | 1 | FALSE |  | 1.1 | 4.2491 | 25.4947 | 5052 | Membrane (breather), polypropylene |  | 60 | D4 | 0 | 0 | 0 | 0 | 0 | 0 | 0 | 0 | 0
| Civic Offices | Services LED light fitting | 1701293 | 8404222 | 5.8 | Electrical installations | insulator | Construction | 4.2491 | kg | 10 | 44 | 1 | FALSE | 1 | FALSE |  | 1.1 | 4.2491 | 25.4947 | 5052 | Membrane (breather), polypropylene |  | 10 | B4B5 | 25.8883 | 6.0618e-07 | 0.14501 | 0.051998 | 0.017267 | 3.0459e-05 | 560.6927 | 3.1674 | 0.12704
| Civic Offices | Services LED light fitting | 1701293 | 8404222 | 5.8 | Electrical installations | insulator | Construction | 4.2491 | kg | 10 | 44 | 1 | FALSE | 1 | FALSE |  | 1.1 | 4.2491 | 25.4947 | 5052 | Membrane (breather), polypropylene |  | 10 | D2 | 0 | 0 | 0 | 0 | 0 | 0 | 0 | 0 | 0
| Civic Offices | Services LED light fitting | 1701293 | 8404222 | 5.8 | Electrical installations | insulator | Construction | 4.2491 | kg | 10 | 44 | 1 | FALSE | 1 | FALSE |  | 1.1 | 4.2491 | 25.4947 | 5052 | Membrane (breather), polypropylene |  | 10 | D3 | 0 | 0 | 0 | 0 | 0 | 0 | 0 | 0 | 0
| Civic Offices | Services LED light fitting | 1701293 | 8404222 | 5.8 | Electrical installations | insulator | Construction | 4.2491 | kg | 10 | 44 | 1 | FALSE | 1 | FALSE |  | 1.1 | 4.2491 | 25.4947 | 5052 | Membrane (breather), polypropylene |  | 10 | D4 | 0 | 0 | 0 | 0 | 0 | 0 | 0 | 0 | 0
| Civic Offices | Services LED light fitting | 1701293 | 8404222 | 5.8 | Electrical installations | insulator | Construction | 4.2491 | kg | 10 | 44 | 1 | FALSE | 1 | FALSE |  | 1.1 | 4.2491 | 25.4947 | 5052 | Membrane (breather), polypropylene |  | 20 | B4B5 | 25.8883 | 6.0618e-07 | 0.14501 | 0.051998 | 0.017267 | 3.0459e-05 | 560.6927 | 3.1674 | 0.12704
| Civic Offices | Services LED light fitting | 1701293 | 8404222 | 5.8 | Electrical installations | insulator | Construction | 4.2491 | kg | 10 | 44 | 1 | FALSE | 1 | FALSE |  | 1.1 | 4.2491 | 25.4947 | 5052 | Membrane (breather), polypropylene |  | 20 | D2 | 0 | 0 | 0 | 0 | 0 | 0 | 0 | 0 | 0
| Civic Offices | Services LED light fitting | 1701293 | 8404222 | 5.8 | Electrical installations | insulator | Construction | 4.2491 | kg | 10 | 44 | 1 | FALSE | 1 | FALSE |  | 1.1 | 4.2491 | 25.4947 | 5052 | Membrane (breather), polypropylene |  | 20 | D3 | 0 | 0 | 0 | 0 | 0 | 0 | 0 | 0 | 0
| Civic Offices | Services LED light fitting | 1701293 | 8404222 | 5.8 | Electrical installations | insulator | Construction | 4.2491 | kg | 10 | 44 | 1 | FALSE | 1 | FALSE |  | 1.1 | 4.2491 | 25.4947 | 5052 | Membrane (breather), polypropylene |  | 20 | D4 | 0 | 0 | 0 | 0 | 0 | 0 | 0 | 0 | 0
| Civic Offices | Services LED light fitting | 1701293 | 8404222 | 5.8 | Electrical installations | insulator | Construction | 4.2491 | kg | 10 | 44 | 1 | FALSE | 1 | FALSE |  | 1.1 | 4.2491 | 25.4947 | 5052 | Membrane (breather), polypropylene |  | 30 | B4B5 | 25.8883 | 6.0618e-07 | 0.14501 | 0.051998 | 0.017267 | 3.0459e-05 | 560.6927 | 3.1674 | 0.12704
| Civic Offices | Services LED light fitting | 1701293 | 8404222 | 5.8 | Electrical installations | insulator | Construction | 4.2491 | kg | 10 | 44 | 1 | FALSE | 1 | FALSE |  | 1.1 | 4.2491 | 25.4947 | 5052 | Membrane (breather), polypropylene |  | 30 | D2 | 0 | 0 | 0 | 0 | 0 | 0 | 0 | 0 | 0
| Civic Offices | Services LED light fitting | 1701293 | 8404222 | 5.8 | Electrical installations | insulator | Construction | 4.2491 | kg | 10 | 44 | 1 | FALSE | 1 | FALSE |  | 1.1 | 4.2491 | 25.4947 | 5052 | Membrane (breather), polypropylene |  | 30 | D3 | 0 | 0 | 0 | 0 | 0 | 0 | 0 | 0 | 0
| Civic Offices | Services LED light fitting | 1701293 | 8404222 | 5.8 | Electrical installations | insulator | Construction | 4.2491 | kg | 10 | 44 | 1 | FALSE | 1 | FALSE |  | 1.1 | 4.2491 | 25.4947 | 5052 | Membrane (breather), polypropylene |  | 30 | D4 | 0 | 0 | 0 | 0 | 0 | 0 | 0 | 0 | 0
| Civic Offices | Services LED light fitting | 1701293 | 8404222 | 5.8 | Electrical installations | insulator | Construction | 4.2491 | kg | 10 | 44 | 1 | FALSE | 1 | FALSE |  | 1.1 | 4.2491 | 25.4947 | 5052 | Membrane (breather), polypropylene |  | 40 | B4B5 | 25.8883 | 6.0618e-07 | 0.14501 | 0.051998 | 0.017267 | 3.0459e-05 | 560.6927 | 3.1674 | 0.12704
| Civic Offices | Services LED light fitting | 1701293 | 8404222 | 5.8 | Electrical installations | insulator | Construction | 4.2491 | kg | 10 | 44 | 1 | FALSE | 1 | FALSE |  | 1.1 | 4.2491 | 25.4947 | 5052 | Membrane (breather), polypropylene |  | 40 | D2 | 0 | 0 | 0 | 0 | 0 | 0 | 0 | 0 | 0
| Civic Offices | Services LED light fitting | 1701293 | 8404222 | 5.8 | Electrical installations | insulator | Construction | 4.2491 | kg | 10 | 44 | 1 | FALSE | 1 | FALSE |  | 1.1 | 4.2491 | 25.4947 | 5052 | Membrane (breather), polypropylene |  | 40 | D3 | 0 | 0 | 0 | 0 | 0 | 0 | 0 | 0 | 0
| Civic Offices | Services LED light fitting | 1701293 | 8404222 | 5.8 | Electrical installations | insulator | Construction | 4.2491 | kg | 10 | 44 | 1 | FALSE | 1 | FALSE |  | 1.1 | 4.2491 | 25.4947 | 5052 | Membrane (breather), polypropylene |  | 40 | D4 | 0 | 0 | 0 | 0 | 0 | 0 | 0 | 0 | 0
| Civic Offices | Services LED light fitting | 1701293 | 8404222 | 5.8 | Electrical installations | insulator | Construction | 4.2491 | kg | 10 | 44 | 1 | FALSE | 1 | FALSE |  | 1.1 | 4.2491 | 25.4947 | 5052 | Membrane (breather), polypropylene |  | 50 | B4B5 | 25.8883 | 6.0618e-07 | 0.14501 | 0.051998 | 0.017267 | 3.0459e-05 | 560.6927 | 3.1674 | 0.12704
| Civic Offices | Services LED light fitting | 1701293 | 8404222 | 5.8 | Electrical installations | insulator | Construction | 4.2491 | kg | 10 | 44 | 1 | FALSE | 1 | FALSE |  | 1.1 | 4.2491 | 25.4947 | 5052 | Membrane (breather), polypropylene |  | 50 | D2 | 0 | 0 | 0 | 0 | 0 | 0 | 0 | 0 | 0
| Civic Offices | Services LED light fitting | 1701293 | 8404222 | 5.8 | Electrical installations | insulator | Construction | 4.2491 | kg | 10 | 44 | 1 | FALSE | 1 | FALSE |  | 1.1 | 4.2491 | 25.4947 | 5052 | Membrane (breather), polypropylene |  | 50 | D3 | 0 | 0 | 0 | 0 | 0 | 0 | 0 | 0 | 0
| Civic Offices | Services LED light fitting | 1701293 | 8404222 | 5.8 | Electrical installations | insulator | Construction | 4.2491 | kg | 10 | 44 | 1 | FALSE | 1 | FALSE |  | 1.1 | 4.2491 | 25.4947 | 5052 | Membrane (breather), polypropylene |  | 50 | D4 | 0 | 0 | 0 | 0 | 0 | 0 | 0 | 0 | 0
| Civic Offices | Services LED light fitting | 1701293 | 8404223 | 5.8 | Electrical installations | plates | Construction | 2.9965 | kg | 10 | 44 | 1 | FALSE | 1 | FALSE |  | 1.05 | 2.9965 | 17.9789 | 5168 | Fencing (posts, square section), steel (galvanized) |  | 0 | A1A3 | 8.1755 | 5.5574e-07 | 0.13365 | 0.041717 | 0.0078646 | 0.0019278 | 110.057 | 6.1773 | 0.15928
| Civic Offices | Services LED light fitting | 1701293 | 8404223 | 5.8 | Electrical installations | plates | Construction | 2.9965 | kg | 10 | 44 | 1 | FALSE | 1 | FALSE |  | 1.05 | 2.9965 | 17.9789 | 5168 | Fencing (posts, square section), steel (galvanized) |  | 0 | A4 | 0.13059 | 1.8071e-08 | 0.00062091 | 0.0001153 | 8.197e-05 | 2.9083e-07 | 1.9107 | 0.5549 | 0.00053073
| Civic Offices | Services LED light fitting | 1701293 | 8404223 | 5.8 | Electrical installations | plates | Construction | 2.9965 | kg | 10 | 44 | 1 | FALSE | 1 | FALSE |  | 1.05 | 2.9965 | 17.9789 | 5168 | Fencing (posts, square section), steel (galvanized) |  | 0 | A5 | 7.7879e-05 | 2.0393e-11 | 5.446e-07 | 1.7895e-07 | 9.037e-08 | 1.0986e-10 | 0.0019092 | 0.022474 | 0
| Civic Offices | Services LED light fitting | 1701293 | 8404223 | 5.8 | Electrical installations | plates | Construction | 2.9965 | kg | 10 | 44 | 1 | FALSE | 1 | FALSE |  | 1.05 | 2.9965 | 17.9789 | 5168 | Fencing (posts, square section), steel (galvanized) |  | 0 | D2 | 0 | 0 | 0 | 0 | 0 | 0 | 0 | 0 | 0
| Civic Offices | Services LED light fitting | 1701293 | 8404223 | 5.8 | Electrical installations | plates | Construction | 2.9965 | kg | 10 | 44 | 1 | FALSE | 1 | FALSE |  | 1.05 | 2.9965 | 17.9789 | 5168 | Fencing (posts, square section), steel (galvanized) |  | 0 | D3 | 0 | 0 | 0 | 0 | 0 | 0 | 0 | 0 | 0
| Civic Offices | Services LED light fitting | 1701293 | 8404223 | 5.8 | Electrical installations | plates | Construction | 2.9965 | kg | 10 | 44 | 1 | FALSE | 1 | FALSE |  | 1.05 | 2.9965 | 17.9789 | 5168 | Fencing (posts, square section), steel (galvanized) |  | 0 | D4 | 0 | 0 | 0 | 0 | 0 | 0 | 0 | 0 | 0
| Civic Offices | Services LED light fitting | 1701293 | 8404223 | 5.8 | Electrical installations | plates | Construction | 2.9965 | kg | 10 | 44 | 1 | FALSE | 1 | FALSE |  | 1.05 | 2.9965 | 17.9789 | 5168 | Fencing (posts, square section), steel (galvanized) |  | 60 | C2 | 0 | 0 | 0 | 0 | 0 | 0 | 0 | 0 | 0
| Civic Offices | Services LED light fitting | 1701293 | 8404223 | 5.8 | Electrical installations | plates | Construction | 2.9965 | kg | 10 | 44 | 1 | FALSE | 1 | FALSE |  | 1.05 | 2.9965 | 17.9789 | 5168 | Fencing (posts, square section), steel (galvanized) |  | 60 | C4 | 0.0015576 | 4.0786e-10 | 1.0892e-05 | 3.5791e-06 | 1.8074e-06 | 2.1972e-09 | 0.038185 | 0.44947 | 7.8113e-05
| Civic Offices | Services LED light fitting | 1701293 | 8404223 | 5.8 | Electrical installations | plates | Construction | 2.9965 | kg | 10 | 44 | 1 | FALSE | 1 | FALSE |  | 1.05 | 2.9965 | 17.9789 | 5168 | Fencing (posts, square section), steel (galvanized) |  | 60 | D2 | 0 | 0 | 0 | 0 | 0 | 0 | 0 | 0 | 0
| Civic Offices | Services LED light fitting | 1701293 | 8404223 | 5.8 | Electrical installations | plates | Construction | 2.9965 | kg | 10 | 44 | 1 | FALSE | 1 | FALSE |  | 1.05 | 2.9965 | 17.9789 | 5168 | Fencing (posts, square section), steel (galvanized) |  | 60 | D3 | 0 | 0 | 0 | 0 | 0 | 0 | 0 | 0 | 0
| Civic Offices | Services LED light fitting | 1701293 | 8404223 | 5.8 | Electrical installations | plates | Construction | 2.9965 | kg | 10 | 44 | 1 | FALSE | 1 | FALSE |  | 1.05 | 2.9965 | 17.9789 | 5168 | Fencing (posts, square section), steel (galvanized) |  | 60 | D4 | 0 | 0 | 0 | 0 | 0 | 0 | 0 | 0 | 0
| Civic Offices | Services LED light fitting | 1701293 | 8404223 | 5.8 | Electrical installations | plates | Construction | 2.9965 | kg | 10 | 44 | 1 | FALSE | 1 | FALSE |  | 1.05 | 2.9965 | 17.9789 | 5168 | Fencing (posts, square section), steel (galvanized) |  | 10 | B4B5 | 8.3077 | 5.7424e-07 | 0.13428 | 0.041836 | 0.0079485 | 0.0019281 | 112.0078 | 7.2041 | 0.15982
| Civic Offices | Services LED light fitting | 1701293 | 8404223 | 5.8 | Electrical installations | plates | Construction | 2.9965 | kg | 10 | 44 | 1 | FALSE | 1 | FALSE |  | 1.05 | 2.9965 | 17.9789 | 5168 | Fencing (posts, square section), steel (galvanized) |  | 10 | D2 | 0 | 0 | 0 | 0 | 0 | 0 | 0 | 0 | 0
| Civic Offices | Services LED light fitting | 1701293 | 8404223 | 5.8 | Electrical installations | plates | Construction | 2.9965 | kg | 10 | 44 | 1 | FALSE | 1 | FALSE |  | 1.05 | 2.9965 | 17.9789 | 5168 | Fencing (posts, square section), steel (galvanized) |  | 10 | D3 | 0 | 0 | 0 | 0 | 0 | 0 | 0 | 0 | 0
| Civic Offices | Services LED light fitting | 1701293 | 8404223 | 5.8 | Electrical installations | plates | Construction | 2.9965 | kg | 10 | 44 | 1 | FALSE | 1 | FALSE |  | 1.05 | 2.9965 | 17.9789 | 5168 | Fencing (posts, square section), steel (galvanized) |  | 10 | D4 | 0 | 0 | 0 | 0 | 0 | 0 | 0 | 0 | 0
| Civic Offices | Services LED light fitting | 1701293 | 8404223 | 5.8 | Electrical installations | plates | Construction | 2.9965 | kg | 10 | 44 | 1 | FALSE | 1 | FALSE |  | 1.05 | 2.9965 | 17.9789 | 5168 | Fencing (posts, square section), steel (galvanized) |  | 20 | B4B5 | 8.3077 | 5.7424e-07 | 0.13428 | 0.041836 | 0.0079485 | 0.0019281 | 112.0078 | 7.2041 | 0.15982
| Civic Offices | Services LED light fitting | 1701293 | 8404223 | 5.8 | Electrical installations | plates | Construction | 2.9965 | kg | 10 | 44 | 1 | FALSE | 1 | FALSE |  | 1.05 | 2.9965 | 17.9789 | 5168 | Fencing (posts, square section), steel (galvanized) |  | 20 | D2 | 0 | 0 | 0 | 0 | 0 | 0 | 0 | 0 | 0
| Civic Offices | Services LED light fitting | 1701293 | 8404223 | 5.8 | Electrical installations | plates | Construction | 2.9965 | kg | 10 | 44 | 1 | FALSE | 1 | FALSE |  | 1.05 | 2.9965 | 17.9789 | 5168 | Fencing (posts, square section), steel (galvanized) |  | 20 | D3 | 0 | 0 | 0 | 0 | 0 | 0 | 0 | 0 | 0
| Civic Offices | Services LED light fitting | 1701293 | 8404223 | 5.8 | Electrical installations | plates | Construction | 2.9965 | kg | 10 | 44 | 1 | FALSE | 1 | FALSE |  | 1.05 | 2.9965 | 17.9789 | 5168 | Fencing (posts, square section), steel (galvanized) |  | 20 | D4 | 0 | 0 | 0 | 0 | 0 | 0 | 0 | 0 | 0
| Civic Offices | Services LED light fitting | 1701293 | 8404223 | 5.8 | Electrical installations | plates | Construction | 2.9965 | kg | 10 | 44 | 1 | FALSE | 1 | FALSE |  | 1.05 | 2.9965 | 17.9789 | 5168 | Fencing (posts, square section), steel (galvanized) |  | 30 | B4B5 | 8.3077 | 5.7424e-07 | 0.13428 | 0.041836 | 0.0079485 | 0.0019281 | 112.0078 | 7.2041 | 0.15982
| Civic Offices | Services LED light fitting | 1701293 | 8404223 | 5.8 | Electrical installations | plates | Construction | 2.9965 | kg | 10 | 44 | 1 | FALSE | 1 | FALSE |  | 1.05 | 2.9965 | 17.9789 | 5168 | Fencing (posts, square section), steel (galvanized) |  | 30 | D2 | 0 | 0 | 0 | 0 | 0 | 0 | 0 | 0 | 0
| Civic Offices | Services LED light fitting | 1701293 | 8404223 | 5.8 | Electrical installations | plates | Construction | 2.9965 | kg | 10 | 44 | 1 | FALSE | 1 | FALSE |  | 1.05 | 2.9965 | 17.9789 | 5168 | Fencing (posts, square section), steel (galvanized) |  | 30 | D3 | 0 | 0 | 0 | 0 | 0 | 0 | 0 | 0 | 0
| Civic Offices | Services LED light fitting | 1701293 | 8404223 | 5.8 | Electrical installations | plates | Construction | 2.9965 | kg | 10 | 44 | 1 | FALSE | 1 | FALSE |  | 1.05 | 2.9965 | 17.9789 | 5168 | Fencing (posts, square section), steel (galvanized) |  | 30 | D4 | 0 | 0 | 0 | 0 | 0 | 0 | 0 | 0 | 0
| Civic Offices | Services LED light fitting | 1701293 | 8404223 | 5.8 | Electrical installations | plates | Construction | 2.9965 | kg | 10 | 44 | 1 | FALSE | 1 | FALSE |  | 1.05 | 2.9965 | 17.9789 | 5168 | Fencing (posts, square section), steel (galvanized) |  | 40 | B4B5 | 8.3077 | 5.7424e-07 | 0.13428 | 0.041836 | 0.0079485 | 0.0019281 | 112.0078 | 7.2041 | 0.15982
| Civic Offices | Services LED light fitting | 1701293 | 8404223 | 5.8 | Electrical installations | plates | Construction | 2.9965 | kg | 10 | 44 | 1 | FALSE | 1 | FALSE |  | 1.05 | 2.9965 | 17.9789 | 5168 | Fencing (posts, square section), steel (galvanized) |  | 40 | D2 | 0 | 0 | 0 | 0 | 0 | 0 | 0 | 0 | 0
| Civic Offices | Services LED light fitting | 1701293 | 8404223 | 5.8 | Electrical installations | plates | Construction | 2.9965 | kg | 10 | 44 | 1 | FALSE | 1 | FALSE |  | 1.05 | 2.9965 | 17.9789 | 5168 | Fencing (posts, square section), steel (galvanized) |  | 40 | D3 | 0 | 0 | 0 | 0 | 0 | 0 | 0 | 0 | 0
| Civic Offices | Services LED light fitting | 1701293 | 8404223 | 5.8 | Electrical installations | plates | Construction | 2.9965 | kg | 10 | 44 | 1 | FALSE | 1 | FALSE |  | 1.05 | 2.9965 | 17.9789 | 5168 | Fencing (posts, square section), steel (galvanized) |  | 40 | D4 | 0 | 0 | 0 | 0 | 0 | 0 | 0 | 0 | 0
| Civic Offices | Services LED light fitting | 1701293 | 8404223 | 5.8 | Electrical installations | plates | Construction | 2.9965 | kg | 10 | 44 | 1 | FALSE | 1 | FALSE |  | 1.05 | 2.9965 | 17.9789 | 5168 | Fencing (posts, square section), steel (galvanized) |  | 50 | B4B5 | 8.3077 | 5.7424e-07 | 0.13428 | 0.041836 | 0.0079485 | 0.0019281 | 112.0078 | 7.2041 | 0.15982
| Civic Offices | Services LED light fitting | 1701293 | 8404223 | 5.8 | Electrical installations | plates | Construction | 2.9965 | kg | 10 | 44 | 1 | FALSE | 1 | FALSE |  | 1.05 | 2.9965 | 17.9789 | 5168 | Fencing (posts, square section), steel (galvanized) |  | 50 | D2 | 0 | 0 | 0 | 0 | 0 | 0 | 0 | 0 | 0
| Civic Offices | Services LED light fitting | 1701293 | 8404223 | 5.8 | Electrical installations | plates | Construction | 2.9965 | kg | 10 | 44 | 1 | FALSE | 1 | FALSE |  | 1.05 | 2.9965 | 17.9789 | 5168 | Fencing (posts, square section), steel (galvanized) |  | 50 | D3 | 0 | 0 | 0 | 0 | 0 | 0 | 0 | 0 | 0
| Civic Offices | Services LED light fitting | 1701293 | 8404223 | 5.8 | Electrical installations | plates | Construction | 2.9965 | kg | 10 | 44 | 1 | FALSE | 1 | FALSE |  | 1.05 | 2.9965 | 17.9789 | 5168 | Fencing (posts, square section), steel (galvanized) |  | 50 | D4 | 0 | 0 | 0 | 0 | 0 | 0 | 0 | 0 | 0
| Civic Offices | Services electrical wireing | 1701294 | 8404225 | 5.2 | Services equipment | copper wire 6mm siam | Construction | 91.7517 | Linear length Calculation | 30 | 44 | 1 | FALSE | 1 | FALSE |  | 1.03 | 91.7517 | 183.5034 | 5113 | Cladding sheet (plain), copper |  | 0 | A1A3 | 650.6606 | 0.00054073 | 33.0916 | 22.0896 | 1.8292 | 0.15055 | 9872.6334 | 1927.2496 | 20.7983
| Civic Offices | Services electrical wireing | 1701294 | 8404225 | 5.2 | Services equipment | copper wire 6mm siam | Construction | 91.7517 | Linear length Calculation | 30 | 44 | 1 | FALSE | 1 | FALSE |  | 1.03 | 91.7517 | 183.5034 | 5113 | Cladding sheet (plain), copper |  | 0 | A4 | 1.8516 | 3.3268e-07 | 0.0060627 | 0.0016387 | 0.0010343 | 6.4574e-06 | 27.6008 | 4.2144 | 0.0076195
| Civic Offices | Services electrical wireing | 1701294 | 8404225 | 5.2 | Services equipment | copper wire 6mm siam | Construction | 91.7517 | Linear length Calculation | 30 | 44 | 1 | FALSE | 1 | FALSE |  | 1.03 | 91.7517 | 183.5034 | 5113 | Cladding sheet (plain), copper |  | 0 | A5 | 0.0014308 | 3.7466e-10 | 1.0005e-05 | 3.2877e-06 | 1.6603e-06 | 2.0183e-09 | 0.035076 | 0.41288 | 0
| Civic Offices | Services electrical wireing | 1701294 | 8404225 | 5.2 | Services equipment | copper wire 6mm siam | Construction | 91.7517 | Linear length Calculation | 30 | 44 | 1 | FALSE | 1 | FALSE |  | 1.03 | 91.7517 | 183.5034 | 5113 | Cladding sheet (plain), copper |  | 0 | D2 | 0 | 0 | 0 | 0 | 0 | 0 | 0 | 0 | 0
| Civic Offices | Services electrical wireing | 1701294 | 8404225 | 5.2 | Services equipment | copper wire 6mm siam | Construction | 91.7517 | Linear length Calculation | 30 | 44 | 1 | FALSE | 1 | FALSE |  | 1.03 | 91.7517 | 183.5034 | 5113 | Cladding sheet (plain), copper |  | 0 | D3 | 0 | 0 | 0 | 0 | 0 | 0 | 0 | 0 | 0
| Civic Offices | Services electrical wireing | 1701294 | 8404225 | 5.2 | Services equipment | copper wire 6mm siam | Construction | 91.7517 | Linear length Calculation | 30 | 44 | 1 | FALSE | 1 | FALSE |  | 1.03 | 91.7517 | 183.5034 | 5113 | Cladding sheet (plain), copper |  | 0 | D4 | 0 | 0 | 0 | 0 | 0 | 0 | 0 | 0 | 0
| Civic Offices | Services electrical wireing | 1701294 | 8404225 | 5.2 | Services equipment | copper wire 6mm siam | Construction | 91.7517 | Linear length Calculation | 30 | 44 | 1 | FALSE | 1 | FALSE |  | 1.03 | 91.7517 | 183.5034 | 5113 | Cladding sheet (plain), copper |  | 60 | C2 | 0 | 0 | 0 | 0 | 0 | 0 | 0 | 0 | 0
| Civic Offices | Services electrical wireing | 1701294 | 8404225 | 5.2 | Services equipment | copper wire 6mm siam | Construction | 91.7517 | Linear length Calculation | 30 | 44 | 1 | FALSE | 1 | FALSE |  | 1.03 | 91.7517 | 183.5034 | 5113 | Cladding sheet (plain), copper |  | 60 | C4 | 0.047692 | 1.2489e-08 | 0.00033351 | 0.00010959 | 5.5342e-05 | 6.7278e-08 | 1.1692 | 13.7628 | 0.0023918
| Civic Offices | Services electrical wireing | 1701294 | 8404225 | 5.2 | Services equipment | copper wire 6mm siam | Construction | 91.7517 | Linear length Calculation | 30 | 44 | 1 | FALSE | 1 | FALSE |  | 1.03 | 91.7517 | 183.5034 | 5113 | Cladding sheet (plain), copper |  | 60 | D2 | 0 | 0 | 0 | 0 | 0 | 0 | 0 | 0 | 0
| Civic Offices | Services electrical wireing | 1701294 | 8404225 | 5.2 | Services equipment | copper wire 6mm siam | Construction | 91.7517 | Linear length Calculation | 30 | 44 | 1 | FALSE | 1 | FALSE |  | 1.03 | 91.7517 | 183.5034 | 5113 | Cladding sheet (plain), copper |  | 60 | D3 | 0 | 0 | 0 | 0 | 0 | 0 | 0 | 0 | 0
| Civic Offices | Services electrical wireing | 1701294 | 8404225 | 5.2 | Services equipment | copper wire 6mm siam | Construction | 91.7517 | Linear length Calculation | 30 | 44 | 1 | FALSE | 1 | FALSE |  | 1.03 | 91.7517 | 183.5034 | 5113 | Cladding sheet (plain), copper |  | 60 | D4 | 0 | 0 | 0 | 0 | 0 | 0 | 0 | 0 | 0
| Civic Offices | Services electrical wireing | 1701294 | 8404225 | 5.2 | Services equipment | copper wire 6mm siam | Construction | 91.7517 | Linear length Calculation | 30 | 44 | 1 | FALSE | 1 | FALSE |  | 1.03 | 91.7517 | 183.5034 | 5113 | Cladding sheet (plain), copper |  | 30 | B4B5 | 652.5613 | 0.00054108 | 33.098 | 22.0914 | 1.8303 | 0.15056 | 9901.4385 | 1945.6397 | 20.8059
| Civic Offices | Services electrical wireing | 1701294 | 8404225 | 5.2 | Services equipment | copper wire 6mm siam | Construction | 91.7517 | Linear length Calculation | 30 | 44 | 1 | FALSE | 1 | FALSE |  | 1.03 | 91.7517 | 183.5034 | 5113 | Cladding sheet (plain), copper |  | 30 | D2 | 0 | 0 | 0 | 0 | 0 | 0 | 0 | 0 | 0
| Civic Offices | Services electrical wireing | 1701294 | 8404225 | 5.2 | Services equipment | copper wire 6mm siam | Construction | 91.7517 | Linear length Calculation | 30 | 44 | 1 | FALSE | 1 | FALSE |  | 1.03 | 91.7517 | 183.5034 | 5113 | Cladding sheet (plain), copper |  | 30 | D3 | 0 | 0 | 0 | 0 | 0 | 0 | 0 | 0 | 0
| Civic Offices | Services electrical wireing | 1701294 | 8404225 | 5.2 | Services equipment | copper wire 6mm siam | Construction | 91.7517 | Linear length Calculation | 30 | 44 | 1 | FALSE | 1 | FALSE |  | 1.03 | 91.7517 | 183.5034 | 5113 | Cladding sheet (plain), copper |  | 30 | D4 | 0 | 0 | 0 | 0 | 0 | 0 | 0 | 0 | 0
| Civic Offices | Services electrical wireing | 1701294 | 8404226 | 5.2 | Services equipment | conduit 20mm | Construction | 70.5569 | Linear length Calculation | 30 | 44 | 1 | FALSE | 1 | FALSE |  | 1.05 | 70.5569 | 141.1137 | 5377 | Roof membrane (single ply), PVC |  | 0 | A1A3 | 154.5398 | 1.2628e-05 | 0.87342 | 0.23075 | 0.19124 | 0.002284 | 4201.5255 | 670.8458 | 1.311
| Civic Offices | Services electrical wireing | 1701294 | 8404226 | 5.2 | Services equipment | conduit 20mm | Construction | 70.5569 | Linear length Calculation | 30 | 44 | 1 | FALSE | 1 | FALSE |  | 1.05 | 70.5569 | 141.1137 | 5377 | Roof membrane (single ply), PVC |  | 0 | A4 | 1.4037 | 2.522e-07 | 0.0045961 | 0.0012422 | 0.00078408 | 4.8952e-06 | 20.9238 | 3.1949 | 0.0057763
| Civic Offices | Services electrical wireing | 1701294 | 8404226 | 5.2 | Services equipment | conduit 20mm | Construction | 70.5569 | Linear length Calculation | 30 | 44 | 1 | FALSE | 1 | FALSE |  | 1.05 | 70.5569 | 141.1137 | 5377 | Roof membrane (single ply), PVC |  | 0 | A5 | 0.067764 | 2.9047e-09 | 0.00021588 | 0.0040073 | 2.3604e-05 | 1.5843e-08 | 0.26943 | 0.52918 | 0
| Civic Offices | Services electrical wireing | 1701294 | 8404226 | 5.2 | Services equipment | conduit 20mm | Construction | 70.5569 | Linear length Calculation | 30 | 44 | 1 | FALSE | 1 | FALSE |  | 1.05 | 70.5569 | 141.1137 | 5377 | Roof membrane (single ply), PVC |  | 0 | D2 | 0 | 0 | 0 | 0 | 0 | 0 | 0 | 0 | 0
| Civic Offices | Services electrical wireing | 1701294 | 8404226 | 5.2 | Services equipment | conduit 20mm | Construction | 70.5569 | Linear length Calculation | 30 | 44 | 1 | FALSE | 1 | FALSE |  | 1.05 | 70.5569 | 141.1137 | 5377 | Roof membrane (single ply), PVC |  | 0 | D3 | 0 | 0 | 0 | 0 | 0 | 0 | 0 | 0 | 0
| Civic Offices | Services electrical wireing | 1701294 | 8404226 | 5.2 | Services equipment | conduit 20mm | Construction | 70.5569 | Linear length Calculation | 30 | 44 | 1 | FALSE | 1 | FALSE |  | 1.05 | 70.5569 | 141.1137 | 5377 | Roof membrane (single ply), PVC |  | 0 | D4 | 0 | 0 | 0 | 0 | 0 | 0 | 0 | 0 | 0
| Civic Offices | Services electrical wireing | 1701294 | 8404226 | 5.2 | Services equipment | conduit 20mm | Construction | 70.5569 | Linear length Calculation | 30 | 44 | 1 | FALSE | 1 | FALSE |  | 1.05 | 70.5569 | 141.1137 | 5377 | Roof membrane (single ply), PVC |  | 60 | C2 | 0 | 0 | 0 | 0 | 0 | 0 | 0 | 0 | 0
| Civic Offices | Services electrical wireing | 1701294 | 8404226 | 5.2 | Services equipment | conduit 20mm | Construction | 70.5569 | Linear length Calculation | 30 | 44 | 1 | FALSE | 1 | FALSE |  | 1.05 | 70.5569 | 141.1137 | 5377 | Roof membrane (single ply), PVC |  | 60 | C4 | 1.3553 | 5.8093e-08 | 0.0043176 | 0.080146 | 0.00047209 | 3.1685e-07 | 5.3887 | 10.5835 | 0.033084
| Civic Offices | Services electrical wireing | 1701294 | 8404226 | 5.2 | Services equipment | conduit 20mm | Construction | 70.5569 | Linear length Calculation | 30 | 44 | 1 | FALSE | 1 | FALSE |  | 1.05 | 70.5569 | 141.1137 | 5377 | Roof membrane (single ply), PVC |  | 60 | D2 | 0 | 0 | 0 | 0 | 0 | 0 | 0 | 0 | 0
| Civic Offices | Services electrical wireing | 1701294 | 8404226 | 5.2 | Services equipment | conduit 20mm | Construction | 70.5569 | Linear length Calculation | 30 | 44 | 1 | FALSE | 1 | FALSE |  | 1.05 | 70.5569 | 141.1137 | 5377 | Roof membrane (single ply), PVC |  | 60 | D3 | 0 | 0 | 0 | 0 | 0 | 0 | 0 | 0 | 0
| Civic Offices | Services electrical wireing | 1701294 | 8404226 | 5.2 | Services equipment | conduit 20mm | Construction | 70.5569 | Linear length Calculation | 30 | 44 | 1 | FALSE | 1 | FALSE |  | 1.05 | 70.5569 | 141.1137 | 5377 | Roof membrane (single ply), PVC |  | 60 | D4 | 0 | 0 | 0 | 0 | 0 | 0 | 0 | 0 | 0
| Civic Offices | Services electrical wireing | 1701294 | 8404226 | 5.2 | Services equipment | conduit 20mm | Construction | 70.5569 | Linear length Calculation | 30 | 44 | 1 | FALSE | 1 | FALSE |  | 1.05 | 70.5569 | 141.1137 | 5377 | Roof membrane (single ply), PVC |  | 30 | B4B5 | 157.3665 | 1.2941e-05 | 0.88255 | 0.31614 | 0.19252 | 0.0022892 | 4228.1074 | 685.1534 | 1.3168
| Civic Offices | Services electrical wireing | 1701294 | 8404226 | 5.2 | Services equipment | conduit 20mm | Construction | 70.5569 | Linear length Calculation | 30 | 44 | 1 | FALSE | 1 | FALSE |  | 1.05 | 70.5569 | 141.1137 | 5377 | Roof membrane (single ply), PVC |  | 30 | D2 | 0 | 0 | 0 | 0 | 0 | 0 | 0 | 0 | 0
| Civic Offices | Services electrical wireing | 1701294 | 8404226 | 5.2 | Services equipment | conduit 20mm | Construction | 70.5569 | Linear length Calculation | 30 | 44 | 1 | FALSE | 1 | FALSE |  | 1.05 | 70.5569 | 141.1137 | 5377 | Roof membrane (single ply), PVC |  | 30 | D3 | 0 | 0 | 0 | 0 | 0 | 0 | 0 | 0 | 0
| Civic Offices | Services electrical wireing | 1701294 | 8404226 | 5.2 | Services equipment | conduit 20mm | Construction | 70.5569 | Linear length Calculation | 30 | 44 | 1 | FALSE | 1 | FALSE |  | 1.05 | 70.5569 | 141.1137 | 5377 | Roof membrane (single ply), PVC |  | 30 | D4 | 0 | 0 | 0 | 0 | 0 | 0 | 0 | 0 | 0
| Civic Offices | Services LED light fitting | 1701299 | 8404240 | 5.8 | Electrical installations | heat sink | Construction | 9.1629 | kg | 10 | 44 | 1 | FALSE | 1 | FALSE |  | 1.01 | 9.1629 | 54.9771 | 5536 | Window furniture/hardware, aluminium |  | 0 | A1A3 | 173.9049 | 5.8887e-06 | 1.1888 | 0.27242 | 0.088307 | 0.00015148 | 2173.546 | 36.7894 | 1.1546
| Civic Offices | Services LED light fitting | 1701299 | 8404240 | 5.8 | Electrical installations | heat sink | Construction | 9.1629 | kg | 10 | 44 | 1 | FALSE | 1 | FALSE |  | 1.01 | 9.1629 | 54.9771 | 5536 | Window furniture/hardware, aluminium |  | 0 | A4 | 0.45605 | 5.0583e-08 | 0.0023627 | 0.00038343 | 0.00029137 | 6.3379e-07 | 6.585 | 1.7901 | 0.001799
| Civic Offices | Services LED light fitting | 1701299 | 8404240 | 5.8 | Electrical installations | heat sink | Construction | 9.1629 | kg | 10 | 44 | 1 | FALSE | 1 | FALSE |  | 1.01 | 9.1629 | 54.9771 | 5536 | Window furniture/hardware, aluminium |  | 0 | A5 | 4.7628e-05 | 1.2472e-11 | 3.3306e-07 | 1.0944e-07 | 5.5268e-08 | 6.7187e-11 | 0.0011676 | 0.013744 | 0
| Civic Offices | Services LED light fitting | 1701299 | 8404240 | 5.8 | Electrical installations | heat sink | Construction | 9.1629 | kg | 10 | 44 | 1 | FALSE | 1 | FALSE |  | 1.01 | 9.1629 | 54.9771 | 5536 | Window furniture/hardware, aluminium |  | 0 | D2 | 0 | 0 | 0 | 0 | 0 | 0 | 0 | 0 | 0
| Civic Offices | Services LED light fitting | 1701299 | 8404240 | 5.8 | Electrical installations | heat sink | Construction | 9.1629 | kg | 10 | 44 | 1 | FALSE | 1 | FALSE |  | 1.01 | 9.1629 | 54.9771 | 5536 | Window furniture/hardware, aluminium |  | 0 | D3 | 0 | 0 | 0 | 0 | 0 | 0 | 0 | 0 | 0
| Civic Offices | Services LED light fitting | 1701299 | 8404240 | 5.8 | Electrical installations | heat sink | Construction | 9.1629 | kg | 10 | 44 | 1 | FALSE | 1 | FALSE |  | 1.01 | 9.1629 | 54.9771 | 5536 | Window furniture/hardware, aluminium |  | 0 | D4 | 0 | 0 | 0 | 0 | 0 | 0 | 0 | 0 | 0
| Civic Offices | Services LED light fitting | 1701299 | 8404240 | 5.8 | Electrical installations | heat sink | Construction | 9.1629 | kg | 10 | 44 | 1 | FALSE | 1 | FALSE |  | 1.01 | 9.1629 | 54.9771 | 5536 | Window furniture/hardware, aluminium |  | 60 | C2 | 0 | 0 | 0 | 0 | 0 | 0 | 0 | 0 | 0
| Civic Offices | Services LED light fitting | 1701299 | 8404240 | 5.8 | Electrical installations | heat sink | Construction | 9.1629 | kg | 10 | 44 | 1 | FALSE | 1 | FALSE |  | 1.01 | 9.1629 | 54.9771 | 5536 | Window furniture/hardware, aluminium |  | 60 | C4 | 0.0047628 | 1.2472e-09 | 3.3306e-05 | 1.0944e-05 | 5.5268e-06 | 6.7187e-09 | 0.11676 | 1.3744 | 0.00023886
| Civic Offices | Services LED light fitting | 1701299 | 8404240 | 5.8 | Electrical installations | heat sink | Construction | 9.1629 | kg | 10 | 44 | 1 | FALSE | 1 | FALSE |  | 1.01 | 9.1629 | 54.9771 | 5536 | Window furniture/hardware, aluminium |  | 60 | D2 | 0 | 0 | 0 | 0 | 0 | 0 | 0 | 0 | 0
| Civic Offices | Services LED light fitting | 1701299 | 8404240 | 5.8 | Electrical installations | heat sink | Construction | 9.1629 | kg | 10 | 44 | 1 | FALSE | 1 | FALSE |  | 1.01 | 9.1629 | 54.9771 | 5536 | Window furniture/hardware, aluminium |  | 60 | D3 | 0 | 0 | 0 | 0 | 0 | 0 | 0 | 0 | 0
| Civic Offices | Services LED light fitting | 1701299 | 8404240 | 5.8 | Electrical installations | heat sink | Construction | 9.1629 | kg | 10 | 44 | 1 | FALSE | 1 | FALSE |  | 1.01 | 9.1629 | 54.9771 | 5536 | Window furniture/hardware, aluminium |  | 60 | D4 | 0 | 0 | 0 | 0 | 0 | 0 | 0 | 0 | 0
| Civic Offices | Services LED light fitting | 1701299 | 8404240 | 5.8 | Electrical installations | heat sink | Construction | 9.1629 | kg | 10 | 44 | 1 | FALSE | 1 | FALSE |  | 1.01 | 9.1629 | 54.9771 | 5536 | Window furniture/hardware, aluminium |  | 10 | B4B5 | 174.3657 | 5.9406e-06 | 1.1912 | 0.27281 | 0.088604 | 0.00015212 | 2180.249 | 39.9676 | 1.1564
| Civic Offices | Services LED light fitting | 1701299 | 8404240 | 5.8 | Electrical installations | heat sink | Construction | 9.1629 | kg | 10 | 44 | 1 | FALSE | 1 | FALSE |  | 1.01 | 9.1629 | 54.9771 | 5536 | Window furniture/hardware, aluminium |  | 10 | D2 | 0 | 0 | 0 | 0 | 0 | 0 | 0 | 0 | 0
| Civic Offices | Services LED light fitting | 1701299 | 8404240 | 5.8 | Electrical installations | heat sink | Construction | 9.1629 | kg | 10 | 44 | 1 | FALSE | 1 | FALSE |  | 1.01 | 9.1629 | 54.9771 | 5536 | Window furniture/hardware, aluminium |  | 10 | D3 | 0 | 0 | 0 | 0 | 0 | 0 | 0 | 0 | 0
| Civic Offices | Services LED light fitting | 1701299 | 8404240 | 5.8 | Electrical installations | heat sink | Construction | 9.1629 | kg | 10 | 44 | 1 | FALSE | 1 | FALSE |  | 1.01 | 9.1629 | 54.9771 | 5536 | Window furniture/hardware, aluminium |  | 10 | D4 | 0 | 0 | 0 | 0 | 0 | 0 | 0 | 0 | 0
| Civic Offices | Services LED light fitting | 1701299 | 8404240 | 5.8 | Electrical installations | heat sink | Construction | 9.1629 | kg | 10 | 44 | 1 | FALSE | 1 | FALSE |  | 1.01 | 9.1629 | 54.9771 | 5536 | Window furniture/hardware, aluminium |  | 20 | B4B5 | 174.3657 | 5.9406e-06 | 1.1912 | 0.27281 | 0.088604 | 0.00015212 | 2180.249 | 39.9676 | 1.1564
| Civic Offices | Services LED light fitting | 1701299 | 8404240 | 5.8 | Electrical installations | heat sink | Construction | 9.1629 | kg | 10 | 44 | 1 | FALSE | 1 | FALSE |  | 1.01 | 9.1629 | 54.9771 | 5536 | Window furniture/hardware, aluminium |  | 20 | D2 | 0 | 0 | 0 | 0 | 0 | 0 | 0 | 0 | 0
| Civic Offices | Services LED light fitting | 1701299 | 8404240 | 5.8 | Electrical installations | heat sink | Construction | 9.1629 | kg | 10 | 44 | 1 | FALSE | 1 | FALSE |  | 1.01 | 9.1629 | 54.9771 | 5536 | Window furniture/hardware, aluminium |  | 20 | D3 | 0 | 0 | 0 | 0 | 0 | 0 | 0 | 0 | 0
| Civic Offices | Services LED light fitting | 1701299 | 8404240 | 5.8 | Electrical installations | heat sink | Construction | 9.1629 | kg | 10 | 44 | 1 | FALSE | 1 | FALSE |  | 1.01 | 9.1629 | 54.9771 | 5536 | Window furniture/hardware, aluminium |  | 20 | D4 | 0 | 0 | 0 | 0 | 0 | 0 | 0 | 0 | 0
| Civic Offices | Services LED light fitting | 1701299 | 8404240 | 5.8 | Electrical installations | heat sink | Construction | 9.1629 | kg | 10 | 44 | 1 | FALSE | 1 | FALSE |  | 1.01 | 9.1629 | 54.9771 | 5536 | Window furniture/hardware, aluminium |  | 30 | B4B5 | 174.3657 | 5.9406e-06 | 1.1912 | 0.27281 | 0.088604 | 0.00015212 | 2180.249 | 39.9676 | 1.1564
| Civic Offices | Services LED light fitting | 1701299 | 8404240 | 5.8 | Electrical installations | heat sink | Construction | 9.1629 | kg | 10 | 44 | 1 | FALSE | 1 | FALSE |  | 1.01 | 9.1629 | 54.9771 | 5536 | Window furniture/hardware, aluminium |  | 30 | D2 | 0 | 0 | 0 | 0 | 0 | 0 | 0 | 0 | 0
| Civic Offices | Services LED light fitting | 1701299 | 8404240 | 5.8 | Electrical installations | heat sink | Construction | 9.1629 | kg | 10 | 44 | 1 | FALSE | 1 | FALSE |  | 1.01 | 9.1629 | 54.9771 | 5536 | Window furniture/hardware, aluminium |  | 30 | D3 | 0 | 0 | 0 | 0 | 0 | 0 | 0 | 0 | 0
| Civic Offices | Services LED light fitting | 1701299 | 8404240 | 5.8 | Electrical installations | heat sink | Construction | 9.1629 | kg | 10 | 44 | 1 | FALSE | 1 | FALSE |  | 1.01 | 9.1629 | 54.9771 | 5536 | Window furniture/hardware, aluminium |  | 30 | D4 | 0 | 0 | 0 | 0 | 0 | 0 | 0 | 0 | 0
| Civic Offices | Services LED light fitting | 1701299 | 8404240 | 5.8 | Electrical installations | heat sink | Construction | 9.1629 | kg | 10 | 44 | 1 | FALSE | 1 | FALSE |  | 1.01 | 9.1629 | 54.9771 | 5536 | Window furniture/hardware, aluminium |  | 40 | B4B5 | 174.3657 | 5.9406e-06 | 1.1912 | 0.27281 | 0.088604 | 0.00015212 | 2180.249 | 39.9676 | 1.1564
| Civic Offices | Services LED light fitting | 1701299 | 8404240 | 5.8 | Electrical installations | heat sink | Construction | 9.1629 | kg | 10 | 44 | 1 | FALSE | 1 | FALSE |  | 1.01 | 9.1629 | 54.9771 | 5536 | Window furniture/hardware, aluminium |  | 40 | D2 | 0 | 0 | 0 | 0 | 0 | 0 | 0 | 0 | 0
| Civic Offices | Services LED light fitting | 1701299 | 8404240 | 5.8 | Electrical installations | heat sink | Construction | 9.1629 | kg | 10 | 44 | 1 | FALSE | 1 | FALSE |  | 1.01 | 9.1629 | 54.9771 | 5536 | Window furniture/hardware, aluminium |  | 40 | D3 | 0 | 0 | 0 | 0 | 0 | 0 | 0 | 0 | 0
| Civic Offices | Services LED light fitting | 1701299 | 8404240 | 5.8 | Electrical installations | heat sink | Construction | 9.1629 | kg | 10 | 44 | 1 | FALSE | 1 | FALSE |  | 1.01 | 9.1629 | 54.9771 | 5536 | Window furniture/hardware, aluminium |  | 40 | D4 | 0 | 0 | 0 | 0 | 0 | 0 | 0 | 0 | 0
| Civic Offices | Services LED light fitting | 1701299 | 8404240 | 5.8 | Electrical installations | heat sink | Construction | 9.1629 | kg | 10 | 44 | 1 | FALSE | 1 | FALSE |  | 1.01 | 9.1629 | 54.9771 | 5536 | Window furniture/hardware, aluminium |  | 50 | B4B5 | 174.3657 | 5.9406e-06 | 1.1912 | 0.27281 | 0.088604 | 0.00015212 | 2180.249 | 39.9676 | 1.1564
| Civic Offices | Services LED light fitting | 1701299 | 8404240 | 5.8 | Electrical installations | heat sink | Construction | 9.1629 | kg | 10 | 44 | 1 | FALSE | 1 | FALSE |  | 1.01 | 9.1629 | 54.9771 | 5536 | Window furniture/hardware, aluminium |  | 50 | D2 | 0 | 0 | 0 | 0 | 0 | 0 | 0 | 0 | 0
| Civic Offices | Services LED light fitting | 1701299 | 8404240 | 5.8 | Electrical installations | heat sink | Construction | 9.1629 | kg | 10 | 44 | 1 | FALSE | 1 | FALSE |  | 1.01 | 9.1629 | 54.9771 | 5536 | Window furniture/hardware, aluminium |  | 50 | D3 | 0 | 0 | 0 | 0 | 0 | 0 | 0 | 0 | 0
| Civic Offices | Services LED light fitting | 1701299 | 8404240 | 5.8 | Electrical installations | heat sink | Construction | 9.1629 | kg | 10 | 44 | 1 | FALSE | 1 | FALSE |  | 1.01 | 9.1629 | 54.9771 | 5536 | Window furniture/hardware, aluminium |  | 50 | D4 | 0 | 0 | 0 | 0 | 0 | 0 | 0 | 0 | 0
| Civic Offices | Services LED light fitting | 1701299 | 8404241 | 5.8 | Electrical installations | glass bulb | Construction | 2.657 | kg | 10 | 44 | 1 | FALSE | 1 | FALSE |  | 1.05 | 2.657 | 15.9419 | 5490 | General glazing, glass (toughened) |  | 0 | A1A3 | 3.1339 | 2.8895e-07 | 0.029757 | 0.0037522 | 0.0018022 | 1.9898e-05 | 38.3771 | 21.684 | 0.015277
| Civic Offices | Services LED light fitting | 1701299 | 8404241 | 5.8 | Electrical installations | glass bulb | Construction | 2.657 | kg | 10 | 44 | 1 | FALSE | 1 | FALSE |  | 1.05 | 2.657 | 15.9419 | 5490 | General glazing, glass (toughened) |  | 0 | A4 | 0.067172 | 1.2364e-08 | 0.00022462 | 5.9264e-05 | 3.9184e-05 | 1.769e-07 | 1.0144 | 0.12534 | 0.0002783
| Civic Offices | Services LED light fitting | 1701299 | 8404241 | 5.8 | Electrical installations | glass bulb | Construction | 2.657 | kg | 10 | 44 | 1 | FALSE | 1 | FALSE |  | 1.05 | 2.657 | 15.9419 | 5490 | General glazing, glass (toughened) |  | 0 | A5 | 0.00020691 | 7.1326e-11 | 1.5935e-06 | 3.9347e-07 | 2.7528e-07 | 2.2366e-10 | 0.0060096 | 0.019927 | 0
| Civic Offices | Services LED light fitting | 1701299 | 8404241 | 5.8 | Electrical installations | glass bulb | Construction | 2.657 | kg | 10 | 44 | 1 | FALSE | 1 | FALSE |  | 1.05 | 2.657 | 15.9419 | 5490 | General glazing, glass (toughened) |  | 0 | D2 | 0 | 0 | 0 | 0 | 0 | 0 | 0 | 0 | 0
| Civic Offices | Services LED light fitting | 1701299 | 8404241 | 5.8 | Electrical installations | glass bulb | Construction | 2.657 | kg | 10 | 44 | 1 | FALSE | 1 | FALSE |  | 1.05 | 2.657 | 15.9419 | 5490 | General glazing, glass (toughened) |  | 0 | D3 | 0 | 0 | 0 | 0 | 0 | 0 | 0 | 0 | 0
| Civic Offices | Services LED light fitting | 1701299 | 8404241 | 5.8 | Electrical installations | glass bulb | Construction | 2.657 | kg | 10 | 44 | 1 | FALSE | 1 | FALSE |  | 1.05 | 2.657 | 15.9419 | 5490 | General glazing, glass (toughened) |  | 0 | D4 | 0 | 0 | 0 | 0 | 0 | 0 | 0 | 0 | 0
| Civic Offices | Services LED light fitting | 1701299 | 8404241 | 5.8 | Electrical installations | glass bulb | Construction | 2.657 | kg | 10 | 44 | 1 | FALSE | 1 | FALSE |  | 1.05 | 2.657 | 15.9419 | 5490 | General glazing, glass (toughened) |  | 60 | C2 | 0 | 0 | 0 | 0 | 0 | 0 | 0 | 0 | 0
| Civic Offices | Services LED light fitting | 1701299 | 8404241 | 5.8 | Electrical installations | glass bulb | Construction | 2.657 | kg | 10 | 44 | 1 | FALSE | 1 | FALSE |  | 1.05 | 2.657 | 15.9419 | 5490 | General glazing, glass (toughened) |  | 60 | C4 | 0.0041381 | 1.4265e-09 | 3.187e-05 | 7.8694e-06 | 5.5055e-06 | 4.4733e-09 | 0.12019 | 0.39855 | 0.0003901
| Civic Offices | Services LED light fitting | 1701299 | 8404241 | 5.8 | Electrical installations | glass bulb | Construction | 2.657 | kg | 10 | 44 | 1 | FALSE | 1 | FALSE |  | 1.05 | 2.657 | 15.9419 | 5490 | General glazing, glass (toughened) |  | 60 | D2 | 0 | 0 | 0 | 0 | 0 | 0 | 0 | 0 | 0
| Civic Offices | Services LED light fitting | 1701299 | 8404241 | 5.8 | Electrical installations | glass bulb | Construction | 2.657 | kg | 10 | 44 | 1 | FALSE | 1 | FALSE |  | 1.05 | 2.657 | 15.9419 | 5490 | General glazing, glass (toughened) |  | 60 | D3 | 0 | 0 | 0 | 0 | 0 | 0 | 0 | 0 | 0
| Civic Offices | Services LED light fitting | 1701299 | 8404241 | 5.8 | Electrical installations | glass bulb | Construction | 2.657 | kg | 10 | 44 | 1 | FALSE | 1 | FALSE |  | 1.05 | 2.657 | 15.9419 | 5490 | General glazing, glass (toughened) |  | 60 | D4 | 0 | 0 | 0 | 0 | 0 | 0 | 0 | 0 | 0
| Civic Offices | Services LED light fitting | 1701299 | 8404241 | 5.8 | Electrical installations | glass bulb | Construction | 2.657 | kg | 10 | 44 | 1 | FALSE | 1 | FALSE |  | 1.05 | 2.657 | 15.9419 | 5490 | General glazing, glass (toughened) |  | 10 | B4B5 | 3.2054 | 3.0281e-07 | 0.030015 | 0.0038197 | 0.0018472 | 2.008e-05 | 39.5178 | 22.2278 | 0.015555
| Civic Offices | Services LED light fitting | 1701299 | 8404241 | 5.8 | Electrical installations | glass bulb | Construction | 2.657 | kg | 10 | 44 | 1 | FALSE | 1 | FALSE |  | 1.05 | 2.657 | 15.9419 | 5490 | General glazing, glass (toughened) |  | 10 | D2 | 0 | 0 | 0 | 0 | 0 | 0 | 0 | 0 | 0
| Civic Offices | Services LED light fitting | 1701299 | 8404241 | 5.8 | Electrical installations | glass bulb | Construction | 2.657 | kg | 10 | 44 | 1 | FALSE | 1 | FALSE |  | 1.05 | 2.657 | 15.9419 | 5490 | General glazing, glass (toughened) |  | 10 | D3 | 0 | 0 | 0 | 0 | 0 | 0 | 0 | 0 | 0
| Civic Offices | Services LED light fitting | 1701299 | 8404241 | 5.8 | Electrical installations | glass bulb | Construction | 2.657 | kg | 10 | 44 | 1 | FALSE | 1 | FALSE |  | 1.05 | 2.657 | 15.9419 | 5490 | General glazing, glass (toughened) |  | 10 | D4 | 0 | 0 | 0 | 0 | 0 | 0 | 0 | 0 | 0
| Civic Offices | Services LED light fitting | 1701299 | 8404241 | 5.8 | Electrical installations | glass bulb | Construction | 2.657 | kg | 10 | 44 | 1 | FALSE | 1 | FALSE |  | 1.05 | 2.657 | 15.9419 | 5490 | General glazing, glass (toughened) |  | 20 | B4B5 | 3.2054 | 3.0281e-07 | 0.030015 | 0.0038197 | 0.0018472 | 2.008e-05 | 39.5178 | 22.2278 | 0.015555
| Civic Offices | Services LED light fitting | 1701299 | 8404241 | 5.8 | Electrical installations | glass bulb | Construction | 2.657 | kg | 10 | 44 | 1 | FALSE | 1 | FALSE |  | 1.05 | 2.657 | 15.9419 | 5490 | General glazing, glass (toughened) |  | 20 | D2 | 0 | 0 | 0 | 0 | 0 | 0 | 0 | 0 | 0
| Civic Offices | Services LED light fitting | 1701299 | 8404241 | 5.8 | Electrical installations | glass bulb | Construction | 2.657 | kg | 10 | 44 | 1 | FALSE | 1 | FALSE |  | 1.05 | 2.657 | 15.9419 | 5490 | General glazing, glass (toughened) |  | 20 | D3 | 0 | 0 | 0 | 0 | 0 | 0 | 0 | 0 | 0
| Civic Offices | Services LED light fitting | 1701299 | 8404241 | 5.8 | Electrical installations | glass bulb | Construction | 2.657 | kg | 10 | 44 | 1 | FALSE | 1 | FALSE |  | 1.05 | 2.657 | 15.9419 | 5490 | General glazing, glass (toughened) |  | 20 | D4 | 0 | 0 | 0 | 0 | 0 | 0 | 0 | 0 | 0
| Civic Offices | Services LED light fitting | 1701299 | 8404241 | 5.8 | Electrical installations | glass bulb | Construction | 2.657 | kg | 10 | 44 | 1 | FALSE | 1 | FALSE |  | 1.05 | 2.657 | 15.9419 | 5490 | General glazing, glass (toughened) |  | 30 | B4B5 | 3.2054 | 3.0281e-07 | 0.030015 | 0.0038197 | 0.0018472 | 2.008e-05 | 39.5178 | 22.2278 | 0.015555
| Civic Offices | Services LED light fitting | 1701299 | 8404241 | 5.8 | Electrical installations | glass bulb | Construction | 2.657 | kg | 10 | 44 | 1 | FALSE | 1 | FALSE |  | 1.05 | 2.657 | 15.9419 | 5490 | General glazing, glass (toughened) |  | 30 | D2 | 0 | 0 | 0 | 0 | 0 | 0 | 0 | 0 | 0
| Civic Offices | Services LED light fitting | 1701299 | 8404241 | 5.8 | Electrical installations | glass bulb | Construction | 2.657 | kg | 10 | 44 | 1 | FALSE | 1 | FALSE |  | 1.05 | 2.657 | 15.9419 | 5490 | General glazing, glass (toughened) |  | 30 | D3 | 0 | 0 | 0 | 0 | 0 | 0 | 0 | 0 | 0
| Civic Offices | Services LED light fitting | 1701299 | 8404241 | 5.8 | Electrical installations | glass bulb | Construction | 2.657 | kg | 10 | 44 | 1 | FALSE | 1 | FALSE |  | 1.05 | 2.657 | 15.9419 | 5490 | General glazing, glass (toughened) |  | 30 | D4 | 0 | 0 | 0 | 0 | 0 | 0 | 0 | 0 | 0
| Civic Offices | Services LED light fitting | 1701299 | 8404241 | 5.8 | Electrical installations | glass bulb | Construction | 2.657 | kg | 10 | 44 | 1 | FALSE | 1 | FALSE |  | 1.05 | 2.657 | 15.9419 | 5490 | General glazing, glass (toughened) |  | 40 | B4B5 | 3.2054 | 3.0281e-07 | 0.030015 | 0.0038197 | 0.0018472 | 2.008e-05 | 39.5178 | 22.2278 | 0.015555
| Civic Offices | Services LED light fitting | 1701299 | 8404241 | 5.8 | Electrical installations | glass bulb | Construction | 2.657 | kg | 10 | 44 | 1 | FALSE | 1 | FALSE |  | 1.05 | 2.657 | 15.9419 | 5490 | General glazing, glass (toughened) |  | 40 | D2 | 0 | 0 | 0 | 0 | 0 | 0 | 0 | 0 | 0
| Civic Offices | Services LED light fitting | 1701299 | 8404241 | 5.8 | Electrical installations | glass bulb | Construction | 2.657 | kg | 10 | 44 | 1 | FALSE | 1 | FALSE |  | 1.05 | 2.657 | 15.9419 | 5490 | General glazing, glass (toughened) |  | 40 | D3 | 0 | 0 | 0 | 0 | 0 | 0 | 0 | 0 | 0
| Civic Offices | Services LED light fitting | 1701299 | 8404241 | 5.8 | Electrical installations | glass bulb | Construction | 2.657 | kg | 10 | 44 | 1 | FALSE | 1 | FALSE |  | 1.05 | 2.657 | 15.9419 | 5490 | General glazing, glass (toughened) |  | 40 | D4 | 0 | 0 | 0 | 0 | 0 | 0 | 0 | 0 | 0
| Civic Offices | Services LED light fitting | 1701299 | 8404241 | 5.8 | Electrical installations | glass bulb | Construction | 2.657 | kg | 10 | 44 | 1 | FALSE | 1 | FALSE |  | 1.05 | 2.657 | 15.9419 | 5490 | General glazing, glass (toughened) |  | 50 | B4B5 | 3.2054 | 3.0281e-07 | 0.030015 | 0.0038197 | 0.0018472 | 2.008e-05 | 39.5178 | 22.2278 | 0.015555
| Civic Offices | Services LED light fitting | 1701299 | 8404241 | 5.8 | Electrical installations | glass bulb | Construction | 2.657 | kg | 10 | 44 | 1 | FALSE | 1 | FALSE |  | 1.05 | 2.657 | 15.9419 | 5490 | General glazing, glass (toughened) |  | 50 | D2 | 0 | 0 | 0 | 0 | 0 | 0 | 0 | 0 | 0
| Civic Offices | Services LED light fitting | 1701299 | 8404241 | 5.8 | Electrical installations | glass bulb | Construction | 2.657 | kg | 10 | 44 | 1 | FALSE | 1 | FALSE |  | 1.05 | 2.657 | 15.9419 | 5490 | General glazing, glass (toughened) |  | 50 | D3 | 0 | 0 | 0 | 0 | 0 | 0 | 0 | 0 | 0
| Civic Offices | Services LED light fitting | 1701299 | 8404241 | 5.8 | Electrical installations | glass bulb | Construction | 2.657 | kg | 10 | 44 | 1 | FALSE | 1 | FALSE |  | 1.05 | 2.657 | 15.9419 | 5490 | General glazing, glass (toughened) |  | 50 | D4 | 0 | 0 | 0 | 0 | 0 | 0 | 0 | 0 | 0
| Civic Offices | Services LED light fitting | 1701299 | 8404242 | 5.8 | Electrical installations | connectors | Construction | 0.12416 | kg | 10 | 44 | 1 | FALSE | 1 | FALSE |  | 1.05 | 0.12416 | 0.74495 | 5014 | Cladding sheet (angle seamed), copper |  | 0 | A1A3 | 0.89757 | 7.4592e-07 | 0.045649 | 0.030472 | 0.0025233 | 0.00020768 | 13.619 | 2.6586 | 0.028691
| Civic Offices | Services LED light fitting | 1701299 | 8404242 | 5.8 | Electrical installations | connectors | Construction | 0.12416 | kg | 10 | 44 | 1 | FALSE | 1 | FALSE |  | 1.05 | 0.12416 | 0.74495 | 5014 | Cladding sheet (angle seamed), copper |  | 0 | A4 | 0.0025542 | 4.5893e-10 | 8.3633e-06 | 2.2605e-06 | 1.4268e-06 | 8.9077e-09 | 0.038075 | 0.0058137 | 1.0511e-05
| Civic Offices | Services LED light fitting | 1701299 | 8404242 | 5.8 | Electrical installations | connectors | Construction | 0.12416 | kg | 10 | 44 | 1 | FALSE | 1 | FALSE |  | 1.05 | 0.12416 | 0.74495 | 5014 | Cladding sheet (angle seamed), copper |  | 0 | A5 | 3.2269e-06 | 8.4497e-13 | 2.2565e-08 | 7.4148e-09 | 3.7444e-09 | 4.552e-12 | 7.9108e-05 | 0.00093118 | 0
| Civic Offices | Services LED light fitting | 1701299 | 8404242 | 5.8 | Electrical installations | connectors | Construction | 0.12416 | kg | 10 | 44 | 1 | FALSE | 1 | FALSE |  | 1.05 | 0.12416 | 0.74495 | 5014 | Cladding sheet (angle seamed), copper |  | 0 | D2 | 0 | 0 | 0 | 0 | 0 | 0 | 0 | 0 | 0
| Civic Offices | Services LED light fitting | 1701299 | 8404242 | 5.8 | Electrical installations | connectors | Construction | 0.12416 | kg | 10 | 44 | 1 | FALSE | 1 | FALSE |  | 1.05 | 0.12416 | 0.74495 | 5014 | Cladding sheet (angle seamed), copper |  | 0 | D3 | 0 | 0 | 0 | 0 | 0 | 0 | 0 | 0 | 0
| Civic Offices | Services LED light fitting | 1701299 | 8404242 | 5.8 | Electrical installations | connectors | Construction | 0.12416 | kg | 10 | 44 | 1 | FALSE | 1 | FALSE |  | 1.05 | 0.12416 | 0.74495 | 5014 | Cladding sheet (angle seamed), copper |  | 0 | D4 | 0 | 0 | 0 | 0 | 0 | 0 | 0 | 0 | 0
| Civic Offices | Services LED light fitting | 1701299 | 8404242 | 5.8 | Electrical installations | connectors | Construction | 0.12416 | kg | 10 | 44 | 1 | FALSE | 1 | FALSE |  | 1.05 | 0.12416 | 0.74495 | 5014 | Cladding sheet (angle seamed), copper |  | 60 | C2 | 0 | 0 | 0 | 0 | 0 | 0 | 0 | 0 | 0
| Civic Offices | Services LED light fitting | 1701299 | 8404242 | 5.8 | Electrical installations | connectors | Construction | 0.12416 | kg | 10 | 44 | 1 | FALSE | 1 | FALSE |  | 1.05 | 0.12416 | 0.74495 | 5014 | Cladding sheet (angle seamed), copper |  | 60 | C4 | 6.4537e-05 | 1.6899e-11 | 4.513e-07 | 1.483e-07 | 7.4889e-08 | 9.104e-11 | 0.0015822 | 0.018624 | 3.2366e-06
| Civic Offices | Services LED light fitting | 1701299 | 8404242 | 5.8 | Electrical installations | connectors | Construction | 0.12416 | kg | 10 | 44 | 1 | FALSE | 1 | FALSE |  | 1.05 | 0.12416 | 0.74495 | 5014 | Cladding sheet (angle seamed), copper |  | 60 | D2 | 0 | 0 | 0 | 0 | 0 | 0 | 0 | 0 | 0
| Civic Offices | Services LED light fitting | 1701299 | 8404242 | 5.8 | Electrical installations | connectors | Construction | 0.12416 | kg | 10 | 44 | 1 | FALSE | 1 | FALSE |  | 1.05 | 0.12416 | 0.74495 | 5014 | Cladding sheet (angle seamed), copper |  | 60 | D3 | 0 | 0 | 0 | 0 | 0 | 0 | 0 | 0 | 0
| Civic Offices | Services LED light fitting | 1701299 | 8404242 | 5.8 | Electrical installations | connectors | Construction | 0.12416 | kg | 10 | 44 | 1 | FALSE | 1 | FALSE |  | 1.05 | 0.12416 | 0.74495 | 5014 | Cladding sheet (angle seamed), copper |  | 60 | D4 | 0 | 0 | 0 | 0 | 0 | 0 | 0 | 0 | 0
| Civic Offices | Services LED light fitting | 1701299 | 8404242 | 5.8 | Electrical installations | connectors | Construction | 0.12416 | kg | 10 | 44 | 1 | FALSE | 1 | FALSE |  | 1.05 | 0.12416 | 0.74495 | 5014 | Cladding sheet (angle seamed), copper |  | 10 | B4B5 | 0.90019 | 7.464e-07 | 0.045658 | 0.030474 | 0.0025248 | 0.00020769 | 13.6587 | 2.684 | 0.028701
| Civic Offices | Services LED light fitting | 1701299 | 8404242 | 5.8 | Electrical installations | connectors | Construction | 0.12416 | kg | 10 | 44 | 1 | FALSE | 1 | FALSE |  | 1.05 | 0.12416 | 0.74495 | 5014 | Cladding sheet (angle seamed), copper |  | 10 | D2 | 0 | 0 | 0 | 0 | 0 | 0 | 0 | 0 | 0
| Civic Offices | Services LED light fitting | 1701299 | 8404242 | 5.8 | Electrical installations | connectors | Construction | 0.12416 | kg | 10 | 44 | 1 | FALSE | 1 | FALSE |  | 1.05 | 0.12416 | 0.74495 | 5014 | Cladding sheet (angle seamed), copper |  | 10 | D3 | 0 | 0 | 0 | 0 | 0 | 0 | 0 | 0 | 0
| Civic Offices | Services LED light fitting | 1701299 | 8404242 | 5.8 | Electrical installations | connectors | Construction | 0.12416 | kg | 10 | 44 | 1 | FALSE | 1 | FALSE |  | 1.05 | 0.12416 | 0.74495 | 5014 | Cladding sheet (angle seamed), copper |  | 10 | D4 | 0 | 0 | 0 | 0 | 0 | 0 | 0 | 0 | 0
| Civic Offices | Services LED light fitting | 1701299 | 8404242 | 5.8 | Electrical installations | connectors | Construction | 0.12416 | kg | 10 | 44 | 1 | FALSE | 1 | FALSE |  | 1.05 | 0.12416 | 0.74495 | 5014 | Cladding sheet (angle seamed), copper |  | 20 | B4B5 | 0.90019 | 7.464e-07 | 0.045658 | 0.030474 | 0.0025248 | 0.00020769 | 13.6587 | 2.684 | 0.028701
| Civic Offices | Services LED light fitting | 1701299 | 8404242 | 5.8 | Electrical installations | connectors | Construction | 0.12416 | kg | 10 | 44 | 1 | FALSE | 1 | FALSE |  | 1.05 | 0.12416 | 0.74495 | 5014 | Cladding sheet (angle seamed), copper |  | 20 | D2 | 0 | 0 | 0 | 0 | 0 | 0 | 0 | 0 | 0
| Civic Offices | Services LED light fitting | 1701299 | 8404242 | 5.8 | Electrical installations | connectors | Construction | 0.12416 | kg | 10 | 44 | 1 | FALSE | 1 | FALSE |  | 1.05 | 0.12416 | 0.74495 | 5014 | Cladding sheet (angle seamed), copper |  | 20 | D3 | 0 | 0 | 0 | 0 | 0 | 0 | 0 | 0 | 0
| Civic Offices | Services LED light fitting | 1701299 | 8404242 | 5.8 | Electrical installations | connectors | Construction | 0.12416 | kg | 10 | 44 | 1 | FALSE | 1 | FALSE |  | 1.05 | 0.12416 | 0.74495 | 5014 | Cladding sheet (angle seamed), copper |  | 20 | D4 | 0 | 0 | 0 | 0 | 0 | 0 | 0 | 0 | 0
| Civic Offices | Services LED light fitting | 1701299 | 8404242 | 5.8 | Electrical installations | connectors | Construction | 0.12416 | kg | 10 | 44 | 1 | FALSE | 1 | FALSE |  | 1.05 | 0.12416 | 0.74495 | 5014 | Cladding sheet (angle seamed), copper |  | 30 | B4B5 | 0.90019 | 7.464e-07 | 0.045658 | 0.030474 | 0.0025248 | 0.00020769 | 13.6587 | 2.684 | 0.028701
| Civic Offices | Services LED light fitting | 1701299 | 8404242 | 5.8 | Electrical installations | connectors | Construction | 0.12416 | kg | 10 | 44 | 1 | FALSE | 1 | FALSE |  | 1.05 | 0.12416 | 0.74495 | 5014 | Cladding sheet (angle seamed), copper |  | 30 | D2 | 0 | 0 | 0 | 0 | 0 | 0 | 0 | 0 | 0
| Civic Offices | Services LED light fitting | 1701299 | 8404242 | 5.8 | Electrical installations | connectors | Construction | 0.12416 | kg | 10 | 44 | 1 | FALSE | 1 | FALSE |  | 1.05 | 0.12416 | 0.74495 | 5014 | Cladding sheet (angle seamed), copper |  | 30 | D3 | 0 | 0 | 0 | 0 | 0 | 0 | 0 | 0 | 0
| Civic Offices | Services LED light fitting | 1701299 | 8404242 | 5.8 | Electrical installations | connectors | Construction | 0.12416 | kg | 10 | 44 | 1 | FALSE | 1 | FALSE |  | 1.05 | 0.12416 | 0.74495 | 5014 | Cladding sheet (angle seamed), copper |  | 30 | D4 | 0 | 0 | 0 | 0 | 0 | 0 | 0 | 0 | 0
| Civic Offices | Services LED light fitting | 1701299 | 8404242 | 5.8 | Electrical installations | connectors | Construction | 0.12416 | kg | 10 | 44 | 1 | FALSE | 1 | FALSE |  | 1.05 | 0.12416 | 0.74495 | 5014 | Cladding sheet (angle seamed), copper |  | 40 | B4B5 | 0.90019 | 7.464e-07 | 0.045658 | 0.030474 | 0.0025248 | 0.00020769 | 13.6587 | 2.684 | 0.028701
| Civic Offices | Services LED light fitting | 1701299 | 8404242 | 5.8 | Electrical installations | connectors | Construction | 0.12416 | kg | 10 | 44 | 1 | FALSE | 1 | FALSE |  | 1.05 | 0.12416 | 0.74495 | 5014 | Cladding sheet (angle seamed), copper |  | 40 | D2 | 0 | 0 | 0 | 0 | 0 | 0 | 0 | 0 | 0
| Civic Offices | Services LED light fitting | 1701299 | 8404242 | 5.8 | Electrical installations | connectors | Construction | 0.12416 | kg | 10 | 44 | 1 | FALSE | 1 | FALSE |  | 1.05 | 0.12416 | 0.74495 | 5014 | Cladding sheet (angle seamed), copper |  | 40 | D3 | 0 | 0 | 0 | 0 | 0 | 0 | 0 | 0 | 0
| Civic Offices | Services LED light fitting | 1701299 | 8404242 | 5.8 | Electrical installations | connectors | Construction | 0.12416 | kg | 10 | 44 | 1 | FALSE | 1 | FALSE |  | 1.05 | 0.12416 | 0.74495 | 5014 | Cladding sheet (angle seamed), copper |  | 40 | D4 | 0 | 0 | 0 | 0 | 0 | 0 | 0 | 0 | 0
| Civic Offices | Services LED light fitting | 1701299 | 8404242 | 5.8 | Electrical installations | connectors | Construction | 0.12416 | kg | 10 | 44 | 1 | FALSE | 1 | FALSE |  | 1.05 | 0.12416 | 0.74495 | 5014 | Cladding sheet (angle seamed), copper |  | 50 | B4B5 | 0.90019 | 7.464e-07 | 0.045658 | 0.030474 | 0.0025248 | 0.00020769 | 13.6587 | 2.684 | 0.028701
| Civic Offices | Services LED light fitting | 1701299 | 8404242 | 5.8 | Electrical installations | connectors | Construction | 0.12416 | kg | 10 | 44 | 1 | FALSE | 1 | FALSE |  | 1.05 | 0.12416 | 0.74495 | 5014 | Cladding sheet (angle seamed), copper |  | 50 | D2 | 0 | 0 | 0 | 0 | 0 | 0 | 0 | 0 | 0
| Civic Offices | Services LED light fitting | 1701299 | 8404242 | 5.8 | Electrical installations | connectors | Construction | 0.12416 | kg | 10 | 44 | 1 | FALSE | 1 | FALSE |  | 1.05 | 0.12416 | 0.74495 | 5014 | Cladding sheet (angle seamed), copper |  | 50 | D3 | 0 | 0 | 0 | 0 | 0 | 0 | 0 | 0 | 0
| Civic Offices | Services LED light fitting | 1701299 | 8404242 | 5.8 | Electrical installations | connectors | Construction | 0.12416 | kg | 10 | 44 | 1 | FALSE | 1 | FALSE |  | 1.05 | 0.12416 | 0.74495 | 5014 | Cladding sheet (angle seamed), copper |  | 50 | D4 | 0 | 0 | 0 | 0 | 0 | 0 | 0 | 0 | 0
| Civic Offices | Services LED light fitting | 1701299 | 8404243 | 5.8 | Electrical installations | insulator | Construction | 4.2959 | kg | 10 | 44 | 1 | FALSE | 1 | FALSE |  | 1.1 | 4.2959 | 25.7752 | 5052 | Membrane (breather), polypropylene |  | 0 | A1A3 | 25.959 | 5.928e-07 | 0.1462 | 0.042042 | 0.017369 | 3.046e-05 | 565.1632 | 2.2424 | 0.12807
| Civic Offices | Services LED light fitting | 1701299 | 8404243 | 5.8 | Electrical installations | insulator | Construction | 4.2959 | kg | 10 | 44 | 1 | FALSE | 1 | FALSE |  | 1.1 | 4.2959 | 25.7752 | 5052 | Membrane (breather), polypropylene |  | 0 | A4 | 0.089532 | 1.6087e-08 | 0.00029316 | 7.9236e-05 | 5.0012e-05 | 3.1224e-07 | 1.3346 | 0.20379 | 0.00036844
| Civic Offices | Services LED light fitting | 1701299 | 8404243 | 5.8 | Electrical installations | insulator | Construction | 4.2959 | kg | 10 | 44 | 1 | FALSE | 1 | FALSE |  | 1.1 | 4.2959 | 25.7752 | 5052 | Membrane (breather), polypropylene |  | 0 | A5 | 0.011322 | 3.6012e-10 | 1.0425e-05 | 0.00094988 | 3.4592e-06 | 2.012e-09 | 0.032955 | 0.068734 | 0
| Civic Offices | Services LED light fitting | 1701299 | 8404243 | 5.8 | Electrical installations | insulator | Construction | 4.2959 | kg | 10 | 44 | 1 | FALSE | 1 | FALSE |  | 1.1 | 4.2959 | 25.7752 | 5052 | Membrane (breather), polypropylene |  | 0 | D2 | 0 | 0 | 0 | 0 | 0 | 0 | 0 | 0 | 0
| Civic Offices | Services LED light fitting | 1701299 | 8404243 | 5.8 | Electrical installations | insulator | Construction | 4.2959 | kg | 10 | 44 | 1 | FALSE | 1 | FALSE |  | 1.1 | 4.2959 | 25.7752 | 5052 | Membrane (breather), polypropylene |  | 0 | D3 | 0 | 0 | 0 | 0 | 0 | 0 | 0 | 0 | 0
| Civic Offices | Services LED light fitting | 1701299 | 8404243 | 5.8 | Electrical installations | insulator | Construction | 4.2959 | kg | 10 | 44 | 1 | FALSE | 1 | FALSE |  | 1.1 | 4.2959 | 25.7752 | 5052 | Membrane (breather), polypropylene |  | 0 | D4 | 0 | 0 | 0 | 0 | 0 | 0 | 0 | 0 | 0
| Civic Offices | Services LED light fitting | 1701299 | 8404243 | 5.8 | Electrical installations | insulator | Construction | 4.2959 | kg | 10 | 44 | 1 | FALSE | 1 | FALSE |  | 1.1 | 4.2959 | 25.7752 | 5052 | Membrane (breather), polypropylene |  | 60 | C2 | 0 | 0 | 0 | 0 | 0 | 0 | 0 | 0 | 0
| Civic Offices | Services LED light fitting | 1701299 | 8404243 | 5.8 | Electrical installations | insulator | Construction | 4.2959 | kg | 10 | 44 | 1 | FALSE | 1 | FALSE |  | 1.1 | 4.2959 | 25.7752 | 5052 | Membrane (breather), polypropylene |  | 60 | C4 | 0.11322 | 3.6012e-09 | 0.00010425 | 0.0094988 | 3.4592e-05 | 2.012e-08 | 0.32955 | 0.68734 | 0.0031875
| Civic Offices | Services LED light fitting | 1701299 | 8404243 | 5.8 | Electrical installations | insulator | Construction | 4.2959 | kg | 10 | 44 | 1 | FALSE | 1 | FALSE |  | 1.1 | 4.2959 | 25.7752 | 5052 | Membrane (breather), polypropylene |  | 60 | D2 | 0 | 0 | 0 | 0 | 0 | 0 | 0 | 0 | 0
| Civic Offices | Services LED light fitting | 1701299 | 8404243 | 5.8 | Electrical installations | insulator | Construction | 4.2959 | kg | 10 | 44 | 1 | FALSE | 1 | FALSE |  | 1.1 | 4.2959 | 25.7752 | 5052 | Membrane (breather), polypropylene |  | 60 | D3 | 0 | 0 | 0 | 0 | 0 | 0 | 0 | 0 | 0
| Civic Offices | Services LED light fitting | 1701299 | 8404243 | 5.8 | Electrical installations | insulator | Construction | 4.2959 | kg | 10 | 44 | 1 | FALSE | 1 | FALSE |  | 1.1 | 4.2959 | 25.7752 | 5052 | Membrane (breather), polypropylene |  | 60 | D4 | 0 | 0 | 0 | 0 | 0 | 0 | 0 | 0 | 0
| Civic Offices | Services LED light fitting | 1701299 | 8404243 | 5.8 | Electrical installations | insulator | Construction | 4.2959 | kg | 10 | 44 | 1 | FALSE | 1 | FALSE |  | 1.1 | 4.2959 | 25.7752 | 5052 | Membrane (breather), polypropylene |  | 10 | B4B5 | 26.1731 | 6.1285e-07 | 0.14661 | 0.05257 | 0.017457 | 3.0794e-05 | 566.8603 | 3.2023 | 0.12844
| Civic Offices | Services LED light fitting | 1701299 | 8404243 | 5.8 | Electrical installations | insulator | Construction | 4.2959 | kg | 10 | 44 | 1 | FALSE | 1 | FALSE |  | 1.1 | 4.2959 | 25.7752 | 5052 | Membrane (breather), polypropylene |  | 10 | D2 | 0 | 0 | 0 | 0 | 0 | 0 | 0 | 0 | 0
| Civic Offices | Services LED light fitting | 1701299 | 8404243 | 5.8 | Electrical installations | insulator | Construction | 4.2959 | kg | 10 | 44 | 1 | FALSE | 1 | FALSE |  | 1.1 | 4.2959 | 25.7752 | 5052 | Membrane (breather), polypropylene |  | 10 | D3 | 0 | 0 | 0 | 0 | 0 | 0 | 0 | 0 | 0
| Civic Offices | Services LED light fitting | 1701299 | 8404243 | 5.8 | Electrical installations | insulator | Construction | 4.2959 | kg | 10 | 44 | 1 | FALSE | 1 | FALSE |  | 1.1 | 4.2959 | 25.7752 | 5052 | Membrane (breather), polypropylene |  | 10 | D4 | 0 | 0 | 0 | 0 | 0 | 0 | 0 | 0 | 0
| Civic Offices | Services LED light fitting | 1701299 | 8404243 | 5.8 | Electrical installations | insulator | Construction | 4.2959 | kg | 10 | 44 | 1 | FALSE | 1 | FALSE |  | 1.1 | 4.2959 | 25.7752 | 5052 | Membrane (breather), polypropylene |  | 20 | B4B5 | 26.1731 | 6.1285e-07 | 0.14661 | 0.05257 | 0.017457 | 3.0794e-05 | 566.8603 | 3.2023 | 0.12844
| Civic Offices | Services LED light fitting | 1701299 | 8404243 | 5.8 | Electrical installations | insulator | Construction | 4.2959 | kg | 10 | 44 | 1 | FALSE | 1 | FALSE |  | 1.1 | 4.2959 | 25.7752 | 5052 | Membrane (breather), polypropylene |  | 20 | D2 | 0 | 0 | 0 | 0 | 0 | 0 | 0 | 0 | 0
| Civic Offices | Services LED light fitting | 1701299 | 8404243 | 5.8 | Electrical installations | insulator | Construction | 4.2959 | kg | 10 | 44 | 1 | FALSE | 1 | FALSE |  | 1.1 | 4.2959 | 25.7752 | 5052 | Membrane (breather), polypropylene |  | 20 | D3 | 0 | 0 | 0 | 0 | 0 | 0 | 0 | 0 | 0
| Civic Offices | Services LED light fitting | 1701299 | 8404243 | 5.8 | Electrical installations | insulator | Construction | 4.2959 | kg | 10 | 44 | 1 | FALSE | 1 | FALSE |  | 1.1 | 4.2959 | 25.7752 | 5052 | Membrane (breather), polypropylene |  | 20 | D4 | 0 | 0 | 0 | 0 | 0 | 0 | 0 | 0 | 0
| Civic Offices | Services LED light fitting | 1701299 | 8404243 | 5.8 | Electrical installations | insulator | Construction | 4.2959 | kg | 10 | 44 | 1 | FALSE | 1 | FALSE |  | 1.1 | 4.2959 | 25.7752 | 5052 | Membrane (breather), polypropylene |  | 30 | B4B5 | 26.1731 | 6.1285e-07 | 0.14661 | 0.05257 | 0.017457 | 3.0794e-05 | 566.8603 | 3.2023 | 0.12844
| Civic Offices | Services LED light fitting | 1701299 | 8404243 | 5.8 | Electrical installations | insulator | Construction | 4.2959 | kg | 10 | 44 | 1 | FALSE | 1 | FALSE |  | 1.1 | 4.2959 | 25.7752 | 5052 | Membrane (breather), polypropylene |  | 30 | D2 | 0 | 0 | 0 | 0 | 0 | 0 | 0 | 0 | 0
| Civic Offices | Services LED light fitting | 1701299 | 8404243 | 5.8 | Electrical installations | insulator | Construction | 4.2959 | kg | 10 | 44 | 1 | FALSE | 1 | FALSE |  | 1.1 | 4.2959 | 25.7752 | 5052 | Membrane (breather), polypropylene |  | 30 | D3 | 0 | 0 | 0 | 0 | 0 | 0 | 0 | 0 | 0
| Civic Offices | Services LED light fitting | 1701299 | 8404243 | 5.8 | Electrical installations | insulator | Construction | 4.2959 | kg | 10 | 44 | 1 | FALSE | 1 | FALSE |  | 1.1 | 4.2959 | 25.7752 | 5052 | Membrane (breather), polypropylene |  | 30 | D4 | 0 | 0 | 0 | 0 | 0 | 0 | 0 | 0 | 0
| Civic Offices | Services LED light fitting | 1701299 | 8404243 | 5.8 | Electrical installations | insulator | Construction | 4.2959 | kg | 10 | 44 | 1 | FALSE | 1 | FALSE |  | 1.1 | 4.2959 | 25.7752 | 5052 | Membrane (breather), polypropylene |  | 40 | B4B5 | 26.1731 | 6.1285e-07 | 0.14661 | 0.05257 | 0.017457 | 3.0794e-05 | 566.8603 | 3.2023 | 0.12844
| Civic Offices | Services LED light fitting | 1701299 | 8404243 | 5.8 | Electrical installations | insulator | Construction | 4.2959 | kg | 10 | 44 | 1 | FALSE | 1 | FALSE |  | 1.1 | 4.2959 | 25.7752 | 5052 | Membrane (breather), polypropylene |  | 40 | D2 | 0 | 0 | 0 | 0 | 0 | 0 | 0 | 0 | 0
| Civic Offices | Services LED light fitting | 1701299 | 8404243 | 5.8 | Electrical installations | insulator | Construction | 4.2959 | kg | 10 | 44 | 1 | FALSE | 1 | FALSE |  | 1.1 | 4.2959 | 25.7752 | 5052 | Membrane (breather), polypropylene |  | 40 | D3 | 0 | 0 | 0 | 0 | 0 | 0 | 0 | 0 | 0
| Civic Offices | Services LED light fitting | 1701299 | 8404243 | 5.8 | Electrical installations | insulator | Construction | 4.2959 | kg | 10 | 44 | 1 | FALSE | 1 | FALSE |  | 1.1 | 4.2959 | 25.7752 | 5052 | Membrane (breather), polypropylene |  | 40 | D4 | 0 | 0 | 0 | 0 | 0 | 0 | 0 | 0 | 0
| Civic Offices | Services LED light fitting | 1701299 | 8404243 | 5.8 | Electrical installations | insulator | Construction | 4.2959 | kg | 10 | 44 | 1 | FALSE | 1 | FALSE |  | 1.1 | 4.2959 | 25.7752 | 5052 | Membrane (breather), polypropylene |  | 50 | B4B5 | 26.1731 | 6.1285e-07 | 0.14661 | 0.05257 | 0.017457 | 3.0794e-05 | 566.8603 | 3.2023 | 0.12844
| Civic Offices | Services LED light fitting | 1701299 | 8404243 | 5.8 | Electrical installations | insulator | Construction | 4.2959 | kg | 10 | 44 | 1 | FALSE | 1 | FALSE |  | 1.1 | 4.2959 | 25.7752 | 5052 | Membrane (breather), polypropylene |  | 50 | D2 | 0 | 0 | 0 | 0 | 0 | 0 | 0 | 0 | 0
| Civic Offices | Services LED light fitting | 1701299 | 8404243 | 5.8 | Electrical installations | insulator | Construction | 4.2959 | kg | 10 | 44 | 1 | FALSE | 1 | FALSE |  | 1.1 | 4.2959 | 25.7752 | 5052 | Membrane (breather), polypropylene |  | 50 | D3 | 0 | 0 | 0 | 0 | 0 | 0 | 0 | 0 | 0
| Civic Offices | Services LED light fitting | 1701299 | 8404243 | 5.8 | Electrical installations | insulator | Construction | 4.2959 | kg | 10 | 44 | 1 | FALSE | 1 | FALSE |  | 1.1 | 4.2959 | 25.7752 | 5052 | Membrane (breather), polypropylene |  | 50 | D4 | 0 | 0 | 0 | 0 | 0 | 0 | 0 | 0 | 0
| Civic Offices | Services LED light fitting | 1701299 | 8404244 | 5.8 | Electrical installations | plates | Construction | 3.0295 | kg | 10 | 44 | 1 | FALSE | 1 | FALSE |  | 1.05 | 3.0295 | 18.1767 | 5168 | Fencing (posts, square section), steel (galvanized) |  | 0 | A1A3 | 8.2654 | 5.6185e-07 | 0.13512 | 0.042176 | 0.0079511 | 0.001949 | 111.2676 | 6.2453 | 0.16104
| Civic Offices | Services LED light fitting | 1701299 | 8404244 | 5.8 | Electrical installations | plates | Construction | 3.0295 | kg | 10 | 44 | 1 | FALSE | 1 | FALSE |  | 1.05 | 3.0295 | 18.1767 | 5168 | Fencing (posts, square section), steel (galvanized) |  | 0 | A4 | 0.13203 | 1.827e-08 | 0.00062774 | 0.00011656 | 8.2872e-05 | 2.9403e-07 | 1.9317 | 0.561 | 0.00053657
| Civic Offices | Services LED light fitting | 1701299 | 8404244 | 5.8 | Electrical installations | plates | Construction | 3.0295 | kg | 10 | 44 | 1 | FALSE | 1 | FALSE |  | 1.05 | 3.0295 | 18.1767 | 5168 | Fencing (posts, square section), steel (galvanized) |  | 0 | A5 | 7.8735e-05 | 2.0617e-11 | 5.5059e-07 | 1.8092e-07 | 9.1364e-08 | 1.1107e-10 | 0.0019302 | 0.022721 | 0
| Civic Offices | Services LED light fitting | 1701299 | 8404244 | 5.8 | Electrical installations | plates | Construction | 3.0295 | kg | 10 | 44 | 1 | FALSE | 1 | FALSE |  | 1.05 | 3.0295 | 18.1767 | 5168 | Fencing (posts, square section), steel (galvanized) |  | 0 | D2 | 0 | 0 | 0 | 0 | 0 | 0 | 0 | 0 | 0
| Civic Offices | Services LED light fitting | 1701299 | 8404244 | 5.8 | Electrical installations | plates | Construction | 3.0295 | kg | 10 | 44 | 1 | FALSE | 1 | FALSE |  | 1.05 | 3.0295 | 18.1767 | 5168 | Fencing (posts, square section), steel (galvanized) |  | 0 | D3 | 0 | 0 | 0 | 0 | 0 | 0 | 0 | 0 | 0
| Civic Offices | Services LED light fitting | 1701299 | 8404244 | 5.8 | Electrical installations | plates | Construction | 3.0295 | kg | 10 | 44 | 1 | FALSE | 1 | FALSE |  | 1.05 | 3.0295 | 18.1767 | 5168 | Fencing (posts, square section), steel (galvanized) |  | 0 | D4 | 0 | 0 | 0 | 0 | 0 | 0 | 0 | 0 | 0
| Civic Offices | Services LED light fitting | 1701299 | 8404244 | 5.8 | Electrical installations | plates | Construction | 3.0295 | kg | 10 | 44 | 1 | FALSE | 1 | FALSE |  | 1.05 | 3.0295 | 18.1767 | 5168 | Fencing (posts, square section), steel (galvanized) |  | 60 | C2 | 0 | 0 | 0 | 0 | 0 | 0 | 0 | 0 | 0
| Civic Offices | Services LED light fitting | 1701299 | 8404244 | 5.8 | Electrical installations | plates | Construction | 3.0295 | kg | 10 | 44 | 1 | FALSE | 1 | FALSE |  | 1.05 | 3.0295 | 18.1767 | 5168 | Fencing (posts, square section), steel (galvanized) |  | 60 | C4 | 0.0015747 | 4.1235e-10 | 1.1012e-05 | 3.6184e-06 | 1.8273e-06 | 2.2214e-09 | 0.038605 | 0.45442 | 7.8972e-05
| Civic Offices | Services LED light fitting | 1701299 | 8404244 | 5.8 | Electrical installations | plates | Construction | 3.0295 | kg | 10 | 44 | 1 | FALSE | 1 | FALSE |  | 1.05 | 3.0295 | 18.1767 | 5168 | Fencing (posts, square section), steel (galvanized) |  | 60 | D2 | 0 | 0 | 0 | 0 | 0 | 0 | 0 | 0 | 0
| Civic Offices | Services LED light fitting | 1701299 | 8404244 | 5.8 | Electrical installations | plates | Construction | 3.0295 | kg | 10 | 44 | 1 | FALSE | 1 | FALSE |  | 1.05 | 3.0295 | 18.1767 | 5168 | Fencing (posts, square section), steel (galvanized) |  | 60 | D3 | 0 | 0 | 0 | 0 | 0 | 0 | 0 | 0 | 0
| Civic Offices | Services LED light fitting | 1701299 | 8404244 | 5.8 | Electrical installations | plates | Construction | 3.0295 | kg | 10 | 44 | 1 | FALSE | 1 | FALSE |  | 1.05 | 3.0295 | 18.1767 | 5168 | Fencing (posts, square section), steel (galvanized) |  | 60 | D4 | 0 | 0 | 0 | 0 | 0 | 0 | 0 | 0 | 0
| Civic Offices | Services LED light fitting | 1701299 | 8404244 | 5.8 | Electrical installations | plates | Construction | 3.0295 | kg | 10 | 44 | 1 | FALSE | 1 | FALSE |  | 1.05 | 3.0295 | 18.1767 | 5168 | Fencing (posts, square section), steel (galvanized) |  | 10 | B4B5 | 8.3991 | 5.8055e-07 | 0.13576 | 0.042296 | 0.0080359 | 0.0019493 | 113.2399 | 7.2834 | 0.16157
| Civic Offices | Services LED light fitting | 1701299 | 8404244 | 5.8 | Electrical installations | plates | Construction | 3.0295 | kg | 10 | 44 | 1 | FALSE | 1 | FALSE |  | 1.05 | 3.0295 | 18.1767 | 5168 | Fencing (posts, square section), steel (galvanized) |  | 10 | D2 | 0 | 0 | 0 | 0 | 0 | 0 | 0 | 0 | 0
| Civic Offices | Services LED light fitting | 1701299 | 8404244 | 5.8 | Electrical installations | plates | Construction | 3.0295 | kg | 10 | 44 | 1 | FALSE | 1 | FALSE |  | 1.05 | 3.0295 | 18.1767 | 5168 | Fencing (posts, square section), steel (galvanized) |  | 10 | D3 | 0 | 0 | 0 | 0 | 0 | 0 | 0 | 0 | 0
| Civic Offices | Services LED light fitting | 1701299 | 8404244 | 5.8 | Electrical installations | plates | Construction | 3.0295 | kg | 10 | 44 | 1 | FALSE | 1 | FALSE |  | 1.05 | 3.0295 | 18.1767 | 5168 | Fencing (posts, square section), steel (galvanized) |  | 10 | D4 | 0 | 0 | 0 | 0 | 0 | 0 | 0 | 0 | 0
| Civic Offices | Services LED light fitting | 1701299 | 8404244 | 5.8 | Electrical installations | plates | Construction | 3.0295 | kg | 10 | 44 | 1 | FALSE | 1 | FALSE |  | 1.05 | 3.0295 | 18.1767 | 5168 | Fencing (posts, square section), steel (galvanized) |  | 20 | B4B5 | 8.3991 | 5.8055e-07 | 0.13576 | 0.042296 | 0.0080359 | 0.0019493 | 113.2399 | 7.2834 | 0.16157
| Civic Offices | Services LED light fitting | 1701299 | 8404244 | 5.8 | Electrical installations | plates | Construction | 3.0295 | kg | 10 | 44 | 1 | FALSE | 1 | FALSE |  | 1.05 | 3.0295 | 18.1767 | 5168 | Fencing (posts, square section), steel (galvanized) |  | 20 | D2 | 0 | 0 | 0 | 0 | 0 | 0 | 0 | 0 | 0
| Civic Offices | Services LED light fitting | 1701299 | 8404244 | 5.8 | Electrical installations | plates | Construction | 3.0295 | kg | 10 | 44 | 1 | FALSE | 1 | FALSE |  | 1.05 | 3.0295 | 18.1767 | 5168 | Fencing (posts, square section), steel (galvanized) |  | 20 | D3 | 0 | 0 | 0 | 0 | 0 | 0 | 0 | 0 | 0
| Civic Offices | Services LED light fitting | 1701299 | 8404244 | 5.8 | Electrical installations | plates | Construction | 3.0295 | kg | 10 | 44 | 1 | FALSE | 1 | FALSE |  | 1.05 | 3.0295 | 18.1767 | 5168 | Fencing (posts, square section), steel (galvanized) |  | 20 | D4 | 0 | 0 | 0 | 0 | 0 | 0 | 0 | 0 | 0
| Civic Offices | Services LED light fitting | 1701299 | 8404244 | 5.8 | Electrical installations | plates | Construction | 3.0295 | kg | 10 | 44 | 1 | FALSE | 1 | FALSE |  | 1.05 | 3.0295 | 18.1767 | 5168 | Fencing (posts, square section), steel (galvanized) |  | 30 | B4B5 | 8.3991 | 5.8055e-07 | 0.13576 | 0.042296 | 0.0080359 | 0.0019493 | 113.2399 | 7.2834 | 0.16157
| Civic Offices | Services LED light fitting | 1701299 | 8404244 | 5.8 | Electrical installations | plates | Construction | 3.0295 | kg | 10 | 44 | 1 | FALSE | 1 | FALSE |  | 1.05 | 3.0295 | 18.1767 | 5168 | Fencing (posts, square section), steel (galvanized) |  | 30 | D2 | 0 | 0 | 0 | 0 | 0 | 0 | 0 | 0 | 0
| Civic Offices | Services LED light fitting | 1701299 | 8404244 | 5.8 | Electrical installations | plates | Construction | 3.0295 | kg | 10 | 44 | 1 | FALSE | 1 | FALSE |  | 1.05 | 3.0295 | 18.1767 | 5168 | Fencing (posts, square section), steel (galvanized) |  | 30 | D3 | 0 | 0 | 0 | 0 | 0 | 0 | 0 | 0 | 0
| Civic Offices | Services LED light fitting | 1701299 | 8404244 | 5.8 | Electrical installations | plates | Construction | 3.0295 | kg | 10 | 44 | 1 | FALSE | 1 | FALSE |  | 1.05 | 3.0295 | 18.1767 | 5168 | Fencing (posts, square section), steel (galvanized) |  | 30 | D4 | 0 | 0 | 0 | 0 | 0 | 0 | 0 | 0 | 0
| Civic Offices | Services LED light fitting | 1701299 | 8404244 | 5.8 | Electrical installations | plates | Construction | 3.0295 | kg | 10 | 44 | 1 | FALSE | 1 | FALSE |  | 1.05 | 3.0295 | 18.1767 | 5168 | Fencing (posts, square section), steel (galvanized) |  | 40 | B4B5 | 8.3991 | 5.8055e-07 | 0.13576 | 0.042296 | 0.0080359 | 0.0019493 | 113.2399 | 7.2834 | 0.16157
| Civic Offices | Services LED light fitting | 1701299 | 8404244 | 5.8 | Electrical installations | plates | Construction | 3.0295 | kg | 10 | 44 | 1 | FALSE | 1 | FALSE |  | 1.05 | 3.0295 | 18.1767 | 5168 | Fencing (posts, square section), steel (galvanized) |  | 40 | D2 | 0 | 0 | 0 | 0 | 0 | 0 | 0 | 0 | 0
| Civic Offices | Services LED light fitting | 1701299 | 8404244 | 5.8 | Electrical installations | plates | Construction | 3.0295 | kg | 10 | 44 | 1 | FALSE | 1 | FALSE |  | 1.05 | 3.0295 | 18.1767 | 5168 | Fencing (posts, square section), steel (galvanized) |  | 40 | D3 | 0 | 0 | 0 | 0 | 0 | 0 | 0 | 0 | 0
| Civic Offices | Services LED light fitting | 1701299 | 8404244 | 5.8 | Electrical installations | plates | Construction | 3.0295 | kg | 10 | 44 | 1 | FALSE | 1 | FALSE |  | 1.05 | 3.0295 | 18.1767 | 5168 | Fencing (posts, square section), steel (galvanized) |  | 40 | D4 | 0 | 0 | 0 | 0 | 0 | 0 | 0 | 0 | 0
| Civic Offices | Services LED light fitting | 1701299 | 8404244 | 5.8 | Electrical installations | plates | Construction | 3.0295 | kg | 10 | 44 | 1 | FALSE | 1 | FALSE |  | 1.05 | 3.0295 | 18.1767 | 5168 | Fencing (posts, square section), steel (galvanized) |  | 50 | B4B5 | 8.3991 | 5.8055e-07 | 0.13576 | 0.042296 | 0.0080359 | 0.0019493 | 113.2399 | 7.2834 | 0.16157
| Civic Offices | Services LED light fitting | 1701299 | 8404244 | 5.8 | Electrical installations | plates | Construction | 3.0295 | kg | 10 | 44 | 1 | FALSE | 1 | FALSE |  | 1.05 | 3.0295 | 18.1767 | 5168 | Fencing (posts, square section), steel (galvanized) |  | 50 | D2 | 0 | 0 | 0 | 0 | 0 | 0 | 0 | 0 | 0
| Civic Offices | Services LED light fitting | 1701299 | 8404244 | 5.8 | Electrical installations | plates | Construction | 3.0295 | kg | 10 | 44 | 1 | FALSE | 1 | FALSE |  | 1.05 | 3.0295 | 18.1767 | 5168 | Fencing (posts, square section), steel (galvanized) |  | 50 | D3 | 0 | 0 | 0 | 0 | 0 | 0 | 0 | 0 | 0
| Civic Offices | Services LED light fitting | 1701299 | 8404244 | 5.8 | Electrical installations | plates | Construction | 3.0295 | kg | 10 | 44 | 1 | FALSE | 1 | FALSE |  | 1.05 | 3.0295 | 18.1767 | 5168 | Fencing (posts, square section), steel (galvanized) |  | 50 | D4 | 0 | 0 | 0 | 0 | 0 | 0 | 0 | 0 | 0
| Civic Offices | Services electrical wireing | 1701300 | 8404246 | 5.2 | Services equipment | copper wire 6mm siam | Construction | 92.761 | Linear length Calculation | 30 | 44 | 1 | FALSE | 1 | FALSE |  | 1.03 | 92.761 | 185.5219 | 5113 | Cladding sheet (plain), copper |  | 0 | A1A3 | 657.8178 | 0.00054668 | 33.4556 | 22.3326 | 1.8493 | 0.15221 | 9981.2324 | 1948.4494 | 21.0271
| Civic Offices | Services electrical wireing | 1701300 | 8404246 | 5.2 | Services equipment | copper wire 6mm siam | Construction | 92.761 | Linear length Calculation | 30 | 44 | 1 | FALSE | 1 | FALSE |  | 1.03 | 92.761 | 185.5219 | 5113 | Cladding sheet (plain), copper |  | 0 | A4 | 1.8719 | 3.3634e-07 | 0.0061294 | 0.0016567 | 0.0010457 | 6.5284e-06 | 27.9045 | 4.2608 | 0.0077033
| Civic Offices | Services electrical wireing | 1701300 | 8404246 | 5.2 | Services equipment | copper wire 6mm siam | Construction | 92.761 | Linear length Calculation | 30 | 44 | 1 | FALSE | 1 | FALSE |  | 1.03 | 92.761 | 185.5219 | 5113 | Cladding sheet (plain), copper |  | 0 | A5 | 0.0014465 | 3.7878e-10 | 1.0115e-05 | 3.3239e-06 | 1.6785e-06 | 2.0405e-09 | 0.035462 | 0.41742 | 0
| Civic Offices | Services electrical wireing | 1701300 | 8404246 | 5.2 | Services equipment | copper wire 6mm siam | Construction | 92.761 | Linear length Calculation | 30 | 44 | 1 | FALSE | 1 | FALSE |  | 1.03 | 92.761 | 185.5219 | 5113 | Cladding sheet (plain), copper |  | 0 | D2 | 0 | 0 | 0 | 0 | 0 | 0 | 0 | 0 | 0
| Civic Offices | Services electrical wireing | 1701300 | 8404246 | 5.2 | Services equipment | copper wire 6mm siam | Construction | 92.761 | Linear length Calculation | 30 | 44 | 1 | FALSE | 1 | FALSE |  | 1.03 | 92.761 | 185.5219 | 5113 | Cladding sheet (plain), copper |  | 0 | D3 | 0 | 0 | 0 | 0 | 0 | 0 | 0 | 0 | 0
| Civic Offices | Services electrical wireing | 1701300 | 8404246 | 5.2 | Services equipment | copper wire 6mm siam | Construction | 92.761 | Linear length Calculation | 30 | 44 | 1 | FALSE | 1 | FALSE |  | 1.03 | 92.761 | 185.5219 | 5113 | Cladding sheet (plain), copper |  | 0 | D4 | 0 | 0 | 0 | 0 | 0 | 0 | 0 | 0 | 0
| Civic Offices | Services electrical wireing | 1701300 | 8404246 | 5.2 | Services equipment | copper wire 6mm siam | Construction | 92.761 | Linear length Calculation | 30 | 44 | 1 | FALSE | 1 | FALSE |  | 1.03 | 92.761 | 185.5219 | 5113 | Cladding sheet (plain), copper |  | 60 | C2 | 0 | 0 | 0 | 0 | 0 | 0 | 0 | 0 | 0
| Civic Offices | Services electrical wireing | 1701300 | 8404246 | 5.2 | Services equipment | copper wire 6mm siam | Construction | 92.761 | Linear length Calculation | 30 | 44 | 1 | FALSE | 1 | FALSE |  | 1.03 | 92.761 | 185.5219 | 5113 | Cladding sheet (plain), copper |  | 60 | C4 | 0.048217 | 1.2626e-08 | 0.00033718 | 0.0001108 | 5.5951e-05 | 6.8018e-08 | 1.1821 | 13.9141 | 0.0024181
| Civic Offices | Services electrical wireing | 1701300 | 8404246 | 5.2 | Services equipment | copper wire 6mm siam | Construction | 92.761 | Linear length Calculation | 30 | 44 | 1 | FALSE | 1 | FALSE |  | 1.03 | 92.761 | 185.5219 | 5113 | Cladding sheet (plain), copper |  | 60 | D2 | 0 | 0 | 0 | 0 | 0 | 0 | 0 | 0 | 0
| Civic Offices | Services electrical wireing | 1701300 | 8404246 | 5.2 | Services equipment | copper wire 6mm siam | Construction | 92.761 | Linear length Calculation | 30 | 44 | 1 | FALSE | 1 | FALSE |  | 1.03 | 92.761 | 185.5219 | 5113 | Cladding sheet (plain), copper |  | 60 | D3 | 0 | 0 | 0 | 0 | 0 | 0 | 0 | 0 | 0
| Civic Offices | Services electrical wireing | 1701300 | 8404246 | 5.2 | Services equipment | copper wire 6mm siam | Construction | 92.761 | Linear length Calculation | 30 | 44 | 1 | FALSE | 1 | FALSE |  | 1.03 | 92.761 | 185.5219 | 5113 | Cladding sheet (plain), copper |  | 60 | D4 | 0 | 0 | 0 | 0 | 0 | 0 | 0 | 0 | 0
| Civic Offices | Services electrical wireing | 1701300 | 8404246 | 5.2 | Services equipment | copper wire 6mm siam | Construction | 92.761 | Linear length Calculation | 30 | 44 | 1 | FALSE | 1 | FALSE |  | 1.03 | 92.761 | 185.5219 | 5113 | Cladding sheet (plain), copper |  | 30 | B4B5 | 659.7395 | 0.00054703 | 33.4621 | 22.3344 | 1.8504 | 0.15221 | 10010.3544 | 1967.0418 | 21.0348
| Civic Offices | Services electrical wireing | 1701300 | 8404246 | 5.2 | Services equipment | copper wire 6mm siam | Construction | 92.761 | Linear length Calculation | 30 | 44 | 1 | FALSE | 1 | FALSE |  | 1.03 | 92.761 | 185.5219 | 5113 | Cladding sheet (plain), copper |  | 30 | D2 | 0 | 0 | 0 | 0 | 0 | 0 | 0 | 0 | 0
| Civic Offices | Services electrical wireing | 1701300 | 8404246 | 5.2 | Services equipment | copper wire 6mm siam | Construction | 92.761 | Linear length Calculation | 30 | 44 | 1 | FALSE | 1 | FALSE |  | 1.03 | 92.761 | 185.5219 | 5113 | Cladding sheet (plain), copper |  | 30 | D3 | 0 | 0 | 0 | 0 | 0 | 0 | 0 | 0 | 0
| Civic Offices | Services electrical wireing | 1701300 | 8404246 | 5.2 | Services equipment | copper wire 6mm siam | Construction | 92.761 | Linear length Calculation | 30 | 44 | 1 | FALSE | 1 | FALSE |  | 1.03 | 92.761 | 185.5219 | 5113 | Cladding sheet (plain), copper |  | 30 | D4 | 0 | 0 | 0 | 0 | 0 | 0 | 0 | 0 | 0
| Civic Offices | Services electrical wireing | 1701300 | 8404247 | 5.2 | Services equipment | conduit 20mm | Construction | 71.333 | Linear length Calculation | 30 | 44 | 1 | FALSE | 1 | FALSE |  | 1.05 | 71.333 | 142.666 | 5377 | Roof membrane (single ply), PVC |  | 0 | A1A3 | 156.2398 | 1.2767e-05 | 0.88303 | 0.23328 | 0.19334 | 0.0023091 | 4247.7423 | 678.2251 | 1.3254
| Civic Offices | Services electrical wireing | 1701300 | 8404247 | 5.2 | Services equipment | conduit 20mm | Construction | 71.333 | Linear length Calculation | 30 | 44 | 1 | FALSE | 1 | FALSE |  | 1.05 | 71.333 | 142.666 | 5377 | Roof membrane (single ply), PVC |  | 0 | A4 | 1.4191 | 2.5498e-07 | 0.0046466 | 0.0012559 | 0.00079271 | 4.9491e-06 | 21.154 | 3.2301 | 0.0058398
| Civic Offices | Services electrical wireing | 1701300 | 8404247 | 5.2 | Services equipment | conduit 20mm | Construction | 71.333 | Linear length Calculation | 30 | 44 | 1 | FALSE | 1 | FALSE |  | 1.05 | 71.333 | 142.666 | 5377 | Roof membrane (single ply), PVC |  | 0 | A5 | 0.068509 | 2.9366e-09 | 0.00021826 | 0.0040514 | 2.3864e-05 | 1.6017e-08 | 0.2724 | 0.535 | 0
| Civic Offices | Services electrical wireing | 1701300 | 8404247 | 5.2 | Services equipment | conduit 20mm | Construction | 71.333 | Linear length Calculation | 30 | 44 | 1 | FALSE | 1 | FALSE |  | 1.05 | 71.333 | 142.666 | 5377 | Roof membrane (single ply), PVC |  | 0 | D2 | 0 | 0 | 0 | 0 | 0 | 0 | 0 | 0 | 0
| Civic Offices | Services electrical wireing | 1701300 | 8404247 | 5.2 | Services equipment | conduit 20mm | Construction | 71.333 | Linear length Calculation | 30 | 44 | 1 | FALSE | 1 | FALSE |  | 1.05 | 71.333 | 142.666 | 5377 | Roof membrane (single ply), PVC |  | 0 | D3 | 0 | 0 | 0 | 0 | 0 | 0 | 0 | 0 | 0
| Civic Offices | Services electrical wireing | 1701300 | 8404247 | 5.2 | Services equipment | conduit 20mm | Construction | 71.333 | Linear length Calculation | 30 | 44 | 1 | FALSE | 1 | FALSE |  | 1.05 | 71.333 | 142.666 | 5377 | Roof membrane (single ply), PVC |  | 0 | D4 | 0 | 0 | 0 | 0 | 0 | 0 | 0 | 0 | 0
| Civic Offices | Services electrical wireing | 1701300 | 8404247 | 5.2 | Services equipment | conduit 20mm | Construction | 71.333 | Linear length Calculation | 30 | 44 | 1 | FALSE | 1 | FALSE |  | 1.05 | 71.333 | 142.666 | 5377 | Roof membrane (single ply), PVC |  | 60 | C2 | 0 | 0 | 0 | 0 | 0 | 0 | 0 | 0 | 0
| Civic Offices | Services electrical wireing | 1701300 | 8404247 | 5.2 | Services equipment | conduit 20mm | Construction | 71.333 | Linear length Calculation | 30 | 44 | 1 | FALSE | 1 | FALSE |  | 1.05 | 71.333 | 142.666 | 5377 | Roof membrane (single ply), PVC |  | 60 | C4 | 1.3702 | 5.8732e-08 | 0.0043651 | 0.081028 | 0.00047728 | 3.2034e-07 | 5.4479 | 10.6999 | 0.033448
| Civic Offices | Services electrical wireing | 1701300 | 8404247 | 5.2 | Services equipment | conduit 20mm | Construction | 71.333 | Linear length Calculation | 30 | 44 | 1 | FALSE | 1 | FALSE |  | 1.05 | 71.333 | 142.666 | 5377 | Roof membrane (single ply), PVC |  | 60 | D2 | 0 | 0 | 0 | 0 | 0 | 0 | 0 | 0 | 0
| Civic Offices | Services electrical wireing | 1701300 | 8404247 | 5.2 | Services equipment | conduit 20mm | Construction | 71.333 | Linear length Calculation | 30 | 44 | 1 | FALSE | 1 | FALSE |  | 1.05 | 71.333 | 142.666 | 5377 | Roof membrane (single ply), PVC |  | 60 | D3 | 0 | 0 | 0 | 0 | 0 | 0 | 0 | 0 | 0
| Civic Offices | Services electrical wireing | 1701300 | 8404247 | 5.2 | Services equipment | conduit 20mm | Construction | 71.333 | Linear length Calculation | 30 | 44 | 1 | FALSE | 1 | FALSE |  | 1.05 | 71.333 | 142.666 | 5377 | Roof membrane (single ply), PVC |  | 60 | D4 | 0 | 0 | 0 | 0 | 0 | 0 | 0 | 0 | 0
| Civic Offices | Services electrical wireing | 1701300 | 8404247 | 5.2 | Services equipment | conduit 20mm | Construction | 71.333 | Linear length Calculation | 30 | 44 | 1 | FALSE | 1 | FALSE |  | 1.05 | 71.333 | 142.666 | 5377 | Roof membrane (single ply), PVC |  | 30 | B4B5 | 159.0976 | 1.3083e-05 | 0.89226 | 0.31962 | 0.19464 | 0.0023144 | 4274.6166 | 692.6901 | 1.3313
| Civic Offices | Services electrical wireing | 1701300 | 8404247 | 5.2 | Services equipment | conduit 20mm | Construction | 71.333 | Linear length Calculation | 30 | 44 | 1 | FALSE | 1 | FALSE |  | 1.05 | 71.333 | 142.666 | 5377 | Roof membrane (single ply), PVC |  | 30 | D2 | 0 | 0 | 0 | 0 | 0 | 0 | 0 | 0 | 0
| Civic Offices | Services electrical wireing | 1701300 | 8404247 | 5.2 | Services equipment | conduit 20mm | Construction | 71.333 | Linear length Calculation | 30 | 44 | 1 | FALSE | 1 | FALSE |  | 1.05 | 71.333 | 142.666 | 5377 | Roof membrane (single ply), PVC |  | 30 | D3 | 0 | 0 | 0 | 0 | 0 | 0 | 0 | 0 | 0
| Civic Offices | Services electrical wireing | 1701300 | 8404247 | 5.2 | Services equipment | conduit 20mm | Construction | 71.333 | Linear length Calculation | 30 | 44 | 1 | FALSE | 1 | FALSE |  | 1.05 | 71.333 | 142.666 | 5377 | Roof membrane (single ply), PVC |  | 30 | D4 | 0 | 0 | 0 | 0 | 0 | 0 | 0 | 0 | 0
| Civic Offices | Services LED light fitting | 1701303 | 8404249 | 5.8 | Electrical installations | heat sink | Construction | 12.2171 | kg | 10 | 44 | 1 | FALSE | 1 | FALSE |  | 1.01 | 12.2171 | 73.3028 | 5536 | Window furniture/hardware, aluminium |  | 0 | A1A3 | 231.8731 | 7.8516e-06 | 1.5851 | 0.36322 | 0.11774 | 0.00020197 | 2898.0614 | 49.0526 | 1.5395
| Civic Offices | Services LED light fitting | 1701303 | 8404249 | 5.8 | Electrical installations | heat sink | Construction | 12.2171 | kg | 10 | 44 | 1 | FALSE | 1 | FALSE |  | 1.01 | 12.2171 | 73.3028 | 5536 | Window furniture/hardware, aluminium |  | 0 | A4 | 0.60807 | 6.7444e-08 | 0.0031503 | 0.00051124 | 0.00038849 | 8.4505e-07 | 8.78 | 2.3867 | 0.0023987
| Civic Offices | Services LED light fitting | 1701303 | 8404249 | 5.8 | Electrical installations | heat sink | Construction | 12.2171 | kg | 10 | 44 | 1 | FALSE | 1 | FALSE |  | 1.01 | 12.2171 | 73.3028 | 5536 | Window furniture/hardware, aluminium |  | 0 | A5 | 6.3505e-05 | 1.6629e-11 | 4.4408e-07 | 1.4592e-07 | 7.3691e-08 | 8.9583e-11 | 0.0015568 | 0.018326 | 0
| Civic Offices | Services LED light fitting | 1701303 | 8404249 | 5.8 | Electrical installations | heat sink | Construction | 12.2171 | kg | 10 | 44 | 1 | FALSE | 1 | FALSE |  | 1.01 | 12.2171 | 73.3028 | 5536 | Window furniture/hardware, aluminium |  | 0 | D2 | 0 | 0 | 0 | 0 | 0 | 0 | 0 | 0 | 0
| Civic Offices | Services LED light fitting | 1701303 | 8404249 | 5.8 | Electrical installations | heat sink | Construction | 12.2171 | kg | 10 | 44 | 1 | FALSE | 1 | FALSE |  | 1.01 | 12.2171 | 73.3028 | 5536 | Window furniture/hardware, aluminium |  | 0 | D3 | 0 | 0 | 0 | 0 | 0 | 0 | 0 | 0 | 0
| Civic Offices | Services LED light fitting | 1701303 | 8404249 | 5.8 | Electrical installations | heat sink | Construction | 12.2171 | kg | 10 | 44 | 1 | FALSE | 1 | FALSE |  | 1.01 | 12.2171 | 73.3028 | 5536 | Window furniture/hardware, aluminium |  | 0 | D4 | 0 | 0 | 0 | 0 | 0 | 0 | 0 | 0 | 0
| Civic Offices | Services LED light fitting | 1701303 | 8404249 | 5.8 | Electrical installations | heat sink | Construction | 12.2171 | kg | 10 | 44 | 1 | FALSE | 1 | FALSE |  | 1.01 | 12.2171 | 73.3028 | 5536 | Window furniture/hardware, aluminium |  | 60 | C2 | 0 | 0 | 0 | 0 | 0 | 0 | 0 | 0 | 0
| Civic Offices | Services LED light fitting | 1701303 | 8404249 | 5.8 | Electrical installations | heat sink | Construction | 12.2171 | kg | 10 | 44 | 1 | FALSE | 1 | FALSE |  | 1.01 | 12.2171 | 73.3028 | 5536 | Window furniture/hardware, aluminium |  | 60 | C4 | 0.0063505 | 1.6629e-09 | 4.4408e-05 | 1.4592e-05 | 7.3691e-06 | 8.9583e-09 | 0.15568 | 1.8326 | 0.00031848
| Civic Offices | Services LED light fitting | 1701303 | 8404249 | 5.8 | Electrical installations | heat sink | Construction | 12.2171 | kg | 10 | 44 | 1 | FALSE | 1 | FALSE |  | 1.01 | 12.2171 | 73.3028 | 5536 | Window furniture/hardware, aluminium |  | 60 | D2 | 0 | 0 | 0 | 0 | 0 | 0 | 0 | 0 | 0
| Civic Offices | Services LED light fitting | 1701303 | 8404249 | 5.8 | Electrical installations | heat sink | Construction | 12.2171 | kg | 10 | 44 | 1 | FALSE | 1 | FALSE |  | 1.01 | 12.2171 | 73.3028 | 5536 | Window furniture/hardware, aluminium |  | 60 | D3 | 0 | 0 | 0 | 0 | 0 | 0 | 0 | 0 | 0
| Civic Offices | Services LED light fitting | 1701303 | 8404249 | 5.8 | Electrical installations | heat sink | Construction | 12.2171 | kg | 10 | 44 | 1 | FALSE | 1 | FALSE |  | 1.01 | 12.2171 | 73.3028 | 5536 | Window furniture/hardware, aluminium |  | 60 | D4 | 0 | 0 | 0 | 0 | 0 | 0 | 0 | 0 | 0
| Civic Offices | Services LED light fitting | 1701303 | 8404249 | 5.8 | Electrical installations | heat sink | Construction | 12.2171 | kg | 10 | 44 | 1 | FALSE | 1 | FALSE |  | 1.01 | 12.2171 | 73.3028 | 5536 | Window furniture/hardware, aluminium |  | 10 | B4B5 | 232.4876 | 7.9208e-06 | 1.5883 | 0.36375 | 0.11814 | 0.00020283 | 2906.9987 | 53.2902 | 1.5419
| Civic Offices | Services LED light fitting | 1701303 | 8404249 | 5.8 | Electrical installations | heat sink | Construction | 12.2171 | kg | 10 | 44 | 1 | FALSE | 1 | FALSE |  | 1.01 | 12.2171 | 73.3028 | 5536 | Window furniture/hardware, aluminium |  | 10 | D2 | 0 | 0 | 0 | 0 | 0 | 0 | 0 | 0 | 0
| Civic Offices | Services LED light fitting | 1701303 | 8404249 | 5.8 | Electrical installations | heat sink | Construction | 12.2171 | kg | 10 | 44 | 1 | FALSE | 1 | FALSE |  | 1.01 | 12.2171 | 73.3028 | 5536 | Window furniture/hardware, aluminium |  | 10 | D3 | 0 | 0 | 0 | 0 | 0 | 0 | 0 | 0 | 0
| Civic Offices | Services LED light fitting | 1701303 | 8404249 | 5.8 | Electrical installations | heat sink | Construction | 12.2171 | kg | 10 | 44 | 1 | FALSE | 1 | FALSE |  | 1.01 | 12.2171 | 73.3028 | 5536 | Window furniture/hardware, aluminium |  | 10 | D4 | 0 | 0 | 0 | 0 | 0 | 0 | 0 | 0 | 0
| Civic Offices | Services LED light fitting | 1701303 | 8404249 | 5.8 | Electrical installations | heat sink | Construction | 12.2171 | kg | 10 | 44 | 1 | FALSE | 1 | FALSE |  | 1.01 | 12.2171 | 73.3028 | 5536 | Window furniture/hardware, aluminium |  | 20 | B4B5 | 232.4876 | 7.9208e-06 | 1.5883 | 0.36375 | 0.11814 | 0.00020283 | 2906.9987 | 53.2902 | 1.5419
| Civic Offices | Services LED light fitting | 1701303 | 8404249 | 5.8 | Electrical installations | heat sink | Construction | 12.2171 | kg | 10 | 44 | 1 | FALSE | 1 | FALSE |  | 1.01 | 12.2171 | 73.3028 | 5536 | Window furniture/hardware, aluminium |  | 20 | D2 | 0 | 0 | 0 | 0 | 0 | 0 | 0 | 0 | 0
| Civic Offices | Services LED light fitting | 1701303 | 8404249 | 5.8 | Electrical installations | heat sink | Construction | 12.2171 | kg | 10 | 44 | 1 | FALSE | 1 | FALSE |  | 1.01 | 12.2171 | 73.3028 | 5536 | Window furniture/hardware, aluminium |  | 20 | D3 | 0 | 0 | 0 | 0 | 0 | 0 | 0 | 0 | 0
| Civic Offices | Services LED light fitting | 1701303 | 8404249 | 5.8 | Electrical installations | heat sink | Construction | 12.2171 | kg | 10 | 44 | 1 | FALSE | 1 | FALSE |  | 1.01 | 12.2171 | 73.3028 | 5536 | Window furniture/hardware, aluminium |  | 20 | D4 | 0 | 0 | 0 | 0 | 0 | 0 | 0 | 0 | 0
| Civic Offices | Services LED light fitting | 1701303 | 8404249 | 5.8 | Electrical installations | heat sink | Construction | 12.2171 | kg | 10 | 44 | 1 | FALSE | 1 | FALSE |  | 1.01 | 12.2171 | 73.3028 | 5536 | Window furniture/hardware, aluminium |  | 30 | B4B5 | 232.4876 | 7.9208e-06 | 1.5883 | 0.36375 | 0.11814 | 0.00020283 | 2906.9987 | 53.2902 | 1.5419
| Civic Offices | Services LED light fitting | 1701303 | 8404249 | 5.8 | Electrical installations | heat sink | Construction | 12.2171 | kg | 10 | 44 | 1 | FALSE | 1 | FALSE |  | 1.01 | 12.2171 | 73.3028 | 5536 | Window furniture/hardware, aluminium |  | 30 | D2 | 0 | 0 | 0 | 0 | 0 | 0 | 0 | 0 | 0
| Civic Offices | Services LED light fitting | 1701303 | 8404249 | 5.8 | Electrical installations | heat sink | Construction | 12.2171 | kg | 10 | 44 | 1 | FALSE | 1 | FALSE |  | 1.01 | 12.2171 | 73.3028 | 5536 | Window furniture/hardware, aluminium |  | 30 | D3 | 0 | 0 | 0 | 0 | 0 | 0 | 0 | 0 | 0
| Civic Offices | Services LED light fitting | 1701303 | 8404249 | 5.8 | Electrical installations | heat sink | Construction | 12.2171 | kg | 10 | 44 | 1 | FALSE | 1 | FALSE |  | 1.01 | 12.2171 | 73.3028 | 5536 | Window furniture/hardware, aluminium |  | 30 | D4 | 0 | 0 | 0 | 0 | 0 | 0 | 0 | 0 | 0
| Civic Offices | Services LED light fitting | 1701303 | 8404249 | 5.8 | Electrical installations | heat sink | Construction | 12.2171 | kg | 10 | 44 | 1 | FALSE | 1 | FALSE |  | 1.01 | 12.2171 | 73.3028 | 5536 | Window furniture/hardware, aluminium |  | 40 | B4B5 | 232.4876 | 7.9208e-06 | 1.5883 | 0.36375 | 0.11814 | 0.00020283 | 2906.9987 | 53.2902 | 1.5419
| Civic Offices | Services LED light fitting | 1701303 | 8404249 | 5.8 | Electrical installations | heat sink | Construction | 12.2171 | kg | 10 | 44 | 1 | FALSE | 1 | FALSE |  | 1.01 | 12.2171 | 73.3028 | 5536 | Window furniture/hardware, aluminium |  | 40 | D2 | 0 | 0 | 0 | 0 | 0 | 0 | 0 | 0 | 0
| Civic Offices | Services LED light fitting | 1701303 | 8404249 | 5.8 | Electrical installations | heat sink | Construction | 12.2171 | kg | 10 | 44 | 1 | FALSE | 1 | FALSE |  | 1.01 | 12.2171 | 73.3028 | 5536 | Window furniture/hardware, aluminium |  | 40 | D3 | 0 | 0 | 0 | 0 | 0 | 0 | 0 | 0 | 0
| Civic Offices | Services LED light fitting | 1701303 | 8404249 | 5.8 | Electrical installations | heat sink | Construction | 12.2171 | kg | 10 | 44 | 1 | FALSE | 1 | FALSE |  | 1.01 | 12.2171 | 73.3028 | 5536 | Window furniture/hardware, aluminium |  | 40 | D4 | 0 | 0 | 0 | 0 | 0 | 0 | 0 | 0 | 0
| Civic Offices | Services LED light fitting | 1701303 | 8404249 | 5.8 | Electrical installations | heat sink | Construction | 12.2171 | kg | 10 | 44 | 1 | FALSE | 1 | FALSE |  | 1.01 | 12.2171 | 73.3028 | 5536 | Window furniture/hardware, aluminium |  | 50 | B4B5 | 232.4876 | 7.9208e-06 | 1.5883 | 0.36375 | 0.11814 | 0.00020283 | 2906.9987 | 53.2902 | 1.5419
| Civic Offices | Services LED light fitting | 1701303 | 8404249 | 5.8 | Electrical installations | heat sink | Construction | 12.2171 | kg | 10 | 44 | 1 | FALSE | 1 | FALSE |  | 1.01 | 12.2171 | 73.3028 | 5536 | Window furniture/hardware, aluminium |  | 50 | D2 | 0 | 0 | 0 | 0 | 0 | 0 | 0 | 0 | 0
| Civic Offices | Services LED light fitting | 1701303 | 8404249 | 5.8 | Electrical installations | heat sink | Construction | 12.2171 | kg | 10 | 44 | 1 | FALSE | 1 | FALSE |  | 1.01 | 12.2171 | 73.3028 | 5536 | Window furniture/hardware, aluminium |  | 50 | D3 | 0 | 0 | 0 | 0 | 0 | 0 | 0 | 0 | 0
| Civic Offices | Services LED light fitting | 1701303 | 8404249 | 5.8 | Electrical installations | heat sink | Construction | 12.2171 | kg | 10 | 44 | 1 | FALSE | 1 | FALSE |  | 1.01 | 12.2171 | 73.3028 | 5536 | Window furniture/hardware, aluminium |  | 50 | D4 | 0 | 0 | 0 | 0 | 0 | 0 | 0 | 0 | 0
| Civic Offices | Services LED light fitting | 1701303 | 8404250 | 5.8 | Electrical installations | glass bulb | Construction | 3.5426 | kg | 10 | 44 | 1 | FALSE | 1 | FALSE |  | 1.05 | 3.5426 | 21.2558 | 5490 | General glazing, glass (toughened) |  | 0 | A1A3 | 4.1785 | 3.8527e-07 | 0.039676 | 0.0050029 | 0.002403 | 2.6531e-05 | 51.1695 | 28.912 | 0.020369
| Civic Offices | Services LED light fitting | 1701303 | 8404250 | 5.8 | Electrical installations | glass bulb | Construction | 3.5426 | kg | 10 | 44 | 1 | FALSE | 1 | FALSE |  | 1.05 | 3.5426 | 21.2558 | 5490 | General glazing, glass (toughened) |  | 0 | A4 | 0.089562 | 1.6486e-08 | 0.00029949 | 7.9019e-05 | 5.2245e-05 | 2.3587e-07 | 1.3526 | 0.16712 | 0.00037107
| Civic Offices | Services LED light fitting | 1701303 | 8404250 | 5.8 | Electrical installations | glass bulb | Construction | 3.5426 | kg | 10 | 44 | 1 | FALSE | 1 | FALSE |  | 1.05 | 3.5426 | 21.2558 | 5490 | General glazing, glass (toughened) |  | 0 | A5 | 0.00027588 | 9.5101e-11 | 2.1247e-06 | 5.2463e-07 | 3.6703e-07 | 2.9822e-10 | 0.0080128 | 0.02657 | 0
| Civic Offices | Services LED light fitting | 1701303 | 8404250 | 5.8 | Electrical installations | glass bulb | Construction | 3.5426 | kg | 10 | 44 | 1 | FALSE | 1 | FALSE |  | 1.05 | 3.5426 | 21.2558 | 5490 | General glazing, glass (toughened) |  | 0 | D2 | 0 | 0 | 0 | 0 | 0 | 0 | 0 | 0 | 0
| Civic Offices | Services LED light fitting | 1701303 | 8404250 | 5.8 | Electrical installations | glass bulb | Construction | 3.5426 | kg | 10 | 44 | 1 | FALSE | 1 | FALSE |  | 1.05 | 3.5426 | 21.2558 | 5490 | General glazing, glass (toughened) |  | 0 | D3 | 0 | 0 | 0 | 0 | 0 | 0 | 0 | 0 | 0
| Civic Offices | Services LED light fitting | 1701303 | 8404250 | 5.8 | Electrical installations | glass bulb | Construction | 3.5426 | kg | 10 | 44 | 1 | FALSE | 1 | FALSE |  | 1.05 | 3.5426 | 21.2558 | 5490 | General glazing, glass (toughened) |  | 0 | D4 | 0 | 0 | 0 | 0 | 0 | 0 | 0 | 0 | 0
| Civic Offices | Services LED light fitting | 1701303 | 8404250 | 5.8 | Electrical installations | glass bulb | Construction | 3.5426 | kg | 10 | 44 | 1 | FALSE | 1 | FALSE |  | 1.05 | 3.5426 | 21.2558 | 5490 | General glazing, glass (toughened) |  | 60 | C2 | 0 | 0 | 0 | 0 | 0 | 0 | 0 | 0 | 0
| Civic Offices | Services LED light fitting | 1701303 | 8404250 | 5.8 | Electrical installations | glass bulb | Construction | 3.5426 | kg | 10 | 44 | 1 | FALSE | 1 | FALSE |  | 1.05 | 3.5426 | 21.2558 | 5490 | General glazing, glass (toughened) |  | 60 | C4 | 0.0055175 | 1.902e-09 | 4.2494e-05 | 1.0493e-05 | 7.3407e-06 | 5.9643e-09 | 0.16026 | 0.5314 | 0.00052013
| Civic Offices | Services LED light fitting | 1701303 | 8404250 | 5.8 | Electrical installations | glass bulb | Construction | 3.5426 | kg | 10 | 44 | 1 | FALSE | 1 | FALSE |  | 1.05 | 3.5426 | 21.2558 | 5490 | General glazing, glass (toughened) |  | 60 | D2 | 0 | 0 | 0 | 0 | 0 | 0 | 0 | 0 | 0
| Civic Offices | Services LED light fitting | 1701303 | 8404250 | 5.8 | Electrical installations | glass bulb | Construction | 3.5426 | kg | 10 | 44 | 1 | FALSE | 1 | FALSE |  | 1.05 | 3.5426 | 21.2558 | 5490 | General glazing, glass (toughened) |  | 60 | D3 | 0 | 0 | 0 | 0 | 0 | 0 | 0 | 0 | 0
| Civic Offices | Services LED light fitting | 1701303 | 8404250 | 5.8 | Electrical installations | glass bulb | Construction | 3.5426 | kg | 10 | 44 | 1 | FALSE | 1 | FALSE |  | 1.05 | 3.5426 | 21.2558 | 5490 | General glazing, glass (toughened) |  | 60 | D4 | 0 | 0 | 0 | 0 | 0 | 0 | 0 | 0 | 0
| Civic Offices | Services LED light fitting | 1701303 | 8404250 | 5.8 | Electrical installations | glass bulb | Construction | 3.5426 | kg | 10 | 44 | 1 | FALSE | 1 | FALSE |  | 1.05 | 3.5426 | 21.2558 | 5490 | General glazing, glass (toughened) |  | 10 | B4B5 | 4.2738 | 4.0375e-07 | 0.04002 | 0.0050929 | 0.0024629 | 2.6773e-05 | 52.6904 | 29.6371 | 0.020741
| Civic Offices | Services LED light fitting | 1701303 | 8404250 | 5.8 | Electrical installations | glass bulb | Construction | 3.5426 | kg | 10 | 44 | 1 | FALSE | 1 | FALSE |  | 1.05 | 3.5426 | 21.2558 | 5490 | General glazing, glass (toughened) |  | 10 | D2 | 0 | 0 | 0 | 0 | 0 | 0 | 0 | 0 | 0
| Civic Offices | Services LED light fitting | 1701303 | 8404250 | 5.8 | Electrical installations | glass bulb | Construction | 3.5426 | kg | 10 | 44 | 1 | FALSE | 1 | FALSE |  | 1.05 | 3.5426 | 21.2558 | 5490 | General glazing, glass (toughened) |  | 10 | D3 | 0 | 0 | 0 | 0 | 0 | 0 | 0 | 0 | 0
| Civic Offices | Services LED light fitting | 1701303 | 8404250 | 5.8 | Electrical installations | glass bulb | Construction | 3.5426 | kg | 10 | 44 | 1 | FALSE | 1 | FALSE |  | 1.05 | 3.5426 | 21.2558 | 5490 | General glazing, glass (toughened) |  | 10 | D4 | 0 | 0 | 0 | 0 | 0 | 0 | 0 | 0 | 0
| Civic Offices | Services LED light fitting | 1701303 | 8404250 | 5.8 | Electrical installations | glass bulb | Construction | 3.5426 | kg | 10 | 44 | 1 | FALSE | 1 | FALSE |  | 1.05 | 3.5426 | 21.2558 | 5490 | General glazing, glass (toughened) |  | 20 | B4B5 | 4.2738 | 4.0375e-07 | 0.04002 | 0.0050929 | 0.0024629 | 2.6773e-05 | 52.6904 | 29.6371 | 0.020741
| Civic Offices | Services LED light fitting | 1701303 | 8404250 | 5.8 | Electrical installations | glass bulb | Construction | 3.5426 | kg | 10 | 44 | 1 | FALSE | 1 | FALSE |  | 1.05 | 3.5426 | 21.2558 | 5490 | General glazing, glass (toughened) |  | 20 | D2 | 0 | 0 | 0 | 0 | 0 | 0 | 0 | 0 | 0
| Civic Offices | Services LED light fitting | 1701303 | 8404250 | 5.8 | Electrical installations | glass bulb | Construction | 3.5426 | kg | 10 | 44 | 1 | FALSE | 1 | FALSE |  | 1.05 | 3.5426 | 21.2558 | 5490 | General glazing, glass (toughened) |  | 20 | D3 | 0 | 0 | 0 | 0 | 0 | 0 | 0 | 0 | 0
| Civic Offices | Services LED light fitting | 1701303 | 8404250 | 5.8 | Electrical installations | glass bulb | Construction | 3.5426 | kg | 10 | 44 | 1 | FALSE | 1 | FALSE |  | 1.05 | 3.5426 | 21.2558 | 5490 | General glazing, glass (toughened) |  | 20 | D4 | 0 | 0 | 0 | 0 | 0 | 0 | 0 | 0 | 0
| Civic Offices | Services LED light fitting | 1701303 | 8404250 | 5.8 | Electrical installations | glass bulb | Construction | 3.5426 | kg | 10 | 44 | 1 | FALSE | 1 | FALSE |  | 1.05 | 3.5426 | 21.2558 | 5490 | General glazing, glass (toughened) |  | 30 | B4B5 | 4.2738 | 4.0375e-07 | 0.04002 | 0.0050929 | 0.0024629 | 2.6773e-05 | 52.6904 | 29.6371 | 0.020741
| Civic Offices | Services LED light fitting | 1701303 | 8404250 | 5.8 | Electrical installations | glass bulb | Construction | 3.5426 | kg | 10 | 44 | 1 | FALSE | 1 | FALSE |  | 1.05 | 3.5426 | 21.2558 | 5490 | General glazing, glass (toughened) |  | 30 | D2 | 0 | 0 | 0 | 0 | 0 | 0 | 0 | 0 | 0
| Civic Offices | Services LED light fitting | 1701303 | 8404250 | 5.8 | Electrical installations | glass bulb | Construction | 3.5426 | kg | 10 | 44 | 1 | FALSE | 1 | FALSE |  | 1.05 | 3.5426 | 21.2558 | 5490 | General glazing, glass (toughened) |  | 30 | D3 | 0 | 0 | 0 | 0 | 0 | 0 | 0 | 0 | 0
| Civic Offices | Services LED light fitting | 1701303 | 8404250 | 5.8 | Electrical installations | glass bulb | Construction | 3.5426 | kg | 10 | 44 | 1 | FALSE | 1 | FALSE |  | 1.05 | 3.5426 | 21.2558 | 5490 | General glazing, glass (toughened) |  | 30 | D4 | 0 | 0 | 0 | 0 | 0 | 0 | 0 | 0 | 0
| Civic Offices | Services LED light fitting | 1701303 | 8404250 | 5.8 | Electrical installations | glass bulb | Construction | 3.5426 | kg | 10 | 44 | 1 | FALSE | 1 | FALSE |  | 1.05 | 3.5426 | 21.2558 | 5490 | General glazing, glass (toughened) |  | 40 | B4B5 | 4.2738 | 4.0375e-07 | 0.04002 | 0.0050929 | 0.0024629 | 2.6773e-05 | 52.6904 | 29.6371 | 0.020741
| Civic Offices | Services LED light fitting | 1701303 | 8404250 | 5.8 | Electrical installations | glass bulb | Construction | 3.5426 | kg | 10 | 44 | 1 | FALSE | 1 | FALSE |  | 1.05 | 3.5426 | 21.2558 | 5490 | General glazing, glass (toughened) |  | 40 | D2 | 0 | 0 | 0 | 0 | 0 | 0 | 0 | 0 | 0
| Civic Offices | Services LED light fitting | 1701303 | 8404250 | 5.8 | Electrical installations | glass bulb | Construction | 3.5426 | kg | 10 | 44 | 1 | FALSE | 1 | FALSE |  | 1.05 | 3.5426 | 21.2558 | 5490 | General glazing, glass (toughened) |  | 40 | D3 | 0 | 0 | 0 | 0 | 0 | 0 | 0 | 0 | 0
| Civic Offices | Services LED light fitting | 1701303 | 8404250 | 5.8 | Electrical installations | glass bulb | Construction | 3.5426 | kg | 10 | 44 | 1 | FALSE | 1 | FALSE |  | 1.05 | 3.5426 | 21.2558 | 5490 | General glazing, glass (toughened) |  | 40 | D4 | 0 | 0 | 0 | 0 | 0 | 0 | 0 | 0 | 0
| Civic Offices | Services LED light fitting | 1701303 | 8404250 | 5.8 | Electrical installations | glass bulb | Construction | 3.5426 | kg | 10 | 44 | 1 | FALSE | 1 | FALSE |  | 1.05 | 3.5426 | 21.2558 | 5490 | General glazing, glass (toughened) |  | 50 | B4B5 | 4.2738 | 4.0375e-07 | 0.04002 | 0.0050929 | 0.0024629 | 2.6773e-05 | 52.6904 | 29.6371 | 0.020741
| Civic Offices | Services LED light fitting | 1701303 | 8404250 | 5.8 | Electrical installations | glass bulb | Construction | 3.5426 | kg | 10 | 44 | 1 | FALSE | 1 | FALSE |  | 1.05 | 3.5426 | 21.2558 | 5490 | General glazing, glass (toughened) |  | 50 | D2 | 0 | 0 | 0 | 0 | 0 | 0 | 0 | 0 | 0
| Civic Offices | Services LED light fitting | 1701303 | 8404250 | 5.8 | Electrical installations | glass bulb | Construction | 3.5426 | kg | 10 | 44 | 1 | FALSE | 1 | FALSE |  | 1.05 | 3.5426 | 21.2558 | 5490 | General glazing, glass (toughened) |  | 50 | D3 | 0 | 0 | 0 | 0 | 0 | 0 | 0 | 0 | 0
| Civic Offices | Services LED light fitting | 1701303 | 8404250 | 5.8 | Electrical installations | glass bulb | Construction | 3.5426 | kg | 10 | 44 | 1 | FALSE | 1 | FALSE |  | 1.05 | 3.5426 | 21.2558 | 5490 | General glazing, glass (toughened) |  | 50 | D4 | 0 | 0 | 0 | 0 | 0 | 0 | 0 | 0 | 0
| Civic Offices | Services LED light fitting | 1701303 | 8404251 | 5.8 | Electrical installations | connectors | Construction | 0.16554 | kg | 10 | 44 | 1 | FALSE | 1 | FALSE |  | 1.05 | 0.16554 | 0.99326 | 5014 | Cladding sheet (angle seamed), copper |  | 0 | A1A3 | 1.1968 | 9.9456e-07 | 0.060865 | 0.040629 | 0.0033644 | 0.00027691 | 18.1587 | 3.5448 | 0.038254
| Civic Offices | Services LED light fitting | 1701303 | 8404251 | 5.8 | Electrical installations | connectors | Construction | 0.16554 | kg | 10 | 44 | 1 | FALSE | 1 | FALSE |  | 1.05 | 0.16554 | 0.99326 | 5014 | Cladding sheet (angle seamed), copper |  | 0 | A4 | 0.0034056 | 6.119e-10 | 1.1151e-05 | 3.014e-06 | 1.9024e-06 | 1.1877e-08 | 0.050766 | 0.0077516 | 1.4015e-05
| Civic Offices | Services LED light fitting | 1701303 | 8404251 | 5.8 | Electrical installations | connectors | Construction | 0.16554 | kg | 10 | 44 | 1 | FALSE | 1 | FALSE |  | 1.05 | 0.16554 | 0.99326 | 5014 | Cladding sheet (angle seamed), copper |  | 0 | A5 | 4.3025e-06 | 1.1266e-12 | 3.0087e-08 | 9.8864e-09 | 4.9926e-09 | 6.0693e-12 | 0.00010548 | 0.0012416 | 0
| Civic Offices | Services LED light fitting | 1701303 | 8404251 | 5.8 | Electrical installations | connectors | Construction | 0.16554 | kg | 10 | 44 | 1 | FALSE | 1 | FALSE |  | 1.05 | 0.16554 | 0.99326 | 5014 | Cladding sheet (angle seamed), copper |  | 0 | D2 | 0 | 0 | 0 | 0 | 0 | 0 | 0 | 0 | 0
| Civic Offices | Services LED light fitting | 1701303 | 8404251 | 5.8 | Electrical installations | connectors | Construction | 0.16554 | kg | 10 | 44 | 1 | FALSE | 1 | FALSE |  | 1.05 | 0.16554 | 0.99326 | 5014 | Cladding sheet (angle seamed), copper |  | 0 | D3 | 0 | 0 | 0 | 0 | 0 | 0 | 0 | 0 | 0
| Civic Offices | Services LED light fitting | 1701303 | 8404251 | 5.8 | Electrical installations | connectors | Construction | 0.16554 | kg | 10 | 44 | 1 | FALSE | 1 | FALSE |  | 1.05 | 0.16554 | 0.99326 | 5014 | Cladding sheet (angle seamed), copper |  | 0 | D4 | 0 | 0 | 0 | 0 | 0 | 0 | 0 | 0 | 0
| Civic Offices | Services LED light fitting | 1701303 | 8404251 | 5.8 | Electrical installations | connectors | Construction | 0.16554 | kg | 10 | 44 | 1 | FALSE | 1 | FALSE |  | 1.05 | 0.16554 | 0.99326 | 5014 | Cladding sheet (angle seamed), copper |  | 60 | C2 | 0 | 0 | 0 | 0 | 0 | 0 | 0 | 0 | 0
| Civic Offices | Services LED light fitting | 1701303 | 8404251 | 5.8 | Electrical installations | connectors | Construction | 0.16554 | kg | 10 | 44 | 1 | FALSE | 1 | FALSE |  | 1.05 | 0.16554 | 0.99326 | 5014 | Cladding sheet (angle seamed), copper |  | 60 | C4 | 8.605e-05 | 2.2533e-11 | 6.0174e-07 | 1.9773e-07 | 9.9852e-08 | 1.2139e-10 | 0.0021095 | 0.024832 | 4.3154e-06
| Civic Offices | Services LED light fitting | 1701303 | 8404251 | 5.8 | Electrical installations | connectors | Construction | 0.16554 | kg | 10 | 44 | 1 | FALSE | 1 | FALSE |  | 1.05 | 0.16554 | 0.99326 | 5014 | Cladding sheet (angle seamed), copper |  | 60 | D2 | 0 | 0 | 0 | 0 | 0 | 0 | 0 | 0 | 0
| Civic Offices | Services LED light fitting | 1701303 | 8404251 | 5.8 | Electrical installations | connectors | Construction | 0.16554 | kg | 10 | 44 | 1 | FALSE | 1 | FALSE |  | 1.05 | 0.16554 | 0.99326 | 5014 | Cladding sheet (angle seamed), copper |  | 60 | D3 | 0 | 0 | 0 | 0 | 0 | 0 | 0 | 0 | 0
| Civic Offices | Services LED light fitting | 1701303 | 8404251 | 5.8 | Electrical installations | connectors | Construction | 0.16554 | kg | 10 | 44 | 1 | FALSE | 1 | FALSE |  | 1.05 | 0.16554 | 0.99326 | 5014 | Cladding sheet (angle seamed), copper |  | 60 | D4 | 0 | 0 | 0 | 0 | 0 | 0 | 0 | 0 | 0
| Civic Offices | Services LED light fitting | 1701303 | 8404251 | 5.8 | Electrical installations | connectors | Construction | 0.16554 | kg | 10 | 44 | 1 | FALSE | 1 | FALSE |  | 1.05 | 0.16554 | 0.99326 | 5014 | Cladding sheet (angle seamed), copper |  | 10 | B4B5 | 1.2003 | 9.952e-07 | 0.060877 | 0.040633 | 0.0033664 | 0.00027692 | 18.2117 | 3.5786 | 0.038268
| Civic Offices | Services LED light fitting | 1701303 | 8404251 | 5.8 | Electrical installations | connectors | Construction | 0.16554 | kg | 10 | 44 | 1 | FALSE | 1 | FALSE |  | 1.05 | 0.16554 | 0.99326 | 5014 | Cladding sheet (angle seamed), copper |  | 10 | D2 | 0 | 0 | 0 | 0 | 0 | 0 | 0 | 0 | 0
| Civic Offices | Services LED light fitting | 1701303 | 8404251 | 5.8 | Electrical installations | connectors | Construction | 0.16554 | kg | 10 | 44 | 1 | FALSE | 1 | FALSE |  | 1.05 | 0.16554 | 0.99326 | 5014 | Cladding sheet (angle seamed), copper |  | 10 | D3 | 0 | 0 | 0 | 0 | 0 | 0 | 0 | 0 | 0
| Civic Offices | Services LED light fitting | 1701303 | 8404251 | 5.8 | Electrical installations | connectors | Construction | 0.16554 | kg | 10 | 44 | 1 | FALSE | 1 | FALSE |  | 1.05 | 0.16554 | 0.99326 | 5014 | Cladding sheet (angle seamed), copper |  | 10 | D4 | 0 | 0 | 0 | 0 | 0 | 0 | 0 | 0 | 0
| Civic Offices | Services LED light fitting | 1701303 | 8404251 | 5.8 | Electrical installations | connectors | Construction | 0.16554 | kg | 10 | 44 | 1 | FALSE | 1 | FALSE |  | 1.05 | 0.16554 | 0.99326 | 5014 | Cladding sheet (angle seamed), copper |  | 20 | B4B5 | 1.2003 | 9.952e-07 | 0.060877 | 0.040633 | 0.0033664 | 0.00027692 | 18.2117 | 3.5786 | 0.038268
| Civic Offices | Services LED light fitting | 1701303 | 8404251 | 5.8 | Electrical installations | connectors | Construction | 0.16554 | kg | 10 | 44 | 1 | FALSE | 1 | FALSE |  | 1.05 | 0.16554 | 0.99326 | 5014 | Cladding sheet (angle seamed), copper |  | 20 | D2 | 0 | 0 | 0 | 0 | 0 | 0 | 0 | 0 | 0
| Civic Offices | Services LED light fitting | 1701303 | 8404251 | 5.8 | Electrical installations | connectors | Construction | 0.16554 | kg | 10 | 44 | 1 | FALSE | 1 | FALSE |  | 1.05 | 0.16554 | 0.99326 | 5014 | Cladding sheet (angle seamed), copper |  | 20 | D3 | 0 | 0 | 0 | 0 | 0 | 0 | 0 | 0 | 0
| Civic Offices | Services LED light fitting | 1701303 | 8404251 | 5.8 | Electrical installations | connectors | Construction | 0.16554 | kg | 10 | 44 | 1 | FALSE | 1 | FALSE |  | 1.05 | 0.16554 | 0.99326 | 5014 | Cladding sheet (angle seamed), copper |  | 20 | D4 | 0 | 0 | 0 | 0 | 0 | 0 | 0 | 0 | 0
| Civic Offices | Services LED light fitting | 1701303 | 8404251 | 5.8 | Electrical installations | connectors | Construction | 0.16554 | kg | 10 | 44 | 1 | FALSE | 1 | FALSE |  | 1.05 | 0.16554 | 0.99326 | 5014 | Cladding sheet (angle seamed), copper |  | 30 | B4B5 | 1.2003 | 9.952e-07 | 0.060877 | 0.040633 | 0.0033664 | 0.00027692 | 18.2117 | 3.5786 | 0.038268
| Civic Offices | Services LED light fitting | 1701303 | 8404251 | 5.8 | Electrical installations | connectors | Construction | 0.16554 | kg | 10 | 44 | 1 | FALSE | 1 | FALSE |  | 1.05 | 0.16554 | 0.99326 | 5014 | Cladding sheet (angle seamed), copper |  | 30 | D2 | 0 | 0 | 0 | 0 | 0 | 0 | 0 | 0 | 0
| Civic Offices | Services LED light fitting | 1701303 | 8404251 | 5.8 | Electrical installations | connectors | Construction | 0.16554 | kg | 10 | 44 | 1 | FALSE | 1 | FALSE |  | 1.05 | 0.16554 | 0.99326 | 5014 | Cladding sheet (angle seamed), copper |  | 30 | D3 | 0 | 0 | 0 | 0 | 0 | 0 | 0 | 0 | 0
| Civic Offices | Services LED light fitting | 1701303 | 8404251 | 5.8 | Electrical installations | connectors | Construction | 0.16554 | kg | 10 | 44 | 1 | FALSE | 1 | FALSE |  | 1.05 | 0.16554 | 0.99326 | 5014 | Cladding sheet (angle seamed), copper |  | 30 | D4 | 0 | 0 | 0 | 0 | 0 | 0 | 0 | 0 | 0
| Civic Offices | Services LED light fitting | 1701303 | 8404251 | 5.8 | Electrical installations | connectors | Construction | 0.16554 | kg | 10 | 44 | 1 | FALSE | 1 | FALSE |  | 1.05 | 0.16554 | 0.99326 | 5014 | Cladding sheet (angle seamed), copper |  | 40 | B4B5 | 1.2003 | 9.952e-07 | 0.060877 | 0.040633 | 0.0033664 | 0.00027692 | 18.2117 | 3.5786 | 0.038268
| Civic Offices | Services LED light fitting | 1701303 | 8404251 | 5.8 | Electrical installations | connectors | Construction | 0.16554 | kg | 10 | 44 | 1 | FALSE | 1 | FALSE |  | 1.05 | 0.16554 | 0.99326 | 5014 | Cladding sheet (angle seamed), copper |  | 40 | D2 | 0 | 0 | 0 | 0 | 0 | 0 | 0 | 0 | 0
| Civic Offices | Services LED light fitting | 1701303 | 8404251 | 5.8 | Electrical installations | connectors | Construction | 0.16554 | kg | 10 | 44 | 1 | FALSE | 1 | FALSE |  | 1.05 | 0.16554 | 0.99326 | 5014 | Cladding sheet (angle seamed), copper |  | 40 | D3 | 0 | 0 | 0 | 0 | 0 | 0 | 0 | 0 | 0
| Civic Offices | Services LED light fitting | 1701303 | 8404251 | 5.8 | Electrical installations | connectors | Construction | 0.16554 | kg | 10 | 44 | 1 | FALSE | 1 | FALSE |  | 1.05 | 0.16554 | 0.99326 | 5014 | Cladding sheet (angle seamed), copper |  | 40 | D4 | 0 | 0 | 0 | 0 | 0 | 0 | 0 | 0 | 0
| Civic Offices | Services LED light fitting | 1701303 | 8404251 | 5.8 | Electrical installations | connectors | Construction | 0.16554 | kg | 10 | 44 | 1 | FALSE | 1 | FALSE |  | 1.05 | 0.16554 | 0.99326 | 5014 | Cladding sheet (angle seamed), copper |  | 50 | B4B5 | 1.2003 | 9.952e-07 | 0.060877 | 0.040633 | 0.0033664 | 0.00027692 | 18.2117 | 3.5786 | 0.038268
| Civic Offices | Services LED light fitting | 1701303 | 8404251 | 5.8 | Electrical installations | connectors | Construction | 0.16554 | kg | 10 | 44 | 1 | FALSE | 1 | FALSE |  | 1.05 | 0.16554 | 0.99326 | 5014 | Cladding sheet (angle seamed), copper |  | 50 | D2 | 0 | 0 | 0 | 0 | 0 | 0 | 0 | 0 | 0
| Civic Offices | Services LED light fitting | 1701303 | 8404251 | 5.8 | Electrical installations | connectors | Construction | 0.16554 | kg | 10 | 44 | 1 | FALSE | 1 | FALSE |  | 1.05 | 0.16554 | 0.99326 | 5014 | Cladding sheet (angle seamed), copper |  | 50 | D3 | 0 | 0 | 0 | 0 | 0 | 0 | 0 | 0 | 0
| Civic Offices | Services LED light fitting | 1701303 | 8404251 | 5.8 | Electrical installations | connectors | Construction | 0.16554 | kg | 10 | 44 | 1 | FALSE | 1 | FALSE |  | 1.05 | 0.16554 | 0.99326 | 5014 | Cladding sheet (angle seamed), copper |  | 50 | D4 | 0 | 0 | 0 | 0 | 0 | 0 | 0 | 0 | 0
| Civic Offices | Services LED light fitting | 1701303 | 8404252 | 5.8 | Electrical installations | insulator | Construction | 5.7278 | kg | 10 | 44 | 1 | FALSE | 1 | FALSE |  | 1.1 | 5.7278 | 34.3669 | 5052 | Membrane (breather), polypropylene |  | 0 | A1A3 | 34.612 | 7.904e-07 | 0.19494 | 0.056056 | 0.023159 | 4.0613e-05 | 753.5509 | 2.9899 | 0.17076
| Civic Offices | Services LED light fitting | 1701303 | 8404252 | 5.8 | Electrical installations | insulator | Construction | 5.7278 | kg | 10 | 44 | 1 | FALSE | 1 | FALSE |  | 1.1 | 5.7278 | 34.3669 | 5052 | Membrane (breather), polypropylene |  | 0 | A4 | 0.11938 | 2.1449e-08 | 0.00039088 | 0.00010565 | 6.6683e-05 | 4.1632e-07 | 1.7795 | 0.27171 | 0.00049125
| Civic Offices | Services LED light fitting | 1701303 | 8404252 | 5.8 | Electrical installations | insulator | Construction | 5.7278 | kg | 10 | 44 | 1 | FALSE | 1 | FALSE |  | 1.1 | 5.7278 | 34.3669 | 5052 | Membrane (breather), polypropylene |  | 0 | A5 | 0.015096 | 4.8016e-10 | 1.39e-05 | 0.0012665 | 4.6122e-06 | 2.6827e-09 | 0.043939 | 0.091645 | 0
| Civic Offices | Services LED light fitting | 1701303 | 8404252 | 5.8 | Electrical installations | insulator | Construction | 5.7278 | kg | 10 | 44 | 1 | FALSE | 1 | FALSE |  | 1.1 | 5.7278 | 34.3669 | 5052 | Membrane (breather), polypropylene |  | 0 | D2 | 0 | 0 | 0 | 0 | 0 | 0 | 0 | 0 | 0
| Civic Offices | Services LED light fitting | 1701303 | 8404252 | 5.8 | Electrical installations | insulator | Construction | 5.7278 | kg | 10 | 44 | 1 | FALSE | 1 | FALSE |  | 1.1 | 5.7278 | 34.3669 | 5052 | Membrane (breather), polypropylene |  | 0 | D3 | 0 | 0 | 0 | 0 | 0 | 0 | 0 | 0 | 0
| Civic Offices | Services LED light fitting | 1701303 | 8404252 | 5.8 | Electrical installations | insulator | Construction | 5.7278 | kg | 10 | 44 | 1 | FALSE | 1 | FALSE |  | 1.1 | 5.7278 | 34.3669 | 5052 | Membrane (breather), polypropylene |  | 0 | D4 | 0 | 0 | 0 | 0 | 0 | 0 | 0 | 0 | 0
| Civic Offices | Services LED light fitting | 1701303 | 8404252 | 5.8 | Electrical installations | insulator | Construction | 5.7278 | kg | 10 | 44 | 1 | FALSE | 1 | FALSE |  | 1.1 | 5.7278 | 34.3669 | 5052 | Membrane (breather), polypropylene |  | 60 | C2 | 0 | 0 | 0 | 0 | 0 | 0 | 0 | 0 | 0
| Civic Offices | Services LED light fitting | 1701303 | 8404252 | 5.8 | Electrical installations | insulator | Construction | 5.7278 | kg | 10 | 44 | 1 | FALSE | 1 | FALSE |  | 1.1 | 5.7278 | 34.3669 | 5052 | Membrane (breather), polypropylene |  | 60 | C4 | 0.15096 | 4.8016e-09 | 0.000139 | 0.012665 | 4.6122e-05 | 2.6827e-08 | 0.43939 | 0.91645 | 0.00425
| Civic Offices | Services LED light fitting | 1701303 | 8404252 | 5.8 | Electrical installations | insulator | Construction | 5.7278 | kg | 10 | 44 | 1 | FALSE | 1 | FALSE |  | 1.1 | 5.7278 | 34.3669 | 5052 | Membrane (breather), polypropylene |  | 60 | D2 | 0 | 0 | 0 | 0 | 0 | 0 | 0 | 0 | 0
| Civic Offices | Services LED light fitting | 1701303 | 8404252 | 5.8 | Electrical installations | insulator | Construction | 5.7278 | kg | 10 | 44 | 1 | FALSE | 1 | FALSE |  | 1.1 | 5.7278 | 34.3669 | 5052 | Membrane (breather), polypropylene |  | 60 | D3 | 0 | 0 | 0 | 0 | 0 | 0 | 0 | 0 | 0
| Civic Offices | Services LED light fitting | 1701303 | 8404252 | 5.8 | Electrical installations | insulator | Construction | 5.7278 | kg | 10 | 44 | 1 | FALSE | 1 | FALSE |  | 1.1 | 5.7278 | 34.3669 | 5052 | Membrane (breather), polypropylene |  | 60 | D4 | 0 | 0 | 0 | 0 | 0 | 0 | 0 | 0 | 0
| Civic Offices | Services LED light fitting | 1701303 | 8404252 | 5.8 | Electrical installations | insulator | Construction | 5.7278 | kg | 10 | 44 | 1 | FALSE | 1 | FALSE |  | 1.1 | 5.7278 | 34.3669 | 5052 | Membrane (breather), polypropylene |  | 10 | B4B5 | 34.8974 | 8.1713e-07 | 0.19548 | 0.070093 | 0.023276 | 4.1059e-05 | 755.8137 | 4.2697 | 0.17125
| Civic Offices | Services LED light fitting | 1701303 | 8404252 | 5.8 | Electrical installations | insulator | Construction | 5.7278 | kg | 10 | 44 | 1 | FALSE | 1 | FALSE |  | 1.1 | 5.7278 | 34.3669 | 5052 | Membrane (breather), polypropylene |  | 10 | D2 | 0 | 0 | 0 | 0 | 0 | 0 | 0 | 0 | 0
| Civic Offices | Services LED light fitting | 1701303 | 8404252 | 5.8 | Electrical installations | insulator | Construction | 5.7278 | kg | 10 | 44 | 1 | FALSE | 1 | FALSE |  | 1.1 | 5.7278 | 34.3669 | 5052 | Membrane (breather), polypropylene |  | 10 | D3 | 0 | 0 | 0 | 0 | 0 | 0 | 0 | 0 | 0
| Civic Offices | Services LED light fitting | 1701303 | 8404252 | 5.8 | Electrical installations | insulator | Construction | 5.7278 | kg | 10 | 44 | 1 | FALSE | 1 | FALSE |  | 1.1 | 5.7278 | 34.3669 | 5052 | Membrane (breather), polypropylene |  | 10 | D4 | 0 | 0 | 0 | 0 | 0 | 0 | 0 | 0 | 0
| Civic Offices | Services LED light fitting | 1701303 | 8404252 | 5.8 | Electrical installations | insulator | Construction | 5.7278 | kg | 10 | 44 | 1 | FALSE | 1 | FALSE |  | 1.1 | 5.7278 | 34.3669 | 5052 | Membrane (breather), polypropylene |  | 20 | B4B5 | 34.8974 | 8.1713e-07 | 0.19548 | 0.070093 | 0.023276 | 4.1059e-05 | 755.8137 | 4.2697 | 0.17125
| Civic Offices | Services LED light fitting | 1701303 | 8404252 | 5.8 | Electrical installations | insulator | Construction | 5.7278 | kg | 10 | 44 | 1 | FALSE | 1 | FALSE |  | 1.1 | 5.7278 | 34.3669 | 5052 | Membrane (breather), polypropylene |  | 20 | D2 | 0 | 0 | 0 | 0 | 0 | 0 | 0 | 0 | 0
| Civic Offices | Services LED light fitting | 1701303 | 8404252 | 5.8 | Electrical installations | insulator | Construction | 5.7278 | kg | 10 | 44 | 1 | FALSE | 1 | FALSE |  | 1.1 | 5.7278 | 34.3669 | 5052 | Membrane (breather), polypropylene |  | 20 | D3 | 0 | 0 | 0 | 0 | 0 | 0 | 0 | 0 | 0
| Civic Offices | Services LED light fitting | 1701303 | 8404252 | 5.8 | Electrical installations | insulator | Construction | 5.7278 | kg | 10 | 44 | 1 | FALSE | 1 | FALSE |  | 1.1 | 5.7278 | 34.3669 | 5052 | Membrane (breather), polypropylene |  | 20 | D4 | 0 | 0 | 0 | 0 | 0 | 0 | 0 | 0 | 0
| Civic Offices | Services LED light fitting | 1701303 | 8404252 | 5.8 | Electrical installations | insulator | Construction | 5.7278 | kg | 10 | 44 | 1 | FALSE | 1 | FALSE |  | 1.1 | 5.7278 | 34.3669 | 5052 | Membrane (breather), polypropylene |  | 30 | B4B5 | 34.8974 | 8.1713e-07 | 0.19548 | 0.070093 | 0.023276 | 4.1059e-05 | 755.8137 | 4.2697 | 0.17125
| Civic Offices | Services LED light fitting | 1701303 | 8404252 | 5.8 | Electrical installations | insulator | Construction | 5.7278 | kg | 10 | 44 | 1 | FALSE | 1 | FALSE |  | 1.1 | 5.7278 | 34.3669 | 5052 | Membrane (breather), polypropylene |  | 30 | D2 | 0 | 0 | 0 | 0 | 0 | 0 | 0 | 0 | 0
| Civic Offices | Services LED light fitting | 1701303 | 8404252 | 5.8 | Electrical installations | insulator | Construction | 5.7278 | kg | 10 | 44 | 1 | FALSE | 1 | FALSE |  | 1.1 | 5.7278 | 34.3669 | 5052 | Membrane (breather), polypropylene |  | 30 | D3 | 0 | 0 | 0 | 0 | 0 | 0 | 0 | 0 | 0
| Civic Offices | Services LED light fitting | 1701303 | 8404252 | 5.8 | Electrical installations | insulator | Construction | 5.7278 | kg | 10 | 44 | 1 | FALSE | 1 | FALSE |  | 1.1 | 5.7278 | 34.3669 | 5052 | Membrane (breather), polypropylene |  | 30 | D4 | 0 | 0 | 0 | 0 | 0 | 0 | 0 | 0 | 0
| Civic Offices | Services LED light fitting | 1701303 | 8404252 | 5.8 | Electrical installations | insulator | Construction | 5.7278 | kg | 10 | 44 | 1 | FALSE | 1 | FALSE |  | 1.1 | 5.7278 | 34.3669 | 5052 | Membrane (breather), polypropylene |  | 40 | B4B5 | 34.8974 | 8.1713e-07 | 0.19548 | 0.070093 | 0.023276 | 4.1059e-05 | 755.8137 | 4.2697 | 0.17125
| Civic Offices | Services LED light fitting | 1701303 | 8404252 | 5.8 | Electrical installations | insulator | Construction | 5.7278 | kg | 10 | 44 | 1 | FALSE | 1 | FALSE |  | 1.1 | 5.7278 | 34.3669 | 5052 | Membrane (breather), polypropylene |  | 40 | D2 | 0 | 0 | 0 | 0 | 0 | 0 | 0 | 0 | 0
| Civic Offices | Services LED light fitting | 1701303 | 8404252 | 5.8 | Electrical installations | insulator | Construction | 5.7278 | kg | 10 | 44 | 1 | FALSE | 1 | FALSE |  | 1.1 | 5.7278 | 34.3669 | 5052 | Membrane (breather), polypropylene |  | 40 | D3 | 0 | 0 | 0 | 0 | 0 | 0 | 0 | 0 | 0
| Civic Offices | Services LED light fitting | 1701303 | 8404252 | 5.8 | Electrical installations | insulator | Construction | 5.7278 | kg | 10 | 44 | 1 | FALSE | 1 | FALSE |  | 1.1 | 5.7278 | 34.3669 | 5052 | Membrane (breather), polypropylene |  | 40 | D4 | 0 | 0 | 0 | 0 | 0 | 0 | 0 | 0 | 0
| Civic Offices | Services LED light fitting | 1701303 | 8404252 | 5.8 | Electrical installations | insulator | Construction | 5.7278 | kg | 10 | 44 | 1 | FALSE | 1 | FALSE |  | 1.1 | 5.7278 | 34.3669 | 5052 | Membrane (breather), polypropylene |  | 50 | B4B5 | 34.8974 | 8.1713e-07 | 0.19548 | 0.070093 | 0.023276 | 4.1059e-05 | 755.8137 | 4.2697 | 0.17125
| Civic Offices | Services LED light fitting | 1701303 | 8404252 | 5.8 | Electrical installations | insulator | Construction | 5.7278 | kg | 10 | 44 | 1 | FALSE | 1 | FALSE |  | 1.1 | 5.7278 | 34.3669 | 5052 | Membrane (breather), polypropylene |  | 50 | D2 | 0 | 0 | 0 | 0 | 0 | 0 | 0 | 0 | 0
| Civic Offices | Services LED light fitting | 1701303 | 8404252 | 5.8 | Electrical installations | insulator | Construction | 5.7278 | kg | 10 | 44 | 1 | FALSE | 1 | FALSE |  | 1.1 | 5.7278 | 34.3669 | 5052 | Membrane (breather), polypropylene |  | 50 | D3 | 0 | 0 | 0 | 0 | 0 | 0 | 0 | 0 | 0
| Civic Offices | Services LED light fitting | 1701303 | 8404252 | 5.8 | Electrical installations | insulator | Construction | 5.7278 | kg | 10 | 44 | 1 | FALSE | 1 | FALSE |  | 1.1 | 5.7278 | 34.3669 | 5052 | Membrane (breather), polypropylene |  | 50 | D4 | 0 | 0 | 0 | 0 | 0 | 0 | 0 | 0 | 0
| Civic Offices | Services LED light fitting | 1701303 | 8404253 | 5.8 | Electrical installations | plates | Construction | 4.0393 | kg | 10 | 44 | 1 | FALSE | 1 | FALSE |  | 1.05 | 4.0393 | 24.2356 | 5168 | Fencing (posts, square section), steel (galvanized) |  | 0 | A1A3 | 11.0205 | 7.4914e-07 | 0.18015 | 0.056234 | 0.010601 | 0.0025987 | 148.3568 | 8.327 | 0.21472
| Civic Offices | Services LED light fitting | 1701303 | 8404253 | 5.8 | Electrical installations | plates | Construction | 4.0393 | kg | 10 | 44 | 1 | FALSE | 1 | FALSE |  | 1.05 | 4.0393 | 24.2356 | 5168 | Fencing (posts, square section), steel (galvanized) |  | 0 | A4 | 0.17604 | 2.4359e-08 | 0.00083699 | 0.00015542 | 0.0001105 | 3.9203e-07 | 2.5757 | 0.748 | 0.00071543
| Civic Offices | Services LED light fitting | 1701303 | 8404253 | 5.8 | Electrical installations | plates | Construction | 4.0393 | kg | 10 | 44 | 1 | FALSE | 1 | FALSE |  | 1.05 | 4.0393 | 24.2356 | 5168 | Fencing (posts, square section), steel (galvanized) |  | 0 | A5 | 0.00010498 | 2.749e-11 | 7.3412e-07 | 2.4123e-07 | 1.2182e-07 | 1.4809e-10 | 0.0025736 | 0.030295 | 0
| Civic Offices | Services LED light fitting | 1701303 | 8404253 | 5.8 | Electrical installations | plates | Construction | 4.0393 | kg | 10 | 44 | 1 | FALSE | 1 | FALSE |  | 1.05 | 4.0393 | 24.2356 | 5168 | Fencing (posts, square section), steel (galvanized) |  | 0 | D2 | 0 | 0 | 0 | 0 | 0 | 0 | 0 | 0 | 0
| Civic Offices | Services LED light fitting | 1701303 | 8404253 | 5.8 | Electrical installations | plates | Construction | 4.0393 | kg | 10 | 44 | 1 | FALSE | 1 | FALSE |  | 1.05 | 4.0393 | 24.2356 | 5168 | Fencing (posts, square section), steel (galvanized) |  | 0 | D3 | 0 | 0 | 0 | 0 | 0 | 0 | 0 | 0 | 0
| Civic Offices | Services LED light fitting | 1701303 | 8404253 | 5.8 | Electrical installations | plates | Construction | 4.0393 | kg | 10 | 44 | 1 | FALSE | 1 | FALSE |  | 1.05 | 4.0393 | 24.2356 | 5168 | Fencing (posts, square section), steel (galvanized) |  | 0 | D4 | 0 | 0 | 0 | 0 | 0 | 0 | 0 | 0 | 0
| Civic Offices | Services LED light fitting | 1701303 | 8404253 | 5.8 | Electrical installations | plates | Construction | 4.0393 | kg | 10 | 44 | 1 | FALSE | 1 | FALSE |  | 1.05 | 4.0393 | 24.2356 | 5168 | Fencing (posts, square section), steel (galvanized) |  | 60 | C2 | 0 | 0 | 0 | 0 | 0 | 0 | 0 | 0 | 0
| Civic Offices | Services LED light fitting | 1701303 | 8404253 | 5.8 | Electrical installations | plates | Construction | 4.0393 | kg | 10 | 44 | 1 | FALSE | 1 | FALSE |  | 1.05 | 4.0393 | 24.2356 | 5168 | Fencing (posts, square section), steel (galvanized) |  | 60 | C4 | 0.0020996 | 5.4979e-10 | 1.4682e-05 | 4.8246e-06 | 2.4364e-06 | 2.9618e-09 | 0.051473 | 0.60589 | 0.0001053
| Civic Offices | Services LED light fitting | 1701303 | 8404253 | 5.8 | Electrical installations | plates | Construction | 4.0393 | kg | 10 | 44 | 1 | FALSE | 1 | FALSE |  | 1.05 | 4.0393 | 24.2356 | 5168 | Fencing (posts, square section), steel (galvanized) |  | 60 | D2 | 0 | 0 | 0 | 0 | 0 | 0 | 0 | 0 | 0
| Civic Offices | Services LED light fitting | 1701303 | 8404253 | 5.8 | Electrical installations | plates | Construction | 4.0393 | kg | 10 | 44 | 1 | FALSE | 1 | FALSE |  | 1.05 | 4.0393 | 24.2356 | 5168 | Fencing (posts, square section), steel (galvanized) |  | 60 | D3 | 0 | 0 | 0 | 0 | 0 | 0 | 0 | 0 | 0
| Civic Offices | Services LED light fitting | 1701303 | 8404253 | 5.8 | Electrical installations | plates | Construction | 4.0393 | kg | 10 | 44 | 1 | FALSE | 1 | FALSE |  | 1.05 | 4.0393 | 24.2356 | 5168 | Fencing (posts, square section), steel (galvanized) |  | 60 | D4 | 0 | 0 | 0 | 0 | 0 | 0 | 0 | 0 | 0
| Civic Offices | Services LED light fitting | 1701303 | 8404253 | 5.8 | Electrical installations | plates | Construction | 4.0393 | kg | 10 | 44 | 1 | FALSE | 1 | FALSE |  | 1.05 | 4.0393 | 24.2356 | 5168 | Fencing (posts, square section), steel (galvanized) |  | 10 | B4B5 | 11.1988 | 7.7407e-07 | 0.18101 | 0.056395 | 0.010715 | 0.0025991 | 150.9865 | 9.7112 | 0.21543
| Civic Offices | Services LED light fitting | 1701303 | 8404253 | 5.8 | Electrical installations | plates | Construction | 4.0393 | kg | 10 | 44 | 1 | FALSE | 1 | FALSE |  | 1.05 | 4.0393 | 24.2356 | 5168 | Fencing (posts, square section), steel (galvanized) |  | 10 | D2 | 0 | 0 | 0 | 0 | 0 | 0 | 0 | 0 | 0
| Civic Offices | Services LED light fitting | 1701303 | 8404253 | 5.8 | Electrical installations | plates | Construction | 4.0393 | kg | 10 | 44 | 1 | FALSE | 1 | FALSE |  | 1.05 | 4.0393 | 24.2356 | 5168 | Fencing (posts, square section), steel (galvanized) |  | 10 | D3 | 0 | 0 | 0 | 0 | 0 | 0 | 0 | 0 | 0
| Civic Offices | Services LED light fitting | 1701303 | 8404253 | 5.8 | Electrical installations | plates | Construction | 4.0393 | kg | 10 | 44 | 1 | FALSE | 1 | FALSE |  | 1.05 | 4.0393 | 24.2356 | 5168 | Fencing (posts, square section), steel (galvanized) |  | 10 | D4 | 0 | 0 | 0 | 0 | 0 | 0 | 0 | 0 | 0
| Civic Offices | Services LED light fitting | 1701303 | 8404253 | 5.8 | Electrical installations | plates | Construction | 4.0393 | kg | 10 | 44 | 1 | FALSE | 1 | FALSE |  | 1.05 | 4.0393 | 24.2356 | 5168 | Fencing (posts, square section), steel (galvanized) |  | 20 | B4B5 | 11.1988 | 7.7407e-07 | 0.18101 | 0.056395 | 0.010715 | 0.0025991 | 150.9865 | 9.7112 | 0.21543
| Civic Offices | Services LED light fitting | 1701303 | 8404253 | 5.8 | Electrical installations | plates | Construction | 4.0393 | kg | 10 | 44 | 1 | FALSE | 1 | FALSE |  | 1.05 | 4.0393 | 24.2356 | 5168 | Fencing (posts, square section), steel (galvanized) |  | 20 | D2 | 0 | 0 | 0 | 0 | 0 | 0 | 0 | 0 | 0
| Civic Offices | Services LED light fitting | 1701303 | 8404253 | 5.8 | Electrical installations | plates | Construction | 4.0393 | kg | 10 | 44 | 1 | FALSE | 1 | FALSE |  | 1.05 | 4.0393 | 24.2356 | 5168 | Fencing (posts, square section), steel (galvanized) |  | 20 | D3 | 0 | 0 | 0 | 0 | 0 | 0 | 0 | 0 | 0
| Civic Offices | Services LED light fitting | 1701303 | 8404253 | 5.8 | Electrical installations | plates | Construction | 4.0393 | kg | 10 | 44 | 1 | FALSE | 1 | FALSE |  | 1.05 | 4.0393 | 24.2356 | 5168 | Fencing (posts, square section), steel (galvanized) |  | 20 | D4 | 0 | 0 | 0 | 0 | 0 | 0 | 0 | 0 | 0
| Civic Offices | Services LED light fitting | 1701303 | 8404253 | 5.8 | Electrical installations | plates | Construction | 4.0393 | kg | 10 | 44 | 1 | FALSE | 1 | FALSE |  | 1.05 | 4.0393 | 24.2356 | 5168 | Fencing (posts, square section), steel (galvanized) |  | 30 | B4B5 | 11.1988 | 7.7407e-07 | 0.18101 | 0.056395 | 0.010715 | 0.0025991 | 150.9865 | 9.7112 | 0.21543
| Civic Offices | Services LED light fitting | 1701303 | 8404253 | 5.8 | Electrical installations | plates | Construction | 4.0393 | kg | 10 | 44 | 1 | FALSE | 1 | FALSE |  | 1.05 | 4.0393 | 24.2356 | 5168 | Fencing (posts, square section), steel (galvanized) |  | 30 | D2 | 0 | 0 | 0 | 0 | 0 | 0 | 0 | 0 | 0
| Civic Offices | Services LED light fitting | 1701303 | 8404253 | 5.8 | Electrical installations | plates | Construction | 4.0393 | kg | 10 | 44 | 1 | FALSE | 1 | FALSE |  | 1.05 | 4.0393 | 24.2356 | 5168 | Fencing (posts, square section), steel (galvanized) |  | 30 | D3 | 0 | 0 | 0 | 0 | 0 | 0 | 0 | 0 | 0
| Civic Offices | Services LED light fitting | 1701303 | 8404253 | 5.8 | Electrical installations | plates | Construction | 4.0393 | kg | 10 | 44 | 1 | FALSE | 1 | FALSE |  | 1.05 | 4.0393 | 24.2356 | 5168 | Fencing (posts, square section), steel (galvanized) |  | 30 | D4 | 0 | 0 | 0 | 0 | 0 | 0 | 0 | 0 | 0
| Civic Offices | Services LED light fitting | 1701303 | 8404253 | 5.8 | Electrical installations | plates | Construction | 4.0393 | kg | 10 | 44 | 1 | FALSE | 1 | FALSE |  | 1.05 | 4.0393 | 24.2356 | 5168 | Fencing (posts, square section), steel (galvanized) |  | 40 | B4B5 | 11.1988 | 7.7407e-07 | 0.18101 | 0.056395 | 0.010715 | 0.0025991 | 150.9865 | 9.7112 | 0.21543
| Civic Offices | Services LED light fitting | 1701303 | 8404253 | 5.8 | Electrical installations | plates | Construction | 4.0393 | kg | 10 | 44 | 1 | FALSE | 1 | FALSE |  | 1.05 | 4.0393 | 24.2356 | 5168 | Fencing (posts, square section), steel (galvanized) |  | 40 | D2 | 0 | 0 | 0 | 0 | 0 | 0 | 0 | 0 | 0
| Civic Offices | Services LED light fitting | 1701303 | 8404253 | 5.8 | Electrical installations | plates | Construction | 4.0393 | kg | 10 | 44 | 1 | FALSE | 1 | FALSE |  | 1.05 | 4.0393 | 24.2356 | 5168 | Fencing (posts, square section), steel (galvanized) |  | 40 | D3 | 0 | 0 | 0 | 0 | 0 | 0 | 0 | 0 | 0
| Civic Offices | Services LED light fitting | 1701303 | 8404253 | 5.8 | Electrical installations | plates | Construction | 4.0393 | kg | 10 | 44 | 1 | FALSE | 1 | FALSE |  | 1.05 | 4.0393 | 24.2356 | 5168 | Fencing (posts, square section), steel (galvanized) |  | 40 | D4 | 0 | 0 | 0 | 0 | 0 | 0 | 0 | 0 | 0
| Civic Offices | Services LED light fitting | 1701303 | 8404253 | 5.8 | Electrical installations | plates | Construction | 4.0393 | kg | 10 | 44 | 1 | FALSE | 1 | FALSE |  | 1.05 | 4.0393 | 24.2356 | 5168 | Fencing (posts, square section), steel (galvanized) |  | 50 | B4B5 | 11.1988 | 7.7407e-07 | 0.18101 | 0.056395 | 0.010715 | 0.0025991 | 150.9865 | 9.7112 | 0.21543
| Civic Offices | Services LED light fitting | 1701303 | 8404253 | 5.8 | Electrical installations | plates | Construction | 4.0393 | kg | 10 | 44 | 1 | FALSE | 1 | FALSE |  | 1.05 | 4.0393 | 24.2356 | 5168 | Fencing (posts, square section), steel (galvanized) |  | 50 | D2 | 0 | 0 | 0 | 0 | 0 | 0 | 0 | 0 | 0
| Civic Offices | Services LED light fitting | 1701303 | 8404253 | 5.8 | Electrical installations | plates | Construction | 4.0393 | kg | 10 | 44 | 1 | FALSE | 1 | FALSE |  | 1.05 | 4.0393 | 24.2356 | 5168 | Fencing (posts, square section), steel (galvanized) |  | 50 | D3 | 0 | 0 | 0 | 0 | 0 | 0 | 0 | 0 | 0
| Civic Offices | Services LED light fitting | 1701303 | 8404253 | 5.8 | Electrical installations | plates | Construction | 4.0393 | kg | 10 | 44 | 1 | FALSE | 1 | FALSE |  | 1.05 | 4.0393 | 24.2356 | 5168 | Fencing (posts, square section), steel (galvanized) |  | 50 | D4 | 0 | 0 | 0 | 0 | 0 | 0 | 0 | 0 | 0
| Civic Offices | Services electrical wireing | 1701304 | 8404255 | 5.2 | Services equipment | copper wire 6mm siam | Construction | 123.6813 | Linear length Calculation | 30 | 44 | 1 | FALSE | 1 | FALSE |  | 1.03 | 123.6813 | 247.3626 | 5113 | Cladding sheet (plain), copper |  | 0 | A1A3 | 877.0905 | 0.0007289 | 44.6075 | 29.7768 | 2.4657 | 0.20294 | 13308.3098 | 2597.9325 | 28.0361
| Civic Offices | Services electrical wireing | 1701304 | 8404255 | 5.2 | Services equipment | copper wire 6mm siam | Construction | 123.6813 | Linear length Calculation | 30 | 44 | 1 | FALSE | 1 | FALSE |  | 1.03 | 123.6813 | 247.3626 | 5113 | Cladding sheet (plain), copper |  | 0 | A4 | 2.4959 | 4.4846e-07 | 0.0081725 | 0.0022089 | 0.0013942 | 8.7045e-06 | 37.2059 | 5.6811 | 0.010271
| Civic Offices | Services electrical wireing | 1701304 | 8404255 | 5.2 | Services equipment | copper wire 6mm siam | Construction | 123.6813 | Linear length Calculation | 30 | 44 | 1 | FALSE | 1 | FALSE |  | 1.03 | 123.6813 | 247.3626 | 5113 | Cladding sheet (plain), copper |  | 0 | A5 | 0.0019287 | 5.0504e-10 | 1.3487e-05 | 4.4318e-06 | 2.238e-06 | 2.7207e-09 | 0.047283 | 0.55657 | 0
| Civic Offices | Services electrical wireing | 1701304 | 8404255 | 5.2 | Services equipment | copper wire 6mm siam | Construction | 123.6813 | Linear length Calculation | 30 | 44 | 1 | FALSE | 1 | FALSE |  | 1.03 | 123.6813 | 247.3626 | 5113 | Cladding sheet (plain), copper |  | 0 | D2 | 0 | 0 | 0 | 0 | 0 | 0 | 0 | 0 | 0
| Civic Offices | Services electrical wireing | 1701304 | 8404255 | 5.2 | Services equipment | copper wire 6mm siam | Construction | 123.6813 | Linear length Calculation | 30 | 44 | 1 | FALSE | 1 | FALSE |  | 1.03 | 123.6813 | 247.3626 | 5113 | Cladding sheet (plain), copper |  | 0 | D3 | 0 | 0 | 0 | 0 | 0 | 0 | 0 | 0 | 0
| Civic Offices | Services electrical wireing | 1701304 | 8404255 | 5.2 | Services equipment | copper wire 6mm siam | Construction | 123.6813 | Linear length Calculation | 30 | 44 | 1 | FALSE | 1 | FALSE |  | 1.03 | 123.6813 | 247.3626 | 5113 | Cladding sheet (plain), copper |  | 0 | D4 | 0 | 0 | 0 | 0 | 0 | 0 | 0 | 0 | 0
| Civic Offices | Services electrical wireing | 1701304 | 8404255 | 5.2 | Services equipment | copper wire 6mm siam | Construction | 123.6813 | Linear length Calculation | 30 | 44 | 1 | FALSE | 1 | FALSE |  | 1.03 | 123.6813 | 247.3626 | 5113 | Cladding sheet (plain), copper |  | 60 | C2 | 0 | 0 | 0 | 0 | 0 | 0 | 0 | 0 | 0
| Civic Offices | Services electrical wireing | 1701304 | 8404255 | 5.2 | Services equipment | copper wire 6mm siam | Construction | 123.6813 | Linear length Calculation | 30 | 44 | 1 | FALSE | 1 | FALSE |  | 1.03 | 123.6813 | 247.3626 | 5113 | Cladding sheet (plain), copper |  | 60 | C4 | 0.064289 | 1.6835e-08 | 0.00044957 | 0.00014773 | 7.4601e-05 | 9.069e-08 | 1.5761 | 18.5522 | 0.0032241
| Civic Offices | Services electrical wireing | 1701304 | 8404255 | 5.2 | Services equipment | copper wire 6mm siam | Construction | 123.6813 | Linear length Calculation | 30 | 44 | 1 | FALSE | 1 | FALSE |  | 1.03 | 123.6813 | 247.3626 | 5113 | Cladding sheet (plain), copper |  | 60 | D2 | 0 | 0 | 0 | 0 | 0 | 0 | 0 | 0 | 0
| Civic Offices | Services electrical wireing | 1701304 | 8404255 | 5.2 | Services equipment | copper wire 6mm siam | Construction | 123.6813 | Linear length Calculation | 30 | 44 | 1 | FALSE | 1 | FALSE |  | 1.03 | 123.6813 | 247.3626 | 5113 | Cladding sheet (plain), copper |  | 60 | D3 | 0 | 0 | 0 | 0 | 0 | 0 | 0 | 0 | 0
| Civic Offices | Services electrical wireing | 1701304 | 8404255 | 5.2 | Services equipment | copper wire 6mm siam | Construction | 123.6813 | Linear length Calculation | 30 | 44 | 1 | FALSE | 1 | FALSE |  | 1.03 | 123.6813 | 247.3626 | 5113 | Cladding sheet (plain), copper |  | 60 | D4 | 0 | 0 | 0 | 0 | 0 | 0 | 0 | 0 | 0
| Civic Offices | Services electrical wireing | 1701304 | 8404255 | 5.2 | Services equipment | copper wire 6mm siam | Construction | 123.6813 | Linear length Calculation | 30 | 44 | 1 | FALSE | 1 | FALSE |  | 1.03 | 123.6813 | 247.3626 | 5113 | Cladding sheet (plain), copper |  | 30 | B4B5 | 879.6526 | 0.00072937 | 44.6161 | 29.7792 | 2.4672 | 0.20295 | 13347.1391 | 2622.7224 | 28.0464
| Civic Offices | Services electrical wireing | 1701304 | 8404255 | 5.2 | Services equipment | copper wire 6mm siam | Construction | 123.6813 | Linear length Calculation | 30 | 44 | 1 | FALSE | 1 | FALSE |  | 1.03 | 123.6813 | 247.3626 | 5113 | Cladding sheet (plain), copper |  | 30 | D2 | 0 | 0 | 0 | 0 | 0 | 0 | 0 | 0 | 0
| Civic Offices | Services electrical wireing | 1701304 | 8404255 | 5.2 | Services equipment | copper wire 6mm siam | Construction | 123.6813 | Linear length Calculation | 30 | 44 | 1 | FALSE | 1 | FALSE |  | 1.03 | 123.6813 | 247.3626 | 5113 | Cladding sheet (plain), copper |  | 30 | D3 | 0 | 0 | 0 | 0 | 0 | 0 | 0 | 0 | 0
| Civic Offices | Services electrical wireing | 1701304 | 8404255 | 5.2 | Services equipment | copper wire 6mm siam | Construction | 123.6813 | Linear length Calculation | 30 | 44 | 1 | FALSE | 1 | FALSE |  | 1.03 | 123.6813 | 247.3626 | 5113 | Cladding sheet (plain), copper |  | 30 | D4 | 0 | 0 | 0 | 0 | 0 | 0 | 0 | 0 | 0
| Civic Offices | Services electrical wireing | 1701304 | 8404256 | 5.2 | Services equipment | conduit 20mm | Construction | 95.1107 | Linear length Calculation | 30 | 44 | 1 | FALSE | 1 | FALSE |  | 1.05 | 95.1107 | 190.2213 | 5377 | Roof membrane (single ply), PVC |  | 0 | A1A3 | 208.3197 | 1.7022e-05 | 1.1774 | 0.31105 | 0.25779 | 0.0030788 | 5663.6563 | 904.3001 | 1.7673
| Civic Offices | Services electrical wireing | 1701304 | 8404256 | 5.2 | Services equipment | conduit 20mm | Construction | 95.1107 | Linear length Calculation | 30 | 44 | 1 | FALSE | 1 | FALSE |  | 1.05 | 95.1107 | 190.2213 | 5377 | Roof membrane (single ply), PVC |  | 0 | A4 | 1.8921 | 3.3997e-07 | 0.0061955 | 0.0016745 | 0.0010569 | 6.5988e-06 | 28.2053 | 4.3067 | 0.0077864
| Civic Offices | Services electrical wireing | 1701304 | 8404256 | 5.2 | Services equipment | conduit 20mm | Construction | 95.1107 | Linear length Calculation | 30 | 44 | 1 | FALSE | 1 | FALSE |  | 1.05 | 95.1107 | 190.2213 | 5377 | Roof membrane (single ply), PVC |  | 0 | A5 | 0.091346 | 3.9155e-09 | 0.00029101 | 0.0054019 | 3.1819e-05 | 2.1356e-08 | 0.3632 | 0.71333 | 0
| Civic Offices | Services electrical wireing | 1701304 | 8404256 | 5.2 | Services equipment | conduit 20mm | Construction | 95.1107 | Linear length Calculation | 30 | 44 | 1 | FALSE | 1 | FALSE |  | 1.05 | 95.1107 | 190.2213 | 5377 | Roof membrane (single ply), PVC |  | 0 | D2 | 0 | 0 | 0 | 0 | 0 | 0 | 0 | 0 | 0
| Civic Offices | Services electrical wireing | 1701304 | 8404256 | 5.2 | Services equipment | conduit 20mm | Construction | 95.1107 | Linear length Calculation | 30 | 44 | 1 | FALSE | 1 | FALSE |  | 1.05 | 95.1107 | 190.2213 | 5377 | Roof membrane (single ply), PVC |  | 0 | D3 | 0 | 0 | 0 | 0 | 0 | 0 | 0 | 0 | 0
| Civic Offices | Services electrical wireing | 1701304 | 8404256 | 5.2 | Services equipment | conduit 20mm | Construction | 95.1107 | Linear length Calculation | 30 | 44 | 1 | FALSE | 1 | FALSE |  | 1.05 | 95.1107 | 190.2213 | 5377 | Roof membrane (single ply), PVC |  | 0 | D4 | 0 | 0 | 0 | 0 | 0 | 0 | 0 | 0 | 0
| Civic Offices | Services electrical wireing | 1701304 | 8404256 | 5.2 | Services equipment | conduit 20mm | Construction | 95.1107 | Linear length Calculation | 30 | 44 | 1 | FALSE | 1 | FALSE |  | 1.05 | 95.1107 | 190.2213 | 5377 | Roof membrane (single ply), PVC |  | 60 | C2 | 0 | 0 | 0 | 0 | 0 | 0 | 0 | 0 | 0
| Civic Offices | Services electrical wireing | 1701304 | 8404256 | 5.2 | Services equipment | conduit 20mm | Construction | 95.1107 | Linear length Calculation | 30 | 44 | 1 | FALSE | 1 | FALSE |  | 1.05 | 95.1107 | 190.2213 | 5377 | Roof membrane (single ply), PVC |  | 60 | C4 | 1.8269 | 7.831e-08 | 0.0058202 | 0.10804 | 0.00063638 | 4.2711e-07 | 7.2639 | 14.2666 | 0.044598
| Civic Offices | Services electrical wireing | 1701304 | 8404256 | 5.2 | Services equipment | conduit 20mm | Construction | 95.1107 | Linear length Calculation | 30 | 44 | 1 | FALSE | 1 | FALSE |  | 1.05 | 95.1107 | 190.2213 | 5377 | Roof membrane (single ply), PVC |  | 60 | D2 | 0 | 0 | 0 | 0 | 0 | 0 | 0 | 0 | 0
| Civic Offices | Services electrical wireing | 1701304 | 8404256 | 5.2 | Services equipment | conduit 20mm | Construction | 95.1107 | Linear length Calculation | 30 | 44 | 1 | FALSE | 1 | FALSE |  | 1.05 | 95.1107 | 190.2213 | 5377 | Roof membrane (single ply), PVC |  | 60 | D3 | 0 | 0 | 0 | 0 | 0 | 0 | 0 | 0 | 0
| Civic Offices | Services electrical wireing | 1701304 | 8404256 | 5.2 | Services equipment | conduit 20mm | Construction | 95.1107 | Linear length Calculation | 30 | 44 | 1 | FALSE | 1 | FALSE |  | 1.05 | 95.1107 | 190.2213 | 5377 | Roof membrane (single ply), PVC |  | 60 | D4 | 0 | 0 | 0 | 0 | 0 | 0 | 0 | 0 | 0
| Civic Offices | Services electrical wireing | 1701304 | 8404256 | 5.2 | Services equipment | conduit 20mm | Construction | 95.1107 | Linear length Calculation | 30 | 44 | 1 | FALSE | 1 | FALSE |  | 1.05 | 95.1107 | 190.2213 | 5377 | Roof membrane (single ply), PVC |  | 30 | B4B5 | 212.1301 | 1.7444e-05 | 1.1897 | 0.42616 | 0.25952 | 0.0030859 | 5699.4888 | 923.5868 | 1.775
| Civic Offices | Services electrical wireing | 1701304 | 8404256 | 5.2 | Services equipment | conduit 20mm | Construction | 95.1107 | Linear length Calculation | 30 | 44 | 1 | FALSE | 1 | FALSE |  | 1.05 | 95.1107 | 190.2213 | 5377 | Roof membrane (single ply), PVC |  | 30 | D2 | 0 | 0 | 0 | 0 | 0 | 0 | 0 | 0 | 0
| Civic Offices | Services electrical wireing | 1701304 | 8404256 | 5.2 | Services equipment | conduit 20mm | Construction | 95.1107 | Linear length Calculation | 30 | 44 | 1 | FALSE | 1 | FALSE |  | 1.05 | 95.1107 | 190.2213 | 5377 | Roof membrane (single ply), PVC |  | 30 | D3 | 0 | 0 | 0 | 0 | 0 | 0 | 0 | 0 | 0
| Civic Offices | Services electrical wireing | 1701304 | 8404256 | 5.2 | Services equipment | conduit 20mm | Construction | 95.1107 | Linear length Calculation | 30 | 44 | 1 | FALSE | 1 | FALSE |  | 1.05 | 95.1107 | 190.2213 | 5377 | Roof membrane (single ply), PVC |  | 30 | D4 | 0 | 0 | 0 | 0 | 0 | 0 | 0 | 0 | 0
| Civic Offices | Services LED light fitting | 1701307 | 8404258 | 5.8 | Electrical installations | heat sink | Construction | 6.4737 | kg | 10 | 44 | 1 | FALSE | 1 | FALSE |  | 1.01 | 6.4737 | 38.8421 | 5536 | Window furniture/hardware, aluminium |  | 0 | A1A3 | 122.8662 | 4.1605e-06 | 0.83993 | 0.19247 | 0.06239 | 0.00010702 | 1535.6408 | 25.9922 | 0.81577
| Civic Offices | Services LED light fitting | 1701307 | 8404258 | 5.8 | Electrical installations | heat sink | Construction | 6.4737 | kg | 10 | 44 | 1 | FALSE | 1 | FALSE |  | 1.01 | 6.4737 | 38.8421 | 5536 | Window furniture/hardware, aluminium |  | 0 | A4 | 0.32221 | 3.5738e-08 | 0.0016693 | 0.0002709 | 0.00020586 | 4.4778e-07 | 4.6524 | 1.2647 | 0.0012711
| Civic Offices | Services LED light fitting | 1701307 | 8404258 | 5.8 | Electrical installations | heat sink | Construction | 6.4737 | kg | 10 | 44 | 1 | FALSE | 1 | FALSE |  | 1.01 | 6.4737 | 38.8421 | 5536 | Window furniture/hardware, aluminium |  | 0 | A5 | 3.365e-05 | 8.8115e-12 | 2.3531e-07 | 7.7323e-08 | 3.9048e-08 | 4.7469e-11 | 0.00082495 | 0.0097105 | 0
| Civic Offices | Services LED light fitting | 1701307 | 8404258 | 5.8 | Electrical installations | heat sink | Construction | 6.4737 | kg | 10 | 44 | 1 | FALSE | 1 | FALSE |  | 1.01 | 6.4737 | 38.8421 | 5536 | Window furniture/hardware, aluminium |  | 0 | D2 | 0 | 0 | 0 | 0 | 0 | 0 | 0 | 0 | 0
| Civic Offices | Services LED light fitting | 1701307 | 8404258 | 5.8 | Electrical installations | heat sink | Construction | 6.4737 | kg | 10 | 44 | 1 | FALSE | 1 | FALSE |  | 1.01 | 6.4737 | 38.8421 | 5536 | Window furniture/hardware, aluminium |  | 0 | D3 | 0 | 0 | 0 | 0 | 0 | 0 | 0 | 0 | 0
| Civic Offices | Services LED light fitting | 1701307 | 8404258 | 5.8 | Electrical installations | heat sink | Construction | 6.4737 | kg | 10 | 44 | 1 | FALSE | 1 | FALSE |  | 1.01 | 6.4737 | 38.8421 | 5536 | Window furniture/hardware, aluminium |  | 0 | D4 | 0 | 0 | 0 | 0 | 0 | 0 | 0 | 0 | 0
| Civic Offices | Services LED light fitting | 1701307 | 8404258 | 5.8 | Electrical installations | heat sink | Construction | 6.4737 | kg | 10 | 44 | 1 | FALSE | 1 | FALSE |  | 1.01 | 6.4737 | 38.8421 | 5536 | Window furniture/hardware, aluminium |  | 60 | C2 | 0 | 0 | 0 | 0 | 0 | 0 | 0 | 0 | 0
| Civic Offices | Services LED light fitting | 1701307 | 8404258 | 5.8 | Electrical installations | heat sink | Construction | 6.4737 | kg | 10 | 44 | 1 | FALSE | 1 | FALSE |  | 1.01 | 6.4737 | 38.8421 | 5536 | Window furniture/hardware, aluminium |  | 60 | C4 | 0.003365 | 8.8115e-10 | 2.3531e-05 | 7.7323e-06 | 3.9048e-06 | 4.7469e-09 | 0.082495 | 0.97105 | 0.00016876
| Civic Offices | Services LED light fitting | 1701307 | 8404258 | 5.8 | Electrical installations | heat sink | Construction | 6.4737 | kg | 10 | 44 | 1 | FALSE | 1 | FALSE |  | 1.01 | 6.4737 | 38.8421 | 5536 | Window furniture/hardware, aluminium |  | 60 | D2 | 0 | 0 | 0 | 0 | 0 | 0 | 0 | 0 | 0
| Civic Offices | Services LED light fitting | 1701307 | 8404258 | 5.8 | Electrical installations | heat sink | Construction | 6.4737 | kg | 10 | 44 | 1 | FALSE | 1 | FALSE |  | 1.01 | 6.4737 | 38.8421 | 5536 | Window furniture/hardware, aluminium |  | 60 | D3 | 0 | 0 | 0 | 0 | 0 | 0 | 0 | 0 | 0
| Civic Offices | Services LED light fitting | 1701307 | 8404258 | 5.8 | Electrical installations | heat sink | Construction | 6.4737 | kg | 10 | 44 | 1 | FALSE | 1 | FALSE |  | 1.01 | 6.4737 | 38.8421 | 5536 | Window furniture/hardware, aluminium |  | 60 | D4 | 0 | 0 | 0 | 0 | 0 | 0 | 0 | 0 | 0
| Civic Offices | Services LED light fitting | 1701307 | 8404258 | 5.8 | Electrical installations | heat sink | Construction | 6.4737 | kg | 10 | 44 | 1 | FALSE | 1 | FALSE |  | 1.01 | 6.4737 | 38.8421 | 5536 | Window furniture/hardware, aluminium |  | 10 | B4B5 | 123.1918 | 4.1971e-06 | 0.84163 | 0.19275 | 0.0626 | 0.00010748 | 1540.3766 | 28.2377 | 0.81704
| Civic Offices | Services LED light fitting | 1701307 | 8404258 | 5.8 | Electrical installations | heat sink | Construction | 6.4737 | kg | 10 | 44 | 1 | FALSE | 1 | FALSE |  | 1.01 | 6.4737 | 38.8421 | 5536 | Window furniture/hardware, aluminium |  | 10 | D2 | 0 | 0 | 0 | 0 | 0 | 0 | 0 | 0 | 0
| Civic Offices | Services LED light fitting | 1701307 | 8404258 | 5.8 | Electrical installations | heat sink | Construction | 6.4737 | kg | 10 | 44 | 1 | FALSE | 1 | FALSE |  | 1.01 | 6.4737 | 38.8421 | 5536 | Window furniture/hardware, aluminium |  | 10 | D3 | 0 | 0 | 0 | 0 | 0 | 0 | 0 | 0 | 0
| Civic Offices | Services LED light fitting | 1701307 | 8404258 | 5.8 | Electrical installations | heat sink | Construction | 6.4737 | kg | 10 | 44 | 1 | FALSE | 1 | FALSE |  | 1.01 | 6.4737 | 38.8421 | 5536 | Window furniture/hardware, aluminium |  | 10 | D4 | 0 | 0 | 0 | 0 | 0 | 0 | 0 | 0 | 0
| Civic Offices | Services LED light fitting | 1701307 | 8404258 | 5.8 | Electrical installations | heat sink | Construction | 6.4737 | kg | 10 | 44 | 1 | FALSE | 1 | FALSE |  | 1.01 | 6.4737 | 38.8421 | 5536 | Window furniture/hardware, aluminium |  | 20 | B4B5 | 123.1918 | 4.1971e-06 | 0.84163 | 0.19275 | 0.0626 | 0.00010748 | 1540.3766 | 28.2377 | 0.81704
| Civic Offices | Services LED light fitting | 1701307 | 8404258 | 5.8 | Electrical installations | heat sink | Construction | 6.4737 | kg | 10 | 44 | 1 | FALSE | 1 | FALSE |  | 1.01 | 6.4737 | 38.8421 | 5536 | Window furniture/hardware, aluminium |  | 20 | D2 | 0 | 0 | 0 | 0 | 0 | 0 | 0 | 0 | 0
| Civic Offices | Services LED light fitting | 1701307 | 8404258 | 5.8 | Electrical installations | heat sink | Construction | 6.4737 | kg | 10 | 44 | 1 | FALSE | 1 | FALSE |  | 1.01 | 6.4737 | 38.8421 | 5536 | Window furniture/hardware, aluminium |  | 20 | D3 | 0 | 0 | 0 | 0 | 0 | 0 | 0 | 0 | 0
| Civic Offices | Services LED light fitting | 1701307 | 8404258 | 5.8 | Electrical installations | heat sink | Construction | 6.4737 | kg | 10 | 44 | 1 | FALSE | 1 | FALSE |  | 1.01 | 6.4737 | 38.8421 | 5536 | Window furniture/hardware, aluminium |  | 20 | D4 | 0 | 0 | 0 | 0 | 0 | 0 | 0 | 0 | 0
| Civic Offices | Services LED light fitting | 1701307 | 8404258 | 5.8 | Electrical installations | heat sink | Construction | 6.4737 | kg | 10 | 44 | 1 | FALSE | 1 | FALSE |  | 1.01 | 6.4737 | 38.8421 | 5536 | Window furniture/hardware, aluminium |  | 30 | B4B5 | 123.1918 | 4.1971e-06 | 0.84163 | 0.19275 | 0.0626 | 0.00010748 | 1540.3766 | 28.2377 | 0.81704
| Civic Offices | Services LED light fitting | 1701307 | 8404258 | 5.8 | Electrical installations | heat sink | Construction | 6.4737 | kg | 10 | 44 | 1 | FALSE | 1 | FALSE |  | 1.01 | 6.4737 | 38.8421 | 5536 | Window furniture/hardware, aluminium |  | 30 | D2 | 0 | 0 | 0 | 0 | 0 | 0 | 0 | 0 | 0
| Civic Offices | Services LED light fitting | 1701307 | 8404258 | 5.8 | Electrical installations | heat sink | Construction | 6.4737 | kg | 10 | 44 | 1 | FALSE | 1 | FALSE |  | 1.01 | 6.4737 | 38.8421 | 5536 | Window furniture/hardware, aluminium |  | 30 | D3 | 0 | 0 | 0 | 0 | 0 | 0 | 0 | 0 | 0
| Civic Offices | Services LED light fitting | 1701307 | 8404258 | 5.8 | Electrical installations | heat sink | Construction | 6.4737 | kg | 10 | 44 | 1 | FALSE | 1 | FALSE |  | 1.01 | 6.4737 | 38.8421 | 5536 | Window furniture/hardware, aluminium |  | 30 | D4 | 0 | 0 | 0 | 0 | 0 | 0 | 0 | 0 | 0
| Civic Offices | Services LED light fitting | 1701307 | 8404258 | 5.8 | Electrical installations | heat sink | Construction | 6.4737 | kg | 10 | 44 | 1 | FALSE | 1 | FALSE |  | 1.01 | 6.4737 | 38.8421 | 5536 | Window furniture/hardware, aluminium |  | 40 | B4B5 | 123.1918 | 4.1971e-06 | 0.84163 | 0.19275 | 0.0626 | 0.00010748 | 1540.3766 | 28.2377 | 0.81704
| Civic Offices | Services LED light fitting | 1701307 | 8404258 | 5.8 | Electrical installations | heat sink | Construction | 6.4737 | kg | 10 | 44 | 1 | FALSE | 1 | FALSE |  | 1.01 | 6.4737 | 38.8421 | 5536 | Window furniture/hardware, aluminium |  | 40 | D2 | 0 | 0 | 0 | 0 | 0 | 0 | 0 | 0 | 0
| Civic Offices | Services LED light fitting | 1701307 | 8404258 | 5.8 | Electrical installations | heat sink | Construction | 6.4737 | kg | 10 | 44 | 1 | FALSE | 1 | FALSE |  | 1.01 | 6.4737 | 38.8421 | 5536 | Window furniture/hardware, aluminium |  | 40 | D3 | 0 | 0 | 0 | 0 | 0 | 0 | 0 | 0 | 0
| Civic Offices | Services LED light fitting | 1701307 | 8404258 | 5.8 | Electrical installations | heat sink | Construction | 6.4737 | kg | 10 | 44 | 1 | FALSE | 1 | FALSE |  | 1.01 | 6.4737 | 38.8421 | 5536 | Window furniture/hardware, aluminium |  | 40 | D4 | 0 | 0 | 0 | 0 | 0 | 0 | 0 | 0 | 0
| Civic Offices | Services LED light fitting | 1701307 | 8404258 | 5.8 | Electrical installations | heat sink | Construction | 6.4737 | kg | 10 | 44 | 1 | FALSE | 1 | FALSE |  | 1.01 | 6.4737 | 38.8421 | 5536 | Window furniture/hardware, aluminium |  | 50 | B4B5 | 123.1918 | 4.1971e-06 | 0.84163 | 0.19275 | 0.0626 | 0.00010748 | 1540.3766 | 28.2377 | 0.81704
| Civic Offices | Services LED light fitting | 1701307 | 8404258 | 5.8 | Electrical installations | heat sink | Construction | 6.4737 | kg | 10 | 44 | 1 | FALSE | 1 | FALSE |  | 1.01 | 6.4737 | 38.8421 | 5536 | Window furniture/hardware, aluminium |  | 50 | D2 | 0 | 0 | 0 | 0 | 0 | 0 | 0 | 0 | 0
| Civic Offices | Services LED light fitting | 1701307 | 8404258 | 5.8 | Electrical installations | heat sink | Construction | 6.4737 | kg | 10 | 44 | 1 | FALSE | 1 | FALSE |  | 1.01 | 6.4737 | 38.8421 | 5536 | Window furniture/hardware, aluminium |  | 50 | D3 | 0 | 0 | 0 | 0 | 0 | 0 | 0 | 0 | 0
| Civic Offices | Services LED light fitting | 1701307 | 8404258 | 5.8 | Electrical installations | heat sink | Construction | 6.4737 | kg | 10 | 44 | 1 | FALSE | 1 | FALSE |  | 1.01 | 6.4737 | 38.8421 | 5536 | Window furniture/hardware, aluminium |  | 50 | D4 | 0 | 0 | 0 | 0 | 0 | 0 | 0 | 0 | 0
| Civic Offices | Services LED light fitting | 1701307 | 8404259 | 5.8 | Electrical installations | glass bulb | Construction | 1.8772 | kg | 10 | 44 | 1 | FALSE | 1 | FALSE |  | 1.05 | 1.8772 | 11.2632 | 5490 | General glazing, glass (toughened) |  | 0 | A1A3 | 2.2141 | 2.0415e-07 | 0.021024 | 0.002651 | 0.0012733 | 1.4058e-05 | 27.114 | 15.3201 | 0.010793
| Civic Offices | Services LED light fitting | 1701307 | 8404259 | 5.8 | Electrical installations | glass bulb | Construction | 1.8772 | kg | 10 | 44 | 1 | FALSE | 1 | FALSE |  | 1.05 | 1.8772 | 11.2632 | 5490 | General glazing, glass (toughened) |  | 0 | A4 | 0.047458 | 8.7355e-09 | 0.00015869 | 4.1871e-05 | 2.7684e-05 | 1.2498e-07 | 0.71671 | 0.088552 | 0.00019662
| Civic Offices | Services LED light fitting | 1701307 | 8404259 | 5.8 | Electrical installations | glass bulb | Construction | 1.8772 | kg | 10 | 44 | 1 | FALSE | 1 | FALSE |  | 1.05 | 1.8772 | 11.2632 | 5490 | General glazing, glass (toughened) |  | 0 | A5 | 0.00014618 | 5.0393e-11 | 1.1258e-06 | 2.7799e-07 | 1.9449e-07 | 1.5802e-10 | 0.0042458 | 0.014079 | 0
| Civic Offices | Services LED light fitting | 1701307 | 8404259 | 5.8 | Electrical installations | glass bulb | Construction | 1.8772 | kg | 10 | 44 | 1 | FALSE | 1 | FALSE |  | 1.05 | 1.8772 | 11.2632 | 5490 | General glazing, glass (toughened) |  | 0 | D2 | 0 | 0 | 0 | 0 | 0 | 0 | 0 | 0 | 0
| Civic Offices | Services LED light fitting | 1701307 | 8404259 | 5.8 | Electrical installations | glass bulb | Construction | 1.8772 | kg | 10 | 44 | 1 | FALSE | 1 | FALSE |  | 1.05 | 1.8772 | 11.2632 | 5490 | General glazing, glass (toughened) |  | 0 | D3 | 0 | 0 | 0 | 0 | 0 | 0 | 0 | 0 | 0
| Civic Offices | Services LED light fitting | 1701307 | 8404259 | 5.8 | Electrical installations | glass bulb | Construction | 1.8772 | kg | 10 | 44 | 1 | FALSE | 1 | FALSE |  | 1.05 | 1.8772 | 11.2632 | 5490 | General glazing, glass (toughened) |  | 0 | D4 | 0 | 0 | 0 | 0 | 0 | 0 | 0 | 0 | 0
| Civic Offices | Services LED light fitting | 1701307 | 8404259 | 5.8 | Electrical installations | glass bulb | Construction | 1.8772 | kg | 10 | 44 | 1 | FALSE | 1 | FALSE |  | 1.05 | 1.8772 | 11.2632 | 5490 | General glazing, glass (toughened) |  | 60 | C2 | 0 | 0 | 0 | 0 | 0 | 0 | 0 | 0 | 0
| Civic Offices | Services LED light fitting | 1701307 | 8404259 | 5.8 | Electrical installations | glass bulb | Construction | 1.8772 | kg | 10 | 44 | 1 | FALSE | 1 | FALSE |  | 1.05 | 1.8772 | 11.2632 | 5490 | General glazing, glass (toughened) |  | 60 | C4 | 0.0029236 | 1.0079e-09 | 2.2517e-05 | 5.5599e-06 | 3.8897e-06 | 3.1604e-09 | 0.084917 | 0.28158 | 0.00027561
| Civic Offices | Services LED light fitting | 1701307 | 8404259 | 5.8 | Electrical installations | glass bulb | Construction | 1.8772 | kg | 10 | 44 | 1 | FALSE | 1 | FALSE |  | 1.05 | 1.8772 | 11.2632 | 5490 | General glazing, glass (toughened) |  | 60 | D2 | 0 | 0 | 0 | 0 | 0 | 0 | 0 | 0 | 0
| Civic Offices | Services LED light fitting | 1701307 | 8404259 | 5.8 | Electrical installations | glass bulb | Construction | 1.8772 | kg | 10 | 44 | 1 | FALSE | 1 | FALSE |  | 1.05 | 1.8772 | 11.2632 | 5490 | General glazing, glass (toughened) |  | 60 | D3 | 0 | 0 | 0 | 0 | 0 | 0 | 0 | 0 | 0
| Civic Offices | Services LED light fitting | 1701307 | 8404259 | 5.8 | Electrical installations | glass bulb | Construction | 1.8772 | kg | 10 | 44 | 1 | FALSE | 1 | FALSE |  | 1.05 | 1.8772 | 11.2632 | 5490 | General glazing, glass (toughened) |  | 60 | D4 | 0 | 0 | 0 | 0 | 0 | 0 | 0 | 0 | 0
| Civic Offices | Services LED light fitting | 1701307 | 8404259 | 5.8 | Electrical installations | glass bulb | Construction | 1.8772 | kg | 10 | 44 | 1 | FALSE | 1 | FALSE |  | 1.05 | 1.8772 | 11.2632 | 5490 | General glazing, glass (toughened) |  | 10 | B4B5 | 2.2646 | 2.1394e-07 | 0.021206 | 0.0026987 | 0.0013051 | 1.4187e-05 | 27.9199 | 15.7043 | 0.01099
| Civic Offices | Services LED light fitting | 1701307 | 8404259 | 5.8 | Electrical installations | glass bulb | Construction | 1.8772 | kg | 10 | 44 | 1 | FALSE | 1 | FALSE |  | 1.05 | 1.8772 | 11.2632 | 5490 | General glazing, glass (toughened) |  | 10 | D2 | 0 | 0 | 0 | 0 | 0 | 0 | 0 | 0 | 0
| Civic Offices | Services LED light fitting | 1701307 | 8404259 | 5.8 | Electrical installations | glass bulb | Construction | 1.8772 | kg | 10 | 44 | 1 | FALSE | 1 | FALSE |  | 1.05 | 1.8772 | 11.2632 | 5490 | General glazing, glass (toughened) |  | 10 | D3 | 0 | 0 | 0 | 0 | 0 | 0 | 0 | 0 | 0
| Civic Offices | Services LED light fitting | 1701307 | 8404259 | 5.8 | Electrical installations | glass bulb | Construction | 1.8772 | kg | 10 | 44 | 1 | FALSE | 1 | FALSE |  | 1.05 | 1.8772 | 11.2632 | 5490 | General glazing, glass (toughened) |  | 10 | D4 | 0 | 0 | 0 | 0 | 0 | 0 | 0 | 0 | 0
| Civic Offices | Services LED light fitting | 1701307 | 8404259 | 5.8 | Electrical installations | glass bulb | Construction | 1.8772 | kg | 10 | 44 | 1 | FALSE | 1 | FALSE |  | 1.05 | 1.8772 | 11.2632 | 5490 | General glazing, glass (toughened) |  | 20 | B4B5 | 2.2646 | 2.1394e-07 | 0.021206 | 0.0026987 | 0.0013051 | 1.4187e-05 | 27.9199 | 15.7043 | 0.01099
| Civic Offices | Services LED light fitting | 1701307 | 8404259 | 5.8 | Electrical installations | glass bulb | Construction | 1.8772 | kg | 10 | 44 | 1 | FALSE | 1 | FALSE |  | 1.05 | 1.8772 | 11.2632 | 5490 | General glazing, glass (toughened) |  | 20 | D2 | 0 | 0 | 0 | 0 | 0 | 0 | 0 | 0 | 0
| Civic Offices | Services LED light fitting | 1701307 | 8404259 | 5.8 | Electrical installations | glass bulb | Construction | 1.8772 | kg | 10 | 44 | 1 | FALSE | 1 | FALSE |  | 1.05 | 1.8772 | 11.2632 | 5490 | General glazing, glass (toughened) |  | 20 | D3 | 0 | 0 | 0 | 0 | 0 | 0 | 0 | 0 | 0
| Civic Offices | Services LED light fitting | 1701307 | 8404259 | 5.8 | Electrical installations | glass bulb | Construction | 1.8772 | kg | 10 | 44 | 1 | FALSE | 1 | FALSE |  | 1.05 | 1.8772 | 11.2632 | 5490 | General glazing, glass (toughened) |  | 20 | D4 | 0 | 0 | 0 | 0 | 0 | 0 | 0 | 0 | 0
| Civic Offices | Services LED light fitting | 1701307 | 8404259 | 5.8 | Electrical installations | glass bulb | Construction | 1.8772 | kg | 10 | 44 | 1 | FALSE | 1 | FALSE |  | 1.05 | 1.8772 | 11.2632 | 5490 | General glazing, glass (toughened) |  | 30 | B4B5 | 2.2646 | 2.1394e-07 | 0.021206 | 0.0026987 | 0.0013051 | 1.4187e-05 | 27.9199 | 15.7043 | 0.01099
| Civic Offices | Services LED light fitting | 1701307 | 8404259 | 5.8 | Electrical installations | glass bulb | Construction | 1.8772 | kg | 10 | 44 | 1 | FALSE | 1 | FALSE |  | 1.05 | 1.8772 | 11.2632 | 5490 | General glazing, glass (toughened) |  | 30 | D2 | 0 | 0 | 0 | 0 | 0 | 0 | 0 | 0 | 0
| Civic Offices | Services LED light fitting | 1701307 | 8404259 | 5.8 | Electrical installations | glass bulb | Construction | 1.8772 | kg | 10 | 44 | 1 | FALSE | 1 | FALSE |  | 1.05 | 1.8772 | 11.2632 | 5490 | General glazing, glass (toughened) |  | 30 | D3 | 0 | 0 | 0 | 0 | 0 | 0 | 0 | 0 | 0
| Civic Offices | Services LED light fitting | 1701307 | 8404259 | 5.8 | Electrical installations | glass bulb | Construction | 1.8772 | kg | 10 | 44 | 1 | FALSE | 1 | FALSE |  | 1.05 | 1.8772 | 11.2632 | 5490 | General glazing, glass (toughened) |  | 30 | D4 | 0 | 0 | 0 | 0 | 0 | 0 | 0 | 0 | 0
| Civic Offices | Services LED light fitting | 1701307 | 8404259 | 5.8 | Electrical installations | glass bulb | Construction | 1.8772 | kg | 10 | 44 | 1 | FALSE | 1 | FALSE |  | 1.05 | 1.8772 | 11.2632 | 5490 | General glazing, glass (toughened) |  | 40 | B4B5 | 2.2646 | 2.1394e-07 | 0.021206 | 0.0026987 | 0.0013051 | 1.4187e-05 | 27.9199 | 15.7043 | 0.01099
| Civic Offices | Services LED light fitting | 1701307 | 8404259 | 5.8 | Electrical installations | glass bulb | Construction | 1.8772 | kg | 10 | 44 | 1 | FALSE | 1 | FALSE |  | 1.05 | 1.8772 | 11.2632 | 5490 | General glazing, glass (toughened) |  | 40 | D2 | 0 | 0 | 0 | 0 | 0 | 0 | 0 | 0 | 0
| Civic Offices | Services LED light fitting | 1701307 | 8404259 | 5.8 | Electrical installations | glass bulb | Construction | 1.8772 | kg | 10 | 44 | 1 | FALSE | 1 | FALSE |  | 1.05 | 1.8772 | 11.2632 | 5490 | General glazing, glass (toughened) |  | 40 | D3 | 0 | 0 | 0 | 0 | 0 | 0 | 0 | 0 | 0
| Civic Offices | Services LED light fitting | 1701307 | 8404259 | 5.8 | Electrical installations | glass bulb | Construction | 1.8772 | kg | 10 | 44 | 1 | FALSE | 1 | FALSE |  | 1.05 | 1.8772 | 11.2632 | 5490 | General glazing, glass (toughened) |  | 40 | D4 | 0 | 0 | 0 | 0 | 0 | 0 | 0 | 0 | 0
| Civic Offices | Services LED light fitting | 1701307 | 8404259 | 5.8 | Electrical installations | glass bulb | Construction | 1.8772 | kg | 10 | 44 | 1 | FALSE | 1 | FALSE |  | 1.05 | 1.8772 | 11.2632 | 5490 | General glazing, glass (toughened) |  | 50 | B4B5 | 2.2646 | 2.1394e-07 | 0.021206 | 0.0026987 | 0.0013051 | 1.4187e-05 | 27.9199 | 15.7043 | 0.01099
| Civic Offices | Services LED light fitting | 1701307 | 8404259 | 5.8 | Electrical installations | glass bulb | Construction | 1.8772 | kg | 10 | 44 | 1 | FALSE | 1 | FALSE |  | 1.05 | 1.8772 | 11.2632 | 5490 | General glazing, glass (toughened) |  | 50 | D2 | 0 | 0 | 0 | 0 | 0 | 0 | 0 | 0 | 0
| Civic Offices | Services LED light fitting | 1701307 | 8404259 | 5.8 | Electrical installations | glass bulb | Construction | 1.8772 | kg | 10 | 44 | 1 | FALSE | 1 | FALSE |  | 1.05 | 1.8772 | 11.2632 | 5490 | General glazing, glass (toughened) |  | 50 | D3 | 0 | 0 | 0 | 0 | 0 | 0 | 0 | 0 | 0
| Civic Offices | Services LED light fitting | 1701307 | 8404259 | 5.8 | Electrical installations | glass bulb | Construction | 1.8772 | kg | 10 | 44 | 1 | FALSE | 1 | FALSE |  | 1.05 | 1.8772 | 11.2632 | 5490 | General glazing, glass (toughened) |  | 50 | D4 | 0 | 0 | 0 | 0 | 0 | 0 | 0 | 0 | 0
| Civic Offices | Services LED light fitting | 1701307 | 8404260 | 5.8 | Electrical installations | connectors | Construction | 0.087719 | kg | 10 | 44 | 1 | FALSE | 1 | FALSE |  | 1.05 | 0.087719 | 0.52632 | 5014 | Cladding sheet (angle seamed), copper |  | 0 | A1A3 | 0.63414 | 5.27e-07 | 0.032252 | 0.021529 | 0.0017827 | 0.00014673 | 9.622 | 1.8783 | 0.02027
| Civic Offices | Services LED light fitting | 1701307 | 8404260 | 5.8 | Electrical installations | connectors | Construction | 0.087719 | kg | 10 | 44 | 1 | FALSE | 1 | FALSE |  | 1.05 | 0.087719 | 0.52632 | 5014 | Cladding sheet (angle seamed), copper |  | 0 | A4 | 0.0018046 | 3.2424e-10 | 5.9088e-06 | 1.5971e-06 | 1.008e-06 | 6.2934e-09 | 0.0269 | 0.0041075 | 7.4261e-06
| Civic Offices | Services LED light fitting | 1701307 | 8404260 | 5.8 | Electrical installations | connectors | Construction | 0.087719 | kg | 10 | 44 | 1 | FALSE | 1 | FALSE |  | 1.05 | 0.087719 | 0.52632 | 5014 | Cladding sheet (angle seamed), copper |  | 0 | A5 | 2.2798e-06 | 5.9698e-13 | 1.5943e-08 | 5.2387e-09 | 2.6455e-09 | 3.216e-12 | 5.5891e-05 | 0.00065789 | 0
| Civic Offices | Services LED light fitting | 1701307 | 8404260 | 5.8 | Electrical installations | connectors | Construction | 0.087719 | kg | 10 | 44 | 1 | FALSE | 1 | FALSE |  | 1.05 | 0.087719 | 0.52632 | 5014 | Cladding sheet (angle seamed), copper |  | 0 | D2 | 0 | 0 | 0 | 0 | 0 | 0 | 0 | 0 | 0
| Civic Offices | Services LED light fitting | 1701307 | 8404260 | 5.8 | Electrical installations | connectors | Construction | 0.087719 | kg | 10 | 44 | 1 | FALSE | 1 | FALSE |  | 1.05 | 0.087719 | 0.52632 | 5014 | Cladding sheet (angle seamed), copper |  | 0 | D3 | 0 | 0 | 0 | 0 | 0 | 0 | 0 | 0 | 0
| Civic Offices | Services LED light fitting | 1701307 | 8404260 | 5.8 | Electrical installations | connectors | Construction | 0.087719 | kg | 10 | 44 | 1 | FALSE | 1 | FALSE |  | 1.05 | 0.087719 | 0.52632 | 5014 | Cladding sheet (angle seamed), copper |  | 0 | D4 | 0 | 0 | 0 | 0 | 0 | 0 | 0 | 0 | 0
| Civic Offices | Services LED light fitting | 1701307 | 8404260 | 5.8 | Electrical installations | connectors | Construction | 0.087719 | kg | 10 | 44 | 1 | FALSE | 1 | FALSE |  | 1.05 | 0.087719 | 0.52632 | 5014 | Cladding sheet (angle seamed), copper |  | 60 | C2 | 0 | 0 | 0 | 0 | 0 | 0 | 0 | 0 | 0
| Civic Offices | Services LED light fitting | 1701307 | 8404260 | 5.8 | Electrical installations | connectors | Construction | 0.087719 | kg | 10 | 44 | 1 | FALSE | 1 | FALSE |  | 1.05 | 0.087719 | 0.52632 | 5014 | Cladding sheet (angle seamed), copper |  | 60 | C4 | 4.5596e-05 | 1.194e-11 | 3.1885e-07 | 1.0477e-07 | 5.291e-08 | 6.4321e-11 | 0.0011178 | 0.013158 | 2.2867e-06
| Civic Offices | Services LED light fitting | 1701307 | 8404260 | 5.8 | Electrical installations | connectors | Construction | 0.087719 | kg | 10 | 44 | 1 | FALSE | 1 | FALSE |  | 1.05 | 0.087719 | 0.52632 | 5014 | Cladding sheet (angle seamed), copper |  | 60 | D2 | 0 | 0 | 0 | 0 | 0 | 0 | 0 | 0 | 0
| Civic Offices | Services LED light fitting | 1701307 | 8404260 | 5.8 | Electrical installations | connectors | Construction | 0.087719 | kg | 10 | 44 | 1 | FALSE | 1 | FALSE |  | 1.05 | 0.087719 | 0.52632 | 5014 | Cladding sheet (angle seamed), copper |  | 60 | D3 | 0 | 0 | 0 | 0 | 0 | 0 | 0 | 0 | 0
| Civic Offices | Services LED light fitting | 1701307 | 8404260 | 5.8 | Electrical installations | connectors | Construction | 0.087719 | kg | 10 | 44 | 1 | FALSE | 1 | FALSE |  | 1.05 | 0.087719 | 0.52632 | 5014 | Cladding sheet (angle seamed), copper |  | 60 | D4 | 0 | 0 | 0 | 0 | 0 | 0 | 0 | 0 | 0
| Civic Offices | Services LED light fitting | 1701307 | 8404260 | 5.8 | Electrical installations | connectors | Construction | 0.087719 | kg | 10 | 44 | 1 | FALSE | 1 | FALSE |  | 1.05 | 0.087719 | 0.52632 | 5014 | Cladding sheet (angle seamed), copper |  | 10 | B4B5 | 0.636 | 5.2734e-07 | 0.032258 | 0.021531 | 0.0017838 | 0.00014674 | 9.6501 | 1.8962 | 0.020278
| Civic Offices | Services LED light fitting | 1701307 | 8404260 | 5.8 | Electrical installations | connectors | Construction | 0.087719 | kg | 10 | 44 | 1 | FALSE | 1 | FALSE |  | 1.05 | 0.087719 | 0.52632 | 5014 | Cladding sheet (angle seamed), copper |  | 10 | D2 | 0 | 0 | 0 | 0 | 0 | 0 | 0 | 0 | 0
| Civic Offices | Services LED light fitting | 1701307 | 8404260 | 5.8 | Electrical installations | connectors | Construction | 0.087719 | kg | 10 | 44 | 1 | FALSE | 1 | FALSE |  | 1.05 | 0.087719 | 0.52632 | 5014 | Cladding sheet (angle seamed), copper |  | 10 | D3 | 0 | 0 | 0 | 0 | 0 | 0 | 0 | 0 | 0
| Civic Offices | Services LED light fitting | 1701307 | 8404260 | 5.8 | Electrical installations | connectors | Construction | 0.087719 | kg | 10 | 44 | 1 | FALSE | 1 | FALSE |  | 1.05 | 0.087719 | 0.52632 | 5014 | Cladding sheet (angle seamed), copper |  | 10 | D4 | 0 | 0 | 0 | 0 | 0 | 0 | 0 | 0 | 0
| Civic Offices | Services LED light fitting | 1701307 | 8404260 | 5.8 | Electrical installations | connectors | Construction | 0.087719 | kg | 10 | 44 | 1 | FALSE | 1 | FALSE |  | 1.05 | 0.087719 | 0.52632 | 5014 | Cladding sheet (angle seamed), copper |  | 20 | B4B5 | 0.636 | 5.2734e-07 | 0.032258 | 0.021531 | 0.0017838 | 0.00014674 | 9.6501 | 1.8962 | 0.020278
| Civic Offices | Services LED light fitting | 1701307 | 8404260 | 5.8 | Electrical installations | connectors | Construction | 0.087719 | kg | 10 | 44 | 1 | FALSE | 1 | FALSE |  | 1.05 | 0.087719 | 0.52632 | 5014 | Cladding sheet (angle seamed), copper |  | 20 | D2 | 0 | 0 | 0 | 0 | 0 | 0 | 0 | 0 | 0
| Civic Offices | Services LED light fitting | 1701307 | 8404260 | 5.8 | Electrical installations | connectors | Construction | 0.087719 | kg | 10 | 44 | 1 | FALSE | 1 | FALSE |  | 1.05 | 0.087719 | 0.52632 | 5014 | Cladding sheet (angle seamed), copper |  | 20 | D3 | 0 | 0 | 0 | 0 | 0 | 0 | 0 | 0 | 0
| Civic Offices | Services LED light fitting | 1701307 | 8404260 | 5.8 | Electrical installations | connectors | Construction | 0.087719 | kg | 10 | 44 | 1 | FALSE | 1 | FALSE |  | 1.05 | 0.087719 | 0.52632 | 5014 | Cladding sheet (angle seamed), copper |  | 20 | D4 | 0 | 0 | 0 | 0 | 0 | 0 | 0 | 0 | 0
| Civic Offices | Services LED light fitting | 1701307 | 8404260 | 5.8 | Electrical installations | connectors | Construction | 0.087719 | kg | 10 | 44 | 1 | FALSE | 1 | FALSE |  | 1.05 | 0.087719 | 0.52632 | 5014 | Cladding sheet (angle seamed), copper |  | 30 | B4B5 | 0.636 | 5.2734e-07 | 0.032258 | 0.021531 | 0.0017838 | 0.00014674 | 9.6501 | 1.8962 | 0.020278
| Civic Offices | Services LED light fitting | 1701307 | 8404260 | 5.8 | Electrical installations | connectors | Construction | 0.087719 | kg | 10 | 44 | 1 | FALSE | 1 | FALSE |  | 1.05 | 0.087719 | 0.52632 | 5014 | Cladding sheet (angle seamed), copper |  | 30 | D2 | 0 | 0 | 0 | 0 | 0 | 0 | 0 | 0 | 0
| Civic Offices | Services LED light fitting | 1701307 | 8404260 | 5.8 | Electrical installations | connectors | Construction | 0.087719 | kg | 10 | 44 | 1 | FALSE | 1 | FALSE |  | 1.05 | 0.087719 | 0.52632 | 5014 | Cladding sheet (angle seamed), copper |  | 30 | D3 | 0 | 0 | 0 | 0 | 0 | 0 | 0 | 0 | 0
| Civic Offices | Services LED light fitting | 1701307 | 8404260 | 5.8 | Electrical installations | connectors | Construction | 0.087719 | kg | 10 | 44 | 1 | FALSE | 1 | FALSE |  | 1.05 | 0.087719 | 0.52632 | 5014 | Cladding sheet (angle seamed), copper |  | 30 | D4 | 0 | 0 | 0 | 0 | 0 | 0 | 0 | 0 | 0
| Civic Offices | Services LED light fitting | 1701307 | 8404260 | 5.8 | Electrical installations | connectors | Construction | 0.087719 | kg | 10 | 44 | 1 | FALSE | 1 | FALSE |  | 1.05 | 0.087719 | 0.52632 | 5014 | Cladding sheet (angle seamed), copper |  | 40 | B4B5 | 0.636 | 5.2734e-07 | 0.032258 | 0.021531 | 0.0017838 | 0.00014674 | 9.6501 | 1.8962 | 0.020278
| Civic Offices | Services LED light fitting | 1701307 | 8404260 | 5.8 | Electrical installations | connectors | Construction | 0.087719 | kg | 10 | 44 | 1 | FALSE | 1 | FALSE |  | 1.05 | 0.087719 | 0.52632 | 5014 | Cladding sheet (angle seamed), copper |  | 40 | D2 | 0 | 0 | 0 | 0 | 0 | 0 | 0 | 0 | 0
| Civic Offices | Services LED light fitting | 1701307 | 8404260 | 5.8 | Electrical installations | connectors | Construction | 0.087719 | kg | 10 | 44 | 1 | FALSE | 1 | FALSE |  | 1.05 | 0.087719 | 0.52632 | 5014 | Cladding sheet (angle seamed), copper |  | 40 | D3 | 0 | 0 | 0 | 0 | 0 | 0 | 0 | 0 | 0
| Civic Offices | Services LED light fitting | 1701307 | 8404260 | 5.8 | Electrical installations | connectors | Construction | 0.087719 | kg | 10 | 44 | 1 | FALSE | 1 | FALSE |  | 1.05 | 0.087719 | 0.52632 | 5014 | Cladding sheet (angle seamed), copper |  | 40 | D4 | 0 | 0 | 0 | 0 | 0 | 0 | 0 | 0 | 0
| Civic Offices | Services LED light fitting | 1701307 | 8404260 | 5.8 | Electrical installations | connectors | Construction | 0.087719 | kg | 10 | 44 | 1 | FALSE | 1 | FALSE |  | 1.05 | 0.087719 | 0.52632 | 5014 | Cladding sheet (angle seamed), copper |  | 50 | B4B5 | 0.636 | 5.2734e-07 | 0.032258 | 0.021531 | 0.0017838 | 0.00014674 | 9.6501 | 1.8962 | 0.020278
| Civic Offices | Services LED light fitting | 1701307 | 8404260 | 5.8 | Electrical installations | connectors | Construction | 0.087719 | kg | 10 | 44 | 1 | FALSE | 1 | FALSE |  | 1.05 | 0.087719 | 0.52632 | 5014 | Cladding sheet (angle seamed), copper |  | 50 | D2 | 0 | 0 | 0 | 0 | 0 | 0 | 0 | 0 | 0
| Civic Offices | Services LED light fitting | 1701307 | 8404260 | 5.8 | Electrical installations | connectors | Construction | 0.087719 | kg | 10 | 44 | 1 | FALSE | 1 | FALSE |  | 1.05 | 0.087719 | 0.52632 | 5014 | Cladding sheet (angle seamed), copper |  | 50 | D3 | 0 | 0 | 0 | 0 | 0 | 0 | 0 | 0 | 0
| Civic Offices | Services LED light fitting | 1701307 | 8404260 | 5.8 | Electrical installations | connectors | Construction | 0.087719 | kg | 10 | 44 | 1 | FALSE | 1 | FALSE |  | 1.05 | 0.087719 | 0.52632 | 5014 | Cladding sheet (angle seamed), copper |  | 50 | D4 | 0 | 0 | 0 | 0 | 0 | 0 | 0 | 0 | 0
| Civic Offices | Services LED light fitting | 1701307 | 8404261 | 5.8 | Electrical installations | insulator | Construction | 3.0351 | kg | 10 | 44 | 1 | FALSE | 1 | FALSE |  | 1.1 | 3.0351 | 18.2105 | 5052 | Membrane (breather), polypropylene |  | 0 | A1A3 | 18.3404 | 4.1882e-07 | 0.10329 | 0.029703 | 0.012271 | 2.152e-05 | 399.2957 | 1.5843 | 0.090484
| Civic Offices | Services LED light fitting | 1701307 | 8404261 | 5.8 | Electrical installations | insulator | Construction | 3.0351 | kg | 10 | 44 | 1 | FALSE | 1 | FALSE |  | 1.1 | 3.0351 | 18.2105 | 5052 | Membrane (breather), polypropylene |  | 0 | A4 | 0.063255 | 1.1365e-08 | 0.00020712 | 5.5981e-05 | 3.5334e-05 | 2.206e-07 | 0.94292 | 0.14398 | 0.0002603
| Civic Offices | Services LED light fitting | 1701307 | 8404261 | 5.8 | Electrical installations | insulator | Construction | 3.0351 | kg | 10 | 44 | 1 | FALSE | 1 | FALSE |  | 1.1 | 3.0351 | 18.2105 | 5052 | Membrane (breather), polypropylene |  | 0 | A5 | 0.0079993 | 2.5443e-10 | 7.3656e-06 | 0.0006711 | 2.444e-06 | 1.4215e-09 | 0.023283 | 0.048561 | 0
| Civic Offices | Services LED light fitting | 1701307 | 8404261 | 5.8 | Electrical installations | insulator | Construction | 3.0351 | kg | 10 | 44 | 1 | FALSE | 1 | FALSE |  | 1.1 | 3.0351 | 18.2105 | 5052 | Membrane (breather), polypropylene |  | 0 | D2 | 0 | 0 | 0 | 0 | 0 | 0 | 0 | 0 | 0
| Civic Offices | Services LED light fitting | 1701307 | 8404261 | 5.8 | Electrical installations | insulator | Construction | 3.0351 | kg | 10 | 44 | 1 | FALSE | 1 | FALSE |  | 1.1 | 3.0351 | 18.2105 | 5052 | Membrane (breather), polypropylene |  | 0 | D3 | 0 | 0 | 0 | 0 | 0 | 0 | 0 | 0 | 0
| Civic Offices | Services LED light fitting | 1701307 | 8404261 | 5.8 | Electrical installations | insulator | Construction | 3.0351 | kg | 10 | 44 | 1 | FALSE | 1 | FALSE |  | 1.1 | 3.0351 | 18.2105 | 5052 | Membrane (breather), polypropylene |  | 0 | D4 | 0 | 0 | 0 | 0 | 0 | 0 | 0 | 0 | 0
| Civic Offices | Services LED light fitting | 1701307 | 8404261 | 5.8 | Electrical installations | insulator | Construction | 3.0351 | kg | 10 | 44 | 1 | FALSE | 1 | FALSE |  | 1.1 | 3.0351 | 18.2105 | 5052 | Membrane (breather), polypropylene |  | 60 | C2 | 0 | 0 | 0 | 0 | 0 | 0 | 0 | 0 | 0
| Civic Offices | Services LED light fitting | 1701307 | 8404261 | 5.8 | Electrical installations | insulator | Construction | 3.0351 | kg | 10 | 44 | 1 | FALSE | 1 | FALSE |  | 1.1 | 3.0351 | 18.2105 | 5052 | Membrane (breather), polypropylene |  | 60 | C4 | 0.079993 | 2.5443e-09 | 7.3656e-05 | 0.006711 | 2.444e-05 | 1.4215e-08 | 0.23283 | 0.48561 | 0.002252
| Civic Offices | Services LED light fitting | 1701307 | 8404261 | 5.8 | Electrical installations | insulator | Construction | 3.0351 | kg | 10 | 44 | 1 | FALSE | 1 | FALSE |  | 1.1 | 3.0351 | 18.2105 | 5052 | Membrane (breather), polypropylene |  | 60 | D2 | 0 | 0 | 0 | 0 | 0 | 0 | 0 | 0 | 0
| Civic Offices | Services LED light fitting | 1701307 | 8404261 | 5.8 | Electrical installations | insulator | Construction | 3.0351 | kg | 10 | 44 | 1 | FALSE | 1 | FALSE |  | 1.1 | 3.0351 | 18.2105 | 5052 | Membrane (breather), polypropylene |  | 60 | D3 | 0 | 0 | 0 | 0 | 0 | 0 | 0 | 0 | 0
| Civic Offices | Services LED light fitting | 1701307 | 8404261 | 5.8 | Electrical installations | insulator | Construction | 3.0351 | kg | 10 | 44 | 1 | FALSE | 1 | FALSE |  | 1.1 | 3.0351 | 18.2105 | 5052 | Membrane (breather), polypropylene |  | 60 | D4 | 0 | 0 | 0 | 0 | 0 | 0 | 0 | 0 | 0
| Civic Offices | Services LED light fitting | 1701307 | 8404261 | 5.8 | Electrical installations | insulator | Construction | 3.0351 | kg | 10 | 44 | 1 | FALSE | 1 | FALSE |  | 1.1 | 3.0351 | 18.2105 | 5052 | Membrane (breather), polypropylene |  | 10 | B4B5 | 18.4917 | 4.3299e-07 | 0.10358 | 0.037141 | 0.012334 | 2.1757e-05 | 400.4948 | 2.2624 | 0.090745
| Civic Offices | Services LED light fitting | 1701307 | 8404261 | 5.8 | Electrical installations | insulator | Construction | 3.0351 | kg | 10 | 44 | 1 | FALSE | 1 | FALSE |  | 1.1 | 3.0351 | 18.2105 | 5052 | Membrane (breather), polypropylene |  | 10 | D2 | 0 | 0 | 0 | 0 | 0 | 0 | 0 | 0 | 0
| Civic Offices | Services LED light fitting | 1701307 | 8404261 | 5.8 | Electrical installations | insulator | Construction | 3.0351 | kg | 10 | 44 | 1 | FALSE | 1 | FALSE |  | 1.1 | 3.0351 | 18.2105 | 5052 | Membrane (breather), polypropylene |  | 10 | D3 | 0 | 0 | 0 | 0 | 0 | 0 | 0 | 0 | 0
| Civic Offices | Services LED light fitting | 1701307 | 8404261 | 5.8 | Electrical installations | insulator | Construction | 3.0351 | kg | 10 | 44 | 1 | FALSE | 1 | FALSE |  | 1.1 | 3.0351 | 18.2105 | 5052 | Membrane (breather), polypropylene |  | 10 | D4 | 0 | 0 | 0 | 0 | 0 | 0 | 0 | 0 | 0
| Civic Offices | Services LED light fitting | 1701307 | 8404261 | 5.8 | Electrical installations | insulator | Construction | 3.0351 | kg | 10 | 44 | 1 | FALSE | 1 | FALSE |  | 1.1 | 3.0351 | 18.2105 | 5052 | Membrane (breather), polypropylene |  | 20 | B4B5 | 18.4917 | 4.3299e-07 | 0.10358 | 0.037141 | 0.012334 | 2.1757e-05 | 400.4948 | 2.2624 | 0.090745
| Civic Offices | Services LED light fitting | 1701307 | 8404261 | 5.8 | Electrical installations | insulator | Construction | 3.0351 | kg | 10 | 44 | 1 | FALSE | 1 | FALSE |  | 1.1 | 3.0351 | 18.2105 | 5052 | Membrane (breather), polypropylene |  | 20 | D2 | 0 | 0 | 0 | 0 | 0 | 0 | 0 | 0 | 0
| Civic Offices | Services LED light fitting | 1701307 | 8404261 | 5.8 | Electrical installations | insulator | Construction | 3.0351 | kg | 10 | 44 | 1 | FALSE | 1 | FALSE |  | 1.1 | 3.0351 | 18.2105 | 5052 | Membrane (breather), polypropylene |  | 20 | D3 | 0 | 0 | 0 | 0 | 0 | 0 | 0 | 0 | 0
| Civic Offices | Services LED light fitting | 1701307 | 8404261 | 5.8 | Electrical installations | insulator | Construction | 3.0351 | kg | 10 | 44 | 1 | FALSE | 1 | FALSE |  | 1.1 | 3.0351 | 18.2105 | 5052 | Membrane (breather), polypropylene |  | 20 | D4 | 0 | 0 | 0 | 0 | 0 | 0 | 0 | 0 | 0
| Civic Offices | Services LED light fitting | 1701307 | 8404261 | 5.8 | Electrical installations | insulator | Construction | 3.0351 | kg | 10 | 44 | 1 | FALSE | 1 | FALSE |  | 1.1 | 3.0351 | 18.2105 | 5052 | Membrane (breather), polypropylene |  | 30 | B4B5 | 18.4917 | 4.3299e-07 | 0.10358 | 0.037141 | 0.012334 | 2.1757e-05 | 400.4948 | 2.2624 | 0.090745
| Civic Offices | Services LED light fitting | 1701307 | 8404261 | 5.8 | Electrical installations | insulator | Construction | 3.0351 | kg | 10 | 44 | 1 | FALSE | 1 | FALSE |  | 1.1 | 3.0351 | 18.2105 | 5052 | Membrane (breather), polypropylene |  | 30 | D2 | 0 | 0 | 0 | 0 | 0 | 0 | 0 | 0 | 0
| Civic Offices | Services LED light fitting | 1701307 | 8404261 | 5.8 | Electrical installations | insulator | Construction | 3.0351 | kg | 10 | 44 | 1 | FALSE | 1 | FALSE |  | 1.1 | 3.0351 | 18.2105 | 5052 | Membrane (breather), polypropylene |  | 30 | D3 | 0 | 0 | 0 | 0 | 0 | 0 | 0 | 0 | 0
| Civic Offices | Services LED light fitting | 1701307 | 8404261 | 5.8 | Electrical installations | insulator | Construction | 3.0351 | kg | 10 | 44 | 1 | FALSE | 1 | FALSE |  | 1.1 | 3.0351 | 18.2105 | 5052 | Membrane (breather), polypropylene |  | 30 | D4 | 0 | 0 | 0 | 0 | 0 | 0 | 0 | 0 | 0
| Civic Offices | Services LED light fitting | 1701307 | 8404261 | 5.8 | Electrical installations | insulator | Construction | 3.0351 | kg | 10 | 44 | 1 | FALSE | 1 | FALSE |  | 1.1 | 3.0351 | 18.2105 | 5052 | Membrane (breather), polypropylene |  | 40 | B4B5 | 18.4917 | 4.3299e-07 | 0.10358 | 0.037141 | 0.012334 | 2.1757e-05 | 400.4948 | 2.2624 | 0.090745
| Civic Offices | Services LED light fitting | 1701307 | 8404261 | 5.8 | Electrical installations | insulator | Construction | 3.0351 | kg | 10 | 44 | 1 | FALSE | 1 | FALSE |  | 1.1 | 3.0351 | 18.2105 | 5052 | Membrane (breather), polypropylene |  | 40 | D2 | 0 | 0 | 0 | 0 | 0 | 0 | 0 | 0 | 0
| Civic Offices | Services LED light fitting | 1701307 | 8404261 | 5.8 | Electrical installations | insulator | Construction | 3.0351 | kg | 10 | 44 | 1 | FALSE | 1 | FALSE |  | 1.1 | 3.0351 | 18.2105 | 5052 | Membrane (breather), polypropylene |  | 40 | D3 | 0 | 0 | 0 | 0 | 0 | 0 | 0 | 0 | 0
| Civic Offices | Services LED light fitting | 1701307 | 8404261 | 5.8 | Electrical installations | insulator | Construction | 3.0351 | kg | 10 | 44 | 1 | FALSE | 1 | FALSE |  | 1.1 | 3.0351 | 18.2105 | 5052 | Membrane (breather), polypropylene |  | 40 | D4 | 0 | 0 | 0 | 0 | 0 | 0 | 0 | 0 | 0
| Civic Offices | Services LED light fitting | 1701307 | 8404261 | 5.8 | Electrical installations | insulator | Construction | 3.0351 | kg | 10 | 44 | 1 | FALSE | 1 | FALSE |  | 1.1 | 3.0351 | 18.2105 | 5052 | Membrane (breather), polypropylene |  | 50 | B4B5 | 18.4917 | 4.3299e-07 | 0.10358 | 0.037141 | 0.012334 | 2.1757e-05 | 400.4948 | 2.2624 | 0.090745
| Civic Offices | Services LED light fitting | 1701307 | 8404261 | 5.8 | Electrical installations | insulator | Construction | 3.0351 | kg | 10 | 44 | 1 | FALSE | 1 | FALSE |  | 1.1 | 3.0351 | 18.2105 | 5052 | Membrane (breather), polypropylene |  | 50 | D2 | 0 | 0 | 0 | 0 | 0 | 0 | 0 | 0 | 0
| Civic Offices | Services LED light fitting | 1701307 | 8404261 | 5.8 | Electrical installations | insulator | Construction | 3.0351 | kg | 10 | 44 | 1 | FALSE | 1 | FALSE |  | 1.1 | 3.0351 | 18.2105 | 5052 | Membrane (breather), polypropylene |  | 50 | D3 | 0 | 0 | 0 | 0 | 0 | 0 | 0 | 0 | 0
| Civic Offices | Services LED light fitting | 1701307 | 8404261 | 5.8 | Electrical installations | insulator | Construction | 3.0351 | kg | 10 | 44 | 1 | FALSE | 1 | FALSE |  | 1.1 | 3.0351 | 18.2105 | 5052 | Membrane (breather), polypropylene |  | 50 | D4 | 0 | 0 | 0 | 0 | 0 | 0 | 0 | 0 | 0
| Civic Offices | Services LED light fitting | 1701307 | 8404262 | 5.8 | Electrical installations | plates | Construction | 2.1404 | kg | 10 | 44 | 1 | FALSE | 1 | FALSE |  | 1.05 | 2.1404 | 12.8421 | 5168 | Fencing (posts, square section), steel (galvanized) |  | 0 | A1A3 | 5.8396 | 3.9696e-07 | 0.095461 | 0.029798 | 0.0056176 | 0.001377 | 78.6121 | 4.4124 | 0.11377
| Civic Offices | Services LED light fitting | 1701307 | 8404262 | 5.8 | Electrical installations | plates | Construction | 2.1404 | kg | 10 | 44 | 1 | FALSE | 1 | FALSE |  | 1.05 | 2.1404 | 12.8421 | 5168 | Fencing (posts, square section), steel (galvanized) |  | 0 | A4 | 0.093279 | 1.2908e-08 | 0.00044351 | 8.2355e-05 | 5.855e-05 | 2.0773e-07 | 1.3648 | 0.39636 | 0.0003791
| Civic Offices | Services LED light fitting | 1701307 | 8404262 | 5.8 | Electrical installations | plates | Construction | 2.1404 | kg | 10 | 44 | 1 | FALSE | 1 | FALSE |  | 1.05 | 2.1404 | 12.8421 | 5168 | Fencing (posts, square section), steel (galvanized) |  | 0 | A5 | 5.5628e-05 | 1.4566e-11 | 3.89e-07 | 1.2782e-07 | 6.455e-08 | 7.8471e-11 | 0.0013637 | 0.016053 | 0
| Civic Offices | Services LED light fitting | 1701307 | 8404262 | 5.8 | Electrical installations | plates | Construction | 2.1404 | kg | 10 | 44 | 1 | FALSE | 1 | FALSE |  | 1.05 | 2.1404 | 12.8421 | 5168 | Fencing (posts, square section), steel (galvanized) |  | 0 | D2 | 0 | 0 | 0 | 0 | 0 | 0 | 0 | 0 | 0
| Civic Offices | Services LED light fitting | 1701307 | 8404262 | 5.8 | Electrical installations | plates | Construction | 2.1404 | kg | 10 | 44 | 1 | FALSE | 1 | FALSE |  | 1.05 | 2.1404 | 12.8421 | 5168 | Fencing (posts, square section), steel (galvanized) |  | 0 | D3 | 0 | 0 | 0 | 0 | 0 | 0 | 0 | 0 | 0
| Civic Offices | Services LED light fitting | 1701307 | 8404262 | 5.8 | Electrical installations | plates | Construction | 2.1404 | kg | 10 | 44 | 1 | FALSE | 1 | FALSE |  | 1.05 | 2.1404 | 12.8421 | 5168 | Fencing (posts, square section), steel (galvanized) |  | 0 | D4 | 0 | 0 | 0 | 0 | 0 | 0 | 0 | 0 | 0
| Civic Offices | Services LED light fitting | 1701307 | 8404262 | 5.8 | Electrical installations | plates | Construction | 2.1404 | kg | 10 | 44 | 1 | FALSE | 1 | FALSE |  | 1.05 | 2.1404 | 12.8421 | 5168 | Fencing (posts, square section), steel (galvanized) |  | 60 | C2 | 0 | 0 | 0 | 0 | 0 | 0 | 0 | 0 | 0
| Civic Offices | Services LED light fitting | 1701307 | 8404262 | 5.8 | Electrical installations | plates | Construction | 2.1404 | kg | 10 | 44 | 1 | FALSE | 1 | FALSE |  | 1.05 | 2.1404 | 12.8421 | 5168 | Fencing (posts, square section), steel (galvanized) |  | 60 | C4 | 0.0011126 | 2.9133e-10 | 7.78e-06 | 2.5565e-06 | 1.291e-06 | 1.5694e-09 | 0.027275 | 0.32105 | 5.5795e-05
| Civic Offices | Services LED light fitting | 1701307 | 8404262 | 5.8 | Electrical installations | plates | Construction | 2.1404 | kg | 10 | 44 | 1 | FALSE | 1 | FALSE |  | 1.05 | 2.1404 | 12.8421 | 5168 | Fencing (posts, square section), steel (galvanized) |  | 60 | D2 | 0 | 0 | 0 | 0 | 0 | 0 | 0 | 0 | 0
| Civic Offices | Services LED light fitting | 1701307 | 8404262 | 5.8 | Electrical installations | plates | Construction | 2.1404 | kg | 10 | 44 | 1 | FALSE | 1 | FALSE |  | 1.05 | 2.1404 | 12.8421 | 5168 | Fencing (posts, square section), steel (galvanized) |  | 60 | D3 | 0 | 0 | 0 | 0 | 0 | 0 | 0 | 0 | 0
| Civic Offices | Services LED light fitting | 1701307 | 8404262 | 5.8 | Electrical installations | plates | Construction | 2.1404 | kg | 10 | 44 | 1 | FALSE | 1 | FALSE |  | 1.05 | 2.1404 | 12.8421 | 5168 | Fencing (posts, square section), steel (galvanized) |  | 60 | D4 | 0 | 0 | 0 | 0 | 0 | 0 | 0 | 0 | 0
| Civic Offices | Services LED light fitting | 1701307 | 8404262 | 5.8 | Electrical installations | plates | Construction | 2.1404 | kg | 10 | 44 | 1 | FALSE | 1 | FALSE |  | 1.05 | 2.1404 | 12.8421 | 5168 | Fencing (posts, square section), steel (galvanized) |  | 10 | B4B5 | 5.9341 | 4.1017e-07 | 0.095913 | 0.029883 | 0.0056775 | 0.0013772 | 80.0056 | 5.1458 | 0.11415
| Civic Offices | Services LED light fitting | 1701307 | 8404262 | 5.8 | Electrical installations | plates | Construction | 2.1404 | kg | 10 | 44 | 1 | FALSE | 1 | FALSE |  | 1.05 | 2.1404 | 12.8421 | 5168 | Fencing (posts, square section), steel (galvanized) |  | 10 | D2 | 0 | 0 | 0 | 0 | 0 | 0 | 0 | 0 | 0
| Civic Offices | Services LED light fitting | 1701307 | 8404262 | 5.8 | Electrical installations | plates | Construction | 2.1404 | kg | 10 | 44 | 1 | FALSE | 1 | FALSE |  | 1.05 | 2.1404 | 12.8421 | 5168 | Fencing (posts, square section), steel (galvanized) |  | 10 | D3 | 0 | 0 | 0 | 0 | 0 | 0 | 0 | 0 | 0
| Civic Offices | Services LED light fitting | 1701307 | 8404262 | 5.8 | Electrical installations | plates | Construction | 2.1404 | kg | 10 | 44 | 1 | FALSE | 1 | FALSE |  | 1.05 | 2.1404 | 12.8421 | 5168 | Fencing (posts, square section), steel (galvanized) |  | 10 | D4 | 0 | 0 | 0 | 0 | 0 | 0 | 0 | 0 | 0
| Civic Offices | Services LED light fitting | 1701307 | 8404262 | 5.8 | Electrical installations | plates | Construction | 2.1404 | kg | 10 | 44 | 1 | FALSE | 1 | FALSE |  | 1.05 | 2.1404 | 12.8421 | 5168 | Fencing (posts, square section), steel (galvanized) |  | 20 | B4B5 | 5.9341 | 4.1017e-07 | 0.095913 | 0.029883 | 0.0056775 | 0.0013772 | 80.0056 | 5.1458 | 0.11415
| Civic Offices | Services LED light fitting | 1701307 | 8404262 | 5.8 | Electrical installations | plates | Construction | 2.1404 | kg | 10 | 44 | 1 | FALSE | 1 | FALSE |  | 1.05 | 2.1404 | 12.8421 | 5168 | Fencing (posts, square section), steel (galvanized) |  | 20 | D2 | 0 | 0 | 0 | 0 | 0 | 0 | 0 | 0 | 0
| Civic Offices | Services LED light fitting | 1701307 | 8404262 | 5.8 | Electrical installations | plates | Construction | 2.1404 | kg | 10 | 44 | 1 | FALSE | 1 | FALSE |  | 1.05 | 2.1404 | 12.8421 | 5168 | Fencing (posts, square section), steel (galvanized) |  | 20 | D3 | 0 | 0 | 0 | 0 | 0 | 0 | 0 | 0 | 0
| Civic Offices | Services LED light fitting | 1701307 | 8404262 | 5.8 | Electrical installations | plates | Construction | 2.1404 | kg | 10 | 44 | 1 | FALSE | 1 | FALSE |  | 1.05 | 2.1404 | 12.8421 | 5168 | Fencing (posts, square section), steel (galvanized) |  | 20 | D4 | 0 | 0 | 0 | 0 | 0 | 0 | 0 | 0 | 0
| Civic Offices | Services LED light fitting | 1701307 | 8404262 | 5.8 | Electrical installations | plates | Construction | 2.1404 | kg | 10 | 44 | 1 | FALSE | 1 | FALSE |  | 1.05 | 2.1404 | 12.8421 | 5168 | Fencing (posts, square section), steel (galvanized) |  | 30 | B4B5 | 5.9341 | 4.1017e-07 | 0.095913 | 0.029883 | 0.0056775 | 0.0013772 | 80.0056 | 5.1458 | 0.11415
| Civic Offices | Services LED light fitting | 1701307 | 8404262 | 5.8 | Electrical installations | plates | Construction | 2.1404 | kg | 10 | 44 | 1 | FALSE | 1 | FALSE |  | 1.05 | 2.1404 | 12.8421 | 5168 | Fencing (posts, square section), steel (galvanized) |  | 30 | D2 | 0 | 0 | 0 | 0 | 0 | 0 | 0 | 0 | 0
| Civic Offices | Services LED light fitting | 1701307 | 8404262 | 5.8 | Electrical installations | plates | Construction | 2.1404 | kg | 10 | 44 | 1 | FALSE | 1 | FALSE |  | 1.05 | 2.1404 | 12.8421 | 5168 | Fencing (posts, square section), steel (galvanized) |  | 30 | D3 | 0 | 0 | 0 | 0 | 0 | 0 | 0 | 0 | 0
| Civic Offices | Services LED light fitting | 1701307 | 8404262 | 5.8 | Electrical installations | plates | Construction | 2.1404 | kg | 10 | 44 | 1 | FALSE | 1 | FALSE |  | 1.05 | 2.1404 | 12.8421 | 5168 | Fencing (posts, square section), steel (galvanized) |  | 30 | D4 | 0 | 0 | 0 | 0 | 0 | 0 | 0 | 0 | 0
| Civic Offices | Services LED light fitting | 1701307 | 8404262 | 5.8 | Electrical installations | plates | Construction | 2.1404 | kg | 10 | 44 | 1 | FALSE | 1 | FALSE |  | 1.05 | 2.1404 | 12.8421 | 5168 | Fencing (posts, square section), steel (galvanized) |  | 40 | B4B5 | 5.9341 | 4.1017e-07 | 0.095913 | 0.029883 | 0.0056775 | 0.0013772 | 80.0056 | 5.1458 | 0.11415
| Civic Offices | Services LED light fitting | 1701307 | 8404262 | 5.8 | Electrical installations | plates | Construction | 2.1404 | kg | 10 | 44 | 1 | FALSE | 1 | FALSE |  | 1.05 | 2.1404 | 12.8421 | 5168 | Fencing (posts, square section), steel (galvanized) |  | 40 | D2 | 0 | 0 | 0 | 0 | 0 | 0 | 0 | 0 | 0
| Civic Offices | Services LED light fitting | 1701307 | 8404262 | 5.8 | Electrical installations | plates | Construction | 2.1404 | kg | 10 | 44 | 1 | FALSE | 1 | FALSE |  | 1.05 | 2.1404 | 12.8421 | 5168 | Fencing (posts, square section), steel (galvanized) |  | 40 | D3 | 0 | 0 | 0 | 0 | 0 | 0 | 0 | 0 | 0
| Civic Offices | Services LED light fitting | 1701307 | 8404262 | 5.8 | Electrical installations | plates | Construction | 2.1404 | kg | 10 | 44 | 1 | FALSE | 1 | FALSE |  | 1.05 | 2.1404 | 12.8421 | 5168 | Fencing (posts, square section), steel (galvanized) |  | 40 | D4 | 0 | 0 | 0 | 0 | 0 | 0 | 0 | 0 | 0
| Civic Offices | Services LED light fitting | 1701307 | 8404262 | 5.8 | Electrical installations | plates | Construction | 2.1404 | kg | 10 | 44 | 1 | FALSE | 1 | FALSE |  | 1.05 | 2.1404 | 12.8421 | 5168 | Fencing (posts, square section), steel (galvanized) |  | 50 | B4B5 | 5.9341 | 4.1017e-07 | 0.095913 | 0.029883 | 0.0056775 | 0.0013772 | 80.0056 | 5.1458 | 0.11415
| Civic Offices | Services LED light fitting | 1701307 | 8404262 | 5.8 | Electrical installations | plates | Construction | 2.1404 | kg | 10 | 44 | 1 | FALSE | 1 | FALSE |  | 1.05 | 2.1404 | 12.8421 | 5168 | Fencing (posts, square section), steel (galvanized) |  | 50 | D2 | 0 | 0 | 0 | 0 | 0 | 0 | 0 | 0 | 0
| Civic Offices | Services LED light fitting | 1701307 | 8404262 | 5.8 | Electrical installations | plates | Construction | 2.1404 | kg | 10 | 44 | 1 | FALSE | 1 | FALSE |  | 1.05 | 2.1404 | 12.8421 | 5168 | Fencing (posts, square section), steel (galvanized) |  | 50 | D3 | 0 | 0 | 0 | 0 | 0 | 0 | 0 | 0 | 0
| Civic Offices | Services LED light fitting | 1701307 | 8404262 | 5.8 | Electrical installations | plates | Construction | 2.1404 | kg | 10 | 44 | 1 | FALSE | 1 | FALSE |  | 1.05 | 2.1404 | 12.8421 | 5168 | Fencing (posts, square section), steel (galvanized) |  | 50 | D4 | 0 | 0 | 0 | 0 | 0 | 0 | 0 | 0 | 0
| Civic Offices | Services electrical wireing | 1701308 | 8404264 | 5.2 | Services equipment | copper wire 6mm siam | Construction | 65.5369 | Linear length Calculation | 30 | 44 | 1 | FALSE | 1 | FALSE |  | 1.03 | 65.5369 | 131.0739 | 5113 | Cladding sheet (plain), copper |  | 0 | A1A3 | 464.7576 | 0.00038624 | 23.6369 | 15.7783 | 1.3066 | 0.10754 | 7051.881 | 1376.6069 | 14.8559
| Civic Offices | Services electrical wireing | 1701308 | 8404264 | 5.2 | Services equipment | copper wire 6mm siam | Construction | 65.5369 | Linear length Calculation | 30 | 44 | 1 | FALSE | 1 | FALSE |  | 1.03 | 65.5369 | 131.0739 | 5113 | Cladding sheet (plain), copper |  | 0 | A4 | 1.3226 | 2.3763e-07 | 0.0043305 | 0.0011705 | 0.00073878 | 4.6124e-06 | 19.7149 | 3.0103 | 0.0054425
| Civic Offices | Services electrical wireing | 1701308 | 8404264 | 5.2 | Services equipment | copper wire 6mm siam | Construction | 65.5369 | Linear length Calculation | 30 | 44 | 1 | FALSE | 1 | FALSE |  | 1.03 | 65.5369 | 131.0739 | 5113 | Cladding sheet (plain), copper |  | 0 | A5 | 0.001022 | 2.6761e-10 | 7.1466e-06 | 2.3484e-06 | 1.1859e-06 | 1.4417e-09 | 0.025054 | 0.29492 | 0
| Civic Offices | Services electrical wireing | 1701308 | 8404264 | 5.2 | Services equipment | copper wire 6mm siam | Construction | 65.5369 | Linear length Calculation | 30 | 44 | 1 | FALSE | 1 | FALSE |  | 1.03 | 65.5369 | 131.0739 | 5113 | Cladding sheet (plain), copper |  | 0 | D2 | 0 | 0 | 0 | 0 | 0 | 0 | 0 | 0 | 0
| Civic Offices | Services electrical wireing | 1701308 | 8404264 | 5.2 | Services equipment | copper wire 6mm siam | Construction | 65.5369 | Linear length Calculation | 30 | 44 | 1 | FALSE | 1 | FALSE |  | 1.03 | 65.5369 | 131.0739 | 5113 | Cladding sheet (plain), copper |  | 0 | D3 | 0 | 0 | 0 | 0 | 0 | 0 | 0 | 0 | 0
| Civic Offices | Services electrical wireing | 1701308 | 8404264 | 5.2 | Services equipment | copper wire 6mm siam | Construction | 65.5369 | Linear length Calculation | 30 | 44 | 1 | FALSE | 1 | FALSE |  | 1.03 | 65.5369 | 131.0739 | 5113 | Cladding sheet (plain), copper |  | 0 | D4 | 0 | 0 | 0 | 0 | 0 | 0 | 0 | 0 | 0
| Civic Offices | Services electrical wireing | 1701308 | 8404264 | 5.2 | Services equipment | copper wire 6mm siam | Construction | 65.5369 | Linear length Calculation | 30 | 44 | 1 | FALSE | 1 | FALSE |  | 1.03 | 65.5369 | 131.0739 | 5113 | Cladding sheet (plain), copper |  | 60 | C2 | 0 | 0 | 0 | 0 | 0 | 0 | 0 | 0 | 0
| Civic Offices | Services electrical wireing | 1701308 | 8404264 | 5.2 | Services equipment | copper wire 6mm siam | Construction | 65.5369 | Linear length Calculation | 30 | 44 | 1 | FALSE | 1 | FALSE |  | 1.03 | 65.5369 | 131.0739 | 5113 | Cladding sheet (plain), copper |  | 60 | C4 | 0.034066 | 8.9204e-09 | 0.00023822 | 7.8278e-05 | 3.953e-05 | 4.8055e-08 | 0.83514 | 9.8305 | 0.0017084
| Civic Offices | Services electrical wireing | 1701308 | 8404264 | 5.2 | Services equipment | copper wire 6mm siam | Construction | 65.5369 | Linear length Calculation | 30 | 44 | 1 | FALSE | 1 | FALSE |  | 1.03 | 65.5369 | 131.0739 | 5113 | Cladding sheet (plain), copper |  | 60 | D2 | 0 | 0 | 0 | 0 | 0 | 0 | 0 | 0 | 0
| Civic Offices | Services electrical wireing | 1701308 | 8404264 | 5.2 | Services equipment | copper wire 6mm siam | Construction | 65.5369 | Linear length Calculation | 30 | 44 | 1 | FALSE | 1 | FALSE |  | 1.03 | 65.5369 | 131.0739 | 5113 | Cladding sheet (plain), copper |  | 60 | D3 | 0 | 0 | 0 | 0 | 0 | 0 | 0 | 0 | 0
| Civic Offices | Services electrical wireing | 1701308 | 8404264 | 5.2 | Services equipment | copper wire 6mm siam | Construction | 65.5369 | Linear length Calculation | 30 | 44 | 1 | FALSE | 1 | FALSE |  | 1.03 | 65.5369 | 131.0739 | 5113 | Cladding sheet (plain), copper |  | 60 | D4 | 0 | 0 | 0 | 0 | 0 | 0 | 0 | 0 | 0
| Civic Offices | Services electrical wireing | 1701308 | 8404264 | 5.2 | Services equipment | copper wire 6mm siam | Construction | 65.5369 | Linear length Calculation | 30 | 44 | 1 | FALSE | 1 | FALSE |  | 1.03 | 65.5369 | 131.0739 | 5113 | Cladding sheet (plain), copper |  | 30 | B4B5 | 466.1152 | 0.00038648 | 23.6414 | 15.7796 | 1.3073 | 0.10754 | 7072.4561 | 1389.7427 | 14.8614
| Civic Offices | Services electrical wireing | 1701308 | 8404264 | 5.2 | Services equipment | copper wire 6mm siam | Construction | 65.5369 | Linear length Calculation | 30 | 44 | 1 | FALSE | 1 | FALSE |  | 1.03 | 65.5369 | 131.0739 | 5113 | Cladding sheet (plain), copper |  | 30 | D2 | 0 | 0 | 0 | 0 | 0 | 0 | 0 | 0 | 0
| Civic Offices | Services electrical wireing | 1701308 | 8404264 | 5.2 | Services equipment | copper wire 6mm siam | Construction | 65.5369 | Linear length Calculation | 30 | 44 | 1 | FALSE | 1 | FALSE |  | 1.03 | 65.5369 | 131.0739 | 5113 | Cladding sheet (plain), copper |  | 30 | D3 | 0 | 0 | 0 | 0 | 0 | 0 | 0 | 0 | 0
| Civic Offices | Services electrical wireing | 1701308 | 8404264 | 5.2 | Services equipment | copper wire 6mm siam | Construction | 65.5369 | Linear length Calculation | 30 | 44 | 1 | FALSE | 1 | FALSE |  | 1.03 | 65.5369 | 131.0739 | 5113 | Cladding sheet (plain), copper |  | 30 | D4 | 0 | 0 | 0 | 0 | 0 | 0 | 0 | 0 | 0
| Civic Offices | Services electrical wireing | 1701308 | 8404265 | 5.2 | Services equipment | conduit 20mm | Construction | 50.3978 | Linear length Calculation | 30 | 44 | 1 | FALSE | 1 | FALSE |  | 1.05 | 50.3978 | 100.7955 | 5377 | Roof membrane (single ply), PVC |  | 0 | A1A3 | 110.3856 | 9.0198e-06 | 0.62387 | 0.16482 | 0.1366 | 0.0016314 | 3001.0896 | 479.1756 | 0.93645
| Civic Offices | Services electrical wireing | 1701308 | 8404265 | 5.2 | Services equipment | conduit 20mm | Construction | 50.3978 | Linear length Calculation | 30 | 44 | 1 | FALSE | 1 | FALSE |  | 1.05 | 50.3978 | 100.7955 | 5377 | Roof membrane (single ply), PVC |  | 0 | A4 | 1.0026 | 1.8015e-07 | 0.0032829 | 0.00088732 | 0.00056006 | 3.4966e-06 | 14.9456 | 2.2821 | 0.0041259
| Civic Offices | Services electrical wireing | 1701308 | 8404265 | 5.2 | Services equipment | conduit 20mm | Construction | 50.3978 | Linear length Calculation | 30 | 44 | 1 | FALSE | 1 | FALSE |  | 1.05 | 50.3978 | 100.7955 | 5377 | Roof membrane (single ply), PVC |  | 0 | A5 | 0.048403 | 2.0748e-09 | 0.0001542 | 0.0028624 | 1.686e-05 | 1.1316e-08 | 0.19245 | 0.37798 | 0
| Civic Offices | Services electrical wireing | 1701308 | 8404265 | 5.2 | Services equipment | conduit 20mm | Construction | 50.3978 | Linear length Calculation | 30 | 44 | 1 | FALSE | 1 | FALSE |  | 1.05 | 50.3978 | 100.7955 | 5377 | Roof membrane (single ply), PVC |  | 0 | D2 | 0 | 0 | 0 | 0 | 0 | 0 | 0 | 0 | 0
| Civic Offices | Services electrical wireing | 1701308 | 8404265 | 5.2 | Services equipment | conduit 20mm | Construction | 50.3978 | Linear length Calculation | 30 | 44 | 1 | FALSE | 1 | FALSE |  | 1.05 | 50.3978 | 100.7955 | 5377 | Roof membrane (single ply), PVC |  | 0 | D3 | 0 | 0 | 0 | 0 | 0 | 0 | 0 | 0 | 0
| Civic Offices | Services electrical wireing | 1701308 | 8404265 | 5.2 | Services equipment | conduit 20mm | Construction | 50.3978 | Linear length Calculation | 30 | 44 | 1 | FALSE | 1 | FALSE |  | 1.05 | 50.3978 | 100.7955 | 5377 | Roof membrane (single ply), PVC |  | 0 | D4 | 0 | 0 | 0 | 0 | 0 | 0 | 0 | 0 | 0
| Civic Offices | Services electrical wireing | 1701308 | 8404265 | 5.2 | Services equipment | conduit 20mm | Construction | 50.3978 | Linear length Calculation | 30 | 44 | 1 | FALSE | 1 | FALSE |  | 1.05 | 50.3978 | 100.7955 | 5377 | Roof membrane (single ply), PVC |  | 60 | C2 | 0 | 0 | 0 | 0 | 0 | 0 | 0 | 0 | 0
| Civic Offices | Services electrical wireing | 1701308 | 8404265 | 5.2 | Services equipment | conduit 20mm | Construction | 50.3978 | Linear length Calculation | 30 | 44 | 1 | FALSE | 1 | FALSE |  | 1.05 | 50.3978 | 100.7955 | 5377 | Roof membrane (single ply), PVC |  | 60 | C4 | 0.96805 | 4.1495e-08 | 0.003084 | 0.057247 | 0.00033721 | 2.2632e-07 | 3.849 | 7.5597 | 0.023632
| Civic Offices | Services electrical wireing | 1701308 | 8404265 | 5.2 | Services equipment | conduit 20mm | Construction | 50.3978 | Linear length Calculation | 30 | 44 | 1 | FALSE | 1 | FALSE |  | 1.05 | 50.3978 | 100.7955 | 5377 | Roof membrane (single ply), PVC |  | 60 | D2 | 0 | 0 | 0 | 0 | 0 | 0 | 0 | 0 | 0
| Civic Offices | Services electrical wireing | 1701308 | 8404265 | 5.2 | Services equipment | conduit 20mm | Construction | 50.3978 | Linear length Calculation | 30 | 44 | 1 | FALSE | 1 | FALSE |  | 1.05 | 50.3978 | 100.7955 | 5377 | Roof membrane (single ply), PVC |  | 60 | D3 | 0 | 0 | 0 | 0 | 0 | 0 | 0 | 0 | 0
| Civic Offices | Services electrical wireing | 1701308 | 8404265 | 5.2 | Services equipment | conduit 20mm | Construction | 50.3978 | Linear length Calculation | 30 | 44 | 1 | FALSE | 1 | FALSE |  | 1.05 | 50.3978 | 100.7955 | 5377 | Roof membrane (single ply), PVC |  | 60 | D4 | 0 | 0 | 0 | 0 | 0 | 0 | 0 | 0 | 0
| Civic Offices | Services electrical wireing | 1701308 | 8404265 | 5.2 | Services equipment | conduit 20mm | Construction | 50.3978 | Linear length Calculation | 30 | 44 | 1 | FALSE | 1 | FALSE |  | 1.05 | 50.3978 | 100.7955 | 5377 | Roof membrane (single ply), PVC |  | 30 | B4B5 | 112.4047 | 9.2436e-06 | 0.63039 | 0.22582 | 0.13751 | 0.0016352 | 3020.0767 | 489.3953 | 0.94057
| Civic Offices | Services electrical wireing | 1701308 | 8404265 | 5.2 | Services equipment | conduit 20mm | Construction | 50.3978 | Linear length Calculation | 30 | 44 | 1 | FALSE | 1 | FALSE |  | 1.05 | 50.3978 | 100.7955 | 5377 | Roof membrane (single ply), PVC |  | 30 | D2 | 0 | 0 | 0 | 0 | 0 | 0 | 0 | 0 | 0
| Civic Offices | Services electrical wireing | 1701308 | 8404265 | 5.2 | Services equipment | conduit 20mm | Construction | 50.3978 | Linear length Calculation | 30 | 44 | 1 | FALSE | 1 | FALSE |  | 1.05 | 50.3978 | 100.7955 | 5377 | Roof membrane (single ply), PVC |  | 30 | D3 | 0 | 0 | 0 | 0 | 0 | 0 | 0 | 0 | 0
| Civic Offices | Services electrical wireing | 1701308 | 8404265 | 5.2 | Services equipment | conduit 20mm | Construction | 50.3978 | Linear length Calculation | 30 | 44 | 1 | FALSE | 1 | FALSE |  | 1.05 | 50.3978 | 100.7955 | 5377 | Roof membrane (single ply), PVC |  | 30 | D4 | 0 | 0 | 0 | 0 | 0 | 0 | 0 | 0 | 0
| Civic Offices | Services LED light fitting | 1701311 | 8404267 | 5.8 | Electrical installations | heat sink | Construction | 10.8758 | kg | 10 | 44 | 1 | FALSE | 1 | FALSE |  | 1.01 | 10.8758 | 65.2547 | 5536 | Window furniture/hardware, aluminium |  | 0 | A1A3 | 206.4153 | 6.9896e-06 | 1.4111 | 0.32334 | 0.10482 | 0.0001798 | 2579.8766 | 43.667 | 1.3705
| Civic Offices | Services LED light fitting | 1701311 | 8404267 | 5.8 | Electrical installations | heat sink | Construction | 10.8758 | kg | 10 | 44 | 1 | FALSE | 1 | FALSE |  | 1.01 | 10.8758 | 65.2547 | 5536 | Window furniture/hardware, aluminium |  | 0 | A4 | 0.54131 | 6.0039e-08 | 0.0028044 | 0.00045511 | 0.00034584 | 7.5227e-07 | 7.8161 | 2.1247 | 0.0021354
| Civic Offices | Services LED light fitting | 1701311 | 8404267 | 5.8 | Electrical installations | heat sink | Construction | 10.8758 | kg | 10 | 44 | 1 | FALSE | 1 | FALSE |  | 1.01 | 10.8758 | 65.2547 | 5536 | Window furniture/hardware, aluminium |  | 0 | A5 | 5.6532e-05 | 1.4803e-11 | 3.9533e-07 | 1.299e-07 | 6.56e-08 | 7.9748e-11 | 0.0013859 | 0.016314 | 0
| Civic Offices | Services LED light fitting | 1701311 | 8404267 | 5.8 | Electrical installations | heat sink | Construction | 10.8758 | kg | 10 | 44 | 1 | FALSE | 1 | FALSE |  | 1.01 | 10.8758 | 65.2547 | 5536 | Window furniture/hardware, aluminium |  | 0 | D2 | 0 | 0 | 0 | 0 | 0 | 0 | 0 | 0 | 0
| Civic Offices | Services LED light fitting | 1701311 | 8404267 | 5.8 | Electrical installations | heat sink | Construction | 10.8758 | kg | 10 | 44 | 1 | FALSE | 1 | FALSE |  | 1.01 | 10.8758 | 65.2547 | 5536 | Window furniture/hardware, aluminium |  | 0 | D3 | 0 | 0 | 0 | 0 | 0 | 0 | 0 | 0 | 0
| Civic Offices | Services LED light fitting | 1701311 | 8404267 | 5.8 | Electrical installations | heat sink | Construction | 10.8758 | kg | 10 | 44 | 1 | FALSE | 1 | FALSE |  | 1.01 | 10.8758 | 65.2547 | 5536 | Window furniture/hardware, aluminium |  | 0 | D4 | 0 | 0 | 0 | 0 | 0 | 0 | 0 | 0 | 0
| Civic Offices | Services LED light fitting | 1701311 | 8404267 | 5.8 | Electrical installations | heat sink | Construction | 10.8758 | kg | 10 | 44 | 1 | FALSE | 1 | FALSE |  | 1.01 | 10.8758 | 65.2547 | 5536 | Window furniture/hardware, aluminium |  | 60 | C2 | 0 | 0 | 0 | 0 | 0 | 0 | 0 | 0 | 0
| Civic Offices | Services LED light fitting | 1701311 | 8404267 | 5.8 | Electrical installations | heat sink | Construction | 10.8758 | kg | 10 | 44 | 1 | FALSE | 1 | FALSE |  | 1.01 | 10.8758 | 65.2547 | 5536 | Window furniture/hardware, aluminium |  | 60 | C4 | 0.0056532 | 1.4803e-09 | 3.9533e-05 | 1.299e-05 | 6.56e-06 | 7.9748e-09 | 0.13859 | 1.6314 | 0.00028351
| Civic Offices | Services LED light fitting | 1701311 | 8404267 | 5.8 | Electrical installations | heat sink | Construction | 10.8758 | kg | 10 | 44 | 1 | FALSE | 1 | FALSE |  | 1.01 | 10.8758 | 65.2547 | 5536 | Window furniture/hardware, aluminium |  | 60 | D2 | 0 | 0 | 0 | 0 | 0 | 0 | 0 | 0 | 0
| Civic Offices | Services LED light fitting | 1701311 | 8404267 | 5.8 | Electrical installations | heat sink | Construction | 10.8758 | kg | 10 | 44 | 1 | FALSE | 1 | FALSE |  | 1.01 | 10.8758 | 65.2547 | 5536 | Window furniture/hardware, aluminium |  | 60 | D3 | 0 | 0 | 0 | 0 | 0 | 0 | 0 | 0 | 0
| Civic Offices | Services LED light fitting | 1701311 | 8404267 | 5.8 | Electrical installations | heat sink | Construction | 10.8758 | kg | 10 | 44 | 1 | FALSE | 1 | FALSE |  | 1.01 | 10.8758 | 65.2547 | 5536 | Window furniture/hardware, aluminium |  | 60 | D4 | 0 | 0 | 0 | 0 | 0 | 0 | 0 | 0 | 0
| Civic Offices | Services LED light fitting | 1701311 | 8404267 | 5.8 | Electrical installations | heat sink | Construction | 10.8758 | kg | 10 | 44 | 1 | FALSE | 1 | FALSE |  | 1.01 | 10.8758 | 65.2547 | 5536 | Window furniture/hardware, aluminium |  | 10 | B4B5 | 206.9623 | 7.0511e-06 | 1.4139 | 0.32381 | 0.10517 | 0.00018056 | 2587.8326 | 47.4393 | 1.3726
| Civic Offices | Services LED light fitting | 1701311 | 8404267 | 5.8 | Electrical installations | heat sink | Construction | 10.8758 | kg | 10 | 44 | 1 | FALSE | 1 | FALSE |  | 1.01 | 10.8758 | 65.2547 | 5536 | Window furniture/hardware, aluminium |  | 10 | D2 | 0 | 0 | 0 | 0 | 0 | 0 | 0 | 0 | 0
| Civic Offices | Services LED light fitting | 1701311 | 8404267 | 5.8 | Electrical installations | heat sink | Construction | 10.8758 | kg | 10 | 44 | 1 | FALSE | 1 | FALSE |  | 1.01 | 10.8758 | 65.2547 | 5536 | Window furniture/hardware, aluminium |  | 10 | D3 | 0 | 0 | 0 | 0 | 0 | 0 | 0 | 0 | 0
| Civic Offices | Services LED light fitting | 1701311 | 8404267 | 5.8 | Electrical installations | heat sink | Construction | 10.8758 | kg | 10 | 44 | 1 | FALSE | 1 | FALSE |  | 1.01 | 10.8758 | 65.2547 | 5536 | Window furniture/hardware, aluminium |  | 10 | D4 | 0 | 0 | 0 | 0 | 0 | 0 | 0 | 0 | 0
| Civic Offices | Services LED light fitting | 1701311 | 8404267 | 5.8 | Electrical installations | heat sink | Construction | 10.8758 | kg | 10 | 44 | 1 | FALSE | 1 | FALSE |  | 1.01 | 10.8758 | 65.2547 | 5536 | Window furniture/hardware, aluminium |  | 20 | B4B5 | 206.9623 | 7.0511e-06 | 1.4139 | 0.32381 | 0.10517 | 0.00018056 | 2587.8326 | 47.4393 | 1.3726
| Civic Offices | Services LED light fitting | 1701311 | 8404267 | 5.8 | Electrical installations | heat sink | Construction | 10.8758 | kg | 10 | 44 | 1 | FALSE | 1 | FALSE |  | 1.01 | 10.8758 | 65.2547 | 5536 | Window furniture/hardware, aluminium |  | 20 | D2 | 0 | 0 | 0 | 0 | 0 | 0 | 0 | 0 | 0
| Civic Offices | Services LED light fitting | 1701311 | 8404267 | 5.8 | Electrical installations | heat sink | Construction | 10.8758 | kg | 10 | 44 | 1 | FALSE | 1 | FALSE |  | 1.01 | 10.8758 | 65.2547 | 5536 | Window furniture/hardware, aluminium |  | 20 | D3 | 0 | 0 | 0 | 0 | 0 | 0 | 0 | 0 | 0
| Civic Offices | Services LED light fitting | 1701311 | 8404267 | 5.8 | Electrical installations | heat sink | Construction | 10.8758 | kg | 10 | 44 | 1 | FALSE | 1 | FALSE |  | 1.01 | 10.8758 | 65.2547 | 5536 | Window furniture/hardware, aluminium |  | 20 | D4 | 0 | 0 | 0 | 0 | 0 | 0 | 0 | 0 | 0
| Civic Offices | Services LED light fitting | 1701311 | 8404267 | 5.8 | Electrical installations | heat sink | Construction | 10.8758 | kg | 10 | 44 | 1 | FALSE | 1 | FALSE |  | 1.01 | 10.8758 | 65.2547 | 5536 | Window furniture/hardware, aluminium |  | 30 | B4B5 | 206.9623 | 7.0511e-06 | 1.4139 | 0.32381 | 0.10517 | 0.00018056 | 2587.8326 | 47.4393 | 1.3726
| Civic Offices | Services LED light fitting | 1701311 | 8404267 | 5.8 | Electrical installations | heat sink | Construction | 10.8758 | kg | 10 | 44 | 1 | FALSE | 1 | FALSE |  | 1.01 | 10.8758 | 65.2547 | 5536 | Window furniture/hardware, aluminium |  | 30 | D2 | 0 | 0 | 0 | 0 | 0 | 0 | 0 | 0 | 0
| Civic Offices | Services LED light fitting | 1701311 | 8404267 | 5.8 | Electrical installations | heat sink | Construction | 10.8758 | kg | 10 | 44 | 1 | FALSE | 1 | FALSE |  | 1.01 | 10.8758 | 65.2547 | 5536 | Window furniture/hardware, aluminium |  | 30 | D3 | 0 | 0 | 0 | 0 | 0 | 0 | 0 | 0 | 0
| Civic Offices | Services LED light fitting | 1701311 | 8404267 | 5.8 | Electrical installations | heat sink | Construction | 10.8758 | kg | 10 | 44 | 1 | FALSE | 1 | FALSE |  | 1.01 | 10.8758 | 65.2547 | 5536 | Window furniture/hardware, aluminium |  | 30 | D4 | 0 | 0 | 0 | 0 | 0 | 0 | 0 | 0 | 0
| Civic Offices | Services LED light fitting | 1701311 | 8404267 | 5.8 | Electrical installations | heat sink | Construction | 10.8758 | kg | 10 | 44 | 1 | FALSE | 1 | FALSE |  | 1.01 | 10.8758 | 65.2547 | 5536 | Window furniture/hardware, aluminium |  | 40 | B4B5 | 206.9623 | 7.0511e-06 | 1.4139 | 0.32381 | 0.10517 | 0.00018056 | 2587.8326 | 47.4393 | 1.3726
| Civic Offices | Services LED light fitting | 1701311 | 8404267 | 5.8 | Electrical installations | heat sink | Construction | 10.8758 | kg | 10 | 44 | 1 | FALSE | 1 | FALSE |  | 1.01 | 10.8758 | 65.2547 | 5536 | Window furniture/hardware, aluminium |  | 40 | D2 | 0 | 0 | 0 | 0 | 0 | 0 | 0 | 0 | 0
| Civic Offices | Services LED light fitting | 1701311 | 8404267 | 5.8 | Electrical installations | heat sink | Construction | 10.8758 | kg | 10 | 44 | 1 | FALSE | 1 | FALSE |  | 1.01 | 10.8758 | 65.2547 | 5536 | Window furniture/hardware, aluminium |  | 40 | D3 | 0 | 0 | 0 | 0 | 0 | 0 | 0 | 0 | 0
| Civic Offices | Services LED light fitting | 1701311 | 8404267 | 5.8 | Electrical installations | heat sink | Construction | 10.8758 | kg | 10 | 44 | 1 | FALSE | 1 | FALSE |  | 1.01 | 10.8758 | 65.2547 | 5536 | Window furniture/hardware, aluminium |  | 40 | D4 | 0 | 0 | 0 | 0 | 0 | 0 | 0 | 0 | 0
| Civic Offices | Services LED light fitting | 1701311 | 8404267 | 5.8 | Electrical installations | heat sink | Construction | 10.8758 | kg | 10 | 44 | 1 | FALSE | 1 | FALSE |  | 1.01 | 10.8758 | 65.2547 | 5536 | Window furniture/hardware, aluminium |  | 50 | B4B5 | 206.9623 | 7.0511e-06 | 1.4139 | 0.32381 | 0.10517 | 0.00018056 | 2587.8326 | 47.4393 | 1.3726
| Civic Offices | Services LED light fitting | 1701311 | 8404267 | 5.8 | Electrical installations | heat sink | Construction | 10.8758 | kg | 10 | 44 | 1 | FALSE | 1 | FALSE |  | 1.01 | 10.8758 | 65.2547 | 5536 | Window furniture/hardware, aluminium |  | 50 | D2 | 0 | 0 | 0 | 0 | 0 | 0 | 0 | 0 | 0
| Civic Offices | Services LED light fitting | 1701311 | 8404267 | 5.8 | Electrical installations | heat sink | Construction | 10.8758 | kg | 10 | 44 | 1 | FALSE | 1 | FALSE |  | 1.01 | 10.8758 | 65.2547 | 5536 | Window furniture/hardware, aluminium |  | 50 | D3 | 0 | 0 | 0 | 0 | 0 | 0 | 0 | 0 | 0
| Civic Offices | Services LED light fitting | 1701311 | 8404267 | 5.8 | Electrical installations | heat sink | Construction | 10.8758 | kg | 10 | 44 | 1 | FALSE | 1 | FALSE |  | 1.01 | 10.8758 | 65.2547 | 5536 | Window furniture/hardware, aluminium |  | 50 | D4 | 0 | 0 | 0 | 0 | 0 | 0 | 0 | 0 | 0
| Civic Offices | Services LED light fitting | 1701311 | 8404268 | 5.8 | Electrical installations | glass bulb | Construction | 3.1537 | kg | 10 | 44 | 1 | FALSE | 1 | FALSE |  | 1.05 | 3.1537 | 18.9221 | 5490 | General glazing, glass (toughened) |  | 0 | A1A3 | 3.7197 | 3.4297e-07 | 0.03532 | 0.0044536 | 0.0021392 | 2.3618e-05 | 45.5515 | 25.7377 | 0.018133
| Civic Offices | Services LED light fitting | 1701311 | 8404268 | 5.8 | Electrical installations | glass bulb | Construction | 3.1537 | kg | 10 | 44 | 1 | FALSE | 1 | FALSE |  | 1.05 | 3.1537 | 18.9221 | 5490 | General glazing, glass (toughened) |  | 0 | A4 | 0.079729 | 1.4676e-08 | 0.00026661 | 7.0343e-05 | 4.6509e-05 | 2.0997e-07 | 1.2041 | 0.14877 | 0.00033033
| Civic Offices | Services LED light fitting | 1701311 | 8404268 | 5.8 | Electrical installations | glass bulb | Construction | 3.1537 | kg | 10 | 44 | 1 | FALSE | 1 | FALSE |  | 1.05 | 3.1537 | 18.9221 | 5490 | General glazing, glass (toughened) |  | 0 | A5 | 0.00024559 | 8.4659e-11 | 1.8914e-06 | 4.6703e-07 | 3.2674e-07 | 2.6547e-10 | 0.007133 | 0.023653 | 0
| Civic Offices | Services LED light fitting | 1701311 | 8404268 | 5.8 | Electrical installations | glass bulb | Construction | 3.1537 | kg | 10 | 44 | 1 | FALSE | 1 | FALSE |  | 1.05 | 3.1537 | 18.9221 | 5490 | General glazing, glass (toughened) |  | 0 | D2 | 0 | 0 | 0 | 0 | 0 | 0 | 0 | 0 | 0
| Civic Offices | Services LED light fitting | 1701311 | 8404268 | 5.8 | Electrical installations | glass bulb | Construction | 3.1537 | kg | 10 | 44 | 1 | FALSE | 1 | FALSE |  | 1.05 | 3.1537 | 18.9221 | 5490 | General glazing, glass (toughened) |  | 0 | D3 | 0 | 0 | 0 | 0 | 0 | 0 | 0 | 0 | 0
| Civic Offices | Services LED light fitting | 1701311 | 8404268 | 5.8 | Electrical installations | glass bulb | Construction | 3.1537 | kg | 10 | 44 | 1 | FALSE | 1 | FALSE |  | 1.05 | 3.1537 | 18.9221 | 5490 | General glazing, glass (toughened) |  | 0 | D4 | 0 | 0 | 0 | 0 | 0 | 0 | 0 | 0 | 0
| Civic Offices | Services LED light fitting | 1701311 | 8404268 | 5.8 | Electrical installations | glass bulb | Construction | 3.1537 | kg | 10 | 44 | 1 | FALSE | 1 | FALSE |  | 1.05 | 3.1537 | 18.9221 | 5490 | General glazing, glass (toughened) |  | 60 | C2 | 0 | 0 | 0 | 0 | 0 | 0 | 0 | 0 | 0
| Civic Offices | Services LED light fitting | 1701311 | 8404268 | 5.8 | Electrical installations | glass bulb | Construction | 3.1537 | kg | 10 | 44 | 1 | FALSE | 1 | FALSE |  | 1.05 | 3.1537 | 18.9221 | 5490 | General glazing, glass (toughened) |  | 60 | C4 | 0.0049117 | 1.6932e-09 | 3.7828e-05 | 9.3406e-06 | 6.5347e-06 | 5.3095e-09 | 0.14266 | 0.47305 | 0.00046302
| Civic Offices | Services LED light fitting | 1701311 | 8404268 | 5.8 | Electrical installations | glass bulb | Construction | 3.1537 | kg | 10 | 44 | 1 | FALSE | 1 | FALSE |  | 1.05 | 3.1537 | 18.9221 | 5490 | General glazing, glass (toughened) |  | 60 | D2 | 0 | 0 | 0 | 0 | 0 | 0 | 0 | 0 | 0
| Civic Offices | Services LED light fitting | 1701311 | 8404268 | 5.8 | Electrical installations | glass bulb | Construction | 3.1537 | kg | 10 | 44 | 1 | FALSE | 1 | FALSE |  | 1.05 | 3.1537 | 18.9221 | 5490 | General glazing, glass (toughened) |  | 60 | D3 | 0 | 0 | 0 | 0 | 0 | 0 | 0 | 0 | 0
| Civic Offices | Services LED light fitting | 1701311 | 8404268 | 5.8 | Electrical installations | glass bulb | Construction | 3.1537 | kg | 10 | 44 | 1 | FALSE | 1 | FALSE |  | 1.05 | 3.1537 | 18.9221 | 5490 | General glazing, glass (toughened) |  | 60 | D4 | 0 | 0 | 0 | 0 | 0 | 0 | 0 | 0 | 0
| Civic Offices | Services LED light fitting | 1701311 | 8404268 | 5.8 | Electrical installations | glass bulb | Construction | 3.1537 | kg | 10 | 44 | 1 | FALSE | 1 | FALSE |  | 1.05 | 3.1537 | 18.9221 | 5490 | General glazing, glass (toughened) |  | 10 | B4B5 | 3.8046 | 3.5942e-07 | 0.035626 | 0.0045338 | 0.0021925 | 2.3834e-05 | 46.9054 | 26.3832 | 0.018463
| Civic Offices | Services LED light fitting | 1701311 | 8404268 | 5.8 | Electrical installations | glass bulb | Construction | 3.1537 | kg | 10 | 44 | 1 | FALSE | 1 | FALSE |  | 1.05 | 3.1537 | 18.9221 | 5490 | General glazing, glass (toughened) |  | 10 | D2 | 0 | 0 | 0 | 0 | 0 | 0 | 0 | 0 | 0
| Civic Offices | Services LED light fitting | 1701311 | 8404268 | 5.8 | Electrical installations | glass bulb | Construction | 3.1537 | kg | 10 | 44 | 1 | FALSE | 1 | FALSE |  | 1.05 | 3.1537 | 18.9221 | 5490 | General glazing, glass (toughened) |  | 10 | D3 | 0 | 0 | 0 | 0 | 0 | 0 | 0 | 0 | 0
| Civic Offices | Services LED light fitting | 1701311 | 8404268 | 5.8 | Electrical installations | glass bulb | Construction | 3.1537 | kg | 10 | 44 | 1 | FALSE | 1 | FALSE |  | 1.05 | 3.1537 | 18.9221 | 5490 | General glazing, glass (toughened) |  | 10 | D4 | 0 | 0 | 0 | 0 | 0 | 0 | 0 | 0 | 0
| Civic Offices | Services LED light fitting | 1701311 | 8404268 | 5.8 | Electrical installations | glass bulb | Construction | 3.1537 | kg | 10 | 44 | 1 | FALSE | 1 | FALSE |  | 1.05 | 3.1537 | 18.9221 | 5490 | General glazing, glass (toughened) |  | 20 | B4B5 | 3.8046 | 3.5942e-07 | 0.035626 | 0.0045338 | 0.0021925 | 2.3834e-05 | 46.9054 | 26.3832 | 0.018463
| Civic Offices | Services LED light fitting | 1701311 | 8404268 | 5.8 | Electrical installations | glass bulb | Construction | 3.1537 | kg | 10 | 44 | 1 | FALSE | 1 | FALSE |  | 1.05 | 3.1537 | 18.9221 | 5490 | General glazing, glass (toughened) |  | 20 | D2 | 0 | 0 | 0 | 0 | 0 | 0 | 0 | 0 | 0
| Civic Offices | Services LED light fitting | 1701311 | 8404268 | 5.8 | Electrical installations | glass bulb | Construction | 3.1537 | kg | 10 | 44 | 1 | FALSE | 1 | FALSE |  | 1.05 | 3.1537 | 18.9221 | 5490 | General glazing, glass (toughened) |  | 20 | D3 | 0 | 0 | 0 | 0 | 0 | 0 | 0 | 0 | 0
| Civic Offices | Services LED light fitting | 1701311 | 8404268 | 5.8 | Electrical installations | glass bulb | Construction | 3.1537 | kg | 10 | 44 | 1 | FALSE | 1 | FALSE |  | 1.05 | 3.1537 | 18.9221 | 5490 | General glazing, glass (toughened) |  | 20 | D4 | 0 | 0 | 0 | 0 | 0 | 0 | 0 | 0 | 0
| Civic Offices | Services LED light fitting | 1701311 | 8404268 | 5.8 | Electrical installations | glass bulb | Construction | 3.1537 | kg | 10 | 44 | 1 | FALSE | 1 | FALSE |  | 1.05 | 3.1537 | 18.9221 | 5490 | General glazing, glass (toughened) |  | 30 | B4B5 | 3.8046 | 3.5942e-07 | 0.035626 | 0.0045338 | 0.0021925 | 2.3834e-05 | 46.9054 | 26.3832 | 0.018463
| Civic Offices | Services LED light fitting | 1701311 | 8404268 | 5.8 | Electrical installations | glass bulb | Construction | 3.1537 | kg | 10 | 44 | 1 | FALSE | 1 | FALSE |  | 1.05 | 3.1537 | 18.9221 | 5490 | General glazing, glass (toughened) |  | 30 | D2 | 0 | 0 | 0 | 0 | 0 | 0 | 0 | 0 | 0
| Civic Offices | Services LED light fitting | 1701311 | 8404268 | 5.8 | Electrical installations | glass bulb | Construction | 3.1537 | kg | 10 | 44 | 1 | FALSE | 1 | FALSE |  | 1.05 | 3.1537 | 18.9221 | 5490 | General glazing, glass (toughened) |  | 30 | D3 | 0 | 0 | 0 | 0 | 0 | 0 | 0 | 0 | 0
| Civic Offices | Services LED light fitting | 1701311 | 8404268 | 5.8 | Electrical installations | glass bulb | Construction | 3.1537 | kg | 10 | 44 | 1 | FALSE | 1 | FALSE |  | 1.05 | 3.1537 | 18.9221 | 5490 | General glazing, glass (toughened) |  | 30 | D4 | 0 | 0 | 0 | 0 | 0 | 0 | 0 | 0 | 0
| Civic Offices | Services LED light fitting | 1701311 | 8404268 | 5.8 | Electrical installations | glass bulb | Construction | 3.1537 | kg | 10 | 44 | 1 | FALSE | 1 | FALSE |  | 1.05 | 3.1537 | 18.9221 | 5490 | General glazing, glass (toughened) |  | 40 | B4B5 | 3.8046 | 3.5942e-07 | 0.035626 | 0.0045338 | 0.0021925 | 2.3834e-05 | 46.9054 | 26.3832 | 0.018463
| Civic Offices | Services LED light fitting | 1701311 | 8404268 | 5.8 | Electrical installations | glass bulb | Construction | 3.1537 | kg | 10 | 44 | 1 | FALSE | 1 | FALSE |  | 1.05 | 3.1537 | 18.9221 | 5490 | General glazing, glass (toughened) |  | 40 | D2 | 0 | 0 | 0 | 0 | 0 | 0 | 0 | 0 | 0
| Civic Offices | Services LED light fitting | 1701311 | 8404268 | 5.8 | Electrical installations | glass bulb | Construction | 3.1537 | kg | 10 | 44 | 1 | FALSE | 1 | FALSE |  | 1.05 | 3.1537 | 18.9221 | 5490 | General glazing, glass (toughened) |  | 40 | D3 | 0 | 0 | 0 | 0 | 0 | 0 | 0 | 0 | 0
| Civic Offices | Services LED light fitting | 1701311 | 8404268 | 5.8 | Electrical installations | glass bulb | Construction | 3.1537 | kg | 10 | 44 | 1 | FALSE | 1 | FALSE |  | 1.05 | 3.1537 | 18.9221 | 5490 | General glazing, glass (toughened) |  | 40 | D4 | 0 | 0 | 0 | 0 | 0 | 0 | 0 | 0 | 0
| Civic Offices | Services LED light fitting | 1701311 | 8404268 | 5.8 | Electrical installations | glass bulb | Construction | 3.1537 | kg | 10 | 44 | 1 | FALSE | 1 | FALSE |  | 1.05 | 3.1537 | 18.9221 | 5490 | General glazing, glass (toughened) |  | 50 | B4B5 | 3.8046 | 3.5942e-07 | 0.035626 | 0.0045338 | 0.0021925 | 2.3834e-05 | 46.9054 | 26.3832 | 0.018463
| Civic Offices | Services LED light fitting | 1701311 | 8404268 | 5.8 | Electrical installations | glass bulb | Construction | 3.1537 | kg | 10 | 44 | 1 | FALSE | 1 | FALSE |  | 1.05 | 3.1537 | 18.9221 | 5490 | General glazing, glass (toughened) |  | 50 | D2 | 0 | 0 | 0 | 0 | 0 | 0 | 0 | 0 | 0
| Civic Offices | Services LED light fitting | 1701311 | 8404268 | 5.8 | Electrical installations | glass bulb | Construction | 3.1537 | kg | 10 | 44 | 1 | FALSE | 1 | FALSE |  | 1.05 | 3.1537 | 18.9221 | 5490 | General glazing, glass (toughened) |  | 50 | D3 | 0 | 0 | 0 | 0 | 0 | 0 | 0 | 0 | 0
| Civic Offices | Services LED light fitting | 1701311 | 8404268 | 5.8 | Electrical installations | glass bulb | Construction | 3.1537 | kg | 10 | 44 | 1 | FALSE | 1 | FALSE |  | 1.05 | 3.1537 | 18.9221 | 5490 | General glazing, glass (toughened) |  | 50 | D4 | 0 | 0 | 0 | 0 | 0 | 0 | 0 | 0 | 0
| Civic Offices | Services LED light fitting | 1701311 | 8404269 | 5.8 | Electrical installations | connectors | Construction | 0.14737 | kg | 10 | 44 | 1 | FALSE | 1 | FALSE |  | 1.05 | 0.14737 | 0.88421 | 5014 | Cladding sheet (angle seamed), copper |  | 0 | A1A3 | 1.0654 | 8.8537e-07 | 0.054183 | 0.036169 | 0.002995 | 0.00024651 | 16.165 | 3.1556 | 0.034054
| Civic Offices | Services LED light fitting | 1701311 | 8404269 | 5.8 | Electrical installations | connectors | Construction | 0.14737 | kg | 10 | 44 | 1 | FALSE | 1 | FALSE |  | 1.05 | 0.14737 | 0.88421 | 5014 | Cladding sheet (angle seamed), copper |  | 0 | A4 | 0.0030317 | 5.4472e-10 | 9.9268e-06 | 2.6831e-06 | 1.6935e-06 | 1.0573e-08 | 0.045192 | 0.0069005 | 1.2476e-05
| Civic Offices | Services LED light fitting | 1701311 | 8404269 | 5.8 | Electrical installations | connectors | Construction | 0.14737 | kg | 10 | 44 | 1 | FALSE | 1 | FALSE |  | 1.05 | 0.14737 | 0.88421 | 5014 | Cladding sheet (angle seamed), copper |  | 0 | A5 | 3.8301e-06 | 1.0029e-12 | 2.6784e-08 | 8.801e-09 | 4.4444e-09 | 5.403e-12 | 9.3897e-05 | 0.0011053 | 0
| Civic Offices | Services LED light fitting | 1701311 | 8404269 | 5.8 | Electrical installations | connectors | Construction | 0.14737 | kg | 10 | 44 | 1 | FALSE | 1 | FALSE |  | 1.05 | 0.14737 | 0.88421 | 5014 | Cladding sheet (angle seamed), copper |  | 0 | D2 | 0 | 0 | 0 | 0 | 0 | 0 | 0 | 0 | 0
| Civic Offices | Services LED light fitting | 1701311 | 8404269 | 5.8 | Electrical installations | connectors | Construction | 0.14737 | kg | 10 | 44 | 1 | FALSE | 1 | FALSE |  | 1.05 | 0.14737 | 0.88421 | 5014 | Cladding sheet (angle seamed), copper |  | 0 | D3 | 0 | 0 | 0 | 0 | 0 | 0 | 0 | 0 | 0
| Civic Offices | Services LED light fitting | 1701311 | 8404269 | 5.8 | Electrical installations | connectors | Construction | 0.14737 | kg | 10 | 44 | 1 | FALSE | 1 | FALSE |  | 1.05 | 0.14737 | 0.88421 | 5014 | Cladding sheet (angle seamed), copper |  | 0 | D4 | 0 | 0 | 0 | 0 | 0 | 0 | 0 | 0 | 0
| Civic Offices | Services LED light fitting | 1701311 | 8404269 | 5.8 | Electrical installations | connectors | Construction | 0.14737 | kg | 10 | 44 | 1 | FALSE | 1 | FALSE |  | 1.05 | 0.14737 | 0.88421 | 5014 | Cladding sheet (angle seamed), copper |  | 60 | C2 | 0 | 0 | 0 | 0 | 0 | 0 | 0 | 0 | 0
| Civic Offices | Services LED light fitting | 1701311 | 8404269 | 5.8 | Electrical installations | connectors | Construction | 0.14737 | kg | 10 | 44 | 1 | FALSE | 1 | FALSE |  | 1.05 | 0.14737 | 0.88421 | 5014 | Cladding sheet (angle seamed), copper |  | 60 | C4 | 7.6602e-05 | 2.0059e-11 | 5.3567e-07 | 1.7602e-07 | 8.8889e-08 | 1.0806e-10 | 0.0018779 | 0.022105 | 3.8416e-06
| Civic Offices | Services LED light fitting | 1701311 | 8404269 | 5.8 | Electrical installations | connectors | Construction | 0.14737 | kg | 10 | 44 | 1 | FALSE | 1 | FALSE |  | 1.05 | 0.14737 | 0.88421 | 5014 | Cladding sheet (angle seamed), copper |  | 60 | D2 | 0 | 0 | 0 | 0 | 0 | 0 | 0 | 0 | 0
| Civic Offices | Services LED light fitting | 1701311 | 8404269 | 5.8 | Electrical installations | connectors | Construction | 0.14737 | kg | 10 | 44 | 1 | FALSE | 1 | FALSE |  | 1.05 | 0.14737 | 0.88421 | 5014 | Cladding sheet (angle seamed), copper |  | 60 | D3 | 0 | 0 | 0 | 0 | 0 | 0 | 0 | 0 | 0
| Civic Offices | Services LED light fitting | 1701311 | 8404269 | 5.8 | Electrical installations | connectors | Construction | 0.14737 | kg | 10 | 44 | 1 | FALSE | 1 | FALSE |  | 1.05 | 0.14737 | 0.88421 | 5014 | Cladding sheet (angle seamed), copper |  | 60 | D4 | 0 | 0 | 0 | 0 | 0 | 0 | 0 | 0 | 0
| Civic Offices | Services LED light fitting | 1701311 | 8404269 | 5.8 | Electrical installations | connectors | Construction | 0.14737 | kg | 10 | 44 | 1 | FALSE | 1 | FALSE |  | 1.05 | 0.14737 | 0.88421 | 5014 | Cladding sheet (angle seamed), copper |  | 10 | B4B5 | 1.0685 | 8.8593e-07 | 0.054193 | 0.036171 | 0.0029968 | 0.00024652 | 16.2122 | 3.1857 | 0.034067
| Civic Offices | Services LED light fitting | 1701311 | 8404269 | 5.8 | Electrical installations | connectors | Construction | 0.14737 | kg | 10 | 44 | 1 | FALSE | 1 | FALSE |  | 1.05 | 0.14737 | 0.88421 | 5014 | Cladding sheet (angle seamed), copper |  | 10 | D2 | 0 | 0 | 0 | 0 | 0 | 0 | 0 | 0 | 0
| Civic Offices | Services LED light fitting | 1701311 | 8404269 | 5.8 | Electrical installations | connectors | Construction | 0.14737 | kg | 10 | 44 | 1 | FALSE | 1 | FALSE |  | 1.05 | 0.14737 | 0.88421 | 5014 | Cladding sheet (angle seamed), copper |  | 10 | D3 | 0 | 0 | 0 | 0 | 0 | 0 | 0 | 0 | 0
| Civic Offices | Services LED light fitting | 1701311 | 8404269 | 5.8 | Electrical installations | connectors | Construction | 0.14737 | kg | 10 | 44 | 1 | FALSE | 1 | FALSE |  | 1.05 | 0.14737 | 0.88421 | 5014 | Cladding sheet (angle seamed), copper |  | 10 | D4 | 0 | 0 | 0 | 0 | 0 | 0 | 0 | 0 | 0
| Civic Offices | Services LED light fitting | 1701311 | 8404269 | 5.8 | Electrical installations | connectors | Construction | 0.14737 | kg | 10 | 44 | 1 | FALSE | 1 | FALSE |  | 1.05 | 0.14737 | 0.88421 | 5014 | Cladding sheet (angle seamed), copper |  | 20 | B4B5 | 1.0685 | 8.8593e-07 | 0.054193 | 0.036171 | 0.0029968 | 0.00024652 | 16.2122 | 3.1857 | 0.034067
| Civic Offices | Services LED light fitting | 1701311 | 8404269 | 5.8 | Electrical installations | connectors | Construction | 0.14737 | kg | 10 | 44 | 1 | FALSE | 1 | FALSE |  | 1.05 | 0.14737 | 0.88421 | 5014 | Cladding sheet (angle seamed), copper |  | 20 | D2 | 0 | 0 | 0 | 0 | 0 | 0 | 0 | 0 | 0
| Civic Offices | Services LED light fitting | 1701311 | 8404269 | 5.8 | Electrical installations | connectors | Construction | 0.14737 | kg | 10 | 44 | 1 | FALSE | 1 | FALSE |  | 1.05 | 0.14737 | 0.88421 | 5014 | Cladding sheet (angle seamed), copper |  | 20 | D3 | 0 | 0 | 0 | 0 | 0 | 0 | 0 | 0 | 0
| Civic Offices | Services LED light fitting | 1701311 | 8404269 | 5.8 | Electrical installations | connectors | Construction | 0.14737 | kg | 10 | 44 | 1 | FALSE | 1 | FALSE |  | 1.05 | 0.14737 | 0.88421 | 5014 | Cladding sheet (angle seamed), copper |  | 20 | D4 | 0 | 0 | 0 | 0 | 0 | 0 | 0 | 0 | 0
| Civic Offices | Services LED light fitting | 1701311 | 8404269 | 5.8 | Electrical installations | connectors | Construction | 0.14737 | kg | 10 | 44 | 1 | FALSE | 1 | FALSE |  | 1.05 | 0.14737 | 0.88421 | 5014 | Cladding sheet (angle seamed), copper |  | 30 | B4B5 | 1.0685 | 8.8593e-07 | 0.054193 | 0.036171 | 0.0029968 | 0.00024652 | 16.2122 | 3.1857 | 0.034067
| Civic Offices | Services LED light fitting | 1701311 | 8404269 | 5.8 | Electrical installations | connectors | Construction | 0.14737 | kg | 10 | 44 | 1 | FALSE | 1 | FALSE |  | 1.05 | 0.14737 | 0.88421 | 5014 | Cladding sheet (angle seamed), copper |  | 30 | D2 | 0 | 0 | 0 | 0 | 0 | 0 | 0 | 0 | 0
| Civic Offices | Services LED light fitting | 1701311 | 8404269 | 5.8 | Electrical installations | connectors | Construction | 0.14737 | kg | 10 | 44 | 1 | FALSE | 1 | FALSE |  | 1.05 | 0.14737 | 0.88421 | 5014 | Cladding sheet (angle seamed), copper |  | 30 | D3 | 0 | 0 | 0 | 0 | 0 | 0 | 0 | 0 | 0
| Civic Offices | Services LED light fitting | 1701311 | 8404269 | 5.8 | Electrical installations | connectors | Construction | 0.14737 | kg | 10 | 44 | 1 | FALSE | 1 | FALSE |  | 1.05 | 0.14737 | 0.88421 | 5014 | Cladding sheet (angle seamed), copper |  | 30 | D4 | 0 | 0 | 0 | 0 | 0 | 0 | 0 | 0 | 0
| Civic Offices | Services LED light fitting | 1701311 | 8404269 | 5.8 | Electrical installations | connectors | Construction | 0.14737 | kg | 10 | 44 | 1 | FALSE | 1 | FALSE |  | 1.05 | 0.14737 | 0.88421 | 5014 | Cladding sheet (angle seamed), copper |  | 40 | B4B5 | 1.0685 | 8.8593e-07 | 0.054193 | 0.036171 | 0.0029968 | 0.00024652 | 16.2122 | 3.1857 | 0.034067
| Civic Offices | Services LED light fitting | 1701311 | 8404269 | 5.8 | Electrical installations | connectors | Construction | 0.14737 | kg | 10 | 44 | 1 | FALSE | 1 | FALSE |  | 1.05 | 0.14737 | 0.88421 | 5014 | Cladding sheet (angle seamed), copper |  | 40 | D2 | 0 | 0 | 0 | 0 | 0 | 0 | 0 | 0 | 0
| Civic Offices | Services LED light fitting | 1701311 | 8404269 | 5.8 | Electrical installations | connectors | Construction | 0.14737 | kg | 10 | 44 | 1 | FALSE | 1 | FALSE |  | 1.05 | 0.14737 | 0.88421 | 5014 | Cladding sheet (angle seamed), copper |  | 40 | D3 | 0 | 0 | 0 | 0 | 0 | 0 | 0 | 0 | 0
| Civic Offices | Services LED light fitting | 1701311 | 8404269 | 5.8 | Electrical installations | connectors | Construction | 0.14737 | kg | 10 | 44 | 1 | FALSE | 1 | FALSE |  | 1.05 | 0.14737 | 0.88421 | 5014 | Cladding sheet (angle seamed), copper |  | 40 | D4 | 0 | 0 | 0 | 0 | 0 | 0 | 0 | 0 | 0
| Civic Offices | Services LED light fitting | 1701311 | 8404269 | 5.8 | Electrical installations | connectors | Construction | 0.14737 | kg | 10 | 44 | 1 | FALSE | 1 | FALSE |  | 1.05 | 0.14737 | 0.88421 | 5014 | Cladding sheet (angle seamed), copper |  | 50 | B4B5 | 1.0685 | 8.8593e-07 | 0.054193 | 0.036171 | 0.0029968 | 0.00024652 | 16.2122 | 3.1857 | 0.034067
| Civic Offices | Services LED light fitting | 1701311 | 8404269 | 5.8 | Electrical installations | connectors | Construction | 0.14737 | kg | 10 | 44 | 1 | FALSE | 1 | FALSE |  | 1.05 | 0.14737 | 0.88421 | 5014 | Cladding sheet (angle seamed), copper |  | 50 | D2 | 0 | 0 | 0 | 0 | 0 | 0 | 0 | 0 | 0
| Civic Offices | Services LED light fitting | 1701311 | 8404269 | 5.8 | Electrical installations | connectors | Construction | 0.14737 | kg | 10 | 44 | 1 | FALSE | 1 | FALSE |  | 1.05 | 0.14737 | 0.88421 | 5014 | Cladding sheet (angle seamed), copper |  | 50 | D3 | 0 | 0 | 0 | 0 | 0 | 0 | 0 | 0 | 0
| Civic Offices | Services LED light fitting | 1701311 | 8404269 | 5.8 | Electrical installations | connectors | Construction | 0.14737 | kg | 10 | 44 | 1 | FALSE | 1 | FALSE |  | 1.05 | 0.14737 | 0.88421 | 5014 | Cladding sheet (angle seamed), copper |  | 50 | D4 | 0 | 0 | 0 | 0 | 0 | 0 | 0 | 0 | 0
| Civic Offices | Services LED light fitting | 1701311 | 8404270 | 5.8 | Electrical installations | insulator | Construction | 5.0989 | kg | 10 | 44 | 1 | FALSE | 1 | FALSE |  | 1.1 | 5.0989 | 30.5937 | 5052 | Membrane (breather), polypropylene |  | 0 | A1A3 | 30.8119 | 7.0362e-07 | 0.17353 | 0.049901 | 0.020616 | 3.6154e-05 | 670.8168 | 2.6616 | 0.15201
| Civic Offices | Services LED light fitting | 1701311 | 8404270 | 5.8 | Electrical installations | insulator | Construction | 5.0989 | kg | 10 | 44 | 1 | FALSE | 1 | FALSE |  | 1.1 | 5.0989 | 30.5937 | 5052 | Membrane (breather), polypropylene |  | 0 | A4 | 0.10627 | 1.9094e-08 | 0.00034796 | 9.4048e-05 | 5.9362e-05 | 3.7061e-07 | 1.5841 | 0.24188 | 0.00043731
| Civic Offices | Services LED light fitting | 1701311 | 8404270 | 5.8 | Electrical installations | insulator | Construction | 5.0989 | kg | 10 | 44 | 1 | FALSE | 1 | FALSE |  | 1.1 | 5.0989 | 30.5937 | 5052 | Membrane (breather), polypropylene |  | 0 | A5 | 0.013439 | 4.2744e-10 | 1.2374e-05 | 0.0011275 | 4.1058e-06 | 2.3882e-09 | 0.039115 | 0.081583 | 0
| Civic Offices | Services LED light fitting | 1701311 | 8404270 | 5.8 | Electrical installations | insulator | Construction | 5.0989 | kg | 10 | 44 | 1 | FALSE | 1 | FALSE |  | 1.1 | 5.0989 | 30.5937 | 5052 | Membrane (breather), polypropylene |  | 0 | D2 | 0 | 0 | 0 | 0 | 0 | 0 | 0 | 0 | 0
| Civic Offices | Services LED light fitting | 1701311 | 8404270 | 5.8 | Electrical installations | insulator | Construction | 5.0989 | kg | 10 | 44 | 1 | FALSE | 1 | FALSE |  | 1.1 | 5.0989 | 30.5937 | 5052 | Membrane (breather), polypropylene |  | 0 | D3 | 0 | 0 | 0 | 0 | 0 | 0 | 0 | 0 | 0
| Civic Offices | Services LED light fitting | 1701311 | 8404270 | 5.8 | Electrical installations | insulator | Construction | 5.0989 | kg | 10 | 44 | 1 | FALSE | 1 | FALSE |  | 1.1 | 5.0989 | 30.5937 | 5052 | Membrane (breather), polypropylene |  | 0 | D4 | 0 | 0 | 0 | 0 | 0 | 0 | 0 | 0 | 0
| Civic Offices | Services LED light fitting | 1701311 | 8404270 | 5.8 | Electrical installations | insulator | Construction | 5.0989 | kg | 10 | 44 | 1 | FALSE | 1 | FALSE |  | 1.1 | 5.0989 | 30.5937 | 5052 | Membrane (breather), polypropylene |  | 60 | C2 | 0 | 0 | 0 | 0 | 0 | 0 | 0 | 0 | 0
| Civic Offices | Services LED light fitting | 1701311 | 8404270 | 5.8 | Electrical installations | insulator | Construction | 5.0989 | kg | 10 | 44 | 1 | FALSE | 1 | FALSE |  | 1.1 | 5.0989 | 30.5937 | 5052 | Membrane (breather), polypropylene |  | 60 | C4 | 0.13439 | 4.2744e-09 | 0.00012374 | 0.011275 | 4.1058e-05 | 2.3882e-08 | 0.39115 | 0.81583 | 0.0037834
| Civic Offices | Services LED light fitting | 1701311 | 8404270 | 5.8 | Electrical installations | insulator | Construction | 5.0989 | kg | 10 | 44 | 1 | FALSE | 1 | FALSE |  | 1.1 | 5.0989 | 30.5937 | 5052 | Membrane (breather), polypropylene |  | 60 | D2 | 0 | 0 | 0 | 0 | 0 | 0 | 0 | 0 | 0
| Civic Offices | Services LED light fitting | 1701311 | 8404270 | 5.8 | Electrical installations | insulator | Construction | 5.0989 | kg | 10 | 44 | 1 | FALSE | 1 | FALSE |  | 1.1 | 5.0989 | 30.5937 | 5052 | Membrane (breather), polypropylene |  | 60 | D3 | 0 | 0 | 0 | 0 | 0 | 0 | 0 | 0 | 0
| Civic Offices | Services LED light fitting | 1701311 | 8404270 | 5.8 | Electrical installations | insulator | Construction | 5.0989 | kg | 10 | 44 | 1 | FALSE | 1 | FALSE |  | 1.1 | 5.0989 | 30.5937 | 5052 | Membrane (breather), polypropylene |  | 60 | D4 | 0 | 0 | 0 | 0 | 0 | 0 | 0 | 0 | 0
| Civic Offices | Services LED light fitting | 1701311 | 8404270 | 5.8 | Electrical installations | insulator | Construction | 5.0989 | kg | 10 | 44 | 1 | FALSE | 1 | FALSE |  | 1.1 | 5.0989 | 30.5937 | 5052 | Membrane (breather), polypropylene |  | 10 | B4B5 | 31.066 | 7.2742e-07 | 0.17402 | 0.062398 | 0.02072 | 3.6551e-05 | 672.8312 | 3.8009 | 0.15245
| Civic Offices | Services LED light fitting | 1701311 | 8404270 | 5.8 | Electrical installations | insulator | Construction | 5.0989 | kg | 10 | 44 | 1 | FALSE | 1 | FALSE |  | 1.1 | 5.0989 | 30.5937 | 5052 | Membrane (breather), polypropylene |  | 10 | D2 | 0 | 0 | 0 | 0 | 0 | 0 | 0 | 0 | 0
| Civic Offices | Services LED light fitting | 1701311 | 8404270 | 5.8 | Electrical installations | insulator | Construction | 5.0989 | kg | 10 | 44 | 1 | FALSE | 1 | FALSE |  | 1.1 | 5.0989 | 30.5937 | 5052 | Membrane (breather), polypropylene |  | 10 | D3 | 0 | 0 | 0 | 0 | 0 | 0 | 0 | 0 | 0
| Civic Offices | Services LED light fitting | 1701311 | 8404270 | 5.8 | Electrical installations | insulator | Construction | 5.0989 | kg | 10 | 44 | 1 | FALSE | 1 | FALSE |  | 1.1 | 5.0989 | 30.5937 | 5052 | Membrane (breather), polypropylene |  | 10 | D4 | 0 | 0 | 0 | 0 | 0 | 0 | 0 | 0 | 0
| Civic Offices | Services LED light fitting | 1701311 | 8404270 | 5.8 | Electrical installations | insulator | Construction | 5.0989 | kg | 10 | 44 | 1 | FALSE | 1 | FALSE |  | 1.1 | 5.0989 | 30.5937 | 5052 | Membrane (breather), polypropylene |  | 20 | B4B5 | 31.066 | 7.2742e-07 | 0.17402 | 0.062398 | 0.02072 | 3.6551e-05 | 672.8312 | 3.8009 | 0.15245
| Civic Offices | Services LED light fitting | 1701311 | 8404270 | 5.8 | Electrical installations | insulator | Construction | 5.0989 | kg | 10 | 44 | 1 | FALSE | 1 | FALSE |  | 1.1 | 5.0989 | 30.5937 | 5052 | Membrane (breather), polypropylene |  | 20 | D2 | 0 | 0 | 0 | 0 | 0 | 0 | 0 | 0 | 0
| Civic Offices | Services LED light fitting | 1701311 | 8404270 | 5.8 | Electrical installations | insulator | Construction | 5.0989 | kg | 10 | 44 | 1 | FALSE | 1 | FALSE |  | 1.1 | 5.0989 | 30.5937 | 5052 | Membrane (breather), polypropylene |  | 20 | D3 | 0 | 0 | 0 | 0 | 0 | 0 | 0 | 0 | 0
| Civic Offices | Services LED light fitting | 1701311 | 8404270 | 5.8 | Electrical installations | insulator | Construction | 5.0989 | kg | 10 | 44 | 1 | FALSE | 1 | FALSE |  | 1.1 | 5.0989 | 30.5937 | 5052 | Membrane (breather), polypropylene |  | 20 | D4 | 0 | 0 | 0 | 0 | 0 | 0 | 0 | 0 | 0
| Civic Offices | Services LED light fitting | 1701311 | 8404270 | 5.8 | Electrical installations | insulator | Construction | 5.0989 | kg | 10 | 44 | 1 | FALSE | 1 | FALSE |  | 1.1 | 5.0989 | 30.5937 | 5052 | Membrane (breather), polypropylene |  | 30 | B4B5 | 31.066 | 7.2742e-07 | 0.17402 | 0.062398 | 0.02072 | 3.6551e-05 | 672.8312 | 3.8009 | 0.15245
| Civic Offices | Services LED light fitting | 1701311 | 8404270 | 5.8 | Electrical installations | insulator | Construction | 5.0989 | kg | 10 | 44 | 1 | FALSE | 1 | FALSE |  | 1.1 | 5.0989 | 30.5937 | 5052 | Membrane (breather), polypropylene |  | 30 | D2 | 0 | 0 | 0 | 0 | 0 | 0 | 0 | 0 | 0
| Civic Offices | Services LED light fitting | 1701311 | 8404270 | 5.8 | Electrical installations | insulator | Construction | 5.0989 | kg | 10 | 44 | 1 | FALSE | 1 | FALSE |  | 1.1 | 5.0989 | 30.5937 | 5052 | Membrane (breather), polypropylene |  | 30 | D3 | 0 | 0 | 0 | 0 | 0 | 0 | 0 | 0 | 0
| Civic Offices | Services LED light fitting | 1701311 | 8404270 | 5.8 | Electrical installations | insulator | Construction | 5.0989 | kg | 10 | 44 | 1 | FALSE | 1 | FALSE |  | 1.1 | 5.0989 | 30.5937 | 5052 | Membrane (breather), polypropylene |  | 30 | D4 | 0 | 0 | 0 | 0 | 0 | 0 | 0 | 0 | 0
| Civic Offices | Services LED light fitting | 1701311 | 8404270 | 5.8 | Electrical installations | insulator | Construction | 5.0989 | kg | 10 | 44 | 1 | FALSE | 1 | FALSE |  | 1.1 | 5.0989 | 30.5937 | 5052 | Membrane (breather), polypropylene |  | 40 | B4B5 | 31.066 | 7.2742e-07 | 0.17402 | 0.062398 | 0.02072 | 3.6551e-05 | 672.8312 | 3.8009 | 0.15245
| Civic Offices | Services LED light fitting | 1701311 | 8404270 | 5.8 | Electrical installations | insulator | Construction | 5.0989 | kg | 10 | 44 | 1 | FALSE | 1 | FALSE |  | 1.1 | 5.0989 | 30.5937 | 5052 | Membrane (breather), polypropylene |  | 40 | D2 | 0 | 0 | 0 | 0 | 0 | 0 | 0 | 0 | 0
| Civic Offices | Services LED light fitting | 1701311 | 8404270 | 5.8 | Electrical installations | insulator | Construction | 5.0989 | kg | 10 | 44 | 1 | FALSE | 1 | FALSE |  | 1.1 | 5.0989 | 30.5937 | 5052 | Membrane (breather), polypropylene |  | 40 | D3 | 0 | 0 | 0 | 0 | 0 | 0 | 0 | 0 | 0
| Civic Offices | Services LED light fitting | 1701311 | 8404270 | 5.8 | Electrical installations | insulator | Construction | 5.0989 | kg | 10 | 44 | 1 | FALSE | 1 | FALSE |  | 1.1 | 5.0989 | 30.5937 | 5052 | Membrane (breather), polypropylene |  | 40 | D4 | 0 | 0 | 0 | 0 | 0 | 0 | 0 | 0 | 0
| Civic Offices | Services LED light fitting | 1701311 | 8404270 | 5.8 | Electrical installations | insulator | Construction | 5.0989 | kg | 10 | 44 | 1 | FALSE | 1 | FALSE |  | 1.1 | 5.0989 | 30.5937 | 5052 | Membrane (breather), polypropylene |  | 50 | B4B5 | 31.066 | 7.2742e-07 | 0.17402 | 0.062398 | 0.02072 | 3.6551e-05 | 672.8312 | 3.8009 | 0.15245
| Civic Offices | Services LED light fitting | 1701311 | 8404270 | 5.8 | Electrical installations | insulator | Construction | 5.0989 | kg | 10 | 44 | 1 | FALSE | 1 | FALSE |  | 1.1 | 5.0989 | 30.5937 | 5052 | Membrane (breather), polypropylene |  | 50 | D2 | 0 | 0 | 0 | 0 | 0 | 0 | 0 | 0 | 0
| Civic Offices | Services LED light fitting | 1701311 | 8404270 | 5.8 | Electrical installations | insulator | Construction | 5.0989 | kg | 10 | 44 | 1 | FALSE | 1 | FALSE |  | 1.1 | 5.0989 | 30.5937 | 5052 | Membrane (breather), polypropylene |  | 50 | D3 | 0 | 0 | 0 | 0 | 0 | 0 | 0 | 0 | 0
| Civic Offices | Services LED light fitting | 1701311 | 8404270 | 5.8 | Electrical installations | insulator | Construction | 5.0989 | kg | 10 | 44 | 1 | FALSE | 1 | FALSE |  | 1.1 | 5.0989 | 30.5937 | 5052 | Membrane (breather), polypropylene |  | 50 | D4 | 0 | 0 | 0 | 0 | 0 | 0 | 0 | 0 | 0
| Civic Offices | Services LED light fitting | 1701311 | 8404271 | 5.8 | Electrical installations | plates | Construction | 3.5958 | kg | 10 | 44 | 1 | FALSE | 1 | FALSE |  | 1.05 | 3.5958 | 21.5747 | 5168 | Fencing (posts, square section), steel (galvanized) |  | 0 | A1A3 | 9.8106 | 6.6689e-07 | 0.16038 | 0.05006 | 0.0094375 | 0.0023134 | 132.0684 | 7.4128 | 0.19114
| Civic Offices | Services LED light fitting | 1701311 | 8404271 | 5.8 | Electrical installations | plates | Construction | 3.5958 | kg | 10 | 44 | 1 | FALSE | 1 | FALSE |  | 1.05 | 3.5958 | 21.5747 | 5168 | Fencing (posts, square section), steel (galvanized) |  | 0 | A4 | 0.15671 | 2.1685e-08 | 0.0007451 | 0.00013836 | 9.8364e-05 | 3.4899e-07 | 2.2929 | 0.66588 | 0.00063688
| Civic Offices | Services LED light fitting | 1701311 | 8404271 | 5.8 | Electrical installations | plates | Construction | 3.5958 | kg | 10 | 44 | 1 | FALSE | 1 | FALSE |  | 1.05 | 3.5958 | 21.5747 | 5168 | Fencing (posts, square section), steel (galvanized) |  | 0 | A5 | 9.3454e-05 | 2.4472e-11 | 6.5352e-07 | 2.1474e-07 | 1.0844e-07 | 1.3183e-10 | 0.0022911 | 0.026968 | 0
| Civic Offices | Services LED light fitting | 1701311 | 8404271 | 5.8 | Electrical installations | plates | Construction | 3.5958 | kg | 10 | 44 | 1 | FALSE | 1 | FALSE |  | 1.05 | 3.5958 | 21.5747 | 5168 | Fencing (posts, square section), steel (galvanized) |  | 0 | D2 | 0 | 0 | 0 | 0 | 0 | 0 | 0 | 0 | 0
| Civic Offices | Services LED light fitting | 1701311 | 8404271 | 5.8 | Electrical installations | plates | Construction | 3.5958 | kg | 10 | 44 | 1 | FALSE | 1 | FALSE |  | 1.05 | 3.5958 | 21.5747 | 5168 | Fencing (posts, square section), steel (galvanized) |  | 0 | D3 | 0 | 0 | 0 | 0 | 0 | 0 | 0 | 0 | 0
| Civic Offices | Services LED light fitting | 1701311 | 8404271 | 5.8 | Electrical installations | plates | Construction | 3.5958 | kg | 10 | 44 | 1 | FALSE | 1 | FALSE |  | 1.05 | 3.5958 | 21.5747 | 5168 | Fencing (posts, square section), steel (galvanized) |  | 0 | D4 | 0 | 0 | 0 | 0 | 0 | 0 | 0 | 0 | 0
| Civic Offices | Services LED light fitting | 1701311 | 8404271 | 5.8 | Electrical installations | plates | Construction | 3.5958 | kg | 10 | 44 | 1 | FALSE | 1 | FALSE |  | 1.05 | 3.5958 | 21.5747 | 5168 | Fencing (posts, square section), steel (galvanized) |  | 60 | C2 | 0 | 0 | 0 | 0 | 0 | 0 | 0 | 0 | 0
| Civic Offices | Services LED light fitting | 1701311 | 8404271 | 5.8 | Electrical installations | plates | Construction | 3.5958 | kg | 10 | 44 | 1 | FALSE | 1 | FALSE |  | 1.05 | 3.5958 | 21.5747 | 5168 | Fencing (posts, square section), steel (galvanized) |  | 60 | C4 | 0.0018691 | 4.8943e-10 | 1.307e-05 | 4.2949e-06 | 2.1689e-06 | 2.6366e-09 | 0.045822 | 0.53937 | 9.3735e-05
| Civic Offices | Services LED light fitting | 1701311 | 8404271 | 5.8 | Electrical installations | plates | Construction | 3.5958 | kg | 10 | 44 | 1 | FALSE | 1 | FALSE |  | 1.05 | 3.5958 | 21.5747 | 5168 | Fencing (posts, square section), steel (galvanized) |  | 60 | D2 | 0 | 0 | 0 | 0 | 0 | 0 | 0 | 0 | 0
| Civic Offices | Services LED light fitting | 1701311 | 8404271 | 5.8 | Electrical installations | plates | Construction | 3.5958 | kg | 10 | 44 | 1 | FALSE | 1 | FALSE |  | 1.05 | 3.5958 | 21.5747 | 5168 | Fencing (posts, square section), steel (galvanized) |  | 60 | D3 | 0 | 0 | 0 | 0 | 0 | 0 | 0 | 0 | 0
| Civic Offices | Services LED light fitting | 1701311 | 8404271 | 5.8 | Electrical installations | plates | Construction | 3.5958 | kg | 10 | 44 | 1 | FALSE | 1 | FALSE |  | 1.05 | 3.5958 | 21.5747 | 5168 | Fencing (posts, square section), steel (galvanized) |  | 60 | D4 | 0 | 0 | 0 | 0 | 0 | 0 | 0 | 0 | 0
| Civic Offices | Services LED light fitting | 1701311 | 8404271 | 5.8 | Electrical installations | plates | Construction | 3.5958 | kg | 10 | 44 | 1 | FALSE | 1 | FALSE |  | 1.05 | 3.5958 | 21.5747 | 5168 | Fencing (posts, square section), steel (galvanized) |  | 10 | B4B5 | 9.9692 | 6.8909e-07 | 0.16113 | 0.050203 | 0.0095382 | 0.0023137 | 134.4093 | 8.645 | 0.19178
| Civic Offices | Services LED light fitting | 1701311 | 8404271 | 5.8 | Electrical installations | plates | Construction | 3.5958 | kg | 10 | 44 | 1 | FALSE | 1 | FALSE |  | 1.05 | 3.5958 | 21.5747 | 5168 | Fencing (posts, square section), steel (galvanized) |  | 10 | D2 | 0 | 0 | 0 | 0 | 0 | 0 | 0 | 0 | 0
| Civic Offices | Services LED light fitting | 1701311 | 8404271 | 5.8 | Electrical installations | plates | Construction | 3.5958 | kg | 10 | 44 | 1 | FALSE | 1 | FALSE |  | 1.05 | 3.5958 | 21.5747 | 5168 | Fencing (posts, square section), steel (galvanized) |  | 10 | D3 | 0 | 0 | 0 | 0 | 0 | 0 | 0 | 0 | 0
| Civic Offices | Services LED light fitting | 1701311 | 8404271 | 5.8 | Electrical installations | plates | Construction | 3.5958 | kg | 10 | 44 | 1 | FALSE | 1 | FALSE |  | 1.05 | 3.5958 | 21.5747 | 5168 | Fencing (posts, square section), steel (galvanized) |  | 10 | D4 | 0 | 0 | 0 | 0 | 0 | 0 | 0 | 0 | 0
| Civic Offices | Services LED light fitting | 1701311 | 8404271 | 5.8 | Electrical installations | plates | Construction | 3.5958 | kg | 10 | 44 | 1 | FALSE | 1 | FALSE |  | 1.05 | 3.5958 | 21.5747 | 5168 | Fencing (posts, square section), steel (galvanized) |  | 20 | B4B5 | 9.9692 | 6.8909e-07 | 0.16113 | 0.050203 | 0.0095382 | 0.0023137 | 134.4093 | 8.645 | 0.19178
| Civic Offices | Services LED light fitting | 1701311 | 8404271 | 5.8 | Electrical installations | plates | Construction | 3.5958 | kg | 10 | 44 | 1 | FALSE | 1 | FALSE |  | 1.05 | 3.5958 | 21.5747 | 5168 | Fencing (posts, square section), steel (galvanized) |  | 20 | D2 | 0 | 0 | 0 | 0 | 0 | 0 | 0 | 0 | 0
| Civic Offices | Services LED light fitting | 1701311 | 8404271 | 5.8 | Electrical installations | plates | Construction | 3.5958 | kg | 10 | 44 | 1 | FALSE | 1 | FALSE |  | 1.05 | 3.5958 | 21.5747 | 5168 | Fencing (posts, square section), steel (galvanized) |  | 20 | D3 | 0 | 0 | 0 | 0 | 0 | 0 | 0 | 0 | 0
| Civic Offices | Services LED light fitting | 1701311 | 8404271 | 5.8 | Electrical installations | plates | Construction | 3.5958 | kg | 10 | 44 | 1 | FALSE | 1 | FALSE |  | 1.05 | 3.5958 | 21.5747 | 5168 | Fencing (posts, square section), steel (galvanized) |  | 20 | D4 | 0 | 0 | 0 | 0 | 0 | 0 | 0 | 0 | 0
| Civic Offices | Services LED light fitting | 1701311 | 8404271 | 5.8 | Electrical installations | plates | Construction | 3.5958 | kg | 10 | 44 | 1 | FALSE | 1 | FALSE |  | 1.05 | 3.5958 | 21.5747 | 5168 | Fencing (posts, square section), steel (galvanized) |  | 30 | B4B5 | 9.9692 | 6.8909e-07 | 0.16113 | 0.050203 | 0.0095382 | 0.0023137 | 134.4093 | 8.645 | 0.19178
| Civic Offices | Services LED light fitting | 1701311 | 8404271 | 5.8 | Electrical installations | plates | Construction | 3.5958 | kg | 10 | 44 | 1 | FALSE | 1 | FALSE |  | 1.05 | 3.5958 | 21.5747 | 5168 | Fencing (posts, square section), steel (galvanized) |  | 30 | D2 | 0 | 0 | 0 | 0 | 0 | 0 | 0 | 0 | 0
| Civic Offices | Services LED light fitting | 1701311 | 8404271 | 5.8 | Electrical installations | plates | Construction | 3.5958 | kg | 10 | 44 | 1 | FALSE | 1 | FALSE |  | 1.05 | 3.5958 | 21.5747 | 5168 | Fencing (posts, square section), steel (galvanized) |  | 30 | D3 | 0 | 0 | 0 | 0 | 0 | 0 | 0 | 0 | 0
| Civic Offices | Services LED light fitting | 1701311 | 8404271 | 5.8 | Electrical installations | plates | Construction | 3.5958 | kg | 10 | 44 | 1 | FALSE | 1 | FALSE |  | 1.05 | 3.5958 | 21.5747 | 5168 | Fencing (posts, square section), steel (galvanized) |  | 30 | D4 | 0 | 0 | 0 | 0 | 0 | 0 | 0 | 0 | 0
| Civic Offices | Services LED light fitting | 1701311 | 8404271 | 5.8 | Electrical installations | plates | Construction | 3.5958 | kg | 10 | 44 | 1 | FALSE | 1 | FALSE |  | 1.05 | 3.5958 | 21.5747 | 5168 | Fencing (posts, square section), steel (galvanized) |  | 40 | B4B5 | 9.9692 | 6.8909e-07 | 0.16113 | 0.050203 | 0.0095382 | 0.0023137 | 134.4093 | 8.645 | 0.19178
| Civic Offices | Services LED light fitting | 1701311 | 8404271 | 5.8 | Electrical installations | plates | Construction | 3.5958 | kg | 10 | 44 | 1 | FALSE | 1 | FALSE |  | 1.05 | 3.5958 | 21.5747 | 5168 | Fencing (posts, square section), steel (galvanized) |  | 40 | D2 | 0 | 0 | 0 | 0 | 0 | 0 | 0 | 0 | 0
| Civic Offices | Services LED light fitting | 1701311 | 8404271 | 5.8 | Electrical installations | plates | Construction | 3.5958 | kg | 10 | 44 | 1 | FALSE | 1 | FALSE |  | 1.05 | 3.5958 | 21.5747 | 5168 | Fencing (posts, square section), steel (galvanized) |  | 40 | D3 | 0 | 0 | 0 | 0 | 0 | 0 | 0 | 0 | 0
| Civic Offices | Services LED light fitting | 1701311 | 8404271 | 5.8 | Electrical installations | plates | Construction | 3.5958 | kg | 10 | 44 | 1 | FALSE | 1 | FALSE |  | 1.05 | 3.5958 | 21.5747 | 5168 | Fencing (posts, square section), steel (galvanized) |  | 40 | D4 | 0 | 0 | 0 | 0 | 0 | 0 | 0 | 0 | 0
| Civic Offices | Services LED light fitting | 1701311 | 8404271 | 5.8 | Electrical installations | plates | Construction | 3.5958 | kg | 10 | 44 | 1 | FALSE | 1 | FALSE |  | 1.05 | 3.5958 | 21.5747 | 5168 | Fencing (posts, square section), steel (galvanized) |  | 50 | B4B5 | 9.9692 | 6.8909e-07 | 0.16113 | 0.050203 | 0.0095382 | 0.0023137 | 134.4093 | 8.645 | 0.19178
| Civic Offices | Services LED light fitting | 1701311 | 8404271 | 5.8 | Electrical installations | plates | Construction | 3.5958 | kg | 10 | 44 | 1 | FALSE | 1 | FALSE |  | 1.05 | 3.5958 | 21.5747 | 5168 | Fencing (posts, square section), steel (galvanized) |  | 50 | D2 | 0 | 0 | 0 | 0 | 0 | 0 | 0 | 0 | 0
| Civic Offices | Services LED light fitting | 1701311 | 8404271 | 5.8 | Electrical installations | plates | Construction | 3.5958 | kg | 10 | 44 | 1 | FALSE | 1 | FALSE |  | 1.05 | 3.5958 | 21.5747 | 5168 | Fencing (posts, square section), steel (galvanized) |  | 50 | D3 | 0 | 0 | 0 | 0 | 0 | 0 | 0 | 0 | 0
| Civic Offices | Services LED light fitting | 1701311 | 8404271 | 5.8 | Electrical installations | plates | Construction | 3.5958 | kg | 10 | 44 | 1 | FALSE | 1 | FALSE |  | 1.05 | 3.5958 | 21.5747 | 5168 | Fencing (posts, square section), steel (galvanized) |  | 50 | D4 | 0 | 0 | 0 | 0 | 0 | 0 | 0 | 0 | 0
| Civic Offices | Services electrical wireing | 1701312 | 8404273 | 5.2 | Services equipment | copper wire 6mm siam | Construction | 110.102 | Linear length Calculation | 30 | 44 | 1 | FALSE | 1 | FALSE |  | 1.03 | 110.102 | 220.2041 | 5113 | Cladding sheet (plain), copper |  | 0 | A1A3 | 780.7927 | 0.00064888 | 39.7099 | 26.5076 | 2.195 | 0.18066 | 11847.1601 | 2312.6996 | 24.958
| Civic Offices | Services electrical wireing | 1701312 | 8404273 | 5.2 | Services equipment | copper wire 6mm siam | Construction | 110.102 | Linear length Calculation | 30 | 44 | 1 | FALSE | 1 | FALSE |  | 1.03 | 110.102 | 220.2041 | 5113 | Cladding sheet (plain), copper |  | 0 | A4 | 2.2219 | 3.9922e-07 | 0.0072753 | 0.0019664 | 0.0012412 | 7.7488e-06 | 33.121 | 5.0573 | 0.0091434
| Civic Offices | Services electrical wireing | 1701312 | 8404273 | 5.2 | Services equipment | copper wire 6mm siam | Construction | 110.102 | Linear length Calculation | 30 | 44 | 1 | FALSE | 1 | FALSE |  | 1.03 | 110.102 | 220.2041 | 5113 | Cladding sheet (plain), copper |  | 0 | A5 | 0.0017169 | 4.4959e-10 | 1.2006e-05 | 3.9452e-06 | 1.9923e-06 | 2.422e-09 | 0.042091 | 0.49546 | 0
| Civic Offices | Services electrical wireing | 1701312 | 8404273 | 5.2 | Services equipment | copper wire 6mm siam | Construction | 110.102 | Linear length Calculation | 30 | 44 | 1 | FALSE | 1 | FALSE |  | 1.03 | 110.102 | 220.2041 | 5113 | Cladding sheet (plain), copper |  | 0 | D2 | 0 | 0 | 0 | 0 | 0 | 0 | 0 | 0 | 0
| Civic Offices | Services electrical wireing | 1701312 | 8404273 | 5.2 | Services equipment | copper wire 6mm siam | Construction | 110.102 | Linear length Calculation | 30 | 44 | 1 | FALSE | 1 | FALSE |  | 1.03 | 110.102 | 220.2041 | 5113 | Cladding sheet (plain), copper |  | 0 | D3 | 0 | 0 | 0 | 0 | 0 | 0 | 0 | 0 | 0
| Civic Offices | Services electrical wireing | 1701312 | 8404273 | 5.2 | Services equipment | copper wire 6mm siam | Construction | 110.102 | Linear length Calculation | 30 | 44 | 1 | FALSE | 1 | FALSE |  | 1.03 | 110.102 | 220.2041 | 5113 | Cladding sheet (plain), copper |  | 0 | D4 | 0 | 0 | 0 | 0 | 0 | 0 | 0 | 0 | 0
| Civic Offices | Services electrical wireing | 1701312 | 8404273 | 5.2 | Services equipment | copper wire 6mm siam | Construction | 110.102 | Linear length Calculation | 30 | 44 | 1 | FALSE | 1 | FALSE |  | 1.03 | 110.102 | 220.2041 | 5113 | Cladding sheet (plain), copper |  | 60 | C2 | 0 | 0 | 0 | 0 | 0 | 0 | 0 | 0 | 0
| Civic Offices | Services electrical wireing | 1701312 | 8404273 | 5.2 | Services equipment | copper wire 6mm siam | Construction | 110.102 | Linear length Calculation | 30 | 44 | 1 | FALSE | 1 | FALSE |  | 1.03 | 110.102 | 220.2041 | 5113 | Cladding sheet (plain), copper |  | 60 | C4 | 0.057231 | 1.4986e-08 | 0.00040021 | 0.00013151 | 6.6411e-05 | 8.0733e-08 | 1.403 | 16.5153 | 0.0028701
| Civic Offices | Services electrical wireing | 1701312 | 8404273 | 5.2 | Services equipment | copper wire 6mm siam | Construction | 110.102 | Linear length Calculation | 30 | 44 | 1 | FALSE | 1 | FALSE |  | 1.03 | 110.102 | 220.2041 | 5113 | Cladding sheet (plain), copper |  | 60 | D2 | 0 | 0 | 0 | 0 | 0 | 0 | 0 | 0 | 0
| Civic Offices | Services electrical wireing | 1701312 | 8404273 | 5.2 | Services equipment | copper wire 6mm siam | Construction | 110.102 | Linear length Calculation | 30 | 44 | 1 | FALSE | 1 | FALSE |  | 1.03 | 110.102 | 220.2041 | 5113 | Cladding sheet (plain), copper |  | 60 | D3 | 0 | 0 | 0 | 0 | 0 | 0 | 0 | 0 | 0
| Civic Offices | Services electrical wireing | 1701312 | 8404273 | 5.2 | Services equipment | copper wire 6mm siam | Construction | 110.102 | Linear length Calculation | 30 | 44 | 1 | FALSE | 1 | FALSE |  | 1.03 | 110.102 | 220.2041 | 5113 | Cladding sheet (plain), copper |  | 60 | D4 | 0 | 0 | 0 | 0 | 0 | 0 | 0 | 0 | 0
| Civic Offices | Services electrical wireing | 1701312 | 8404273 | 5.2 | Services equipment | copper wire 6mm siam | Construction | 110.102 | Linear length Calculation | 30 | 44 | 1 | FALSE | 1 | FALSE |  | 1.03 | 110.102 | 220.2041 | 5113 | Cladding sheet (plain), copper |  | 30 | B4B5 | 783.0735 | 0.00064929 | 39.7176 | 26.5097 | 2.1963 | 0.18067 | 11881.7262 | 2334.7677 | 24.9671
| Civic Offices | Services electrical wireing | 1701312 | 8404273 | 5.2 | Services equipment | copper wire 6mm siam | Construction | 110.102 | Linear length Calculation | 30 | 44 | 1 | FALSE | 1 | FALSE |  | 1.03 | 110.102 | 220.2041 | 5113 | Cladding sheet (plain), copper |  | 30 | D2 | 0 | 0 | 0 | 0 | 0 | 0 | 0 | 0 | 0
| Civic Offices | Services electrical wireing | 1701312 | 8404273 | 5.2 | Services equipment | copper wire 6mm siam | Construction | 110.102 | Linear length Calculation | 30 | 44 | 1 | FALSE | 1 | FALSE |  | 1.03 | 110.102 | 220.2041 | 5113 | Cladding sheet (plain), copper |  | 30 | D3 | 0 | 0 | 0 | 0 | 0 | 0 | 0 | 0 | 0
| Civic Offices | Services electrical wireing | 1701312 | 8404273 | 5.2 | Services equipment | copper wire 6mm siam | Construction | 110.102 | Linear length Calculation | 30 | 44 | 1 | FALSE | 1 | FALSE |  | 1.03 | 110.102 | 220.2041 | 5113 | Cladding sheet (plain), copper |  | 30 | D4 | 0 | 0 | 0 | 0 | 0 | 0 | 0 | 0 | 0
| Civic Offices | Services electrical wireing | 1701312 | 8404274 | 5.2 | Services equipment | conduit 20mm | Construction | 84.6682 | Linear length Calculation | 30 | 44 | 1 | FALSE | 1 | FALSE |  | 1.05 | 84.6682 | 169.3365 | 5377 | Roof membrane (single ply), PVC |  | 0 | A1A3 | 185.4478 | 1.5153e-05 | 1.0481 | 0.27689 | 0.22949 | 0.0027408 | 5041.8306 | 805.0149 | 1.5732
| Civic Offices | Services electrical wireing | 1701312 | 8404274 | 5.2 | Services equipment | conduit 20mm | Construction | 84.6682 | Linear length Calculation | 30 | 44 | 1 | FALSE | 1 | FALSE |  | 1.05 | 84.6682 | 169.3365 | 5377 | Roof membrane (single ply), PVC |  | 0 | A4 | 1.6844 | 3.0264e-07 | 0.0055153 | 0.0014907 | 0.0009409 | 5.8743e-06 | 25.1086 | 3.8339 | 0.0069315
| Civic Offices | Services electrical wireing | 1701312 | 8404274 | 5.2 | Services equipment | conduit 20mm | Construction | 84.6682 | Linear length Calculation | 30 | 44 | 1 | FALSE | 1 | FALSE |  | 1.05 | 84.6682 | 169.3365 | 5377 | Roof membrane (single ply), PVC |  | 0 | A5 | 0.081317 | 3.4856e-09 | 0.00025906 | 0.0048088 | 2.8325e-05 | 1.9011e-08 | 0.32332 | 0.63501 | 0
| Civic Offices | Services electrical wireing | 1701312 | 8404274 | 5.2 | Services equipment | conduit 20mm | Construction | 84.6682 | Linear length Calculation | 30 | 44 | 1 | FALSE | 1 | FALSE |  | 1.05 | 84.6682 | 169.3365 | 5377 | Roof membrane (single ply), PVC |  | 0 | D2 | 0 | 0 | 0 | 0 | 0 | 0 | 0 | 0 | 0
| Civic Offices | Services electrical wireing | 1701312 | 8404274 | 5.2 | Services equipment | conduit 20mm | Construction | 84.6682 | Linear length Calculation | 30 | 44 | 1 | FALSE | 1 | FALSE |  | 1.05 | 84.6682 | 169.3365 | 5377 | Roof membrane (single ply), PVC |  | 0 | D3 | 0 | 0 | 0 | 0 | 0 | 0 | 0 | 0 | 0
| Civic Offices | Services electrical wireing | 1701312 | 8404274 | 5.2 | Services equipment | conduit 20mm | Construction | 84.6682 | Linear length Calculation | 30 | 44 | 1 | FALSE | 1 | FALSE |  | 1.05 | 84.6682 | 169.3365 | 5377 | Roof membrane (single ply), PVC |  | 0 | D4 | 0 | 0 | 0 | 0 | 0 | 0 | 0 | 0 | 0
| Civic Offices | Services electrical wireing | 1701312 | 8404274 | 5.2 | Services equipment | conduit 20mm | Construction | 84.6682 | Linear length Calculation | 30 | 44 | 1 | FALSE | 1 | FALSE |  | 1.05 | 84.6682 | 169.3365 | 5377 | Roof membrane (single ply), PVC |  | 60 | C2 | 0 | 0 | 0 | 0 | 0 | 0 | 0 | 0 | 0
| Civic Offices | Services electrical wireing | 1701312 | 8404274 | 5.2 | Services equipment | conduit 20mm | Construction | 84.6682 | Linear length Calculation | 30 | 44 | 1 | FALSE | 1 | FALSE |  | 1.05 | 84.6682 | 169.3365 | 5377 | Roof membrane (single ply), PVC |  | 60 | C4 | 1.6263 | 6.9712e-08 | 0.0051812 | 0.096176 | 0.00056651 | 3.8022e-07 | 6.4664 | 12.7002 | 0.039701
| Civic Offices | Services electrical wireing | 1701312 | 8404274 | 5.2 | Services equipment | conduit 20mm | Construction | 84.6682 | Linear length Calculation | 30 | 44 | 1 | FALSE | 1 | FALSE |  | 1.05 | 84.6682 | 169.3365 | 5377 | Roof membrane (single ply), PVC |  | 60 | D2 | 0 | 0 | 0 | 0 | 0 | 0 | 0 | 0 | 0
| Civic Offices | Services electrical wireing | 1701312 | 8404274 | 5.2 | Services equipment | conduit 20mm | Construction | 84.6682 | Linear length Calculation | 30 | 44 | 1 | FALSE | 1 | FALSE |  | 1.05 | 84.6682 | 169.3365 | 5377 | Roof membrane (single ply), PVC |  | 60 | D3 | 0 | 0 | 0 | 0 | 0 | 0 | 0 | 0 | 0
| Civic Offices | Services electrical wireing | 1701312 | 8404274 | 5.2 | Services equipment | conduit 20mm | Construction | 84.6682 | Linear length Calculation | 30 | 44 | 1 | FALSE | 1 | FALSE |  | 1.05 | 84.6682 | 169.3365 | 5377 | Roof membrane (single ply), PVC |  | 60 | D4 | 0 | 0 | 0 | 0 | 0 | 0 | 0 | 0 | 0
| Civic Offices | Services electrical wireing | 1701312 | 8404274 | 5.2 | Services equipment | conduit 20mm | Construction | 84.6682 | Linear length Calculation | 30 | 44 | 1 | FALSE | 1 | FALSE |  | 1.05 | 84.6682 | 169.3365 | 5377 | Roof membrane (single ply), PVC |  | 30 | B4B5 | 188.8398 | 1.5529e-05 | 1.0591 | 0.37937 | 0.23102 | 0.0027471 | 5073.7289 | 822.1841 | 1.5802
| Civic Offices | Services electrical wireing | 1701312 | 8404274 | 5.2 | Services equipment | conduit 20mm | Construction | 84.6682 | Linear length Calculation | 30 | 44 | 1 | FALSE | 1 | FALSE |  | 1.05 | 84.6682 | 169.3365 | 5377 | Roof membrane (single ply), PVC |  | 30 | D2 | 0 | 0 | 0 | 0 | 0 | 0 | 0 | 0 | 0
| Civic Offices | Services electrical wireing | 1701312 | 8404274 | 5.2 | Services equipment | conduit 20mm | Construction | 84.6682 | Linear length Calculation | 30 | 44 | 1 | FALSE | 1 | FALSE |  | 1.05 | 84.6682 | 169.3365 | 5377 | Roof membrane (single ply), PVC |  | 30 | D3 | 0 | 0 | 0 | 0 | 0 | 0 | 0 | 0 | 0
| Civic Offices | Services electrical wireing | 1701312 | 8404274 | 5.2 | Services equipment | conduit 20mm | Construction | 84.6682 | Linear length Calculation | 30 | 44 | 1 | FALSE | 1 | FALSE |  | 1.05 | 84.6682 | 169.3365 | 5377 | Roof membrane (single ply), PVC |  | 30 | D4 | 0 | 0 | 0 | 0 | 0 | 0 | 0 | 0 | 0
| Civic Offices | Services LED light fitting | 1701315 | 8404276 | 5.8 | Electrical installations | heat sink | Construction | 7.7684 | kg | 10 | 44 | 1 | FALSE | 1 | FALSE |  | 1.01 | 7.7684 | 46.6105 | 5536 | Window furniture/hardware, aluminium |  | 0 | A1A3 | 147.4395 | 4.9926e-06 | 1.0079 | 0.23096 | 0.074868 | 0.00012843 | 1842.769 | 31.1907 | 0.97893
| Civic Offices | Services LED light fitting | 1701315 | 8404276 | 5.8 | Electrical installations | heat sink | Construction | 7.7684 | kg | 10 | 44 | 1 | FALSE | 1 | FALSE |  | 1.01 | 7.7684 | 46.6105 | 5536 | Window furniture/hardware, aluminium |  | 0 | A4 | 0.38665 | 4.2885e-08 | 0.0020031 | 0.00032508 | 0.00024703 | 5.3734e-07 | 5.5829 | 1.5176 | 0.0015253
| Civic Offices | Services LED light fitting | 1701315 | 8404276 | 5.8 | Electrical installations | heat sink | Construction | 7.7684 | kg | 10 | 44 | 1 | FALSE | 1 | FALSE |  | 1.01 | 7.7684 | 46.6105 | 5536 | Window furniture/hardware, aluminium |  | 0 | A5 | 4.038e-05 | 1.0574e-11 | 2.8238e-07 | 9.2787e-08 | 4.6857e-08 | 5.6963e-11 | 0.00098994 | 0.011653 | 0
| Civic Offices | Services LED light fitting | 1701315 | 8404276 | 5.8 | Electrical installations | heat sink | Construction | 7.7684 | kg | 10 | 44 | 1 | FALSE | 1 | FALSE |  | 1.01 | 7.7684 | 46.6105 | 5536 | Window furniture/hardware, aluminium |  | 0 | D2 | 0 | 0 | 0 | 0 | 0 | 0 | 0 | 0 | 0
| Civic Offices | Services LED light fitting | 1701315 | 8404276 | 5.8 | Electrical installations | heat sink | Construction | 7.7684 | kg | 10 | 44 | 1 | FALSE | 1 | FALSE |  | 1.01 | 7.7684 | 46.6105 | 5536 | Window furniture/hardware, aluminium |  | 0 | D3 | 0 | 0 | 0 | 0 | 0 | 0 | 0 | 0 | 0
| Civic Offices | Services LED light fitting | 1701315 | 8404276 | 5.8 | Electrical installations | heat sink | Construction | 7.7684 | kg | 10 | 44 | 1 | FALSE | 1 | FALSE |  | 1.01 | 7.7684 | 46.6105 | 5536 | Window furniture/hardware, aluminium |  | 0 | D4 | 0 | 0 | 0 | 0 | 0 | 0 | 0 | 0 | 0
| Civic Offices | Services LED light fitting | 1701315 | 8404276 | 5.8 | Electrical installations | heat sink | Construction | 7.7684 | kg | 10 | 44 | 1 | FALSE | 1 | FALSE |  | 1.01 | 7.7684 | 46.6105 | 5536 | Window furniture/hardware, aluminium |  | 60 | C2 | 0 | 0 | 0 | 0 | 0 | 0 | 0 | 0 | 0
| Civic Offices | Services LED light fitting | 1701315 | 8404276 | 5.8 | Electrical installations | heat sink | Construction | 7.7684 | kg | 10 | 44 | 1 | FALSE | 1 | FALSE |  | 1.01 | 7.7684 | 46.6105 | 5536 | Window furniture/hardware, aluminium |  | 60 | C4 | 0.004038 | 1.0574e-09 | 2.8238e-05 | 9.2787e-06 | 4.6857e-06 | 5.6963e-09 | 0.098994 | 1.1653 | 0.00020251
| Civic Offices | Services LED light fitting | 1701315 | 8404276 | 5.8 | Electrical installations | heat sink | Construction | 7.7684 | kg | 10 | 44 | 1 | FALSE | 1 | FALSE |  | 1.01 | 7.7684 | 46.6105 | 5536 | Window furniture/hardware, aluminium |  | 60 | D2 | 0 | 0 | 0 | 0 | 0 | 0 | 0 | 0 | 0
| Civic Offices | Services LED light fitting | 1701315 | 8404276 | 5.8 | Electrical installations | heat sink | Construction | 7.7684 | kg | 10 | 44 | 1 | FALSE | 1 | FALSE |  | 1.01 | 7.7684 | 46.6105 | 5536 | Window furniture/hardware, aluminium |  | 60 | D3 | 0 | 0 | 0 | 0 | 0 | 0 | 0 | 0 | 0
| Civic Offices | Services LED light fitting | 1701315 | 8404276 | 5.8 | Electrical installations | heat sink | Construction | 7.7684 | kg | 10 | 44 | 1 | FALSE | 1 | FALSE |  | 1.01 | 7.7684 | 46.6105 | 5536 | Window furniture/hardware, aluminium |  | 60 | D4 | 0 | 0 | 0 | 0 | 0 | 0 | 0 | 0 | 0
| Civic Offices | Services LED light fitting | 1701315 | 8404276 | 5.8 | Electrical installations | heat sink | Construction | 7.7684 | kg | 10 | 44 | 1 | FALSE | 1 | FALSE |  | 1.01 | 7.7684 | 46.6105 | 5536 | Window furniture/hardware, aluminium |  | 10 | B4B5 | 147.8302 | 5.0365e-06 | 1.01 | 0.23129 | 0.07512 | 0.00012897 | 1848.4519 | 33.8852 | 0.98045
| Civic Offices | Services LED light fitting | 1701315 | 8404276 | 5.8 | Electrical installations | heat sink | Construction | 7.7684 | kg | 10 | 44 | 1 | FALSE | 1 | FALSE |  | 1.01 | 7.7684 | 46.6105 | 5536 | Window furniture/hardware, aluminium |  | 10 | D2 | 0 | 0 | 0 | 0 | 0 | 0 | 0 | 0 | 0
| Civic Offices | Services LED light fitting | 1701315 | 8404276 | 5.8 | Electrical installations | heat sink | Construction | 7.7684 | kg | 10 | 44 | 1 | FALSE | 1 | FALSE |  | 1.01 | 7.7684 | 46.6105 | 5536 | Window furniture/hardware, aluminium |  | 10 | D3 | 0 | 0 | 0 | 0 | 0 | 0 | 0 | 0 | 0
| Civic Offices | Services LED light fitting | 1701315 | 8404276 | 5.8 | Electrical installations | heat sink | Construction | 7.7684 | kg | 10 | 44 | 1 | FALSE | 1 | FALSE |  | 1.01 | 7.7684 | 46.6105 | 5536 | Window furniture/hardware, aluminium |  | 10 | D4 | 0 | 0 | 0 | 0 | 0 | 0 | 0 | 0 | 0
| Civic Offices | Services LED light fitting | 1701315 | 8404276 | 5.8 | Electrical installations | heat sink | Construction | 7.7684 | kg | 10 | 44 | 1 | FALSE | 1 | FALSE |  | 1.01 | 7.7684 | 46.6105 | 5536 | Window furniture/hardware, aluminium |  | 20 | B4B5 | 147.8302 | 5.0365e-06 | 1.01 | 0.23129 | 0.07512 | 0.00012897 | 1848.4519 | 33.8852 | 0.98045
| Civic Offices | Services LED light fitting | 1701315 | 8404276 | 5.8 | Electrical installations | heat sink | Construction | 7.7684 | kg | 10 | 44 | 1 | FALSE | 1 | FALSE |  | 1.01 | 7.7684 | 46.6105 | 5536 | Window furniture/hardware, aluminium |  | 20 | D2 | 0 | 0 | 0 | 0 | 0 | 0 | 0 | 0 | 0
| Civic Offices | Services LED light fitting | 1701315 | 8404276 | 5.8 | Electrical installations | heat sink | Construction | 7.7684 | kg | 10 | 44 | 1 | FALSE | 1 | FALSE |  | 1.01 | 7.7684 | 46.6105 | 5536 | Window furniture/hardware, aluminium |  | 20 | D3 | 0 | 0 | 0 | 0 | 0 | 0 | 0 | 0 | 0
| Civic Offices | Services LED light fitting | 1701315 | 8404276 | 5.8 | Electrical installations | heat sink | Construction | 7.7684 | kg | 10 | 44 | 1 | FALSE | 1 | FALSE |  | 1.01 | 7.7684 | 46.6105 | 5536 | Window furniture/hardware, aluminium |  | 20 | D4 | 0 | 0 | 0 | 0 | 0 | 0 | 0 | 0 | 0
| Civic Offices | Services LED light fitting | 1701315 | 8404276 | 5.8 | Electrical installations | heat sink | Construction | 7.7684 | kg | 10 | 44 | 1 | FALSE | 1 | FALSE |  | 1.01 | 7.7684 | 46.6105 | 5536 | Window furniture/hardware, aluminium |  | 30 | B4B5 | 147.8302 | 5.0365e-06 | 1.01 | 0.23129 | 0.07512 | 0.00012897 | 1848.4519 | 33.8852 | 0.98045
| Civic Offices | Services LED light fitting | 1701315 | 8404276 | 5.8 | Electrical installations | heat sink | Construction | 7.7684 | kg | 10 | 44 | 1 | FALSE | 1 | FALSE |  | 1.01 | 7.7684 | 46.6105 | 5536 | Window furniture/hardware, aluminium |  | 30 | D2 | 0 | 0 | 0 | 0 | 0 | 0 | 0 | 0 | 0
| Civic Offices | Services LED light fitting | 1701315 | 8404276 | 5.8 | Electrical installations | heat sink | Construction | 7.7684 | kg | 10 | 44 | 1 | FALSE | 1 | FALSE |  | 1.01 | 7.7684 | 46.6105 | 5536 | Window furniture/hardware, aluminium |  | 30 | D3 | 0 | 0 | 0 | 0 | 0 | 0 | 0 | 0 | 0
| Civic Offices | Services LED light fitting | 1701315 | 8404276 | 5.8 | Electrical installations | heat sink | Construction | 7.7684 | kg | 10 | 44 | 1 | FALSE | 1 | FALSE |  | 1.01 | 7.7684 | 46.6105 | 5536 | Window furniture/hardware, aluminium |  | 30 | D4 | 0 | 0 | 0 | 0 | 0 | 0 | 0 | 0 | 0
| Civic Offices | Services LED light fitting | 1701315 | 8404276 | 5.8 | Electrical installations | heat sink | Construction | 7.7684 | kg | 10 | 44 | 1 | FALSE | 1 | FALSE |  | 1.01 | 7.7684 | 46.6105 | 5536 | Window furniture/hardware, aluminium |  | 40 | B4B5 | 147.8302 | 5.0365e-06 | 1.01 | 0.23129 | 0.07512 | 0.00012897 | 1848.4519 | 33.8852 | 0.98045
| Civic Offices | Services LED light fitting | 1701315 | 8404276 | 5.8 | Electrical installations | heat sink | Construction | 7.7684 | kg | 10 | 44 | 1 | FALSE | 1 | FALSE |  | 1.01 | 7.7684 | 46.6105 | 5536 | Window furniture/hardware, aluminium |  | 40 | D2 | 0 | 0 | 0 | 0 | 0 | 0 | 0 | 0 | 0
| Civic Offices | Services LED light fitting | 1701315 | 8404276 | 5.8 | Electrical installations | heat sink | Construction | 7.7684 | kg | 10 | 44 | 1 | FALSE | 1 | FALSE |  | 1.01 | 7.7684 | 46.6105 | 5536 | Window furniture/hardware, aluminium |  | 40 | D3 | 0 | 0 | 0 | 0 | 0 | 0 | 0 | 0 | 0
| Civic Offices | Services LED light fitting | 1701315 | 8404276 | 5.8 | Electrical installations | heat sink | Construction | 7.7684 | kg | 10 | 44 | 1 | FALSE | 1 | FALSE |  | 1.01 | 7.7684 | 46.6105 | 5536 | Window furniture/hardware, aluminium |  | 40 | D4 | 0 | 0 | 0 | 0 | 0 | 0 | 0 | 0 | 0
| Civic Offices | Services LED light fitting | 1701315 | 8404276 | 5.8 | Electrical installations | heat sink | Construction | 7.7684 | kg | 10 | 44 | 1 | FALSE | 1 | FALSE |  | 1.01 | 7.7684 | 46.6105 | 5536 | Window furniture/hardware, aluminium |  | 50 | B4B5 | 147.8302 | 5.0365e-06 | 1.01 | 0.23129 | 0.07512 | 0.00012897 | 1848.4519 | 33.8852 | 0.98045
| Civic Offices | Services LED light fitting | 1701315 | 8404276 | 5.8 | Electrical installations | heat sink | Construction | 7.7684 | kg | 10 | 44 | 1 | FALSE | 1 | FALSE |  | 1.01 | 7.7684 | 46.6105 | 5536 | Window furniture/hardware, aluminium |  | 50 | D2 | 0 | 0 | 0 | 0 | 0 | 0 | 0 | 0 | 0
| Civic Offices | Services LED light fitting | 1701315 | 8404276 | 5.8 | Electrical installations | heat sink | Construction | 7.7684 | kg | 10 | 44 | 1 | FALSE | 1 | FALSE |  | 1.01 | 7.7684 | 46.6105 | 5536 | Window furniture/hardware, aluminium |  | 50 | D3 | 0 | 0 | 0 | 0 | 0 | 0 | 0 | 0 | 0
| Civic Offices | Services LED light fitting | 1701315 | 8404276 | 5.8 | Electrical installations | heat sink | Construction | 7.7684 | kg | 10 | 44 | 1 | FALSE | 1 | FALSE |  | 1.01 | 7.7684 | 46.6105 | 5536 | Window furniture/hardware, aluminium |  | 50 | D4 | 0 | 0 | 0 | 0 | 0 | 0 | 0 | 0 | 0
| Civic Offices | Services LED light fitting | 1701315 | 8404277 | 5.8 | Electrical installations | glass bulb | Construction | 2.2526 | kg | 10 | 44 | 1 | FALSE | 1 | FALSE |  | 1.05 | 2.2526 | 13.5158 | 5490 | General glazing, glass (toughened) |  | 0 | A1A3 | 2.6569 | 2.4498e-07 | 0.025228 | 0.0031812 | 0.001528 | 1.687e-05 | 32.5368 | 18.3841 | 0.012952
| Civic Offices | Services LED light fitting | 1701315 | 8404277 | 5.8 | Electrical installations | glass bulb | Construction | 2.2526 | kg | 10 | 44 | 1 | FALSE | 1 | FALSE |  | 1.05 | 2.2526 | 13.5158 | 5490 | General glazing, glass (toughened) |  | 0 | A4 | 0.056949 | 1.0483e-08 | 0.00019043 | 5.0245e-05 | 3.3221e-05 | 1.4998e-07 | 0.86005 | 0.10626 | 0.00023595
| Civic Offices | Services LED light fitting | 1701315 | 8404277 | 5.8 | Electrical installations | glass bulb | Construction | 2.2526 | kg | 10 | 44 | 1 | FALSE | 1 | FALSE |  | 1.05 | 2.2526 | 13.5158 | 5490 | General glazing, glass (toughened) |  | 0 | A5 | 0.00017542 | 6.0471e-11 | 1.351e-06 | 3.3359e-07 | 2.3338e-07 | 1.8962e-10 | 0.005095 | 0.016895 | 0
| Civic Offices | Services LED light fitting | 1701315 | 8404277 | 5.8 | Electrical installations | glass bulb | Construction | 2.2526 | kg | 10 | 44 | 1 | FALSE | 1 | FALSE |  | 1.05 | 2.2526 | 13.5158 | 5490 | General glazing, glass (toughened) |  | 0 | D2 | 0 | 0 | 0 | 0 | 0 | 0 | 0 | 0 | 0
| Civic Offices | Services LED light fitting | 1701315 | 8404277 | 5.8 | Electrical installations | glass bulb | Construction | 2.2526 | kg | 10 | 44 | 1 | FALSE | 1 | FALSE |  | 1.05 | 2.2526 | 13.5158 | 5490 | General glazing, glass (toughened) |  | 0 | D3 | 0 | 0 | 0 | 0 | 0 | 0 | 0 | 0 | 0
| Civic Offices | Services LED light fitting | 1701315 | 8404277 | 5.8 | Electrical installations | glass bulb | Construction | 2.2526 | kg | 10 | 44 | 1 | FALSE | 1 | FALSE |  | 1.05 | 2.2526 | 13.5158 | 5490 | General glazing, glass (toughened) |  | 0 | D4 | 0 | 0 | 0 | 0 | 0 | 0 | 0 | 0 | 0
| Civic Offices | Services LED light fitting | 1701315 | 8404277 | 5.8 | Electrical installations | glass bulb | Construction | 2.2526 | kg | 10 | 44 | 1 | FALSE | 1 | FALSE |  | 1.05 | 2.2526 | 13.5158 | 5490 | General glazing, glass (toughened) |  | 60 | C2 | 0 | 0 | 0 | 0 | 0 | 0 | 0 | 0 | 0
| Civic Offices | Services LED light fitting | 1701315 | 8404277 | 5.8 | Electrical installations | glass bulb | Construction | 2.2526 | kg | 10 | 44 | 1 | FALSE | 1 | FALSE |  | 1.05 | 2.2526 | 13.5158 | 5490 | General glazing, glass (toughened) |  | 60 | C4 | 0.0035084 | 1.2094e-09 | 2.702e-05 | 6.6718e-06 | 4.6677e-06 | 3.7925e-09 | 0.1019 | 0.33789 | 0.00033073
| Civic Offices | Services LED light fitting | 1701315 | 8404277 | 5.8 | Electrical installations | glass bulb | Construction | 2.2526 | kg | 10 | 44 | 1 | FALSE | 1 | FALSE |  | 1.05 | 2.2526 | 13.5158 | 5490 | General glazing, glass (toughened) |  | 60 | D2 | 0 | 0 | 0 | 0 | 0 | 0 | 0 | 0 | 0
| Civic Offices | Services LED light fitting | 1701315 | 8404277 | 5.8 | Electrical installations | glass bulb | Construction | 2.2526 | kg | 10 | 44 | 1 | FALSE | 1 | FALSE |  | 1.05 | 2.2526 | 13.5158 | 5490 | General glazing, glass (toughened) |  | 60 | D3 | 0 | 0 | 0 | 0 | 0 | 0 | 0 | 0 | 0
| Civic Offices | Services LED light fitting | 1701315 | 8404277 | 5.8 | Electrical installations | glass bulb | Construction | 2.2526 | kg | 10 | 44 | 1 | FALSE | 1 | FALSE |  | 1.05 | 2.2526 | 13.5158 | 5490 | General glazing, glass (toughened) |  | 60 | D4 | 0 | 0 | 0 | 0 | 0 | 0 | 0 | 0 | 0
| Civic Offices | Services LED light fitting | 1701315 | 8404277 | 5.8 | Electrical installations | glass bulb | Construction | 2.2526 | kg | 10 | 44 | 1 | FALSE | 1 | FALSE |  | 1.05 | 2.2526 | 13.5158 | 5490 | General glazing, glass (toughened) |  | 10 | B4B5 | 2.7176 | 2.5673e-07 | 0.025447 | 0.0032384 | 0.0015661 | 1.7024e-05 | 33.5038 | 18.8451 | 0.013188
| Civic Offices | Services LED light fitting | 1701315 | 8404277 | 5.8 | Electrical installations | glass bulb | Construction | 2.2526 | kg | 10 | 44 | 1 | FALSE | 1 | FALSE |  | 1.05 | 2.2526 | 13.5158 | 5490 | General glazing, glass (toughened) |  | 10 | D2 | 0 | 0 | 0 | 0 | 0 | 0 | 0 | 0 | 0
| Civic Offices | Services LED light fitting | 1701315 | 8404277 | 5.8 | Electrical installations | glass bulb | Construction | 2.2526 | kg | 10 | 44 | 1 | FALSE | 1 | FALSE |  | 1.05 | 2.2526 | 13.5158 | 5490 | General glazing, glass (toughened) |  | 10 | D3 | 0 | 0 | 0 | 0 | 0 | 0 | 0 | 0 | 0
| Civic Offices | Services LED light fitting | 1701315 | 8404277 | 5.8 | Electrical installations | glass bulb | Construction | 2.2526 | kg | 10 | 44 | 1 | FALSE | 1 | FALSE |  | 1.05 | 2.2526 | 13.5158 | 5490 | General glazing, glass (toughened) |  | 10 | D4 | 0 | 0 | 0 | 0 | 0 | 0 | 0 | 0 | 0
| Civic Offices | Services LED light fitting | 1701315 | 8404277 | 5.8 | Electrical installations | glass bulb | Construction | 2.2526 | kg | 10 | 44 | 1 | FALSE | 1 | FALSE |  | 1.05 | 2.2526 | 13.5158 | 5490 | General glazing, glass (toughened) |  | 20 | B4B5 | 2.7176 | 2.5673e-07 | 0.025447 | 0.0032384 | 0.0015661 | 1.7024e-05 | 33.5038 | 18.8451 | 0.013188
| Civic Offices | Services LED light fitting | 1701315 | 8404277 | 5.8 | Electrical installations | glass bulb | Construction | 2.2526 | kg | 10 | 44 | 1 | FALSE | 1 | FALSE |  | 1.05 | 2.2526 | 13.5158 | 5490 | General glazing, glass (toughened) |  | 20 | D2 | 0 | 0 | 0 | 0 | 0 | 0 | 0 | 0 | 0
| Civic Offices | Services LED light fitting | 1701315 | 8404277 | 5.8 | Electrical installations | glass bulb | Construction | 2.2526 | kg | 10 | 44 | 1 | FALSE | 1 | FALSE |  | 1.05 | 2.2526 | 13.5158 | 5490 | General glazing, glass (toughened) |  | 20 | D3 | 0 | 0 | 0 | 0 | 0 | 0 | 0 | 0 | 0
| Civic Offices | Services LED light fitting | 1701315 | 8404277 | 5.8 | Electrical installations | glass bulb | Construction | 2.2526 | kg | 10 | 44 | 1 | FALSE | 1 | FALSE |  | 1.05 | 2.2526 | 13.5158 | 5490 | General glazing, glass (toughened) |  | 20 | D4 | 0 | 0 | 0 | 0 | 0 | 0 | 0 | 0 | 0
| Civic Offices | Services LED light fitting | 1701315 | 8404277 | 5.8 | Electrical installations | glass bulb | Construction | 2.2526 | kg | 10 | 44 | 1 | FALSE | 1 | FALSE |  | 1.05 | 2.2526 | 13.5158 | 5490 | General glazing, glass (toughened) |  | 30 | B4B5 | 2.7176 | 2.5673e-07 | 0.025447 | 0.0032384 | 0.0015661 | 1.7024e-05 | 33.5038 | 18.8451 | 0.013188
| Civic Offices | Services LED light fitting | 1701315 | 8404277 | 5.8 | Electrical installations | glass bulb | Construction | 2.2526 | kg | 10 | 44 | 1 | FALSE | 1 | FALSE |  | 1.05 | 2.2526 | 13.5158 | 5490 | General glazing, glass (toughened) |  | 30 | D2 | 0 | 0 | 0 | 0 | 0 | 0 | 0 | 0 | 0
| Civic Offices | Services LED light fitting | 1701315 | 8404277 | 5.8 | Electrical installations | glass bulb | Construction | 2.2526 | kg | 10 | 44 | 1 | FALSE | 1 | FALSE |  | 1.05 | 2.2526 | 13.5158 | 5490 | General glazing, glass (toughened) |  | 30 | D3 | 0 | 0 | 0 | 0 | 0 | 0 | 0 | 0 | 0
| Civic Offices | Services LED light fitting | 1701315 | 8404277 | 5.8 | Electrical installations | glass bulb | Construction | 2.2526 | kg | 10 | 44 | 1 | FALSE | 1 | FALSE |  | 1.05 | 2.2526 | 13.5158 | 5490 | General glazing, glass (toughened) |  | 30 | D4 | 0 | 0 | 0 | 0 | 0 | 0 | 0 | 0 | 0
| Civic Offices | Services LED light fitting | 1701315 | 8404277 | 5.8 | Electrical installations | glass bulb | Construction | 2.2526 | kg | 10 | 44 | 1 | FALSE | 1 | FALSE |  | 1.05 | 2.2526 | 13.5158 | 5490 | General glazing, glass (toughened) |  | 40 | B4B5 | 2.7176 | 2.5673e-07 | 0.025447 | 0.0032384 | 0.0015661 | 1.7024e-05 | 33.5038 | 18.8451 | 0.013188
| Civic Offices | Services LED light fitting | 1701315 | 8404277 | 5.8 | Electrical installations | glass bulb | Construction | 2.2526 | kg | 10 | 44 | 1 | FALSE | 1 | FALSE |  | 1.05 | 2.2526 | 13.5158 | 5490 | General glazing, glass (toughened) |  | 40 | D2 | 0 | 0 | 0 | 0 | 0 | 0 | 0 | 0 | 0
| Civic Offices | Services LED light fitting | 1701315 | 8404277 | 5.8 | Electrical installations | glass bulb | Construction | 2.2526 | kg | 10 | 44 | 1 | FALSE | 1 | FALSE |  | 1.05 | 2.2526 | 13.5158 | 5490 | General glazing, glass (toughened) |  | 40 | D3 | 0 | 0 | 0 | 0 | 0 | 0 | 0 | 0 | 0
| Civic Offices | Services LED light fitting | 1701315 | 8404277 | 5.8 | Electrical installations | glass bulb | Construction | 2.2526 | kg | 10 | 44 | 1 | FALSE | 1 | FALSE |  | 1.05 | 2.2526 | 13.5158 | 5490 | General glazing, glass (toughened) |  | 40 | D4 | 0 | 0 | 0 | 0 | 0 | 0 | 0 | 0 | 0
| Civic Offices | Services LED light fitting | 1701315 | 8404277 | 5.8 | Electrical installations | glass bulb | Construction | 2.2526 | kg | 10 | 44 | 1 | FALSE | 1 | FALSE |  | 1.05 | 2.2526 | 13.5158 | 5490 | General glazing, glass (toughened) |  | 50 | B4B5 | 2.7176 | 2.5673e-07 | 0.025447 | 0.0032384 | 0.0015661 | 1.7024e-05 | 33.5038 | 18.8451 | 0.013188
| Civic Offices | Services LED light fitting | 1701315 | 8404277 | 5.8 | Electrical installations | glass bulb | Construction | 2.2526 | kg | 10 | 44 | 1 | FALSE | 1 | FALSE |  | 1.05 | 2.2526 | 13.5158 | 5490 | General glazing, glass (toughened) |  | 50 | D2 | 0 | 0 | 0 | 0 | 0 | 0 | 0 | 0 | 0
| Civic Offices | Services LED light fitting | 1701315 | 8404277 | 5.8 | Electrical installations | glass bulb | Construction | 2.2526 | kg | 10 | 44 | 1 | FALSE | 1 | FALSE |  | 1.05 | 2.2526 | 13.5158 | 5490 | General glazing, glass (toughened) |  | 50 | D3 | 0 | 0 | 0 | 0 | 0 | 0 | 0 | 0 | 0
| Civic Offices | Services LED light fitting | 1701315 | 8404277 | 5.8 | Electrical installations | glass bulb | Construction | 2.2526 | kg | 10 | 44 | 1 | FALSE | 1 | FALSE |  | 1.05 | 2.2526 | 13.5158 | 5490 | General glazing, glass (toughened) |  | 50 | D4 | 0 | 0 | 0 | 0 | 0 | 0 | 0 | 0 | 0
| Civic Offices | Services LED light fitting | 1701315 | 8404278 | 5.8 | Electrical installations | connectors | Construction | 0.10526 | kg | 10 | 44 | 1 | FALSE | 1 | FALSE |  | 1.05 | 0.10526 | 0.63158 | 5014 | Cladding sheet (angle seamed), copper |  | 0 | A1A3 | 0.76097 | 6.324e-07 | 0.038702 | 0.025835 | 0.0021393 | 0.00017608 | 11.5464 | 2.254 | 0.024324
| Civic Offices | Services LED light fitting | 1701315 | 8404278 | 5.8 | Electrical installations | connectors | Construction | 0.10526 | kg | 10 | 44 | 1 | FALSE | 1 | FALSE |  | 1.05 | 0.10526 | 0.63158 | 5014 | Cladding sheet (angle seamed), copper |  | 0 | A4 | 0.0021655 | 3.8909e-10 | 7.0906e-06 | 1.9165e-06 | 1.2096e-06 | 7.5521e-09 | 0.03228 | 0.004929 | 8.9113e-06
| Civic Offices | Services LED light fitting | 1701315 | 8404278 | 5.8 | Electrical installations | connectors | Construction | 0.10526 | kg | 10 | 44 | 1 | FALSE | 1 | FALSE |  | 1.05 | 0.10526 | 0.63158 | 5014 | Cladding sheet (angle seamed), copper |  | 0 | A5 | 2.7358e-06 | 7.1638e-13 | 1.9131e-08 | 6.2864e-09 | 3.1746e-09 | 3.8593e-12 | 6.7069e-05 | 0.00078947 | 0
| Civic Offices | Services LED light fitting | 1701315 | 8404278 | 5.8 | Electrical installations | connectors | Construction | 0.10526 | kg | 10 | 44 | 1 | FALSE | 1 | FALSE |  | 1.05 | 0.10526 | 0.63158 | 5014 | Cladding sheet (angle seamed), copper |  | 0 | D2 | 0 | 0 | 0 | 0 | 0 | 0 | 0 | 0 | 0
| Civic Offices | Services LED light fitting | 1701315 | 8404278 | 5.8 | Electrical installations | connectors | Construction | 0.10526 | kg | 10 | 44 | 1 | FALSE | 1 | FALSE |  | 1.05 | 0.10526 | 0.63158 | 5014 | Cladding sheet (angle seamed), copper |  | 0 | D3 | 0 | 0 | 0 | 0 | 0 | 0 | 0 | 0 | 0
| Civic Offices | Services LED light fitting | 1701315 | 8404278 | 5.8 | Electrical installations | connectors | Construction | 0.10526 | kg | 10 | 44 | 1 | FALSE | 1 | FALSE |  | 1.05 | 0.10526 | 0.63158 | 5014 | Cladding sheet (angle seamed), copper |  | 0 | D4 | 0 | 0 | 0 | 0 | 0 | 0 | 0 | 0 | 0
| Civic Offices | Services LED light fitting | 1701315 | 8404278 | 5.8 | Electrical installations | connectors | Construction | 0.10526 | kg | 10 | 44 | 1 | FALSE | 1 | FALSE |  | 1.05 | 0.10526 | 0.63158 | 5014 | Cladding sheet (angle seamed), copper |  | 60 | C2 | 0 | 0 | 0 | 0 | 0 | 0 | 0 | 0 | 0
| Civic Offices | Services LED light fitting | 1701315 | 8404278 | 5.8 | Electrical installations | connectors | Construction | 0.10526 | kg | 10 | 44 | 1 | FALSE | 1 | FALSE |  | 1.05 | 0.10526 | 0.63158 | 5014 | Cladding sheet (angle seamed), copper |  | 60 | C4 | 5.4716e-05 | 1.4328e-11 | 3.8262e-07 | 1.2573e-07 | 6.3492e-08 | 7.7185e-11 | 0.0013414 | 0.015789 | 2.744e-06
| Civic Offices | Services LED light fitting | 1701315 | 8404278 | 5.8 | Electrical installations | connectors | Construction | 0.10526 | kg | 10 | 44 | 1 | FALSE | 1 | FALSE |  | 1.05 | 0.10526 | 0.63158 | 5014 | Cladding sheet (angle seamed), copper |  | 60 | D2 | 0 | 0 | 0 | 0 | 0 | 0 | 0 | 0 | 0
| Civic Offices | Services LED light fitting | 1701315 | 8404278 | 5.8 | Electrical installations | connectors | Construction | 0.10526 | kg | 10 | 44 | 1 | FALSE | 1 | FALSE |  | 1.05 | 0.10526 | 0.63158 | 5014 | Cladding sheet (angle seamed), copper |  | 60 | D3 | 0 | 0 | 0 | 0 | 0 | 0 | 0 | 0 | 0
| Civic Offices | Services LED light fitting | 1701315 | 8404278 | 5.8 | Electrical installations | connectors | Construction | 0.10526 | kg | 10 | 44 | 1 | FALSE | 1 | FALSE |  | 1.05 | 0.10526 | 0.63158 | 5014 | Cladding sheet (angle seamed), copper |  | 60 | D4 | 0 | 0 | 0 | 0 | 0 | 0 | 0 | 0 | 0
| Civic Offices | Services LED light fitting | 1701315 | 8404278 | 5.8 | Electrical installations | connectors | Construction | 0.10526 | kg | 10 | 44 | 1 | FALSE | 1 | FALSE |  | 1.05 | 0.10526 | 0.63158 | 5014 | Cladding sheet (angle seamed), copper |  | 10 | B4B5 | 0.7632 | 6.3281e-07 | 0.038709 | 0.025837 | 0.0021406 | 0.00017608 | 11.5801 | 2.2755 | 0.024333
| Civic Offices | Services LED light fitting | 1701315 | 8404278 | 5.8 | Electrical installations | connectors | Construction | 0.10526 | kg | 10 | 44 | 1 | FALSE | 1 | FALSE |  | 1.05 | 0.10526 | 0.63158 | 5014 | Cladding sheet (angle seamed), copper |  | 10 | D2 | 0 | 0 | 0 | 0 | 0 | 0 | 0 | 0 | 0
| Civic Offices | Services LED light fitting | 1701315 | 8404278 | 5.8 | Electrical installations | connectors | Construction | 0.10526 | kg | 10 | 44 | 1 | FALSE | 1 | FALSE |  | 1.05 | 0.10526 | 0.63158 | 5014 | Cladding sheet (angle seamed), copper |  | 10 | D3 | 0 | 0 | 0 | 0 | 0 | 0 | 0 | 0 | 0
| Civic Offices | Services LED light fitting | 1701315 | 8404278 | 5.8 | Electrical installations | connectors | Construction | 0.10526 | kg | 10 | 44 | 1 | FALSE | 1 | FALSE |  | 1.05 | 0.10526 | 0.63158 | 5014 | Cladding sheet (angle seamed), copper |  | 10 | D4 | 0 | 0 | 0 | 0 | 0 | 0 | 0 | 0 | 0
| Civic Offices | Services LED light fitting | 1701315 | 8404278 | 5.8 | Electrical installations | connectors | Construction | 0.10526 | kg | 10 | 44 | 1 | FALSE | 1 | FALSE |  | 1.05 | 0.10526 | 0.63158 | 5014 | Cladding sheet (angle seamed), copper |  | 20 | B4B5 | 0.7632 | 6.3281e-07 | 0.038709 | 0.025837 | 0.0021406 | 0.00017608 | 11.5801 | 2.2755 | 0.024333
| Civic Offices | Services LED light fitting | 1701315 | 8404278 | 5.8 | Electrical installations | connectors | Construction | 0.10526 | kg | 10 | 44 | 1 | FALSE | 1 | FALSE |  | 1.05 | 0.10526 | 0.63158 | 5014 | Cladding sheet (angle seamed), copper |  | 20 | D2 | 0 | 0 | 0 | 0 | 0 | 0 | 0 | 0 | 0
| Civic Offices | Services LED light fitting | 1701315 | 8404278 | 5.8 | Electrical installations | connectors | Construction | 0.10526 | kg | 10 | 44 | 1 | FALSE | 1 | FALSE |  | 1.05 | 0.10526 | 0.63158 | 5014 | Cladding sheet (angle seamed), copper |  | 20 | D3 | 0 | 0 | 0 | 0 | 0 | 0 | 0 | 0 | 0
| Civic Offices | Services LED light fitting | 1701315 | 8404278 | 5.8 | Electrical installations | connectors | Construction | 0.10526 | kg | 10 | 44 | 1 | FALSE | 1 | FALSE |  | 1.05 | 0.10526 | 0.63158 | 5014 | Cladding sheet (angle seamed), copper |  | 20 | D4 | 0 | 0 | 0 | 0 | 0 | 0 | 0 | 0 | 0
| Civic Offices | Services LED light fitting | 1701315 | 8404278 | 5.8 | Electrical installations | connectors | Construction | 0.10526 | kg | 10 | 44 | 1 | FALSE | 1 | FALSE |  | 1.05 | 0.10526 | 0.63158 | 5014 | Cladding sheet (angle seamed), copper |  | 30 | B4B5 | 0.7632 | 6.3281e-07 | 0.038709 | 0.025837 | 0.0021406 | 0.00017608 | 11.5801 | 2.2755 | 0.024333
| Civic Offices | Services LED light fitting | 1701315 | 8404278 | 5.8 | Electrical installations | connectors | Construction | 0.10526 | kg | 10 | 44 | 1 | FALSE | 1 | FALSE |  | 1.05 | 0.10526 | 0.63158 | 5014 | Cladding sheet (angle seamed), copper |  | 30 | D2 | 0 | 0 | 0 | 0 | 0 | 0 | 0 | 0 | 0
| Civic Offices | Services LED light fitting | 1701315 | 8404278 | 5.8 | Electrical installations | connectors | Construction | 0.10526 | kg | 10 | 44 | 1 | FALSE | 1 | FALSE |  | 1.05 | 0.10526 | 0.63158 | 5014 | Cladding sheet (angle seamed), copper |  | 30 | D3 | 0 | 0 | 0 | 0 | 0 | 0 | 0 | 0 | 0
| Civic Offices | Services LED light fitting | 1701315 | 8404278 | 5.8 | Electrical installations | connectors | Construction | 0.10526 | kg | 10 | 44 | 1 | FALSE | 1 | FALSE |  | 1.05 | 0.10526 | 0.63158 | 5014 | Cladding sheet (angle seamed), copper |  | 30 | D4 | 0 | 0 | 0 | 0 | 0 | 0 | 0 | 0 | 0
| Civic Offices | Services LED light fitting | 1701315 | 8404278 | 5.8 | Electrical installations | connectors | Construction | 0.10526 | kg | 10 | 44 | 1 | FALSE | 1 | FALSE |  | 1.05 | 0.10526 | 0.63158 | 5014 | Cladding sheet (angle seamed), copper |  | 40 | B4B5 | 0.7632 | 6.3281e-07 | 0.038709 | 0.025837 | 0.0021406 | 0.00017608 | 11.5801 | 2.2755 | 0.024333
| Civic Offices | Services LED light fitting | 1701315 | 8404278 | 5.8 | Electrical installations | connectors | Construction | 0.10526 | kg | 10 | 44 | 1 | FALSE | 1 | FALSE |  | 1.05 | 0.10526 | 0.63158 | 5014 | Cladding sheet (angle seamed), copper |  | 40 | D2 | 0 | 0 | 0 | 0 | 0 | 0 | 0 | 0 | 0
| Civic Offices | Services LED light fitting | 1701315 | 8404278 | 5.8 | Electrical installations | connectors | Construction | 0.10526 | kg | 10 | 44 | 1 | FALSE | 1 | FALSE |  | 1.05 | 0.10526 | 0.63158 | 5014 | Cladding sheet (angle seamed), copper |  | 40 | D3 | 0 | 0 | 0 | 0 | 0 | 0 | 0 | 0 | 0
| Civic Offices | Services LED light fitting | 1701315 | 8404278 | 5.8 | Electrical installations | connectors | Construction | 0.10526 | kg | 10 | 44 | 1 | FALSE | 1 | FALSE |  | 1.05 | 0.10526 | 0.63158 | 5014 | Cladding sheet (angle seamed), copper |  | 40 | D4 | 0 | 0 | 0 | 0 | 0 | 0 | 0 | 0 | 0
| Civic Offices | Services LED light fitting | 1701315 | 8404278 | 5.8 | Electrical installations | connectors | Construction | 0.10526 | kg | 10 | 44 | 1 | FALSE | 1 | FALSE |  | 1.05 | 0.10526 | 0.63158 | 5014 | Cladding sheet (angle seamed), copper |  | 50 | B4B5 | 0.7632 | 6.3281e-07 | 0.038709 | 0.025837 | 0.0021406 | 0.00017608 | 11.5801 | 2.2755 | 0.024333
| Civic Offices | Services LED light fitting | 1701315 | 8404278 | 5.8 | Electrical installations | connectors | Construction | 0.10526 | kg | 10 | 44 | 1 | FALSE | 1 | FALSE |  | 1.05 | 0.10526 | 0.63158 | 5014 | Cladding sheet (angle seamed), copper |  | 50 | D2 | 0 | 0 | 0 | 0 | 0 | 0 | 0 | 0 | 0
| Civic Offices | Services LED light fitting | 1701315 | 8404278 | 5.8 | Electrical installations | connectors | Construction | 0.10526 | kg | 10 | 44 | 1 | FALSE | 1 | FALSE |  | 1.05 | 0.10526 | 0.63158 | 5014 | Cladding sheet (angle seamed), copper |  | 50 | D3 | 0 | 0 | 0 | 0 | 0 | 0 | 0 | 0 | 0
| Civic Offices | Services LED light fitting | 1701315 | 8404278 | 5.8 | Electrical installations | connectors | Construction | 0.10526 | kg | 10 | 44 | 1 | FALSE | 1 | FALSE |  | 1.05 | 0.10526 | 0.63158 | 5014 | Cladding sheet (angle seamed), copper |  | 50 | D4 | 0 | 0 | 0 | 0 | 0 | 0 | 0 | 0 | 0
| Civic Offices | Services LED light fitting | 1701315 | 8404279 | 5.8 | Electrical installations | insulator | Construction | 3.6421 | kg | 10 | 44 | 1 | FALSE | 1 | FALSE |  | 1.1 | 3.6421 | 21.8526 | 5052 | Membrane (breather), polypropylene |  | 0 | A1A3 | 22.0085 | 5.0259e-07 | 0.12395 | 0.035644 | 0.014726 | 2.5825e-05 | 479.1549 | 1.9011 | 0.10858
| Civic Offices | Services LED light fitting | 1701315 | 8404279 | 5.8 | Electrical installations | insulator | Construction | 3.6421 | kg | 10 | 44 | 1 | FALSE | 1 | FALSE |  | 1.1 | 3.6421 | 21.8526 | 5052 | Membrane (breather), polypropylene |  | 0 | A4 | 0.075906 | 1.3639e-08 | 0.00024854 | 6.7177e-05 | 4.2401e-05 | 2.6472e-07 | 1.1315 | 0.17277 | 0.00031237
| Civic Offices | Services LED light fitting | 1701315 | 8404279 | 5.8 | Electrical installations | insulator | Construction | 3.6421 | kg | 10 | 44 | 1 | FALSE | 1 | FALSE |  | 1.1 | 3.6421 | 21.8526 | 5052 | Membrane (breather), polypropylene |  | 0 | A5 | 0.0095991 | 3.0531e-10 | 8.8387e-06 | 0.00080532 | 2.9327e-06 | 1.7058e-09 | 0.027939 | 0.058274 | 0
| Civic Offices | Services LED light fitting | 1701315 | 8404279 | 5.8 | Electrical installations | insulator | Construction | 3.6421 | kg | 10 | 44 | 1 | FALSE | 1 | FALSE |  | 1.1 | 3.6421 | 21.8526 | 5052 | Membrane (breather), polypropylene |  | 0 | D2 | 0 | 0 | 0 | 0 | 0 | 0 | 0 | 0 | 0
| Civic Offices | Services LED light fitting | 1701315 | 8404279 | 5.8 | Electrical installations | insulator | Construction | 3.6421 | kg | 10 | 44 | 1 | FALSE | 1 | FALSE |  | 1.1 | 3.6421 | 21.8526 | 5052 | Membrane (breather), polypropylene |  | 0 | D3 | 0 | 0 | 0 | 0 | 0 | 0 | 0 | 0 | 0
| Civic Offices | Services LED light fitting | 1701315 | 8404279 | 5.8 | Electrical installations | insulator | Construction | 3.6421 | kg | 10 | 44 | 1 | FALSE | 1 | FALSE |  | 1.1 | 3.6421 | 21.8526 | 5052 | Membrane (breather), polypropylene |  | 0 | D4 | 0 | 0 | 0 | 0 | 0 | 0 | 0 | 0 | 0
| Civic Offices | Services LED light fitting | 1701315 | 8404279 | 5.8 | Electrical installations | insulator | Construction | 3.6421 | kg | 10 | 44 | 1 | FALSE | 1 | FALSE |  | 1.1 | 3.6421 | 21.8526 | 5052 | Membrane (breather), polypropylene |  | 60 | C2 | 0 | 0 | 0 | 0 | 0 | 0 | 0 | 0 | 0
| Civic Offices | Services LED light fitting | 1701315 | 8404279 | 5.8 | Electrical installations | insulator | Construction | 3.6421 | kg | 10 | 44 | 1 | FALSE | 1 | FALSE |  | 1.1 | 3.6421 | 21.8526 | 5052 | Membrane (breather), polypropylene |  | 60 | C4 | 0.095991 | 3.0531e-09 | 8.8387e-05 | 0.0080532 | 2.9327e-05 | 1.7058e-08 | 0.27939 | 0.58274 | 0.0027024
| Civic Offices | Services LED light fitting | 1701315 | 8404279 | 5.8 | Electrical installations | insulator | Construction | 3.6421 | kg | 10 | 44 | 1 | FALSE | 1 | FALSE |  | 1.1 | 3.6421 | 21.8526 | 5052 | Membrane (breather), polypropylene |  | 60 | D2 | 0 | 0 | 0 | 0 | 0 | 0 | 0 | 0 | 0
| Civic Offices | Services LED light fitting | 1701315 | 8404279 | 5.8 | Electrical installations | insulator | Construction | 3.6421 | kg | 10 | 44 | 1 | FALSE | 1 | FALSE |  | 1.1 | 3.6421 | 21.8526 | 5052 | Membrane (breather), polypropylene |  | 60 | D3 | 0 | 0 | 0 | 0 | 0 | 0 | 0 | 0 | 0
| Civic Offices | Services LED light fitting | 1701315 | 8404279 | 5.8 | Electrical installations | insulator | Construction | 3.6421 | kg | 10 | 44 | 1 | FALSE | 1 | FALSE |  | 1.1 | 3.6421 | 21.8526 | 5052 | Membrane (breather), polypropylene |  | 60 | D4 | 0 | 0 | 0 | 0 | 0 | 0 | 0 | 0 | 0
| Civic Offices | Services LED light fitting | 1701315 | 8404279 | 5.8 | Electrical installations | insulator | Construction | 3.6421 | kg | 10 | 44 | 1 | FALSE | 1 | FALSE |  | 1.1 | 3.6421 | 21.8526 | 5052 | Membrane (breather), polypropylene |  | 10 | B4B5 | 22.19 | 5.1958e-07 | 0.1243 | 0.04457 | 0.0148 | 2.6108e-05 | 480.5937 | 2.7149 | 0.10889
| Civic Offices | Services LED light fitting | 1701315 | 8404279 | 5.8 | Electrical installations | insulator | Construction | 3.6421 | kg | 10 | 44 | 1 | FALSE | 1 | FALSE |  | 1.1 | 3.6421 | 21.8526 | 5052 | Membrane (breather), polypropylene |  | 10 | D2 | 0 | 0 | 0 | 0 | 0 | 0 | 0 | 0 | 0
| Civic Offices | Services LED light fitting | 1701315 | 8404279 | 5.8 | Electrical installations | insulator | Construction | 3.6421 | kg | 10 | 44 | 1 | FALSE | 1 | FALSE |  | 1.1 | 3.6421 | 21.8526 | 5052 | Membrane (breather), polypropylene |  | 10 | D3 | 0 | 0 | 0 | 0 | 0 | 0 | 0 | 0 | 0
| Civic Offices | Services LED light fitting | 1701315 | 8404279 | 5.8 | Electrical installations | insulator | Construction | 3.6421 | kg | 10 | 44 | 1 | FALSE | 1 | FALSE |  | 1.1 | 3.6421 | 21.8526 | 5052 | Membrane (breather), polypropylene |  | 10 | D4 | 0 | 0 | 0 | 0 | 0 | 0 | 0 | 0 | 0
| Civic Offices | Services LED light fitting | 1701315 | 8404279 | 5.8 | Electrical installations | insulator | Construction | 3.6421 | kg | 10 | 44 | 1 | FALSE | 1 | FALSE |  | 1.1 | 3.6421 | 21.8526 | 5052 | Membrane (breather), polypropylene |  | 20 | B4B5 | 22.19 | 5.1958e-07 | 0.1243 | 0.04457 | 0.0148 | 2.6108e-05 | 480.5937 | 2.7149 | 0.10889
| Civic Offices | Services LED light fitting | 1701315 | 8404279 | 5.8 | Electrical installations | insulator | Construction | 3.6421 | kg | 10 | 44 | 1 | FALSE | 1 | FALSE |  | 1.1 | 3.6421 | 21.8526 | 5052 | Membrane (breather), polypropylene |  | 20 | D2 | 0 | 0 | 0 | 0 | 0 | 0 | 0 | 0 | 0
| Civic Offices | Services LED light fitting | 1701315 | 8404279 | 5.8 | Electrical installations | insulator | Construction | 3.6421 | kg | 10 | 44 | 1 | FALSE | 1 | FALSE |  | 1.1 | 3.6421 | 21.8526 | 5052 | Membrane (breather), polypropylene |  | 20 | D3 | 0 | 0 | 0 | 0 | 0 | 0 | 0 | 0 | 0
| Civic Offices | Services LED light fitting | 1701315 | 8404279 | 5.8 | Electrical installations | insulator | Construction | 3.6421 | kg | 10 | 44 | 1 | FALSE | 1 | FALSE |  | 1.1 | 3.6421 | 21.8526 | 5052 | Membrane (breather), polypropylene |  | 20 | D4 | 0 | 0 | 0 | 0 | 0 | 0 | 0 | 0 | 0
| Civic Offices | Services LED light fitting | 1701315 | 8404279 | 5.8 | Electrical installations | insulator | Construction | 3.6421 | kg | 10 | 44 | 1 | FALSE | 1 | FALSE |  | 1.1 | 3.6421 | 21.8526 | 5052 | Membrane (breather), polypropylene |  | 30 | B4B5 | 22.19 | 5.1958e-07 | 0.1243 | 0.04457 | 0.0148 | 2.6108e-05 | 480.5937 | 2.7149 | 0.10889
| Civic Offices | Services LED light fitting | 1701315 | 8404279 | 5.8 | Electrical installations | insulator | Construction | 3.6421 | kg | 10 | 44 | 1 | FALSE | 1 | FALSE |  | 1.1 | 3.6421 | 21.8526 | 5052 | Membrane (breather), polypropylene |  | 30 | D2 | 0 | 0 | 0 | 0 | 0 | 0 | 0 | 0 | 0
| Civic Offices | Services LED light fitting | 1701315 | 8404279 | 5.8 | Electrical installations | insulator | Construction | 3.6421 | kg | 10 | 44 | 1 | FALSE | 1 | FALSE |  | 1.1 | 3.6421 | 21.8526 | 5052 | Membrane (breather), polypropylene |  | 30 | D3 | 0 | 0 | 0 | 0 | 0 | 0 | 0 | 0 | 0
| Civic Offices | Services LED light fitting | 1701315 | 8404279 | 5.8 | Electrical installations | insulator | Construction | 3.6421 | kg | 10 | 44 | 1 | FALSE | 1 | FALSE |  | 1.1 | 3.6421 | 21.8526 | 5052 | Membrane (breather), polypropylene |  | 30 | D4 | 0 | 0 | 0 | 0 | 0 | 0 | 0 | 0 | 0
| Civic Offices | Services LED light fitting | 1701315 | 8404279 | 5.8 | Electrical installations | insulator | Construction | 3.6421 | kg | 10 | 44 | 1 | FALSE | 1 | FALSE |  | 1.1 | 3.6421 | 21.8526 | 5052 | Membrane (breather), polypropylene |  | 40 | B4B5 | 22.19 | 5.1958e-07 | 0.1243 | 0.04457 | 0.0148 | 2.6108e-05 | 480.5937 | 2.7149 | 0.10889
| Civic Offices | Services LED light fitting | 1701315 | 8404279 | 5.8 | Electrical installations | insulator | Construction | 3.6421 | kg | 10 | 44 | 1 | FALSE | 1 | FALSE |  | 1.1 | 3.6421 | 21.8526 | 5052 | Membrane (breather), polypropylene |  | 40 | D2 | 0 | 0 | 0 | 0 | 0 | 0 | 0 | 0 | 0
| Civic Offices | Services LED light fitting | 1701315 | 8404279 | 5.8 | Electrical installations | insulator | Construction | 3.6421 | kg | 10 | 44 | 1 | FALSE | 1 | FALSE |  | 1.1 | 3.6421 | 21.8526 | 5052 | Membrane (breather), polypropylene |  | 40 | D3 | 0 | 0 | 0 | 0 | 0 | 0 | 0 | 0 | 0
| Civic Offices | Services LED light fitting | 1701315 | 8404279 | 5.8 | Electrical installations | insulator | Construction | 3.6421 | kg | 10 | 44 | 1 | FALSE | 1 | FALSE |  | 1.1 | 3.6421 | 21.8526 | 5052 | Membrane (breather), polypropylene |  | 40 | D4 | 0 | 0 | 0 | 0 | 0 | 0 | 0 | 0 | 0
| Civic Offices | Services LED light fitting | 1701315 | 8404279 | 5.8 | Electrical installations | insulator | Construction | 3.6421 | kg | 10 | 44 | 1 | FALSE | 1 | FALSE |  | 1.1 | 3.6421 | 21.8526 | 5052 | Membrane (breather), polypropylene |  | 50 | B4B5 | 22.19 | 5.1958e-07 | 0.1243 | 0.04457 | 0.0148 | 2.6108e-05 | 480.5937 | 2.7149 | 0.10889
| Civic Offices | Services LED light fitting | 1701315 | 8404279 | 5.8 | Electrical installations | insulator | Construction | 3.6421 | kg | 10 | 44 | 1 | FALSE | 1 | FALSE |  | 1.1 | 3.6421 | 21.8526 | 5052 | Membrane (breather), polypropylene |  | 50 | D2 | 0 | 0 | 0 | 0 | 0 | 0 | 0 | 0 | 0
| Civic Offices | Services LED light fitting | 1701315 | 8404279 | 5.8 | Electrical installations | insulator | Construction | 3.6421 | kg | 10 | 44 | 1 | FALSE | 1 | FALSE |  | 1.1 | 3.6421 | 21.8526 | 5052 | Membrane (breather), polypropylene |  | 50 | D3 | 0 | 0 | 0 | 0 | 0 | 0 | 0 | 0 | 0
| Civic Offices | Services LED light fitting | 1701315 | 8404279 | 5.8 | Electrical installations | insulator | Construction | 3.6421 | kg | 10 | 44 | 1 | FALSE | 1 | FALSE |  | 1.1 | 3.6421 | 21.8526 | 5052 | Membrane (breather), polypropylene |  | 50 | D4 | 0 | 0 | 0 | 0 | 0 | 0 | 0 | 0 | 0
| Civic Offices | Services LED light fitting | 1701315 | 8404280 | 5.8 | Electrical installations | plates | Construction | 2.5684 | kg | 10 | 44 | 1 | FALSE | 1 | FALSE |  | 1.05 | 2.5684 | 15.4105 | 5168 | Fencing (posts, square section), steel (galvanized) |  | 0 | A1A3 | 7.0076 | 4.7635e-07 | 0.11455 | 0.035757 | 0.0067411 | 0.0016524 | 94.3345 | 5.2948 | 0.13653
| Civic Offices | Services LED light fitting | 1701315 | 8404280 | 5.8 | Electrical installations | plates | Construction | 2.5684 | kg | 10 | 44 | 1 | FALSE | 1 | FALSE |  | 1.05 | 2.5684 | 15.4105 | 5168 | Fencing (posts, square section), steel (galvanized) |  | 0 | A4 | 0.11194 | 1.5489e-08 | 0.00053221 | 9.8826e-05 | 7.026e-05 | 2.4928e-07 | 1.6378 | 0.47563 | 0.00045492
| Civic Offices | Services LED light fitting | 1701315 | 8404280 | 5.8 | Electrical installations | plates | Construction | 2.5684 | kg | 10 | 44 | 1 | FALSE | 1 | FALSE |  | 1.05 | 2.5684 | 15.4105 | 5168 | Fencing (posts, square section), steel (galvanized) |  | 0 | A5 | 6.6753e-05 | 1.748e-11 | 4.668e-07 | 1.5339e-07 | 7.746e-08 | 9.4166e-11 | 0.0016365 | 0.019263 | 0
| Civic Offices | Services LED light fitting | 1701315 | 8404280 | 5.8 | Electrical installations | plates | Construction | 2.5684 | kg | 10 | 44 | 1 | FALSE | 1 | FALSE |  | 1.05 | 2.5684 | 15.4105 | 5168 | Fencing (posts, square section), steel (galvanized) |  | 0 | D2 | 0 | 0 | 0 | 0 | 0 | 0 | 0 | 0 | 0
| Civic Offices | Services LED light fitting | 1701315 | 8404280 | 5.8 | Electrical installations | plates | Construction | 2.5684 | kg | 10 | 44 | 1 | FALSE | 1 | FALSE |  | 1.05 | 2.5684 | 15.4105 | 5168 | Fencing (posts, square section), steel (galvanized) |  | 0 | D3 | 0 | 0 | 0 | 0 | 0 | 0 | 0 | 0 | 0
| Civic Offices | Services LED light fitting | 1701315 | 8404280 | 5.8 | Electrical installations | plates | Construction | 2.5684 | kg | 10 | 44 | 1 | FALSE | 1 | FALSE |  | 1.05 | 2.5684 | 15.4105 | 5168 | Fencing (posts, square section), steel (galvanized) |  | 0 | D4 | 0 | 0 | 0 | 0 | 0 | 0 | 0 | 0 | 0
| Civic Offices | Services LED light fitting | 1701315 | 8404280 | 5.8 | Electrical installations | plates | Construction | 2.5684 | kg | 10 | 44 | 1 | FALSE | 1 | FALSE |  | 1.05 | 2.5684 | 15.4105 | 5168 | Fencing (posts, square section), steel (galvanized) |  | 60 | C2 | 0 | 0 | 0 | 0 | 0 | 0 | 0 | 0 | 0
| Civic Offices | Services LED light fitting | 1701315 | 8404280 | 5.8 | Electrical installations | plates | Construction | 2.5684 | kg | 10 | 44 | 1 | FALSE | 1 | FALSE |  | 1.05 | 2.5684 | 15.4105 | 5168 | Fencing (posts, square section), steel (galvanized) |  | 60 | C4 | 0.0013351 | 3.4959e-10 | 9.336e-06 | 3.0678e-06 | 1.5492e-06 | 1.8833e-09 | 0.03273 | 0.38526 | 6.6954e-05
| Civic Offices | Services LED light fitting | 1701315 | 8404280 | 5.8 | Electrical installations | plates | Construction | 2.5684 | kg | 10 | 44 | 1 | FALSE | 1 | FALSE |  | 1.05 | 2.5684 | 15.4105 | 5168 | Fencing (posts, square section), steel (galvanized) |  | 60 | D2 | 0 | 0 | 0 | 0 | 0 | 0 | 0 | 0 | 0
| Civic Offices | Services LED light fitting | 1701315 | 8404280 | 5.8 | Electrical installations | plates | Construction | 2.5684 | kg | 10 | 44 | 1 | FALSE | 1 | FALSE |  | 1.05 | 2.5684 | 15.4105 | 5168 | Fencing (posts, square section), steel (galvanized) |  | 60 | D3 | 0 | 0 | 0 | 0 | 0 | 0 | 0 | 0 | 0
| Civic Offices | Services LED light fitting | 1701315 | 8404280 | 5.8 | Electrical installations | plates | Construction | 2.5684 | kg | 10 | 44 | 1 | FALSE | 1 | FALSE |  | 1.05 | 2.5684 | 15.4105 | 5168 | Fencing (posts, square section), steel (galvanized) |  | 60 | D4 | 0 | 0 | 0 | 0 | 0 | 0 | 0 | 0 | 0
| Civic Offices | Services LED light fitting | 1701315 | 8404280 | 5.8 | Electrical installations | plates | Construction | 2.5684 | kg | 10 | 44 | 1 | FALSE | 1 | FALSE |  | 1.05 | 2.5684 | 15.4105 | 5168 | Fencing (posts, square section), steel (galvanized) |  | 10 | B4B5 | 7.1209 | 4.922e-07 | 0.1151 | 0.035859 | 0.006813 | 0.0016527 | 96.0067 | 6.175 | 0.13698
| Civic Offices | Services LED light fitting | 1701315 | 8404280 | 5.8 | Electrical installations | plates | Construction | 2.5684 | kg | 10 | 44 | 1 | FALSE | 1 | FALSE |  | 1.05 | 2.5684 | 15.4105 | 5168 | Fencing (posts, square section), steel (galvanized) |  | 10 | D2 | 0 | 0 | 0 | 0 | 0 | 0 | 0 | 0 | 0
| Civic Offices | Services LED light fitting | 1701315 | 8404280 | 5.8 | Electrical installations | plates | Construction | 2.5684 | kg | 10 | 44 | 1 | FALSE | 1 | FALSE |  | 1.05 | 2.5684 | 15.4105 | 5168 | Fencing (posts, square section), steel (galvanized) |  | 10 | D3 | 0 | 0 | 0 | 0 | 0 | 0 | 0 | 0 | 0
| Civic Offices | Services LED light fitting | 1701315 | 8404280 | 5.8 | Electrical installations | plates | Construction | 2.5684 | kg | 10 | 44 | 1 | FALSE | 1 | FALSE |  | 1.05 | 2.5684 | 15.4105 | 5168 | Fencing (posts, square section), steel (galvanized) |  | 10 | D4 | 0 | 0 | 0 | 0 | 0 | 0 | 0 | 0 | 0
| Civic Offices | Services LED light fitting | 1701315 | 8404280 | 5.8 | Electrical installations | plates | Construction | 2.5684 | kg | 10 | 44 | 1 | FALSE | 1 | FALSE |  | 1.05 | 2.5684 | 15.4105 | 5168 | Fencing (posts, square section), steel (galvanized) |  | 20 | B4B5 | 7.1209 | 4.922e-07 | 0.1151 | 0.035859 | 0.006813 | 0.0016527 | 96.0067 | 6.175 | 0.13698
| Civic Offices | Services LED light fitting | 1701315 | 8404280 | 5.8 | Electrical installations | plates | Construction | 2.5684 | kg | 10 | 44 | 1 | FALSE | 1 | FALSE |  | 1.05 | 2.5684 | 15.4105 | 5168 | Fencing (posts, square section), steel (galvanized) |  | 20 | D2 | 0 | 0 | 0 | 0 | 0 | 0 | 0 | 0 | 0
| Civic Offices | Services LED light fitting | 1701315 | 8404280 | 5.8 | Electrical installations | plates | Construction | 2.5684 | kg | 10 | 44 | 1 | FALSE | 1 | FALSE |  | 1.05 | 2.5684 | 15.4105 | 5168 | Fencing (posts, square section), steel (galvanized) |  | 20 | D3 | 0 | 0 | 0 | 0 | 0 | 0 | 0 | 0 | 0
| Civic Offices | Services LED light fitting | 1701315 | 8404280 | 5.8 | Electrical installations | plates | Construction | 2.5684 | kg | 10 | 44 | 1 | FALSE | 1 | FALSE |  | 1.05 | 2.5684 | 15.4105 | 5168 | Fencing (posts, square section), steel (galvanized) |  | 20 | D4 | 0 | 0 | 0 | 0 | 0 | 0 | 0 | 0 | 0
| Civic Offices | Services LED light fitting | 1701315 | 8404280 | 5.8 | Electrical installations | plates | Construction | 2.5684 | kg | 10 | 44 | 1 | FALSE | 1 | FALSE |  | 1.05 | 2.5684 | 15.4105 | 5168 | Fencing (posts, square section), steel (galvanized) |  | 30 | B4B5 | 7.1209 | 4.922e-07 | 0.1151 | 0.035859 | 0.006813 | 0.0016527 | 96.0067 | 6.175 | 0.13698
| Civic Offices | Services LED light fitting | 1701315 | 8404280 | 5.8 | Electrical installations | plates | Construction | 2.5684 | kg | 10 | 44 | 1 | FALSE | 1 | FALSE |  | 1.05 | 2.5684 | 15.4105 | 5168 | Fencing (posts, square section), steel (galvanized) |  | 30 | D2 | 0 | 0 | 0 | 0 | 0 | 0 | 0 | 0 | 0
| Civic Offices | Services LED light fitting | 1701315 | 8404280 | 5.8 | Electrical installations | plates | Construction | 2.5684 | kg | 10 | 44 | 1 | FALSE | 1 | FALSE |  | 1.05 | 2.5684 | 15.4105 | 5168 | Fencing (posts, square section), steel (galvanized) |  | 30 | D3 | 0 | 0 | 0 | 0 | 0 | 0 | 0 | 0 | 0
| Civic Offices | Services LED light fitting | 1701315 | 8404280 | 5.8 | Electrical installations | plates | Construction | 2.5684 | kg | 10 | 44 | 1 | FALSE | 1 | FALSE |  | 1.05 | 2.5684 | 15.4105 | 5168 | Fencing (posts, square section), steel (galvanized) |  | 30 | D4 | 0 | 0 | 0 | 0 | 0 | 0 | 0 | 0 | 0
| Civic Offices | Services LED light fitting | 1701315 | 8404280 | 5.8 | Electrical installations | plates | Construction | 2.5684 | kg | 10 | 44 | 1 | FALSE | 1 | FALSE |  | 1.05 | 2.5684 | 15.4105 | 5168 | Fencing (posts, square section), steel (galvanized) |  | 40 | B4B5 | 7.1209 | 4.922e-07 | 0.1151 | 0.035859 | 0.006813 | 0.0016527 | 96.0067 | 6.175 | 0.13698
| Civic Offices | Services LED light fitting | 1701315 | 8404280 | 5.8 | Electrical installations | plates | Construction | 2.5684 | kg | 10 | 44 | 1 | FALSE | 1 | FALSE |  | 1.05 | 2.5684 | 15.4105 | 5168 | Fencing (posts, square section), steel (galvanized) |  | 40 | D2 | 0 | 0 | 0 | 0 | 0 | 0 | 0 | 0 | 0
| Civic Offices | Services LED light fitting | 1701315 | 8404280 | 5.8 | Electrical installations | plates | Construction | 2.5684 | kg | 10 | 44 | 1 | FALSE | 1 | FALSE |  | 1.05 | 2.5684 | 15.4105 | 5168 | Fencing (posts, square section), steel (galvanized) |  | 40 | D3 | 0 | 0 | 0 | 0 | 0 | 0 | 0 | 0 | 0
| Civic Offices | Services LED light fitting | 1701315 | 8404280 | 5.8 | Electrical installations | plates | Construction | 2.5684 | kg | 10 | 44 | 1 | FALSE | 1 | FALSE |  | 1.05 | 2.5684 | 15.4105 | 5168 | Fencing (posts, square section), steel (galvanized) |  | 40 | D4 | 0 | 0 | 0 | 0 | 0 | 0 | 0 | 0 | 0
| Civic Offices | Services LED light fitting | 1701315 | 8404280 | 5.8 | Electrical installations | plates | Construction | 2.5684 | kg | 10 | 44 | 1 | FALSE | 1 | FALSE |  | 1.05 | 2.5684 | 15.4105 | 5168 | Fencing (posts, square section), steel (galvanized) |  | 50 | B4B5 | 7.1209 | 4.922e-07 | 0.1151 | 0.035859 | 0.006813 | 0.0016527 | 96.0067 | 6.175 | 0.13698
| Civic Offices | Services LED light fitting | 1701315 | 8404280 | 5.8 | Electrical installations | plates | Construction | 2.5684 | kg | 10 | 44 | 1 | FALSE | 1 | FALSE |  | 1.05 | 2.5684 | 15.4105 | 5168 | Fencing (posts, square section), steel (galvanized) |  | 50 | D2 | 0 | 0 | 0 | 0 | 0 | 0 | 0 | 0 | 0
| Civic Offices | Services LED light fitting | 1701315 | 8404280 | 5.8 | Electrical installations | plates | Construction | 2.5684 | kg | 10 | 44 | 1 | FALSE | 1 | FALSE |  | 1.05 | 2.5684 | 15.4105 | 5168 | Fencing (posts, square section), steel (galvanized) |  | 50 | D3 | 0 | 0 | 0 | 0 | 0 | 0 | 0 | 0 | 0
| Civic Offices | Services LED light fitting | 1701315 | 8404280 | 5.8 | Electrical installations | plates | Construction | 2.5684 | kg | 10 | 44 | 1 | FALSE | 1 | FALSE |  | 1.05 | 2.5684 | 15.4105 | 5168 | Fencing (posts, square section), steel (galvanized) |  | 50 | D4 | 0 | 0 | 0 | 0 | 0 | 0 | 0 | 0 | 0
| Civic Offices | Services electrical wireing | 1701316 | 8404282 | 5.2 | Services equipment | copper wire 6mm siam | Construction | 78.6443 | Linear length Calculation | 30 | 44 | 1 | FALSE | 1 | FALSE |  | 1.03 | 78.6443 | 157.2886 | 5113 | Cladding sheet (plain), copper |  | 0 | A1A3 | 557.7091 | 0.00046348 | 28.3642 | 18.934 | 1.5679 | 0.12904 | 8462.2572 | 1651.9283 | 17.8271
| Civic Offices | Services electrical wireing | 1701316 | 8404282 | 5.2 | Services equipment | copper wire 6mm siam | Construction | 78.6443 | Linear length Calculation | 30 | 44 | 1 | FALSE | 1 | FALSE |  | 1.03 | 78.6443 | 157.2886 | 5113 | Cladding sheet (plain), copper |  | 0 | A4 | 1.5871 | 2.8516e-07 | 0.0051966 | 0.0014046 | 0.00088654 | 5.5349e-06 | 23.6579 | 3.6124 | 0.006531
| Civic Offices | Services electrical wireing | 1701316 | 8404282 | 5.2 | Services equipment | copper wire 6mm siam | Construction | 78.6443 | Linear length Calculation | 30 | 44 | 1 | FALSE | 1 | FALSE |  | 1.03 | 78.6443 | 157.2886 | 5113 | Cladding sheet (plain), copper |  | 0 | A5 | 0.0012264 | 3.2113e-10 | 8.5759e-06 | 2.818e-06 | 1.4231e-06 | 1.73e-09 | 0.030065 | 0.3539 | 0
| Civic Offices | Services electrical wireing | 1701316 | 8404282 | 5.2 | Services equipment | copper wire 6mm siam | Construction | 78.6443 | Linear length Calculation | 30 | 44 | 1 | FALSE | 1 | FALSE |  | 1.03 | 78.6443 | 157.2886 | 5113 | Cladding sheet (plain), copper |  | 0 | D2 | 0 | 0 | 0 | 0 | 0 | 0 | 0 | 0 | 0
| Civic Offices | Services electrical wireing | 1701316 | 8404282 | 5.2 | Services equipment | copper wire 6mm siam | Construction | 78.6443 | Linear length Calculation | 30 | 44 | 1 | FALSE | 1 | FALSE |  | 1.03 | 78.6443 | 157.2886 | 5113 | Cladding sheet (plain), copper |  | 0 | D3 | 0 | 0 | 0 | 0 | 0 | 0 | 0 | 0 | 0
| Civic Offices | Services electrical wireing | 1701316 | 8404282 | 5.2 | Services equipment | copper wire 6mm siam | Construction | 78.6443 | Linear length Calculation | 30 | 44 | 1 | FALSE | 1 | FALSE |  | 1.03 | 78.6443 | 157.2886 | 5113 | Cladding sheet (plain), copper |  | 0 | D4 | 0 | 0 | 0 | 0 | 0 | 0 | 0 | 0 | 0
| Civic Offices | Services electrical wireing | 1701316 | 8404282 | 5.2 | Services equipment | copper wire 6mm siam | Construction | 78.6443 | Linear length Calculation | 30 | 44 | 1 | FALSE | 1 | FALSE |  | 1.03 | 78.6443 | 157.2886 | 5113 | Cladding sheet (plain), copper |  | 60 | C2 | 0 | 0 | 0 | 0 | 0 | 0 | 0 | 0 | 0
| Civic Offices | Services electrical wireing | 1701316 | 8404282 | 5.2 | Services equipment | copper wire 6mm siam | Construction | 78.6443 | Linear length Calculation | 30 | 44 | 1 | FALSE | 1 | FALSE |  | 1.03 | 78.6443 | 157.2886 | 5113 | Cladding sheet (plain), copper |  | 60 | C4 | 0.040879 | 1.0704e-08 | 0.00028586 | 9.3934e-05 | 4.7436e-05 | 5.7667e-08 | 1.0022 | 11.7966 | 0.0020501
| Civic Offices | Services electrical wireing | 1701316 | 8404282 | 5.2 | Services equipment | copper wire 6mm siam | Construction | 78.6443 | Linear length Calculation | 30 | 44 | 1 | FALSE | 1 | FALSE |  | 1.03 | 78.6443 | 157.2886 | 5113 | Cladding sheet (plain), copper |  | 60 | D2 | 0 | 0 | 0 | 0 | 0 | 0 | 0 | 0 | 0
| Civic Offices | Services electrical wireing | 1701316 | 8404282 | 5.2 | Services equipment | copper wire 6mm siam | Construction | 78.6443 | Linear length Calculation | 30 | 44 | 1 | FALSE | 1 | FALSE |  | 1.03 | 78.6443 | 157.2886 | 5113 | Cladding sheet (plain), copper |  | 60 | D3 | 0 | 0 | 0 | 0 | 0 | 0 | 0 | 0 | 0
| Civic Offices | Services electrical wireing | 1701316 | 8404282 | 5.2 | Services equipment | copper wire 6mm siam | Construction | 78.6443 | Linear length Calculation | 30 | 44 | 1 | FALSE | 1 | FALSE |  | 1.03 | 78.6443 | 157.2886 | 5113 | Cladding sheet (plain), copper |  | 60 | D4 | 0 | 0 | 0 | 0 | 0 | 0 | 0 | 0 | 0
| Civic Offices | Services electrical wireing | 1701316 | 8404282 | 5.2 | Services equipment | copper wire 6mm siam | Construction | 78.6443 | Linear length Calculation | 30 | 44 | 1 | FALSE | 1 | FALSE |  | 1.03 | 78.6443 | 157.2886 | 5113 | Cladding sheet (plain), copper |  | 30 | B4B5 | 559.3382 | 0.00046378 | 28.3697 | 18.9355 | 1.5688 | 0.12905 | 8486.9473 | 1667.6912 | 17.8336
| Civic Offices | Services electrical wireing | 1701316 | 8404282 | 5.2 | Services equipment | copper wire 6mm siam | Construction | 78.6443 | Linear length Calculation | 30 | 44 | 1 | FALSE | 1 | FALSE |  | 1.03 | 78.6443 | 157.2886 | 5113 | Cladding sheet (plain), copper |  | 30 | D2 | 0 | 0 | 0 | 0 | 0 | 0 | 0 | 0 | 0
| Civic Offices | Services electrical wireing | 1701316 | 8404282 | 5.2 | Services equipment | copper wire 6mm siam | Construction | 78.6443 | Linear length Calculation | 30 | 44 | 1 | FALSE | 1 | FALSE |  | 1.03 | 78.6443 | 157.2886 | 5113 | Cladding sheet (plain), copper |  | 30 | D3 | 0 | 0 | 0 | 0 | 0 | 0 | 0 | 0 | 0
| Civic Offices | Services electrical wireing | 1701316 | 8404282 | 5.2 | Services equipment | copper wire 6mm siam | Construction | 78.6443 | Linear length Calculation | 30 | 44 | 1 | FALSE | 1 | FALSE |  | 1.03 | 78.6443 | 157.2886 | 5113 | Cladding sheet (plain), copper |  | 30 | D4 | 0 | 0 | 0 | 0 | 0 | 0 | 0 | 0 | 0
| Civic Offices | Services electrical wireing | 1701316 | 8404283 | 5.2 | Services equipment | conduit 20mm | Construction | 60.4773 | Linear length Calculation | 30 | 44 | 1 | FALSE | 1 | FALSE |  | 1.05 | 60.4773 | 120.9546 | 5377 | Roof membrane (single ply), PVC |  | 0 | A1A3 | 132.4627 | 1.0824e-05 | 0.74865 | 0.19778 | 0.16392 | 0.0019577 | 3601.3076 | 575.0107 | 1.1237
| Civic Offices | Services electrical wireing | 1701316 | 8404283 | 5.2 | Services equipment | conduit 20mm | Construction | 60.4773 | Linear length Calculation | 30 | 44 | 1 | FALSE | 1 | FALSE |  | 1.05 | 60.4773 | 120.9546 | 5377 | Roof membrane (single ply), PVC |  | 0 | A4 | 1.2031 | 2.1617e-07 | 0.0039395 | 0.0010648 | 0.00067207 | 4.1959e-06 | 17.9347 | 2.7385 | 0.0049511
| Civic Offices | Services electrical wireing | 1701316 | 8404283 | 5.2 | Services equipment | conduit 20mm | Construction | 60.4773 | Linear length Calculation | 30 | 44 | 1 | FALSE | 1 | FALSE |  | 1.05 | 60.4773 | 120.9546 | 5377 | Roof membrane (single ply), PVC |  | 0 | A5 | 0.058083 | 2.4897e-09 | 0.00018504 | 0.0034348 | 2.0232e-05 | 1.3579e-08 | 0.23094 | 0.45358 | 0
| Civic Offices | Services electrical wireing | 1701316 | 8404283 | 5.2 | Services equipment | conduit 20mm | Construction | 60.4773 | Linear length Calculation | 30 | 44 | 1 | FALSE | 1 | FALSE |  | 1.05 | 60.4773 | 120.9546 | 5377 | Roof membrane (single ply), PVC |  | 0 | D2 | 0 | 0 | 0 | 0 | 0 | 0 | 0 | 0 | 0
| Civic Offices | Services electrical wireing | 1701316 | 8404283 | 5.2 | Services equipment | conduit 20mm | Construction | 60.4773 | Linear length Calculation | 30 | 44 | 1 | FALSE | 1 | FALSE |  | 1.05 | 60.4773 | 120.9546 | 5377 | Roof membrane (single ply), PVC |  | 0 | D3 | 0 | 0 | 0 | 0 | 0 | 0 | 0 | 0 | 0
| Civic Offices | Services electrical wireing | 1701316 | 8404283 | 5.2 | Services equipment | conduit 20mm | Construction | 60.4773 | Linear length Calculation | 30 | 44 | 1 | FALSE | 1 | FALSE |  | 1.05 | 60.4773 | 120.9546 | 5377 | Roof membrane (single ply), PVC |  | 0 | D4 | 0 | 0 | 0 | 0 | 0 | 0 | 0 | 0 | 0
| Civic Offices | Services electrical wireing | 1701316 | 8404283 | 5.2 | Services equipment | conduit 20mm | Construction | 60.4773 | Linear length Calculation | 30 | 44 | 1 | FALSE | 1 | FALSE |  | 1.05 | 60.4773 | 120.9546 | 5377 | Roof membrane (single ply), PVC |  | 60 | C2 | 0 | 0 | 0 | 0 | 0 | 0 | 0 | 0 | 0
| Civic Offices | Services electrical wireing | 1701316 | 8404283 | 5.2 | Services equipment | conduit 20mm | Construction | 60.4773 | Linear length Calculation | 30 | 44 | 1 | FALSE | 1 | FALSE |  | 1.05 | 60.4773 | 120.9546 | 5377 | Roof membrane (single ply), PVC |  | 60 | C4 | 1.1617 | 4.9794e-08 | 0.0037008 | 0.068697 | 0.00040465 | 2.7159e-07 | 4.6189 | 9.0716 | 0.028358
| Civic Offices | Services electrical wireing | 1701316 | 8404283 | 5.2 | Services equipment | conduit 20mm | Construction | 60.4773 | Linear length Calculation | 30 | 44 | 1 | FALSE | 1 | FALSE |  | 1.05 | 60.4773 | 120.9546 | 5377 | Roof membrane (single ply), PVC |  | 60 | D2 | 0 | 0 | 0 | 0 | 0 | 0 | 0 | 0 | 0
| Civic Offices | Services electrical wireing | 1701316 | 8404283 | 5.2 | Services equipment | conduit 20mm | Construction | 60.4773 | Linear length Calculation | 30 | 44 | 1 | FALSE | 1 | FALSE |  | 1.05 | 60.4773 | 120.9546 | 5377 | Roof membrane (single ply), PVC |  | 60 | D3 | 0 | 0 | 0 | 0 | 0 | 0 | 0 | 0 | 0
| Civic Offices | Services electrical wireing | 1701316 | 8404283 | 5.2 | Services equipment | conduit 20mm | Construction | 60.4773 | Linear length Calculation | 30 | 44 | 1 | FALSE | 1 | FALSE |  | 1.05 | 60.4773 | 120.9546 | 5377 | Roof membrane (single ply), PVC |  | 60 | D4 | 0 | 0 | 0 | 0 | 0 | 0 | 0 | 0 | 0
| Civic Offices | Services electrical wireing | 1701316 | 8404283 | 5.2 | Services equipment | conduit 20mm | Construction | 60.4773 | Linear length Calculation | 30 | 44 | 1 | FALSE | 1 | FALSE |  | 1.05 | 60.4773 | 120.9546 | 5377 | Roof membrane (single ply), PVC |  | 30 | B4B5 | 134.8856 | 1.1092e-05 | 0.75647 | 0.27098 | 0.16502 | 0.0019622 | 3624.092 | 587.2743 | 1.1287
| Civic Offices | Services electrical wireing | 1701316 | 8404283 | 5.2 | Services equipment | conduit 20mm | Construction | 60.4773 | Linear length Calculation | 30 | 44 | 1 | FALSE | 1 | FALSE |  | 1.05 | 60.4773 | 120.9546 | 5377 | Roof membrane (single ply), PVC |  | 30 | D2 | 0 | 0 | 0 | 0 | 0 | 0 | 0 | 0 | 0
| Civic Offices | Services electrical wireing | 1701316 | 8404283 | 5.2 | Services equipment | conduit 20mm | Construction | 60.4773 | Linear length Calculation | 30 | 44 | 1 | FALSE | 1 | FALSE |  | 1.05 | 60.4773 | 120.9546 | 5377 | Roof membrane (single ply), PVC |  | 30 | D3 | 0 | 0 | 0 | 0 | 0 | 0 | 0 | 0 | 0
| Civic Offices | Services electrical wireing | 1701316 | 8404283 | 5.2 | Services equipment | conduit 20mm | Construction | 60.4773 | Linear length Calculation | 30 | 44 | 1 | FALSE | 1 | FALSE |  | 1.05 | 60.4773 | 120.9546 | 5377 | Roof membrane (single ply), PVC |  | 30 | D4 | 0 | 0 | 0 | 0 | 0 | 0 | 0 | 0 | 0
| Civic Offices | Services LED light fitting | 1701319 | 8404285 | 5.8 | Electrical installations | heat sink | Construction | 50.4235 | kg | 10 | 44 | 1 | FALSE | 1 | FALSE |  | 1.01 | 50.4235 | 302.5412 | 5536 | Window furniture/hardware, aluminium |  | 0 | A1A3 | 957.0051 | 3.2406e-05 | 6.5422 | 1.4991 | 0.48596 | 0.0008336 | 11961.1065 | 202.4536 | 6.3541
| Civic Offices | Services LED light fitting | 1701319 | 8404285 | 5.8 | Electrical installations | heat sink | Construction | 50.4235 | kg | 10 | 44 | 1 | FALSE | 1 | FALSE |  | 1.01 | 50.4235 | 302.5412 | 5536 | Window furniture/hardware, aluminium |  | 0 | A4 | 2.5097 | 2.7836e-07 | 0.013002 | 0.00211 | 0.0016034 | 3.4878e-06 | 36.2376 | 9.8507 | 0.0099002
| Civic Offices | Services LED light fitting | 1701319 | 8404285 | 5.8 | Electrical installations | heat sink | Construction | 50.4235 | kg | 10 | 44 | 1 | FALSE | 1 | FALSE |  | 1.01 | 50.4235 | 302.5412 | 5536 | Window furniture/hardware, aluminium |  | 0 | A5 | 0.0002621 | 6.8633e-11 | 1.8328e-06 | 6.0227e-07 | 3.0414e-07 | 3.6973e-10 | 0.0064255 | 0.075635 | 0
| Civic Offices | Services LED light fitting | 1701319 | 8404285 | 5.8 | Electrical installations | heat sink | Construction | 50.4235 | kg | 10 | 44 | 1 | FALSE | 1 | FALSE |  | 1.01 | 50.4235 | 302.5412 | 5536 | Window furniture/hardware, aluminium |  | 0 | D2 | 0 | 0 | 0 | 0 | 0 | 0 | 0 | 0 | 0
| Civic Offices | Services LED light fitting | 1701319 | 8404285 | 5.8 | Electrical installations | heat sink | Construction | 50.4235 | kg | 10 | 44 | 1 | FALSE | 1 | FALSE |  | 1.01 | 50.4235 | 302.5412 | 5536 | Window furniture/hardware, aluminium |  | 0 | D3 | 0 | 0 | 0 | 0 | 0 | 0 | 0 | 0 | 0
| Civic Offices | Services LED light fitting | 1701319 | 8404285 | 5.8 | Electrical installations | heat sink | Construction | 50.4235 | kg | 10 | 44 | 1 | FALSE | 1 | FALSE |  | 1.01 | 50.4235 | 302.5412 | 5536 | Window furniture/hardware, aluminium |  | 0 | D4 | 0 | 0 | 0 | 0 | 0 | 0 | 0 | 0 | 0
| Civic Offices | Services LED light fitting | 1701319 | 8404285 | 5.8 | Electrical installations | heat sink | Construction | 50.4235 | kg | 10 | 44 | 1 | FALSE | 1 | FALSE |  | 1.01 | 50.4235 | 302.5412 | 5536 | Window furniture/hardware, aluminium |  | 60 | C2 | 0 | 0 | 0 | 0 | 0 | 0 | 0 | 0 | 0
| Civic Offices | Services LED light fitting | 1701319 | 8404285 | 5.8 | Electrical installations | heat sink | Construction | 50.4235 | kg | 10 | 44 | 1 | FALSE | 1 | FALSE |  | 1.01 | 50.4235 | 302.5412 | 5536 | Window furniture/hardware, aluminium |  | 60 | C4 | 0.02621 | 6.8633e-09 | 0.00018328 | 6.0227e-05 | 3.0414e-05 | 3.6973e-08 | 0.64255 | 7.5635 | 0.0013144
| Civic Offices | Services LED light fitting | 1701319 | 8404285 | 5.8 | Electrical installations | heat sink | Construction | 50.4235 | kg | 10 | 44 | 1 | FALSE | 1 | FALSE |  | 1.01 | 50.4235 | 302.5412 | 5536 | Window furniture/hardware, aluminium |  | 60 | D2 | 0 | 0 | 0 | 0 | 0 | 0 | 0 | 0 | 0
| Civic Offices | Services LED light fitting | 1701319 | 8404285 | 5.8 | Electrical installations | heat sink | Construction | 50.4235 | kg | 10 | 44 | 1 | FALSE | 1 | FALSE |  | 1.01 | 50.4235 | 302.5412 | 5536 | Window furniture/hardware, aluminium |  | 60 | D3 | 0 | 0 | 0 | 0 | 0 | 0 | 0 | 0 | 0
| Civic Offices | Services LED light fitting | 1701319 | 8404285 | 5.8 | Electrical installations | heat sink | Construction | 50.4235 | kg | 10 | 44 | 1 | FALSE | 1 | FALSE |  | 1.01 | 50.4235 | 302.5412 | 5536 | Window furniture/hardware, aluminium |  | 60 | D4 | 0 | 0 | 0 | 0 | 0 | 0 | 0 | 0 | 0
| Civic Offices | Services LED light fitting | 1701319 | 8404285 | 5.8 | Electrical installations | heat sink | Construction | 50.4235 | kg | 10 | 44 | 1 | FALSE | 1 | FALSE |  | 1.01 | 50.4235 | 302.5412 | 5536 | Window furniture/hardware, aluminium |  | 10 | B4B5 | 959.5412 | 3.2691e-05 | 6.5554 | 1.5013 | 0.48759 | 0.00083713 | 11997.9931 | 219.9435 | 6.364
| Civic Offices | Services LED light fitting | 1701319 | 8404285 | 5.8 | Electrical installations | heat sink | Construction | 50.4235 | kg | 10 | 44 | 1 | FALSE | 1 | FALSE |  | 1.01 | 50.4235 | 302.5412 | 5536 | Window furniture/hardware, aluminium |  | 10 | D2 | 0 | 0 | 0 | 0 | 0 | 0 | 0 | 0 | 0
| Civic Offices | Services LED light fitting | 1701319 | 8404285 | 5.8 | Electrical installations | heat sink | Construction | 50.4235 | kg | 10 | 44 | 1 | FALSE | 1 | FALSE |  | 1.01 | 50.4235 | 302.5412 | 5536 | Window furniture/hardware, aluminium |  | 10 | D3 | 0 | 0 | 0 | 0 | 0 | 0 | 0 | 0 | 0
| Civic Offices | Services LED light fitting | 1701319 | 8404285 | 5.8 | Electrical installations | heat sink | Construction | 50.4235 | kg | 10 | 44 | 1 | FALSE | 1 | FALSE |  | 1.01 | 50.4235 | 302.5412 | 5536 | Window furniture/hardware, aluminium |  | 10 | D4 | 0 | 0 | 0 | 0 | 0 | 0 | 0 | 0 | 0
| Civic Offices | Services LED light fitting | 1701319 | 8404285 | 5.8 | Electrical installations | heat sink | Construction | 50.4235 | kg | 10 | 44 | 1 | FALSE | 1 | FALSE |  | 1.01 | 50.4235 | 302.5412 | 5536 | Window furniture/hardware, aluminium |  | 20 | B4B5 | 959.5412 | 3.2691e-05 | 6.5554 | 1.5013 | 0.48759 | 0.00083713 | 11997.9931 | 219.9435 | 6.364
| Civic Offices | Services LED light fitting | 1701319 | 8404285 | 5.8 | Electrical installations | heat sink | Construction | 50.4235 | kg | 10 | 44 | 1 | FALSE | 1 | FALSE |  | 1.01 | 50.4235 | 302.5412 | 5536 | Window furniture/hardware, aluminium |  | 20 | D2 | 0 | 0 | 0 | 0 | 0 | 0 | 0 | 0 | 0
| Civic Offices | Services LED light fitting | 1701319 | 8404285 | 5.8 | Electrical installations | heat sink | Construction | 50.4235 | kg | 10 | 44 | 1 | FALSE | 1 | FALSE |  | 1.01 | 50.4235 | 302.5412 | 5536 | Window furniture/hardware, aluminium |  | 20 | D3 | 0 | 0 | 0 | 0 | 0 | 0 | 0 | 0 | 0
| Civic Offices | Services LED light fitting | 1701319 | 8404285 | 5.8 | Electrical installations | heat sink | Construction | 50.4235 | kg | 10 | 44 | 1 | FALSE | 1 | FALSE |  | 1.01 | 50.4235 | 302.5412 | 5536 | Window furniture/hardware, aluminium |  | 20 | D4 | 0 | 0 | 0 | 0 | 0 | 0 | 0 | 0 | 0
| Civic Offices | Services LED light fitting | 1701319 | 8404285 | 5.8 | Electrical installations | heat sink | Construction | 50.4235 | kg | 10 | 44 | 1 | FALSE | 1 | FALSE |  | 1.01 | 50.4235 | 302.5412 | 5536 | Window furniture/hardware, aluminium |  | 30 | B4B5 | 959.5412 | 3.2691e-05 | 6.5554 | 1.5013 | 0.48759 | 0.00083713 | 11997.9931 | 219.9435 | 6.364
| Civic Offices | Services LED light fitting | 1701319 | 8404285 | 5.8 | Electrical installations | heat sink | Construction | 50.4235 | kg | 10 | 44 | 1 | FALSE | 1 | FALSE |  | 1.01 | 50.4235 | 302.5412 | 5536 | Window furniture/hardware, aluminium |  | 30 | D2 | 0 | 0 | 0 | 0 | 0 | 0 | 0 | 0 | 0
| Civic Offices | Services LED light fitting | 1701319 | 8404285 | 5.8 | Electrical installations | heat sink | Construction | 50.4235 | kg | 10 | 44 | 1 | FALSE | 1 | FALSE |  | 1.01 | 50.4235 | 302.5412 | 5536 | Window furniture/hardware, aluminium |  | 30 | D3 | 0 | 0 | 0 | 0 | 0 | 0 | 0 | 0 | 0
| Civic Offices | Services LED light fitting | 1701319 | 8404285 | 5.8 | Electrical installations | heat sink | Construction | 50.4235 | kg | 10 | 44 | 1 | FALSE | 1 | FALSE |  | 1.01 | 50.4235 | 302.5412 | 5536 | Window furniture/hardware, aluminium |  | 30 | D4 | 0 | 0 | 0 | 0 | 0 | 0 | 0 | 0 | 0
| Civic Offices | Services LED light fitting | 1701319 | 8404285 | 5.8 | Electrical installations | heat sink | Construction | 50.4235 | kg | 10 | 44 | 1 | FALSE | 1 | FALSE |  | 1.01 | 50.4235 | 302.5412 | 5536 | Window furniture/hardware, aluminium |  | 40 | B4B5 | 959.5412 | 3.2691e-05 | 6.5554 | 1.5013 | 0.48759 | 0.00083713 | 11997.9931 | 219.9435 | 6.364
| Civic Offices | Services LED light fitting | 1701319 | 8404285 | 5.8 | Electrical installations | heat sink | Construction | 50.4235 | kg | 10 | 44 | 1 | FALSE | 1 | FALSE |  | 1.01 | 50.4235 | 302.5412 | 5536 | Window furniture/hardware, aluminium |  | 40 | D2 | 0 | 0 | 0 | 0 | 0 | 0 | 0 | 0 | 0
| Civic Offices | Services LED light fitting | 1701319 | 8404285 | 5.8 | Electrical installations | heat sink | Construction | 50.4235 | kg | 10 | 44 | 1 | FALSE | 1 | FALSE |  | 1.01 | 50.4235 | 302.5412 | 5536 | Window furniture/hardware, aluminium |  | 40 | D3 | 0 | 0 | 0 | 0 | 0 | 0 | 0 | 0 | 0
| Civic Offices | Services LED light fitting | 1701319 | 8404285 | 5.8 | Electrical installations | heat sink | Construction | 50.4235 | kg | 10 | 44 | 1 | FALSE | 1 | FALSE |  | 1.01 | 50.4235 | 302.5412 | 5536 | Window furniture/hardware, aluminium |  | 40 | D4 | 0 | 0 | 0 | 0 | 0 | 0 | 0 | 0 | 0
| Civic Offices | Services LED light fitting | 1701319 | 8404285 | 5.8 | Electrical installations | heat sink | Construction | 50.4235 | kg | 10 | 44 | 1 | FALSE | 1 | FALSE |  | 1.01 | 50.4235 | 302.5412 | 5536 | Window furniture/hardware, aluminium |  | 50 | B4B5 | 959.5412 | 3.2691e-05 | 6.5554 | 1.5013 | 0.48759 | 0.00083713 | 11997.9931 | 219.9435 | 6.364
| Civic Offices | Services LED light fitting | 1701319 | 8404285 | 5.8 | Electrical installations | heat sink | Construction | 50.4235 | kg | 10 | 44 | 1 | FALSE | 1 | FALSE |  | 1.01 | 50.4235 | 302.5412 | 5536 | Window furniture/hardware, aluminium |  | 50 | D2 | 0 | 0 | 0 | 0 | 0 | 0 | 0 | 0 | 0
| Civic Offices | Services LED light fitting | 1701319 | 8404285 | 5.8 | Electrical installations | heat sink | Construction | 50.4235 | kg | 10 | 44 | 1 | FALSE | 1 | FALSE |  | 1.01 | 50.4235 | 302.5412 | 5536 | Window furniture/hardware, aluminium |  | 50 | D3 | 0 | 0 | 0 | 0 | 0 | 0 | 0 | 0 | 0
| Civic Offices | Services LED light fitting | 1701319 | 8404285 | 5.8 | Electrical installations | heat sink | Construction | 50.4235 | kg | 10 | 44 | 1 | FALSE | 1 | FALSE |  | 1.01 | 50.4235 | 302.5412 | 5536 | Window furniture/hardware, aluminium |  | 50 | D4 | 0 | 0 | 0 | 0 | 0 | 0 | 0 | 0 | 0
| Civic Offices | Services LED light fitting | 1701319 | 8404286 | 5.8 | Electrical installations | glass bulb | Construction | 14.6215 | kg | 10 | 44 | 1 | FALSE | 1 | FALSE |  | 1.05 | 14.6215 | 87.7287 | 5490 | General glazing, glass (toughened) |  | 0 | A1A3 | 17.2458 | 1.5901e-06 | 0.16375 | 0.020648 | 0.0099178 | 0.0001095 | 211.1908 | 119.328 | 0.084071
| Civic Offices | Services LED light fitting | 1701319 | 8404286 | 5.8 | Electrical installations | glass bulb | Construction | 14.6215 | kg | 10 | 44 | 1 | FALSE | 1 | FALSE |  | 1.05 | 14.6215 | 87.7287 | 5490 | General glazing, glass (toughened) |  | 0 | A4 | 0.36965 | 6.8041e-08 | 0.0012361 | 0.00032613 | 0.00021563 | 9.7351e-07 | 5.5824 | 0.68973 | 0.0015315
| Civic Offices | Services LED light fitting | 1701319 | 8404286 | 5.8 | Electrical installations | glass bulb | Construction | 14.6215 | kg | 10 | 44 | 1 | FALSE | 1 | FALSE |  | 1.05 | 14.6215 | 87.7287 | 5490 | General glazing, glass (toughened) |  | 0 | A5 | 0.0011386 | 3.9251e-10 | 8.7692e-06 | 2.1653e-06 | 1.5149e-06 | 1.2308e-09 | 0.033071 | 0.10966 | 0
| Civic Offices | Services LED light fitting | 1701319 | 8404286 | 5.8 | Electrical installations | glass bulb | Construction | 14.6215 | kg | 10 | 44 | 1 | FALSE | 1 | FALSE |  | 1.05 | 14.6215 | 87.7287 | 5490 | General glazing, glass (toughened) |  | 0 | D2 | 0 | 0 | 0 | 0 | 0 | 0 | 0 | 0 | 0
| Civic Offices | Services LED light fitting | 1701319 | 8404286 | 5.8 | Electrical installations | glass bulb | Construction | 14.6215 | kg | 10 | 44 | 1 | FALSE | 1 | FALSE |  | 1.05 | 14.6215 | 87.7287 | 5490 | General glazing, glass (toughened) |  | 0 | D3 | 0 | 0 | 0 | 0 | 0 | 0 | 0 | 0 | 0
| Civic Offices | Services LED light fitting | 1701319 | 8404286 | 5.8 | Electrical installations | glass bulb | Construction | 14.6215 | kg | 10 | 44 | 1 | FALSE | 1 | FALSE |  | 1.05 | 14.6215 | 87.7287 | 5490 | General glazing, glass (toughened) |  | 0 | D4 | 0 | 0 | 0 | 0 | 0 | 0 | 0 | 0 | 0
| Civic Offices | Services LED light fitting | 1701319 | 8404286 | 5.8 | Electrical installations | glass bulb | Construction | 14.6215 | kg | 10 | 44 | 1 | FALSE | 1 | FALSE |  | 1.05 | 14.6215 | 87.7287 | 5490 | General glazing, glass (toughened) |  | 60 | C2 | 0 | 0 | 0 | 0 | 0 | 0 | 0 | 0 | 0
| Civic Offices | Services LED light fitting | 1701319 | 8404286 | 5.8 | Electrical installations | glass bulb | Construction | 14.6215 | kg | 10 | 44 | 1 | FALSE | 1 | FALSE |  | 1.05 | 14.6215 | 87.7287 | 5490 | General glazing, glass (toughened) |  | 60 | C4 | 0.022772 | 7.8502e-09 | 0.00017538 | 4.3306e-05 | 3.0297e-05 | 2.4616e-08 | 0.66142 | 2.1932 | 0.0021467
| Civic Offices | Services LED light fitting | 1701319 | 8404286 | 5.8 | Electrical installations | glass bulb | Construction | 14.6215 | kg | 10 | 44 | 1 | FALSE | 1 | FALSE |  | 1.05 | 14.6215 | 87.7287 | 5490 | General glazing, glass (toughened) |  | 60 | D2 | 0 | 0 | 0 | 0 | 0 | 0 | 0 | 0 | 0
| Civic Offices | Services LED light fitting | 1701319 | 8404286 | 5.8 | Electrical installations | glass bulb | Construction | 14.6215 | kg | 10 | 44 | 1 | FALSE | 1 | FALSE |  | 1.05 | 14.6215 | 87.7287 | 5490 | General glazing, glass (toughened) |  | 60 | D3 | 0 | 0 | 0 | 0 | 0 | 0 | 0 | 0 | 0
| Civic Offices | Services LED light fitting | 1701319 | 8404286 | 5.8 | Electrical installations | glass bulb | Construction | 14.6215 | kg | 10 | 44 | 1 | FALSE | 1 | FALSE |  | 1.05 | 14.6215 | 87.7287 | 5490 | General glazing, glass (toughened) |  | 60 | D4 | 0 | 0 | 0 | 0 | 0 | 0 | 0 | 0 | 0
| Civic Offices | Services LED light fitting | 1701319 | 8404286 | 5.8 | Electrical installations | glass bulb | Construction | 14.6215 | kg | 10 | 44 | 1 | FALSE | 1 | FALSE |  | 1.05 | 14.6215 | 87.7287 | 5490 | General glazing, glass (toughened) |  | 10 | B4B5 | 17.6393 | 1.6664e-06 | 0.16517 | 0.02102 | 0.010165 | 0.0001105 | 217.4678 | 122.3206 | 0.085602
| Civic Offices | Services LED light fitting | 1701319 | 8404286 | 5.8 | Electrical installations | glass bulb | Construction | 14.6215 | kg | 10 | 44 | 1 | FALSE | 1 | FALSE |  | 1.05 | 14.6215 | 87.7287 | 5490 | General glazing, glass (toughened) |  | 10 | D2 | 0 | 0 | 0 | 0 | 0 | 0 | 0 | 0 | 0
| Civic Offices | Services LED light fitting | 1701319 | 8404286 | 5.8 | Electrical installations | glass bulb | Construction | 14.6215 | kg | 10 | 44 | 1 | FALSE | 1 | FALSE |  | 1.05 | 14.6215 | 87.7287 | 5490 | General glazing, glass (toughened) |  | 10 | D3 | 0 | 0 | 0 | 0 | 0 | 0 | 0 | 0 | 0
| Civic Offices | Services LED light fitting | 1701319 | 8404286 | 5.8 | Electrical installations | glass bulb | Construction | 14.6215 | kg | 10 | 44 | 1 | FALSE | 1 | FALSE |  | 1.05 | 14.6215 | 87.7287 | 5490 | General glazing, glass (toughened) |  | 10 | D4 | 0 | 0 | 0 | 0 | 0 | 0 | 0 | 0 | 0
| Civic Offices | Services LED light fitting | 1701319 | 8404286 | 5.8 | Electrical installations | glass bulb | Construction | 14.6215 | kg | 10 | 44 | 1 | FALSE | 1 | FALSE |  | 1.05 | 14.6215 | 87.7287 | 5490 | General glazing, glass (toughened) |  | 20 | B4B5 | 17.6393 | 1.6664e-06 | 0.16517 | 0.02102 | 0.010165 | 0.0001105 | 217.4678 | 122.3206 | 0.085602
| Civic Offices | Services LED light fitting | 1701319 | 8404286 | 5.8 | Electrical installations | glass bulb | Construction | 14.6215 | kg | 10 | 44 | 1 | FALSE | 1 | FALSE |  | 1.05 | 14.6215 | 87.7287 | 5490 | General glazing, glass (toughened) |  | 20 | D2 | 0 | 0 | 0 | 0 | 0 | 0 | 0 | 0 | 0
| Civic Offices | Services LED light fitting | 1701319 | 8404286 | 5.8 | Electrical installations | glass bulb | Construction | 14.6215 | kg | 10 | 44 | 1 | FALSE | 1 | FALSE |  | 1.05 | 14.6215 | 87.7287 | 5490 | General glazing, glass (toughened) |  | 20 | D3 | 0 | 0 | 0 | 0 | 0 | 0 | 0 | 0 | 0
| Civic Offices | Services LED light fitting | 1701319 | 8404286 | 5.8 | Electrical installations | glass bulb | Construction | 14.6215 | kg | 10 | 44 | 1 | FALSE | 1 | FALSE |  | 1.05 | 14.6215 | 87.7287 | 5490 | General glazing, glass (toughened) |  | 20 | D4 | 0 | 0 | 0 | 0 | 0 | 0 | 0 | 0 | 0
| Civic Offices | Services LED light fitting | 1701319 | 8404286 | 5.8 | Electrical installations | glass bulb | Construction | 14.6215 | kg | 10 | 44 | 1 | FALSE | 1 | FALSE |  | 1.05 | 14.6215 | 87.7287 | 5490 | General glazing, glass (toughened) |  | 30 | B4B5 | 17.6393 | 1.6664e-06 | 0.16517 | 0.02102 | 0.010165 | 0.0001105 | 217.4678 | 122.3206 | 0.085602
| Civic Offices | Services LED light fitting | 1701319 | 8404286 | 5.8 | Electrical installations | glass bulb | Construction | 14.6215 | kg | 10 | 44 | 1 | FALSE | 1 | FALSE |  | 1.05 | 14.6215 | 87.7287 | 5490 | General glazing, glass (toughened) |  | 30 | D2 | 0 | 0 | 0 | 0 | 0 | 0 | 0 | 0 | 0
| Civic Offices | Services LED light fitting | 1701319 | 8404286 | 5.8 | Electrical installations | glass bulb | Construction | 14.6215 | kg | 10 | 44 | 1 | FALSE | 1 | FALSE |  | 1.05 | 14.6215 | 87.7287 | 5490 | General glazing, glass (toughened) |  | 30 | D3 | 0 | 0 | 0 | 0 | 0 | 0 | 0 | 0 | 0
| Civic Offices | Services LED light fitting | 1701319 | 8404286 | 5.8 | Electrical installations | glass bulb | Construction | 14.6215 | kg | 10 | 44 | 1 | FALSE | 1 | FALSE |  | 1.05 | 14.6215 | 87.7287 | 5490 | General glazing, glass (toughened) |  | 30 | D4 | 0 | 0 | 0 | 0 | 0 | 0 | 0 | 0 | 0
| Civic Offices | Services LED light fitting | 1701319 | 8404286 | 5.8 | Electrical installations | glass bulb | Construction | 14.6215 | kg | 10 | 44 | 1 | FALSE | 1 | FALSE |  | 1.05 | 14.6215 | 87.7287 | 5490 | General glazing, glass (toughened) |  | 40 | B4B5 | 17.6393 | 1.6664e-06 | 0.16517 | 0.02102 | 0.010165 | 0.0001105 | 217.4678 | 122.3206 | 0.085602
| Civic Offices | Services LED light fitting | 1701319 | 8404286 | 5.8 | Electrical installations | glass bulb | Construction | 14.6215 | kg | 10 | 44 | 1 | FALSE | 1 | FALSE |  | 1.05 | 14.6215 | 87.7287 | 5490 | General glazing, glass (toughened) |  | 40 | D2 | 0 | 0 | 0 | 0 | 0 | 0 | 0 | 0 | 0
| Civic Offices | Services LED light fitting | 1701319 | 8404286 | 5.8 | Electrical installations | glass bulb | Construction | 14.6215 | kg | 10 | 44 | 1 | FALSE | 1 | FALSE |  | 1.05 | 14.6215 | 87.7287 | 5490 | General glazing, glass (toughened) |  | 40 | D3 | 0 | 0 | 0 | 0 | 0 | 0 | 0 | 0 | 0
| Civic Offices | Services LED light fitting | 1701319 | 8404286 | 5.8 | Electrical installations | glass bulb | Construction | 14.6215 | kg | 10 | 44 | 1 | FALSE | 1 | FALSE |  | 1.05 | 14.6215 | 87.7287 | 5490 | General glazing, glass (toughened) |  | 40 | D4 | 0 | 0 | 0 | 0 | 0 | 0 | 0 | 0 | 0
| Civic Offices | Services LED light fitting | 1701319 | 8404286 | 5.8 | Electrical installations | glass bulb | Construction | 14.6215 | kg | 10 | 44 | 1 | FALSE | 1 | FALSE |  | 1.05 | 14.6215 | 87.7287 | 5490 | General glazing, glass (toughened) |  | 50 | B4B5 | 17.6393 | 1.6664e-06 | 0.16517 | 0.02102 | 0.010165 | 0.0001105 | 217.4678 | 122.3206 | 0.085602
| Civic Offices | Services LED light fitting | 1701319 | 8404286 | 5.8 | Electrical installations | glass bulb | Construction | 14.6215 | kg | 10 | 44 | 1 | FALSE | 1 | FALSE |  | 1.05 | 14.6215 | 87.7287 | 5490 | General glazing, glass (toughened) |  | 50 | D2 | 0 | 0 | 0 | 0 | 0 | 0 | 0 | 0 | 0
| Civic Offices | Services LED light fitting | 1701319 | 8404286 | 5.8 | Electrical installations | glass bulb | Construction | 14.6215 | kg | 10 | 44 | 1 | FALSE | 1 | FALSE |  | 1.05 | 14.6215 | 87.7287 | 5490 | General glazing, glass (toughened) |  | 50 | D3 | 0 | 0 | 0 | 0 | 0 | 0 | 0 | 0 | 0
| Civic Offices | Services LED light fitting | 1701319 | 8404286 | 5.8 | Electrical installations | glass bulb | Construction | 14.6215 | kg | 10 | 44 | 1 | FALSE | 1 | FALSE |  | 1.05 | 14.6215 | 87.7287 | 5490 | General glazing, glass (toughened) |  | 50 | D4 | 0 | 0 | 0 | 0 | 0 | 0 | 0 | 0 | 0
| Civic Offices | Services LED light fitting | 1701319 | 8404287 | 5.8 | Electrical installations | connectors | Construction | 0.68325 | kg | 10 | 44 | 1 | FALSE | 1 | FALSE |  | 1.05 | 0.68325 | 4.0995 | 5014 | Cladding sheet (angle seamed), copper |  | 0 | A1A3 | 4.9393 | 4.1048e-06 | 0.25121 | 0.16769 | 0.013886 | 0.0011429 | 74.9459 | 14.6303 | 0.15789
| Civic Offices | Services LED light fitting | 1701319 | 8404287 | 5.8 | Electrical installations | connectors | Construction | 0.68325 | kg | 10 | 44 | 1 | FALSE | 1 | FALSE |  | 1.05 | 0.68325 | 4.0995 | 5014 | Cladding sheet (angle seamed), copper |  | 0 | A4 | 0.014056 | 2.5255e-09 | 4.6024e-05 | 1.2439e-05 | 7.8516e-06 | 4.902e-08 | 0.20953 | 0.031993 | 5.7842e-05
| Civic Offices | Services LED light fitting | 1701319 | 8404287 | 5.8 | Electrical installations | connectors | Construction | 0.68325 | kg | 10 | 44 | 1 | FALSE | 1 | FALSE |  | 1.05 | 0.68325 | 4.0995 | 5014 | Cladding sheet (angle seamed), copper |  | 0 | A5 | 1.7758e-05 | 4.6499e-12 | 1.2418e-07 | 4.0804e-08 | 2.0606e-08 | 2.505e-11 | 0.00043533 | 0.0051243 | 0
| Civic Offices | Services LED light fitting | 1701319 | 8404287 | 5.8 | Electrical installations | connectors | Construction | 0.68325 | kg | 10 | 44 | 1 | FALSE | 1 | FALSE |  | 1.05 | 0.68325 | 4.0995 | 5014 | Cladding sheet (angle seamed), copper |  | 0 | D2 | 0 | 0 | 0 | 0 | 0 | 0 | 0 | 0 | 0
| Civic Offices | Services LED light fitting | 1701319 | 8404287 | 5.8 | Electrical installations | connectors | Construction | 0.68325 | kg | 10 | 44 | 1 | FALSE | 1 | FALSE |  | 1.05 | 0.68325 | 4.0995 | 5014 | Cladding sheet (angle seamed), copper |  | 0 | D3 | 0 | 0 | 0 | 0 | 0 | 0 | 0 | 0 | 0
| Civic Offices | Services LED light fitting | 1701319 | 8404287 | 5.8 | Electrical installations | connectors | Construction | 0.68325 | kg | 10 | 44 | 1 | FALSE | 1 | FALSE |  | 1.05 | 0.68325 | 4.0995 | 5014 | Cladding sheet (angle seamed), copper |  | 0 | D4 | 0 | 0 | 0 | 0 | 0 | 0 | 0 | 0 | 0
| Civic Offices | Services LED light fitting | 1701319 | 8404287 | 5.8 | Electrical installations | connectors | Construction | 0.68325 | kg | 10 | 44 | 1 | FALSE | 1 | FALSE |  | 1.05 | 0.68325 | 4.0995 | 5014 | Cladding sheet (angle seamed), copper |  | 60 | C2 | 0 | 0 | 0 | 0 | 0 | 0 | 0 | 0 | 0
| Civic Offices | Services LED light fitting | 1701319 | 8404287 | 5.8 | Electrical installations | connectors | Construction | 0.68325 | kg | 10 | 44 | 1 | FALSE | 1 | FALSE |  | 1.05 | 0.68325 | 4.0995 | 5014 | Cladding sheet (angle seamed), copper |  | 60 | C4 | 0.00035515 | 9.2998e-11 | 2.4835e-06 | 8.1608e-07 | 4.1212e-07 | 5.01e-10 | 0.0087067 | 0.10249 | 1.7811e-05
| Civic Offices | Services LED light fitting | 1701319 | 8404287 | 5.8 | Electrical installations | connectors | Construction | 0.68325 | kg | 10 | 44 | 1 | FALSE | 1 | FALSE |  | 1.05 | 0.68325 | 4.0995 | 5014 | Cladding sheet (angle seamed), copper |  | 60 | D2 | 0 | 0 | 0 | 0 | 0 | 0 | 0 | 0 | 0
| Civic Offices | Services LED light fitting | 1701319 | 8404287 | 5.8 | Electrical installations | connectors | Construction | 0.68325 | kg | 10 | 44 | 1 | FALSE | 1 | FALSE |  | 1.05 | 0.68325 | 4.0995 | 5014 | Cladding sheet (angle seamed), copper |  | 60 | D3 | 0 | 0 | 0 | 0 | 0 | 0 | 0 | 0 | 0
| Civic Offices | Services LED light fitting | 1701319 | 8404287 | 5.8 | Electrical installations | connectors | Construction | 0.68325 | kg | 10 | 44 | 1 | FALSE | 1 | FALSE |  | 1.05 | 0.68325 | 4.0995 | 5014 | Cladding sheet (angle seamed), copper |  | 60 | D4 | 0 | 0 | 0 | 0 | 0 | 0 | 0 | 0 | 0
| Civic Offices | Services LED light fitting | 1701319 | 8404287 | 5.8 | Electrical installations | connectors | Construction | 0.68325 | kg | 10 | 44 | 1 | FALSE | 1 | FALSE |  | 1.05 | 0.68325 | 4.0995 | 5014 | Cladding sheet (angle seamed), copper |  | 10 | B4B5 | 4.9538 | 4.1075e-06 | 0.25126 | 0.1677 | 0.013894 | 0.0011429 | 75.1646 | 14.7699 | 0.15794
| Civic Offices | Services LED light fitting | 1701319 | 8404287 | 5.8 | Electrical installations | connectors | Construction | 0.68325 | kg | 10 | 44 | 1 | FALSE | 1 | FALSE |  | 1.05 | 0.68325 | 4.0995 | 5014 | Cladding sheet (angle seamed), copper |  | 10 | D2 | 0 | 0 | 0 | 0 | 0 | 0 | 0 | 0 | 0
| Civic Offices | Services LED light fitting | 1701319 | 8404287 | 5.8 | Electrical installations | connectors | Construction | 0.68325 | kg | 10 | 44 | 1 | FALSE | 1 | FALSE |  | 1.05 | 0.68325 | 4.0995 | 5014 | Cladding sheet (angle seamed), copper |  | 10 | D3 | 0 | 0 | 0 | 0 | 0 | 0 | 0 | 0 | 0
| Civic Offices | Services LED light fitting | 1701319 | 8404287 | 5.8 | Electrical installations | connectors | Construction | 0.68325 | kg | 10 | 44 | 1 | FALSE | 1 | FALSE |  | 1.05 | 0.68325 | 4.0995 | 5014 | Cladding sheet (angle seamed), copper |  | 10 | D4 | 0 | 0 | 0 | 0 | 0 | 0 | 0 | 0 | 0
| Civic Offices | Services LED light fitting | 1701319 | 8404287 | 5.8 | Electrical installations | connectors | Construction | 0.68325 | kg | 10 | 44 | 1 | FALSE | 1 | FALSE |  | 1.05 | 0.68325 | 4.0995 | 5014 | Cladding sheet (angle seamed), copper |  | 20 | B4B5 | 4.9538 | 4.1075e-06 | 0.25126 | 0.1677 | 0.013894 | 0.0011429 | 75.1646 | 14.7699 | 0.15794
| Civic Offices | Services LED light fitting | 1701319 | 8404287 | 5.8 | Electrical installations | connectors | Construction | 0.68325 | kg | 10 | 44 | 1 | FALSE | 1 | FALSE |  | 1.05 | 0.68325 | 4.0995 | 5014 | Cladding sheet (angle seamed), copper |  | 20 | D2 | 0 | 0 | 0 | 0 | 0 | 0 | 0 | 0 | 0
| Civic Offices | Services LED light fitting | 1701319 | 8404287 | 5.8 | Electrical installations | connectors | Construction | 0.68325 | kg | 10 | 44 | 1 | FALSE | 1 | FALSE |  | 1.05 | 0.68325 | 4.0995 | 5014 | Cladding sheet (angle seamed), copper |  | 20 | D3 | 0 | 0 | 0 | 0 | 0 | 0 | 0 | 0 | 0
| Civic Offices | Services LED light fitting | 1701319 | 8404287 | 5.8 | Electrical installations | connectors | Construction | 0.68325 | kg | 10 | 44 | 1 | FALSE | 1 | FALSE |  | 1.05 | 0.68325 | 4.0995 | 5014 | Cladding sheet (angle seamed), copper |  | 20 | D4 | 0 | 0 | 0 | 0 | 0 | 0 | 0 | 0 | 0
| Civic Offices | Services LED light fitting | 1701319 | 8404287 | 5.8 | Electrical installations | connectors | Construction | 0.68325 | kg | 10 | 44 | 1 | FALSE | 1 | FALSE |  | 1.05 | 0.68325 | 4.0995 | 5014 | Cladding sheet (angle seamed), copper |  | 30 | B4B5 | 4.9538 | 4.1075e-06 | 0.25126 | 0.1677 | 0.013894 | 0.0011429 | 75.1646 | 14.7699 | 0.15794
| Civic Offices | Services LED light fitting | 1701319 | 8404287 | 5.8 | Electrical installations | connectors | Construction | 0.68325 | kg | 10 | 44 | 1 | FALSE | 1 | FALSE |  | 1.05 | 0.68325 | 4.0995 | 5014 | Cladding sheet (angle seamed), copper |  | 30 | D2 | 0 | 0 | 0 | 0 | 0 | 0 | 0 | 0 | 0
| Civic Offices | Services LED light fitting | 1701319 | 8404287 | 5.8 | Electrical installations | connectors | Construction | 0.68325 | kg | 10 | 44 | 1 | FALSE | 1 | FALSE |  | 1.05 | 0.68325 | 4.0995 | 5014 | Cladding sheet (angle seamed), copper |  | 30 | D3 | 0 | 0 | 0 | 0 | 0 | 0 | 0 | 0 | 0
| Civic Offices | Services LED light fitting | 1701319 | 8404287 | 5.8 | Electrical installations | connectors | Construction | 0.68325 | kg | 10 | 44 | 1 | FALSE | 1 | FALSE |  | 1.05 | 0.68325 | 4.0995 | 5014 | Cladding sheet (angle seamed), copper |  | 30 | D4 | 0 | 0 | 0 | 0 | 0 | 0 | 0 | 0 | 0
| Civic Offices | Services LED light fitting | 1701319 | 8404287 | 5.8 | Electrical installations | connectors | Construction | 0.68325 | kg | 10 | 44 | 1 | FALSE | 1 | FALSE |  | 1.05 | 0.68325 | 4.0995 | 5014 | Cladding sheet (angle seamed), copper |  | 40 | B4B5 | 4.9538 | 4.1075e-06 | 0.25126 | 0.1677 | 0.013894 | 0.0011429 | 75.1646 | 14.7699 | 0.15794
| Civic Offices | Services LED light fitting | 1701319 | 8404287 | 5.8 | Electrical installations | connectors | Construction | 0.68325 | kg | 10 | 44 | 1 | FALSE | 1 | FALSE |  | 1.05 | 0.68325 | 4.0995 | 5014 | Cladding sheet (angle seamed), copper |  | 40 | D2 | 0 | 0 | 0 | 0 | 0 | 0 | 0 | 0 | 0
| Civic Offices | Services LED light fitting | 1701319 | 8404287 | 5.8 | Electrical installations | connectors | Construction | 0.68325 | kg | 10 | 44 | 1 | FALSE | 1 | FALSE |  | 1.05 | 0.68325 | 4.0995 | 5014 | Cladding sheet (angle seamed), copper |  | 40 | D3 | 0 | 0 | 0 | 0 | 0 | 0 | 0 | 0 | 0
| Civic Offices | Services LED light fitting | 1701319 | 8404287 | 5.8 | Electrical installations | connectors | Construction | 0.68325 | kg | 10 | 44 | 1 | FALSE | 1 | FALSE |  | 1.05 | 0.68325 | 4.0995 | 5014 | Cladding sheet (angle seamed), copper |  | 40 | D4 | 0 | 0 | 0 | 0 | 0 | 0 | 0 | 0 | 0
| Civic Offices | Services LED light fitting | 1701319 | 8404287 | 5.8 | Electrical installations | connectors | Construction | 0.68325 | kg | 10 | 44 | 1 | FALSE | 1 | FALSE |  | 1.05 | 0.68325 | 4.0995 | 5014 | Cladding sheet (angle seamed), copper |  | 50 | B4B5 | 4.9538 | 4.1075e-06 | 0.25126 | 0.1677 | 0.013894 | 0.0011429 | 75.1646 | 14.7699 | 0.15794
| Civic Offices | Services LED light fitting | 1701319 | 8404287 | 5.8 | Electrical installations | connectors | Construction | 0.68325 | kg | 10 | 44 | 1 | FALSE | 1 | FALSE |  | 1.05 | 0.68325 | 4.0995 | 5014 | Cladding sheet (angle seamed), copper |  | 50 | D2 | 0 | 0 | 0 | 0 | 0 | 0 | 0 | 0 | 0
| Civic Offices | Services LED light fitting | 1701319 | 8404287 | 5.8 | Electrical installations | connectors | Construction | 0.68325 | kg | 10 | 44 | 1 | FALSE | 1 | FALSE |  | 1.05 | 0.68325 | 4.0995 | 5014 | Cladding sheet (angle seamed), copper |  | 50 | D3 | 0 | 0 | 0 | 0 | 0 | 0 | 0 | 0 | 0
| Civic Offices | Services LED light fitting | 1701319 | 8404287 | 5.8 | Electrical installations | connectors | Construction | 0.68325 | kg | 10 | 44 | 1 | FALSE | 1 | FALSE |  | 1.05 | 0.68325 | 4.0995 | 5014 | Cladding sheet (angle seamed), copper |  | 50 | D4 | 0 | 0 | 0 | 0 | 0 | 0 | 0 | 0 | 0
| Civic Offices | Services LED light fitting | 1701319 | 8404288 | 5.8 | Electrical installations | insulator | Construction | 23.6403 | kg | 10 | 44 | 1 | FALSE | 1 | FALSE |  | 1.1 | 23.6403 | 141.8418 | 5052 | Membrane (breather), polypropylene |  | 0 | A1A3 | 142.8534 | 3.2622e-06 | 0.80455 | 0.23136 | 0.095582 | 0.00016762 | 3110.1145 | 12.34 | 0.70478
| Civic Offices | Services LED light fitting | 1701319 | 8404288 | 5.8 | Electrical installations | insulator | Construction | 23.6403 | kg | 10 | 44 | 1 | FALSE | 1 | FALSE |  | 1.1 | 23.6403 | 141.8418 | 5052 | Membrane (breather), polypropylene |  | 0 | A4 | 0.4927 | 8.8525e-08 | 0.0016133 | 0.00043604 | 0.00027522 | 1.7183e-06 | 7.3444 | 1.1214 | 0.0020275
| Civic Offices | Services LED light fitting | 1701319 | 8404288 | 5.8 | Electrical installations | insulator | Construction | 23.6403 | kg | 10 | 44 | 1 | FALSE | 1 | FALSE |  | 1.1 | 23.6403 | 141.8418 | 5052 | Membrane (breather), polypropylene |  | 0 | A5 | 0.062306 | 1.9817e-09 | 5.7371e-05 | 0.0052272 | 1.9036e-05 | 1.1072e-08 | 0.18135 | 0.37824 | 0
| Civic Offices | Services LED light fitting | 1701319 | 8404288 | 5.8 | Electrical installations | insulator | Construction | 23.6403 | kg | 10 | 44 | 1 | FALSE | 1 | FALSE |  | 1.1 | 23.6403 | 141.8418 | 5052 | Membrane (breather), polypropylene |  | 0 | D2 | 0 | 0 | 0 | 0 | 0 | 0 | 0 | 0 | 0
| Civic Offices | Services LED light fitting | 1701319 | 8404288 | 5.8 | Electrical installations | insulator | Construction | 23.6403 | kg | 10 | 44 | 1 | FALSE | 1 | FALSE |  | 1.1 | 23.6403 | 141.8418 | 5052 | Membrane (breather), polypropylene |  | 0 | D3 | 0 | 0 | 0 | 0 | 0 | 0 | 0 | 0 | 0
| Civic Offices | Services LED light fitting | 1701319 | 8404288 | 5.8 | Electrical installations | insulator | Construction | 23.6403 | kg | 10 | 44 | 1 | FALSE | 1 | FALSE |  | 1.1 | 23.6403 | 141.8418 | 5052 | Membrane (breather), polypropylene |  | 0 | D4 | 0 | 0 | 0 | 0 | 0 | 0 | 0 | 0 | 0
| Civic Offices | Services LED light fitting | 1701319 | 8404288 | 5.8 | Electrical installations | insulator | Construction | 23.6403 | kg | 10 | 44 | 1 | FALSE | 1 | FALSE |  | 1.1 | 23.6403 | 141.8418 | 5052 | Membrane (breather), polypropylene |  | 60 | C2 | 0 | 0 | 0 | 0 | 0 | 0 | 0 | 0 | 0
| Civic Offices | Services LED light fitting | 1701319 | 8404288 | 5.8 | Electrical installations | insulator | Construction | 23.6403 | kg | 10 | 44 | 1 | FALSE | 1 | FALSE |  | 1.1 | 23.6403 | 141.8418 | 5052 | Membrane (breather), polypropylene |  | 60 | C4 | 0.62306 | 1.9817e-08 | 0.00057371 | 0.052272 | 0.00019036 | 1.1072e-07 | 1.8135 | 3.7824 | 0.017541
| Civic Offices | Services LED light fitting | 1701319 | 8404288 | 5.8 | Electrical installations | insulator | Construction | 23.6403 | kg | 10 | 44 | 1 | FALSE | 1 | FALSE |  | 1.1 | 23.6403 | 141.8418 | 5052 | Membrane (breather), polypropylene |  | 60 | D2 | 0 | 0 | 0 | 0 | 0 | 0 | 0 | 0 | 0
| Civic Offices | Services LED light fitting | 1701319 | 8404288 | 5.8 | Electrical installations | insulator | Construction | 23.6403 | kg | 10 | 44 | 1 | FALSE | 1 | FALSE |  | 1.1 | 23.6403 | 141.8418 | 5052 | Membrane (breather), polypropylene |  | 60 | D3 | 0 | 0 | 0 | 0 | 0 | 0 | 0 | 0 | 0
| Civic Offices | Services LED light fitting | 1701319 | 8404288 | 5.8 | Electrical installations | insulator | Construction | 23.6403 | kg | 10 | 44 | 1 | FALSE | 1 | FALSE |  | 1.1 | 23.6403 | 141.8418 | 5052 | Membrane (breather), polypropylene |  | 60 | D4 | 0 | 0 | 0 | 0 | 0 | 0 | 0 | 0 | 0
| Civic Offices | Services LED light fitting | 1701319 | 8404288 | 5.8 | Electrical installations | insulator | Construction | 23.6403 | kg | 10 | 44 | 1 | FALSE | 1 | FALSE |  | 1.1 | 23.6403 | 141.8418 | 5052 | Membrane (breather), polypropylene |  | 10 | B4B5 | 144.0315 | 3.3725e-06 | 0.8068 | 0.28929 | 0.096066 | 0.00016946 | 3119.4538 | 17.6221 | 0.70681
| Civic Offices | Services LED light fitting | 1701319 | 8404288 | 5.8 | Electrical installations | insulator | Construction | 23.6403 | kg | 10 | 44 | 1 | FALSE | 1 | FALSE |  | 1.1 | 23.6403 | 141.8418 | 5052 | Membrane (breather), polypropylene |  | 10 | D2 | 0 | 0 | 0 | 0 | 0 | 0 | 0 | 0 | 0
| Civic Offices | Services LED light fitting | 1701319 | 8404288 | 5.8 | Electrical installations | insulator | Construction | 23.6403 | kg | 10 | 44 | 1 | FALSE | 1 | FALSE |  | 1.1 | 23.6403 | 141.8418 | 5052 | Membrane (breather), polypropylene |  | 10 | D3 | 0 | 0 | 0 | 0 | 0 | 0 | 0 | 0 | 0
| Civic Offices | Services LED light fitting | 1701319 | 8404288 | 5.8 | Electrical installations | insulator | Construction | 23.6403 | kg | 10 | 44 | 1 | FALSE | 1 | FALSE |  | 1.1 | 23.6403 | 141.8418 | 5052 | Membrane (breather), polypropylene |  | 10 | D4 | 0 | 0 | 0 | 0 | 0 | 0 | 0 | 0 | 0
| Civic Offices | Services LED light fitting | 1701319 | 8404288 | 5.8 | Electrical installations | insulator | Construction | 23.6403 | kg | 10 | 44 | 1 | FALSE | 1 | FALSE |  | 1.1 | 23.6403 | 141.8418 | 5052 | Membrane (breather), polypropylene |  | 20 | B4B5 | 144.0315 | 3.3725e-06 | 0.8068 | 0.28929 | 0.096066 | 0.00016946 | 3119.4538 | 17.6221 | 0.70681
| Civic Offices | Services LED light fitting | 1701319 | 8404288 | 5.8 | Electrical installations | insulator | Construction | 23.6403 | kg | 10 | 44 | 1 | FALSE | 1 | FALSE |  | 1.1 | 23.6403 | 141.8418 | 5052 | Membrane (breather), polypropylene |  | 20 | D2 | 0 | 0 | 0 | 0 | 0 | 0 | 0 | 0 | 0
| Civic Offices | Services LED light fitting | 1701319 | 8404288 | 5.8 | Electrical installations | insulator | Construction | 23.6403 | kg | 10 | 44 | 1 | FALSE | 1 | FALSE |  | 1.1 | 23.6403 | 141.8418 | 5052 | Membrane (breather), polypropylene |  | 20 | D3 | 0 | 0 | 0 | 0 | 0 | 0 | 0 | 0 | 0
| Civic Offices | Services LED light fitting | 1701319 | 8404288 | 5.8 | Electrical installations | insulator | Construction | 23.6403 | kg | 10 | 44 | 1 | FALSE | 1 | FALSE |  | 1.1 | 23.6403 | 141.8418 | 5052 | Membrane (breather), polypropylene |  | 20 | D4 | 0 | 0 | 0 | 0 | 0 | 0 | 0 | 0 | 0
| Civic Offices | Services LED light fitting | 1701319 | 8404288 | 5.8 | Electrical installations | insulator | Construction | 23.6403 | kg | 10 | 44 | 1 | FALSE | 1 | FALSE |  | 1.1 | 23.6403 | 141.8418 | 5052 | Membrane (breather), polypropylene |  | 30 | B4B5 | 144.0315 | 3.3725e-06 | 0.8068 | 0.28929 | 0.096066 | 0.00016946 | 3119.4538 | 17.6221 | 0.70681
| Civic Offices | Services LED light fitting | 1701319 | 8404288 | 5.8 | Electrical installations | insulator | Construction | 23.6403 | kg | 10 | 44 | 1 | FALSE | 1 | FALSE |  | 1.1 | 23.6403 | 141.8418 | 5052 | Membrane (breather), polypropylene |  | 30 | D2 | 0 | 0 | 0 | 0 | 0 | 0 | 0 | 0 | 0
| Civic Offices | Services LED light fitting | 1701319 | 8404288 | 5.8 | Electrical installations | insulator | Construction | 23.6403 | kg | 10 | 44 | 1 | FALSE | 1 | FALSE |  | 1.1 | 23.6403 | 141.8418 | 5052 | Membrane (breather), polypropylene |  | 30 | D3 | 0 | 0 | 0 | 0 | 0 | 0 | 0 | 0 | 0
| Civic Offices | Services LED light fitting | 1701319 | 8404288 | 5.8 | Electrical installations | insulator | Construction | 23.6403 | kg | 10 | 44 | 1 | FALSE | 1 | FALSE |  | 1.1 | 23.6403 | 141.8418 | 5052 | Membrane (breather), polypropylene |  | 30 | D4 | 0 | 0 | 0 | 0 | 0 | 0 | 0 | 0 | 0
| Civic Offices | Services LED light fitting | 1701319 | 8404288 | 5.8 | Electrical installations | insulator | Construction | 23.6403 | kg | 10 | 44 | 1 | FALSE | 1 | FALSE |  | 1.1 | 23.6403 | 141.8418 | 5052 | Membrane (breather), polypropylene |  | 40 | B4B5 | 144.0315 | 3.3725e-06 | 0.8068 | 0.28929 | 0.096066 | 0.00016946 | 3119.4538 | 17.6221 | 0.70681
| Civic Offices | Services LED light fitting | 1701319 | 8404288 | 5.8 | Electrical installations | insulator | Construction | 23.6403 | kg | 10 | 44 | 1 | FALSE | 1 | FALSE |  | 1.1 | 23.6403 | 141.8418 | 5052 | Membrane (breather), polypropylene |  | 40 | D2 | 0 | 0 | 0 | 0 | 0 | 0 | 0 | 0 | 0
| Civic Offices | Services LED light fitting | 1701319 | 8404288 | 5.8 | Electrical installations | insulator | Construction | 23.6403 | kg | 10 | 44 | 1 | FALSE | 1 | FALSE |  | 1.1 | 23.6403 | 141.8418 | 5052 | Membrane (breather), polypropylene |  | 40 | D3 | 0 | 0 | 0 | 0 | 0 | 0 | 0 | 0 | 0
| Civic Offices | Services LED light fitting | 1701319 | 8404288 | 5.8 | Electrical installations | insulator | Construction | 23.6403 | kg | 10 | 44 | 1 | FALSE | 1 | FALSE |  | 1.1 | 23.6403 | 141.8418 | 5052 | Membrane (breather), polypropylene |  | 40 | D4 | 0 | 0 | 0 | 0 | 0 | 0 | 0 | 0 | 0
| Civic Offices | Services LED light fitting | 1701319 | 8404288 | 5.8 | Electrical installations | insulator | Construction | 23.6403 | kg | 10 | 44 | 1 | FALSE | 1 | FALSE |  | 1.1 | 23.6403 | 141.8418 | 5052 | Membrane (breather), polypropylene |  | 50 | B4B5 | 144.0315 | 3.3725e-06 | 0.8068 | 0.28929 | 0.096066 | 0.00016946 | 3119.4538 | 17.6221 | 0.70681
| Civic Offices | Services LED light fitting | 1701319 | 8404288 | 5.8 | Electrical installations | insulator | Construction | 23.6403 | kg | 10 | 44 | 1 | FALSE | 1 | FALSE |  | 1.1 | 23.6403 | 141.8418 | 5052 | Membrane (breather), polypropylene |  | 50 | D2 | 0 | 0 | 0 | 0 | 0 | 0 | 0 | 0 | 0
| Civic Offices | Services LED light fitting | 1701319 | 8404288 | 5.8 | Electrical installations | insulator | Construction | 23.6403 | kg | 10 | 44 | 1 | FALSE | 1 | FALSE |  | 1.1 | 23.6403 | 141.8418 | 5052 | Membrane (breather), polypropylene |  | 50 | D3 | 0 | 0 | 0 | 0 | 0 | 0 | 0 | 0 | 0
| Civic Offices | Services LED light fitting | 1701319 | 8404288 | 5.8 | Electrical installations | insulator | Construction | 23.6403 | kg | 10 | 44 | 1 | FALSE | 1 | FALSE |  | 1.1 | 23.6403 | 141.8418 | 5052 | Membrane (breather), polypropylene |  | 50 | D4 | 0 | 0 | 0 | 0 | 0 | 0 | 0 | 0 | 0
| Civic Offices | Services LED light fitting | 1701319 | 8404289 | 5.8 | Electrical installations | plates | Construction | 16.6712 | kg | 10 | 44 | 1 | FALSE | 1 | FALSE |  | 1.05 | 16.6712 | 100.0272 | 5168 | Fencing (posts, square section), steel (galvanized) |  | 0 | A1A3 | 45.4848 | 3.0919e-06 | 0.74355 | 0.23209 | 0.043755 | 0.010726 | 612.3098 | 34.3679 | 0.88619
| Civic Offices | Services LED light fitting | 1701319 | 8404289 | 5.8 | Electrical installations | plates | Construction | 16.6712 | kg | 10 | 44 | 1 | FALSE | 1 | FALSE |  | 1.05 | 16.6712 | 100.0272 | 5168 | Fencing (posts, square section), steel (galvanized) |  | 0 | A4 | 0.72655 | 1.0054e-07 | 0.0034545 | 0.00064146 | 0.00045605 | 1.618e-06 | 10.6305 | 3.0872 | 0.0029528
| Civic Offices | Services LED light fitting | 1701319 | 8404289 | 5.8 | Electrical installations | plates | Construction | 16.6712 | kg | 10 | 44 | 1 | FALSE | 1 | FALSE |  | 1.05 | 16.6712 | 100.0272 | 5168 | Fencing (posts, square section), steel (galvanized) |  | 0 | A5 | 0.00043328 | 1.1346e-10 | 3.0299e-06 | 9.9562e-07 | 5.0278e-07 | 6.1121e-10 | 0.010622 | 0.12503 | 0
| Civic Offices | Services LED light fitting | 1701319 | 8404289 | 5.8 | Electrical installations | plates | Construction | 16.6712 | kg | 10 | 44 | 1 | FALSE | 1 | FALSE |  | 1.05 | 16.6712 | 100.0272 | 5168 | Fencing (posts, square section), steel (galvanized) |  | 0 | D2 | 0 | 0 | 0 | 0 | 0 | 0 | 0 | 0 | 0
| Civic Offices | Services LED light fitting | 1701319 | 8404289 | 5.8 | Electrical installations | plates | Construction | 16.6712 | kg | 10 | 44 | 1 | FALSE | 1 | FALSE |  | 1.05 | 16.6712 | 100.0272 | 5168 | Fencing (posts, square section), steel (galvanized) |  | 0 | D3 | 0 | 0 | 0 | 0 | 0 | 0 | 0 | 0 | 0
| Civic Offices | Services LED light fitting | 1701319 | 8404289 | 5.8 | Electrical installations | plates | Construction | 16.6712 | kg | 10 | 44 | 1 | FALSE | 1 | FALSE |  | 1.05 | 16.6712 | 100.0272 | 5168 | Fencing (posts, square section), steel (galvanized) |  | 0 | D4 | 0 | 0 | 0 | 0 | 0 | 0 | 0 | 0 | 0
| Civic Offices | Services LED light fitting | 1701319 | 8404289 | 5.8 | Electrical installations | plates | Construction | 16.6712 | kg | 10 | 44 | 1 | FALSE | 1 | FALSE |  | 1.05 | 16.6712 | 100.0272 | 5168 | Fencing (posts, square section), steel (galvanized) |  | 60 | C2 | 0 | 0 | 0 | 0 | 0 | 0 | 0 | 0 | 0
| Civic Offices | Services LED light fitting | 1701319 | 8404289 | 5.8 | Electrical installations | plates | Construction | 16.6712 | kg | 10 | 44 | 1 | FALSE | 1 | FALSE |  | 1.05 | 16.6712 | 100.0272 | 5168 | Fencing (posts, square section), steel (galvanized) |  | 60 | C4 | 0.0086657 | 2.2692e-09 | 6.0598e-05 | 1.9912e-05 | 1.0056e-05 | 1.2224e-08 | 0.21244 | 2.5007 | 0.00043459
| Civic Offices | Services LED light fitting | 1701319 | 8404289 | 5.8 | Electrical installations | plates | Construction | 16.6712 | kg | 10 | 44 | 1 | FALSE | 1 | FALSE |  | 1.05 | 16.6712 | 100.0272 | 5168 | Fencing (posts, square section), steel (galvanized) |  | 60 | D2 | 0 | 0 | 0 | 0 | 0 | 0 | 0 | 0 | 0
| Civic Offices | Services LED light fitting | 1701319 | 8404289 | 5.8 | Electrical installations | plates | Construction | 16.6712 | kg | 10 | 44 | 1 | FALSE | 1 | FALSE |  | 1.05 | 16.6712 | 100.0272 | 5168 | Fencing (posts, square section), steel (galvanized) |  | 60 | D3 | 0 | 0 | 0 | 0 | 0 | 0 | 0 | 0 | 0
| Civic Offices | Services LED light fitting | 1701319 | 8404289 | 5.8 | Electrical installations | plates | Construction | 16.6712 | kg | 10 | 44 | 1 | FALSE | 1 | FALSE |  | 1.05 | 16.6712 | 100.0272 | 5168 | Fencing (posts, square section), steel (galvanized) |  | 60 | D4 | 0 | 0 | 0 | 0 | 0 | 0 | 0 | 0 | 0
| Civic Offices | Services LED light fitting | 1701319 | 8404289 | 5.8 | Electrical installations | plates | Construction | 16.6712 | kg | 10 | 44 | 1 | FALSE | 1 | FALSE |  | 1.05 | 16.6712 | 100.0272 | 5168 | Fencing (posts, square section), steel (galvanized) |  | 10 | B4B5 | 46.2205 | 3.1948e-06 | 0.74707 | 0.23276 | 0.044222 | 0.010727 | 623.1633 | 40.0808 | 0.88915
| Civic Offices | Services LED light fitting | 1701319 | 8404289 | 5.8 | Electrical installations | plates | Construction | 16.6712 | kg | 10 | 44 | 1 | FALSE | 1 | FALSE |  | 1.05 | 16.6712 | 100.0272 | 5168 | Fencing (posts, square section), steel (galvanized) |  | 10 | D2 | 0 | 0 | 0 | 0 | 0 | 0 | 0 | 0 | 0
| Civic Offices | Services LED light fitting | 1701319 | 8404289 | 5.8 | Electrical installations | plates | Construction | 16.6712 | kg | 10 | 44 | 1 | FALSE | 1 | FALSE |  | 1.05 | 16.6712 | 100.0272 | 5168 | Fencing (posts, square section), steel (galvanized) |  | 10 | D3 | 0 | 0 | 0 | 0 | 0 | 0 | 0 | 0 | 0
| Civic Offices | Services LED light fitting | 1701319 | 8404289 | 5.8 | Electrical installations | plates | Construction | 16.6712 | kg | 10 | 44 | 1 | FALSE | 1 | FALSE |  | 1.05 | 16.6712 | 100.0272 | 5168 | Fencing (posts, square section), steel (galvanized) |  | 10 | D4 | 0 | 0 | 0 | 0 | 0 | 0 | 0 | 0 | 0
| Civic Offices | Services LED light fitting | 1701319 | 8404289 | 5.8 | Electrical installations | plates | Construction | 16.6712 | kg | 10 | 44 | 1 | FALSE | 1 | FALSE |  | 1.05 | 16.6712 | 100.0272 | 5168 | Fencing (posts, square section), steel (galvanized) |  | 20 | B4B5 | 46.2205 | 3.1948e-06 | 0.74707 | 0.23276 | 0.044222 | 0.010727 | 623.1633 | 40.0808 | 0.88915
| Civic Offices | Services LED light fitting | 1701319 | 8404289 | 5.8 | Electrical installations | plates | Construction | 16.6712 | kg | 10 | 44 | 1 | FALSE | 1 | FALSE |  | 1.05 | 16.6712 | 100.0272 | 5168 | Fencing (posts, square section), steel (galvanized) |  | 20 | D2 | 0 | 0 | 0 | 0 | 0 | 0 | 0 | 0 | 0
| Civic Offices | Services LED light fitting | 1701319 | 8404289 | 5.8 | Electrical installations | plates | Construction | 16.6712 | kg | 10 | 44 | 1 | FALSE | 1 | FALSE |  | 1.05 | 16.6712 | 100.0272 | 5168 | Fencing (posts, square section), steel (galvanized) |  | 20 | D3 | 0 | 0 | 0 | 0 | 0 | 0 | 0 | 0 | 0
| Civic Offices | Services LED light fitting | 1701319 | 8404289 | 5.8 | Electrical installations | plates | Construction | 16.6712 | kg | 10 | 44 | 1 | FALSE | 1 | FALSE |  | 1.05 | 16.6712 | 100.0272 | 5168 | Fencing (posts, square section), steel (galvanized) |  | 20 | D4 | 0 | 0 | 0 | 0 | 0 | 0 | 0 | 0 | 0
| Civic Offices | Services LED light fitting | 1701319 | 8404289 | 5.8 | Electrical installations | plates | Construction | 16.6712 | kg | 10 | 44 | 1 | FALSE | 1 | FALSE |  | 1.05 | 16.6712 | 100.0272 | 5168 | Fencing (posts, square section), steel (galvanized) |  | 30 | B4B5 | 46.2205 | 3.1948e-06 | 0.74707 | 0.23276 | 0.044222 | 0.010727 | 623.1633 | 40.0808 | 0.88915
| Civic Offices | Services LED light fitting | 1701319 | 8404289 | 5.8 | Electrical installations | plates | Construction | 16.6712 | kg | 10 | 44 | 1 | FALSE | 1 | FALSE |  | 1.05 | 16.6712 | 100.0272 | 5168 | Fencing (posts, square section), steel (galvanized) |  | 30 | D2 | 0 | 0 | 0 | 0 | 0 | 0 | 0 | 0 | 0
| Civic Offices | Services LED light fitting | 1701319 | 8404289 | 5.8 | Electrical installations | plates | Construction | 16.6712 | kg | 10 | 44 | 1 | FALSE | 1 | FALSE |  | 1.05 | 16.6712 | 100.0272 | 5168 | Fencing (posts, square section), steel (galvanized) |  | 30 | D3 | 0 | 0 | 0 | 0 | 0 | 0 | 0 | 0 | 0
| Civic Offices | Services LED light fitting | 1701319 | 8404289 | 5.8 | Electrical installations | plates | Construction | 16.6712 | kg | 10 | 44 | 1 | FALSE | 1 | FALSE |  | 1.05 | 16.6712 | 100.0272 | 5168 | Fencing (posts, square section), steel (galvanized) |  | 30 | D4 | 0 | 0 | 0 | 0 | 0 | 0 | 0 | 0 | 0
| Civic Offices | Services LED light fitting | 1701319 | 8404289 | 5.8 | Electrical installations | plates | Construction | 16.6712 | kg | 10 | 44 | 1 | FALSE | 1 | FALSE |  | 1.05 | 16.6712 | 100.0272 | 5168 | Fencing (posts, square section), steel (galvanized) |  | 40 | B4B5 | 46.2205 | 3.1948e-06 | 0.74707 | 0.23276 | 0.044222 | 0.010727 | 623.1633 | 40.0808 | 0.88915
| Civic Offices | Services LED light fitting | 1701319 | 8404289 | 5.8 | Electrical installations | plates | Construction | 16.6712 | kg | 10 | 44 | 1 | FALSE | 1 | FALSE |  | 1.05 | 16.6712 | 100.0272 | 5168 | Fencing (posts, square section), steel (galvanized) |  | 40 | D2 | 0 | 0 | 0 | 0 | 0 | 0 | 0 | 0 | 0
| Civic Offices | Services LED light fitting | 1701319 | 8404289 | 5.8 | Electrical installations | plates | Construction | 16.6712 | kg | 10 | 44 | 1 | FALSE | 1 | FALSE |  | 1.05 | 16.6712 | 100.0272 | 5168 | Fencing (posts, square section), steel (galvanized) |  | 40 | D3 | 0 | 0 | 0 | 0 | 0 | 0 | 0 | 0 | 0
| Civic Offices | Services LED light fitting | 1701319 | 8404289 | 5.8 | Electrical installations | plates | Construction | 16.6712 | kg | 10 | 44 | 1 | FALSE | 1 | FALSE |  | 1.05 | 16.6712 | 100.0272 | 5168 | Fencing (posts, square section), steel (galvanized) |  | 40 | D4 | 0 | 0 | 0 | 0 | 0 | 0 | 0 | 0 | 0
| Civic Offices | Services LED light fitting | 1701319 | 8404289 | 5.8 | Electrical installations | plates | Construction | 16.6712 | kg | 10 | 44 | 1 | FALSE | 1 | FALSE |  | 1.05 | 16.6712 | 100.0272 | 5168 | Fencing (posts, square section), steel (galvanized) |  | 50 | B4B5 | 46.2205 | 3.1948e-06 | 0.74707 | 0.23276 | 0.044222 | 0.010727 | 623.1633 | 40.0808 | 0.88915
| Civic Offices | Services LED light fitting | 1701319 | 8404289 | 5.8 | Electrical installations | plates | Construction | 16.6712 | kg | 10 | 44 | 1 | FALSE | 1 | FALSE |  | 1.05 | 16.6712 | 100.0272 | 5168 | Fencing (posts, square section), steel (galvanized) |  | 50 | D2 | 0 | 0 | 0 | 0 | 0 | 0 | 0 | 0 | 0
| Civic Offices | Services LED light fitting | 1701319 | 8404289 | 5.8 | Electrical installations | plates | Construction | 16.6712 | kg | 10 | 44 | 1 | FALSE | 1 | FALSE |  | 1.05 | 16.6712 | 100.0272 | 5168 | Fencing (posts, square section), steel (galvanized) |  | 50 | D3 | 0 | 0 | 0 | 0 | 0 | 0 | 0 | 0 | 0
| Civic Offices | Services LED light fitting | 1701319 | 8404289 | 5.8 | Electrical installations | plates | Construction | 16.6712 | kg | 10 | 44 | 1 | FALSE | 1 | FALSE |  | 1.05 | 16.6712 | 100.0272 | 5168 | Fencing (posts, square section), steel (galvanized) |  | 50 | D4 | 0 | 0 | 0 | 0 | 0 | 0 | 0 | 0 | 0
| Civic Offices | Services electrical wireing | 1701320 | 8404291 | 5.2 | Services equipment | copper wire 6mm siam | Construction | 510.4671 | Linear length Calculation | 30 | 44 | 1 | FALSE | 1 | FALSE |  | 1.03 | 510.4671 | 1020.9343 | 5113 | Cladding sheet (plain), copper |  | 0 | A1A3 | 3619.9966 | 0.0030084 | 184.1075 | 122.8973 | 10.1767 | 0.8376 | 54927.1011 | 10722.3911 | 115.7128
| Civic Offices | Services electrical wireing | 1701320 | 8404291 | 5.2 | Services equipment | copper wire 6mm siam | Construction | 510.4671 | Linear length Calculation | 30 | 44 | 1 | FALSE | 1 | FALSE |  | 1.03 | 510.4671 | 1020.9343 | 5113 | Cladding sheet (plain), copper |  | 0 | A4 | 10.3014 | 1.8509e-06 | 0.03373 | 0.0091168 | 0.0057544 | 3.5926e-05 | 153.5593 | 23.4474 | 0.042392
| Civic Offices | Services electrical wireing | 1701320 | 8404291 | 5.2 | Services equipment | copper wire 6mm siam | Construction | 510.4671 | Linear length Calculation | 30 | 44 | 1 | FALSE | 1 | FALSE |  | 1.03 | 510.4671 | 1020.9343 | 5113 | Cladding sheet (plain), copper |  | 0 | A5 | 0.0079602 | 2.0844e-09 | 5.5665e-05 | 1.8291e-05 | 9.237e-06 | 1.1229e-08 | 0.19515 | 2.2971 | 0
| Civic Offices | Services electrical wireing | 1701320 | 8404291 | 5.2 | Services equipment | copper wire 6mm siam | Construction | 510.4671 | Linear length Calculation | 30 | 44 | 1 | FALSE | 1 | FALSE |  | 1.03 | 510.4671 | 1020.9343 | 5113 | Cladding sheet (plain), copper |  | 0 | D2 | 0 | 0 | 0 | 0 | 0 | 0 | 0 | 0 | 0
| Civic Offices | Services electrical wireing | 1701320 | 8404291 | 5.2 | Services equipment | copper wire 6mm siam | Construction | 510.4671 | Linear length Calculation | 30 | 44 | 1 | FALSE | 1 | FALSE |  | 1.03 | 510.4671 | 1020.9343 | 5113 | Cladding sheet (plain), copper |  | 0 | D3 | 0 | 0 | 0 | 0 | 0 | 0 | 0 | 0 | 0
| Civic Offices | Services electrical wireing | 1701320 | 8404291 | 5.2 | Services equipment | copper wire 6mm siam | Construction | 510.4671 | Linear length Calculation | 30 | 44 | 1 | FALSE | 1 | FALSE |  | 1.03 | 510.4671 | 1020.9343 | 5113 | Cladding sheet (plain), copper |  | 0 | D4 | 0 | 0 | 0 | 0 | 0 | 0 | 0 | 0 | 0
| Civic Offices | Services electrical wireing | 1701320 | 8404291 | 5.2 | Services equipment | copper wire 6mm siam | Construction | 510.4671 | Linear length Calculation | 30 | 44 | 1 | FALSE | 1 | FALSE |  | 1.03 | 510.4671 | 1020.9343 | 5113 | Cladding sheet (plain), copper |  | 60 | C2 | 0 | 0 | 0 | 0 | 0 | 0 | 0 | 0 | 0
| Civic Offices | Services electrical wireing | 1701320 | 8404291 | 5.2 | Services equipment | copper wire 6mm siam | Construction | 510.4671 | Linear length Calculation | 30 | 44 | 1 | FALSE | 1 | FALSE |  | 1.03 | 510.4671 | 1020.9343 | 5113 | Cladding sheet (plain), copper |  | 60 | C4 | 0.26534 | 6.9481e-08 | 0.0018555 | 0.00060971 | 0.0003079 | 3.743e-07 | 6.5049 | 76.5701 | 0.013307
| Civic Offices | Services electrical wireing | 1701320 | 8404291 | 5.2 | Services equipment | copper wire 6mm siam | Construction | 510.4671 | Linear length Calculation | 30 | 44 | 1 | FALSE | 1 | FALSE |  | 1.03 | 510.4671 | 1020.9343 | 5113 | Cladding sheet (plain), copper |  | 60 | D2 | 0 | 0 | 0 | 0 | 0 | 0 | 0 | 0 | 0
| Civic Offices | Services electrical wireing | 1701320 | 8404291 | 5.2 | Services equipment | copper wire 6mm siam | Construction | 510.4671 | Linear length Calculation | 30 | 44 | 1 | FALSE | 1 | FALSE |  | 1.03 | 510.4671 | 1020.9343 | 5113 | Cladding sheet (plain), copper |  | 60 | D3 | 0 | 0 | 0 | 0 | 0 | 0 | 0 | 0 | 0
| Civic Offices | Services electrical wireing | 1701320 | 8404291 | 5.2 | Services equipment | copper wire 6mm siam | Construction | 510.4671 | Linear length Calculation | 30 | 44 | 1 | FALSE | 1 | FALSE |  | 1.03 | 510.4671 | 1020.9343 | 5113 | Cladding sheet (plain), copper |  | 60 | D4 | 0 | 0 | 0 | 0 | 0 | 0 | 0 | 0 | 0
| Civic Offices | Services electrical wireing | 1701320 | 8404291 | 5.2 | Services equipment | copper wire 6mm siam | Construction | 510.4671 | Linear length Calculation | 30 | 44 | 1 | FALSE | 1 | FALSE |  | 1.03 | 510.4671 | 1020.9343 | 5113 | Cladding sheet (plain), copper |  | 30 | B4B5 | 3630.5713 | 0.0030103 | 184.1432 | 122.907 | 10.1828 | 0.83764 | 55087.3605 | 10824.7056 | 115.7552
| Civic Offices | Services electrical wireing | 1701320 | 8404291 | 5.2 | Services equipment | copper wire 6mm siam | Construction | 510.4671 | Linear length Calculation | 30 | 44 | 1 | FALSE | 1 | FALSE |  | 1.03 | 510.4671 | 1020.9343 | 5113 | Cladding sheet (plain), copper |  | 30 | D2 | 0 | 0 | 0 | 0 | 0 | 0 | 0 | 0 | 0
| Civic Offices | Services electrical wireing | 1701320 | 8404291 | 5.2 | Services equipment | copper wire 6mm siam | Construction | 510.4671 | Linear length Calculation | 30 | 44 | 1 | FALSE | 1 | FALSE |  | 1.03 | 510.4671 | 1020.9343 | 5113 | Cladding sheet (plain), copper |  | 30 | D3 | 0 | 0 | 0 | 0 | 0 | 0 | 0 | 0 | 0
| Civic Offices | Services electrical wireing | 1701320 | 8404291 | 5.2 | Services equipment | copper wire 6mm siam | Construction | 510.4671 | Linear length Calculation | 30 | 44 | 1 | FALSE | 1 | FALSE |  | 1.03 | 510.4671 | 1020.9343 | 5113 | Cladding sheet (plain), copper |  | 30 | D4 | 0 | 0 | 0 | 0 | 0 | 0 | 0 | 0 | 0
| Civic Offices | Services electrical wireing | 1701320 | 8404292 | 5.2 | Services equipment | conduit 20mm | Construction | 392.5482 | Linear length Calculation | 30 | 44 | 1 | FALSE | 1 | FALSE |  | 1.05 | 392.5482 | 785.0963 | 5377 | Roof membrane (single ply), PVC |  | 0 | A1A3 | 859.7934 | 7.0256e-05 | 4.8593 | 1.2838 | 1.064 | 0.012707 | 23375.4871 | 3732.2984 | 7.294
| Civic Offices | Services electrical wireing | 1701320 | 8404292 | 5.2 | Services equipment | conduit 20mm | Construction | 392.5482 | Linear length Calculation | 30 | 44 | 1 | FALSE | 1 | FALSE |  | 1.05 | 392.5482 | 785.0963 | 5377 | Roof membrane (single ply), PVC |  | 0 | A4 | 7.8094 | 1.4032e-06 | 0.025571 | 0.0069113 | 0.0043623 | 2.7235e-05 | 116.4111 | 17.7751 | 0.032137
| Civic Offices | Services electrical wireing | 1701320 | 8404292 | 5.2 | Services equipment | conduit 20mm | Construction | 392.5482 | Linear length Calculation | 30 | 44 | 1 | FALSE | 1 | FALSE |  | 1.05 | 392.5482 | 785.0963 | 5377 | Roof membrane (single ply), PVC |  | 0 | A5 | 0.37701 | 1.616e-08 | 0.0012011 | 0.022295 | 0.00013133 | 8.8141e-08 | 1.499 | 2.9441 | 0
| Civic Offices | Services electrical wireing | 1701320 | 8404292 | 5.2 | Services equipment | conduit 20mm | Construction | 392.5482 | Linear length Calculation | 30 | 44 | 1 | FALSE | 1 | FALSE |  | 1.05 | 392.5482 | 785.0963 | 5377 | Roof membrane (single ply), PVC |  | 0 | D2 | 0 | 0 | 0 | 0 | 0 | 0 | 0 | 0 | 0
| Civic Offices | Services electrical wireing | 1701320 | 8404292 | 5.2 | Services equipment | conduit 20mm | Construction | 392.5482 | Linear length Calculation | 30 | 44 | 1 | FALSE | 1 | FALSE |  | 1.05 | 392.5482 | 785.0963 | 5377 | Roof membrane (single ply), PVC |  | 0 | D3 | 0 | 0 | 0 | 0 | 0 | 0 | 0 | 0 | 0
| Civic Offices | Services electrical wireing | 1701320 | 8404292 | 5.2 | Services equipment | conduit 20mm | Construction | 392.5482 | Linear length Calculation | 30 | 44 | 1 | FALSE | 1 | FALSE |  | 1.05 | 392.5482 | 785.0963 | 5377 | Roof membrane (single ply), PVC |  | 0 | D4 | 0 | 0 | 0 | 0 | 0 | 0 | 0 | 0 | 0
| Civic Offices | Services electrical wireing | 1701320 | 8404292 | 5.2 | Services equipment | conduit 20mm | Construction | 392.5482 | Linear length Calculation | 30 | 44 | 1 | FALSE | 1 | FALSE |  | 1.05 | 392.5482 | 785.0963 | 5377 | Roof membrane (single ply), PVC |  | 60 | C2 | 0 | 0 | 0 | 0 | 0 | 0 | 0 | 0 | 0
| Civic Offices | Services electrical wireing | 1701320 | 8404292 | 5.2 | Services equipment | conduit 20mm | Construction | 392.5482 | Linear length Calculation | 30 | 44 | 1 | FALSE | 1 | FALSE |  | 1.05 | 392.5482 | 785.0963 | 5377 | Roof membrane (single ply), PVC |  | 60 | C4 | 7.5402 | 3.2321e-07 | 0.024022 | 0.4459 | 0.0026265 | 1.7628e-06 | 29.9802 | 58.8822 | 0.18407
| Civic Offices | Services electrical wireing | 1701320 | 8404292 | 5.2 | Services equipment | conduit 20mm | Construction | 392.5482 | Linear length Calculation | 30 | 44 | 1 | FALSE | 1 | FALSE |  | 1.05 | 392.5482 | 785.0963 | 5377 | Roof membrane (single ply), PVC |  | 60 | D2 | 0 | 0 | 0 | 0 | 0 | 0 | 0 | 0 | 0
| Civic Offices | Services electrical wireing | 1701320 | 8404292 | 5.2 | Services equipment | conduit 20mm | Construction | 392.5482 | Linear length Calculation | 30 | 44 | 1 | FALSE | 1 | FALSE |  | 1.05 | 392.5482 | 785.0963 | 5377 | Roof membrane (single ply), PVC |  | 60 | D3 | 0 | 0 | 0 | 0 | 0 | 0 | 0 | 0 | 0
| Civic Offices | Services electrical wireing | 1701320 | 8404292 | 5.2 | Services equipment | conduit 20mm | Construction | 392.5482 | Linear length Calculation | 30 | 44 | 1 | FALSE | 1 | FALSE |  | 1.05 | 392.5482 | 785.0963 | 5377 | Roof membrane (single ply), PVC |  | 60 | D4 | 0 | 0 | 0 | 0 | 0 | 0 | 0 | 0 | 0
| Civic Offices | Services electrical wireing | 1701320 | 8404292 | 5.2 | Services equipment | conduit 20mm | Construction | 392.5482 | Linear length Calculation | 30 | 44 | 1 | FALSE | 1 | FALSE |  | 1.05 | 392.5482 | 785.0963 | 5377 | Roof membrane (single ply), PVC |  | 30 | B4B5 | 875.5199 | 7.1998e-05 | 4.9101 | 1.7589 | 1.0711 | 0.012736 | 23523.3775 | 3811.8998 | 7.3261
| Civic Offices | Services electrical wireing | 1701320 | 8404292 | 5.2 | Services equipment | conduit 20mm | Construction | 392.5482 | Linear length Calculation | 30 | 44 | 1 | FALSE | 1 | FALSE |  | 1.05 | 392.5482 | 785.0963 | 5377 | Roof membrane (single ply), PVC |  | 30 | D2 | 0 | 0 | 0 | 0 | 0 | 0 | 0 | 0 | 0
| Civic Offices | Services electrical wireing | 1701320 | 8404292 | 5.2 | Services equipment | conduit 20mm | Construction | 392.5482 | Linear length Calculation | 30 | 44 | 1 | FALSE | 1 | FALSE |  | 1.05 | 392.5482 | 785.0963 | 5377 | Roof membrane (single ply), PVC |  | 30 | D3 | 0 | 0 | 0 | 0 | 0 | 0 | 0 | 0 | 0
| Civic Offices | Services electrical wireing | 1701320 | 8404292 | 5.2 | Services equipment | conduit 20mm | Construction | 392.5482 | Linear length Calculation | 30 | 44 | 1 | FALSE | 1 | FALSE |  | 1.05 | 392.5482 | 785.0963 | 5377 | Roof membrane (single ply), PVC |  | 30 | D4 | 0 | 0 | 0 | 0 | 0 | 0 | 0 | 0 | 0
| Civic Offices | Services LED light fitting | 1701323 | 8404294 | 5.8 | Electrical installations | heat sink | Construction | 7.7684 | kg | 10 | 44 | 1 | FALSE | 1 | FALSE |  | 1.01 | 7.7684 | 46.6105 | 5536 | Window furniture/hardware, aluminium |  | 0 | A1A3 | 147.4395 | 4.9926e-06 | 1.0079 | 0.23096 | 0.074868 | 0.00012843 | 1842.769 | 31.1907 | 0.97893
| Civic Offices | Services LED light fitting | 1701323 | 8404294 | 5.8 | Electrical installations | heat sink | Construction | 7.7684 | kg | 10 | 44 | 1 | FALSE | 1 | FALSE |  | 1.01 | 7.7684 | 46.6105 | 5536 | Window furniture/hardware, aluminium |  | 0 | A4 | 0.38665 | 4.2885e-08 | 0.0020031 | 0.00032508 | 0.00024703 | 5.3734e-07 | 5.5829 | 1.5176 | 0.0015253
| Civic Offices | Services LED light fitting | 1701323 | 8404294 | 5.8 | Electrical installations | heat sink | Construction | 7.7684 | kg | 10 | 44 | 1 | FALSE | 1 | FALSE |  | 1.01 | 7.7684 | 46.6105 | 5536 | Window furniture/hardware, aluminium |  | 0 | A5 | 4.038e-05 | 1.0574e-11 | 2.8238e-07 | 9.2787e-08 | 4.6857e-08 | 5.6963e-11 | 0.00098994 | 0.011653 | 0
| Civic Offices | Services LED light fitting | 1701323 | 8404294 | 5.8 | Electrical installations | heat sink | Construction | 7.7684 | kg | 10 | 44 | 1 | FALSE | 1 | FALSE |  | 1.01 | 7.7684 | 46.6105 | 5536 | Window furniture/hardware, aluminium |  | 0 | D2 | 0 | 0 | 0 | 0 | 0 | 0 | 0 | 0 | 0
| Civic Offices | Services LED light fitting | 1701323 | 8404294 | 5.8 | Electrical installations | heat sink | Construction | 7.7684 | kg | 10 | 44 | 1 | FALSE | 1 | FALSE |  | 1.01 | 7.7684 | 46.6105 | 5536 | Window furniture/hardware, aluminium |  | 0 | D3 | 0 | 0 | 0 | 0 | 0 | 0 | 0 | 0 | 0
| Civic Offices | Services LED light fitting | 1701323 | 8404294 | 5.8 | Electrical installations | heat sink | Construction | 7.7684 | kg | 10 | 44 | 1 | FALSE | 1 | FALSE |  | 1.01 | 7.7684 | 46.6105 | 5536 | Window furniture/hardware, aluminium |  | 0 | D4 | 0 | 0 | 0 | 0 | 0 | 0 | 0 | 0 | 0
| Civic Offices | Services LED light fitting | 1701323 | 8404294 | 5.8 | Electrical installations | heat sink | Construction | 7.7684 | kg | 10 | 44 | 1 | FALSE | 1 | FALSE |  | 1.01 | 7.7684 | 46.6105 | 5536 | Window furniture/hardware, aluminium |  | 60 | C2 | 0 | 0 | 0 | 0 | 0 | 0 | 0 | 0 | 0
| Civic Offices | Services LED light fitting | 1701323 | 8404294 | 5.8 | Electrical installations | heat sink | Construction | 7.7684 | kg | 10 | 44 | 1 | FALSE | 1 | FALSE |  | 1.01 | 7.7684 | 46.6105 | 5536 | Window furniture/hardware, aluminium |  | 60 | C4 | 0.004038 | 1.0574e-09 | 2.8238e-05 | 9.2787e-06 | 4.6857e-06 | 5.6963e-09 | 0.098994 | 1.1653 | 0.00020251
| Civic Offices | Services LED light fitting | 1701323 | 8404294 | 5.8 | Electrical installations | heat sink | Construction | 7.7684 | kg | 10 | 44 | 1 | FALSE | 1 | FALSE |  | 1.01 | 7.7684 | 46.6105 | 5536 | Window furniture/hardware, aluminium |  | 60 | D2 | 0 | 0 | 0 | 0 | 0 | 0 | 0 | 0 | 0
| Civic Offices | Services LED light fitting | 1701323 | 8404294 | 5.8 | Electrical installations | heat sink | Construction | 7.7684 | kg | 10 | 44 | 1 | FALSE | 1 | FALSE |  | 1.01 | 7.7684 | 46.6105 | 5536 | Window furniture/hardware, aluminium |  | 60 | D3 | 0 | 0 | 0 | 0 | 0 | 0 | 0 | 0 | 0
| Civic Offices | Services LED light fitting | 1701323 | 8404294 | 5.8 | Electrical installations | heat sink | Construction | 7.7684 | kg | 10 | 44 | 1 | FALSE | 1 | FALSE |  | 1.01 | 7.7684 | 46.6105 | 5536 | Window furniture/hardware, aluminium |  | 60 | D4 | 0 | 0 | 0 | 0 | 0 | 0 | 0 | 0 | 0
| Civic Offices | Services LED light fitting | 1701323 | 8404294 | 5.8 | Electrical installations | heat sink | Construction | 7.7684 | kg | 10 | 44 | 1 | FALSE | 1 | FALSE |  | 1.01 | 7.7684 | 46.6105 | 5536 | Window furniture/hardware, aluminium |  | 10 | B4B5 | 147.8302 | 5.0365e-06 | 1.01 | 0.23129 | 0.07512 | 0.00012897 | 1848.4519 | 33.8852 | 0.98045
| Civic Offices | Services LED light fitting | 1701323 | 8404294 | 5.8 | Electrical installations | heat sink | Construction | 7.7684 | kg | 10 | 44 | 1 | FALSE | 1 | FALSE |  | 1.01 | 7.7684 | 46.6105 | 5536 | Window furniture/hardware, aluminium |  | 10 | D2 | 0 | 0 | 0 | 0 | 0 | 0 | 0 | 0 | 0
| Civic Offices | Services LED light fitting | 1701323 | 8404294 | 5.8 | Electrical installations | heat sink | Construction | 7.7684 | kg | 10 | 44 | 1 | FALSE | 1 | FALSE |  | 1.01 | 7.7684 | 46.6105 | 5536 | Window furniture/hardware, aluminium |  | 10 | D3 | 0 | 0 | 0 | 0 | 0 | 0 | 0 | 0 | 0
| Civic Offices | Services LED light fitting | 1701323 | 8404294 | 5.8 | Electrical installations | heat sink | Construction | 7.7684 | kg | 10 | 44 | 1 | FALSE | 1 | FALSE |  | 1.01 | 7.7684 | 46.6105 | 5536 | Window furniture/hardware, aluminium |  | 10 | D4 | 0 | 0 | 0 | 0 | 0 | 0 | 0 | 0 | 0
| Civic Offices | Services LED light fitting | 1701323 | 8404294 | 5.8 | Electrical installations | heat sink | Construction | 7.7684 | kg | 10 | 44 | 1 | FALSE | 1 | FALSE |  | 1.01 | 7.7684 | 46.6105 | 5536 | Window furniture/hardware, aluminium |  | 20 | B4B5 | 147.8302 | 5.0365e-06 | 1.01 | 0.23129 | 0.07512 | 0.00012897 | 1848.4519 | 33.8852 | 0.98045
| Civic Offices | Services LED light fitting | 1701323 | 8404294 | 5.8 | Electrical installations | heat sink | Construction | 7.7684 | kg | 10 | 44 | 1 | FALSE | 1 | FALSE |  | 1.01 | 7.7684 | 46.6105 | 5536 | Window furniture/hardware, aluminium |  | 20 | D2 | 0 | 0 | 0 | 0 | 0 | 0 | 0 | 0 | 0
| Civic Offices | Services LED light fitting | 1701323 | 8404294 | 5.8 | Electrical installations | heat sink | Construction | 7.7684 | kg | 10 | 44 | 1 | FALSE | 1 | FALSE |  | 1.01 | 7.7684 | 46.6105 | 5536 | Window furniture/hardware, aluminium |  | 20 | D3 | 0 | 0 | 0 | 0 | 0 | 0 | 0 | 0 | 0
| Civic Offices | Services LED light fitting | 1701323 | 8404294 | 5.8 | Electrical installations | heat sink | Construction | 7.7684 | kg | 10 | 44 | 1 | FALSE | 1 | FALSE |  | 1.01 | 7.7684 | 46.6105 | 5536 | Window furniture/hardware, aluminium |  | 20 | D4 | 0 | 0 | 0 | 0 | 0 | 0 | 0 | 0 | 0
| Civic Offices | Services LED light fitting | 1701323 | 8404294 | 5.8 | Electrical installations | heat sink | Construction | 7.7684 | kg | 10 | 44 | 1 | FALSE | 1 | FALSE |  | 1.01 | 7.7684 | 46.6105 | 5536 | Window furniture/hardware, aluminium |  | 30 | B4B5 | 147.8302 | 5.0365e-06 | 1.01 | 0.23129 | 0.07512 | 0.00012897 | 1848.4519 | 33.8852 | 0.98045
| Civic Offices | Services LED light fitting | 1701323 | 8404294 | 5.8 | Electrical installations | heat sink | Construction | 7.7684 | kg | 10 | 44 | 1 | FALSE | 1 | FALSE |  | 1.01 | 7.7684 | 46.6105 | 5536 | Window furniture/hardware, aluminium |  | 30 | D2 | 0 | 0 | 0 | 0 | 0 | 0 | 0 | 0 | 0
| Civic Offices | Services LED light fitting | 1701323 | 8404294 | 5.8 | Electrical installations | heat sink | Construction | 7.7684 | kg | 10 | 44 | 1 | FALSE | 1 | FALSE |  | 1.01 | 7.7684 | 46.6105 | 5536 | Window furniture/hardware, aluminium |  | 30 | D3 | 0 | 0 | 0 | 0 | 0 | 0 | 0 | 0 | 0
| Civic Offices | Services LED light fitting | 1701323 | 8404294 | 5.8 | Electrical installations | heat sink | Construction | 7.7684 | kg | 10 | 44 | 1 | FALSE | 1 | FALSE |  | 1.01 | 7.7684 | 46.6105 | 5536 | Window furniture/hardware, aluminium |  | 30 | D4 | 0 | 0 | 0 | 0 | 0 | 0 | 0 | 0 | 0
| Civic Offices | Services LED light fitting | 1701323 | 8404294 | 5.8 | Electrical installations | heat sink | Construction | 7.7684 | kg | 10 | 44 | 1 | FALSE | 1 | FALSE |  | 1.01 | 7.7684 | 46.6105 | 5536 | Window furniture/hardware, aluminium |  | 40 | B4B5 | 147.8302 | 5.0365e-06 | 1.01 | 0.23129 | 0.07512 | 0.00012897 | 1848.4519 | 33.8852 | 0.98045
| Civic Offices | Services LED light fitting | 1701323 | 8404294 | 5.8 | Electrical installations | heat sink | Construction | 7.7684 | kg | 10 | 44 | 1 | FALSE | 1 | FALSE |  | 1.01 | 7.7684 | 46.6105 | 5536 | Window furniture/hardware, aluminium |  | 40 | D2 | 0 | 0 | 0 | 0 | 0 | 0 | 0 | 0 | 0
| Civic Offices | Services LED light fitting | 1701323 | 8404294 | 5.8 | Electrical installations | heat sink | Construction | 7.7684 | kg | 10 | 44 | 1 | FALSE | 1 | FALSE |  | 1.01 | 7.7684 | 46.6105 | 5536 | Window furniture/hardware, aluminium |  | 40 | D3 | 0 | 0 | 0 | 0 | 0 | 0 | 0 | 0 | 0
| Civic Offices | Services LED light fitting | 1701323 | 8404294 | 5.8 | Electrical installations | heat sink | Construction | 7.7684 | kg | 10 | 44 | 1 | FALSE | 1 | FALSE |  | 1.01 | 7.7684 | 46.6105 | 5536 | Window furniture/hardware, aluminium |  | 40 | D4 | 0 | 0 | 0 | 0 | 0 | 0 | 0 | 0 | 0
| Civic Offices | Services LED light fitting | 1701323 | 8404294 | 5.8 | Electrical installations | heat sink | Construction | 7.7684 | kg | 10 | 44 | 1 | FALSE | 1 | FALSE |  | 1.01 | 7.7684 | 46.6105 | 5536 | Window furniture/hardware, aluminium |  | 50 | B4B5 | 147.8302 | 5.0365e-06 | 1.01 | 0.23129 | 0.07512 | 0.00012897 | 1848.4519 | 33.8852 | 0.98045
| Civic Offices | Services LED light fitting | 1701323 | 8404294 | 5.8 | Electrical installations | heat sink | Construction | 7.7684 | kg | 10 | 44 | 1 | FALSE | 1 | FALSE |  | 1.01 | 7.7684 | 46.6105 | 5536 | Window furniture/hardware, aluminium |  | 50 | D2 | 0 | 0 | 0 | 0 | 0 | 0 | 0 | 0 | 0
| Civic Offices | Services LED light fitting | 1701323 | 8404294 | 5.8 | Electrical installations | heat sink | Construction | 7.7684 | kg | 10 | 44 | 1 | FALSE | 1 | FALSE |  | 1.01 | 7.7684 | 46.6105 | 5536 | Window furniture/hardware, aluminium |  | 50 | D3 | 0 | 0 | 0 | 0 | 0 | 0 | 0 | 0 | 0
| Civic Offices | Services LED light fitting | 1701323 | 8404294 | 5.8 | Electrical installations | heat sink | Construction | 7.7684 | kg | 10 | 44 | 1 | FALSE | 1 | FALSE |  | 1.01 | 7.7684 | 46.6105 | 5536 | Window furniture/hardware, aluminium |  | 50 | D4 | 0 | 0 | 0 | 0 | 0 | 0 | 0 | 0 | 0
| Civic Offices | Services LED light fitting | 1701323 | 8404295 | 5.8 | Electrical installations | glass bulb | Construction | 2.2526 | kg | 10 | 44 | 1 | FALSE | 1 | FALSE |  | 1.05 | 2.2526 | 13.5158 | 5490 | General glazing, glass (toughened) |  | 0 | A1A3 | 2.6569 | 2.4498e-07 | 0.025228 | 0.0031812 | 0.001528 | 1.687e-05 | 32.5368 | 18.3841 | 0.012952
| Civic Offices | Services LED light fitting | 1701323 | 8404295 | 5.8 | Electrical installations | glass bulb | Construction | 2.2526 | kg | 10 | 44 | 1 | FALSE | 1 | FALSE |  | 1.05 | 2.2526 | 13.5158 | 5490 | General glazing, glass (toughened) |  | 0 | A4 | 0.056949 | 1.0483e-08 | 0.00019043 | 5.0245e-05 | 3.3221e-05 | 1.4998e-07 | 0.86005 | 0.10626 | 0.00023595
| Civic Offices | Services LED light fitting | 1701323 | 8404295 | 5.8 | Electrical installations | glass bulb | Construction | 2.2526 | kg | 10 | 44 | 1 | FALSE | 1 | FALSE |  | 1.05 | 2.2526 | 13.5158 | 5490 | General glazing, glass (toughened) |  | 0 | A5 | 0.00017542 | 6.0471e-11 | 1.351e-06 | 3.3359e-07 | 2.3338e-07 | 1.8962e-10 | 0.005095 | 0.016895 | 0
| Civic Offices | Services LED light fitting | 1701323 | 8404295 | 5.8 | Electrical installations | glass bulb | Construction | 2.2526 | kg | 10 | 44 | 1 | FALSE | 1 | FALSE |  | 1.05 | 2.2526 | 13.5158 | 5490 | General glazing, glass (toughened) |  | 0 | D2 | 0 | 0 | 0 | 0 | 0 | 0 | 0 | 0 | 0
| Civic Offices | Services LED light fitting | 1701323 | 8404295 | 5.8 | Electrical installations | glass bulb | Construction | 2.2526 | kg | 10 | 44 | 1 | FALSE | 1 | FALSE |  | 1.05 | 2.2526 | 13.5158 | 5490 | General glazing, glass (toughened) |  | 0 | D3 | 0 | 0 | 0 | 0 | 0 | 0 | 0 | 0 | 0
| Civic Offices | Services LED light fitting | 1701323 | 8404295 | 5.8 | Electrical installations | glass bulb | Construction | 2.2526 | kg | 10 | 44 | 1 | FALSE | 1 | FALSE |  | 1.05 | 2.2526 | 13.5158 | 5490 | General glazing, glass (toughened) |  | 0 | D4 | 0 | 0 | 0 | 0 | 0 | 0 | 0 | 0 | 0
| Civic Offices | Services LED light fitting | 1701323 | 8404295 | 5.8 | Electrical installations | glass bulb | Construction | 2.2526 | kg | 10 | 44 | 1 | FALSE | 1 | FALSE |  | 1.05 | 2.2526 | 13.5158 | 5490 | General glazing, glass (toughened) |  | 60 | C2 | 0 | 0 | 0 | 0 | 0 | 0 | 0 | 0 | 0
| Civic Offices | Services LED light fitting | 1701323 | 8404295 | 5.8 | Electrical installations | glass bulb | Construction | 2.2526 | kg | 10 | 44 | 1 | FALSE | 1 | FALSE |  | 1.05 | 2.2526 | 13.5158 | 5490 | General glazing, glass (toughened) |  | 60 | C4 | 0.0035084 | 1.2094e-09 | 2.702e-05 | 6.6718e-06 | 4.6677e-06 | 3.7925e-09 | 0.1019 | 0.33789 | 0.00033073
| Civic Offices | Services LED light fitting | 1701323 | 8404295 | 5.8 | Electrical installations | glass bulb | Construction | 2.2526 | kg | 10 | 44 | 1 | FALSE | 1 | FALSE |  | 1.05 | 2.2526 | 13.5158 | 5490 | General glazing, glass (toughened) |  | 60 | D2 | 0 | 0 | 0 | 0 | 0 | 0 | 0 | 0 | 0
| Civic Offices | Services LED light fitting | 1701323 | 8404295 | 5.8 | Electrical installations | glass bulb | Construction | 2.2526 | kg | 10 | 44 | 1 | FALSE | 1 | FALSE |  | 1.05 | 2.2526 | 13.5158 | 5490 | General glazing, glass (toughened) |  | 60 | D3 | 0 | 0 | 0 | 0 | 0 | 0 | 0 | 0 | 0
| Civic Offices | Services LED light fitting | 1701323 | 8404295 | 5.8 | Electrical installations | glass bulb | Construction | 2.2526 | kg | 10 | 44 | 1 | FALSE | 1 | FALSE |  | 1.05 | 2.2526 | 13.5158 | 5490 | General glazing, glass (toughened) |  | 60 | D4 | 0 | 0 | 0 | 0 | 0 | 0 | 0 | 0 | 0
| Civic Offices | Services LED light fitting | 1701323 | 8404295 | 5.8 | Electrical installations | glass bulb | Construction | 2.2526 | kg | 10 | 44 | 1 | FALSE | 1 | FALSE |  | 1.05 | 2.2526 | 13.5158 | 5490 | General glazing, glass (toughened) |  | 10 | B4B5 | 2.7176 | 2.5673e-07 | 0.025447 | 0.0032384 | 0.0015661 | 1.7024e-05 | 33.5038 | 18.8451 | 0.013188
| Civic Offices | Services LED light fitting | 1701323 | 8404295 | 5.8 | Electrical installations | glass bulb | Construction | 2.2526 | kg | 10 | 44 | 1 | FALSE | 1 | FALSE |  | 1.05 | 2.2526 | 13.5158 | 5490 | General glazing, glass (toughened) |  | 10 | D2 | 0 | 0 | 0 | 0 | 0 | 0 | 0 | 0 | 0
| Civic Offices | Services LED light fitting | 1701323 | 8404295 | 5.8 | Electrical installations | glass bulb | Construction | 2.2526 | kg | 10 | 44 | 1 | FALSE | 1 | FALSE |  | 1.05 | 2.2526 | 13.5158 | 5490 | General glazing, glass (toughened) |  | 10 | D3 | 0 | 0 | 0 | 0 | 0 | 0 | 0 | 0 | 0
| Civic Offices | Services LED light fitting | 1701323 | 8404295 | 5.8 | Electrical installations | glass bulb | Construction | 2.2526 | kg | 10 | 44 | 1 | FALSE | 1 | FALSE |  | 1.05 | 2.2526 | 13.5158 | 5490 | General glazing, glass (toughened) |  | 10 | D4 | 0 | 0 | 0 | 0 | 0 | 0 | 0 | 0 | 0
| Civic Offices | Services LED light fitting | 1701323 | 8404295 | 5.8 | Electrical installations | glass bulb | Construction | 2.2526 | kg | 10 | 44 | 1 | FALSE | 1 | FALSE |  | 1.05 | 2.2526 | 13.5158 | 5490 | General glazing, glass (toughened) |  | 20 | B4B5 | 2.7176 | 2.5673e-07 | 0.025447 | 0.0032384 | 0.0015661 | 1.7024e-05 | 33.5038 | 18.8451 | 0.013188
| Civic Offices | Services LED light fitting | 1701323 | 8404295 | 5.8 | Electrical installations | glass bulb | Construction | 2.2526 | kg | 10 | 44 | 1 | FALSE | 1 | FALSE |  | 1.05 | 2.2526 | 13.5158 | 5490 | General glazing, glass (toughened) |  | 20 | D2 | 0 | 0 | 0 | 0 | 0 | 0 | 0 | 0 | 0
| Civic Offices | Services LED light fitting | 1701323 | 8404295 | 5.8 | Electrical installations | glass bulb | Construction | 2.2526 | kg | 10 | 44 | 1 | FALSE | 1 | FALSE |  | 1.05 | 2.2526 | 13.5158 | 5490 | General glazing, glass (toughened) |  | 20 | D3 | 0 | 0 | 0 | 0 | 0 | 0 | 0 | 0 | 0
| Civic Offices | Services LED light fitting | 1701323 | 8404295 | 5.8 | Electrical installations | glass bulb | Construction | 2.2526 | kg | 10 | 44 | 1 | FALSE | 1 | FALSE |  | 1.05 | 2.2526 | 13.5158 | 5490 | General glazing, glass (toughened) |  | 20 | D4 | 0 | 0 | 0 | 0 | 0 | 0 | 0 | 0 | 0
| Civic Offices | Services LED light fitting | 1701323 | 8404295 | 5.8 | Electrical installations | glass bulb | Construction | 2.2526 | kg | 10 | 44 | 1 | FALSE | 1 | FALSE |  | 1.05 | 2.2526 | 13.5158 | 5490 | General glazing, glass (toughened) |  | 30 | B4B5 | 2.7176 | 2.5673e-07 | 0.025447 | 0.0032384 | 0.0015661 | 1.7024e-05 | 33.5038 | 18.8451 | 0.013188
| Civic Offices | Services LED light fitting | 1701323 | 8404295 | 5.8 | Electrical installations | glass bulb | Construction | 2.2526 | kg | 10 | 44 | 1 | FALSE | 1 | FALSE |  | 1.05 | 2.2526 | 13.5158 | 5490 | General glazing, glass (toughened) |  | 30 | D2 | 0 | 0 | 0 | 0 | 0 | 0 | 0 | 0 | 0
| Civic Offices | Services LED light fitting | 1701323 | 8404295 | 5.8 | Electrical installations | glass bulb | Construction | 2.2526 | kg | 10 | 44 | 1 | FALSE | 1 | FALSE |  | 1.05 | 2.2526 | 13.5158 | 5490 | General glazing, glass (toughened) |  | 30 | D3 | 0 | 0 | 0 | 0 | 0 | 0 | 0 | 0 | 0
| Civic Offices | Services LED light fitting | 1701323 | 8404295 | 5.8 | Electrical installations | glass bulb | Construction | 2.2526 | kg | 10 | 44 | 1 | FALSE | 1 | FALSE |  | 1.05 | 2.2526 | 13.5158 | 5490 | General glazing, glass (toughened) |  | 30 | D4 | 0 | 0 | 0 | 0 | 0 | 0 | 0 | 0 | 0
| Civic Offices | Services LED light fitting | 1701323 | 8404295 | 5.8 | Electrical installations | glass bulb | Construction | 2.2526 | kg | 10 | 44 | 1 | FALSE | 1 | FALSE |  | 1.05 | 2.2526 | 13.5158 | 5490 | General glazing, glass (toughened) |  | 40 | B4B5 | 2.7176 | 2.5673e-07 | 0.025447 | 0.0032384 | 0.0015661 | 1.7024e-05 | 33.5038 | 18.8451 | 0.013188
| Civic Offices | Services LED light fitting | 1701323 | 8404295 | 5.8 | Electrical installations | glass bulb | Construction | 2.2526 | kg | 10 | 44 | 1 | FALSE | 1 | FALSE |  | 1.05 | 2.2526 | 13.5158 | 5490 | General glazing, glass (toughened) |  | 40 | D2 | 0 | 0 | 0 | 0 | 0 | 0 | 0 | 0 | 0
| Civic Offices | Services LED light fitting | 1701323 | 8404295 | 5.8 | Electrical installations | glass bulb | Construction | 2.2526 | kg | 10 | 44 | 1 | FALSE | 1 | FALSE |  | 1.05 | 2.2526 | 13.5158 | 5490 | General glazing, glass (toughened) |  | 40 | D3 | 0 | 0 | 0 | 0 | 0 | 0 | 0 | 0 | 0
| Civic Offices | Services LED light fitting | 1701323 | 8404295 | 5.8 | Electrical installations | glass bulb | Construction | 2.2526 | kg | 10 | 44 | 1 | FALSE | 1 | FALSE |  | 1.05 | 2.2526 | 13.5158 | 5490 | General glazing, glass (toughened) |  | 40 | D4 | 0 | 0 | 0 | 0 | 0 | 0 | 0 | 0 | 0
| Civic Offices | Services LED light fitting | 1701323 | 8404295 | 5.8 | Electrical installations | glass bulb | Construction | 2.2526 | kg | 10 | 44 | 1 | FALSE | 1 | FALSE |  | 1.05 | 2.2526 | 13.5158 | 5490 | General glazing, glass (toughened) |  | 50 | B4B5 | 2.7176 | 2.5673e-07 | 0.025447 | 0.0032384 | 0.0015661 | 1.7024e-05 | 33.5038 | 18.8451 | 0.013188
| Civic Offices | Services LED light fitting | 1701323 | 8404295 | 5.8 | Electrical installations | glass bulb | Construction | 2.2526 | kg | 10 | 44 | 1 | FALSE | 1 | FALSE |  | 1.05 | 2.2526 | 13.5158 | 5490 | General glazing, glass (toughened) |  | 50 | D2 | 0 | 0 | 0 | 0 | 0 | 0 | 0 | 0 | 0
| Civic Offices | Services LED light fitting | 1701323 | 8404295 | 5.8 | Electrical installations | glass bulb | Construction | 2.2526 | kg | 10 | 44 | 1 | FALSE | 1 | FALSE |  | 1.05 | 2.2526 | 13.5158 | 5490 | General glazing, glass (toughened) |  | 50 | D3 | 0 | 0 | 0 | 0 | 0 | 0 | 0 | 0 | 0
| Civic Offices | Services LED light fitting | 1701323 | 8404295 | 5.8 | Electrical installations | glass bulb | Construction | 2.2526 | kg | 10 | 44 | 1 | FALSE | 1 | FALSE |  | 1.05 | 2.2526 | 13.5158 | 5490 | General glazing, glass (toughened) |  | 50 | D4 | 0 | 0 | 0 | 0 | 0 | 0 | 0 | 0 | 0
| Civic Offices | Services LED light fitting | 1701323 | 8404296 | 5.8 | Electrical installations | connectors | Construction | 0.10526 | kg | 10 | 44 | 1 | FALSE | 1 | FALSE |  | 1.05 | 0.10526 | 0.63158 | 5014 | Cladding sheet (angle seamed), copper |  | 0 | A1A3 | 0.76097 | 6.324e-07 | 0.038702 | 0.025835 | 0.0021393 | 0.00017608 | 11.5464 | 2.254 | 0.024324
| Civic Offices | Services LED light fitting | 1701323 | 8404296 | 5.8 | Electrical installations | connectors | Construction | 0.10526 | kg | 10 | 44 | 1 | FALSE | 1 | FALSE |  | 1.05 | 0.10526 | 0.63158 | 5014 | Cladding sheet (angle seamed), copper |  | 0 | A4 | 0.0021655 | 3.8909e-10 | 7.0906e-06 | 1.9165e-06 | 1.2096e-06 | 7.5521e-09 | 0.03228 | 0.004929 | 8.9113e-06
| Civic Offices | Services LED light fitting | 1701323 | 8404296 | 5.8 | Electrical installations | connectors | Construction | 0.10526 | kg | 10 | 44 | 1 | FALSE | 1 | FALSE |  | 1.05 | 0.10526 | 0.63158 | 5014 | Cladding sheet (angle seamed), copper |  | 0 | A5 | 2.7358e-06 | 7.1638e-13 | 1.9131e-08 | 6.2864e-09 | 3.1746e-09 | 3.8593e-12 | 6.7069e-05 | 0.00078947 | 0
| Civic Offices | Services LED light fitting | 1701323 | 8404296 | 5.8 | Electrical installations | connectors | Construction | 0.10526 | kg | 10 | 44 | 1 | FALSE | 1 | FALSE |  | 1.05 | 0.10526 | 0.63158 | 5014 | Cladding sheet (angle seamed), copper |  | 0 | D2 | 0 | 0 | 0 | 0 | 0 | 0 | 0 | 0 | 0
| Civic Offices | Services LED light fitting | 1701323 | 8404296 | 5.8 | Electrical installations | connectors | Construction | 0.10526 | kg | 10 | 44 | 1 | FALSE | 1 | FALSE |  | 1.05 | 0.10526 | 0.63158 | 5014 | Cladding sheet (angle seamed), copper |  | 0 | D3 | 0 | 0 | 0 | 0 | 0 | 0 | 0 | 0 | 0
| Civic Offices | Services LED light fitting | 1701323 | 8404296 | 5.8 | Electrical installations | connectors | Construction | 0.10526 | kg | 10 | 44 | 1 | FALSE | 1 | FALSE |  | 1.05 | 0.10526 | 0.63158 | 5014 | Cladding sheet (angle seamed), copper |  | 0 | D4 | 0 | 0 | 0 | 0 | 0 | 0 | 0 | 0 | 0
| Civic Offices | Services LED light fitting | 1701323 | 8404296 | 5.8 | Electrical installations | connectors | Construction | 0.10526 | kg | 10 | 44 | 1 | FALSE | 1 | FALSE |  | 1.05 | 0.10526 | 0.63158 | 5014 | Cladding sheet (angle seamed), copper |  | 60 | C2 | 0 | 0 | 0 | 0 | 0 | 0 | 0 | 0 | 0
| Civic Offices | Services LED light fitting | 1701323 | 8404296 | 5.8 | Electrical installations | connectors | Construction | 0.10526 | kg | 10 | 44 | 1 | FALSE | 1 | FALSE |  | 1.05 | 0.10526 | 0.63158 | 5014 | Cladding sheet (angle seamed), copper |  | 60 | C4 | 5.4716e-05 | 1.4328e-11 | 3.8262e-07 | 1.2573e-07 | 6.3492e-08 | 7.7185e-11 | 0.0013414 | 0.015789 | 2.744e-06
| Civic Offices | Services LED light fitting | 1701323 | 8404296 | 5.8 | Electrical installations | connectors | Construction | 0.10526 | kg | 10 | 44 | 1 | FALSE | 1 | FALSE |  | 1.05 | 0.10526 | 0.63158 | 5014 | Cladding sheet (angle seamed), copper |  | 60 | D2 | 0 | 0 | 0 | 0 | 0 | 0 | 0 | 0 | 0
| Civic Offices | Services LED light fitting | 1701323 | 8404296 | 5.8 | Electrical installations | connectors | Construction | 0.10526 | kg | 10 | 44 | 1 | FALSE | 1 | FALSE |  | 1.05 | 0.10526 | 0.63158 | 5014 | Cladding sheet (angle seamed), copper |  | 60 | D3 | 0 | 0 | 0 | 0 | 0 | 0 | 0 | 0 | 0
| Civic Offices | Services LED light fitting | 1701323 | 8404296 | 5.8 | Electrical installations | connectors | Construction | 0.10526 | kg | 10 | 44 | 1 | FALSE | 1 | FALSE |  | 1.05 | 0.10526 | 0.63158 | 5014 | Cladding sheet (angle seamed), copper |  | 60 | D4 | 0 | 0 | 0 | 0 | 0 | 0 | 0 | 0 | 0
| Civic Offices | Services LED light fitting | 1701323 | 8404296 | 5.8 | Electrical installations | connectors | Construction | 0.10526 | kg | 10 | 44 | 1 | FALSE | 1 | FALSE |  | 1.05 | 0.10526 | 0.63158 | 5014 | Cladding sheet (angle seamed), copper |  | 10 | B4B5 | 0.7632 | 6.3281e-07 | 0.038709 | 0.025837 | 0.0021406 | 0.00017608 | 11.5801 | 2.2755 | 0.024333
| Civic Offices | Services LED light fitting | 1701323 | 8404296 | 5.8 | Electrical installations | connectors | Construction | 0.10526 | kg | 10 | 44 | 1 | FALSE | 1 | FALSE |  | 1.05 | 0.10526 | 0.63158 | 5014 | Cladding sheet (angle seamed), copper |  | 10 | D2 | 0 | 0 | 0 | 0 | 0 | 0 | 0 | 0 | 0
| Civic Offices | Services LED light fitting | 1701323 | 8404296 | 5.8 | Electrical installations | connectors | Construction | 0.10526 | kg | 10 | 44 | 1 | FALSE | 1 | FALSE |  | 1.05 | 0.10526 | 0.63158 | 5014 | Cladding sheet (angle seamed), copper |  | 10 | D3 | 0 | 0 | 0 | 0 | 0 | 0 | 0 | 0 | 0
| Civic Offices | Services LED light fitting | 1701323 | 8404296 | 5.8 | Electrical installations | connectors | Construction | 0.10526 | kg | 10 | 44 | 1 | FALSE | 1 | FALSE |  | 1.05 | 0.10526 | 0.63158 | 5014 | Cladding sheet (angle seamed), copper |  | 10 | D4 | 0 | 0 | 0 | 0 | 0 | 0 | 0 | 0 | 0
| Civic Offices | Services LED light fitting | 1701323 | 8404296 | 5.8 | Electrical installations | connectors | Construction | 0.10526 | kg | 10 | 44 | 1 | FALSE | 1 | FALSE |  | 1.05 | 0.10526 | 0.63158 | 5014 | Cladding sheet (angle seamed), copper |  | 20 | B4B5 | 0.7632 | 6.3281e-07 | 0.038709 | 0.025837 | 0.0021406 | 0.00017608 | 11.5801 | 2.2755 | 0.024333
| Civic Offices | Services LED light fitting | 1701323 | 8404296 | 5.8 | Electrical installations | connectors | Construction | 0.10526 | kg | 10 | 44 | 1 | FALSE | 1 | FALSE |  | 1.05 | 0.10526 | 0.63158 | 5014 | Cladding sheet (angle seamed), copper |  | 20 | D2 | 0 | 0 | 0 | 0 | 0 | 0 | 0 | 0 | 0
| Civic Offices | Services LED light fitting | 1701323 | 8404296 | 5.8 | Electrical installations | connectors | Construction | 0.10526 | kg | 10 | 44 | 1 | FALSE | 1 | FALSE |  | 1.05 | 0.10526 | 0.63158 | 5014 | Cladding sheet (angle seamed), copper |  | 20 | D3 | 0 | 0 | 0 | 0 | 0 | 0 | 0 | 0 | 0
| Civic Offices | Services LED light fitting | 1701323 | 8404296 | 5.8 | Electrical installations | connectors | Construction | 0.10526 | kg | 10 | 44 | 1 | FALSE | 1 | FALSE |  | 1.05 | 0.10526 | 0.63158 | 5014 | Cladding sheet (angle seamed), copper |  | 20 | D4 | 0 | 0 | 0 | 0 | 0 | 0 | 0 | 0 | 0
| Civic Offices | Services LED light fitting | 1701323 | 8404296 | 5.8 | Electrical installations | connectors | Construction | 0.10526 | kg | 10 | 44 | 1 | FALSE | 1 | FALSE |  | 1.05 | 0.10526 | 0.63158 | 5014 | Cladding sheet (angle seamed), copper |  | 30 | B4B5 | 0.7632 | 6.3281e-07 | 0.038709 | 0.025837 | 0.0021406 | 0.00017608 | 11.5801 | 2.2755 | 0.024333
| Civic Offices | Services LED light fitting | 1701323 | 8404296 | 5.8 | Electrical installations | connectors | Construction | 0.10526 | kg | 10 | 44 | 1 | FALSE | 1 | FALSE |  | 1.05 | 0.10526 | 0.63158 | 5014 | Cladding sheet (angle seamed), copper |  | 30 | D2 | 0 | 0 | 0 | 0 | 0 | 0 | 0 | 0 | 0
| Civic Offices | Services LED light fitting | 1701323 | 8404296 | 5.8 | Electrical installations | connectors | Construction | 0.10526 | kg | 10 | 44 | 1 | FALSE | 1 | FALSE |  | 1.05 | 0.10526 | 0.63158 | 5014 | Cladding sheet (angle seamed), copper |  | 30 | D3 | 0 | 0 | 0 | 0 | 0 | 0 | 0 | 0 | 0
| Civic Offices | Services LED light fitting | 1701323 | 8404296 | 5.8 | Electrical installations | connectors | Construction | 0.10526 | kg | 10 | 44 | 1 | FALSE | 1 | FALSE |  | 1.05 | 0.10526 | 0.63158 | 5014 | Cladding sheet (angle seamed), copper |  | 30 | D4 | 0 | 0 | 0 | 0 | 0 | 0 | 0 | 0 | 0
| Civic Offices | Services LED light fitting | 1701323 | 8404296 | 5.8 | Electrical installations | connectors | Construction | 0.10526 | kg | 10 | 44 | 1 | FALSE | 1 | FALSE |  | 1.05 | 0.10526 | 0.63158 | 5014 | Cladding sheet (angle seamed), copper |  | 40 | B4B5 | 0.7632 | 6.3281e-07 | 0.038709 | 0.025837 | 0.0021406 | 0.00017608 | 11.5801 | 2.2755 | 0.024333
| Civic Offices | Services LED light fitting | 1701323 | 8404296 | 5.8 | Electrical installations | connectors | Construction | 0.10526 | kg | 10 | 44 | 1 | FALSE | 1 | FALSE |  | 1.05 | 0.10526 | 0.63158 | 5014 | Cladding sheet (angle seamed), copper |  | 40 | D2 | 0 | 0 | 0 | 0 | 0 | 0 | 0 | 0 | 0
| Civic Offices | Services LED light fitting | 1701323 | 8404296 | 5.8 | Electrical installations | connectors | Construction | 0.10526 | kg | 10 | 44 | 1 | FALSE | 1 | FALSE |  | 1.05 | 0.10526 | 0.63158 | 5014 | Cladding sheet (angle seamed), copper |  | 40 | D3 | 0 | 0 | 0 | 0 | 0 | 0 | 0 | 0 | 0
| Civic Offices | Services LED light fitting | 1701323 | 8404296 | 5.8 | Electrical installations | connectors | Construction | 0.10526 | kg | 10 | 44 | 1 | FALSE | 1 | FALSE |  | 1.05 | 0.10526 | 0.63158 | 5014 | Cladding sheet (angle seamed), copper |  | 40 | D4 | 0 | 0 | 0 | 0 | 0 | 0 | 0 | 0 | 0
| Civic Offices | Services LED light fitting | 1701323 | 8404296 | 5.8 | Electrical installations | connectors | Construction | 0.10526 | kg | 10 | 44 | 1 | FALSE | 1 | FALSE |  | 1.05 | 0.10526 | 0.63158 | 5014 | Cladding sheet (angle seamed), copper |  | 50 | B4B5 | 0.7632 | 6.3281e-07 | 0.038709 | 0.025837 | 0.0021406 | 0.00017608 | 11.5801 | 2.2755 | 0.024333
| Civic Offices | Services LED light fitting | 1701323 | 8404296 | 5.8 | Electrical installations | connectors | Construction | 0.10526 | kg | 10 | 44 | 1 | FALSE | 1 | FALSE |  | 1.05 | 0.10526 | 0.63158 | 5014 | Cladding sheet (angle seamed), copper |  | 50 | D2 | 0 | 0 | 0 | 0 | 0 | 0 | 0 | 0 | 0
| Civic Offices | Services LED light fitting | 1701323 | 8404296 | 5.8 | Electrical installations | connectors | Construction | 0.10526 | kg | 10 | 44 | 1 | FALSE | 1 | FALSE |  | 1.05 | 0.10526 | 0.63158 | 5014 | Cladding sheet (angle seamed), copper |  | 50 | D3 | 0 | 0 | 0 | 0 | 0 | 0 | 0 | 0 | 0
| Civic Offices | Services LED light fitting | 1701323 | 8404296 | 5.8 | Electrical installations | connectors | Construction | 0.10526 | kg | 10 | 44 | 1 | FALSE | 1 | FALSE |  | 1.05 | 0.10526 | 0.63158 | 5014 | Cladding sheet (angle seamed), copper |  | 50 | D4 | 0 | 0 | 0 | 0 | 0 | 0 | 0 | 0 | 0
| Civic Offices | Services LED light fitting | 1701323 | 8404297 | 5.8 | Electrical installations | insulator | Construction | 3.6421 | kg | 10 | 44 | 1 | FALSE | 1 | FALSE |  | 1.1 | 3.6421 | 21.8526 | 5052 | Membrane (breather), polypropylene |  | 0 | A1A3 | 22.0085 | 5.0259e-07 | 0.12395 | 0.035644 | 0.014726 | 2.5825e-05 | 479.1549 | 1.9011 | 0.10858
| Civic Offices | Services LED light fitting | 1701323 | 8404297 | 5.8 | Electrical installations | insulator | Construction | 3.6421 | kg | 10 | 44 | 1 | FALSE | 1 | FALSE |  | 1.1 | 3.6421 | 21.8526 | 5052 | Membrane (breather), polypropylene |  | 0 | A4 | 0.075906 | 1.3639e-08 | 0.00024854 | 6.7177e-05 | 4.2401e-05 | 2.6472e-07 | 1.1315 | 0.17277 | 0.00031237
| Civic Offices | Services LED light fitting | 1701323 | 8404297 | 5.8 | Electrical installations | insulator | Construction | 3.6421 | kg | 10 | 44 | 1 | FALSE | 1 | FALSE |  | 1.1 | 3.6421 | 21.8526 | 5052 | Membrane (breather), polypropylene |  | 0 | A5 | 0.0095991 | 3.0531e-10 | 8.8387e-06 | 0.00080532 | 2.9327e-06 | 1.7058e-09 | 0.027939 | 0.058274 | 0
| Civic Offices | Services LED light fitting | 1701323 | 8404297 | 5.8 | Electrical installations | insulator | Construction | 3.6421 | kg | 10 | 44 | 1 | FALSE | 1 | FALSE |  | 1.1 | 3.6421 | 21.8526 | 5052 | Membrane (breather), polypropylene |  | 0 | D2 | 0 | 0 | 0 | 0 | 0 | 0 | 0 | 0 | 0
| Civic Offices | Services LED light fitting | 1701323 | 8404297 | 5.8 | Electrical installations | insulator | Construction | 3.6421 | kg | 10 | 44 | 1 | FALSE | 1 | FALSE |  | 1.1 | 3.6421 | 21.8526 | 5052 | Membrane (breather), polypropylene |  | 0 | D3 | 0 | 0 | 0 | 0 | 0 | 0 | 0 | 0 | 0
| Civic Offices | Services LED light fitting | 1701323 | 8404297 | 5.8 | Electrical installations | insulator | Construction | 3.6421 | kg | 10 | 44 | 1 | FALSE | 1 | FALSE |  | 1.1 | 3.6421 | 21.8526 | 5052 | Membrane (breather), polypropylene |  | 0 | D4 | 0 | 0 | 0 | 0 | 0 | 0 | 0 | 0 | 0
| Civic Offices | Services LED light fitting | 1701323 | 8404297 | 5.8 | Electrical installations | insulator | Construction | 3.6421 | kg | 10 | 44 | 1 | FALSE | 1 | FALSE |  | 1.1 | 3.6421 | 21.8526 | 5052 | Membrane (breather), polypropylene |  | 60 | C2 | 0 | 0 | 0 | 0 | 0 | 0 | 0 | 0 | 0
| Civic Offices | Services LED light fitting | 1701323 | 8404297 | 5.8 | Electrical installations | insulator | Construction | 3.6421 | kg | 10 | 44 | 1 | FALSE | 1 | FALSE |  | 1.1 | 3.6421 | 21.8526 | 5052 | Membrane (breather), polypropylene |  | 60 | C4 | 0.095991 | 3.0531e-09 | 8.8387e-05 | 0.0080532 | 2.9327e-05 | 1.7058e-08 | 0.27939 | 0.58274 | 0.0027024
| Civic Offices | Services LED light fitting | 1701323 | 8404297 | 5.8 | Electrical installations | insulator | Construction | 3.6421 | kg | 10 | 44 | 1 | FALSE | 1 | FALSE |  | 1.1 | 3.6421 | 21.8526 | 5052 | Membrane (breather), polypropylene |  | 60 | D2 | 0 | 0 | 0 | 0 | 0 | 0 | 0 | 0 | 0
| Civic Offices | Services LED light fitting | 1701323 | 8404297 | 5.8 | Electrical installations | insulator | Construction | 3.6421 | kg | 10 | 44 | 1 | FALSE | 1 | FALSE |  | 1.1 | 3.6421 | 21.8526 | 5052 | Membrane (breather), polypropylene |  | 60 | D3 | 0 | 0 | 0 | 0 | 0 | 0 | 0 | 0 | 0
| Civic Offices | Services LED light fitting | 1701323 | 8404297 | 5.8 | Electrical installations | insulator | Construction | 3.6421 | kg | 10 | 44 | 1 | FALSE | 1 | FALSE |  | 1.1 | 3.6421 | 21.8526 | 5052 | Membrane (breather), polypropylene |  | 60 | D4 | 0 | 0 | 0 | 0 | 0 | 0 | 0 | 0 | 0
| Civic Offices | Services LED light fitting | 1701323 | 8404297 | 5.8 | Electrical installations | insulator | Construction | 3.6421 | kg | 10 | 44 | 1 | FALSE | 1 | FALSE |  | 1.1 | 3.6421 | 21.8526 | 5052 | Membrane (breather), polypropylene |  | 10 | B4B5 | 22.19 | 5.1958e-07 | 0.1243 | 0.04457 | 0.0148 | 2.6108e-05 | 480.5937 | 2.7149 | 0.10889
| Civic Offices | Services LED light fitting | 1701323 | 8404297 | 5.8 | Electrical installations | insulator | Construction | 3.6421 | kg | 10 | 44 | 1 | FALSE | 1 | FALSE |  | 1.1 | 3.6421 | 21.8526 | 5052 | Membrane (breather), polypropylene |  | 10 | D2 | 0 | 0 | 0 | 0 | 0 | 0 | 0 | 0 | 0
| Civic Offices | Services LED light fitting | 1701323 | 8404297 | 5.8 | Electrical installations | insulator | Construction | 3.6421 | kg | 10 | 44 | 1 | FALSE | 1 | FALSE |  | 1.1 | 3.6421 | 21.8526 | 5052 | Membrane (breather), polypropylene |  | 10 | D3 | 0 | 0 | 0 | 0 | 0 | 0 | 0 | 0 | 0
| Civic Offices | Services LED light fitting | 1701323 | 8404297 | 5.8 | Electrical installations | insulator | Construction | 3.6421 | kg | 10 | 44 | 1 | FALSE | 1 | FALSE |  | 1.1 | 3.6421 | 21.8526 | 5052 | Membrane (breather), polypropylene |  | 10 | D4 | 0 | 0 | 0 | 0 | 0 | 0 | 0 | 0 | 0
| Civic Offices | Services LED light fitting | 1701323 | 8404297 | 5.8 | Electrical installations | insulator | Construction | 3.6421 | kg | 10 | 44 | 1 | FALSE | 1 | FALSE |  | 1.1 | 3.6421 | 21.8526 | 5052 | Membrane (breather), polypropylene |  | 20 | B4B5 | 22.19 | 5.1958e-07 | 0.1243 | 0.04457 | 0.0148 | 2.6108e-05 | 480.5937 | 2.7149 | 0.10889
| Civic Offices | Services LED light fitting | 1701323 | 8404297 | 5.8 | Electrical installations | insulator | Construction | 3.6421 | kg | 10 | 44 | 1 | FALSE | 1 | FALSE |  | 1.1 | 3.6421 | 21.8526 | 5052 | Membrane (breather), polypropylene |  | 20 | D2 | 0 | 0 | 0 | 0 | 0 | 0 | 0 | 0 | 0
| Civic Offices | Services LED light fitting | 1701323 | 8404297 | 5.8 | Electrical installations | insulator | Construction | 3.6421 | kg | 10 | 44 | 1 | FALSE | 1 | FALSE |  | 1.1 | 3.6421 | 21.8526 | 5052 | Membrane (breather), polypropylene |  | 20 | D3 | 0 | 0 | 0 | 0 | 0 | 0 | 0 | 0 | 0
| Civic Offices | Services LED light fitting | 1701323 | 8404297 | 5.8 | Electrical installations | insulator | Construction | 3.6421 | kg | 10 | 44 | 1 | FALSE | 1 | FALSE |  | 1.1 | 3.6421 | 21.8526 | 5052 | Membrane (breather), polypropylene |  | 20 | D4 | 0 | 0 | 0 | 0 | 0 | 0 | 0 | 0 | 0
| Civic Offices | Services LED light fitting | 1701323 | 8404297 | 5.8 | Electrical installations | insulator | Construction | 3.6421 | kg | 10 | 44 | 1 | FALSE | 1 | FALSE |  | 1.1 | 3.6421 | 21.8526 | 5052 | Membrane (breather), polypropylene |  | 30 | B4B5 | 22.19 | 5.1958e-07 | 0.1243 | 0.04457 | 0.0148 | 2.6108e-05 | 480.5937 | 2.7149 | 0.10889
| Civic Offices | Services LED light fitting | 1701323 | 8404297 | 5.8 | Electrical installations | insulator | Construction | 3.6421 | kg | 10 | 44 | 1 | FALSE | 1 | FALSE |  | 1.1 | 3.6421 | 21.8526 | 5052 | Membrane (breather), polypropylene |  | 30 | D2 | 0 | 0 | 0 | 0 | 0 | 0 | 0 | 0 | 0
| Civic Offices | Services LED light fitting | 1701323 | 8404297 | 5.8 | Electrical installations | insulator | Construction | 3.6421 | kg | 10 | 44 | 1 | FALSE | 1 | FALSE |  | 1.1 | 3.6421 | 21.8526 | 5052 | Membrane (breather), polypropylene |  | 30 | D3 | 0 | 0 | 0 | 0 | 0 | 0 | 0 | 0 | 0
| Civic Offices | Services LED light fitting | 1701323 | 8404297 | 5.8 | Electrical installations | insulator | Construction | 3.6421 | kg | 10 | 44 | 1 | FALSE | 1 | FALSE |  | 1.1 | 3.6421 | 21.8526 | 5052 | Membrane (breather), polypropylene |  | 30 | D4 | 0 | 0 | 0 | 0 | 0 | 0 | 0 | 0 | 0
| Civic Offices | Services LED light fitting | 1701323 | 8404297 | 5.8 | Electrical installations | insulator | Construction | 3.6421 | kg | 10 | 44 | 1 | FALSE | 1 | FALSE |  | 1.1 | 3.6421 | 21.8526 | 5052 | Membrane (breather), polypropylene |  | 40 | B4B5 | 22.19 | 5.1958e-07 | 0.1243 | 0.04457 | 0.0148 | 2.6108e-05 | 480.5937 | 2.7149 | 0.10889
| Civic Offices | Services LED light fitting | 1701323 | 8404297 | 5.8 | Electrical installations | insulator | Construction | 3.6421 | kg | 10 | 44 | 1 | FALSE | 1 | FALSE |  | 1.1 | 3.6421 | 21.8526 | 5052 | Membrane (breather), polypropylene |  | 40 | D2 | 0 | 0 | 0 | 0 | 0 | 0 | 0 | 0 | 0
| Civic Offices | Services LED light fitting | 1701323 | 8404297 | 5.8 | Electrical installations | insulator | Construction | 3.6421 | kg | 10 | 44 | 1 | FALSE | 1 | FALSE |  | 1.1 | 3.6421 | 21.8526 | 5052 | Membrane (breather), polypropylene |  | 40 | D3 | 0 | 0 | 0 | 0 | 0 | 0 | 0 | 0 | 0
| Civic Offices | Services LED light fitting | 1701323 | 8404297 | 5.8 | Electrical installations | insulator | Construction | 3.6421 | kg | 10 | 44 | 1 | FALSE | 1 | FALSE |  | 1.1 | 3.6421 | 21.8526 | 5052 | Membrane (breather), polypropylene |  | 40 | D4 | 0 | 0 | 0 | 0 | 0 | 0 | 0 | 0 | 0
| Civic Offices | Services LED light fitting | 1701323 | 8404297 | 5.8 | Electrical installations | insulator | Construction | 3.6421 | kg | 10 | 44 | 1 | FALSE | 1 | FALSE |  | 1.1 | 3.6421 | 21.8526 | 5052 | Membrane (breather), polypropylene |  | 50 | B4B5 | 22.19 | 5.1958e-07 | 0.1243 | 0.04457 | 0.0148 | 2.6108e-05 | 480.5937 | 2.7149 | 0.10889
| Civic Offices | Services LED light fitting | 1701323 | 8404297 | 5.8 | Electrical installations | insulator | Construction | 3.6421 | kg | 10 | 44 | 1 | FALSE | 1 | FALSE |  | 1.1 | 3.6421 | 21.8526 | 5052 | Membrane (breather), polypropylene |  | 50 | D2 | 0 | 0 | 0 | 0 | 0 | 0 | 0 | 0 | 0
| Civic Offices | Services LED light fitting | 1701323 | 8404297 | 5.8 | Electrical installations | insulator | Construction | 3.6421 | kg | 10 | 44 | 1 | FALSE | 1 | FALSE |  | 1.1 | 3.6421 | 21.8526 | 5052 | Membrane (breather), polypropylene |  | 50 | D3 | 0 | 0 | 0 | 0 | 0 | 0 | 0 | 0 | 0
| Civic Offices | Services LED light fitting | 1701323 | 8404297 | 5.8 | Electrical installations | insulator | Construction | 3.6421 | kg | 10 | 44 | 1 | FALSE | 1 | FALSE |  | 1.1 | 3.6421 | 21.8526 | 5052 | Membrane (breather), polypropylene |  | 50 | D4 | 0 | 0 | 0 | 0 | 0 | 0 | 0 | 0 | 0
| Civic Offices | Services LED light fitting | 1701323 | 8404298 | 5.8 | Electrical installations | plates | Construction | 2.5684 | kg | 10 | 44 | 1 | FALSE | 1 | FALSE |  | 1.05 | 2.5684 | 15.4105 | 5168 | Fencing (posts, square section), steel (galvanized) |  | 0 | A1A3 | 7.0076 | 4.7635e-07 | 0.11455 | 0.035757 | 0.0067411 | 0.0016524 | 94.3345 | 5.2948 | 0.13653
| Civic Offices | Services LED light fitting | 1701323 | 8404298 | 5.8 | Electrical installations | plates | Construction | 2.5684 | kg | 10 | 44 | 1 | FALSE | 1 | FALSE |  | 1.05 | 2.5684 | 15.4105 | 5168 | Fencing (posts, square section), steel (galvanized) |  | 0 | A4 | 0.11194 | 1.5489e-08 | 0.00053221 | 9.8826e-05 | 7.026e-05 | 2.4928e-07 | 1.6378 | 0.47563 | 0.00045492
| Civic Offices | Services LED light fitting | 1701323 | 8404298 | 5.8 | Electrical installations | plates | Construction | 2.5684 | kg | 10 | 44 | 1 | FALSE | 1 | FALSE |  | 1.05 | 2.5684 | 15.4105 | 5168 | Fencing (posts, square section), steel (galvanized) |  | 0 | A5 | 6.6753e-05 | 1.748e-11 | 4.668e-07 | 1.5339e-07 | 7.746e-08 | 9.4166e-11 | 0.0016365 | 0.019263 | 0
| Civic Offices | Services LED light fitting | 1701323 | 8404298 | 5.8 | Electrical installations | plates | Construction | 2.5684 | kg | 10 | 44 | 1 | FALSE | 1 | FALSE |  | 1.05 | 2.5684 | 15.4105 | 5168 | Fencing (posts, square section), steel (galvanized) |  | 0 | D2 | 0 | 0 | 0 | 0 | 0 | 0 | 0 | 0 | 0
| Civic Offices | Services LED light fitting | 1701323 | 8404298 | 5.8 | Electrical installations | plates | Construction | 2.5684 | kg | 10 | 44 | 1 | FALSE | 1 | FALSE |  | 1.05 | 2.5684 | 15.4105 | 5168 | Fencing (posts, square section), steel (galvanized) |  | 0 | D3 | 0 | 0 | 0 | 0 | 0 | 0 | 0 | 0 | 0
| Civic Offices | Services LED light fitting | 1701323 | 8404298 | 5.8 | Electrical installations | plates | Construction | 2.5684 | kg | 10 | 44 | 1 | FALSE | 1 | FALSE |  | 1.05 | 2.5684 | 15.4105 | 5168 | Fencing (posts, square section), steel (galvanized) |  | 0 | D4 | 0 | 0 | 0 | 0 | 0 | 0 | 0 | 0 | 0
| Civic Offices | Services LED light fitting | 1701323 | 8404298 | 5.8 | Electrical installations | plates | Construction | 2.5684 | kg | 10 | 44 | 1 | FALSE | 1 | FALSE |  | 1.05 | 2.5684 | 15.4105 | 5168 | Fencing (posts, square section), steel (galvanized) |  | 60 | C2 | 0 | 0 | 0 | 0 | 0 | 0 | 0 | 0 | 0
| Civic Offices | Services LED light fitting | 1701323 | 8404298 | 5.8 | Electrical installations | plates | Construction | 2.5684 | kg | 10 | 44 | 1 | FALSE | 1 | FALSE |  | 1.05 | 2.5684 | 15.4105 | 5168 | Fencing (posts, square section), steel (galvanized) |  | 60 | C4 | 0.0013351 | 3.4959e-10 | 9.336e-06 | 3.0678e-06 | 1.5492e-06 | 1.8833e-09 | 0.03273 | 0.38526 | 6.6954e-05
| Civic Offices | Services LED light fitting | 1701323 | 8404298 | 5.8 | Electrical installations | plates | Construction | 2.5684 | kg | 10 | 44 | 1 | FALSE | 1 | FALSE |  | 1.05 | 2.5684 | 15.4105 | 5168 | Fencing (posts, square section), steel (galvanized) |  | 60 | D2 | 0 | 0 | 0 | 0 | 0 | 0 | 0 | 0 | 0
| Civic Offices | Services LED light fitting | 1701323 | 8404298 | 5.8 | Electrical installations | plates | Construction | 2.5684 | kg | 10 | 44 | 1 | FALSE | 1 | FALSE |  | 1.05 | 2.5684 | 15.4105 | 5168 | Fencing (posts, square section), steel (galvanized) |  | 60 | D3 | 0 | 0 | 0 | 0 | 0 | 0 | 0 | 0 | 0
| Civic Offices | Services LED light fitting | 1701323 | 8404298 | 5.8 | Electrical installations | plates | Construction | 2.5684 | kg | 10 | 44 | 1 | FALSE | 1 | FALSE |  | 1.05 | 2.5684 | 15.4105 | 5168 | Fencing (posts, square section), steel (galvanized) |  | 60 | D4 | 0 | 0 | 0 | 0 | 0 | 0 | 0 | 0 | 0
| Civic Offices | Services LED light fitting | 1701323 | 8404298 | 5.8 | Electrical installations | plates | Construction | 2.5684 | kg | 10 | 44 | 1 | FALSE | 1 | FALSE |  | 1.05 | 2.5684 | 15.4105 | 5168 | Fencing (posts, square section), steel (galvanized) |  | 10 | B4B5 | 7.1209 | 4.922e-07 | 0.1151 | 0.035859 | 0.006813 | 0.0016527 | 96.0067 | 6.175 | 0.13698
| Civic Offices | Services LED light fitting | 1701323 | 8404298 | 5.8 | Electrical installations | plates | Construction | 2.5684 | kg | 10 | 44 | 1 | FALSE | 1 | FALSE |  | 1.05 | 2.5684 | 15.4105 | 5168 | Fencing (posts, square section), steel (galvanized) |  | 10 | D2 | 0 | 0 | 0 | 0 | 0 | 0 | 0 | 0 | 0
| Civic Offices | Services LED light fitting | 1701323 | 8404298 | 5.8 | Electrical installations | plates | Construction | 2.5684 | kg | 10 | 44 | 1 | FALSE | 1 | FALSE |  | 1.05 | 2.5684 | 15.4105 | 5168 | Fencing (posts, square section), steel (galvanized) |  | 10 | D3 | 0 | 0 | 0 | 0 | 0 | 0 | 0 | 0 | 0
| Civic Offices | Services LED light fitting | 1701323 | 8404298 | 5.8 | Electrical installations | plates | Construction | 2.5684 | kg | 10 | 44 | 1 | FALSE | 1 | FALSE |  | 1.05 | 2.5684 | 15.4105 | 5168 | Fencing (posts, square section), steel (galvanized) |  | 10 | D4 | 0 | 0 | 0 | 0 | 0 | 0 | 0 | 0 | 0
| Civic Offices | Services LED light fitting | 1701323 | 8404298 | 5.8 | Electrical installations | plates | Construction | 2.5684 | kg | 10 | 44 | 1 | FALSE | 1 | FALSE |  | 1.05 | 2.5684 | 15.4105 | 5168 | Fencing (posts, square section), steel (galvanized) |  | 20 | B4B5 | 7.1209 | 4.922e-07 | 0.1151 | 0.035859 | 0.006813 | 0.0016527 | 96.0067 | 6.175 | 0.13698
| Civic Offices | Services LED light fitting | 1701323 | 8404298 | 5.8 | Electrical installations | plates | Construction | 2.5684 | kg | 10 | 44 | 1 | FALSE | 1 | FALSE |  | 1.05 | 2.5684 | 15.4105 | 5168 | Fencing (posts, square section), steel (galvanized) |  | 20 | D2 | 0 | 0 | 0 | 0 | 0 | 0 | 0 | 0 | 0
| Civic Offices | Services LED light fitting | 1701323 | 8404298 | 5.8 | Electrical installations | plates | Construction | 2.5684 | kg | 10 | 44 | 1 | FALSE | 1 | FALSE |  | 1.05 | 2.5684 | 15.4105 | 5168 | Fencing (posts, square section), steel (galvanized) |  | 20 | D3 | 0 | 0 | 0 | 0 | 0 | 0 | 0 | 0 | 0
| Civic Offices | Services LED light fitting | 1701323 | 8404298 | 5.8 | Electrical installations | plates | Construction | 2.5684 | kg | 10 | 44 | 1 | FALSE | 1 | FALSE |  | 1.05 | 2.5684 | 15.4105 | 5168 | Fencing (posts, square section), steel (galvanized) |  | 20 | D4 | 0 | 0 | 0 | 0 | 0 | 0 | 0 | 0 | 0
| Civic Offices | Services LED light fitting | 1701323 | 8404298 | 5.8 | Electrical installations | plates | Construction | 2.5684 | kg | 10 | 44 | 1 | FALSE | 1 | FALSE |  | 1.05 | 2.5684 | 15.4105 | 5168 | Fencing (posts, square section), steel (galvanized) |  | 30 | B4B5 | 7.1209 | 4.922e-07 | 0.1151 | 0.035859 | 0.006813 | 0.0016527 | 96.0067 | 6.175 | 0.13698
| Civic Offices | Services LED light fitting | 1701323 | 8404298 | 5.8 | Electrical installations | plates | Construction | 2.5684 | kg | 10 | 44 | 1 | FALSE | 1 | FALSE |  | 1.05 | 2.5684 | 15.4105 | 5168 | Fencing (posts, square section), steel (galvanized) |  | 30 | D2 | 0 | 0 | 0 | 0 | 0 | 0 | 0 | 0 | 0
| Civic Offices | Services LED light fitting | 1701323 | 8404298 | 5.8 | Electrical installations | plates | Construction | 2.5684 | kg | 10 | 44 | 1 | FALSE | 1 | FALSE |  | 1.05 | 2.5684 | 15.4105 | 5168 | Fencing (posts, square section), steel (galvanized) |  | 30 | D3 | 0 | 0 | 0 | 0 | 0 | 0 | 0 | 0 | 0
| Civic Offices | Services LED light fitting | 1701323 | 8404298 | 5.8 | Electrical installations | plates | Construction | 2.5684 | kg | 10 | 44 | 1 | FALSE | 1 | FALSE |  | 1.05 | 2.5684 | 15.4105 | 5168 | Fencing (posts, square section), steel (galvanized) |  | 30 | D4 | 0 | 0 | 0 | 0 | 0 | 0 | 0 | 0 | 0
| Civic Offices | Services LED light fitting | 1701323 | 8404298 | 5.8 | Electrical installations | plates | Construction | 2.5684 | kg | 10 | 44 | 1 | FALSE | 1 | FALSE |  | 1.05 | 2.5684 | 15.4105 | 5168 | Fencing (posts, square section), steel (galvanized) |  | 40 | B4B5 | 7.1209 | 4.922e-07 | 0.1151 | 0.035859 | 0.006813 | 0.0016527 | 96.0067 | 6.175 | 0.13698
| Civic Offices | Services LED light fitting | 1701323 | 8404298 | 5.8 | Electrical installations | plates | Construction | 2.5684 | kg | 10 | 44 | 1 | FALSE | 1 | FALSE |  | 1.05 | 2.5684 | 15.4105 | 5168 | Fencing (posts, square section), steel (galvanized) |  | 40 | D2 | 0 | 0 | 0 | 0 | 0 | 0 | 0 | 0 | 0
| Civic Offices | Services LED light fitting | 1701323 | 8404298 | 5.8 | Electrical installations | plates | Construction | 2.5684 | kg | 10 | 44 | 1 | FALSE | 1 | FALSE |  | 1.05 | 2.5684 | 15.4105 | 5168 | Fencing (posts, square section), steel (galvanized) |  | 40 | D3 | 0 | 0 | 0 | 0 | 0 | 0 | 0 | 0 | 0
| Civic Offices | Services LED light fitting | 1701323 | 8404298 | 5.8 | Electrical installations | plates | Construction | 2.5684 | kg | 10 | 44 | 1 | FALSE | 1 | FALSE |  | 1.05 | 2.5684 | 15.4105 | 5168 | Fencing (posts, square section), steel (galvanized) |  | 40 | D4 | 0 | 0 | 0 | 0 | 0 | 0 | 0 | 0 | 0
| Civic Offices | Services LED light fitting | 1701323 | 8404298 | 5.8 | Electrical installations | plates | Construction | 2.5684 | kg | 10 | 44 | 1 | FALSE | 1 | FALSE |  | 1.05 | 2.5684 | 15.4105 | 5168 | Fencing (posts, square section), steel (galvanized) |  | 50 | B4B5 | 7.1209 | 4.922e-07 | 0.1151 | 0.035859 | 0.006813 | 0.0016527 | 96.0067 | 6.175 | 0.13698
| Civic Offices | Services LED light fitting | 1701323 | 8404298 | 5.8 | Electrical installations | plates | Construction | 2.5684 | kg | 10 | 44 | 1 | FALSE | 1 | FALSE |  | 1.05 | 2.5684 | 15.4105 | 5168 | Fencing (posts, square section), steel (galvanized) |  | 50 | D2 | 0 | 0 | 0 | 0 | 0 | 0 | 0 | 0 | 0
| Civic Offices | Services LED light fitting | 1701323 | 8404298 | 5.8 | Electrical installations | plates | Construction | 2.5684 | kg | 10 | 44 | 1 | FALSE | 1 | FALSE |  | 1.05 | 2.5684 | 15.4105 | 5168 | Fencing (posts, square section), steel (galvanized) |  | 50 | D3 | 0 | 0 | 0 | 0 | 0 | 0 | 0 | 0 | 0
| Civic Offices | Services LED light fitting | 1701323 | 8404298 | 5.8 | Electrical installations | plates | Construction | 2.5684 | kg | 10 | 44 | 1 | FALSE | 1 | FALSE |  | 1.05 | 2.5684 | 15.4105 | 5168 | Fencing (posts, square section), steel (galvanized) |  | 50 | D4 | 0 | 0 | 0 | 0 | 0 | 0 | 0 | 0 | 0
| Civic Offices | Services electrical wireing | 1701324 | 8404300 | 5.2 | Services equipment | copper wire 6mm siam | Construction | 78.6443 | Linear length Calculation | 30 | 44 | 1 | FALSE | 1 | FALSE |  | 1.03 | 78.6443 | 157.2886 | 5113 | Cladding sheet (plain), copper |  | 0 | A1A3 | 557.7091 | 0.00046348 | 28.3642 | 18.934 | 1.5679 | 0.12904 | 8462.2572 | 1651.9283 | 17.8271
| Civic Offices | Services electrical wireing | 1701324 | 8404300 | 5.2 | Services equipment | copper wire 6mm siam | Construction | 78.6443 | Linear length Calculation | 30 | 44 | 1 | FALSE | 1 | FALSE |  | 1.03 | 78.6443 | 157.2886 | 5113 | Cladding sheet (plain), copper |  | 0 | A4 | 1.5871 | 2.8516e-07 | 0.0051966 | 0.0014046 | 0.00088654 | 5.5349e-06 | 23.6579 | 3.6124 | 0.006531
| Civic Offices | Services electrical wireing | 1701324 | 8404300 | 5.2 | Services equipment | copper wire 6mm siam | Construction | 78.6443 | Linear length Calculation | 30 | 44 | 1 | FALSE | 1 | FALSE |  | 1.03 | 78.6443 | 157.2886 | 5113 | Cladding sheet (plain), copper |  | 0 | A5 | 0.0012264 | 3.2113e-10 | 8.5759e-06 | 2.818e-06 | 1.4231e-06 | 1.73e-09 | 0.030065 | 0.3539 | 0
| Civic Offices | Services electrical wireing | 1701324 | 8404300 | 5.2 | Services equipment | copper wire 6mm siam | Construction | 78.6443 | Linear length Calculation | 30 | 44 | 1 | FALSE | 1 | FALSE |  | 1.03 | 78.6443 | 157.2886 | 5113 | Cladding sheet (plain), copper |  | 0 | D2 | 0 | 0 | 0 | 0 | 0 | 0 | 0 | 0 | 0
| Civic Offices | Services electrical wireing | 1701324 | 8404300 | 5.2 | Services equipment | copper wire 6mm siam | Construction | 78.6443 | Linear length Calculation | 30 | 44 | 1 | FALSE | 1 | FALSE |  | 1.03 | 78.6443 | 157.2886 | 5113 | Cladding sheet (plain), copper |  | 0 | D3 | 0 | 0 | 0 | 0 | 0 | 0 | 0 | 0 | 0
| Civic Offices | Services electrical wireing | 1701324 | 8404300 | 5.2 | Services equipment | copper wire 6mm siam | Construction | 78.6443 | Linear length Calculation | 30 | 44 | 1 | FALSE | 1 | FALSE |  | 1.03 | 78.6443 | 157.2886 | 5113 | Cladding sheet (plain), copper |  | 0 | D4 | 0 | 0 | 0 | 0 | 0 | 0 | 0 | 0 | 0
| Civic Offices | Services electrical wireing | 1701324 | 8404300 | 5.2 | Services equipment | copper wire 6mm siam | Construction | 78.6443 | Linear length Calculation | 30 | 44 | 1 | FALSE | 1 | FALSE |  | 1.03 | 78.6443 | 157.2886 | 5113 | Cladding sheet (plain), copper |  | 60 | C2 | 0 | 0 | 0 | 0 | 0 | 0 | 0 | 0 | 0
| Civic Offices | Services electrical wireing | 1701324 | 8404300 | 5.2 | Services equipment | copper wire 6mm siam | Construction | 78.6443 | Linear length Calculation | 30 | 44 | 1 | FALSE | 1 | FALSE |  | 1.03 | 78.6443 | 157.2886 | 5113 | Cladding sheet (plain), copper |  | 60 | C4 | 0.040879 | 1.0704e-08 | 0.00028586 | 9.3934e-05 | 4.7436e-05 | 5.7667e-08 | 1.0022 | 11.7966 | 0.0020501
| Civic Offices | Services electrical wireing | 1701324 | 8404300 | 5.2 | Services equipment | copper wire 6mm siam | Construction | 78.6443 | Linear length Calculation | 30 | 44 | 1 | FALSE | 1 | FALSE |  | 1.03 | 78.6443 | 157.2886 | 5113 | Cladding sheet (plain), copper |  | 60 | D2 | 0 | 0 | 0 | 0 | 0 | 0 | 0 | 0 | 0
| Civic Offices | Services electrical wireing | 1701324 | 8404300 | 5.2 | Services equipment | copper wire 6mm siam | Construction | 78.6443 | Linear length Calculation | 30 | 44 | 1 | FALSE | 1 | FALSE |  | 1.03 | 78.6443 | 157.2886 | 5113 | Cladding sheet (plain), copper |  | 60 | D3 | 0 | 0 | 0 | 0 | 0 | 0 | 0 | 0 | 0
| Civic Offices | Services electrical wireing | 1701324 | 8404300 | 5.2 | Services equipment | copper wire 6mm siam | Construction | 78.6443 | Linear length Calculation | 30 | 44 | 1 | FALSE | 1 | FALSE |  | 1.03 | 78.6443 | 157.2886 | 5113 | Cladding sheet (plain), copper |  | 60 | D4 | 0 | 0 | 0 | 0 | 0 | 0 | 0 | 0 | 0
| Civic Offices | Services electrical wireing | 1701324 | 8404300 | 5.2 | Services equipment | copper wire 6mm siam | Construction | 78.6443 | Linear length Calculation | 30 | 44 | 1 | FALSE | 1 | FALSE |  | 1.03 | 78.6443 | 157.2886 | 5113 | Cladding sheet (plain), copper |  | 30 | B4B5 | 559.3382 | 0.00046378 | 28.3697 | 18.9355 | 1.5688 | 0.12905 | 8486.9473 | 1667.6912 | 17.8336
| Civic Offices | Services electrical wireing | 1701324 | 8404300 | 5.2 | Services equipment | copper wire 6mm siam | Construction | 78.6443 | Linear length Calculation | 30 | 44 | 1 | FALSE | 1 | FALSE |  | 1.03 | 78.6443 | 157.2886 | 5113 | Cladding sheet (plain), copper |  | 30 | D2 | 0 | 0 | 0 | 0 | 0 | 0 | 0 | 0 | 0
| Civic Offices | Services electrical wireing | 1701324 | 8404300 | 5.2 | Services equipment | copper wire 6mm siam | Construction | 78.6443 | Linear length Calculation | 30 | 44 | 1 | FALSE | 1 | FALSE |  | 1.03 | 78.6443 | 157.2886 | 5113 | Cladding sheet (plain), copper |  | 30 | D3 | 0 | 0 | 0 | 0 | 0 | 0 | 0 | 0 | 0
| Civic Offices | Services electrical wireing | 1701324 | 8404300 | 5.2 | Services equipment | copper wire 6mm siam | Construction | 78.6443 | Linear length Calculation | 30 | 44 | 1 | FALSE | 1 | FALSE |  | 1.03 | 78.6443 | 157.2886 | 5113 | Cladding sheet (plain), copper |  | 30 | D4 | 0 | 0 | 0 | 0 | 0 | 0 | 0 | 0 | 0
| Civic Offices | Services electrical wireing | 1701324 | 8404301 | 5.2 | Services equipment | conduit 20mm | Construction | 60.4773 | Linear length Calculation | 30 | 44 | 1 | FALSE | 1 | FALSE |  | 1.05 | 60.4773 | 120.9546 | 5377 | Roof membrane (single ply), PVC |  | 0 | A1A3 | 132.4627 | 1.0824e-05 | 0.74865 | 0.19778 | 0.16392 | 0.0019577 | 3601.3076 | 575.0107 | 1.1237
| Civic Offices | Services electrical wireing | 1701324 | 8404301 | 5.2 | Services equipment | conduit 20mm | Construction | 60.4773 | Linear length Calculation | 30 | 44 | 1 | FALSE | 1 | FALSE |  | 1.05 | 60.4773 | 120.9546 | 5377 | Roof membrane (single ply), PVC |  | 0 | A4 | 1.2031 | 2.1617e-07 | 0.0039395 | 0.0010648 | 0.00067207 | 4.1959e-06 | 17.9347 | 2.7385 | 0.0049511
| Civic Offices | Services electrical wireing | 1701324 | 8404301 | 5.2 | Services equipment | conduit 20mm | Construction | 60.4773 | Linear length Calculation | 30 | 44 | 1 | FALSE | 1 | FALSE |  | 1.05 | 60.4773 | 120.9546 | 5377 | Roof membrane (single ply), PVC |  | 0 | A5 | 0.058083 | 2.4897e-09 | 0.00018504 | 0.0034348 | 2.0232e-05 | 1.3579e-08 | 0.23094 | 0.45358 | 0
| Civic Offices | Services electrical wireing | 1701324 | 8404301 | 5.2 | Services equipment | conduit 20mm | Construction | 60.4773 | Linear length Calculation | 30 | 44 | 1 | FALSE | 1 | FALSE |  | 1.05 | 60.4773 | 120.9546 | 5377 | Roof membrane (single ply), PVC |  | 0 | D2 | 0 | 0 | 0 | 0 | 0 | 0 | 0 | 0 | 0
| Civic Offices | Services electrical wireing | 1701324 | 8404301 | 5.2 | Services equipment | conduit 20mm | Construction | 60.4773 | Linear length Calculation | 30 | 44 | 1 | FALSE | 1 | FALSE |  | 1.05 | 60.4773 | 120.9546 | 5377 | Roof membrane (single ply), PVC |  | 0 | D3 | 0 | 0 | 0 | 0 | 0 | 0 | 0 | 0 | 0
| Civic Offices | Services electrical wireing | 1701324 | 8404301 | 5.2 | Services equipment | conduit 20mm | Construction | 60.4773 | Linear length Calculation | 30 | 44 | 1 | FALSE | 1 | FALSE |  | 1.05 | 60.4773 | 120.9546 | 5377 | Roof membrane (single ply), PVC |  | 0 | D4 | 0 | 0 | 0 | 0 | 0 | 0 | 0 | 0 | 0
| Civic Offices | Services electrical wireing | 1701324 | 8404301 | 5.2 | Services equipment | conduit 20mm | Construction | 60.4773 | Linear length Calculation | 30 | 44 | 1 | FALSE | 1 | FALSE |  | 1.05 | 60.4773 | 120.9546 | 5377 | Roof membrane (single ply), PVC |  | 60 | C2 | 0 | 0 | 0 | 0 | 0 | 0 | 0 | 0 | 0
| Civic Offices | Services electrical wireing | 1701324 | 8404301 | 5.2 | Services equipment | conduit 20mm | Construction | 60.4773 | Linear length Calculation | 30 | 44 | 1 | FALSE | 1 | FALSE |  | 1.05 | 60.4773 | 120.9546 | 5377 | Roof membrane (single ply), PVC |  | 60 | C4 | 1.1617 | 4.9794e-08 | 0.0037008 | 0.068697 | 0.00040465 | 2.7159e-07 | 4.6189 | 9.0716 | 0.028358
| Civic Offices | Services electrical wireing | 1701324 | 8404301 | 5.2 | Services equipment | conduit 20mm | Construction | 60.4773 | Linear length Calculation | 30 | 44 | 1 | FALSE | 1 | FALSE |  | 1.05 | 60.4773 | 120.9546 | 5377 | Roof membrane (single ply), PVC |  | 60 | D2 | 0 | 0 | 0 | 0 | 0 | 0 | 0 | 0 | 0
| Civic Offices | Services electrical wireing | 1701324 | 8404301 | 5.2 | Services equipment | conduit 20mm | Construction | 60.4773 | Linear length Calculation | 30 | 44 | 1 | FALSE | 1 | FALSE |  | 1.05 | 60.4773 | 120.9546 | 5377 | Roof membrane (single ply), PVC |  | 60 | D3 | 0 | 0 | 0 | 0 | 0 | 0 | 0 | 0 | 0
| Civic Offices | Services electrical wireing | 1701324 | 8404301 | 5.2 | Services equipment | conduit 20mm | Construction | 60.4773 | Linear length Calculation | 30 | 44 | 1 | FALSE | 1 | FALSE |  | 1.05 | 60.4773 | 120.9546 | 5377 | Roof membrane (single ply), PVC |  | 60 | D4 | 0 | 0 | 0 | 0 | 0 | 0 | 0 | 0 | 0
| Civic Offices | Services electrical wireing | 1701324 | 8404301 | 5.2 | Services equipment | conduit 20mm | Construction | 60.4773 | Linear length Calculation | 30 | 44 | 1 | FALSE | 1 | FALSE |  | 1.05 | 60.4773 | 120.9546 | 5377 | Roof membrane (single ply), PVC |  | 30 | B4B5 | 134.8856 | 1.1092e-05 | 0.75647 | 0.27098 | 0.16502 | 0.0019622 | 3624.092 | 587.2743 | 1.1287
| Civic Offices | Services electrical wireing | 1701324 | 8404301 | 5.2 | Services equipment | conduit 20mm | Construction | 60.4773 | Linear length Calculation | 30 | 44 | 1 | FALSE | 1 | FALSE |  | 1.05 | 60.4773 | 120.9546 | 5377 | Roof membrane (single ply), PVC |  | 30 | D2 | 0 | 0 | 0 | 0 | 0 | 0 | 0 | 0 | 0
| Civic Offices | Services electrical wireing | 1701324 | 8404301 | 5.2 | Services equipment | conduit 20mm | Construction | 60.4773 | Linear length Calculation | 30 | 44 | 1 | FALSE | 1 | FALSE |  | 1.05 | 60.4773 | 120.9546 | 5377 | Roof membrane (single ply), PVC |  | 30 | D3 | 0 | 0 | 0 | 0 | 0 | 0 | 0 | 0 | 0
| Civic Offices | Services electrical wireing | 1701324 | 8404301 | 5.2 | Services equipment | conduit 20mm | Construction | 60.4773 | Linear length Calculation | 30 | 44 | 1 | FALSE | 1 | FALSE |  | 1.05 | 60.4773 | 120.9546 | 5377 | Roof membrane (single ply), PVC |  | 30 | D4 | 0 | 0 | 0 | 0 | 0 | 0 | 0 | 0 | 0
| Civic Offices | Services LED light fitting | 1701327 | 8404303 | 5.8 | Electrical installations | heat sink | Construction | 41.4316 | kg | 10 | 44 | 1 | FALSE | 1 | FALSE |  | 1.01 | 41.4316 | 248.5895 | 5536 | Window furniture/hardware, aluminium |  | 0 | A1A3 | 786.3439 | 2.6627e-05 | 5.3756 | 1.2318 | 0.3993 | 0.00068495 | 9828.1013 | 166.3503 | 5.2209
| Civic Offices | Services LED light fitting | 1701327 | 8404303 | 5.8 | Electrical installations | heat sink | Construction | 41.4316 | kg | 10 | 44 | 1 | FALSE | 1 | FALSE |  | 1.01 | 41.4316 | 248.5895 | 5536 | Window furniture/hardware, aluminium |  | 0 | A4 | 2.0621 | 2.2872e-07 | 0.010683 | 0.0017338 | 0.0013175 | 2.8658e-06 | 29.7754 | 8.0941 | 0.0081347
| Civic Offices | Services LED light fitting | 1701327 | 8404303 | 5.8 | Electrical installations | heat sink | Construction | 41.4316 | kg | 10 | 44 | 1 | FALSE | 1 | FALSE |  | 1.01 | 41.4316 | 248.5895 | 5536 | Window furniture/hardware, aluminium |  | 0 | A5 | 0.00021536 | 5.6393e-11 | 1.506e-06 | 4.9487e-07 | 2.499e-07 | 3.038e-10 | 0.0052797 | 0.062147 | 0
| Civic Offices | Services LED light fitting | 1701327 | 8404303 | 5.8 | Electrical installations | heat sink | Construction | 41.4316 | kg | 10 | 44 | 1 | FALSE | 1 | FALSE |  | 1.01 | 41.4316 | 248.5895 | 5536 | Window furniture/hardware, aluminium |  | 0 | D2 | 0 | 0 | 0 | 0 | 0 | 0 | 0 | 0 | 0
| Civic Offices | Services LED light fitting | 1701327 | 8404303 | 5.8 | Electrical installations | heat sink | Construction | 41.4316 | kg | 10 | 44 | 1 | FALSE | 1 | FALSE |  | 1.01 | 41.4316 | 248.5895 | 5536 | Window furniture/hardware, aluminium |  | 0 | D3 | 0 | 0 | 0 | 0 | 0 | 0 | 0 | 0 | 0
| Civic Offices | Services LED light fitting | 1701327 | 8404303 | 5.8 | Electrical installations | heat sink | Construction | 41.4316 | kg | 10 | 44 | 1 | FALSE | 1 | FALSE |  | 1.01 | 41.4316 | 248.5895 | 5536 | Window furniture/hardware, aluminium |  | 0 | D4 | 0 | 0 | 0 | 0 | 0 | 0 | 0 | 0 | 0
| Civic Offices | Services LED light fitting | 1701327 | 8404303 | 5.8 | Electrical installations | heat sink | Construction | 41.4316 | kg | 10 | 44 | 1 | FALSE | 1 | FALSE |  | 1.01 | 41.4316 | 248.5895 | 5536 | Window furniture/hardware, aluminium |  | 60 | C2 | 0 | 0 | 0 | 0 | 0 | 0 | 0 | 0 | 0
| Civic Offices | Services LED light fitting | 1701327 | 8404303 | 5.8 | Electrical installations | heat sink | Construction | 41.4316 | kg | 10 | 44 | 1 | FALSE | 1 | FALSE |  | 1.01 | 41.4316 | 248.5895 | 5536 | Window furniture/hardware, aluminium |  | 60 | C4 | 0.021536 | 5.6393e-09 | 0.0001506 | 4.9487e-05 | 2.499e-05 | 3.038e-08 | 0.52797 | 6.2147 | 0.00108
| Civic Offices | Services LED light fitting | 1701327 | 8404303 | 5.8 | Electrical installations | heat sink | Construction | 41.4316 | kg | 10 | 44 | 1 | FALSE | 1 | FALSE |  | 1.01 | 41.4316 | 248.5895 | 5536 | Window furniture/hardware, aluminium |  | 60 | D2 | 0 | 0 | 0 | 0 | 0 | 0 | 0 | 0 | 0
| Civic Offices | Services LED light fitting | 1701327 | 8404303 | 5.8 | Electrical installations | heat sink | Construction | 41.4316 | kg | 10 | 44 | 1 | FALSE | 1 | FALSE |  | 1.01 | 41.4316 | 248.5895 | 5536 | Window furniture/hardware, aluminium |  | 60 | D3 | 0 | 0 | 0 | 0 | 0 | 0 | 0 | 0 | 0
| Civic Offices | Services LED light fitting | 1701327 | 8404303 | 5.8 | Electrical installations | heat sink | Construction | 41.4316 | kg | 10 | 44 | 1 | FALSE | 1 | FALSE |  | 1.01 | 41.4316 | 248.5895 | 5536 | Window furniture/hardware, aluminium |  | 60 | D4 | 0 | 0 | 0 | 0 | 0 | 0 | 0 | 0 | 0
| Civic Offices | Services LED light fitting | 1701327 | 8404303 | 5.8 | Electrical installations | heat sink | Construction | 41.4316 | kg | 10 | 44 | 1 | FALSE | 1 | FALSE |  | 1.01 | 41.4316 | 248.5895 | 5536 | Window furniture/hardware, aluminium |  | 10 | B4B5 | 788.4277 | 2.6861e-05 | 5.3864 | 1.2336 | 0.40064 | 0.00068784 | 9858.41 | 180.7213 | 5.2291
| Civic Offices | Services LED light fitting | 1701327 | 8404303 | 5.8 | Electrical installations | heat sink | Construction | 41.4316 | kg | 10 | 44 | 1 | FALSE | 1 | FALSE |  | 1.01 | 41.4316 | 248.5895 | 5536 | Window furniture/hardware, aluminium |  | 10 | D2 | 0 | 0 | 0 | 0 | 0 | 0 | 0 | 0 | 0
| Civic Offices | Services LED light fitting | 1701327 | 8404303 | 5.8 | Electrical installations | heat sink | Construction | 41.4316 | kg | 10 | 44 | 1 | FALSE | 1 | FALSE |  | 1.01 | 41.4316 | 248.5895 | 5536 | Window furniture/hardware, aluminium |  | 10 | D3 | 0 | 0 | 0 | 0 | 0 | 0 | 0 | 0 | 0
| Civic Offices | Services LED light fitting | 1701327 | 8404303 | 5.8 | Electrical installations | heat sink | Construction | 41.4316 | kg | 10 | 44 | 1 | FALSE | 1 | FALSE |  | 1.01 | 41.4316 | 248.5895 | 5536 | Window furniture/hardware, aluminium |  | 10 | D4 | 0 | 0 | 0 | 0 | 0 | 0 | 0 | 0 | 0
| Civic Offices | Services LED light fitting | 1701327 | 8404303 | 5.8 | Electrical installations | heat sink | Construction | 41.4316 | kg | 10 | 44 | 1 | FALSE | 1 | FALSE |  | 1.01 | 41.4316 | 248.5895 | 5536 | Window furniture/hardware, aluminium |  | 20 | B4B5 | 788.4277 | 2.6861e-05 | 5.3864 | 1.2336 | 0.40064 | 0.00068784 | 9858.41 | 180.7213 | 5.2291
| Civic Offices | Services LED light fitting | 1701327 | 8404303 | 5.8 | Electrical installations | heat sink | Construction | 41.4316 | kg | 10 | 44 | 1 | FALSE | 1 | FALSE |  | 1.01 | 41.4316 | 248.5895 | 5536 | Window furniture/hardware, aluminium |  | 20 | D2 | 0 | 0 | 0 | 0 | 0 | 0 | 0 | 0 | 0
| Civic Offices | Services LED light fitting | 1701327 | 8404303 | 5.8 | Electrical installations | heat sink | Construction | 41.4316 | kg | 10 | 44 | 1 | FALSE | 1 | FALSE |  | 1.01 | 41.4316 | 248.5895 | 5536 | Window furniture/hardware, aluminium |  | 20 | D3 | 0 | 0 | 0 | 0 | 0 | 0 | 0 | 0 | 0
| Civic Offices | Services LED light fitting | 1701327 | 8404303 | 5.8 | Electrical installations | heat sink | Construction | 41.4316 | kg | 10 | 44 | 1 | FALSE | 1 | FALSE |  | 1.01 | 41.4316 | 248.5895 | 5536 | Window furniture/hardware, aluminium |  | 20 | D4 | 0 | 0 | 0 | 0 | 0 | 0 | 0 | 0 | 0
| Civic Offices | Services LED light fitting | 1701327 | 8404303 | 5.8 | Electrical installations | heat sink | Construction | 41.4316 | kg | 10 | 44 | 1 | FALSE | 1 | FALSE |  | 1.01 | 41.4316 | 248.5895 | 5536 | Window furniture/hardware, aluminium |  | 30 | B4B5 | 788.4277 | 2.6861e-05 | 5.3864 | 1.2336 | 0.40064 | 0.00068784 | 9858.41 | 180.7213 | 5.2291
| Civic Offices | Services LED light fitting | 1701327 | 8404303 | 5.8 | Electrical installations | heat sink | Construction | 41.4316 | kg | 10 | 44 | 1 | FALSE | 1 | FALSE |  | 1.01 | 41.4316 | 248.5895 | 5536 | Window furniture/hardware, aluminium |  | 30 | D2 | 0 | 0 | 0 | 0 | 0 | 0 | 0 | 0 | 0
| Civic Offices | Services LED light fitting | 1701327 | 8404303 | 5.8 | Electrical installations | heat sink | Construction | 41.4316 | kg | 10 | 44 | 1 | FALSE | 1 | FALSE |  | 1.01 | 41.4316 | 248.5895 | 5536 | Window furniture/hardware, aluminium |  | 30 | D3 | 0 | 0 | 0 | 0 | 0 | 0 | 0 | 0 | 0
| Civic Offices | Services LED light fitting | 1701327 | 8404303 | 5.8 | Electrical installations | heat sink | Construction | 41.4316 | kg | 10 | 44 | 1 | FALSE | 1 | FALSE |  | 1.01 | 41.4316 | 248.5895 | 5536 | Window furniture/hardware, aluminium |  | 30 | D4 | 0 | 0 | 0 | 0 | 0 | 0 | 0 | 0 | 0
| Civic Offices | Services LED light fitting | 1701327 | 8404303 | 5.8 | Electrical installations | heat sink | Construction | 41.4316 | kg | 10 | 44 | 1 | FALSE | 1 | FALSE |  | 1.01 | 41.4316 | 248.5895 | 5536 | Window furniture/hardware, aluminium |  | 40 | B4B5 | 788.4277 | 2.6861e-05 | 5.3864 | 1.2336 | 0.40064 | 0.00068784 | 9858.41 | 180.7213 | 5.2291
| Civic Offices | Services LED light fitting | 1701327 | 8404303 | 5.8 | Electrical installations | heat sink | Construction | 41.4316 | kg | 10 | 44 | 1 | FALSE | 1 | FALSE |  | 1.01 | 41.4316 | 248.5895 | 5536 | Window furniture/hardware, aluminium |  | 40 | D2 | 0 | 0 | 0 | 0 | 0 | 0 | 0 | 0 | 0
| Civic Offices | Services LED light fitting | 1701327 | 8404303 | 5.8 | Electrical installations | heat sink | Construction | 41.4316 | kg | 10 | 44 | 1 | FALSE | 1 | FALSE |  | 1.01 | 41.4316 | 248.5895 | 5536 | Window furniture/hardware, aluminium |  | 40 | D3 | 0 | 0 | 0 | 0 | 0 | 0 | 0 | 0 | 0
| Civic Offices | Services LED light fitting | 1701327 | 8404303 | 5.8 | Electrical installations | heat sink | Construction | 41.4316 | kg | 10 | 44 | 1 | FALSE | 1 | FALSE |  | 1.01 | 41.4316 | 248.5895 | 5536 | Window furniture/hardware, aluminium |  | 40 | D4 | 0 | 0 | 0 | 0 | 0 | 0 | 0 | 0 | 0
| Civic Offices | Services LED light fitting | 1701327 | 8404303 | 5.8 | Electrical installations | heat sink | Construction | 41.4316 | kg | 10 | 44 | 1 | FALSE | 1 | FALSE |  | 1.01 | 41.4316 | 248.5895 | 5536 | Window furniture/hardware, aluminium |  | 50 | B4B5 | 788.4277 | 2.6861e-05 | 5.3864 | 1.2336 | 0.40064 | 0.00068784 | 9858.41 | 180.7213 | 5.2291
| Civic Offices | Services LED light fitting | 1701327 | 8404303 | 5.8 | Electrical installations | heat sink | Construction | 41.4316 | kg | 10 | 44 | 1 | FALSE | 1 | FALSE |  | 1.01 | 41.4316 | 248.5895 | 5536 | Window furniture/hardware, aluminium |  | 50 | D2 | 0 | 0 | 0 | 0 | 0 | 0 | 0 | 0 | 0
| Civic Offices | Services LED light fitting | 1701327 | 8404303 | 5.8 | Electrical installations | heat sink | Construction | 41.4316 | kg | 10 | 44 | 1 | FALSE | 1 | FALSE |  | 1.01 | 41.4316 | 248.5895 | 5536 | Window furniture/hardware, aluminium |  | 50 | D3 | 0 | 0 | 0 | 0 | 0 | 0 | 0 | 0 | 0
| Civic Offices | Services LED light fitting | 1701327 | 8404303 | 5.8 | Electrical installations | heat sink | Construction | 41.4316 | kg | 10 | 44 | 1 | FALSE | 1 | FALSE |  | 1.01 | 41.4316 | 248.5895 | 5536 | Window furniture/hardware, aluminium |  | 50 | D4 | 0 | 0 | 0 | 0 | 0 | 0 | 0 | 0 | 0
| Civic Offices | Services LED light fitting | 1701327 | 8404304 | 5.8 | Electrical installations | glass bulb | Construction | 12.014 | kg | 10 | 44 | 1 | FALSE | 1 | FALSE |  | 1.05 | 12.014 | 72.0842 | 5490 | General glazing, glass (toughened) |  | 0 | A1A3 | 14.1704 | 1.3065e-06 | 0.13455 | 0.016966 | 0.0081492 | 8.9974e-05 | 173.5295 | 98.0484 | 0.069078
| Civic Offices | Services LED light fitting | 1701327 | 8404304 | 5.8 | Electrical installations | glass bulb | Construction | 12.014 | kg | 10 | 44 | 1 | FALSE | 1 | FALSE |  | 1.05 | 12.014 | 72.0842 | 5490 | General glazing, glass (toughened) |  | 0 | A4 | 0.30373 | 5.5907e-08 | 0.0010156 | 0.00026797 | 0.00017718 | 7.999e-07 | 4.5869 | 0.56673 | 0.0012584
| Civic Offices | Services LED light fitting | 1701327 | 8404304 | 5.8 | Electrical installations | glass bulb | Construction | 12.014 | kg | 10 | 44 | 1 | FALSE | 1 | FALSE |  | 1.05 | 12.014 | 72.0842 | 5490 | General glazing, glass (toughened) |  | 0 | A5 | 0.00093557 | 3.2251e-10 | 7.2054e-06 | 1.7792e-06 | 1.2447e-06 | 1.0113e-09 | 0.027173 | 0.090105 | 0
| Civic Offices | Services LED light fitting | 1701327 | 8404304 | 5.8 | Electrical installations | glass bulb | Construction | 12.014 | kg | 10 | 44 | 1 | FALSE | 1 | FALSE |  | 1.05 | 12.014 | 72.0842 | 5490 | General glazing, glass (toughened) |  | 0 | D2 | 0 | 0 | 0 | 0 | 0 | 0 | 0 | 0 | 0
| Civic Offices | Services LED light fitting | 1701327 | 8404304 | 5.8 | Electrical installations | glass bulb | Construction | 12.014 | kg | 10 | 44 | 1 | FALSE | 1 | FALSE |  | 1.05 | 12.014 | 72.0842 | 5490 | General glazing, glass (toughened) |  | 0 | D3 | 0 | 0 | 0 | 0 | 0 | 0 | 0 | 0 | 0
| Civic Offices | Services LED light fitting | 1701327 | 8404304 | 5.8 | Electrical installations | glass bulb | Construction | 12.014 | kg | 10 | 44 | 1 | FALSE | 1 | FALSE |  | 1.05 | 12.014 | 72.0842 | 5490 | General glazing, glass (toughened) |  | 0 | D4 | 0 | 0 | 0 | 0 | 0 | 0 | 0 | 0 | 0
| Civic Offices | Services LED light fitting | 1701327 | 8404304 | 5.8 | Electrical installations | glass bulb | Construction | 12.014 | kg | 10 | 44 | 1 | FALSE | 1 | FALSE |  | 1.05 | 12.014 | 72.0842 | 5490 | General glazing, glass (toughened) |  | 60 | C2 | 0 | 0 | 0 | 0 | 0 | 0 | 0 | 0 | 0
| Civic Offices | Services LED light fitting | 1701327 | 8404304 | 5.8 | Electrical installations | glass bulb | Construction | 12.014 | kg | 10 | 44 | 1 | FALSE | 1 | FALSE |  | 1.05 | 12.014 | 72.0842 | 5490 | General glazing, glass (toughened) |  | 60 | C4 | 0.018711 | 6.4502e-09 | 0.00014411 | 3.5583e-05 | 2.4894e-05 | 2.0227e-08 | 0.54347 | 1.8021 | 0.0017639
| Civic Offices | Services LED light fitting | 1701327 | 8404304 | 5.8 | Electrical installations | glass bulb | Construction | 12.014 | kg | 10 | 44 | 1 | FALSE | 1 | FALSE |  | 1.05 | 12.014 | 72.0842 | 5490 | General glazing, glass (toughened) |  | 60 | D2 | 0 | 0 | 0 | 0 | 0 | 0 | 0 | 0 | 0
| Civic Offices | Services LED light fitting | 1701327 | 8404304 | 5.8 | Electrical installations | glass bulb | Construction | 12.014 | kg | 10 | 44 | 1 | FALSE | 1 | FALSE |  | 1.05 | 12.014 | 72.0842 | 5490 | General glazing, glass (toughened) |  | 60 | D3 | 0 | 0 | 0 | 0 | 0 | 0 | 0 | 0 | 0
| Civic Offices | Services LED light fitting | 1701327 | 8404304 | 5.8 | Electrical installations | glass bulb | Construction | 12.014 | kg | 10 | 44 | 1 | FALSE | 1 | FALSE |  | 1.05 | 12.014 | 72.0842 | 5490 | General glazing, glass (toughened) |  | 60 | D4 | 0 | 0 | 0 | 0 | 0 | 0 | 0 | 0 | 0
| Civic Offices | Services LED light fitting | 1701327 | 8404304 | 5.8 | Electrical installations | glass bulb | Construction | 12.014 | kg | 10 | 44 | 1 | FALSE | 1 | FALSE |  | 1.05 | 12.014 | 72.0842 | 5490 | General glazing, glass (toughened) |  | 10 | B4B5 | 14.4937 | 1.3692e-06 | 0.13572 | 0.017272 | 0.0083525 | 9.0795e-05 | 178.6871 | 100.5074 | 0.070337
| Civic Offices | Services LED light fitting | 1701327 | 8404304 | 5.8 | Electrical installations | glass bulb | Construction | 12.014 | kg | 10 | 44 | 1 | FALSE | 1 | FALSE |  | 1.05 | 12.014 | 72.0842 | 5490 | General glazing, glass (toughened) |  | 10 | D2 | 0 | 0 | 0 | 0 | 0 | 0 | 0 | 0 | 0
| Civic Offices | Services LED light fitting | 1701327 | 8404304 | 5.8 | Electrical installations | glass bulb | Construction | 12.014 | kg | 10 | 44 | 1 | FALSE | 1 | FALSE |  | 1.05 | 12.014 | 72.0842 | 5490 | General glazing, glass (toughened) |  | 10 | D3 | 0 | 0 | 0 | 0 | 0 | 0 | 0 | 0 | 0
| Civic Offices | Services LED light fitting | 1701327 | 8404304 | 5.8 | Electrical installations | glass bulb | Construction | 12.014 | kg | 10 | 44 | 1 | FALSE | 1 | FALSE |  | 1.05 | 12.014 | 72.0842 | 5490 | General glazing, glass (toughened) |  | 10 | D4 | 0 | 0 | 0 | 0 | 0 | 0 | 0 | 0 | 0
| Civic Offices | Services LED light fitting | 1701327 | 8404304 | 5.8 | Electrical installations | glass bulb | Construction | 12.014 | kg | 10 | 44 | 1 | FALSE | 1 | FALSE |  | 1.05 | 12.014 | 72.0842 | 5490 | General glazing, glass (toughened) |  | 20 | B4B5 | 14.4937 | 1.3692e-06 | 0.13572 | 0.017272 | 0.0083525 | 9.0795e-05 | 178.6871 | 100.5074 | 0.070337
| Civic Offices | Services LED light fitting | 1701327 | 8404304 | 5.8 | Electrical installations | glass bulb | Construction | 12.014 | kg | 10 | 44 | 1 | FALSE | 1 | FALSE |  | 1.05 | 12.014 | 72.0842 | 5490 | General glazing, glass (toughened) |  | 20 | D2 | 0 | 0 | 0 | 0 | 0 | 0 | 0 | 0 | 0
| Civic Offices | Services LED light fitting | 1701327 | 8404304 | 5.8 | Electrical installations | glass bulb | Construction | 12.014 | kg | 10 | 44 | 1 | FALSE | 1 | FALSE |  | 1.05 | 12.014 | 72.0842 | 5490 | General glazing, glass (toughened) |  | 20 | D3 | 0 | 0 | 0 | 0 | 0 | 0 | 0 | 0 | 0
| Civic Offices | Services LED light fitting | 1701327 | 8404304 | 5.8 | Electrical installations | glass bulb | Construction | 12.014 | kg | 10 | 44 | 1 | FALSE | 1 | FALSE |  | 1.05 | 12.014 | 72.0842 | 5490 | General glazing, glass (toughened) |  | 20 | D4 | 0 | 0 | 0 | 0 | 0 | 0 | 0 | 0 | 0
| Civic Offices | Services LED light fitting | 1701327 | 8404304 | 5.8 | Electrical installations | glass bulb | Construction | 12.014 | kg | 10 | 44 | 1 | FALSE | 1 | FALSE |  | 1.05 | 12.014 | 72.0842 | 5490 | General glazing, glass (toughened) |  | 30 | B4B5 | 14.4937 | 1.3692e-06 | 0.13572 | 0.017272 | 0.0083525 | 9.0795e-05 | 178.6871 | 100.5074 | 0.070337
| Civic Offices | Services LED light fitting | 1701327 | 8404304 | 5.8 | Electrical installations | glass bulb | Construction | 12.014 | kg | 10 | 44 | 1 | FALSE | 1 | FALSE |  | 1.05 | 12.014 | 72.0842 | 5490 | General glazing, glass (toughened) |  | 30 | D2 | 0 | 0 | 0 | 0 | 0 | 0 | 0 | 0 | 0
| Civic Offices | Services LED light fitting | 1701327 | 8404304 | 5.8 | Electrical installations | glass bulb | Construction | 12.014 | kg | 10 | 44 | 1 | FALSE | 1 | FALSE |  | 1.05 | 12.014 | 72.0842 | 5490 | General glazing, glass (toughened) |  | 30 | D3 | 0 | 0 | 0 | 0 | 0 | 0 | 0 | 0 | 0
| Civic Offices | Services LED light fitting | 1701327 | 8404304 | 5.8 | Electrical installations | glass bulb | Construction | 12.014 | kg | 10 | 44 | 1 | FALSE | 1 | FALSE |  | 1.05 | 12.014 | 72.0842 | 5490 | General glazing, glass (toughened) |  | 30 | D4 | 0 | 0 | 0 | 0 | 0 | 0 | 0 | 0 | 0
| Civic Offices | Services LED light fitting | 1701327 | 8404304 | 5.8 | Electrical installations | glass bulb | Construction | 12.014 | kg | 10 | 44 | 1 | FALSE | 1 | FALSE |  | 1.05 | 12.014 | 72.0842 | 5490 | General glazing, glass (toughened) |  | 40 | B4B5 | 14.4937 | 1.3692e-06 | 0.13572 | 0.017272 | 0.0083525 | 9.0795e-05 | 178.6871 | 100.5074 | 0.070337
| Civic Offices | Services LED light fitting | 1701327 | 8404304 | 5.8 | Electrical installations | glass bulb | Construction | 12.014 | kg | 10 | 44 | 1 | FALSE | 1 | FALSE |  | 1.05 | 12.014 | 72.0842 | 5490 | General glazing, glass (toughened) |  | 40 | D2 | 0 | 0 | 0 | 0 | 0 | 0 | 0 | 0 | 0
| Civic Offices | Services LED light fitting | 1701327 | 8404304 | 5.8 | Electrical installations | glass bulb | Construction | 12.014 | kg | 10 | 44 | 1 | FALSE | 1 | FALSE |  | 1.05 | 12.014 | 72.0842 | 5490 | General glazing, glass (toughened) |  | 40 | D3 | 0 | 0 | 0 | 0 | 0 | 0 | 0 | 0 | 0
| Civic Offices | Services LED light fitting | 1701327 | 8404304 | 5.8 | Electrical installations | glass bulb | Construction | 12.014 | kg | 10 | 44 | 1 | FALSE | 1 | FALSE |  | 1.05 | 12.014 | 72.0842 | 5490 | General glazing, glass (toughened) |  | 40 | D4 | 0 | 0 | 0 | 0 | 0 | 0 | 0 | 0 | 0
| Civic Offices | Services LED light fitting | 1701327 | 8404304 | 5.8 | Electrical installations | glass bulb | Construction | 12.014 | kg | 10 | 44 | 1 | FALSE | 1 | FALSE |  | 1.05 | 12.014 | 72.0842 | 5490 | General glazing, glass (toughened) |  | 50 | B4B5 | 14.4937 | 1.3692e-06 | 0.13572 | 0.017272 | 0.0083525 | 9.0795e-05 | 178.6871 | 100.5074 | 0.070337
| Civic Offices | Services LED light fitting | 1701327 | 8404304 | 5.8 | Electrical installations | glass bulb | Construction | 12.014 | kg | 10 | 44 | 1 | FALSE | 1 | FALSE |  | 1.05 | 12.014 | 72.0842 | 5490 | General glazing, glass (toughened) |  | 50 | D2 | 0 | 0 | 0 | 0 | 0 | 0 | 0 | 0 | 0
| Civic Offices | Services LED light fitting | 1701327 | 8404304 | 5.8 | Electrical installations | glass bulb | Construction | 12.014 | kg | 10 | 44 | 1 | FALSE | 1 | FALSE |  | 1.05 | 12.014 | 72.0842 | 5490 | General glazing, glass (toughened) |  | 50 | D3 | 0 | 0 | 0 | 0 | 0 | 0 | 0 | 0 | 0
| Civic Offices | Services LED light fitting | 1701327 | 8404304 | 5.8 | Electrical installations | glass bulb | Construction | 12.014 | kg | 10 | 44 | 1 | FALSE | 1 | FALSE |  | 1.05 | 12.014 | 72.0842 | 5490 | General glazing, glass (toughened) |  | 50 | D4 | 0 | 0 | 0 | 0 | 0 | 0 | 0 | 0 | 0
| Civic Offices | Services LED light fitting | 1701327 | 8404305 | 5.8 | Electrical installations | connectors | Construction | 0.5614 | kg | 10 | 44 | 1 | FALSE | 1 | FALSE |  | 1.05 | 0.5614 | 3.3684 | 5014 | Cladding sheet (angle seamed), copper |  | 0 | A1A3 | 4.0585 | 3.3728e-06 | 0.20641 | 0.13778 | 0.01141 | 0.00093907 | 61.5809 | 12.0213 | 0.12973
| Civic Offices | Services LED light fitting | 1701327 | 8404305 | 5.8 | Electrical installations | connectors | Construction | 0.5614 | kg | 10 | 44 | 1 | FALSE | 1 | FALSE |  | 1.05 | 0.5614 | 3.3684 | 5014 | Cladding sheet (angle seamed), copper |  | 0 | A4 | 0.011549 | 2.0751e-09 | 3.7816e-05 | 1.0221e-05 | 6.4514e-06 | 4.0278e-08 | 0.17216 | 0.026288 | 4.7527e-05
| Civic Offices | Services LED light fitting | 1701327 | 8404305 | 5.8 | Electrical installations | connectors | Construction | 0.5614 | kg | 10 | 44 | 1 | FALSE | 1 | FALSE |  | 1.05 | 0.5614 | 3.3684 | 5014 | Cladding sheet (angle seamed), copper |  | 0 | A5 | 1.4591e-05 | 3.8207e-12 | 1.0203e-07 | 3.3528e-08 | 1.6931e-08 | 2.0583e-11 | 0.0003577 | 0.0042105 | 0
| Civic Offices | Services LED light fitting | 1701327 | 8404305 | 5.8 | Electrical installations | connectors | Construction | 0.5614 | kg | 10 | 44 | 1 | FALSE | 1 | FALSE |  | 1.05 | 0.5614 | 3.3684 | 5014 | Cladding sheet (angle seamed), copper |  | 0 | D2 | 0 | 0 | 0 | 0 | 0 | 0 | 0 | 0 | 0
| Civic Offices | Services LED light fitting | 1701327 | 8404305 | 5.8 | Electrical installations | connectors | Construction | 0.5614 | kg | 10 | 44 | 1 | FALSE | 1 | FALSE |  | 1.05 | 0.5614 | 3.3684 | 5014 | Cladding sheet (angle seamed), copper |  | 0 | D3 | 0 | 0 | 0 | 0 | 0 | 0 | 0 | 0 | 0
| Civic Offices | Services LED light fitting | 1701327 | 8404305 | 5.8 | Electrical installations | connectors | Construction | 0.5614 | kg | 10 | 44 | 1 | FALSE | 1 | FALSE |  | 1.05 | 0.5614 | 3.3684 | 5014 | Cladding sheet (angle seamed), copper |  | 0 | D4 | 0 | 0 | 0 | 0 | 0 | 0 | 0 | 0 | 0
| Civic Offices | Services LED light fitting | 1701327 | 8404305 | 5.8 | Electrical installations | connectors | Construction | 0.5614 | kg | 10 | 44 | 1 | FALSE | 1 | FALSE |  | 1.05 | 0.5614 | 3.3684 | 5014 | Cladding sheet (angle seamed), copper |  | 60 | C2 | 0 | 0 | 0 | 0 | 0 | 0 | 0 | 0 | 0
| Civic Offices | Services LED light fitting | 1701327 | 8404305 | 5.8 | Electrical installations | connectors | Construction | 0.5614 | kg | 10 | 44 | 1 | FALSE | 1 | FALSE |  | 1.05 | 0.5614 | 3.3684 | 5014 | Cladding sheet (angle seamed), copper |  | 60 | C4 | 0.00029182 | 7.6414e-11 | 2.0407e-06 | 6.7055e-07 | 3.3862e-07 | 4.1165e-10 | 0.007154 | 0.084211 | 1.4635e-05
| Civic Offices | Services LED light fitting | 1701327 | 8404305 | 5.8 | Electrical installations | connectors | Construction | 0.5614 | kg | 10 | 44 | 1 | FALSE | 1 | FALSE |  | 1.05 | 0.5614 | 3.3684 | 5014 | Cladding sheet (angle seamed), copper |  | 60 | D2 | 0 | 0 | 0 | 0 | 0 | 0 | 0 | 0 | 0
| Civic Offices | Services LED light fitting | 1701327 | 8404305 | 5.8 | Electrical installations | connectors | Construction | 0.5614 | kg | 10 | 44 | 1 | FALSE | 1 | FALSE |  | 1.05 | 0.5614 | 3.3684 | 5014 | Cladding sheet (angle seamed), copper |  | 60 | D3 | 0 | 0 | 0 | 0 | 0 | 0 | 0 | 0 | 0
| Civic Offices | Services LED light fitting | 1701327 | 8404305 | 5.8 | Electrical installations | connectors | Construction | 0.5614 | kg | 10 | 44 | 1 | FALSE | 1 | FALSE |  | 1.05 | 0.5614 | 3.3684 | 5014 | Cladding sheet (angle seamed), copper |  | 60 | D4 | 0 | 0 | 0 | 0 | 0 | 0 | 0 | 0 | 0
| Civic Offices | Services LED light fitting | 1701327 | 8404305 | 5.8 | Electrical installations | connectors | Construction | 0.5614 | kg | 10 | 44 | 1 | FALSE | 1 | FALSE |  | 1.05 | 0.5614 | 3.3684 | 5014 | Cladding sheet (angle seamed), copper |  | 10 | B4B5 | 4.0704 | 3.375e-06 | 0.20645 | 0.1378 | 0.011416 | 0.00093911 | 61.7606 | 12.136 | 0.12978
| Civic Offices | Services LED light fitting | 1701327 | 8404305 | 5.8 | Electrical installations | connectors | Construction | 0.5614 | kg | 10 | 44 | 1 | FALSE | 1 | FALSE |  | 1.05 | 0.5614 | 3.3684 | 5014 | Cladding sheet (angle seamed), copper |  | 10 | D2 | 0 | 0 | 0 | 0 | 0 | 0 | 0 | 0 | 0
| Civic Offices | Services LED light fitting | 1701327 | 8404305 | 5.8 | Electrical installations | connectors | Construction | 0.5614 | kg | 10 | 44 | 1 | FALSE | 1 | FALSE |  | 1.05 | 0.5614 | 3.3684 | 5014 | Cladding sheet (angle seamed), copper |  | 10 | D3 | 0 | 0 | 0 | 0 | 0 | 0 | 0 | 0 | 0
| Civic Offices | Services LED light fitting | 1701327 | 8404305 | 5.8 | Electrical installations | connectors | Construction | 0.5614 | kg | 10 | 44 | 1 | FALSE | 1 | FALSE |  | 1.05 | 0.5614 | 3.3684 | 5014 | Cladding sheet (angle seamed), copper |  | 10 | D4 | 0 | 0 | 0 | 0 | 0 | 0 | 0 | 0 | 0
| Civic Offices | Services LED light fitting | 1701327 | 8404305 | 5.8 | Electrical installations | connectors | Construction | 0.5614 | kg | 10 | 44 | 1 | FALSE | 1 | FALSE |  | 1.05 | 0.5614 | 3.3684 | 5014 | Cladding sheet (angle seamed), copper |  | 20 | B4B5 | 4.0704 | 3.375e-06 | 0.20645 | 0.1378 | 0.011416 | 0.00093911 | 61.7606 | 12.136 | 0.12978
| Civic Offices | Services LED light fitting | 1701327 | 8404305 | 5.8 | Electrical installations | connectors | Construction | 0.5614 | kg | 10 | 44 | 1 | FALSE | 1 | FALSE |  | 1.05 | 0.5614 | 3.3684 | 5014 | Cladding sheet (angle seamed), copper |  | 20 | D2 | 0 | 0 | 0 | 0 | 0 | 0 | 0 | 0 | 0
| Civic Offices | Services LED light fitting | 1701327 | 8404305 | 5.8 | Electrical installations | connectors | Construction | 0.5614 | kg | 10 | 44 | 1 | FALSE | 1 | FALSE |  | 1.05 | 0.5614 | 3.3684 | 5014 | Cladding sheet (angle seamed), copper |  | 20 | D3 | 0 | 0 | 0 | 0 | 0 | 0 | 0 | 0 | 0
| Civic Offices | Services LED light fitting | 1701327 | 8404305 | 5.8 | Electrical installations | connectors | Construction | 0.5614 | kg | 10 | 44 | 1 | FALSE | 1 | FALSE |  | 1.05 | 0.5614 | 3.3684 | 5014 | Cladding sheet (angle seamed), copper |  | 20 | D4 | 0 | 0 | 0 | 0 | 0 | 0 | 0 | 0 | 0
| Civic Offices | Services LED light fitting | 1701327 | 8404305 | 5.8 | Electrical installations | connectors | Construction | 0.5614 | kg | 10 | 44 | 1 | FALSE | 1 | FALSE |  | 1.05 | 0.5614 | 3.3684 | 5014 | Cladding sheet (angle seamed), copper |  | 30 | B4B5 | 4.0704 | 3.375e-06 | 0.20645 | 0.1378 | 0.011416 | 0.00093911 | 61.7606 | 12.136 | 0.12978
| Civic Offices | Services LED light fitting | 1701327 | 8404305 | 5.8 | Electrical installations | connectors | Construction | 0.5614 | kg | 10 | 44 | 1 | FALSE | 1 | FALSE |  | 1.05 | 0.5614 | 3.3684 | 5014 | Cladding sheet (angle seamed), copper |  | 30 | D2 | 0 | 0 | 0 | 0 | 0 | 0 | 0 | 0 | 0
| Civic Offices | Services LED light fitting | 1701327 | 8404305 | 5.8 | Electrical installations | connectors | Construction | 0.5614 | kg | 10 | 44 | 1 | FALSE | 1 | FALSE |  | 1.05 | 0.5614 | 3.3684 | 5014 | Cladding sheet (angle seamed), copper |  | 30 | D3 | 0 | 0 | 0 | 0 | 0 | 0 | 0 | 0 | 0
| Civic Offices | Services LED light fitting | 1701327 | 8404305 | 5.8 | Electrical installations | connectors | Construction | 0.5614 | kg | 10 | 44 | 1 | FALSE | 1 | FALSE |  | 1.05 | 0.5614 | 3.3684 | 5014 | Cladding sheet (angle seamed), copper |  | 30 | D4 | 0 | 0 | 0 | 0 | 0 | 0 | 0 | 0 | 0
| Civic Offices | Services LED light fitting | 1701327 | 8404305 | 5.8 | Electrical installations | connectors | Construction | 0.5614 | kg | 10 | 44 | 1 | FALSE | 1 | FALSE |  | 1.05 | 0.5614 | 3.3684 | 5014 | Cladding sheet (angle seamed), copper |  | 40 | B4B5 | 4.0704 | 3.375e-06 | 0.20645 | 0.1378 | 0.011416 | 0.00093911 | 61.7606 | 12.136 | 0.12978
| Civic Offices | Services LED light fitting | 1701327 | 8404305 | 5.8 | Electrical installations | connectors | Construction | 0.5614 | kg | 10 | 44 | 1 | FALSE | 1 | FALSE |  | 1.05 | 0.5614 | 3.3684 | 5014 | Cladding sheet (angle seamed), copper |  | 40 | D2 | 0 | 0 | 0 | 0 | 0 | 0 | 0 | 0 | 0
| Civic Offices | Services LED light fitting | 1701327 | 8404305 | 5.8 | Electrical installations | connectors | Construction | 0.5614 | kg | 10 | 44 | 1 | FALSE | 1 | FALSE |  | 1.05 | 0.5614 | 3.3684 | 5014 | Cladding sheet (angle seamed), copper |  | 40 | D3 | 0 | 0 | 0 | 0 | 0 | 0 | 0 | 0 | 0
| Civic Offices | Services LED light fitting | 1701327 | 8404305 | 5.8 | Electrical installations | connectors | Construction | 0.5614 | kg | 10 | 44 | 1 | FALSE | 1 | FALSE |  | 1.05 | 0.5614 | 3.3684 | 5014 | Cladding sheet (angle seamed), copper |  | 40 | D4 | 0 | 0 | 0 | 0 | 0 | 0 | 0 | 0 | 0
| Civic Offices | Services LED light fitting | 1701327 | 8404305 | 5.8 | Electrical installations | connectors | Construction | 0.5614 | kg | 10 | 44 | 1 | FALSE | 1 | FALSE |  | 1.05 | 0.5614 | 3.3684 | 5014 | Cladding sheet (angle seamed), copper |  | 50 | B4B5 | 4.0704 | 3.375e-06 | 0.20645 | 0.1378 | 0.011416 | 0.00093911 | 61.7606 | 12.136 | 0.12978
| Civic Offices | Services LED light fitting | 1701327 | 8404305 | 5.8 | Electrical installations | connectors | Construction | 0.5614 | kg | 10 | 44 | 1 | FALSE | 1 | FALSE |  | 1.05 | 0.5614 | 3.3684 | 5014 | Cladding sheet (angle seamed), copper |  | 50 | D2 | 0 | 0 | 0 | 0 | 0 | 0 | 0 | 0 | 0
| Civic Offices | Services LED light fitting | 1701327 | 8404305 | 5.8 | Electrical installations | connectors | Construction | 0.5614 | kg | 10 | 44 | 1 | FALSE | 1 | FALSE |  | 1.05 | 0.5614 | 3.3684 | 5014 | Cladding sheet (angle seamed), copper |  | 50 | D3 | 0 | 0 | 0 | 0 | 0 | 0 | 0 | 0 | 0
| Civic Offices | Services LED light fitting | 1701327 | 8404305 | 5.8 | Electrical installations | connectors | Construction | 0.5614 | kg | 10 | 44 | 1 | FALSE | 1 | FALSE |  | 1.05 | 0.5614 | 3.3684 | 5014 | Cladding sheet (angle seamed), copper |  | 50 | D4 | 0 | 0 | 0 | 0 | 0 | 0 | 0 | 0 | 0
| Civic Offices | Services LED light fitting | 1701327 | 8404306 | 5.8 | Electrical installations | insulator | Construction | 19.4246 | kg | 10 | 44 | 1 | FALSE | 1 | FALSE |  | 1.1 | 19.4246 | 116.5474 | 5052 | Membrane (breather), polypropylene |  | 0 | A1A3 | 117.3786 | 2.6805e-06 | 0.66108 | 0.1901 | 0.078537 | 0.00013773 | 2555.4927 | 10.1394 | 0.5791
| Civic Offices | Services LED light fitting | 1701327 | 8404306 | 5.8 | Electrical installations | insulator | Construction | 19.4246 | kg | 10 | 44 | 1 | FALSE | 1 | FALSE |  | 1.1 | 19.4246 | 116.5474 | 5052 | Membrane (breather), polypropylene |  | 0 | A4 | 0.40483 | 7.2739e-08 | 0.0013256 | 0.00035828 | 0.00022614 | 1.4119e-06 | 6.0347 | 0.92146 | 0.001666
| Civic Offices | Services LED light fitting | 1701327 | 8404306 | 5.8 | Electrical installations | insulator | Construction | 19.4246 | kg | 10 | 44 | 1 | FALSE | 1 | FALSE |  | 1.1 | 19.4246 | 116.5474 | 5052 | Membrane (breather), polypropylene |  | 0 | A5 | 0.051195 | 1.6283e-09 | 4.714e-05 | 0.0042951 | 1.5641e-05 | 9.0977e-09 | 0.14901 | 0.31079 | 0
| Civic Offices | Services LED light fitting | 1701327 | 8404306 | 5.8 | Electrical installations | insulator | Construction | 19.4246 | kg | 10 | 44 | 1 | FALSE | 1 | FALSE |  | 1.1 | 19.4246 | 116.5474 | 5052 | Membrane (breather), polypropylene |  | 0 | D2 | 0 | 0 | 0 | 0 | 0 | 0 | 0 | 0 | 0
| Civic Offices | Services LED light fitting | 1701327 | 8404306 | 5.8 | Electrical installations | insulator | Construction | 19.4246 | kg | 10 | 44 | 1 | FALSE | 1 | FALSE |  | 1.1 | 19.4246 | 116.5474 | 5052 | Membrane (breather), polypropylene |  | 0 | D3 | 0 | 0 | 0 | 0 | 0 | 0 | 0 | 0 | 0
| Civic Offices | Services LED light fitting | 1701327 | 8404306 | 5.8 | Electrical installations | insulator | Construction | 19.4246 | kg | 10 | 44 | 1 | FALSE | 1 | FALSE |  | 1.1 | 19.4246 | 116.5474 | 5052 | Membrane (breather), polypropylene |  | 0 | D4 | 0 | 0 | 0 | 0 | 0 | 0 | 0 | 0 | 0
| Civic Offices | Services LED light fitting | 1701327 | 8404306 | 5.8 | Electrical installations | insulator | Construction | 19.4246 | kg | 10 | 44 | 1 | FALSE | 1 | FALSE |  | 1.1 | 19.4246 | 116.5474 | 5052 | Membrane (breather), polypropylene |  | 60 | C2 | 0 | 0 | 0 | 0 | 0 | 0 | 0 | 0 | 0
| Civic Offices | Services LED light fitting | 1701327 | 8404306 | 5.8 | Electrical installations | insulator | Construction | 19.4246 | kg | 10 | 44 | 1 | FALSE | 1 | FALSE |  | 1.1 | 19.4246 | 116.5474 | 5052 | Membrane (breather), polypropylene |  | 60 | C4 | 0.51195 | 1.6283e-08 | 0.0004714 | 0.042951 | 0.00015641 | 9.0977e-08 | 1.4901 | 3.1079 | 0.014413
| Civic Offices | Services LED light fitting | 1701327 | 8404306 | 5.8 | Electrical installations | insulator | Construction | 19.4246 | kg | 10 | 44 | 1 | FALSE | 1 | FALSE |  | 1.1 | 19.4246 | 116.5474 | 5052 | Membrane (breather), polypropylene |  | 60 | D2 | 0 | 0 | 0 | 0 | 0 | 0 | 0 | 0 | 0
| Civic Offices | Services LED light fitting | 1701327 | 8404306 | 5.8 | Electrical installations | insulator | Construction | 19.4246 | kg | 10 | 44 | 1 | FALSE | 1 | FALSE |  | 1.1 | 19.4246 | 116.5474 | 5052 | Membrane (breather), polypropylene |  | 60 | D3 | 0 | 0 | 0 | 0 | 0 | 0 | 0 | 0 | 0
| Civic Offices | Services LED light fitting | 1701327 | 8404306 | 5.8 | Electrical installations | insulator | Construction | 19.4246 | kg | 10 | 44 | 1 | FALSE | 1 | FALSE |  | 1.1 | 19.4246 | 116.5474 | 5052 | Membrane (breather), polypropylene |  | 60 | D4 | 0 | 0 | 0 | 0 | 0 | 0 | 0 | 0 | 0
| Civic Offices | Services LED light fitting | 1701327 | 8404306 | 5.8 | Electrical installations | insulator | Construction | 19.4246 | kg | 10 | 44 | 1 | FALSE | 1 | FALSE |  | 1.1 | 19.4246 | 116.5474 | 5052 | Membrane (breather), polypropylene |  | 10 | B4B5 | 118.3466 | 2.7711e-06 | 0.66292 | 0.2377 | 0.078935 | 0.00013924 | 2563.1666 | 14.4796 | 0.58077
| Civic Offices | Services LED light fitting | 1701327 | 8404306 | 5.8 | Electrical installations | insulator | Construction | 19.4246 | kg | 10 | 44 | 1 | FALSE | 1 | FALSE |  | 1.1 | 19.4246 | 116.5474 | 5052 | Membrane (breather), polypropylene |  | 10 | D2 | 0 | 0 | 0 | 0 | 0 | 0 | 0 | 0 | 0
| Civic Offices | Services LED light fitting | 1701327 | 8404306 | 5.8 | Electrical installations | insulator | Construction | 19.4246 | kg | 10 | 44 | 1 | FALSE | 1 | FALSE |  | 1.1 | 19.4246 | 116.5474 | 5052 | Membrane (breather), polypropylene |  | 10 | D3 | 0 | 0 | 0 | 0 | 0 | 0 | 0 | 0 | 0
| Civic Offices | Services LED light fitting | 1701327 | 8404306 | 5.8 | Electrical installations | insulator | Construction | 19.4246 | kg | 10 | 44 | 1 | FALSE | 1 | FALSE |  | 1.1 | 19.4246 | 116.5474 | 5052 | Membrane (breather), polypropylene |  | 10 | D4 | 0 | 0 | 0 | 0 | 0 | 0 | 0 | 0 | 0
| Civic Offices | Services LED light fitting | 1701327 | 8404306 | 5.8 | Electrical installations | insulator | Construction | 19.4246 | kg | 10 | 44 | 1 | FALSE | 1 | FALSE |  | 1.1 | 19.4246 | 116.5474 | 5052 | Membrane (breather), polypropylene |  | 20 | B4B5 | 118.3466 | 2.7711e-06 | 0.66292 | 0.2377 | 0.078935 | 0.00013924 | 2563.1666 | 14.4796 | 0.58077
| Civic Offices | Services LED light fitting | 1701327 | 8404306 | 5.8 | Electrical installations | insulator | Construction | 19.4246 | kg | 10 | 44 | 1 | FALSE | 1 | FALSE |  | 1.1 | 19.4246 | 116.5474 | 5052 | Membrane (breather), polypropylene |  | 20 | D2 | 0 | 0 | 0 | 0 | 0 | 0 | 0 | 0 | 0
| Civic Offices | Services LED light fitting | 1701327 | 8404306 | 5.8 | Electrical installations | insulator | Construction | 19.4246 | kg | 10 | 44 | 1 | FALSE | 1 | FALSE |  | 1.1 | 19.4246 | 116.5474 | 5052 | Membrane (breather), polypropylene |  | 20 | D3 | 0 | 0 | 0 | 0 | 0 | 0 | 0 | 0 | 0
| Civic Offices | Services LED light fitting | 1701327 | 8404306 | 5.8 | Electrical installations | insulator | Construction | 19.4246 | kg | 10 | 44 | 1 | FALSE | 1 | FALSE |  | 1.1 | 19.4246 | 116.5474 | 5052 | Membrane (breather), polypropylene |  | 20 | D4 | 0 | 0 | 0 | 0 | 0 | 0 | 0 | 0 | 0
| Civic Offices | Services LED light fitting | 1701327 | 8404306 | 5.8 | Electrical installations | insulator | Construction | 19.4246 | kg | 10 | 44 | 1 | FALSE | 1 | FALSE |  | 1.1 | 19.4246 | 116.5474 | 5052 | Membrane (breather), polypropylene |  | 30 | B4B5 | 118.3466 | 2.7711e-06 | 0.66292 | 0.2377 | 0.078935 | 0.00013924 | 2563.1666 | 14.4796 | 0.58077
| Civic Offices | Services LED light fitting | 1701327 | 8404306 | 5.8 | Electrical installations | insulator | Construction | 19.4246 | kg | 10 | 44 | 1 | FALSE | 1 | FALSE |  | 1.1 | 19.4246 | 116.5474 | 5052 | Membrane (breather), polypropylene |  | 30 | D2 | 0 | 0 | 0 | 0 | 0 | 0 | 0 | 0 | 0
| Civic Offices | Services LED light fitting | 1701327 | 8404306 | 5.8 | Electrical installations | insulator | Construction | 19.4246 | kg | 10 | 44 | 1 | FALSE | 1 | FALSE |  | 1.1 | 19.4246 | 116.5474 | 5052 | Membrane (breather), polypropylene |  | 30 | D3 | 0 | 0 | 0 | 0 | 0 | 0 | 0 | 0 | 0
| Civic Offices | Services LED light fitting | 1701327 | 8404306 | 5.8 | Electrical installations | insulator | Construction | 19.4246 | kg | 10 | 44 | 1 | FALSE | 1 | FALSE |  | 1.1 | 19.4246 | 116.5474 | 5052 | Membrane (breather), polypropylene |  | 30 | D4 | 0 | 0 | 0 | 0 | 0 | 0 | 0 | 0 | 0
| Civic Offices | Services LED light fitting | 1701327 | 8404306 | 5.8 | Electrical installations | insulator | Construction | 19.4246 | kg | 10 | 44 | 1 | FALSE | 1 | FALSE |  | 1.1 | 19.4246 | 116.5474 | 5052 | Membrane (breather), polypropylene |  | 40 | B4B5 | 118.3466 | 2.7711e-06 | 0.66292 | 0.2377 | 0.078935 | 0.00013924 | 2563.1666 | 14.4796 | 0.58077
| Civic Offices | Services LED light fitting | 1701327 | 8404306 | 5.8 | Electrical installations | insulator | Construction | 19.4246 | kg | 10 | 44 | 1 | FALSE | 1 | FALSE |  | 1.1 | 19.4246 | 116.5474 | 5052 | Membrane (breather), polypropylene |  | 40 | D2 | 0 | 0 | 0 | 0 | 0 | 0 | 0 | 0 | 0
| Civic Offices | Services LED light fitting | 1701327 | 8404306 | 5.8 | Electrical installations | insulator | Construction | 19.4246 | kg | 10 | 44 | 1 | FALSE | 1 | FALSE |  | 1.1 | 19.4246 | 116.5474 | 5052 | Membrane (breather), polypropylene |  | 40 | D3 | 0 | 0 | 0 | 0 | 0 | 0 | 0 | 0 | 0
| Civic Offices | Services LED light fitting | 1701327 | 8404306 | 5.8 | Electrical installations | insulator | Construction | 19.4246 | kg | 10 | 44 | 1 | FALSE | 1 | FALSE |  | 1.1 | 19.4246 | 116.5474 | 5052 | Membrane (breather), polypropylene |  | 40 | D4 | 0 | 0 | 0 | 0 | 0 | 0 | 0 | 0 | 0
| Civic Offices | Services LED light fitting | 1701327 | 8404306 | 5.8 | Electrical installations | insulator | Construction | 19.4246 | kg | 10 | 44 | 1 | FALSE | 1 | FALSE |  | 1.1 | 19.4246 | 116.5474 | 5052 | Membrane (breather), polypropylene |  | 50 | B4B5 | 118.3466 | 2.7711e-06 | 0.66292 | 0.2377 | 0.078935 | 0.00013924 | 2563.1666 | 14.4796 | 0.58077
| Civic Offices | Services LED light fitting | 1701327 | 8404306 | 5.8 | Electrical installations | insulator | Construction | 19.4246 | kg | 10 | 44 | 1 | FALSE | 1 | FALSE |  | 1.1 | 19.4246 | 116.5474 | 5052 | Membrane (breather), polypropylene |  | 50 | D2 | 0 | 0 | 0 | 0 | 0 | 0 | 0 | 0 | 0
| Civic Offices | Services LED light fitting | 1701327 | 8404306 | 5.8 | Electrical installations | insulator | Construction | 19.4246 | kg | 10 | 44 | 1 | FALSE | 1 | FALSE |  | 1.1 | 19.4246 | 116.5474 | 5052 | Membrane (breather), polypropylene |  | 50 | D3 | 0 | 0 | 0 | 0 | 0 | 0 | 0 | 0 | 0
| Civic Offices | Services LED light fitting | 1701327 | 8404306 | 5.8 | Electrical installations | insulator | Construction | 19.4246 | kg | 10 | 44 | 1 | FALSE | 1 | FALSE |  | 1.1 | 19.4246 | 116.5474 | 5052 | Membrane (breather), polypropylene |  | 50 | D4 | 0 | 0 | 0 | 0 | 0 | 0 | 0 | 0 | 0
| Civic Offices | Services LED light fitting | 1701327 | 8404307 | 5.8 | Electrical installations | plates | Construction | 13.6982 | kg | 10 | 44 | 1 | FALSE | 1 | FALSE |  | 1.05 | 13.6982 | 82.1895 | 5168 | Fencing (posts, square section), steel (galvanized) |  | 0 | A1A3 | 37.3736 | 2.5405e-06 | 0.61095 | 0.19071 | 0.035953 | 0.0088129 | 503.1175 | 28.2391 | 0.72816
| Civic Offices | Services LED light fitting | 1701327 | 8404307 | 5.8 | Electrical installations | plates | Construction | 13.6982 | kg | 10 | 44 | 1 | FALSE | 1 | FALSE |  | 1.05 | 13.6982 | 82.1895 | 5168 | Fencing (posts, square section), steel (galvanized) |  | 0 | A4 | 0.59699 | 8.2609e-08 | 0.0028385 | 0.00052707 | 0.00037472 | 1.3295e-06 | 8.7348 | 2.5367 | 0.0024262
| Civic Offices | Services LED light fitting | 1701327 | 8404307 | 5.8 | Electrical installations | plates | Construction | 13.6982 | kg | 10 | 44 | 1 | FALSE | 1 | FALSE |  | 1.05 | 13.6982 | 82.1895 | 5168 | Fencing (posts, square section), steel (galvanized) |  | 0 | A5 | 0.00035602 | 9.3225e-11 | 2.4896e-06 | 8.1807e-07 | 4.1312e-07 | 5.0222e-10 | 0.0087279 | 0.10274 | 0
| Civic Offices | Services LED light fitting | 1701327 | 8404307 | 5.8 | Electrical installations | plates | Construction | 13.6982 | kg | 10 | 44 | 1 | FALSE | 1 | FALSE |  | 1.05 | 13.6982 | 82.1895 | 5168 | Fencing (posts, square section), steel (galvanized) |  | 0 | D2 | 0 | 0 | 0 | 0 | 0 | 0 | 0 | 0 | 0
| Civic Offices | Services LED light fitting | 1701327 | 8404307 | 5.8 | Electrical installations | plates | Construction | 13.6982 | kg | 10 | 44 | 1 | FALSE | 1 | FALSE |  | 1.05 | 13.6982 | 82.1895 | 5168 | Fencing (posts, square section), steel (galvanized) |  | 0 | D3 | 0 | 0 | 0 | 0 | 0 | 0 | 0 | 0 | 0
| Civic Offices | Services LED light fitting | 1701327 | 8404307 | 5.8 | Electrical installations | plates | Construction | 13.6982 | kg | 10 | 44 | 1 | FALSE | 1 | FALSE |  | 1.05 | 13.6982 | 82.1895 | 5168 | Fencing (posts, square section), steel (galvanized) |  | 0 | D4 | 0 | 0 | 0 | 0 | 0 | 0 | 0 | 0 | 0
| Civic Offices | Services LED light fitting | 1701327 | 8404307 | 5.8 | Electrical installations | plates | Construction | 13.6982 | kg | 10 | 44 | 1 | FALSE | 1 | FALSE |  | 1.05 | 13.6982 | 82.1895 | 5168 | Fencing (posts, square section), steel (galvanized) |  | 60 | C2 | 0 | 0 | 0 | 0 | 0 | 0 | 0 | 0 | 0
| Civic Offices | Services LED light fitting | 1701327 | 8404307 | 5.8 | Electrical installations | plates | Construction | 13.6982 | kg | 10 | 44 | 1 | FALSE | 1 | FALSE |  | 1.05 | 13.6982 | 82.1895 | 5168 | Fencing (posts, square section), steel (galvanized) |  | 60 | C4 | 0.0071203 | 1.8645e-09 | 4.9792e-05 | 1.6361e-05 | 8.2624e-06 | 1.0044e-08 | 0.17456 | 2.0547 | 0.00035709
| Civic Offices | Services LED light fitting | 1701327 | 8404307 | 5.8 | Electrical installations | plates | Construction | 13.6982 | kg | 10 | 44 | 1 | FALSE | 1 | FALSE |  | 1.05 | 13.6982 | 82.1895 | 5168 | Fencing (posts, square section), steel (galvanized) |  | 60 | D2 | 0 | 0 | 0 | 0 | 0 | 0 | 0 | 0 | 0
| Civic Offices | Services LED light fitting | 1701327 | 8404307 | 5.8 | Electrical installations | plates | Construction | 13.6982 | kg | 10 | 44 | 1 | FALSE | 1 | FALSE |  | 1.05 | 13.6982 | 82.1895 | 5168 | Fencing (posts, square section), steel (galvanized) |  | 60 | D3 | 0 | 0 | 0 | 0 | 0 | 0 | 0 | 0 | 0
| Civic Offices | Services LED light fitting | 1701327 | 8404307 | 5.8 | Electrical installations | plates | Construction | 13.6982 | kg | 10 | 44 | 1 | FALSE | 1 | FALSE |  | 1.05 | 13.6982 | 82.1895 | 5168 | Fencing (posts, square section), steel (galvanized) |  | 60 | D4 | 0 | 0 | 0 | 0 | 0 | 0 | 0 | 0 | 0
| Civic Offices | Services LED light fitting | 1701327 | 8404307 | 5.8 | Electrical installations | plates | Construction | 13.6982 | kg | 10 | 44 | 1 | FALSE | 1 | FALSE |  | 1.05 | 13.6982 | 82.1895 | 5168 | Fencing (posts, square section), steel (galvanized) |  | 10 | B4B5 | 37.9781 | 2.6251e-06 | 0.61384 | 0.19125 | 0.036336 | 0.0088142 | 512.0356 | 32.9333 | 0.73059
| Civic Offices | Services LED light fitting | 1701327 | 8404307 | 5.8 | Electrical installations | plates | Construction | 13.6982 | kg | 10 | 44 | 1 | FALSE | 1 | FALSE |  | 1.05 | 13.6982 | 82.1895 | 5168 | Fencing (posts, square section), steel (galvanized) |  | 10 | D2 | 0 | 0 | 0 | 0 | 0 | 0 | 0 | 0 | 0
| Civic Offices | Services LED light fitting | 1701327 | 8404307 | 5.8 | Electrical installations | plates | Construction | 13.6982 | kg | 10 | 44 | 1 | FALSE | 1 | FALSE |  | 1.05 | 13.6982 | 82.1895 | 5168 | Fencing (posts, square section), steel (galvanized) |  | 10 | D3 | 0 | 0 | 0 | 0 | 0 | 0 | 0 | 0 | 0
| Civic Offices | Services LED light fitting | 1701327 | 8404307 | 5.8 | Electrical installations | plates | Construction | 13.6982 | kg | 10 | 44 | 1 | FALSE | 1 | FALSE |  | 1.05 | 13.6982 | 82.1895 | 5168 | Fencing (posts, square section), steel (galvanized) |  | 10 | D4 | 0 | 0 | 0 | 0 | 0 | 0 | 0 | 0 | 0
| Civic Offices | Services LED light fitting | 1701327 | 8404307 | 5.8 | Electrical installations | plates | Construction | 13.6982 | kg | 10 | 44 | 1 | FALSE | 1 | FALSE |  | 1.05 | 13.6982 | 82.1895 | 5168 | Fencing (posts, square section), steel (galvanized) |  | 20 | B4B5 | 37.9781 | 2.6251e-06 | 0.61384 | 0.19125 | 0.036336 | 0.0088142 | 512.0356 | 32.9333 | 0.73059
| Civic Offices | Services LED light fitting | 1701327 | 8404307 | 5.8 | Electrical installations | plates | Construction | 13.6982 | kg | 10 | 44 | 1 | FALSE | 1 | FALSE |  | 1.05 | 13.6982 | 82.1895 | 5168 | Fencing (posts, square section), steel (galvanized) |  | 20 | D2 | 0 | 0 | 0 | 0 | 0 | 0 | 0 | 0 | 0
| Civic Offices | Services LED light fitting | 1701327 | 8404307 | 5.8 | Electrical installations | plates | Construction | 13.6982 | kg | 10 | 44 | 1 | FALSE | 1 | FALSE |  | 1.05 | 13.6982 | 82.1895 | 5168 | Fencing (posts, square section), steel (galvanized) |  | 20 | D3 | 0 | 0 | 0 | 0 | 0 | 0 | 0 | 0 | 0
| Civic Offices | Services LED light fitting | 1701327 | 8404307 | 5.8 | Electrical installations | plates | Construction | 13.6982 | kg | 10 | 44 | 1 | FALSE | 1 | FALSE |  | 1.05 | 13.6982 | 82.1895 | 5168 | Fencing (posts, square section), steel (galvanized) |  | 20 | D4 | 0 | 0 | 0 | 0 | 0 | 0 | 0 | 0 | 0
| Civic Offices | Services LED light fitting | 1701327 | 8404307 | 5.8 | Electrical installations | plates | Construction | 13.6982 | kg | 10 | 44 | 1 | FALSE | 1 | FALSE |  | 1.05 | 13.6982 | 82.1895 | 5168 | Fencing (posts, square section), steel (galvanized) |  | 30 | B4B5 | 37.9781 | 2.6251e-06 | 0.61384 | 0.19125 | 0.036336 | 0.0088142 | 512.0356 | 32.9333 | 0.73059
| Civic Offices | Services LED light fitting | 1701327 | 8404307 | 5.8 | Electrical installations | plates | Construction | 13.6982 | kg | 10 | 44 | 1 | FALSE | 1 | FALSE |  | 1.05 | 13.6982 | 82.1895 | 5168 | Fencing (posts, square section), steel (galvanized) |  | 30 | D2 | 0 | 0 | 0 | 0 | 0 | 0 | 0 | 0 | 0
| Civic Offices | Services LED light fitting | 1701327 | 8404307 | 5.8 | Electrical installations | plates | Construction | 13.6982 | kg | 10 | 44 | 1 | FALSE | 1 | FALSE |  | 1.05 | 13.6982 | 82.1895 | 5168 | Fencing (posts, square section), steel (galvanized) |  | 30 | D3 | 0 | 0 | 0 | 0 | 0 | 0 | 0 | 0 | 0
| Civic Offices | Services LED light fitting | 1701327 | 8404307 | 5.8 | Electrical installations | plates | Construction | 13.6982 | kg | 10 | 44 | 1 | FALSE | 1 | FALSE |  | 1.05 | 13.6982 | 82.1895 | 5168 | Fencing (posts, square section), steel (galvanized) |  | 30 | D4 | 0 | 0 | 0 | 0 | 0 | 0 | 0 | 0 | 0
| Civic Offices | Services LED light fitting | 1701327 | 8404307 | 5.8 | Electrical installations | plates | Construction | 13.6982 | kg | 10 | 44 | 1 | FALSE | 1 | FALSE |  | 1.05 | 13.6982 | 82.1895 | 5168 | Fencing (posts, square section), steel (galvanized) |  | 40 | B4B5 | 37.9781 | 2.6251e-06 | 0.61384 | 0.19125 | 0.036336 | 0.0088142 | 512.0356 | 32.9333 | 0.73059
| Civic Offices | Services LED light fitting | 1701327 | 8404307 | 5.8 | Electrical installations | plates | Construction | 13.6982 | kg | 10 | 44 | 1 | FALSE | 1 | FALSE |  | 1.05 | 13.6982 | 82.1895 | 5168 | Fencing (posts, square section), steel (galvanized) |  | 40 | D2 | 0 | 0 | 0 | 0 | 0 | 0 | 0 | 0 | 0
| Civic Offices | Services LED light fitting | 1701327 | 8404307 | 5.8 | Electrical installations | plates | Construction | 13.6982 | kg | 10 | 44 | 1 | FALSE | 1 | FALSE |  | 1.05 | 13.6982 | 82.1895 | 5168 | Fencing (posts, square section), steel (galvanized) |  | 40 | D3 | 0 | 0 | 0 | 0 | 0 | 0 | 0 | 0 | 0
| Civic Offices | Services LED light fitting | 1701327 | 8404307 | 5.8 | Electrical installations | plates | Construction | 13.6982 | kg | 10 | 44 | 1 | FALSE | 1 | FALSE |  | 1.05 | 13.6982 | 82.1895 | 5168 | Fencing (posts, square section), steel (galvanized) |  | 40 | D4 | 0 | 0 | 0 | 0 | 0 | 0 | 0 | 0 | 0
| Civic Offices | Services LED light fitting | 1701327 | 8404307 | 5.8 | Electrical installations | plates | Construction | 13.6982 | kg | 10 | 44 | 1 | FALSE | 1 | FALSE |  | 1.05 | 13.6982 | 82.1895 | 5168 | Fencing (posts, square section), steel (galvanized) |  | 50 | B4B5 | 37.9781 | 2.6251e-06 | 0.61384 | 0.19125 | 0.036336 | 0.0088142 | 512.0356 | 32.9333 | 0.73059
| Civic Offices | Services LED light fitting | 1701327 | 8404307 | 5.8 | Electrical installations | plates | Construction | 13.6982 | kg | 10 | 44 | 1 | FALSE | 1 | FALSE |  | 1.05 | 13.6982 | 82.1895 | 5168 | Fencing (posts, square section), steel (galvanized) |  | 50 | D2 | 0 | 0 | 0 | 0 | 0 | 0 | 0 | 0 | 0
| Civic Offices | Services LED light fitting | 1701327 | 8404307 | 5.8 | Electrical installations | plates | Construction | 13.6982 | kg | 10 | 44 | 1 | FALSE | 1 | FALSE |  | 1.05 | 13.6982 | 82.1895 | 5168 | Fencing (posts, square section), steel (galvanized) |  | 50 | D3 | 0 | 0 | 0 | 0 | 0 | 0 | 0 | 0 | 0
| Civic Offices | Services LED light fitting | 1701327 | 8404307 | 5.8 | Electrical installations | plates | Construction | 13.6982 | kg | 10 | 44 | 1 | FALSE | 1 | FALSE |  | 1.05 | 13.6982 | 82.1895 | 5168 | Fencing (posts, square section), steel (galvanized) |  | 50 | D4 | 0 | 0 | 0 | 0 | 0 | 0 | 0 | 0 | 0
| Civic Offices | Services electrical wireing | 1701328 | 8404309 | 5.2 | Services equipment | copper wire 6mm siam | Construction | 419.4364 | Linear length Calculation | 30 | 44 | 1 | FALSE | 1 | FALSE |  | 1.03 | 419.4364 | 838.8727 | 5113 | Cladding sheet (plain), copper |  | 0 | A1A3 | 2974.4484 | 0.0024719 | 151.2759 | 100.9812 | 8.3619 | 0.68823 | 45132.0384 | 8810.2841 | 95.0779
| Civic Offices | Services electrical wireing | 1701328 | 8404309 | 5.2 | Services equipment | copper wire 6mm siam | Construction | 419.4364 | Linear length Calculation | 30 | 44 | 1 | FALSE | 1 | FALSE |  | 1.03 | 419.4364 | 838.8727 | 5113 | Cladding sheet (plain), copper |  | 0 | A4 | 8.4644 | 1.5208e-06 | 0.027715 | 0.007491 | 0.0047282 | 2.9519e-05 | 126.1753 | 19.266 | 0.034832
| Civic Offices | Services electrical wireing | 1701328 | 8404309 | 5.2 | Services equipment | copper wire 6mm siam | Construction | 419.4364 | Linear length Calculation | 30 | 44 | 1 | FALSE | 1 | FALSE |  | 1.03 | 419.4364 | 838.8727 | 5113 | Cladding sheet (plain), copper |  | 0 | A5 | 0.0065407 | 1.7127e-09 | 4.5738e-05 | 1.5029e-05 | 7.5898e-06 | 9.2266e-09 | 0.16035 | 1.8875 | 0
| Civic Offices | Services electrical wireing | 1701328 | 8404309 | 5.2 | Services equipment | copper wire 6mm siam | Construction | 419.4364 | Linear length Calculation | 30 | 44 | 1 | FALSE | 1 | FALSE |  | 1.03 | 419.4364 | 838.8727 | 5113 | Cladding sheet (plain), copper |  | 0 | D2 | 0 | 0 | 0 | 0 | 0 | 0 | 0 | 0 | 0
| Civic Offices | Services electrical wireing | 1701328 | 8404309 | 5.2 | Services equipment | copper wire 6mm siam | Construction | 419.4364 | Linear length Calculation | 30 | 44 | 1 | FALSE | 1 | FALSE |  | 1.03 | 419.4364 | 838.8727 | 5113 | Cladding sheet (plain), copper |  | 0 | D3 | 0 | 0 | 0 | 0 | 0 | 0 | 0 | 0 | 0
| Civic Offices | Services electrical wireing | 1701328 | 8404309 | 5.2 | Services equipment | copper wire 6mm siam | Construction | 419.4364 | Linear length Calculation | 30 | 44 | 1 | FALSE | 1 | FALSE |  | 1.03 | 419.4364 | 838.8727 | 5113 | Cladding sheet (plain), copper |  | 0 | D4 | 0 | 0 | 0 | 0 | 0 | 0 | 0 | 0 | 0
| Civic Offices | Services electrical wireing | 1701328 | 8404309 | 5.2 | Services equipment | copper wire 6mm siam | Construction | 419.4364 | Linear length Calculation | 30 | 44 | 1 | FALSE | 1 | FALSE |  | 1.03 | 419.4364 | 838.8727 | 5113 | Cladding sheet (plain), copper |  | 60 | C2 | 0 | 0 | 0 | 0 | 0 | 0 | 0 | 0 | 0
| Civic Offices | Services electrical wireing | 1701328 | 8404309 | 5.2 | Services equipment | copper wire 6mm siam | Construction | 419.4364 | Linear length Calculation | 30 | 44 | 1 | FALSE | 1 | FALSE |  | 1.03 | 419.4364 | 838.8727 | 5113 | Cladding sheet (plain), copper |  | 60 | C4 | 0.21802 | 5.709e-08 | 0.0015246 | 0.00050098 | 0.00025299 | 3.0755e-07 | 5.3449 | 62.9155 | 0.010934
| Civic Offices | Services electrical wireing | 1701328 | 8404309 | 5.2 | Services equipment | copper wire 6mm siam | Construction | 419.4364 | Linear length Calculation | 30 | 44 | 1 | FALSE | 1 | FALSE |  | 1.03 | 419.4364 | 838.8727 | 5113 | Cladding sheet (plain), copper |  | 60 | D2 | 0 | 0 | 0 | 0 | 0 | 0 | 0 | 0 | 0
| Civic Offices | Services electrical wireing | 1701328 | 8404309 | 5.2 | Services equipment | copper wire 6mm siam | Construction | 419.4364 | Linear length Calculation | 30 | 44 | 1 | FALSE | 1 | FALSE |  | 1.03 | 419.4364 | 838.8727 | 5113 | Cladding sheet (plain), copper |  | 60 | D3 | 0 | 0 | 0 | 0 | 0 | 0 | 0 | 0 | 0
| Civic Offices | Services electrical wireing | 1701328 | 8404309 | 5.2 | Services equipment | copper wire 6mm siam | Construction | 419.4364 | Linear length Calculation | 30 | 44 | 1 | FALSE | 1 | FALSE |  | 1.03 | 419.4364 | 838.8727 | 5113 | Cladding sheet (plain), copper |  | 60 | D4 | 0 | 0 | 0 | 0 | 0 | 0 | 0 | 0 | 0
| Civic Offices | Services electrical wireing | 1701328 | 8404309 | 5.2 | Services equipment | copper wire 6mm siam | Construction | 419.4364 | Linear length Calculation | 30 | 44 | 1 | FALSE | 1 | FALSE |  | 1.03 | 419.4364 | 838.8727 | 5113 | Cladding sheet (plain), copper |  | 30 | B4B5 | 2983.1373 | 0.0024735 | 151.3052 | 100.9892 | 8.3669 | 0.68826 | 45263.719 | 8894.3531 | 95.1128
| Civic Offices | Services electrical wireing | 1701328 | 8404309 | 5.2 | Services equipment | copper wire 6mm siam | Construction | 419.4364 | Linear length Calculation | 30 | 44 | 1 | FALSE | 1 | FALSE |  | 1.03 | 419.4364 | 838.8727 | 5113 | Cladding sheet (plain), copper |  | 30 | D2 | 0 | 0 | 0 | 0 | 0 | 0 | 0 | 0 | 0
| Civic Offices | Services electrical wireing | 1701328 | 8404309 | 5.2 | Services equipment | copper wire 6mm siam | Construction | 419.4364 | Linear length Calculation | 30 | 44 | 1 | FALSE | 1 | FALSE |  | 1.03 | 419.4364 | 838.8727 | 5113 | Cladding sheet (plain), copper |  | 30 | D3 | 0 | 0 | 0 | 0 | 0 | 0 | 0 | 0 | 0
| Civic Offices | Services electrical wireing | 1701328 | 8404309 | 5.2 | Services equipment | copper wire 6mm siam | Construction | 419.4364 | Linear length Calculation | 30 | 44 | 1 | FALSE | 1 | FALSE |  | 1.03 | 419.4364 | 838.8727 | 5113 | Cladding sheet (plain), copper |  | 30 | D4 | 0 | 0 | 0 | 0 | 0 | 0 | 0 | 0 | 0
| Civic Offices | Services electrical wireing | 1701328 | 8404310 | 5.2 | Services equipment | conduit 20mm | Construction | 322.5457 | Linear length Calculation | 30 | 44 | 1 | FALSE | 1 | FALSE |  | 1.05 | 322.5457 | 645.0913 | 5377 | Roof membrane (single ply), PVC |  | 0 | A1A3 | 706.4678 | 5.7727e-05 | 3.9928 | 1.0548 | 0.87424 | 0.010441 | 19206.9736 | 3066.7235 | 5.9933
| Civic Offices | Services electrical wireing | 1701328 | 8404310 | 5.2 | Services equipment | conduit 20mm | Construction | 322.5457 | Linear length Calculation | 30 | 44 | 1 | FALSE | 1 | FALSE |  | 1.05 | 322.5457 | 645.0913 | 5377 | Roof membrane (single ply), PVC |  | 0 | A4 | 6.4167 | 1.1529e-06 | 0.021011 | 0.0056788 | 0.0035844 | 2.2378e-05 | 95.6517 | 14.6053 | 0.026406
| Civic Offices | Services electrical wireing | 1701328 | 8404310 | 5.2 | Services equipment | conduit 20mm | Construction | 322.5457 | Linear length Calculation | 30 | 44 | 1 | FALSE | 1 | FALSE |  | 1.05 | 322.5457 | 645.0913 | 5377 | Roof membrane (single ply), PVC |  | 0 | A5 | 0.30978 | 1.3278e-08 | 0.00098689 | 0.018319 | 0.00010791 | 7.2423e-08 | 1.2317 | 2.4191 | 0
| Civic Offices | Services electrical wireing | 1701328 | 8404310 | 5.2 | Services equipment | conduit 20mm | Construction | 322.5457 | Linear length Calculation | 30 | 44 | 1 | FALSE | 1 | FALSE |  | 1.05 | 322.5457 | 645.0913 | 5377 | Roof membrane (single ply), PVC |  | 0 | D2 | 0 | 0 | 0 | 0 | 0 | 0 | 0 | 0 | 0
| Civic Offices | Services electrical wireing | 1701328 | 8404310 | 5.2 | Services equipment | conduit 20mm | Construction | 322.5457 | Linear length Calculation | 30 | 44 | 1 | FALSE | 1 | FALSE |  | 1.05 | 322.5457 | 645.0913 | 5377 | Roof membrane (single ply), PVC |  | 0 | D3 | 0 | 0 | 0 | 0 | 0 | 0 | 0 | 0 | 0
| Civic Offices | Services electrical wireing | 1701328 | 8404310 | 5.2 | Services equipment | conduit 20mm | Construction | 322.5457 | Linear length Calculation | 30 | 44 | 1 | FALSE | 1 | FALSE |  | 1.05 | 322.5457 | 645.0913 | 5377 | Roof membrane (single ply), PVC |  | 0 | D4 | 0 | 0 | 0 | 0 | 0 | 0 | 0 | 0 | 0
| Civic Offices | Services electrical wireing | 1701328 | 8404310 | 5.2 | Services equipment | conduit 20mm | Construction | 322.5457 | Linear length Calculation | 30 | 44 | 1 | FALSE | 1 | FALSE |  | 1.05 | 322.5457 | 645.0913 | 5377 | Roof membrane (single ply), PVC |  | 60 | C2 | 0 | 0 | 0 | 0 | 0 | 0 | 0 | 0 | 0
| Civic Offices | Services electrical wireing | 1701328 | 8404310 | 5.2 | Services equipment | conduit 20mm | Construction | 322.5457 | Linear length Calculation | 30 | 44 | 1 | FALSE | 1 | FALSE |  | 1.05 | 322.5457 | 645.0913 | 5377 | Roof membrane (single ply), PVC |  | 60 | C4 | 6.1955 | 2.6557e-07 | 0.019738 | 0.36638 | 0.0021581 | 1.4485e-06 | 24.6339 | 48.3818 | 0.15124
| Civic Offices | Services electrical wireing | 1701328 | 8404310 | 5.2 | Services equipment | conduit 20mm | Construction | 322.5457 | Linear length Calculation | 30 | 44 | 1 | FALSE | 1 | FALSE |  | 1.05 | 322.5457 | 645.0913 | 5377 | Roof membrane (single ply), PVC |  | 60 | D2 | 0 | 0 | 0 | 0 | 0 | 0 | 0 | 0 | 0
| Civic Offices | Services electrical wireing | 1701328 | 8404310 | 5.2 | Services equipment | conduit 20mm | Construction | 322.5457 | Linear length Calculation | 30 | 44 | 1 | FALSE | 1 | FALSE |  | 1.05 | 322.5457 | 645.0913 | 5377 | Roof membrane (single ply), PVC |  | 60 | D3 | 0 | 0 | 0 | 0 | 0 | 0 | 0 | 0 | 0
| Civic Offices | Services electrical wireing | 1701328 | 8404310 | 5.2 | Services equipment | conduit 20mm | Construction | 322.5457 | Linear length Calculation | 30 | 44 | 1 | FALSE | 1 | FALSE |  | 1.05 | 322.5457 | 645.0913 | 5377 | Roof membrane (single ply), PVC |  | 60 | D4 | 0 | 0 | 0 | 0 | 0 | 0 | 0 | 0 | 0
| Civic Offices | Services electrical wireing | 1701328 | 8404310 | 5.2 | Services equipment | conduit 20mm | Construction | 322.5457 | Linear length Calculation | 30 | 44 | 1 | FALSE | 1 | FALSE |  | 1.05 | 322.5457 | 645.0913 | 5377 | Roof membrane (single ply), PVC |  | 30 | B4B5 | 719.3899 | 5.9159e-05 | 4.0345 | 1.4452 | 0.88009 | 0.010465 | 19328.4909 | 3132.1298 | 6.0197
| Civic Offices | Services electrical wireing | 1701328 | 8404310 | 5.2 | Services equipment | conduit 20mm | Construction | 322.5457 | Linear length Calculation | 30 | 44 | 1 | FALSE | 1 | FALSE |  | 1.05 | 322.5457 | 645.0913 | 5377 | Roof membrane (single ply), PVC |  | 30 | D2 | 0 | 0 | 0 | 0 | 0 | 0 | 0 | 0 | 0
| Civic Offices | Services electrical wireing | 1701328 | 8404310 | 5.2 | Services equipment | conduit 20mm | Construction | 322.5457 | Linear length Calculation | 30 | 44 | 1 | FALSE | 1 | FALSE |  | 1.05 | 322.5457 | 645.0913 | 5377 | Roof membrane (single ply), PVC |  | 30 | D3 | 0 | 0 | 0 | 0 | 0 | 0 | 0 | 0 | 0
| Civic Offices | Services electrical wireing | 1701328 | 8404310 | 5.2 | Services equipment | conduit 20mm | Construction | 322.5457 | Linear length Calculation | 30 | 44 | 1 | FALSE | 1 | FALSE |  | 1.05 | 322.5457 | 645.0913 | 5377 | Roof membrane (single ply), PVC |  | 30 | D4 | 0 | 0 | 0 | 0 | 0 | 0 | 0 | 0 | 0
| Civic Offices | Services LED light fitting | 1701331 | 8404312 | 5.8 | Electrical installations | heat sink | Construction | 10.3579 | kg | 10 | 44 | 1 | FALSE | 1 | FALSE |  | 1.01 | 10.3579 | 62.1474 | 5536 | Window furniture/hardware, aluminium |  | 0 | A1A3 | 196.586 | 6.6567e-06 | 1.3439 | 0.30795 | 0.099824 | 0.00017124 | 2457.0253 | 41.5876 | 1.3052
| Civic Offices | Services LED light fitting | 1701331 | 8404312 | 5.8 | Electrical installations | heat sink | Construction | 10.3579 | kg | 10 | 44 | 1 | FALSE | 1 | FALSE |  | 1.01 | 10.3579 | 62.1474 | 5536 | Window furniture/hardware, aluminium |  | 0 | A4 | 0.51553 | 5.718e-08 | 0.0026709 | 0.00043344 | 0.00032937 | 7.1645e-07 | 7.4439 | 2.0235 | 0.0020337
| Civic Offices | Services LED light fitting | 1701331 | 8404312 | 5.8 | Electrical installations | heat sink | Construction | 10.3579 | kg | 10 | 44 | 1 | FALSE | 1 | FALSE |  | 1.01 | 10.3579 | 62.1474 | 5536 | Window furniture/hardware, aluminium |  | 0 | A5 | 5.384e-05 | 1.4098e-11 | 3.765e-07 | 1.2372e-07 | 6.2476e-08 | 7.595e-11 | 0.0013199 | 0.015537 | 0
| Civic Offices | Services LED light fitting | 1701331 | 8404312 | 5.8 | Electrical installations | heat sink | Construction | 10.3579 | kg | 10 | 44 | 1 | FALSE | 1 | FALSE |  | 1.01 | 10.3579 | 62.1474 | 5536 | Window furniture/hardware, aluminium |  | 0 | D2 | 0 | 0 | 0 | 0 | 0 | 0 | 0 | 0 | 0
| Civic Offices | Services LED light fitting | 1701331 | 8404312 | 5.8 | Electrical installations | heat sink | Construction | 10.3579 | kg | 10 | 44 | 1 | FALSE | 1 | FALSE |  | 1.01 | 10.3579 | 62.1474 | 5536 | Window furniture/hardware, aluminium |  | 0 | D3 | 0 | 0 | 0 | 0 | 0 | 0 | 0 | 0 | 0
| Civic Offices | Services LED light fitting | 1701331 | 8404312 | 5.8 | Electrical installations | heat sink | Construction | 10.3579 | kg | 10 | 44 | 1 | FALSE | 1 | FALSE |  | 1.01 | 10.3579 | 62.1474 | 5536 | Window furniture/hardware, aluminium |  | 0 | D4 | 0 | 0 | 0 | 0 | 0 | 0 | 0 | 0 | 0
| Civic Offices | Services LED light fitting | 1701331 | 8404312 | 5.8 | Electrical installations | heat sink | Construction | 10.3579 | kg | 10 | 44 | 1 | FALSE | 1 | FALSE |  | 1.01 | 10.3579 | 62.1474 | 5536 | Window furniture/hardware, aluminium |  | 60 | C2 | 0 | 0 | 0 | 0 | 0 | 0 | 0 | 0 | 0
| Civic Offices | Services LED light fitting | 1701331 | 8404312 | 5.8 | Electrical installations | heat sink | Construction | 10.3579 | kg | 10 | 44 | 1 | FALSE | 1 | FALSE |  | 1.01 | 10.3579 | 62.1474 | 5536 | Window furniture/hardware, aluminium |  | 60 | C4 | 0.005384 | 1.4098e-09 | 3.765e-05 | 1.2372e-05 | 6.2476e-06 | 7.595e-09 | 0.13199 | 1.5537 | 0.00027001
| Civic Offices | Services LED light fitting | 1701331 | 8404312 | 5.8 | Electrical installations | heat sink | Construction | 10.3579 | kg | 10 | 44 | 1 | FALSE | 1 | FALSE |  | 1.01 | 10.3579 | 62.1474 | 5536 | Window furniture/hardware, aluminium |  | 60 | D2 | 0 | 0 | 0 | 0 | 0 | 0 | 0 | 0 | 0
| Civic Offices | Services LED light fitting | 1701331 | 8404312 | 5.8 | Electrical installations | heat sink | Construction | 10.3579 | kg | 10 | 44 | 1 | FALSE | 1 | FALSE |  | 1.01 | 10.3579 | 62.1474 | 5536 | Window furniture/hardware, aluminium |  | 60 | D3 | 0 | 0 | 0 | 0 | 0 | 0 | 0 | 0 | 0
| Civic Offices | Services LED light fitting | 1701331 | 8404312 | 5.8 | Electrical installations | heat sink | Construction | 10.3579 | kg | 10 | 44 | 1 | FALSE | 1 | FALSE |  | 1.01 | 10.3579 | 62.1474 | 5536 | Window furniture/hardware, aluminium |  | 60 | D4 | 0 | 0 | 0 | 0 | 0 | 0 | 0 | 0 | 0
| Civic Offices | Services LED light fitting | 1701331 | 8404312 | 5.8 | Electrical installations | heat sink | Construction | 10.3579 | kg | 10 | 44 | 1 | FALSE | 1 | FALSE |  | 1.01 | 10.3579 | 62.1474 | 5536 | Window furniture/hardware, aluminium |  | 10 | B4B5 | 197.1069 | 6.7153e-06 | 1.3466 | 0.30839 | 0.10016 | 0.00017196 | 2464.6025 | 45.1803 | 1.3073
| Civic Offices | Services LED light fitting | 1701331 | 8404312 | 5.8 | Electrical installations | heat sink | Construction | 10.3579 | kg | 10 | 44 | 1 | FALSE | 1 | FALSE |  | 1.01 | 10.3579 | 62.1474 | 5536 | Window furniture/hardware, aluminium |  | 10 | D2 | 0 | 0 | 0 | 0 | 0 | 0 | 0 | 0 | 0
| Civic Offices | Services LED light fitting | 1701331 | 8404312 | 5.8 | Electrical installations | heat sink | Construction | 10.3579 | kg | 10 | 44 | 1 | FALSE | 1 | FALSE |  | 1.01 | 10.3579 | 62.1474 | 5536 | Window furniture/hardware, aluminium |  | 10 | D3 | 0 | 0 | 0 | 0 | 0 | 0 | 0 | 0 | 0
| Civic Offices | Services LED light fitting | 1701331 | 8404312 | 5.8 | Electrical installations | heat sink | Construction | 10.3579 | kg | 10 | 44 | 1 | FALSE | 1 | FALSE |  | 1.01 | 10.3579 | 62.1474 | 5536 | Window furniture/hardware, aluminium |  | 10 | D4 | 0 | 0 | 0 | 0 | 0 | 0 | 0 | 0 | 0
| Civic Offices | Services LED light fitting | 1701331 | 8404312 | 5.8 | Electrical installations | heat sink | Construction | 10.3579 | kg | 10 | 44 | 1 | FALSE | 1 | FALSE |  | 1.01 | 10.3579 | 62.1474 | 5536 | Window furniture/hardware, aluminium |  | 20 | B4B5 | 197.1069 | 6.7153e-06 | 1.3466 | 0.30839 | 0.10016 | 0.00017196 | 2464.6025 | 45.1803 | 1.3073
| Civic Offices | Services LED light fitting | 1701331 | 8404312 | 5.8 | Electrical installations | heat sink | Construction | 10.3579 | kg | 10 | 44 | 1 | FALSE | 1 | FALSE |  | 1.01 | 10.3579 | 62.1474 | 5536 | Window furniture/hardware, aluminium |  | 20 | D2 | 0 | 0 | 0 | 0 | 0 | 0 | 0 | 0 | 0
| Civic Offices | Services LED light fitting | 1701331 | 8404312 | 5.8 | Electrical installations | heat sink | Construction | 10.3579 | kg | 10 | 44 | 1 | FALSE | 1 | FALSE |  | 1.01 | 10.3579 | 62.1474 | 5536 | Window furniture/hardware, aluminium |  | 20 | D3 | 0 | 0 | 0 | 0 | 0 | 0 | 0 | 0 | 0
| Civic Offices | Services LED light fitting | 1701331 | 8404312 | 5.8 | Electrical installations | heat sink | Construction | 10.3579 | kg | 10 | 44 | 1 | FALSE | 1 | FALSE |  | 1.01 | 10.3579 | 62.1474 | 5536 | Window furniture/hardware, aluminium |  | 20 | D4 | 0 | 0 | 0 | 0 | 0 | 0 | 0 | 0 | 0
| Civic Offices | Services LED light fitting | 1701331 | 8404312 | 5.8 | Electrical installations | heat sink | Construction | 10.3579 | kg | 10 | 44 | 1 | FALSE | 1 | FALSE |  | 1.01 | 10.3579 | 62.1474 | 5536 | Window furniture/hardware, aluminium |  | 30 | B4B5 | 197.1069 | 6.7153e-06 | 1.3466 | 0.30839 | 0.10016 | 0.00017196 | 2464.6025 | 45.1803 | 1.3073
| Civic Offices | Services LED light fitting | 1701331 | 8404312 | 5.8 | Electrical installations | heat sink | Construction | 10.3579 | kg | 10 | 44 | 1 | FALSE | 1 | FALSE |  | 1.01 | 10.3579 | 62.1474 | 5536 | Window furniture/hardware, aluminium |  | 30 | D2 | 0 | 0 | 0 | 0 | 0 | 0 | 0 | 0 | 0
| Civic Offices | Services LED light fitting | 1701331 | 8404312 | 5.8 | Electrical installations | heat sink | Construction | 10.3579 | kg | 10 | 44 | 1 | FALSE | 1 | FALSE |  | 1.01 | 10.3579 | 62.1474 | 5536 | Window furniture/hardware, aluminium |  | 30 | D3 | 0 | 0 | 0 | 0 | 0 | 0 | 0 | 0 | 0
| Civic Offices | Services LED light fitting | 1701331 | 8404312 | 5.8 | Electrical installations | heat sink | Construction | 10.3579 | kg | 10 | 44 | 1 | FALSE | 1 | FALSE |  | 1.01 | 10.3579 | 62.1474 | 5536 | Window furniture/hardware, aluminium |  | 30 | D4 | 0 | 0 | 0 | 0 | 0 | 0 | 0 | 0 | 0
| Civic Offices | Services LED light fitting | 1701331 | 8404312 | 5.8 | Electrical installations | heat sink | Construction | 10.3579 | kg | 10 | 44 | 1 | FALSE | 1 | FALSE |  | 1.01 | 10.3579 | 62.1474 | 5536 | Window furniture/hardware, aluminium |  | 40 | B4B5 | 197.1069 | 6.7153e-06 | 1.3466 | 0.30839 | 0.10016 | 0.00017196 | 2464.6025 | 45.1803 | 1.3073
| Civic Offices | Services LED light fitting | 1701331 | 8404312 | 5.8 | Electrical installations | heat sink | Construction | 10.3579 | kg | 10 | 44 | 1 | FALSE | 1 | FALSE |  | 1.01 | 10.3579 | 62.1474 | 5536 | Window furniture/hardware, aluminium |  | 40 | D2 | 0 | 0 | 0 | 0 | 0 | 0 | 0 | 0 | 0
| Civic Offices | Services LED light fitting | 1701331 | 8404312 | 5.8 | Electrical installations | heat sink | Construction | 10.3579 | kg | 10 | 44 | 1 | FALSE | 1 | FALSE |  | 1.01 | 10.3579 | 62.1474 | 5536 | Window furniture/hardware, aluminium |  | 40 | D3 | 0 | 0 | 0 | 0 | 0 | 0 | 0 | 0 | 0
| Civic Offices | Services LED light fitting | 1701331 | 8404312 | 5.8 | Electrical installations | heat sink | Construction | 10.3579 | kg | 10 | 44 | 1 | FALSE | 1 | FALSE |  | 1.01 | 10.3579 | 62.1474 | 5536 | Window furniture/hardware, aluminium |  | 40 | D4 | 0 | 0 | 0 | 0 | 0 | 0 | 0 | 0 | 0
| Civic Offices | Services LED light fitting | 1701331 | 8404312 | 5.8 | Electrical installations | heat sink | Construction | 10.3579 | kg | 10 | 44 | 1 | FALSE | 1 | FALSE |  | 1.01 | 10.3579 | 62.1474 | 5536 | Window furniture/hardware, aluminium |  | 50 | B4B5 | 197.1069 | 6.7153e-06 | 1.3466 | 0.30839 | 0.10016 | 0.00017196 | 2464.6025 | 45.1803 | 1.3073
| Civic Offices | Services LED light fitting | 1701331 | 8404312 | 5.8 | Electrical installations | heat sink | Construction | 10.3579 | kg | 10 | 44 | 1 | FALSE | 1 | FALSE |  | 1.01 | 10.3579 | 62.1474 | 5536 | Window furniture/hardware, aluminium |  | 50 | D2 | 0 | 0 | 0 | 0 | 0 | 0 | 0 | 0 | 0
| Civic Offices | Services LED light fitting | 1701331 | 8404312 | 5.8 | Electrical installations | heat sink | Construction | 10.3579 | kg | 10 | 44 | 1 | FALSE | 1 | FALSE |  | 1.01 | 10.3579 | 62.1474 | 5536 | Window furniture/hardware, aluminium |  | 50 | D3 | 0 | 0 | 0 | 0 | 0 | 0 | 0 | 0 | 0
| Civic Offices | Services LED light fitting | 1701331 | 8404312 | 5.8 | Electrical installations | heat sink | Construction | 10.3579 | kg | 10 | 44 | 1 | FALSE | 1 | FALSE |  | 1.01 | 10.3579 | 62.1474 | 5536 | Window furniture/hardware, aluminium |  | 50 | D4 | 0 | 0 | 0 | 0 | 0 | 0 | 0 | 0 | 0
| Civic Offices | Services LED light fitting | 1701331 | 8404313 | 5.8 | Electrical installations | glass bulb | Construction | 3.0035 | kg | 10 | 44 | 1 | FALSE | 1 | FALSE |  | 1.05 | 3.0035 | 18.0211 | 5490 | General glazing, glass (toughened) |  | 0 | A1A3 | 3.5426 | 3.2664e-07 | 0.033638 | 0.0042416 | 0.0020373 | 2.2493e-05 | 43.3824 | 24.5121 | 0.01727
| Civic Offices | Services LED light fitting | 1701331 | 8404313 | 5.8 | Electrical installations | glass bulb | Construction | 3.0035 | kg | 10 | 44 | 1 | FALSE | 1 | FALSE |  | 1.05 | 3.0035 | 18.0211 | 5490 | General glazing, glass (toughened) |  | 0 | A4 | 0.075932 | 1.3977e-08 | 0.00025391 | 6.6993e-05 | 4.4294e-05 | 1.9998e-07 | 1.1467 | 0.14168 | 0.0003146
| Civic Offices | Services LED light fitting | 1701331 | 8404313 | 5.8 | Electrical installations | glass bulb | Construction | 3.0035 | kg | 10 | 44 | 1 | FALSE | 1 | FALSE |  | 1.05 | 3.0035 | 18.0211 | 5490 | General glazing, glass (toughened) |  | 0 | A5 | 0.00023389 | 8.0628e-11 | 1.8013e-06 | 4.4479e-07 | 3.1118e-07 | 2.5283e-10 | 0.0067934 | 0.022526 | 0
| Civic Offices | Services LED light fitting | 1701331 | 8404313 | 5.8 | Electrical installations | glass bulb | Construction | 3.0035 | kg | 10 | 44 | 1 | FALSE | 1 | FALSE |  | 1.05 | 3.0035 | 18.0211 | 5490 | General glazing, glass (toughened) |  | 0 | D2 | 0 | 0 | 0 | 0 | 0 | 0 | 0 | 0 | 0
| Civic Offices | Services LED light fitting | 1701331 | 8404313 | 5.8 | Electrical installations | glass bulb | Construction | 3.0035 | kg | 10 | 44 | 1 | FALSE | 1 | FALSE |  | 1.05 | 3.0035 | 18.0211 | 5490 | General glazing, glass (toughened) |  | 0 | D3 | 0 | 0 | 0 | 0 | 0 | 0 | 0 | 0 | 0
| Civic Offices | Services LED light fitting | 1701331 | 8404313 | 5.8 | Electrical installations | glass bulb | Construction | 3.0035 | kg | 10 | 44 | 1 | FALSE | 1 | FALSE |  | 1.05 | 3.0035 | 18.0211 | 5490 | General glazing, glass (toughened) |  | 0 | D4 | 0 | 0 | 0 | 0 | 0 | 0 | 0 | 0 | 0
| Civic Offices | Services LED light fitting | 1701331 | 8404313 | 5.8 | Electrical installations | glass bulb | Construction | 3.0035 | kg | 10 | 44 | 1 | FALSE | 1 | FALSE |  | 1.05 | 3.0035 | 18.0211 | 5490 | General glazing, glass (toughened) |  | 60 | C2 | 0 | 0 | 0 | 0 | 0 | 0 | 0 | 0 | 0
| Civic Offices | Services LED light fitting | 1701331 | 8404313 | 5.8 | Electrical installations | glass bulb | Construction | 3.0035 | kg | 10 | 44 | 1 | FALSE | 1 | FALSE |  | 1.05 | 3.0035 | 18.0211 | 5490 | General glazing, glass (toughened) |  | 60 | C4 | 0.0046778 | 1.6126e-09 | 3.6027e-05 | 8.8958e-06 | 6.2236e-06 | 5.0567e-09 | 0.13587 | 0.45053 | 0.00044098
| Civic Offices | Services LED light fitting | 1701331 | 8404313 | 5.8 | Electrical installations | glass bulb | Construction | 3.0035 | kg | 10 | 44 | 1 | FALSE | 1 | FALSE |  | 1.05 | 3.0035 | 18.0211 | 5490 | General glazing, glass (toughened) |  | 60 | D2 | 0 | 0 | 0 | 0 | 0 | 0 | 0 | 0 | 0
| Civic Offices | Services LED light fitting | 1701331 | 8404313 | 5.8 | Electrical installations | glass bulb | Construction | 3.0035 | kg | 10 | 44 | 1 | FALSE | 1 | FALSE |  | 1.05 | 3.0035 | 18.0211 | 5490 | General glazing, glass (toughened) |  | 60 | D3 | 0 | 0 | 0 | 0 | 0 | 0 | 0 | 0 | 0
| Civic Offices | Services LED light fitting | 1701331 | 8404313 | 5.8 | Electrical installations | glass bulb | Construction | 3.0035 | kg | 10 | 44 | 1 | FALSE | 1 | FALSE |  | 1.05 | 3.0035 | 18.0211 | 5490 | General glazing, glass (toughened) |  | 60 | D4 | 0 | 0 | 0 | 0 | 0 | 0 | 0 | 0 | 0
| Civic Offices | Services LED light fitting | 1701331 | 8404313 | 5.8 | Electrical installations | glass bulb | Construction | 3.0035 | kg | 10 | 44 | 1 | FALSE | 1 | FALSE |  | 1.05 | 3.0035 | 18.0211 | 5490 | General glazing, glass (toughened) |  | 10 | B4B5 | 3.6234 | 3.4231e-07 | 0.033929 | 0.0043179 | 0.0020881 | 2.2699e-05 | 44.6718 | 25.1268 | 0.017584
| Civic Offices | Services LED light fitting | 1701331 | 8404313 | 5.8 | Electrical installations | glass bulb | Construction | 3.0035 | kg | 10 | 44 | 1 | FALSE | 1 | FALSE |  | 1.05 | 3.0035 | 18.0211 | 5490 | General glazing, glass (toughened) |  | 10 | D2 | 0 | 0 | 0 | 0 | 0 | 0 | 0 | 0 | 0
| Civic Offices | Services LED light fitting | 1701331 | 8404313 | 5.8 | Electrical installations | glass bulb | Construction | 3.0035 | kg | 10 | 44 | 1 | FALSE | 1 | FALSE |  | 1.05 | 3.0035 | 18.0211 | 5490 | General glazing, glass (toughened) |  | 10 | D3 | 0 | 0 | 0 | 0 | 0 | 0 | 0 | 0 | 0
| Civic Offices | Services LED light fitting | 1701331 | 8404313 | 5.8 | Electrical installations | glass bulb | Construction | 3.0035 | kg | 10 | 44 | 1 | FALSE | 1 | FALSE |  | 1.05 | 3.0035 | 18.0211 | 5490 | General glazing, glass (toughened) |  | 10 | D4 | 0 | 0 | 0 | 0 | 0 | 0 | 0 | 0 | 0
| Civic Offices | Services LED light fitting | 1701331 | 8404313 | 5.8 | Electrical installations | glass bulb | Construction | 3.0035 | kg | 10 | 44 | 1 | FALSE | 1 | FALSE |  | 1.05 | 3.0035 | 18.0211 | 5490 | General glazing, glass (toughened) |  | 20 | B4B5 | 3.6234 | 3.4231e-07 | 0.033929 | 0.0043179 | 0.0020881 | 2.2699e-05 | 44.6718 | 25.1268 | 0.017584
| Civic Offices | Services LED light fitting | 1701331 | 8404313 | 5.8 | Electrical installations | glass bulb | Construction | 3.0035 | kg | 10 | 44 | 1 | FALSE | 1 | FALSE |  | 1.05 | 3.0035 | 18.0211 | 5490 | General glazing, glass (toughened) |  | 20 | D2 | 0 | 0 | 0 | 0 | 0 | 0 | 0 | 0 | 0
| Civic Offices | Services LED light fitting | 1701331 | 8404313 | 5.8 | Electrical installations | glass bulb | Construction | 3.0035 | kg | 10 | 44 | 1 | FALSE | 1 | FALSE |  | 1.05 | 3.0035 | 18.0211 | 5490 | General glazing, glass (toughened) |  | 20 | D3 | 0 | 0 | 0 | 0 | 0 | 0 | 0 | 0 | 0
| Civic Offices | Services LED light fitting | 1701331 | 8404313 | 5.8 | Electrical installations | glass bulb | Construction | 3.0035 | kg | 10 | 44 | 1 | FALSE | 1 | FALSE |  | 1.05 | 3.0035 | 18.0211 | 5490 | General glazing, glass (toughened) |  | 20 | D4 | 0 | 0 | 0 | 0 | 0 | 0 | 0 | 0 | 0
| Civic Offices | Services LED light fitting | 1701331 | 8404313 | 5.8 | Electrical installations | glass bulb | Construction | 3.0035 | kg | 10 | 44 | 1 | FALSE | 1 | FALSE |  | 1.05 | 3.0035 | 18.0211 | 5490 | General glazing, glass (toughened) |  | 30 | B4B5 | 3.6234 | 3.4231e-07 | 0.033929 | 0.0043179 | 0.0020881 | 2.2699e-05 | 44.6718 | 25.1268 | 0.017584
| Civic Offices | Services LED light fitting | 1701331 | 8404313 | 5.8 | Electrical installations | glass bulb | Construction | 3.0035 | kg | 10 | 44 | 1 | FALSE | 1 | FALSE |  | 1.05 | 3.0035 | 18.0211 | 5490 | General glazing, glass (toughened) |  | 30 | D2 | 0 | 0 | 0 | 0 | 0 | 0 | 0 | 0 | 0
| Civic Offices | Services LED light fitting | 1701331 | 8404313 | 5.8 | Electrical installations | glass bulb | Construction | 3.0035 | kg | 10 | 44 | 1 | FALSE | 1 | FALSE |  | 1.05 | 3.0035 | 18.0211 | 5490 | General glazing, glass (toughened) |  | 30 | D3 | 0 | 0 | 0 | 0 | 0 | 0 | 0 | 0 | 0
| Civic Offices | Services LED light fitting | 1701331 | 8404313 | 5.8 | Electrical installations | glass bulb | Construction | 3.0035 | kg | 10 | 44 | 1 | FALSE | 1 | FALSE |  | 1.05 | 3.0035 | 18.0211 | 5490 | General glazing, glass (toughened) |  | 30 | D4 | 0 | 0 | 0 | 0 | 0 | 0 | 0 | 0 | 0
| Civic Offices | Services LED light fitting | 1701331 | 8404313 | 5.8 | Electrical installations | glass bulb | Construction | 3.0035 | kg | 10 | 44 | 1 | FALSE | 1 | FALSE |  | 1.05 | 3.0035 | 18.0211 | 5490 | General glazing, glass (toughened) |  | 40 | B4B5 | 3.6234 | 3.4231e-07 | 0.033929 | 0.0043179 | 0.0020881 | 2.2699e-05 | 44.6718 | 25.1268 | 0.017584
| Civic Offices | Services LED light fitting | 1701331 | 8404313 | 5.8 | Electrical installations | glass bulb | Construction | 3.0035 | kg | 10 | 44 | 1 | FALSE | 1 | FALSE |  | 1.05 | 3.0035 | 18.0211 | 5490 | General glazing, glass (toughened) |  | 40 | D2 | 0 | 0 | 0 | 0 | 0 | 0 | 0 | 0 | 0
| Civic Offices | Services LED light fitting | 1701331 | 8404313 | 5.8 | Electrical installations | glass bulb | Construction | 3.0035 | kg | 10 | 44 | 1 | FALSE | 1 | FALSE |  | 1.05 | 3.0035 | 18.0211 | 5490 | General glazing, glass (toughened) |  | 40 | D3 | 0 | 0 | 0 | 0 | 0 | 0 | 0 | 0 | 0
| Civic Offices | Services LED light fitting | 1701331 | 8404313 | 5.8 | Electrical installations | glass bulb | Construction | 3.0035 | kg | 10 | 44 | 1 | FALSE | 1 | FALSE |  | 1.05 | 3.0035 | 18.0211 | 5490 | General glazing, glass (toughened) |  | 40 | D4 | 0 | 0 | 0 | 0 | 0 | 0 | 0 | 0 | 0
| Civic Offices | Services LED light fitting | 1701331 | 8404313 | 5.8 | Electrical installations | glass bulb | Construction | 3.0035 | kg | 10 | 44 | 1 | FALSE | 1 | FALSE |  | 1.05 | 3.0035 | 18.0211 | 5490 | General glazing, glass (toughened) |  | 50 | B4B5 | 3.6234 | 3.4231e-07 | 0.033929 | 0.0043179 | 0.0020881 | 2.2699e-05 | 44.6718 | 25.1268 | 0.017584
| Civic Offices | Services LED light fitting | 1701331 | 8404313 | 5.8 | Electrical installations | glass bulb | Construction | 3.0035 | kg | 10 | 44 | 1 | FALSE | 1 | FALSE |  | 1.05 | 3.0035 | 18.0211 | 5490 | General glazing, glass (toughened) |  | 50 | D2 | 0 | 0 | 0 | 0 | 0 | 0 | 0 | 0 | 0
| Civic Offices | Services LED light fitting | 1701331 | 8404313 | 5.8 | Electrical installations | glass bulb | Construction | 3.0035 | kg | 10 | 44 | 1 | FALSE | 1 | FALSE |  | 1.05 | 3.0035 | 18.0211 | 5490 | General glazing, glass (toughened) |  | 50 | D3 | 0 | 0 | 0 | 0 | 0 | 0 | 0 | 0 | 0
| Civic Offices | Services LED light fitting | 1701331 | 8404313 | 5.8 | Electrical installations | glass bulb | Construction | 3.0035 | kg | 10 | 44 | 1 | FALSE | 1 | FALSE |  | 1.05 | 3.0035 | 18.0211 | 5490 | General glazing, glass (toughened) |  | 50 | D4 | 0 | 0 | 0 | 0 | 0 | 0 | 0 | 0 | 0
| Civic Offices | Services LED light fitting | 1701331 | 8404314 | 5.8 | Electrical installations | connectors | Construction | 0.14035 | kg | 10 | 44 | 1 | FALSE | 1 | FALSE |  | 1.05 | 0.14035 | 0.84211 | 5014 | Cladding sheet (angle seamed), copper |  | 0 | A1A3 | 1.0146 | 8.4321e-07 | 0.051603 | 0.034446 | 0.0028524 | 0.00023477 | 15.3952 | 3.0053 | 0.032433
| Civic Offices | Services LED light fitting | 1701331 | 8404314 | 5.8 | Electrical installations | connectors | Construction | 0.14035 | kg | 10 | 44 | 1 | FALSE | 1 | FALSE |  | 1.05 | 0.14035 | 0.84211 | 5014 | Cladding sheet (angle seamed), copper |  | 0 | A4 | 0.0028873 | 5.1878e-10 | 9.4541e-06 | 2.5553e-06 | 1.6129e-06 | 1.007e-08 | 0.04304 | 0.0065719 | 1.1882e-05
| Civic Offices | Services LED light fitting | 1701331 | 8404314 | 5.8 | Electrical installations | connectors | Construction | 0.14035 | kg | 10 | 44 | 1 | FALSE | 1 | FALSE |  | 1.05 | 0.14035 | 0.84211 | 5014 | Cladding sheet (angle seamed), copper |  | 0 | A5 | 3.6477e-06 | 9.5517e-13 | 2.5508e-08 | 8.3819e-09 | 4.2328e-09 | 5.1457e-12 | 8.9425e-05 | 0.0010526 | 0
| Civic Offices | Services LED light fitting | 1701331 | 8404314 | 5.8 | Electrical installations | connectors | Construction | 0.14035 | kg | 10 | 44 | 1 | FALSE | 1 | FALSE |  | 1.05 | 0.14035 | 0.84211 | 5014 | Cladding sheet (angle seamed), copper |  | 0 | D2 | 0 | 0 | 0 | 0 | 0 | 0 | 0 | 0 | 0
| Civic Offices | Services LED light fitting | 1701331 | 8404314 | 5.8 | Electrical installations | connectors | Construction | 0.14035 | kg | 10 | 44 | 1 | FALSE | 1 | FALSE |  | 1.05 | 0.14035 | 0.84211 | 5014 | Cladding sheet (angle seamed), copper |  | 0 | D3 | 0 | 0 | 0 | 0 | 0 | 0 | 0 | 0 | 0
| Civic Offices | Services LED light fitting | 1701331 | 8404314 | 5.8 | Electrical installations | connectors | Construction | 0.14035 | kg | 10 | 44 | 1 | FALSE | 1 | FALSE |  | 1.05 | 0.14035 | 0.84211 | 5014 | Cladding sheet (angle seamed), copper |  | 0 | D4 | 0 | 0 | 0 | 0 | 0 | 0 | 0 | 0 | 0
| Civic Offices | Services LED light fitting | 1701331 | 8404314 | 5.8 | Electrical installations | connectors | Construction | 0.14035 | kg | 10 | 44 | 1 | FALSE | 1 | FALSE |  | 1.05 | 0.14035 | 0.84211 | 5014 | Cladding sheet (angle seamed), copper |  | 60 | C2 | 0 | 0 | 0 | 0 | 0 | 0 | 0 | 0 | 0
| Civic Offices | Services LED light fitting | 1701331 | 8404314 | 5.8 | Electrical installations | connectors | Construction | 0.14035 | kg | 10 | 44 | 1 | FALSE | 1 | FALSE |  | 1.05 | 0.14035 | 0.84211 | 5014 | Cladding sheet (angle seamed), copper |  | 60 | C4 | 7.2954e-05 | 1.9103e-11 | 5.1016e-07 | 1.6764e-07 | 8.4656e-08 | 1.0291e-10 | 0.0017885 | 0.021053 | 3.6587e-06
| Civic Offices | Services LED light fitting | 1701331 | 8404314 | 5.8 | Electrical installations | connectors | Construction | 0.14035 | kg | 10 | 44 | 1 | FALSE | 1 | FALSE |  | 1.05 | 0.14035 | 0.84211 | 5014 | Cladding sheet (angle seamed), copper |  | 60 | D2 | 0 | 0 | 0 | 0 | 0 | 0 | 0 | 0 | 0
| Civic Offices | Services LED light fitting | 1701331 | 8404314 | 5.8 | Electrical installations | connectors | Construction | 0.14035 | kg | 10 | 44 | 1 | FALSE | 1 | FALSE |  | 1.05 | 0.14035 | 0.84211 | 5014 | Cladding sheet (angle seamed), copper |  | 60 | D3 | 0 | 0 | 0 | 0 | 0 | 0 | 0 | 0 | 0
| Civic Offices | Services LED light fitting | 1701331 | 8404314 | 5.8 | Electrical installations | connectors | Construction | 0.14035 | kg | 10 | 44 | 1 | FALSE | 1 | FALSE |  | 1.05 | 0.14035 | 0.84211 | 5014 | Cladding sheet (angle seamed), copper |  | 60 | D4 | 0 | 0 | 0 | 0 | 0 | 0 | 0 | 0 | 0
| Civic Offices | Services LED light fitting | 1701331 | 8404314 | 5.8 | Electrical installations | connectors | Construction | 0.14035 | kg | 10 | 44 | 1 | FALSE | 1 | FALSE |  | 1.05 | 0.14035 | 0.84211 | 5014 | Cladding sheet (angle seamed), copper |  | 10 | B4B5 | 1.0176 | 8.4374e-07 | 0.051613 | 0.034449 | 0.0028541 | 0.00023478 | 15.4401 | 3.034 | 0.032444
| Civic Offices | Services LED light fitting | 1701331 | 8404314 | 5.8 | Electrical installations | connectors | Construction | 0.14035 | kg | 10 | 44 | 1 | FALSE | 1 | FALSE |  | 1.05 | 0.14035 | 0.84211 | 5014 | Cladding sheet (angle seamed), copper |  | 10 | D2 | 0 | 0 | 0 | 0 | 0 | 0 | 0 | 0 | 0
| Civic Offices | Services LED light fitting | 1701331 | 8404314 | 5.8 | Electrical installations | connectors | Construction | 0.14035 | kg | 10 | 44 | 1 | FALSE | 1 | FALSE |  | 1.05 | 0.14035 | 0.84211 | 5014 | Cladding sheet (angle seamed), copper |  | 10 | D3 | 0 | 0 | 0 | 0 | 0 | 0 | 0 | 0 | 0
| Civic Offices | Services LED light fitting | 1701331 | 8404314 | 5.8 | Electrical installations | connectors | Construction | 0.14035 | kg | 10 | 44 | 1 | FALSE | 1 | FALSE |  | 1.05 | 0.14035 | 0.84211 | 5014 | Cladding sheet (angle seamed), copper |  | 10 | D4 | 0 | 0 | 0 | 0 | 0 | 0 | 0 | 0 | 0
| Civic Offices | Services LED light fitting | 1701331 | 8404314 | 5.8 | Electrical installations | connectors | Construction | 0.14035 | kg | 10 | 44 | 1 | FALSE | 1 | FALSE |  | 1.05 | 0.14035 | 0.84211 | 5014 | Cladding sheet (angle seamed), copper |  | 20 | B4B5 | 1.0176 | 8.4374e-07 | 0.051613 | 0.034449 | 0.0028541 | 0.00023478 | 15.4401 | 3.034 | 0.032444
| Civic Offices | Services LED light fitting | 1701331 | 8404314 | 5.8 | Electrical installations | connectors | Construction | 0.14035 | kg | 10 | 44 | 1 | FALSE | 1 | FALSE |  | 1.05 | 0.14035 | 0.84211 | 5014 | Cladding sheet (angle seamed), copper |  | 20 | D2 | 0 | 0 | 0 | 0 | 0 | 0 | 0 | 0 | 0
| Civic Offices | Services LED light fitting | 1701331 | 8404314 | 5.8 | Electrical installations | connectors | Construction | 0.14035 | kg | 10 | 44 | 1 | FALSE | 1 | FALSE |  | 1.05 | 0.14035 | 0.84211 | 5014 | Cladding sheet (angle seamed), copper |  | 20 | D3 | 0 | 0 | 0 | 0 | 0 | 0 | 0 | 0 | 0
| Civic Offices | Services LED light fitting | 1701331 | 8404314 | 5.8 | Electrical installations | connectors | Construction | 0.14035 | kg | 10 | 44 | 1 | FALSE | 1 | FALSE |  | 1.05 | 0.14035 | 0.84211 | 5014 | Cladding sheet (angle seamed), copper |  | 20 | D4 | 0 | 0 | 0 | 0 | 0 | 0 | 0 | 0 | 0
| Civic Offices | Services LED light fitting | 1701331 | 8404314 | 5.8 | Electrical installations | connectors | Construction | 0.14035 | kg | 10 | 44 | 1 | FALSE | 1 | FALSE |  | 1.05 | 0.14035 | 0.84211 | 5014 | Cladding sheet (angle seamed), copper |  | 30 | B4B5 | 1.0176 | 8.4374e-07 | 0.051613 | 0.034449 | 0.0028541 | 0.00023478 | 15.4401 | 3.034 | 0.032444
| Civic Offices | Services LED light fitting | 1701331 | 8404314 | 5.8 | Electrical installations | connectors | Construction | 0.14035 | kg | 10 | 44 | 1 | FALSE | 1 | FALSE |  | 1.05 | 0.14035 | 0.84211 | 5014 | Cladding sheet (angle seamed), copper |  | 30 | D2 | 0 | 0 | 0 | 0 | 0 | 0 | 0 | 0 | 0
| Civic Offices | Services LED light fitting | 1701331 | 8404314 | 5.8 | Electrical installations | connectors | Construction | 0.14035 | kg | 10 | 44 | 1 | FALSE | 1 | FALSE |  | 1.05 | 0.14035 | 0.84211 | 5014 | Cladding sheet (angle seamed), copper |  | 30 | D3 | 0 | 0 | 0 | 0 | 0 | 0 | 0 | 0 | 0
| Civic Offices | Services LED light fitting | 1701331 | 8404314 | 5.8 | Electrical installations | connectors | Construction | 0.14035 | kg | 10 | 44 | 1 | FALSE | 1 | FALSE |  | 1.05 | 0.14035 | 0.84211 | 5014 | Cladding sheet (angle seamed), copper |  | 30 | D4 | 0 | 0 | 0 | 0 | 0 | 0 | 0 | 0 | 0
| Civic Offices | Services LED light fitting | 1701331 | 8404314 | 5.8 | Electrical installations | connectors | Construction | 0.14035 | kg | 10 | 44 | 1 | FALSE | 1 | FALSE |  | 1.05 | 0.14035 | 0.84211 | 5014 | Cladding sheet (angle seamed), copper |  | 40 | B4B5 | 1.0176 | 8.4374e-07 | 0.051613 | 0.034449 | 0.0028541 | 0.00023478 | 15.4401 | 3.034 | 0.032444
| Civic Offices | Services LED light fitting | 1701331 | 8404314 | 5.8 | Electrical installations | connectors | Construction | 0.14035 | kg | 10 | 44 | 1 | FALSE | 1 | FALSE |  | 1.05 | 0.14035 | 0.84211 | 5014 | Cladding sheet (angle seamed), copper |  | 40 | D2 | 0 | 0 | 0 | 0 | 0 | 0 | 0 | 0 | 0
| Civic Offices | Services LED light fitting | 1701331 | 8404314 | 5.8 | Electrical installations | connectors | Construction | 0.14035 | kg | 10 | 44 | 1 | FALSE | 1 | FALSE |  | 1.05 | 0.14035 | 0.84211 | 5014 | Cladding sheet (angle seamed), copper |  | 40 | D3 | 0 | 0 | 0 | 0 | 0 | 0 | 0 | 0 | 0
| Civic Offices | Services LED light fitting | 1701331 | 8404314 | 5.8 | Electrical installations | connectors | Construction | 0.14035 | kg | 10 | 44 | 1 | FALSE | 1 | FALSE |  | 1.05 | 0.14035 | 0.84211 | 5014 | Cladding sheet (angle seamed), copper |  | 40 | D4 | 0 | 0 | 0 | 0 | 0 | 0 | 0 | 0 | 0
| Civic Offices | Services LED light fitting | 1701331 | 8404314 | 5.8 | Electrical installations | connectors | Construction | 0.14035 | kg | 10 | 44 | 1 | FALSE | 1 | FALSE |  | 1.05 | 0.14035 | 0.84211 | 5014 | Cladding sheet (angle seamed), copper |  | 50 | B4B5 | 1.0176 | 8.4374e-07 | 0.051613 | 0.034449 | 0.0028541 | 0.00023478 | 15.4401 | 3.034 | 0.032444
| Civic Offices | Services LED light fitting | 1701331 | 8404314 | 5.8 | Electrical installations | connectors | Construction | 0.14035 | kg | 10 | 44 | 1 | FALSE | 1 | FALSE |  | 1.05 | 0.14035 | 0.84211 | 5014 | Cladding sheet (angle seamed), copper |  | 50 | D2 | 0 | 0 | 0 | 0 | 0 | 0 | 0 | 0 | 0
| Civic Offices | Services LED light fitting | 1701331 | 8404314 | 5.8 | Electrical installations | connectors | Construction | 0.14035 | kg | 10 | 44 | 1 | FALSE | 1 | FALSE |  | 1.05 | 0.14035 | 0.84211 | 5014 | Cladding sheet (angle seamed), copper |  | 50 | D3 | 0 | 0 | 0 | 0 | 0 | 0 | 0 | 0 | 0
| Civic Offices | Services LED light fitting | 1701331 | 8404314 | 5.8 | Electrical installations | connectors | Construction | 0.14035 | kg | 10 | 44 | 1 | FALSE | 1 | FALSE |  | 1.05 | 0.14035 | 0.84211 | 5014 | Cladding sheet (angle seamed), copper |  | 50 | D4 | 0 | 0 | 0 | 0 | 0 | 0 | 0 | 0 | 0
| Civic Offices | Services LED light fitting | 1701331 | 8404315 | 5.8 | Electrical installations | insulator | Construction | 4.8561 | kg | 10 | 44 | 1 | FALSE | 1 | FALSE |  | 1.1 | 4.8561 | 29.1368 | 5052 | Membrane (breather), polypropylene |  | 0 | A1A3 | 29.3446 | 6.7012e-07 | 0.16527 | 0.047525 | 0.019634 | 3.4433e-05 | 638.8732 | 2.5349 | 0.14478
| Civic Offices | Services LED light fitting | 1701331 | 8404315 | 5.8 | Electrical installations | insulator | Construction | 4.8561 | kg | 10 | 44 | 1 | FALSE | 1 | FALSE |  | 1.1 | 4.8561 | 29.1368 | 5052 | Membrane (breather), polypropylene |  | 0 | A4 | 0.10121 | 1.8185e-08 | 0.00033139 | 8.957e-05 | 5.6535e-05 | 3.5296e-07 | 1.5087 | 0.23036 | 0.00041649
| Civic Offices | Services LED light fitting | 1701331 | 8404315 | 5.8 | Electrical installations | insulator | Construction | 4.8561 | kg | 10 | 44 | 1 | FALSE | 1 | FALSE |  | 1.1 | 4.8561 | 29.1368 | 5052 | Membrane (breather), polypropylene |  | 0 | A5 | 0.012799 | 4.0709e-10 | 1.1785e-05 | 0.0010738 | 3.9103e-06 | 2.2744e-09 | 0.037253 | 0.077698 | 0
| Civic Offices | Services LED light fitting | 1701331 | 8404315 | 5.8 | Electrical installations | insulator | Construction | 4.8561 | kg | 10 | 44 | 1 | FALSE | 1 | FALSE |  | 1.1 | 4.8561 | 29.1368 | 5052 | Membrane (breather), polypropylene |  | 0 | D2 | 0 | 0 | 0 | 0 | 0 | 0 | 0 | 0 | 0
| Civic Offices | Services LED light fitting | 1701331 | 8404315 | 5.8 | Electrical installations | insulator | Construction | 4.8561 | kg | 10 | 44 | 1 | FALSE | 1 | FALSE |  | 1.1 | 4.8561 | 29.1368 | 5052 | Membrane (breather), polypropylene |  | 0 | D3 | 0 | 0 | 0 | 0 | 0 | 0 | 0 | 0 | 0
| Civic Offices | Services LED light fitting | 1701331 | 8404315 | 5.8 | Electrical installations | insulator | Construction | 4.8561 | kg | 10 | 44 | 1 | FALSE | 1 | FALSE |  | 1.1 | 4.8561 | 29.1368 | 5052 | Membrane (breather), polypropylene |  | 0 | D4 | 0 | 0 | 0 | 0 | 0 | 0 | 0 | 0 | 0
| Civic Offices | Services LED light fitting | 1701331 | 8404315 | 5.8 | Electrical installations | insulator | Construction | 4.8561 | kg | 10 | 44 | 1 | FALSE | 1 | FALSE |  | 1.1 | 4.8561 | 29.1368 | 5052 | Membrane (breather), polypropylene |  | 60 | C2 | 0 | 0 | 0 | 0 | 0 | 0 | 0 | 0 | 0
| Civic Offices | Services LED light fitting | 1701331 | 8404315 | 5.8 | Electrical installations | insulator | Construction | 4.8561 | kg | 10 | 44 | 1 | FALSE | 1 | FALSE |  | 1.1 | 4.8561 | 29.1368 | 5052 | Membrane (breather), polypropylene |  | 60 | C4 | 0.12799 | 4.0709e-09 | 0.00011785 | 0.010738 | 3.9103e-05 | 2.2744e-08 | 0.37253 | 0.77698 | 0.0036032
| Civic Offices | Services LED light fitting | 1701331 | 8404315 | 5.8 | Electrical installations | insulator | Construction | 4.8561 | kg | 10 | 44 | 1 | FALSE | 1 | FALSE |  | 1.1 | 4.8561 | 29.1368 | 5052 | Membrane (breather), polypropylene |  | 60 | D2 | 0 | 0 | 0 | 0 | 0 | 0 | 0 | 0 | 0
| Civic Offices | Services LED light fitting | 1701331 | 8404315 | 5.8 | Electrical installations | insulator | Construction | 4.8561 | kg | 10 | 44 | 1 | FALSE | 1 | FALSE |  | 1.1 | 4.8561 | 29.1368 | 5052 | Membrane (breather), polypropylene |  | 60 | D3 | 0 | 0 | 0 | 0 | 0 | 0 | 0 | 0 | 0
| Civic Offices | Services LED light fitting | 1701331 | 8404315 | 5.8 | Electrical installations | insulator | Construction | 4.8561 | kg | 10 | 44 | 1 | FALSE | 1 | FALSE |  | 1.1 | 4.8561 | 29.1368 | 5052 | Membrane (breather), polypropylene |  | 60 | D4 | 0 | 0 | 0 | 0 | 0 | 0 | 0 | 0 | 0
| Civic Offices | Services LED light fitting | 1701331 | 8404315 | 5.8 | Electrical installations | insulator | Construction | 4.8561 | kg | 10 | 44 | 1 | FALSE | 1 | FALSE |  | 1.1 | 4.8561 | 29.1368 | 5052 | Membrane (breather), polypropylene |  | 10 | B4B5 | 29.5866 | 6.9278e-07 | 0.16573 | 0.059426 | 0.019734 | 3.4811e-05 | 640.7916 | 3.6199 | 0.14519
| Civic Offices | Services LED light fitting | 1701331 | 8404315 | 5.8 | Electrical installations | insulator | Construction | 4.8561 | kg | 10 | 44 | 1 | FALSE | 1 | FALSE |  | 1.1 | 4.8561 | 29.1368 | 5052 | Membrane (breather), polypropylene |  | 10 | D2 | 0 | 0 | 0 | 0 | 0 | 0 | 0 | 0 | 0
| Civic Offices | Services LED light fitting | 1701331 | 8404315 | 5.8 | Electrical installations | insulator | Construction | 4.8561 | kg | 10 | 44 | 1 | FALSE | 1 | FALSE |  | 1.1 | 4.8561 | 29.1368 | 5052 | Membrane (breather), polypropylene |  | 10 | D3 | 0 | 0 | 0 | 0 | 0 | 0 | 0 | 0 | 0
| Civic Offices | Services LED light fitting | 1701331 | 8404315 | 5.8 | Electrical installations | insulator | Construction | 4.8561 | kg | 10 | 44 | 1 | FALSE | 1 | FALSE |  | 1.1 | 4.8561 | 29.1368 | 5052 | Membrane (breather), polypropylene |  | 10 | D4 | 0 | 0 | 0 | 0 | 0 | 0 | 0 | 0 | 0
| Civic Offices | Services LED light fitting | 1701331 | 8404315 | 5.8 | Electrical installations | insulator | Construction | 4.8561 | kg | 10 | 44 | 1 | FALSE | 1 | FALSE |  | 1.1 | 4.8561 | 29.1368 | 5052 | Membrane (breather), polypropylene |  | 20 | B4B5 | 29.5866 | 6.9278e-07 | 0.16573 | 0.059426 | 0.019734 | 3.4811e-05 | 640.7916 | 3.6199 | 0.14519
| Civic Offices | Services LED light fitting | 1701331 | 8404315 | 5.8 | Electrical installations | insulator | Construction | 4.8561 | kg | 10 | 44 | 1 | FALSE | 1 | FALSE |  | 1.1 | 4.8561 | 29.1368 | 5052 | Membrane (breather), polypropylene |  | 20 | D2 | 0 | 0 | 0 | 0 | 0 | 0 | 0 | 0 | 0
| Civic Offices | Services LED light fitting | 1701331 | 8404315 | 5.8 | Electrical installations | insulator | Construction | 4.8561 | kg | 10 | 44 | 1 | FALSE | 1 | FALSE |  | 1.1 | 4.8561 | 29.1368 | 5052 | Membrane (breather), polypropylene |  | 20 | D3 | 0 | 0 | 0 | 0 | 0 | 0 | 0 | 0 | 0
| Civic Offices | Services LED light fitting | 1701331 | 8404315 | 5.8 | Electrical installations | insulator | Construction | 4.8561 | kg | 10 | 44 | 1 | FALSE | 1 | FALSE |  | 1.1 | 4.8561 | 29.1368 | 5052 | Membrane (breather), polypropylene |  | 20 | D4 | 0 | 0 | 0 | 0 | 0 | 0 | 0 | 0 | 0
| Civic Offices | Services LED light fitting | 1701331 | 8404315 | 5.8 | Electrical installations | insulator | Construction | 4.8561 | kg | 10 | 44 | 1 | FALSE | 1 | FALSE |  | 1.1 | 4.8561 | 29.1368 | 5052 | Membrane (breather), polypropylene |  | 30 | B4B5 | 29.5866 | 6.9278e-07 | 0.16573 | 0.059426 | 0.019734 | 3.4811e-05 | 640.7916 | 3.6199 | 0.14519
| Civic Offices | Services LED light fitting | 1701331 | 8404315 | 5.8 | Electrical installations | insulator | Construction | 4.8561 | kg | 10 | 44 | 1 | FALSE | 1 | FALSE |  | 1.1 | 4.8561 | 29.1368 | 5052 | Membrane (breather), polypropylene |  | 30 | D2 | 0 | 0 | 0 | 0 | 0 | 0 | 0 | 0 | 0
| Civic Offices | Services LED light fitting | 1701331 | 8404315 | 5.8 | Electrical installations | insulator | Construction | 4.8561 | kg | 10 | 44 | 1 | FALSE | 1 | FALSE |  | 1.1 | 4.8561 | 29.1368 | 5052 | Membrane (breather), polypropylene |  | 30 | D3 | 0 | 0 | 0 | 0 | 0 | 0 | 0 | 0 | 0
| Civic Offices | Services LED light fitting | 1701331 | 8404315 | 5.8 | Electrical installations | insulator | Construction | 4.8561 | kg | 10 | 44 | 1 | FALSE | 1 | FALSE |  | 1.1 | 4.8561 | 29.1368 | 5052 | Membrane (breather), polypropylene |  | 30 | D4 | 0 | 0 | 0 | 0 | 0 | 0 | 0 | 0 | 0
| Civic Offices | Services LED light fitting | 1701331 | 8404315 | 5.8 | Electrical installations | insulator | Construction | 4.8561 | kg | 10 | 44 | 1 | FALSE | 1 | FALSE |  | 1.1 | 4.8561 | 29.1368 | 5052 | Membrane (breather), polypropylene |  | 40 | B4B5 | 29.5866 | 6.9278e-07 | 0.16573 | 0.059426 | 0.019734 | 3.4811e-05 | 640.7916 | 3.6199 | 0.14519
| Civic Offices | Services LED light fitting | 1701331 | 8404315 | 5.8 | Electrical installations | insulator | Construction | 4.8561 | kg | 10 | 44 | 1 | FALSE | 1 | FALSE |  | 1.1 | 4.8561 | 29.1368 | 5052 | Membrane (breather), polypropylene |  | 40 | D2 | 0 | 0 | 0 | 0 | 0 | 0 | 0 | 0 | 0
| Civic Offices | Services LED light fitting | 1701331 | 8404315 | 5.8 | Electrical installations | insulator | Construction | 4.8561 | kg | 10 | 44 | 1 | FALSE | 1 | FALSE |  | 1.1 | 4.8561 | 29.1368 | 5052 | Membrane (breather), polypropylene |  | 40 | D3 | 0 | 0 | 0 | 0 | 0 | 0 | 0 | 0 | 0
| Civic Offices | Services LED light fitting | 1701331 | 8404315 | 5.8 | Electrical installations | insulator | Construction | 4.8561 | kg | 10 | 44 | 1 | FALSE | 1 | FALSE |  | 1.1 | 4.8561 | 29.1368 | 5052 | Membrane (breather), polypropylene |  | 40 | D4 | 0 | 0 | 0 | 0 | 0 | 0 | 0 | 0 | 0
| Civic Offices | Services LED light fitting | 1701331 | 8404315 | 5.8 | Electrical installations | insulator | Construction | 4.8561 | kg | 10 | 44 | 1 | FALSE | 1 | FALSE |  | 1.1 | 4.8561 | 29.1368 | 5052 | Membrane (breather), polypropylene |  | 50 | B4B5 | 29.5866 | 6.9278e-07 | 0.16573 | 0.059426 | 0.019734 | 3.4811e-05 | 640.7916 | 3.6199 | 0.14519
| Civic Offices | Services LED light fitting | 1701331 | 8404315 | 5.8 | Electrical installations | insulator | Construction | 4.8561 | kg | 10 | 44 | 1 | FALSE | 1 | FALSE |  | 1.1 | 4.8561 | 29.1368 | 5052 | Membrane (breather), polypropylene |  | 50 | D2 | 0 | 0 | 0 | 0 | 0 | 0 | 0 | 0 | 0
| Civic Offices | Services LED light fitting | 1701331 | 8404315 | 5.8 | Electrical installations | insulator | Construction | 4.8561 | kg | 10 | 44 | 1 | FALSE | 1 | FALSE |  | 1.1 | 4.8561 | 29.1368 | 5052 | Membrane (breather), polypropylene |  | 50 | D3 | 0 | 0 | 0 | 0 | 0 | 0 | 0 | 0 | 0
| Civic Offices | Services LED light fitting | 1701331 | 8404315 | 5.8 | Electrical installations | insulator | Construction | 4.8561 | kg | 10 | 44 | 1 | FALSE | 1 | FALSE |  | 1.1 | 4.8561 | 29.1368 | 5052 | Membrane (breather), polypropylene |  | 50 | D4 | 0 | 0 | 0 | 0 | 0 | 0 | 0 | 0 | 0
| Civic Offices | Services LED light fitting | 1701331 | 8404316 | 5.8 | Electrical installations | plates | Construction | 3.4246 | kg | 10 | 44 | 1 | FALSE | 1 | FALSE |  | 1.05 | 3.4246 | 20.5474 | 5168 | Fencing (posts, square section), steel (galvanized) |  | 0 | A1A3 | 9.3434 | 6.3513e-07 | 0.15274 | 0.047676 | 0.0089881 | 0.0022032 | 125.7794 | 7.0598 | 0.18204
| Civic Offices | Services LED light fitting | 1701331 | 8404316 | 5.8 | Electrical installations | plates | Construction | 3.4246 | kg | 10 | 44 | 1 | FALSE | 1 | FALSE |  | 1.05 | 3.4246 | 20.5474 | 5168 | Fencing (posts, square section), steel (galvanized) |  | 0 | A4 | 0.14925 | 2.0652e-08 | 0.00070961 | 0.00013177 | 9.368e-05 | 3.3237e-07 | 2.1837 | 0.63417 | 0.00060655
| Civic Offices | Services LED light fitting | 1701331 | 8404316 | 5.8 | Electrical installations | plates | Construction | 3.4246 | kg | 10 | 44 | 1 | FALSE | 1 | FALSE |  | 1.05 | 3.4246 | 20.5474 | 5168 | Fencing (posts, square section), steel (galvanized) |  | 0 | A5 | 8.9004e-05 | 2.3306e-11 | 6.224e-07 | 2.0452e-07 | 1.0328e-07 | 1.2555e-10 | 0.002182 | 0.025684 | 0
| Civic Offices | Services LED light fitting | 1701331 | 8404316 | 5.8 | Electrical installations | plates | Construction | 3.4246 | kg | 10 | 44 | 1 | FALSE | 1 | FALSE |  | 1.05 | 3.4246 | 20.5474 | 5168 | Fencing (posts, square section), steel (galvanized) |  | 0 | D2 | 0 | 0 | 0 | 0 | 0 | 0 | 0 | 0 | 0
| Civic Offices | Services LED light fitting | 1701331 | 8404316 | 5.8 | Electrical installations | plates | Construction | 3.4246 | kg | 10 | 44 | 1 | FALSE | 1 | FALSE |  | 1.05 | 3.4246 | 20.5474 | 5168 | Fencing (posts, square section), steel (galvanized) |  | 0 | D3 | 0 | 0 | 0 | 0 | 0 | 0 | 0 | 0 | 0
| Civic Offices | Services LED light fitting | 1701331 | 8404316 | 5.8 | Electrical installations | plates | Construction | 3.4246 | kg | 10 | 44 | 1 | FALSE | 1 | FALSE |  | 1.05 | 3.4246 | 20.5474 | 5168 | Fencing (posts, square section), steel (galvanized) |  | 0 | D4 | 0 | 0 | 0 | 0 | 0 | 0 | 0 | 0 | 0
| Civic Offices | Services LED light fitting | 1701331 | 8404316 | 5.8 | Electrical installations | plates | Construction | 3.4246 | kg | 10 | 44 | 1 | FALSE | 1 | FALSE |  | 1.05 | 3.4246 | 20.5474 | 5168 | Fencing (posts, square section), steel (galvanized) |  | 60 | C2 | 0 | 0 | 0 | 0 | 0 | 0 | 0 | 0 | 0
| Civic Offices | Services LED light fitting | 1701331 | 8404316 | 5.8 | Electrical installations | plates | Construction | 3.4246 | kg | 10 | 44 | 1 | FALSE | 1 | FALSE |  | 1.05 | 3.4246 | 20.5474 | 5168 | Fencing (posts, square section), steel (galvanized) |  | 60 | C4 | 0.0017801 | 4.6612e-10 | 1.2448e-05 | 4.0904e-06 | 2.0656e-06 | 2.5111e-09 | 0.04364 | 0.51368 | 8.9272e-05
| Civic Offices | Services LED light fitting | 1701331 | 8404316 | 5.8 | Electrical installations | plates | Construction | 3.4246 | kg | 10 | 44 | 1 | FALSE | 1 | FALSE |  | 1.05 | 3.4246 | 20.5474 | 5168 | Fencing (posts, square section), steel (galvanized) |  | 60 | D2 | 0 | 0 | 0 | 0 | 0 | 0 | 0 | 0 | 0
| Civic Offices | Services LED light fitting | 1701331 | 8404316 | 5.8 | Electrical installations | plates | Construction | 3.4246 | kg | 10 | 44 | 1 | FALSE | 1 | FALSE |  | 1.05 | 3.4246 | 20.5474 | 5168 | Fencing (posts, square section), steel (galvanized) |  | 60 | D3 | 0 | 0 | 0 | 0 | 0 | 0 | 0 | 0 | 0
| Civic Offices | Services LED light fitting | 1701331 | 8404316 | 5.8 | Electrical installations | plates | Construction | 3.4246 | kg | 10 | 44 | 1 | FALSE | 1 | FALSE |  | 1.05 | 3.4246 | 20.5474 | 5168 | Fencing (posts, square section), steel (galvanized) |  | 60 | D4 | 0 | 0 | 0 | 0 | 0 | 0 | 0 | 0 | 0
| Civic Offices | Services LED light fitting | 1701331 | 8404316 | 5.8 | Electrical installations | plates | Construction | 3.4246 | kg | 10 | 44 | 1 | FALSE | 1 | FALSE |  | 1.05 | 3.4246 | 20.5474 | 5168 | Fencing (posts, square section), steel (galvanized) |  | 10 | B4B5 | 9.4945 | 6.5627e-07 | 0.15346 | 0.047812 | 0.009084 | 0.0022036 | 128.0089 | 8.2333 | 0.18265
| Civic Offices | Services LED light fitting | 1701331 | 8404316 | 5.8 | Electrical installations | plates | Construction | 3.4246 | kg | 10 | 44 | 1 | FALSE | 1 | FALSE |  | 1.05 | 3.4246 | 20.5474 | 5168 | Fencing (posts, square section), steel (galvanized) |  | 10 | D2 | 0 | 0 | 0 | 0 | 0 | 0 | 0 | 0 | 0
| Civic Offices | Services LED light fitting | 1701331 | 8404316 | 5.8 | Electrical installations | plates | Construction | 3.4246 | kg | 10 | 44 | 1 | FALSE | 1 | FALSE |  | 1.05 | 3.4246 | 20.5474 | 5168 | Fencing (posts, square section), steel (galvanized) |  | 10 | D3 | 0 | 0 | 0 | 0 | 0 | 0 | 0 | 0 | 0
| Civic Offices | Services LED light fitting | 1701331 | 8404316 | 5.8 | Electrical installations | plates | Construction | 3.4246 | kg | 10 | 44 | 1 | FALSE | 1 | FALSE |  | 1.05 | 3.4246 | 20.5474 | 5168 | Fencing (posts, square section), steel (galvanized) |  | 10 | D4 | 0 | 0 | 0 | 0 | 0 | 0 | 0 | 0 | 0
| Civic Offices | Services LED light fitting | 1701331 | 8404316 | 5.8 | Electrical installations | plates | Construction | 3.4246 | kg | 10 | 44 | 1 | FALSE | 1 | FALSE |  | 1.05 | 3.4246 | 20.5474 | 5168 | Fencing (posts, square section), steel (galvanized) |  | 20 | B4B5 | 9.4945 | 6.5627e-07 | 0.15346 | 0.047812 | 0.009084 | 0.0022036 | 128.0089 | 8.2333 | 0.18265
| Civic Offices | Services LED light fitting | 1701331 | 8404316 | 5.8 | Electrical installations | plates | Construction | 3.4246 | kg | 10 | 44 | 1 | FALSE | 1 | FALSE |  | 1.05 | 3.4246 | 20.5474 | 5168 | Fencing (posts, square section), steel (galvanized) |  | 20 | D2 | 0 | 0 | 0 | 0 | 0 | 0 | 0 | 0 | 0
| Civic Offices | Services LED light fitting | 1701331 | 8404316 | 5.8 | Electrical installations | plates | Construction | 3.4246 | kg | 10 | 44 | 1 | FALSE | 1 | FALSE |  | 1.05 | 3.4246 | 20.5474 | 5168 | Fencing (posts, square section), steel (galvanized) |  | 20 | D3 | 0 | 0 | 0 | 0 | 0 | 0 | 0 | 0 | 0
| Civic Offices | Services LED light fitting | 1701331 | 8404316 | 5.8 | Electrical installations | plates | Construction | 3.4246 | kg | 10 | 44 | 1 | FALSE | 1 | FALSE |  | 1.05 | 3.4246 | 20.5474 | 5168 | Fencing (posts, square section), steel (galvanized) |  | 20 | D4 | 0 | 0 | 0 | 0 | 0 | 0 | 0 | 0 | 0
| Civic Offices | Services LED light fitting | 1701331 | 8404316 | 5.8 | Electrical installations | plates | Construction | 3.4246 | kg | 10 | 44 | 1 | FALSE | 1 | FALSE |  | 1.05 | 3.4246 | 20.5474 | 5168 | Fencing (posts, square section), steel (galvanized) |  | 30 | B4B5 | 9.4945 | 6.5627e-07 | 0.15346 | 0.047812 | 0.009084 | 0.0022036 | 128.0089 | 8.2333 | 0.18265
| Civic Offices | Services LED light fitting | 1701331 | 8404316 | 5.8 | Electrical installations | plates | Construction | 3.4246 | kg | 10 | 44 | 1 | FALSE | 1 | FALSE |  | 1.05 | 3.4246 | 20.5474 | 5168 | Fencing (posts, square section), steel (galvanized) |  | 30 | D2 | 0 | 0 | 0 | 0 | 0 | 0 | 0 | 0 | 0
| Civic Offices | Services LED light fitting | 1701331 | 8404316 | 5.8 | Electrical installations | plates | Construction | 3.4246 | kg | 10 | 44 | 1 | FALSE | 1 | FALSE |  | 1.05 | 3.4246 | 20.5474 | 5168 | Fencing (posts, square section), steel (galvanized) |  | 30 | D3 | 0 | 0 | 0 | 0 | 0 | 0 | 0 | 0 | 0
| Civic Offices | Services LED light fitting | 1701331 | 8404316 | 5.8 | Electrical installations | plates | Construction | 3.4246 | kg | 10 | 44 | 1 | FALSE | 1 | FALSE |  | 1.05 | 3.4246 | 20.5474 | 5168 | Fencing (posts, square section), steel (galvanized) |  | 30 | D4 | 0 | 0 | 0 | 0 | 0 | 0 | 0 | 0 | 0
| Civic Offices | Services LED light fitting | 1701331 | 8404316 | 5.8 | Electrical installations | plates | Construction | 3.4246 | kg | 10 | 44 | 1 | FALSE | 1 | FALSE |  | 1.05 | 3.4246 | 20.5474 | 5168 | Fencing (posts, square section), steel (galvanized) |  | 40 | B4B5 | 9.4945 | 6.5627e-07 | 0.15346 | 0.047812 | 0.009084 | 0.0022036 | 128.0089 | 8.2333 | 0.18265
| Civic Offices | Services LED light fitting | 1701331 | 8404316 | 5.8 | Electrical installations | plates | Construction | 3.4246 | kg | 10 | 44 | 1 | FALSE | 1 | FALSE |  | 1.05 | 3.4246 | 20.5474 | 5168 | Fencing (posts, square section), steel (galvanized) |  | 40 | D2 | 0 | 0 | 0 | 0 | 0 | 0 | 0 | 0 | 0
| Civic Offices | Services LED light fitting | 1701331 | 8404316 | 5.8 | Electrical installations | plates | Construction | 3.4246 | kg | 10 | 44 | 1 | FALSE | 1 | FALSE |  | 1.05 | 3.4246 | 20.5474 | 5168 | Fencing (posts, square section), steel (galvanized) |  | 40 | D3 | 0 | 0 | 0 | 0 | 0 | 0 | 0 | 0 | 0
| Civic Offices | Services LED light fitting | 1701331 | 8404316 | 5.8 | Electrical installations | plates | Construction | 3.4246 | kg | 10 | 44 | 1 | FALSE | 1 | FALSE |  | 1.05 | 3.4246 | 20.5474 | 5168 | Fencing (posts, square section), steel (galvanized) |  | 40 | D4 | 0 | 0 | 0 | 0 | 0 | 0 | 0 | 0 | 0
| Civic Offices | Services LED light fitting | 1701331 | 8404316 | 5.8 | Electrical installations | plates | Construction | 3.4246 | kg | 10 | 44 | 1 | FALSE | 1 | FALSE |  | 1.05 | 3.4246 | 20.5474 | 5168 | Fencing (posts, square section), steel (galvanized) |  | 50 | B4B5 | 9.4945 | 6.5627e-07 | 0.15346 | 0.047812 | 0.009084 | 0.0022036 | 128.0089 | 8.2333 | 0.18265
| Civic Offices | Services LED light fitting | 1701331 | 8404316 | 5.8 | Electrical installations | plates | Construction | 3.4246 | kg | 10 | 44 | 1 | FALSE | 1 | FALSE |  | 1.05 | 3.4246 | 20.5474 | 5168 | Fencing (posts, square section), steel (galvanized) |  | 50 | D2 | 0 | 0 | 0 | 0 | 0 | 0 | 0 | 0 | 0
| Civic Offices | Services LED light fitting | 1701331 | 8404316 | 5.8 | Electrical installations | plates | Construction | 3.4246 | kg | 10 | 44 | 1 | FALSE | 1 | FALSE |  | 1.05 | 3.4246 | 20.5474 | 5168 | Fencing (posts, square section), steel (galvanized) |  | 50 | D3 | 0 | 0 | 0 | 0 | 0 | 0 | 0 | 0 | 0
| Civic Offices | Services LED light fitting | 1701331 | 8404316 | 5.8 | Electrical installations | plates | Construction | 3.4246 | kg | 10 | 44 | 1 | FALSE | 1 | FALSE |  | 1.05 | 3.4246 | 20.5474 | 5168 | Fencing (posts, square section), steel (galvanized) |  | 50 | D4 | 0 | 0 | 0 | 0 | 0 | 0 | 0 | 0 | 0
| Civic Offices | Services electrical wireing | 1701332 | 8404318 | 5.2 | Services equipment | copper wire 6mm siam | Construction | 104.8591 | Linear length Calculation | 30 | 44 | 1 | FALSE | 1 | FALSE |  | 1.03 | 104.8591 | 209.7182 | 5113 | Cladding sheet (plain), copper |  | 0 | A1A3 | 743.6121 | 0.00061798 | 37.819 | 25.2453 | 2.0905 | 0.17206 | 11283.0096 | 2202.571 | 23.7695
| Civic Offices | Services electrical wireing | 1701332 | 8404318 | 5.2 | Services equipment | copper wire 6mm siam | Construction | 104.8591 | Linear length Calculation | 30 | 44 | 1 | FALSE | 1 | FALSE |  | 1.03 | 104.8591 | 209.7182 | 5113 | Cladding sheet (plain), copper |  | 0 | A4 | 2.1161 | 3.8021e-07 | 0.0069288 | 0.0018728 | 0.001182 | 7.3798e-06 | 31.5438 | 4.8165 | 0.008708
| Civic Offices | Services electrical wireing | 1701332 | 8404318 | 5.2 | Services equipment | copper wire 6mm siam | Construction | 104.8591 | Linear length Calculation | 30 | 44 | 1 | FALSE | 1 | FALSE |  | 1.03 | 104.8591 | 209.7182 | 5113 | Cladding sheet (plain), copper |  | 0 | A5 | 0.0016352 | 4.2818e-10 | 1.1435e-05 | 3.7574e-06 | 1.8974e-06 | 2.3067e-09 | 0.040087 | 0.47187 | 0
| Civic Offices | Services electrical wireing | 1701332 | 8404318 | 5.2 | Services equipment | copper wire 6mm siam | Construction | 104.8591 | Linear length Calculation | 30 | 44 | 1 | FALSE | 1 | FALSE |  | 1.03 | 104.8591 | 209.7182 | 5113 | Cladding sheet (plain), copper |  | 0 | D2 | 0 | 0 | 0 | 0 | 0 | 0 | 0 | 0 | 0
| Civic Offices | Services electrical wireing | 1701332 | 8404318 | 5.2 | Services equipment | copper wire 6mm siam | Construction | 104.8591 | Linear length Calculation | 30 | 44 | 1 | FALSE | 1 | FALSE |  | 1.03 | 104.8591 | 209.7182 | 5113 | Cladding sheet (plain), copper |  | 0 | D3 | 0 | 0 | 0 | 0 | 0 | 0 | 0 | 0 | 0
| Civic Offices | Services electrical wireing | 1701332 | 8404318 | 5.2 | Services equipment | copper wire 6mm siam | Construction | 104.8591 | Linear length Calculation | 30 | 44 | 1 | FALSE | 1 | FALSE |  | 1.03 | 104.8591 | 209.7182 | 5113 | Cladding sheet (plain), copper |  | 0 | D4 | 0 | 0 | 0 | 0 | 0 | 0 | 0 | 0 | 0
| Civic Offices | Services electrical wireing | 1701332 | 8404318 | 5.2 | Services equipment | copper wire 6mm siam | Construction | 104.8591 | Linear length Calculation | 30 | 44 | 1 | FALSE | 1 | FALSE |  | 1.03 | 104.8591 | 209.7182 | 5113 | Cladding sheet (plain), copper |  | 60 | C2 | 0 | 0 | 0 | 0 | 0 | 0 | 0 | 0 | 0
| Civic Offices | Services electrical wireing | 1701332 | 8404318 | 5.2 | Services equipment | copper wire 6mm siam | Construction | 104.8591 | Linear length Calculation | 30 | 44 | 1 | FALSE | 1 | FALSE |  | 1.03 | 104.8591 | 209.7182 | 5113 | Cladding sheet (plain), copper |  | 60 | C4 | 0.054506 | 1.4273e-08 | 0.00038115 | 0.00012525 | 6.3248e-05 | 7.6889e-08 | 1.3362 | 15.7289 | 0.0027335
| Civic Offices | Services electrical wireing | 1701332 | 8404318 | 5.2 | Services equipment | copper wire 6mm siam | Construction | 104.8591 | Linear length Calculation | 30 | 44 | 1 | FALSE | 1 | FALSE |  | 1.03 | 104.8591 | 209.7182 | 5113 | Cladding sheet (plain), copper |  | 60 | D2 | 0 | 0 | 0 | 0 | 0 | 0 | 0 | 0 | 0
| Civic Offices | Services electrical wireing | 1701332 | 8404318 | 5.2 | Services equipment | copper wire 6mm siam | Construction | 104.8591 | Linear length Calculation | 30 | 44 | 1 | FALSE | 1 | FALSE |  | 1.03 | 104.8591 | 209.7182 | 5113 | Cladding sheet (plain), copper |  | 60 | D3 | 0 | 0 | 0 | 0 | 0 | 0 | 0 | 0 | 0
| Civic Offices | Services electrical wireing | 1701332 | 8404318 | 5.2 | Services equipment | copper wire 6mm siam | Construction | 104.8591 | Linear length Calculation | 30 | 44 | 1 | FALSE | 1 | FALSE |  | 1.03 | 104.8591 | 209.7182 | 5113 | Cladding sheet (plain), copper |  | 60 | D4 | 0 | 0 | 0 | 0 | 0 | 0 | 0 | 0 | 0
| Civic Offices | Services electrical wireing | 1701332 | 8404318 | 5.2 | Services equipment | copper wire 6mm siam | Construction | 104.8591 | Linear length Calculation | 30 | 44 | 1 | FALSE | 1 | FALSE |  | 1.03 | 104.8591 | 209.7182 | 5113 | Cladding sheet (plain), copper |  | 30 | B4B5 | 745.7843 | 0.00061837 | 37.8263 | 25.2473 | 2.0917 | 0.17207 | 11315.9297 | 2223.5883 | 23.7782
| Civic Offices | Services electrical wireing | 1701332 | 8404318 | 5.2 | Services equipment | copper wire 6mm siam | Construction | 104.8591 | Linear length Calculation | 30 | 44 | 1 | FALSE | 1 | FALSE |  | 1.03 | 104.8591 | 209.7182 | 5113 | Cladding sheet (plain), copper |  | 30 | D2 | 0 | 0 | 0 | 0 | 0 | 0 | 0 | 0 | 0
| Civic Offices | Services electrical wireing | 1701332 | 8404318 | 5.2 | Services equipment | copper wire 6mm siam | Construction | 104.8591 | Linear length Calculation | 30 | 44 | 1 | FALSE | 1 | FALSE |  | 1.03 | 104.8591 | 209.7182 | 5113 | Cladding sheet (plain), copper |  | 30 | D3 | 0 | 0 | 0 | 0 | 0 | 0 | 0 | 0 | 0
| Civic Offices | Services electrical wireing | 1701332 | 8404318 | 5.2 | Services equipment | copper wire 6mm siam | Construction | 104.8591 | Linear length Calculation | 30 | 44 | 1 | FALSE | 1 | FALSE |  | 1.03 | 104.8591 | 209.7182 | 5113 | Cladding sheet (plain), copper |  | 30 | D4 | 0 | 0 | 0 | 0 | 0 | 0 | 0 | 0 | 0
| Civic Offices | Services electrical wireing | 1701332 | 8404319 | 5.2 | Services equipment | conduit 20mm | Construction | 80.6364 | Linear length Calculation | 30 | 44 | 1 | FALSE | 1 | FALSE |  | 1.05 | 80.6364 | 161.2728 | 5377 | Roof membrane (single ply), PVC |  | 0 | A1A3 | 176.617 | 1.4432e-05 | 0.9982 | 0.26371 | 0.21856 | 0.0026103 | 4801.7434 | 766.6809 | 1.4983
| Civic Offices | Services electrical wireing | 1701332 | 8404319 | 5.2 | Services equipment | conduit 20mm | Construction | 80.6364 | Linear length Calculation | 30 | 44 | 1 | FALSE | 1 | FALSE |  | 1.05 | 80.6364 | 161.2728 | 5377 | Roof membrane (single ply), PVC |  | 0 | A4 | 1.6042 | 2.8823e-07 | 0.0052526 | 0.0014197 | 0.0008961 | 5.5946e-06 | 23.9129 | 3.6513 | 0.0066014
| Civic Offices | Services electrical wireing | 1701332 | 8404319 | 5.2 | Services equipment | conduit 20mm | Construction | 80.6364 | Linear length Calculation | 30 | 44 | 1 | FALSE | 1 | FALSE |  | 1.05 | 80.6364 | 161.2728 | 5377 | Roof membrane (single ply), PVC |  | 0 | A5 | 0.077444 | 3.3196e-09 | 0.00024672 | 0.0045798 | 2.6977e-05 | 1.8106e-08 | 0.30792 | 0.60477 | 0
| Civic Offices | Services electrical wireing | 1701332 | 8404319 | 5.2 | Services equipment | conduit 20mm | Construction | 80.6364 | Linear length Calculation | 30 | 44 | 1 | FALSE | 1 | FALSE |  | 1.05 | 80.6364 | 161.2728 | 5377 | Roof membrane (single ply), PVC |  | 0 | D2 | 0 | 0 | 0 | 0 | 0 | 0 | 0 | 0 | 0
| Civic Offices | Services electrical wireing | 1701332 | 8404319 | 5.2 | Services equipment | conduit 20mm | Construction | 80.6364 | Linear length Calculation | 30 | 44 | 1 | FALSE | 1 | FALSE |  | 1.05 | 80.6364 | 161.2728 | 5377 | Roof membrane (single ply), PVC |  | 0 | D3 | 0 | 0 | 0 | 0 | 0 | 0 | 0 | 0 | 0
| Civic Offices | Services electrical wireing | 1701332 | 8404319 | 5.2 | Services equipment | conduit 20mm | Construction | 80.6364 | Linear length Calculation | 30 | 44 | 1 | FALSE | 1 | FALSE |  | 1.05 | 80.6364 | 161.2728 | 5377 | Roof membrane (single ply), PVC |  | 0 | D4 | 0 | 0 | 0 | 0 | 0 | 0 | 0 | 0 | 0
| Civic Offices | Services electrical wireing | 1701332 | 8404319 | 5.2 | Services equipment | conduit 20mm | Construction | 80.6364 | Linear length Calculation | 30 | 44 | 1 | FALSE | 1 | FALSE |  | 1.05 | 80.6364 | 161.2728 | 5377 | Roof membrane (single ply), PVC |  | 60 | C2 | 0 | 0 | 0 | 0 | 0 | 0 | 0 | 0 | 0
| Civic Offices | Services electrical wireing | 1701332 | 8404319 | 5.2 | Services equipment | conduit 20mm | Construction | 80.6364 | Linear length Calculation | 30 | 44 | 1 | FALSE | 1 | FALSE |  | 1.05 | 80.6364 | 161.2728 | 5377 | Roof membrane (single ply), PVC |  | 60 | C4 | 1.5489 | 6.6392e-08 | 0.0049345 | 0.091596 | 0.00053953 | 3.6211e-07 | 6.1585 | 12.0955 | 0.037811
| Civic Offices | Services electrical wireing | 1701332 | 8404319 | 5.2 | Services equipment | conduit 20mm | Construction | 80.6364 | Linear length Calculation | 30 | 44 | 1 | FALSE | 1 | FALSE |  | 1.05 | 80.6364 | 161.2728 | 5377 | Roof membrane (single ply), PVC |  | 60 | D2 | 0 | 0 | 0 | 0 | 0 | 0 | 0 | 0 | 0
| Civic Offices | Services electrical wireing | 1701332 | 8404319 | 5.2 | Services equipment | conduit 20mm | Construction | 80.6364 | Linear length Calculation | 30 | 44 | 1 | FALSE | 1 | FALSE |  | 1.05 | 80.6364 | 161.2728 | 5377 | Roof membrane (single ply), PVC |  | 60 | D3 | 0 | 0 | 0 | 0 | 0 | 0 | 0 | 0 | 0
| Civic Offices | Services electrical wireing | 1701332 | 8404319 | 5.2 | Services equipment | conduit 20mm | Construction | 80.6364 | Linear length Calculation | 30 | 44 | 1 | FALSE | 1 | FALSE |  | 1.05 | 80.6364 | 161.2728 | 5377 | Roof membrane (single ply), PVC |  | 60 | D4 | 0 | 0 | 0 | 0 | 0 | 0 | 0 | 0 | 0
| Civic Offices | Services electrical wireing | 1701332 | 8404319 | 5.2 | Services equipment | conduit 20mm | Construction | 80.6364 | Linear length Calculation | 30 | 44 | 1 | FALSE | 1 | FALSE |  | 1.05 | 80.6364 | 161.2728 | 5377 | Roof membrane (single ply), PVC |  | 30 | B4B5 | 179.8475 | 1.479e-05 | 1.0086 | 0.3613 | 0.22002 | 0.0026163 | 4832.1227 | 783.0325 | 1.5049
| Civic Offices | Services electrical wireing | 1701332 | 8404319 | 5.2 | Services equipment | conduit 20mm | Construction | 80.6364 | Linear length Calculation | 30 | 44 | 1 | FALSE | 1 | FALSE |  | 1.05 | 80.6364 | 161.2728 | 5377 | Roof membrane (single ply), PVC |  | 30 | D2 | 0 | 0 | 0 | 0 | 0 | 0 | 0 | 0 | 0
| Civic Offices | Services electrical wireing | 1701332 | 8404319 | 5.2 | Services equipment | conduit 20mm | Construction | 80.6364 | Linear length Calculation | 30 | 44 | 1 | FALSE | 1 | FALSE |  | 1.05 | 80.6364 | 161.2728 | 5377 | Roof membrane (single ply), PVC |  | 30 | D3 | 0 | 0 | 0 | 0 | 0 | 0 | 0 | 0 | 0
| Civic Offices | Services electrical wireing | 1701332 | 8404319 | 5.2 | Services equipment | conduit 20mm | Construction | 80.6364 | Linear length Calculation | 30 | 44 | 1 | FALSE | 1 | FALSE |  | 1.05 | 80.6364 | 161.2728 | 5377 | Roof membrane (single ply), PVC |  | 30 | D4 | 0 | 0 | 0 | 0 | 0 | 0 | 0 | 0 | 0
| Civic Offices | Cubicles: details to be stated. (WC, Commercial Cubicle) | 1701364 | 8404502 | 4.1 | Fittings, furnishings and equipment | Fittings (brush, handrail roll hoddlers, paper bin etc) | Construction | 24 | kg | 80 | 44 | 1 | FALSE | 1 | FALSE |  | 1.05 | 24 | 24 | 5135 | General sheet, steel (enamelled) |  | 0 | A1A3 | 81.6942 | 5.0758e-06 | 0.42247 | 0.23275 | 0.06677 | 0.0025121 | 1116.8822 | 49.4763 | 0.82553
| Civic Offices | Cubicles: details to be stated. (WC, Commercial Cubicle) | 1701364 | 8404502 | 4.1 | Fittings, furnishings and equipment | Fittings (brush, handrail roll hoddlers, paper bin etc) | Construction | 24 | kg | 80 | 44 | 1 | FALSE | 1 | FALSE |  | 1.05 | 24 | 24 | 5135 | General sheet, steel (enamelled) |  | 0 | A4 | 1.046 | 1.4474e-07 | 0.0049731 | 0.00092345 | 0.00065653 | 2.3293e-06 | 15.3037 | 4.4444 | 0.0042508
| Civic Offices | Cubicles: details to be stated. (WC, Commercial Cubicle) | 1701364 | 8404502 | 4.1 | Fittings, furnishings and equipment | Fittings (brush, handrail roll hoddlers, paper bin etc) | Construction | 24 | kg | 80 | 44 | 1 | FALSE | 1 | FALSE |  | 1.05 | 24 | 24 | 5135 | General sheet, steel (enamelled) |  | 0 | A5 | 0.00062376 | 1.6333e-10 | 4.3619e-06 | 1.4333e-06 | 7.2381e-07 | 8.7991e-10 | 0.015292 | 0.18 | 0
| Civic Offices | Cubicles: details to be stated. (WC, Commercial Cubicle) | 1701364 | 8404502 | 4.1 | Fittings, furnishings and equipment | Fittings (brush, handrail roll hoddlers, paper bin etc) | Construction | 24 | kg | 80 | 44 | 1 | FALSE | 1 | FALSE |  | 1.05 | 24 | 24 | 5135 | General sheet, steel (enamelled) |  | 0 | D2 | 0 | 0 | 0 | 0 | 0 | 0 | 0 | 0 | 0
| Civic Offices | Cubicles: details to be stated. (WC, Commercial Cubicle) | 1701364 | 8404502 | 4.1 | Fittings, furnishings and equipment | Fittings (brush, handrail roll hoddlers, paper bin etc) | Construction | 24 | kg | 80 | 44 | 1 | FALSE | 1 | FALSE |  | 1.05 | 24 | 24 | 5135 | General sheet, steel (enamelled) |  | 0 | D3 | 0 | 0 | 0 | 0 | 0 | 0 | 0 | 0 | 0
| Civic Offices | Cubicles: details to be stated. (WC, Commercial Cubicle) | 1701364 | 8404502 | 4.1 | Fittings, furnishings and equipment | Fittings (brush, handrail roll hoddlers, paper bin etc) | Construction | 24 | kg | 80 | 44 | 1 | FALSE | 1 | FALSE |  | 1.05 | 24 | 24 | 5135 | General sheet, steel (enamelled) |  | 0 | D4 | 0 | 0 | 0 | 0 | 0 | 0 | 0 | 0 | 0
| Civic Offices | Cubicles: details to be stated. (WC, Commercial Cubicle) | 1701364 | 8404502 | 4.1 | Fittings, furnishings and equipment | Fittings (brush, handrail roll hoddlers, paper bin etc) | Construction | 24 | kg | 80 | 44 | 1 | FALSE | 1 | FALSE |  | 1.05 | 24 | 24 | 5135 | General sheet, steel (enamelled) |  | 60 | C2 | 0 | 0 | 0 | 0 | 0 | 0 | 0 | 0 | 0
| Civic Offices | Cubicles: details to be stated. (WC, Commercial Cubicle) | 1701364 | 8404502 | 4.1 | Fittings, furnishings and equipment | Fittings (brush, handrail roll hoddlers, paper bin etc) | Construction | 24 | kg | 80 | 44 | 1 | FALSE | 1 | FALSE |  | 1.05 | 24 | 24 | 5135 | General sheet, steel (enamelled) |  | 60 | C4 | 0.012475 | 3.2667e-09 | 8.7238e-05 | 2.8666e-05 | 1.4476e-05 | 1.7598e-08 | 0.30583 | 3.6 | 0.00062563
| Civic Offices | Cubicles: details to be stated. (WC, Commercial Cubicle) | 1701364 | 8404502 | 4.1 | Fittings, furnishings and equipment | Fittings (brush, handrail roll hoddlers, paper bin etc) | Construction | 24 | kg | 80 | 44 | 1 | FALSE | 1 | FALSE |  | 1.05 | 24 | 24 | 5135 | General sheet, steel (enamelled) |  | 60 | D2 | 0 | 0 | 0 | 0 | 0 | 0 | 0 | 0 | 0
| Civic Offices | Cubicles: details to be stated. (WC, Commercial Cubicle) | 1701364 | 8404502 | 4.1 | Fittings, furnishings and equipment | Fittings (brush, handrail roll hoddlers, paper bin etc) | Construction | 24 | kg | 80 | 44 | 1 | FALSE | 1 | FALSE |  | 1.05 | 24 | 24 | 5135 | General sheet, steel (enamelled) |  | 60 | D3 | 0 | 0 | 0 | 0 | 0 | 0 | 0 | 0 | 0
| Civic Offices | Cubicles: details to be stated. (WC, Commercial Cubicle) | 1701364 | 8404502 | 4.1 | Fittings, furnishings and equipment | Fittings (brush, handrail roll hoddlers, paper bin etc) | Construction | 24 | kg | 80 | 44 | 1 | FALSE | 1 | FALSE |  | 1.05 | 24 | 24 | 5135 | General sheet, steel (enamelled) |  | 60 | D4 | 0 | 0 | 0 | 0 | 0 | 0 | 0 | 0 | 0
| Civic Offices | WC | 1701365 | 8404504 | 5.2 | Services equipment | Proxy for ceramic WC | Construction | 552 | kg | 25 | 44 | 1 | FALSE | 1 | FALSE |  | 1.06 | 552 | 1656 | 5101 | Floor finish (tiles), ceramic |  | 0 | A1A3 | 350.011 | 4.0403e-05 | 2.2067 | 0.57288 | 0.18042 | 0.028557 | 5482.7025 | 873.8805 | 2.9492
| Civic Offices | WC | 1701365 | 8404504 | 5.2 | Services equipment | Proxy for ceramic WC | Construction | 552 | kg | 25 | 44 | 1 | FALSE | 1 | FALSE |  | 1.06 | 552 | 1656 | 5101 | Floor finish (tiles), ceramic |  | 0 | A4 | 11.2121 | 2.0145e-06 | 0.036712 | 0.0099227 | 0.0062631 | 3.9102e-05 | 167.1339 | 25.5201 | 0.046139
| Civic Offices | WC | 1701365 | 8404504 | 5.2 | Services equipment | Proxy for ceramic WC | Construction | 552 | kg | 25 | 44 | 1 | FALSE | 1 | FALSE |  | 1.06 | 552 | 1656 | 5101 | Floor finish (tiles), ceramic |  | 0 | A5 | 0.042986 | 1.4818e-08 | 0.00033106 | 8.1745e-05 | 5.719e-05 | 4.6467e-08 | 1.2485 | 4.968 | 0
| Civic Offices | WC | 1701365 | 8404504 | 5.2 | Services equipment | Proxy for ceramic WC | Construction | 552 | kg | 25 | 44 | 1 | FALSE | 1 | FALSE |  | 1.06 | 552 | 1656 | 5101 | Floor finish (tiles), ceramic |  | 0 | D2 | 0 | 0 | 0 | 0 | 0 | 0 | 0 | 0 | 0
| Civic Offices | WC | 1701365 | 8404504 | 5.2 | Services equipment | Proxy for ceramic WC | Construction | 552 | kg | 25 | 44 | 1 | FALSE | 1 | FALSE |  | 1.06 | 552 | 1656 | 5101 | Floor finish (tiles), ceramic |  | 0 | D3 | 0 | 0 | 0 | 0 | 0 | 0 | 0 | 0 | 0
| Civic Offices | WC | 1701365 | 8404504 | 5.2 | Services equipment | Proxy for ceramic WC | Construction | 552 | kg | 25 | 44 | 1 | FALSE | 1 | FALSE |  | 1.06 | 552 | 1656 | 5101 | Floor finish (tiles), ceramic |  | 0 | D4 | 0 | 0 | 0 | 0 | 0 | 0 | 0 | 0 | 0
| Civic Offices | WC | 1701365 | 8404504 | 5.2 | Services equipment | Proxy for ceramic WC | Construction | 552 | kg | 25 | 44 | 1 | FALSE | 1 | FALSE |  | 1.06 | 552 | 1656 | 5101 | Floor finish (tiles), ceramic |  | 60 | C2 | 0 | 0 | 0 | 0 | 0 | 0 | 0 | 0 | 0
| Civic Offices | WC | 1701365 | 8404504 | 5.2 | Services equipment | Proxy for ceramic WC | Construction | 552 | kg | 25 | 44 | 1 | FALSE | 1 | FALSE |  | 1.06 | 552 | 1656 | 5101 | Floor finish (tiles), ceramic |  | 60 | C4 | 0.71643 | 2.4697e-07 | 0.0055177 | 0.0013624 | 0.00095317 | 7.7445e-07 | 20.8086 | 82.8 | 0.067537
| Civic Offices | WC | 1701365 | 8404504 | 5.2 | Services equipment | Proxy for ceramic WC | Construction | 552 | kg | 25 | 44 | 1 | FALSE | 1 | FALSE |  | 1.06 | 552 | 1656 | 5101 | Floor finish (tiles), ceramic |  | 60 | D2 | 0 | 0 | 0 | 0 | 0 | 0 | 0 | 0 | 0
| Civic Offices | WC | 1701365 | 8404504 | 5.2 | Services equipment | Proxy for ceramic WC | Construction | 552 | kg | 25 | 44 | 1 | FALSE | 1 | FALSE |  | 1.06 | 552 | 1656 | 5101 | Floor finish (tiles), ceramic |  | 60 | D3 | 0 | 0 | 0 | 0 | 0 | 0 | 0 | 0 | 0
| Civic Offices | WC | 1701365 | 8404504 | 5.2 | Services equipment | Proxy for ceramic WC | Construction | 552 | kg | 25 | 44 | 1 | FALSE | 1 | FALSE |  | 1.06 | 552 | 1656 | 5101 | Floor finish (tiles), ceramic |  | 60 | D4 | 0 | 0 | 0 | 0 | 0 | 0 | 0 | 0 | 0
| Civic Offices | WC | 1701365 | 8404504 | 5.2 | Services equipment | Proxy for ceramic WC | Construction | 552 | kg | 25 | 44 | 1 | FALSE | 1 | FALSE |  | 1.06 | 552 | 1656 | 5101 | Floor finish (tiles), ceramic |  | 25 | B4B5 | 361.9825 | 4.268e-05 | 2.2492 | 0.58425 | 0.1877 | 0.028597 | 5671.8936 | 987.1686 | 2.9954
| Civic Offices | WC | 1701365 | 8404504 | 5.2 | Services equipment | Proxy for ceramic WC | Construction | 552 | kg | 25 | 44 | 1 | FALSE | 1 | FALSE |  | 1.06 | 552 | 1656 | 5101 | Floor finish (tiles), ceramic |  | 25 | D2 | 0 | 0 | 0 | 0 | 0 | 0 | 0 | 0 | 0
| Civic Offices | WC | 1701365 | 8404504 | 5.2 | Services equipment | Proxy for ceramic WC | Construction | 552 | kg | 25 | 44 | 1 | FALSE | 1 | FALSE |  | 1.06 | 552 | 1656 | 5101 | Floor finish (tiles), ceramic |  | 25 | D3 | 0 | 0 | 0 | 0 | 0 | 0 | 0 | 0 | 0
| Civic Offices | WC | 1701365 | 8404504 | 5.2 | Services equipment | Proxy for ceramic WC | Construction | 552 | kg | 25 | 44 | 1 | FALSE | 1 | FALSE |  | 1.06 | 552 | 1656 | 5101 | Floor finish (tiles), ceramic |  | 25 | D4 | 0 | 0 | 0 | 0 | 0 | 0 | 0 | 0 | 0
| Civic Offices | WC | 1701365 | 8404504 | 5.2 | Services equipment | Proxy for ceramic WC | Construction | 552 | kg | 25 | 44 | 1 | FALSE | 1 | FALSE |  | 1.06 | 552 | 1656 | 5101 | Floor finish (tiles), ceramic |  | 50 | B4B5 | 361.9825 | 4.268e-05 | 2.2492 | 0.58425 | 0.1877 | 0.028597 | 5671.8936 | 987.1686 | 2.9954
| Civic Offices | WC | 1701365 | 8404504 | 5.2 | Services equipment | Proxy for ceramic WC | Construction | 552 | kg | 25 | 44 | 1 | FALSE | 1 | FALSE |  | 1.06 | 552 | 1656 | 5101 | Floor finish (tiles), ceramic |  | 50 | D2 | 0 | 0 | 0 | 0 | 0 | 0 | 0 | 0 | 0
| Civic Offices | WC | 1701365 | 8404504 | 5.2 | Services equipment | Proxy for ceramic WC | Construction | 552 | kg | 25 | 44 | 1 | FALSE | 1 | FALSE |  | 1.06 | 552 | 1656 | 5101 | Floor finish (tiles), ceramic |  | 50 | D3 | 0 | 0 | 0 | 0 | 0 | 0 | 0 | 0 | 0
| Civic Offices | WC | 1701365 | 8404504 | 5.2 | Services equipment | Proxy for ceramic WC | Construction | 552 | kg | 25 | 44 | 1 | FALSE | 1 | FALSE |  | 1.06 | 552 | 1656 | 5101 | Floor finish (tiles), ceramic |  | 50 | D4 | 0 | 0 | 0 | 0 | 0 | 0 | 0 | 0 | 0
| Civic Offices | WC | 1701365 | 8404505 | 5.2 | Services equipment | Proxy for flush fittings | Construction | 2.4 | kg | 25 | 44 | 1 | FALSE | 1 | FALSE |  | 1.01 | 2.4 | 7.2 | 5379 | Window frame, PVC |  | 0 | A1A3 | 6.6183 | 2.5993e-07 | 0.041392 | 0.012767 | 0.0071424 | 0.00043634 | 124.4545 | 16.2236 | 0.06844
| Civic Offices | WC | 1701365 | 8404505 | 5.2 | Services equipment | Proxy for flush fittings | Construction | 2.4 | kg | 25 | 44 | 1 | FALSE | 1 | FALSE |  | 1.01 | 2.4 | 7.2 | 5379 | Window frame, PVC |  | 0 | A4 | 0.045927 | 8.2519e-09 | 0.00015038 | 4.0645e-05 | 2.5655e-05 | 1.6017e-07 | 0.68461 | 0.10454 | 0.000189
| Civic Offices | WC | 1701365 | 8404505 | 5.2 | Services equipment | Proxy for flush fittings | Construction | 2.4 | kg | 25 | 44 | 1 | FALSE | 1 | FALSE |  | 1.01 | 2.4 | 7.2 | 5379 | Window frame, PVC |  | 0 | A5 | 0.000461 | 1.9761e-11 | 1.4687e-06 | 2.7262e-05 | 1.6058e-07 | 1.0778e-10 | 0.001833 | 0.0036 | 0
| Civic Offices | WC | 1701365 | 8404505 | 5.2 | Services equipment | Proxy for flush fittings | Construction | 2.4 | kg | 25 | 44 | 1 | FALSE | 1 | FALSE |  | 1.01 | 2.4 | 7.2 | 5379 | Window frame, PVC |  | 0 | D2 | 0 | 0 | 0 | 0 | 0 | 0 | 0 | 0 | 0
| Civic Offices | WC | 1701365 | 8404505 | 5.2 | Services equipment | Proxy for flush fittings | Construction | 2.4 | kg | 25 | 44 | 1 | FALSE | 1 | FALSE |  | 1.01 | 2.4 | 7.2 | 5379 | Window frame, PVC |  | 0 | D3 | 0 | 0 | 0 | 0 | 0 | 0 | 0 | 0 | 0
| Civic Offices | WC | 1701365 | 8404505 | 5.2 | Services equipment | Proxy for flush fittings | Construction | 2.4 | kg | 25 | 44 | 1 | FALSE | 1 | FALSE |  | 1.01 | 2.4 | 7.2 | 5379 | Window frame, PVC |  | 0 | D4 | 0 | 0 | 0 | 0 | 0 | 0 | 0 | 0 | 0
| Civic Offices | WC | 1701365 | 8404505 | 5.2 | Services equipment | Proxy for flush fittings | Construction | 2.4 | kg | 25 | 44 | 1 | FALSE | 1 | FALSE |  | 1.01 | 2.4 | 7.2 | 5379 | Window frame, PVC |  | 60 | C2 | 0 | 0 | 0 | 0 | 0 | 0 | 0 | 0 | 0
| Civic Offices | WC | 1701365 | 8404505 | 5.2 | Services equipment | Proxy for flush fittings | Construction | 2.4 | kg | 25 | 44 | 1 | FALSE | 1 | FALSE |  | 1.01 | 2.4 | 7.2 | 5379 | Window frame, PVC |  | 60 | C4 | 0.0461 | 1.9761e-09 | 0.00014687 | 0.0027262 | 1.6058e-05 | 1.0778e-08 | 0.1833 | 0.36 | 0.0011254
| Civic Offices | WC | 1701365 | 8404505 | 5.2 | Services equipment | Proxy for flush fittings | Construction | 2.4 | kg | 25 | 44 | 1 | FALSE | 1 | FALSE |  | 1.01 | 2.4 | 7.2 | 5379 | Window frame, PVC |  | 60 | D2 | 0 | 0 | 0 | 0 | 0 | 0 | 0 | 0 | 0
| Civic Offices | WC | 1701365 | 8404505 | 5.2 | Services equipment | Proxy for flush fittings | Construction | 2.4 | kg | 25 | 44 | 1 | FALSE | 1 | FALSE |  | 1.01 | 2.4 | 7.2 | 5379 | Window frame, PVC |  | 60 | D3 | 0 | 0 | 0 | 0 | 0 | 0 | 0 | 0 | 0
| Civic Offices | WC | 1701365 | 8404505 | 5.2 | Services equipment | Proxy for flush fittings | Construction | 2.4 | kg | 25 | 44 | 1 | FALSE | 1 | FALSE |  | 1.01 | 2.4 | 7.2 | 5379 | Window frame, PVC |  | 60 | D4 | 0 | 0 | 0 | 0 | 0 | 0 | 0 | 0 | 0
| Civic Offices | WC | 1701365 | 8404505 | 5.2 | Services equipment | Proxy for flush fittings | Construction | 2.4 | kg | 25 | 44 | 1 | FALSE | 1 | FALSE |  | 1.01 | 2.4 | 7.2 | 5379 | Window frame, PVC |  | 25 | B4B5 | 6.7108 | 2.7018e-07 | 0.041691 | 0.015561 | 0.0071843 | 0.00043651 | 125.3243 | 16.6918 | 0.068629
| Civic Offices | WC | 1701365 | 8404505 | 5.2 | Services equipment | Proxy for flush fittings | Construction | 2.4 | kg | 25 | 44 | 1 | FALSE | 1 | FALSE |  | 1.01 | 2.4 | 7.2 | 5379 | Window frame, PVC |  | 25 | D2 | 0 | 0 | 0 | 0 | 0 | 0 | 0 | 0 | 0
| Civic Offices | WC | 1701365 | 8404505 | 5.2 | Services equipment | Proxy for flush fittings | Construction | 2.4 | kg | 25 | 44 | 1 | FALSE | 1 | FALSE |  | 1.01 | 2.4 | 7.2 | 5379 | Window frame, PVC |  | 25 | D3 | 0 | 0 | 0 | 0 | 0 | 0 | 0 | 0 | 0
| Civic Offices | WC | 1701365 | 8404505 | 5.2 | Services equipment | Proxy for flush fittings | Construction | 2.4 | kg | 25 | 44 | 1 | FALSE | 1 | FALSE |  | 1.01 | 2.4 | 7.2 | 5379 | Window frame, PVC |  | 25 | D4 | 0 | 0 | 0 | 0 | 0 | 0 | 0 | 0 | 0
| Civic Offices | WC | 1701365 | 8404505 | 5.2 | Services equipment | Proxy for flush fittings | Construction | 2.4 | kg | 25 | 44 | 1 | FALSE | 1 | FALSE |  | 1.01 | 2.4 | 7.2 | 5379 | Window frame, PVC |  | 50 | B4B5 | 6.7108 | 2.7018e-07 | 0.041691 | 0.015561 | 0.0071843 | 0.00043651 | 125.3243 | 16.6918 | 0.068629
| Civic Offices | WC | 1701365 | 8404505 | 5.2 | Services equipment | Proxy for flush fittings | Construction | 2.4 | kg | 25 | 44 | 1 | FALSE | 1 | FALSE |  | 1.01 | 2.4 | 7.2 | 5379 | Window frame, PVC |  | 50 | D2 | 0 | 0 | 0 | 0 | 0 | 0 | 0 | 0 | 0
| Civic Offices | WC | 1701365 | 8404505 | 5.2 | Services equipment | Proxy for flush fittings | Construction | 2.4 | kg | 25 | 44 | 1 | FALSE | 1 | FALSE |  | 1.01 | 2.4 | 7.2 | 5379 | Window frame, PVC |  | 50 | D3 | 0 | 0 | 0 | 0 | 0 | 0 | 0 | 0 | 0
| Civic Offices | WC | 1701365 | 8404505 | 5.2 | Services equipment | Proxy for flush fittings | Construction | 2.4 | kg | 25 | 44 | 1 | FALSE | 1 | FALSE |  | 1.01 | 2.4 | 7.2 | 5379 | Window frame, PVC |  | 50 | D4 | 0 | 0 | 0 | 0 | 0 | 0 | 0 | 0 | 0
| Civic Offices | Services pipework (copper water supplyx1 and PVC waste) | 1701366 | 8404508 | 5.2 | Services equipment | Proxy for copper piping (cold only) | Construction | 6.6411 | Linear length Calculation | 45 | 44 | 1 | FALSE | 1 | FALSE |  | 1.03 | 6.6411 | 13.2822 | 5113 | Cladding sheet (plain), copper |  | 0 | A1A3 | 47.0954 | 3.9139e-05 | 2.3952 | 1.5989 | 0.1324 | 0.010897 | 714.5906 | 139.4962 | 1.5054
| Civic Offices | Services pipework (copper water supplyx1 and PVC waste) | 1701366 | 8404508 | 5.2 | Services equipment | Proxy for copper piping (cold only) | Construction | 6.6411 | Linear length Calculation | 45 | 44 | 1 | FALSE | 1 | FALSE |  | 1.03 | 6.6411 | 13.2822 | 5113 | Cladding sheet (plain), copper |  | 0 | A4 | 0.13402 | 2.408e-08 | 0.00043883 | 0.00011861 | 7.4863e-05 | 4.6739e-07 | 1.9978 | 0.30505 | 0.00055151
| Civic Offices | Services pipework (copper water supplyx1 and PVC waste) | 1701366 | 8404508 | 5.2 | Services equipment | Proxy for copper piping (cold only) | Construction | 6.6411 | Linear length Calculation | 45 | 44 | 1 | FALSE | 1 | FALSE |  | 1.03 | 6.6411 | 13.2822 | 5113 | Cladding sheet (plain), copper |  | 0 | A5 | 0.00010356 | 2.7118e-11 | 7.2419e-07 | 2.3797e-07 | 1.2017e-07 | 1.4609e-10 | 0.0025388 | 0.029885 | 0
| Civic Offices | Services pipework (copper water supplyx1 and PVC waste) | 1701366 | 8404508 | 5.2 | Services equipment | Proxy for copper piping (cold only) | Construction | 6.6411 | Linear length Calculation | 45 | 44 | 1 | FALSE | 1 | FALSE |  | 1.03 | 6.6411 | 13.2822 | 5113 | Cladding sheet (plain), copper |  | 0 | D2 | 0 | 0 | 0 | 0 | 0 | 0 | 0 | 0 | 0
| Civic Offices | Services pipework (copper water supplyx1 and PVC waste) | 1701366 | 8404508 | 5.2 | Services equipment | Proxy for copper piping (cold only) | Construction | 6.6411 | Linear length Calculation | 45 | 44 | 1 | FALSE | 1 | FALSE |  | 1.03 | 6.6411 | 13.2822 | 5113 | Cladding sheet (plain), copper |  | 0 | D3 | 0 | 0 | 0 | 0 | 0 | 0 | 0 | 0 | 0
| Civic Offices | Services pipework (copper water supplyx1 and PVC waste) | 1701366 | 8404508 | 5.2 | Services equipment | Proxy for copper piping (cold only) | Construction | 6.6411 | Linear length Calculation | 45 | 44 | 1 | FALSE | 1 | FALSE |  | 1.03 | 6.6411 | 13.2822 | 5113 | Cladding sheet (plain), copper |  | 0 | D4 | 0 | 0 | 0 | 0 | 0 | 0 | 0 | 0 | 0
| Civic Offices | Services pipework (copper water supplyx1 and PVC waste) | 1701366 | 8404508 | 5.2 | Services equipment | Proxy for copper piping (cold only) | Construction | 6.6411 | Linear length Calculation | 45 | 44 | 1 | FALSE | 1 | FALSE |  | 1.03 | 6.6411 | 13.2822 | 5113 | Cladding sheet (plain), copper |  | 60 | C2 | 0 | 0 | 0 | 0 | 0 | 0 | 0 | 0 | 0
| Civic Offices | Services pipework (copper water supplyx1 and PVC waste) | 1701366 | 8404508 | 5.2 | Services equipment | Proxy for copper piping (cold only) | Construction | 6.6411 | Linear length Calculation | 45 | 44 | 1 | FALSE | 1 | FALSE |  | 1.03 | 6.6411 | 13.2822 | 5113 | Cladding sheet (plain), copper |  | 60 | C4 | 0.003452 | 9.0393e-10 | 2.414e-05 | 7.9322e-06 | 4.0057e-06 | 4.8696e-09 | 0.084628 | 0.99616 | 0.00017312
| Civic Offices | Services pipework (copper water supplyx1 and PVC waste) | 1701366 | 8404508 | 5.2 | Services equipment | Proxy for copper piping (cold only) | Construction | 6.6411 | Linear length Calculation | 45 | 44 | 1 | FALSE | 1 | FALSE |  | 1.03 | 6.6411 | 13.2822 | 5113 | Cladding sheet (plain), copper |  | 60 | D2 | 0 | 0 | 0 | 0 | 0 | 0 | 0 | 0 | 0
| Civic Offices | Services pipework (copper water supplyx1 and PVC waste) | 1701366 | 8404508 | 5.2 | Services equipment | Proxy for copper piping (cold only) | Construction | 6.6411 | Linear length Calculation | 45 | 44 | 1 | FALSE | 1 | FALSE |  | 1.03 | 6.6411 | 13.2822 | 5113 | Cladding sheet (plain), copper |  | 60 | D3 | 0 | 0 | 0 | 0 | 0 | 0 | 0 | 0 | 0
| Civic Offices | Services pipework (copper water supplyx1 and PVC waste) | 1701366 | 8404508 | 5.2 | Services equipment | Proxy for copper piping (cold only) | Construction | 6.6411 | Linear length Calculation | 45 | 44 | 1 | FALSE | 1 | FALSE |  | 1.03 | 6.6411 | 13.2822 | 5113 | Cladding sheet (plain), copper |  | 60 | D4 | 0 | 0 | 0 | 0 | 0 | 0 | 0 | 0 | 0
| Civic Offices | Services pipework (copper water supplyx1 and PVC waste) | 1701366 | 8404508 | 5.2 | Services equipment | Proxy for copper piping (cold only) | Construction | 6.6411 | Linear length Calculation | 45 | 44 | 1 | FALSE | 1 | FALSE |  | 1.03 | 6.6411 | 13.2822 | 5113 | Cladding sheet (plain), copper |  | 45 | B4B5 | 47.233 | 3.9164e-05 | 2.3957 | 1.599 | 0.13248 | 0.010897 | 716.6756 | 140.8273 | 1.506
| Civic Offices | Services pipework (copper water supplyx1 and PVC waste) | 1701366 | 8404508 | 5.2 | Services equipment | Proxy for copper piping (cold only) | Construction | 6.6411 | Linear length Calculation | 45 | 44 | 1 | FALSE | 1 | FALSE |  | 1.03 | 6.6411 | 13.2822 | 5113 | Cladding sheet (plain), copper |  | 45 | D2 | 0 | 0 | 0 | 0 | 0 | 0 | 0 | 0 | 0
| Civic Offices | Services pipework (copper water supplyx1 and PVC waste) | 1701366 | 8404508 | 5.2 | Services equipment | Proxy for copper piping (cold only) | Construction | 6.6411 | Linear length Calculation | 45 | 44 | 1 | FALSE | 1 | FALSE |  | 1.03 | 6.6411 | 13.2822 | 5113 | Cladding sheet (plain), copper |  | 45 | D3 | 0 | 0 | 0 | 0 | 0 | 0 | 0 | 0 | 0
| Civic Offices | Services pipework (copper water supplyx1 and PVC waste) | 1701366 | 8404508 | 5.2 | Services equipment | Proxy for copper piping (cold only) | Construction | 6.6411 | Linear length Calculation | 45 | 44 | 1 | FALSE | 1 | FALSE |  | 1.03 | 6.6411 | 13.2822 | 5113 | Cladding sheet (plain), copper |  | 45 | D4 | 0 | 0 | 0 | 0 | 0 | 0 | 0 | 0 | 0
| Civic Offices | Services pipework (copper water supplyx1 and PVC waste) | 1701366 | 8404509 | 5.2 | Services equipment | Proxy for PVC water pipe | Construction | 3.5437 | Linear length Calculation | 30 | 44 | 1 | FALSE | 1 | FALSE |  | 1.01 | 3.5437 | 7.0874 | 5379 | Window frame, PVC |  | 0 | A1A3 | 9.7723 | 3.8381e-07 | 0.061117 | 0.018851 | 0.010546 | 0.00064428 | 183.7632 | 23.955 | 0.10106
| Civic Offices | Services pipework (copper water supplyx1 and PVC waste) | 1701366 | 8404509 | 5.2 | Services equipment | Proxy for PVC water pipe | Construction | 3.5437 | Linear length Calculation | 30 | 44 | 1 | FALSE | 1 | FALSE |  | 1.01 | 3.5437 | 7.0874 | 5379 | Window frame, PVC |  | 0 | A4 | 0.067813 | 1.2184e-08 | 0.00022204 | 6.0015e-05 | 3.788e-05 | 2.365e-07 | 1.0109 | 0.15435 | 0.00027906
| Civic Offices | Services pipework (copper water supplyx1 and PVC waste) | 1701366 | 8404509 | 5.2 | Services equipment | Proxy for PVC water pipe | Construction | 3.5437 | Linear length Calculation | 30 | 44 | 1 | FALSE | 1 | FALSE |  | 1.01 | 3.5437 | 7.0874 | 5379 | Window frame, PVC |  | 0 | A5 | 0.00068069 | 2.9177e-11 | 2.1685e-06 | 4.0253e-05 | 2.3711e-07 | 1.5914e-10 | 0.0027065 | 0.0053156 | 0
| Civic Offices | Services pipework (copper water supplyx1 and PVC waste) | 1701366 | 8404509 | 5.2 | Services equipment | Proxy for PVC water pipe | Construction | 3.5437 | Linear length Calculation | 30 | 44 | 1 | FALSE | 1 | FALSE |  | 1.01 | 3.5437 | 7.0874 | 5379 | Window frame, PVC |  | 0 | D2 | 0 | 0 | 0 | 0 | 0 | 0 | 0 | 0 | 0
| Civic Offices | Services pipework (copper water supplyx1 and PVC waste) | 1701366 | 8404509 | 5.2 | Services equipment | Proxy for PVC water pipe | Construction | 3.5437 | Linear length Calculation | 30 | 44 | 1 | FALSE | 1 | FALSE |  | 1.01 | 3.5437 | 7.0874 | 5379 | Window frame, PVC |  | 0 | D3 | 0 | 0 | 0 | 0 | 0 | 0 | 0 | 0 | 0
| Civic Offices | Services pipework (copper water supplyx1 and PVC waste) | 1701366 | 8404509 | 5.2 | Services equipment | Proxy for PVC water pipe | Construction | 3.5437 | Linear length Calculation | 30 | 44 | 1 | FALSE | 1 | FALSE |  | 1.01 | 3.5437 | 7.0874 | 5379 | Window frame, PVC |  | 0 | D4 | 0 | 0 | 0 | 0 | 0 | 0 | 0 | 0 | 0
| Civic Offices | Services pipework (copper water supplyx1 and PVC waste) | 1701366 | 8404509 | 5.2 | Services equipment | Proxy for PVC water pipe | Construction | 3.5437 | Linear length Calculation | 30 | 44 | 1 | FALSE | 1 | FALSE |  | 1.01 | 3.5437 | 7.0874 | 5379 | Window frame, PVC |  | 60 | C2 | 0 | 0 | 0 | 0 | 0 | 0 | 0 | 0 | 0
| Civic Offices | Services pipework (copper water supplyx1 and PVC waste) | 1701366 | 8404509 | 5.2 | Services equipment | Proxy for PVC water pipe | Construction | 3.5437 | Linear length Calculation | 30 | 44 | 1 | FALSE | 1 | FALSE |  | 1.01 | 3.5437 | 7.0874 | 5379 | Window frame, PVC |  | 60 | C4 | 0.068069 | 2.9177e-09 | 0.00021685 | 0.0040253 | 2.3711e-05 | 1.5914e-08 | 0.27065 | 0.53156 | 0.0016617
| Civic Offices | Services pipework (copper water supplyx1 and PVC waste) | 1701366 | 8404509 | 5.2 | Services equipment | Proxy for PVC water pipe | Construction | 3.5437 | Linear length Calculation | 30 | 44 | 1 | FALSE | 1 | FALSE |  | 1.01 | 3.5437 | 7.0874 | 5379 | Window frame, PVC |  | 60 | D2 | 0 | 0 | 0 | 0 | 0 | 0 | 0 | 0 | 0
| Civic Offices | Services pipework (copper water supplyx1 and PVC waste) | 1701366 | 8404509 | 5.2 | Services equipment | Proxy for PVC water pipe | Construction | 3.5437 | Linear length Calculation | 30 | 44 | 1 | FALSE | 1 | FALSE |  | 1.01 | 3.5437 | 7.0874 | 5379 | Window frame, PVC |  | 60 | D3 | 0 | 0 | 0 | 0 | 0 | 0 | 0 | 0 | 0
| Civic Offices | Services pipework (copper water supplyx1 and PVC waste) | 1701366 | 8404509 | 5.2 | Services equipment | Proxy for PVC water pipe | Construction | 3.5437 | Linear length Calculation | 30 | 44 | 1 | FALSE | 1 | FALSE |  | 1.01 | 3.5437 | 7.0874 | 5379 | Window frame, PVC |  | 60 | D4 | 0 | 0 | 0 | 0 | 0 | 0 | 0 | 0 | 0
| Civic Offices | Services pipework (copper water supplyx1 and PVC waste) | 1701366 | 8404509 | 5.2 | Services equipment | Proxy for PVC water pipe | Construction | 3.5437 | Linear length Calculation | 30 | 44 | 1 | FALSE | 1 | FALSE |  | 1.01 | 3.5437 | 7.0874 | 5379 | Window frame, PVC |  | 30 | B4B5 | 9.9088 | 3.9894e-07 | 0.061558 | 0.022976 | 0.010608 | 0.00064453 | 185.0474 | 24.6462 | 0.10133
| Civic Offices | Services pipework (copper water supplyx1 and PVC waste) | 1701366 | 8404509 | 5.2 | Services equipment | Proxy for PVC water pipe | Construction | 3.5437 | Linear length Calculation | 30 | 44 | 1 | FALSE | 1 | FALSE |  | 1.01 | 3.5437 | 7.0874 | 5379 | Window frame, PVC |  | 30 | D2 | 0 | 0 | 0 | 0 | 0 | 0 | 0 | 0 | 0
| Civic Offices | Services pipework (copper water supplyx1 and PVC waste) | 1701366 | 8404509 | 5.2 | Services equipment | Proxy for PVC water pipe | Construction | 3.5437 | Linear length Calculation | 30 | 44 | 1 | FALSE | 1 | FALSE |  | 1.01 | 3.5437 | 7.0874 | 5379 | Window frame, PVC |  | 30 | D3 | 0 | 0 | 0 | 0 | 0 | 0 | 0 | 0 | 0
| Civic Offices | Services pipework (copper water supplyx1 and PVC waste) | 1701366 | 8404509 | 5.2 | Services equipment | Proxy for PVC water pipe | Construction | 3.5437 | Linear length Calculation | 30 | 44 | 1 | FALSE | 1 | FALSE |  | 1.01 | 3.5437 | 7.0874 | 5379 | Window frame, PVC |  | 30 | D4 | 0 | 0 | 0 | 0 | 0 | 0 | 0 | 0 | 0
| Civic Offices | Services pipework 22mm copper pipe (water supply) | 1701367 | 8404511 | 5.2 | Services equipment | Proxy for copper piping 22mm diameter | Construction | 1.7045 | Linear length Calculation | 45 | 44 | 1 | FALSE | 1 | FALSE |  | 1.03 | 1.7045 | 3.4091 | 5113 | Cladding sheet (plain), copper |  | 0 | A1A3 | 12.0878 | 1.0046e-05 | 0.61477 | 0.41038 | 0.033982 | 0.0027969 | 183.4116 | 35.804 | 0.38639
| Civic Offices | Services pipework 22mm copper pipe (water supply) | 1701367 | 8404511 | 5.2 | Services equipment | Proxy for copper piping 22mm diameter | Construction | 1.7045 | Linear length Calculation | 45 | 44 | 1 | FALSE | 1 | FALSE |  | 1.03 | 1.7045 | 3.4091 | 5113 | Cladding sheet (plain), copper |  | 0 | A4 | 0.034398 | 6.1805e-09 | 0.00011263 | 3.0443e-05 | 1.9215e-05 | 1.1996e-07 | 0.51276 | 0.078295 | 0.00014155
| Civic Offices | Services pipework 22mm copper pipe (water supply) | 1701367 | 8404511 | 5.2 | Services equipment | Proxy for copper piping 22mm diameter | Construction | 1.7045 | Linear length Calculation | 45 | 44 | 1 | FALSE | 1 | FALSE |  | 1.03 | 1.7045 | 3.4091 | 5113 | Cladding sheet (plain), copper |  | 0 | A5 | 2.6581e-05 | 6.9603e-12 | 1.8588e-07 | 6.1078e-08 | 3.0844e-08 | 3.7496e-11 | 0.00065164 | 0.0076704 | 0
| Civic Offices | Services pipework 22mm copper pipe (water supply) | 1701367 | 8404511 | 5.2 | Services equipment | Proxy for copper piping 22mm diameter | Construction | 1.7045 | Linear length Calculation | 45 | 44 | 1 | FALSE | 1 | FALSE |  | 1.03 | 1.7045 | 3.4091 | 5113 | Cladding sheet (plain), copper |  | 0 | D2 | 0 | 0 | 0 | 0 | 0 | 0 | 0 | 0 | 0
| Civic Offices | Services pipework 22mm copper pipe (water supply) | 1701367 | 8404511 | 5.2 | Services equipment | Proxy for copper piping 22mm diameter | Construction | 1.7045 | Linear length Calculation | 45 | 44 | 1 | FALSE | 1 | FALSE |  | 1.03 | 1.7045 | 3.4091 | 5113 | Cladding sheet (plain), copper |  | 0 | D3 | 0 | 0 | 0 | 0 | 0 | 0 | 0 | 0 | 0
| Civic Offices | Services pipework 22mm copper pipe (water supply) | 1701367 | 8404511 | 5.2 | Services equipment | Proxy for copper piping 22mm diameter | Construction | 1.7045 | Linear length Calculation | 45 | 44 | 1 | FALSE | 1 | FALSE |  | 1.03 | 1.7045 | 3.4091 | 5113 | Cladding sheet (plain), copper |  | 0 | D4 | 0 | 0 | 0 | 0 | 0 | 0 | 0 | 0 | 0
| Civic Offices | Services pipework 22mm copper pipe (water supply) | 1701367 | 8404511 | 5.2 | Services equipment | Proxy for copper piping 22mm diameter | Construction | 1.7045 | Linear length Calculation | 45 | 44 | 1 | FALSE | 1 | FALSE |  | 1.03 | 1.7045 | 3.4091 | 5113 | Cladding sheet (plain), copper |  | 60 | C2 | 0 | 0 | 0 | 0 | 0 | 0 | 0 | 0 | 0
| Civic Offices | Services pipework 22mm copper pipe (water supply) | 1701367 | 8404511 | 5.2 | Services equipment | Proxy for copper piping 22mm diameter | Construction | 1.7045 | Linear length Calculation | 45 | 44 | 1 | FALSE | 1 | FALSE |  | 1.03 | 1.7045 | 3.4091 | 5113 | Cladding sheet (plain), copper |  | 60 | C4 | 0.00088602 | 2.3201e-10 | 6.1959e-06 | 2.0359e-06 | 1.0281e-06 | 1.2499e-09 | 0.021721 | 0.25568 | 4.4434e-05
| Civic Offices | Services pipework 22mm copper pipe (water supply) | 1701367 | 8404511 | 5.2 | Services equipment | Proxy for copper piping 22mm diameter | Construction | 1.7045 | Linear length Calculation | 45 | 44 | 1 | FALSE | 1 | FALSE |  | 1.03 | 1.7045 | 3.4091 | 5113 | Cladding sheet (plain), copper |  | 60 | D2 | 0 | 0 | 0 | 0 | 0 | 0 | 0 | 0 | 0
| Civic Offices | Services pipework 22mm copper pipe (water supply) | 1701367 | 8404511 | 5.2 | Services equipment | Proxy for copper piping 22mm diameter | Construction | 1.7045 | Linear length Calculation | 45 | 44 | 1 | FALSE | 1 | FALSE |  | 1.03 | 1.7045 | 3.4091 | 5113 | Cladding sheet (plain), copper |  | 60 | D3 | 0 | 0 | 0 | 0 | 0 | 0 | 0 | 0 | 0
| Civic Offices | Services pipework 22mm copper pipe (water supply) | 1701367 | 8404511 | 5.2 | Services equipment | Proxy for copper piping 22mm diameter | Construction | 1.7045 | Linear length Calculation | 45 | 44 | 1 | FALSE | 1 | FALSE |  | 1.03 | 1.7045 | 3.4091 | 5113 | Cladding sheet (plain), copper |  | 60 | D4 | 0 | 0 | 0 | 0 | 0 | 0 | 0 | 0 | 0
| Civic Offices | Services pipework 22mm copper pipe (water supply) | 1701367 | 8404511 | 5.2 | Services equipment | Proxy for copper piping 22mm diameter | Construction | 1.7045 | Linear length Calculation | 45 | 44 | 1 | FALSE | 1 | FALSE |  | 1.03 | 1.7045 | 3.4091 | 5113 | Cladding sheet (plain), copper |  | 45 | B4B5 | 12.1231 | 1.0052e-05 | 0.61489 | 0.41041 | 0.034002 | 0.002797 | 183.9467 | 36.1457 | 0.38653
| Civic Offices | Services pipework 22mm copper pipe (water supply) | 1701367 | 8404511 | 5.2 | Services equipment | Proxy for copper piping 22mm diameter | Construction | 1.7045 | Linear length Calculation | 45 | 44 | 1 | FALSE | 1 | FALSE |  | 1.03 | 1.7045 | 3.4091 | 5113 | Cladding sheet (plain), copper |  | 45 | D2 | 0 | 0 | 0 | 0 | 0 | 0 | 0 | 0 | 0
| Civic Offices | Services pipework 22mm copper pipe (water supply) | 1701367 | 8404511 | 5.2 | Services equipment | Proxy for copper piping 22mm diameter | Construction | 1.7045 | Linear length Calculation | 45 | 44 | 1 | FALSE | 1 | FALSE |  | 1.03 | 1.7045 | 3.4091 | 5113 | Cladding sheet (plain), copper |  | 45 | D3 | 0 | 0 | 0 | 0 | 0 | 0 | 0 | 0 | 0
| Civic Offices | Services pipework 22mm copper pipe (water supply) | 1701367 | 8404511 | 5.2 | Services equipment | Proxy for copper piping 22mm diameter | Construction | 1.7045 | Linear length Calculation | 45 | 44 | 1 | FALSE | 1 | FALSE |  | 1.03 | 1.7045 | 3.4091 | 5113 | Cladding sheet (plain), copper |  | 45 | D4 | 0 | 0 | 0 | 0 | 0 | 0 | 0 | 0 | 0
| Civic Offices | Services pipework PVC waste 94mm | 1701368 | 8404513 | 5.2 | Services equipment | Proxy for PVC water pipe | Construction | 3.5437 | Linear length Calculation | 30 | 44 | 1 | FALSE | 1 | FALSE |  | 1.01 | 3.5437 | 7.0874 | 5379 | Window frame, PVC |  | 0 | A1A3 | 9.7723 | 3.8381e-07 | 0.061117 | 0.018851 | 0.010546 | 0.00064428 | 183.7632 | 23.955 | 0.10106
| Civic Offices | Services pipework PVC waste 94mm | 1701368 | 8404513 | 5.2 | Services equipment | Proxy for PVC water pipe | Construction | 3.5437 | Linear length Calculation | 30 | 44 | 1 | FALSE | 1 | FALSE |  | 1.01 | 3.5437 | 7.0874 | 5379 | Window frame, PVC |  | 0 | A4 | 0.067813 | 1.2184e-08 | 0.00022204 | 6.0015e-05 | 3.788e-05 | 2.365e-07 | 1.0109 | 0.15435 | 0.00027906
| Civic Offices | Services pipework PVC waste 94mm | 1701368 | 8404513 | 5.2 | Services equipment | Proxy for PVC water pipe | Construction | 3.5437 | Linear length Calculation | 30 | 44 | 1 | FALSE | 1 | FALSE |  | 1.01 | 3.5437 | 7.0874 | 5379 | Window frame, PVC |  | 0 | A5 | 0.00068069 | 2.9177e-11 | 2.1685e-06 | 4.0253e-05 | 2.3711e-07 | 1.5914e-10 | 0.0027065 | 0.0053156 | 0
| Civic Offices | Services pipework PVC waste 94mm | 1701368 | 8404513 | 5.2 | Services equipment | Proxy for PVC water pipe | Construction | 3.5437 | Linear length Calculation | 30 | 44 | 1 | FALSE | 1 | FALSE |  | 1.01 | 3.5437 | 7.0874 | 5379 | Window frame, PVC |  | 0 | D2 | 0 | 0 | 0 | 0 | 0 | 0 | 0 | 0 | 0
| Civic Offices | Services pipework PVC waste 94mm | 1701368 | 8404513 | 5.2 | Services equipment | Proxy for PVC water pipe | Construction | 3.5437 | Linear length Calculation | 30 | 44 | 1 | FALSE | 1 | FALSE |  | 1.01 | 3.5437 | 7.0874 | 5379 | Window frame, PVC |  | 0 | D3 | 0 | 0 | 0 | 0 | 0 | 0 | 0 | 0 | 0
| Civic Offices | Services pipework PVC waste 94mm | 1701368 | 8404513 | 5.2 | Services equipment | Proxy for PVC water pipe | Construction | 3.5437 | Linear length Calculation | 30 | 44 | 1 | FALSE | 1 | FALSE |  | 1.01 | 3.5437 | 7.0874 | 5379 | Window frame, PVC |  | 0 | D4 | 0 | 0 | 0 | 0 | 0 | 0 | 0 | 0 | 0
| Civic Offices | Services pipework PVC waste 94mm | 1701368 | 8404513 | 5.2 | Services equipment | Proxy for PVC water pipe | Construction | 3.5437 | Linear length Calculation | 30 | 44 | 1 | FALSE | 1 | FALSE |  | 1.01 | 3.5437 | 7.0874 | 5379 | Window frame, PVC |  | 60 | C2 | 0 | 0 | 0 | 0 | 0 | 0 | 0 | 0 | 0
| Civic Offices | Services pipework PVC waste 94mm | 1701368 | 8404513 | 5.2 | Services equipment | Proxy for PVC water pipe | Construction | 3.5437 | Linear length Calculation | 30 | 44 | 1 | FALSE | 1 | FALSE |  | 1.01 | 3.5437 | 7.0874 | 5379 | Window frame, PVC |  | 60 | C4 | 0.068069 | 2.9177e-09 | 0.00021685 | 0.0040253 | 2.3711e-05 | 1.5914e-08 | 0.27065 | 0.53156 | 0.0016617
| Civic Offices | Services pipework PVC waste 94mm | 1701368 | 8404513 | 5.2 | Services equipment | Proxy for PVC water pipe | Construction | 3.5437 | Linear length Calculation | 30 | 44 | 1 | FALSE | 1 | FALSE |  | 1.01 | 3.5437 | 7.0874 | 5379 | Window frame, PVC |  | 60 | D2 | 0 | 0 | 0 | 0 | 0 | 0 | 0 | 0 | 0
| Civic Offices | Services pipework PVC waste 94mm | 1701368 | 8404513 | 5.2 | Services equipment | Proxy for PVC water pipe | Construction | 3.5437 | Linear length Calculation | 30 | 44 | 1 | FALSE | 1 | FALSE |  | 1.01 | 3.5437 | 7.0874 | 5379 | Window frame, PVC |  | 60 | D3 | 0 | 0 | 0 | 0 | 0 | 0 | 0 | 0 | 0
| Civic Offices | Services pipework PVC waste 94mm | 1701368 | 8404513 | 5.2 | Services equipment | Proxy for PVC water pipe | Construction | 3.5437 | Linear length Calculation | 30 | 44 | 1 | FALSE | 1 | FALSE |  | 1.01 | 3.5437 | 7.0874 | 5379 | Window frame, PVC |  | 60 | D4 | 0 | 0 | 0 | 0 | 0 | 0 | 0 | 0 | 0
| Civic Offices | Services pipework PVC waste 94mm | 1701368 | 8404513 | 5.2 | Services equipment | Proxy for PVC water pipe | Construction | 3.5437 | Linear length Calculation | 30 | 44 | 1 | FALSE | 1 | FALSE |  | 1.01 | 3.5437 | 7.0874 | 5379 | Window frame, PVC |  | 30 | B4B5 | 9.9088 | 3.9894e-07 | 0.061558 | 0.022976 | 0.010608 | 0.00064453 | 185.0474 | 24.6462 | 0.10133
| Civic Offices | Services pipework PVC waste 94mm | 1701368 | 8404513 | 5.2 | Services equipment | Proxy for PVC water pipe | Construction | 3.5437 | Linear length Calculation | 30 | 44 | 1 | FALSE | 1 | FALSE |  | 1.01 | 3.5437 | 7.0874 | 5379 | Window frame, PVC |  | 30 | D2 | 0 | 0 | 0 | 0 | 0 | 0 | 0 | 0 | 0
| Civic Offices | Services pipework PVC waste 94mm | 1701368 | 8404513 | 5.2 | Services equipment | Proxy for PVC water pipe | Construction | 3.5437 | Linear length Calculation | 30 | 44 | 1 | FALSE | 1 | FALSE |  | 1.01 | 3.5437 | 7.0874 | 5379 | Window frame, PVC |  | 30 | D3 | 0 | 0 | 0 | 0 | 0 | 0 | 0 | 0 | 0
| Civic Offices | Services pipework PVC waste 94mm | 1701368 | 8404513 | 5.2 | Services equipment | Proxy for PVC water pipe | Construction | 3.5437 | Linear length Calculation | 30 | 44 | 1 | FALSE | 1 | FALSE |  | 1.01 | 3.5437 | 7.0874 | 5379 | Window frame, PVC |  | 30 | D4 | 0 | 0 | 0 | 0 | 0 | 0 | 0 | 0 | 0
| Civic Offices | Wall basin/sink ceramic | 1701369 | 8404515 | 5.2 | Services equipment | PRoxy for ceramic sink | Construction | 96 | kg | 25 | 44 | 1 | FALSE | 1 | FALSE |  | 1.06 | 96 | 288 | 5101 | Floor finish (tiles), ceramic |  | 0 | A1A3 | 60.8715 | 7.0267e-06 | 0.38377 | 0.099631 | 0.031378 | 0.0049665 | 953.5135 | 151.9792 | 0.51291
| Civic Offices | Wall basin/sink ceramic | 1701369 | 8404515 | 5.2 | Services equipment | PRoxy for ceramic sink | Construction | 96 | kg | 25 | 44 | 1 | FALSE | 1 | FALSE |  | 1.06 | 96 | 288 | 5101 | Floor finish (tiles), ceramic |  | 0 | A4 | 1.9499 | 3.5035e-07 | 0.0063847 | 0.0017257 | 0.0010892 | 6.8003e-06 | 29.0668 | 4.4383 | 0.0080242
| Civic Offices | Wall basin/sink ceramic | 1701369 | 8404515 | 5.2 | Services equipment | PRoxy for ceramic sink | Construction | 96 | kg | 25 | 44 | 1 | FALSE | 1 | FALSE |  | 1.06 | 96 | 288 | 5101 | Floor finish (tiles), ceramic |  | 0 | A5 | 0.0074758 | 2.5771e-09 | 5.7576e-05 | 1.4217e-05 | 9.9461e-06 | 8.0812e-09 | 0.21713 | 0.864 | 0
| Civic Offices | Wall basin/sink ceramic | 1701369 | 8404515 | 5.2 | Services equipment | PRoxy for ceramic sink | Construction | 96 | kg | 25 | 44 | 1 | FALSE | 1 | FALSE |  | 1.06 | 96 | 288 | 5101 | Floor finish (tiles), ceramic |  | 0 | D2 | 0 | 0 | 0 | 0 | 0 | 0 | 0 | 0 | 0
| Civic Offices | Wall basin/sink ceramic | 1701369 | 8404515 | 5.2 | Services equipment | PRoxy for ceramic sink | Construction | 96 | kg | 25 | 44 | 1 | FALSE | 1 | FALSE |  | 1.06 | 96 | 288 | 5101 | Floor finish (tiles), ceramic |  | 0 | D3 | 0 | 0 | 0 | 0 | 0 | 0 | 0 | 0 | 0
| Civic Offices | Wall basin/sink ceramic | 1701369 | 8404515 | 5.2 | Services equipment | PRoxy for ceramic sink | Construction | 96 | kg | 25 | 44 | 1 | FALSE | 1 | FALSE |  | 1.06 | 96 | 288 | 5101 | Floor finish (tiles), ceramic |  | 0 | D4 | 0 | 0 | 0 | 0 | 0 | 0 | 0 | 0 | 0
| Civic Offices | Wall basin/sink ceramic | 1701369 | 8404515 | 5.2 | Services equipment | PRoxy for ceramic sink | Construction | 96 | kg | 25 | 44 | 1 | FALSE | 1 | FALSE |  | 1.06 | 96 | 288 | 5101 | Floor finish (tiles), ceramic |  | 60 | C2 | 0 | 0 | 0 | 0 | 0 | 0 | 0 | 0 | 0
| Civic Offices | Wall basin/sink ceramic | 1701369 | 8404515 | 5.2 | Services equipment | PRoxy for ceramic sink | Construction | 96 | kg | 25 | 44 | 1 | FALSE | 1 | FALSE |  | 1.06 | 96 | 288 | 5101 | Floor finish (tiles), ceramic |  | 60 | C4 | 0.1246 | 4.2951e-08 | 0.0009596 | 0.00023694 | 0.00016577 | 1.3469e-07 | 3.6189 | 14.4 | 0.011746
| Civic Offices | Wall basin/sink ceramic | 1701369 | 8404515 | 5.2 | Services equipment | PRoxy for ceramic sink | Construction | 96 | kg | 25 | 44 | 1 | FALSE | 1 | FALSE |  | 1.06 | 96 | 288 | 5101 | Floor finish (tiles), ceramic |  | 60 | D2 | 0 | 0 | 0 | 0 | 0 | 0 | 0 | 0 | 0
| Civic Offices | Wall basin/sink ceramic | 1701369 | 8404515 | 5.2 | Services equipment | PRoxy for ceramic sink | Construction | 96 | kg | 25 | 44 | 1 | FALSE | 1 | FALSE |  | 1.06 | 96 | 288 | 5101 | Floor finish (tiles), ceramic |  | 60 | D3 | 0 | 0 | 0 | 0 | 0 | 0 | 0 | 0 | 0
| Civic Offices | Wall basin/sink ceramic | 1701369 | 8404515 | 5.2 | Services equipment | PRoxy for ceramic sink | Construction | 96 | kg | 25 | 44 | 1 | FALSE | 1 | FALSE |  | 1.06 | 96 | 288 | 5101 | Floor finish (tiles), ceramic |  | 60 | D4 | 0 | 0 | 0 | 0 | 0 | 0 | 0 | 0 | 0
| Civic Offices | Wall basin/sink ceramic | 1701369 | 8404515 | 5.2 | Services equipment | PRoxy for ceramic sink | Construction | 96 | kg | 25 | 44 | 1 | FALSE | 1 | FALSE |  | 1.06 | 96 | 288 | 5101 | Floor finish (tiles), ceramic |  | 25 | B4B5 | 62.9535 | 7.4225e-06 | 0.39117 | 0.10161 | 0.032643 | 0.0049734 | 986.4163 | 171.6815 | 0.52093
| Civic Offices | Wall basin/sink ceramic | 1701369 | 8404515 | 5.2 | Services equipment | PRoxy for ceramic sink | Construction | 96 | kg | 25 | 44 | 1 | FALSE | 1 | FALSE |  | 1.06 | 96 | 288 | 5101 | Floor finish (tiles), ceramic |  | 25 | D2 | 0 | 0 | 0 | 0 | 0 | 0 | 0 | 0 | 0
| Civic Offices | Wall basin/sink ceramic | 1701369 | 8404515 | 5.2 | Services equipment | PRoxy for ceramic sink | Construction | 96 | kg | 25 | 44 | 1 | FALSE | 1 | FALSE |  | 1.06 | 96 | 288 | 5101 | Floor finish (tiles), ceramic |  | 25 | D3 | 0 | 0 | 0 | 0 | 0 | 0 | 0 | 0 | 0
| Civic Offices | Wall basin/sink ceramic | 1701369 | 8404515 | 5.2 | Services equipment | PRoxy for ceramic sink | Construction | 96 | kg | 25 | 44 | 1 | FALSE | 1 | FALSE |  | 1.06 | 96 | 288 | 5101 | Floor finish (tiles), ceramic |  | 25 | D4 | 0 | 0 | 0 | 0 | 0 | 0 | 0 | 0 | 0
| Civic Offices | Wall basin/sink ceramic | 1701369 | 8404515 | 5.2 | Services equipment | PRoxy for ceramic sink | Construction | 96 | kg | 25 | 44 | 1 | FALSE | 1 | FALSE |  | 1.06 | 96 | 288 | 5101 | Floor finish (tiles), ceramic |  | 50 | B4B5 | 62.9535 | 7.4225e-06 | 0.39117 | 0.10161 | 0.032643 | 0.0049734 | 986.4163 | 171.6815 | 0.52093
| Civic Offices | Wall basin/sink ceramic | 1701369 | 8404515 | 5.2 | Services equipment | PRoxy for ceramic sink | Construction | 96 | kg | 25 | 44 | 1 | FALSE | 1 | FALSE |  | 1.06 | 96 | 288 | 5101 | Floor finish (tiles), ceramic |  | 50 | D2 | 0 | 0 | 0 | 0 | 0 | 0 | 0 | 0 | 0
| Civic Offices | Wall basin/sink ceramic | 1701369 | 8404515 | 5.2 | Services equipment | PRoxy for ceramic sink | Construction | 96 | kg | 25 | 44 | 1 | FALSE | 1 | FALSE |  | 1.06 | 96 | 288 | 5101 | Floor finish (tiles), ceramic |  | 50 | D3 | 0 | 0 | 0 | 0 | 0 | 0 | 0 | 0 | 0
| Civic Offices | Wall basin/sink ceramic | 1701369 | 8404515 | 5.2 | Services equipment | PRoxy for ceramic sink | Construction | 96 | kg | 25 | 44 | 1 | FALSE | 1 | FALSE |  | 1.06 | 96 | 288 | 5101 | Floor finish (tiles), ceramic |  | 50 | D4 | 0 | 0 | 0 | 0 | 0 | 0 | 0 | 0 | 0
| Civic Offices | Wall basin/sink ceramic | 1701369 | 8404516 | 5.2 | Services equipment | Proxy for taps | Construction | 12 | kg | 20 | 44 | 1 | FALSE | 1 | FALSE |  | 1.01 | 12 | 36 | 5455 | Door frame (hollow), stainless steel |  | 0 | A1A3 | 57.79 | 2.9125e-06 | 0.35121 | 0.10343 | 0.040828 | 0.001814 | 751.802 | 71.3686 | 1.7708
| Civic Offices | Wall basin/sink ceramic | 1701369 | 8404516 | 5.2 | Services equipment | Proxy for taps | Construction | 12 | kg | 20 | 44 | 1 | FALSE | 1 | FALSE |  | 1.01 | 12 | 36 | 5455 | Door frame (hollow), stainless steel |  | 0 | A4 | 0.50305 | 6.9611e-08 | 0.0023918 | 0.00044414 | 0.00031576 | 1.1203e-06 | 7.3604 | 2.1375 | 0.0020445
| Civic Offices | Wall basin/sink ceramic | 1701369 | 8404516 | 5.2 | Services equipment | Proxy for taps | Construction | 12 | kg | 20 | 44 | 1 | FALSE | 1 | FALSE |  | 1.01 | 12 | 36 | 5455 | Door frame (hollow), stainless steel |  | 0 | A5 | 6.2376e-05 | 1.6333e-11 | 4.3619e-07 | 1.4333e-07 | 7.2381e-08 | 8.7991e-11 | 0.0015292 | 0.018 | 0
| Civic Offices | Wall basin/sink ceramic | 1701369 | 8404516 | 5.2 | Services equipment | Proxy for taps | Construction | 12 | kg | 20 | 44 | 1 | FALSE | 1 | FALSE |  | 1.01 | 12 | 36 | 5455 | Door frame (hollow), stainless steel |  | 0 | D2 | 0 | 0 | 0 | 0 | 0 | 0 | 0 | 0 | 0
| Civic Offices | Wall basin/sink ceramic | 1701369 | 8404516 | 5.2 | Services equipment | Proxy for taps | Construction | 12 | kg | 20 | 44 | 1 | FALSE | 1 | FALSE |  | 1.01 | 12 | 36 | 5455 | Door frame (hollow), stainless steel |  | 0 | D3 | 0 | 0 | 0 | 0 | 0 | 0 | 0 | 0 | 0
| Civic Offices | Wall basin/sink ceramic | 1701369 | 8404516 | 5.2 | Services equipment | Proxy for taps | Construction | 12 | kg | 20 | 44 | 1 | FALSE | 1 | FALSE |  | 1.01 | 12 | 36 | 5455 | Door frame (hollow), stainless steel |  | 0 | D4 | 0 | 0 | 0 | 0 | 0 | 0 | 0 | 0 | 0
| Civic Offices | Wall basin/sink ceramic | 1701369 | 8404516 | 5.2 | Services equipment | Proxy for taps | Construction | 12 | kg | 20 | 44 | 1 | FALSE | 1 | FALSE |  | 1.01 | 12 | 36 | 5455 | Door frame (hollow), stainless steel |  | 60 | C2 | 0 | 0 | 0 | 0 | 0 | 0 | 0 | 0 | 0
| Civic Offices | Wall basin/sink ceramic | 1701369 | 8404516 | 5.2 | Services equipment | Proxy for taps | Construction | 12 | kg | 20 | 44 | 1 | FALSE | 1 | FALSE |  | 1.01 | 12 | 36 | 5455 | Door frame (hollow), stainless steel |  | 60 | C4 | 0.0062376 | 1.6333e-09 | 4.3619e-05 | 1.4333e-05 | 7.2381e-06 | 8.7991e-09 | 0.15292 | 1.8 | 0.00031282
| Civic Offices | Wall basin/sink ceramic | 1701369 | 8404516 | 5.2 | Services equipment | Proxy for taps | Construction | 12 | kg | 20 | 44 | 1 | FALSE | 1 | FALSE |  | 1.01 | 12 | 36 | 5455 | Door frame (hollow), stainless steel |  | 60 | D2 | 0 | 0 | 0 | 0 | 0 | 0 | 0 | 0 | 0
| Civic Offices | Wall basin/sink ceramic | 1701369 | 8404516 | 5.2 | Services equipment | Proxy for taps | Construction | 12 | kg | 20 | 44 | 1 | FALSE | 1 | FALSE |  | 1.01 | 12 | 36 | 5455 | Door frame (hollow), stainless steel |  | 60 | D3 | 0 | 0 | 0 | 0 | 0 | 0 | 0 | 0 | 0
| Civic Offices | Wall basin/sink ceramic | 1701369 | 8404516 | 5.2 | Services equipment | Proxy for taps | Construction | 12 | kg | 20 | 44 | 1 | FALSE | 1 | FALSE |  | 1.01 | 12 | 36 | 5455 | Door frame (hollow), stainless steel |  | 60 | D4 | 0 | 0 | 0 | 0 | 0 | 0 | 0 | 0 | 0
| Civic Offices | Wall basin/sink ceramic | 1701369 | 8404516 | 5.2 | Services equipment | Proxy for taps | Construction | 12 | kg | 20 | 44 | 1 | FALSE | 1 | FALSE |  | 1.01 | 12 | 36 | 5455 | Door frame (hollow), stainless steel |  | 20 | B4B5 | 58.2993 | 2.9838e-06 | 0.35365 | 0.10389 | 0.041151 | 0.0018152 | 759.3168 | 75.3241 | 1.7728
| Civic Offices | Wall basin/sink ceramic | 1701369 | 8404516 | 5.2 | Services equipment | Proxy for taps | Construction | 12 | kg | 20 | 44 | 1 | FALSE | 1 | FALSE |  | 1.01 | 12 | 36 | 5455 | Door frame (hollow), stainless steel |  | 20 | D2 | 0 | 0 | 0 | 0 | 0 | 0 | 0 | 0 | 0
| Civic Offices | Wall basin/sink ceramic | 1701369 | 8404516 | 5.2 | Services equipment | Proxy for taps | Construction | 12 | kg | 20 | 44 | 1 | FALSE | 1 | FALSE |  | 1.01 | 12 | 36 | 5455 | Door frame (hollow), stainless steel |  | 20 | D3 | 0 | 0 | 0 | 0 | 0 | 0 | 0 | 0 | 0
| Civic Offices | Wall basin/sink ceramic | 1701369 | 8404516 | 5.2 | Services equipment | Proxy for taps | Construction | 12 | kg | 20 | 44 | 1 | FALSE | 1 | FALSE |  | 1.01 | 12 | 36 | 5455 | Door frame (hollow), stainless steel |  | 20 | D4 | 0 | 0 | 0 | 0 | 0 | 0 | 0 | 0 | 0
| Civic Offices | Wall basin/sink ceramic | 1701369 | 8404516 | 5.2 | Services equipment | Proxy for taps | Construction | 12 | kg | 20 | 44 | 1 | FALSE | 1 | FALSE |  | 1.01 | 12 | 36 | 5455 | Door frame (hollow), stainless steel |  | 40 | B4B5 | 58.2993 | 2.9838e-06 | 0.35365 | 0.10389 | 0.041151 | 0.0018152 | 759.3168 | 75.3241 | 1.7728
| Civic Offices | Wall basin/sink ceramic | 1701369 | 8404516 | 5.2 | Services equipment | Proxy for taps | Construction | 12 | kg | 20 | 44 | 1 | FALSE | 1 | FALSE |  | 1.01 | 12 | 36 | 5455 | Door frame (hollow), stainless steel |  | 40 | D2 | 0 | 0 | 0 | 0 | 0 | 0 | 0 | 0 | 0
| Civic Offices | Wall basin/sink ceramic | 1701369 | 8404516 | 5.2 | Services equipment | Proxy for taps | Construction | 12 | kg | 20 | 44 | 1 | FALSE | 1 | FALSE |  | 1.01 | 12 | 36 | 5455 | Door frame (hollow), stainless steel |  | 40 | D3 | 0 | 0 | 0 | 0 | 0 | 0 | 0 | 0 | 0
| Civic Offices | Wall basin/sink ceramic | 1701369 | 8404516 | 5.2 | Services equipment | Proxy for taps | Construction | 12 | kg | 20 | 44 | 1 | FALSE | 1 | FALSE |  | 1.01 | 12 | 36 | 5455 | Door frame (hollow), stainless steel |  | 40 | D4 | 0 | 0 | 0 | 0 | 0 | 0 | 0 | 0 | 0
| Civic Offices | Services pipework 22mm copper pipe (water supply) | 1701371 | 8404519 | 5.2 | Services equipment | Proxy for copper piping 22mm diameter | Construction | 1.7045 | Linear length Calculation | 45 | 44 | 1 | FALSE | 1 | FALSE |  | 1.03 | 1.7045 | 3.4091 | 5113 | Cladding sheet (plain), copper |  | 0 | A1A3 | 12.0878 | 1.0046e-05 | 0.61477 | 0.41038 | 0.033982 | 0.0027969 | 183.4116 | 35.804 | 0.38639
| Civic Offices | Services pipework 22mm copper pipe (water supply) | 1701371 | 8404519 | 5.2 | Services equipment | Proxy for copper piping 22mm diameter | Construction | 1.7045 | Linear length Calculation | 45 | 44 | 1 | FALSE | 1 | FALSE |  | 1.03 | 1.7045 | 3.4091 | 5113 | Cladding sheet (plain), copper |  | 0 | A4 | 0.034398 | 6.1805e-09 | 0.00011263 | 3.0443e-05 | 1.9215e-05 | 1.1996e-07 | 0.51276 | 0.078295 | 0.00014155
| Civic Offices | Services pipework 22mm copper pipe (water supply) | 1701371 | 8404519 | 5.2 | Services equipment | Proxy for copper piping 22mm diameter | Construction | 1.7045 | Linear length Calculation | 45 | 44 | 1 | FALSE | 1 | FALSE |  | 1.03 | 1.7045 | 3.4091 | 5113 | Cladding sheet (plain), copper |  | 0 | A5 | 2.6581e-05 | 6.9603e-12 | 1.8588e-07 | 6.1078e-08 | 3.0844e-08 | 3.7496e-11 | 0.00065164 | 0.0076704 | 0
| Civic Offices | Services pipework 22mm copper pipe (water supply) | 1701371 | 8404519 | 5.2 | Services equipment | Proxy for copper piping 22mm diameter | Construction | 1.7045 | Linear length Calculation | 45 | 44 | 1 | FALSE | 1 | FALSE |  | 1.03 | 1.7045 | 3.4091 | 5113 | Cladding sheet (plain), copper |  | 0 | D2 | 0 | 0 | 0 | 0 | 0 | 0 | 0 | 0 | 0
| Civic Offices | Services pipework 22mm copper pipe (water supply) | 1701371 | 8404519 | 5.2 | Services equipment | Proxy for copper piping 22mm diameter | Construction | 1.7045 | Linear length Calculation | 45 | 44 | 1 | FALSE | 1 | FALSE |  | 1.03 | 1.7045 | 3.4091 | 5113 | Cladding sheet (plain), copper |  | 0 | D3 | 0 | 0 | 0 | 0 | 0 | 0 | 0 | 0 | 0
| Civic Offices | Services pipework 22mm copper pipe (water supply) | 1701371 | 8404519 | 5.2 | Services equipment | Proxy for copper piping 22mm diameter | Construction | 1.7045 | Linear length Calculation | 45 | 44 | 1 | FALSE | 1 | FALSE |  | 1.03 | 1.7045 | 3.4091 | 5113 | Cladding sheet (plain), copper |  | 0 | D4 | 0 | 0 | 0 | 0 | 0 | 0 | 0 | 0 | 0
| Civic Offices | Services pipework 22mm copper pipe (water supply) | 1701371 | 8404519 | 5.2 | Services equipment | Proxy for copper piping 22mm diameter | Construction | 1.7045 | Linear length Calculation | 45 | 44 | 1 | FALSE | 1 | FALSE |  | 1.03 | 1.7045 | 3.4091 | 5113 | Cladding sheet (plain), copper |  | 60 | C2 | 0 | 0 | 0 | 0 | 0 | 0 | 0 | 0 | 0
| Civic Offices | Services pipework 22mm copper pipe (water supply) | 1701371 | 8404519 | 5.2 | Services equipment | Proxy for copper piping 22mm diameter | Construction | 1.7045 | Linear length Calculation | 45 | 44 | 1 | FALSE | 1 | FALSE |  | 1.03 | 1.7045 | 3.4091 | 5113 | Cladding sheet (plain), copper |  | 60 | C4 | 0.00088602 | 2.3201e-10 | 6.1959e-06 | 2.0359e-06 | 1.0281e-06 | 1.2499e-09 | 0.021721 | 0.25568 | 4.4434e-05
| Civic Offices | Services pipework 22mm copper pipe (water supply) | 1701371 | 8404519 | 5.2 | Services equipment | Proxy for copper piping 22mm diameter | Construction | 1.7045 | Linear length Calculation | 45 | 44 | 1 | FALSE | 1 | FALSE |  | 1.03 | 1.7045 | 3.4091 | 5113 | Cladding sheet (plain), copper |  | 60 | D2 | 0 | 0 | 0 | 0 | 0 | 0 | 0 | 0 | 0
| Civic Offices | Services pipework 22mm copper pipe (water supply) | 1701371 | 8404519 | 5.2 | Services equipment | Proxy for copper piping 22mm diameter | Construction | 1.7045 | Linear length Calculation | 45 | 44 | 1 | FALSE | 1 | FALSE |  | 1.03 | 1.7045 | 3.4091 | 5113 | Cladding sheet (plain), copper |  | 60 | D3 | 0 | 0 | 0 | 0 | 0 | 0 | 0 | 0 | 0
| Civic Offices | Services pipework 22mm copper pipe (water supply) | 1701371 | 8404519 | 5.2 | Services equipment | Proxy for copper piping 22mm diameter | Construction | 1.7045 | Linear length Calculation | 45 | 44 | 1 | FALSE | 1 | FALSE |  | 1.03 | 1.7045 | 3.4091 | 5113 | Cladding sheet (plain), copper |  | 60 | D4 | 0 | 0 | 0 | 0 | 0 | 0 | 0 | 0 | 0
| Civic Offices | Services pipework 22mm copper pipe (water supply) | 1701371 | 8404519 | 5.2 | Services equipment | Proxy for copper piping 22mm diameter | Construction | 1.7045 | Linear length Calculation | 45 | 44 | 1 | FALSE | 1 | FALSE |  | 1.03 | 1.7045 | 3.4091 | 5113 | Cladding sheet (plain), copper |  | 45 | B4B5 | 12.1231 | 1.0052e-05 | 0.61489 | 0.41041 | 0.034002 | 0.002797 | 183.9467 | 36.1457 | 0.38653
| Civic Offices | Services pipework 22mm copper pipe (water supply) | 1701371 | 8404519 | 5.2 | Services equipment | Proxy for copper piping 22mm diameter | Construction | 1.7045 | Linear length Calculation | 45 | 44 | 1 | FALSE | 1 | FALSE |  | 1.03 | 1.7045 | 3.4091 | 5113 | Cladding sheet (plain), copper |  | 45 | D2 | 0 | 0 | 0 | 0 | 0 | 0 | 0 | 0 | 0
| Civic Offices | Services pipework 22mm copper pipe (water supply) | 1701371 | 8404519 | 5.2 | Services equipment | Proxy for copper piping 22mm diameter | Construction | 1.7045 | Linear length Calculation | 45 | 44 | 1 | FALSE | 1 | FALSE |  | 1.03 | 1.7045 | 3.4091 | 5113 | Cladding sheet (plain), copper |  | 45 | D3 | 0 | 0 | 0 | 0 | 0 | 0 | 0 | 0 | 0
| Civic Offices | Services pipework 22mm copper pipe (water supply) | 1701371 | 8404519 | 5.2 | Services equipment | Proxy for copper piping 22mm diameter | Construction | 1.7045 | Linear length Calculation | 45 | 44 | 1 | FALSE | 1 | FALSE |  | 1.03 | 1.7045 | 3.4091 | 5113 | Cladding sheet (plain), copper |  | 45 | D4 | 0 | 0 | 0 | 0 | 0 | 0 | 0 | 0 | 0
| Civic Offices | Services pipework PVC waste 94mm | 1701372 | 8404521 | 5.2 | Services equipment | Proxy for PVC water pipe | Construction | 3.5437 | Linear length Calculation | 30 | 44 | 1 | FALSE | 1 | FALSE |  | 1.01 | 3.5437 | 7.0874 | 5379 | Window frame, PVC |  | 0 | A1A3 | 9.7723 | 3.8381e-07 | 0.061117 | 0.018851 | 0.010546 | 0.00064428 | 183.7632 | 23.955 | 0.10106
| Civic Offices | Services pipework PVC waste 94mm | 1701372 | 8404521 | 5.2 | Services equipment | Proxy for PVC water pipe | Construction | 3.5437 | Linear length Calculation | 30 | 44 | 1 | FALSE | 1 | FALSE |  | 1.01 | 3.5437 | 7.0874 | 5379 | Window frame, PVC |  | 0 | A4 | 0.067813 | 1.2184e-08 | 0.00022204 | 6.0015e-05 | 3.788e-05 | 2.365e-07 | 1.0109 | 0.15435 | 0.00027906
| Civic Offices | Services pipework PVC waste 94mm | 1701372 | 8404521 | 5.2 | Services equipment | Proxy for PVC water pipe | Construction | 3.5437 | Linear length Calculation | 30 | 44 | 1 | FALSE | 1 | FALSE |  | 1.01 | 3.5437 | 7.0874 | 5379 | Window frame, PVC |  | 0 | A5 | 0.00068069 | 2.9177e-11 | 2.1685e-06 | 4.0253e-05 | 2.3711e-07 | 1.5914e-10 | 0.0027065 | 0.0053156 | 0
| Civic Offices | Services pipework PVC waste 94mm | 1701372 | 8404521 | 5.2 | Services equipment | Proxy for PVC water pipe | Construction | 3.5437 | Linear length Calculation | 30 | 44 | 1 | FALSE | 1 | FALSE |  | 1.01 | 3.5437 | 7.0874 | 5379 | Window frame, PVC |  | 0 | D2 | 0 | 0 | 0 | 0 | 0 | 0 | 0 | 0 | 0
| Civic Offices | Services pipework PVC waste 94mm | 1701372 | 8404521 | 5.2 | Services equipment | Proxy for PVC water pipe | Construction | 3.5437 | Linear length Calculation | 30 | 44 | 1 | FALSE | 1 | FALSE |  | 1.01 | 3.5437 | 7.0874 | 5379 | Window frame, PVC |  | 0 | D3 | 0 | 0 | 0 | 0 | 0 | 0 | 0 | 0 | 0
| Civic Offices | Services pipework PVC waste 94mm | 1701372 | 8404521 | 5.2 | Services equipment | Proxy for PVC water pipe | Construction | 3.5437 | Linear length Calculation | 30 | 44 | 1 | FALSE | 1 | FALSE |  | 1.01 | 3.5437 | 7.0874 | 5379 | Window frame, PVC |  | 0 | D4 | 0 | 0 | 0 | 0 | 0 | 0 | 0 | 0 | 0
| Civic Offices | Services pipework PVC waste 94mm | 1701372 | 8404521 | 5.2 | Services equipment | Proxy for PVC water pipe | Construction | 3.5437 | Linear length Calculation | 30 | 44 | 1 | FALSE | 1 | FALSE |  | 1.01 | 3.5437 | 7.0874 | 5379 | Window frame, PVC |  | 60 | C2 | 0 | 0 | 0 | 0 | 0 | 0 | 0 | 0 | 0
| Civic Offices | Services pipework PVC waste 94mm | 1701372 | 8404521 | 5.2 | Services equipment | Proxy for PVC water pipe | Construction | 3.5437 | Linear length Calculation | 30 | 44 | 1 | FALSE | 1 | FALSE |  | 1.01 | 3.5437 | 7.0874 | 5379 | Window frame, PVC |  | 60 | C4 | 0.068069 | 2.9177e-09 | 0.00021685 | 0.0040253 | 2.3711e-05 | 1.5914e-08 | 0.27065 | 0.53156 | 0.0016617
| Civic Offices | Services pipework PVC waste 94mm | 1701372 | 8404521 | 5.2 | Services equipment | Proxy for PVC water pipe | Construction | 3.5437 | Linear length Calculation | 30 | 44 | 1 | FALSE | 1 | FALSE |  | 1.01 | 3.5437 | 7.0874 | 5379 | Window frame, PVC |  | 60 | D2 | 0 | 0 | 0 | 0 | 0 | 0 | 0 | 0 | 0
| Civic Offices | Services pipework PVC waste 94mm | 1701372 | 8404521 | 5.2 | Services equipment | Proxy for PVC water pipe | Construction | 3.5437 | Linear length Calculation | 30 | 44 | 1 | FALSE | 1 | FALSE |  | 1.01 | 3.5437 | 7.0874 | 5379 | Window frame, PVC |  | 60 | D3 | 0 | 0 | 0 | 0 | 0 | 0 | 0 | 0 | 0
| Civic Offices | Services pipework PVC waste 94mm | 1701372 | 8404521 | 5.2 | Services equipment | Proxy for PVC water pipe | Construction | 3.5437 | Linear length Calculation | 30 | 44 | 1 | FALSE | 1 | FALSE |  | 1.01 | 3.5437 | 7.0874 | 5379 | Window frame, PVC |  | 60 | D4 | 0 | 0 | 0 | 0 | 0 | 0 | 0 | 0 | 0
| Civic Offices | Services pipework PVC waste 94mm | 1701372 | 8404521 | 5.2 | Services equipment | Proxy for PVC water pipe | Construction | 3.5437 | Linear length Calculation | 30 | 44 | 1 | FALSE | 1 | FALSE |  | 1.01 | 3.5437 | 7.0874 | 5379 | Window frame, PVC |  | 30 | B4B5 | 9.9088 | 3.9894e-07 | 0.061558 | 0.022976 | 0.010608 | 0.00064453 | 185.0474 | 24.6462 | 0.10133
| Civic Offices | Services pipework PVC waste 94mm | 1701372 | 8404521 | 5.2 | Services equipment | Proxy for PVC water pipe | Construction | 3.5437 | Linear length Calculation | 30 | 44 | 1 | FALSE | 1 | FALSE |  | 1.01 | 3.5437 | 7.0874 | 5379 | Window frame, PVC |  | 30 | D2 | 0 | 0 | 0 | 0 | 0 | 0 | 0 | 0 | 0
| Civic Offices | Services pipework PVC waste 94mm | 1701372 | 8404521 | 5.2 | Services equipment | Proxy for PVC water pipe | Construction | 3.5437 | Linear length Calculation | 30 | 44 | 1 | FALSE | 1 | FALSE |  | 1.01 | 3.5437 | 7.0874 | 5379 | Window frame, PVC |  | 30 | D3 | 0 | 0 | 0 | 0 | 0 | 0 | 0 | 0 | 0
| Civic Offices | Services pipework PVC waste 94mm | 1701372 | 8404521 | 5.2 | Services equipment | Proxy for PVC water pipe | Construction | 3.5437 | Linear length Calculation | 30 | 44 | 1 | FALSE | 1 | FALSE |  | 1.01 | 3.5437 | 7.0874 | 5379 | Window frame, PVC |  | 30 | D4 | 0 | 0 | 0 | 0 | 0 | 0 | 0 | 0 | 0
| Civic Offices | Services pipework 22mm copper pipe (water supply) | 1701374 | 8404523 | 5.2 | Services equipment | Proxy for copper piping 22mm diameter | Construction | 1.7045 | Linear length Calculation | 45 | 44 | 1 | FALSE | 1 | FALSE |  | 1.03 | 1.7045 | 3.4091 | 5113 | Cladding sheet (plain), copper |  | 0 | A1A3 | 12.0878 | 1.0046e-05 | 0.61477 | 0.41038 | 0.033982 | 0.0027969 | 183.4116 | 35.804 | 0.38639
| Civic Offices | Services pipework 22mm copper pipe (water supply) | 1701374 | 8404523 | 5.2 | Services equipment | Proxy for copper piping 22mm diameter | Construction | 1.7045 | Linear length Calculation | 45 | 44 | 1 | FALSE | 1 | FALSE |  | 1.03 | 1.7045 | 3.4091 | 5113 | Cladding sheet (plain), copper |  | 0 | A4 | 0.034398 | 6.1805e-09 | 0.00011263 | 3.0443e-05 | 1.9215e-05 | 1.1996e-07 | 0.51276 | 0.078295 | 0.00014155
| Civic Offices | Services pipework 22mm copper pipe (water supply) | 1701374 | 8404523 | 5.2 | Services equipment | Proxy for copper piping 22mm diameter | Construction | 1.7045 | Linear length Calculation | 45 | 44 | 1 | FALSE | 1 | FALSE |  | 1.03 | 1.7045 | 3.4091 | 5113 | Cladding sheet (plain), copper |  | 0 | A5 | 2.6581e-05 | 6.9603e-12 | 1.8588e-07 | 6.1078e-08 | 3.0844e-08 | 3.7496e-11 | 0.00065164 | 0.0076704 | 0
| Civic Offices | Services pipework 22mm copper pipe (water supply) | 1701374 | 8404523 | 5.2 | Services equipment | Proxy for copper piping 22mm diameter | Construction | 1.7045 | Linear length Calculation | 45 | 44 | 1 | FALSE | 1 | FALSE |  | 1.03 | 1.7045 | 3.4091 | 5113 | Cladding sheet (plain), copper |  | 0 | D2 | 0 | 0 | 0 | 0 | 0 | 0 | 0 | 0 | 0
| Civic Offices | Services pipework 22mm copper pipe (water supply) | 1701374 | 8404523 | 5.2 | Services equipment | Proxy for copper piping 22mm diameter | Construction | 1.7045 | Linear length Calculation | 45 | 44 | 1 | FALSE | 1 | FALSE |  | 1.03 | 1.7045 | 3.4091 | 5113 | Cladding sheet (plain), copper |  | 0 | D3 | 0 | 0 | 0 | 0 | 0 | 0 | 0 | 0 | 0
| Civic Offices | Services pipework 22mm copper pipe (water supply) | 1701374 | 8404523 | 5.2 | Services equipment | Proxy for copper piping 22mm diameter | Construction | 1.7045 | Linear length Calculation | 45 | 44 | 1 | FALSE | 1 | FALSE |  | 1.03 | 1.7045 | 3.4091 | 5113 | Cladding sheet (plain), copper |  | 0 | D4 | 0 | 0 | 0 | 0 | 0 | 0 | 0 | 0 | 0
| Civic Offices | Services pipework 22mm copper pipe (water supply) | 1701374 | 8404523 | 5.2 | Services equipment | Proxy for copper piping 22mm diameter | Construction | 1.7045 | Linear length Calculation | 45 | 44 | 1 | FALSE | 1 | FALSE |  | 1.03 | 1.7045 | 3.4091 | 5113 | Cladding sheet (plain), copper |  | 60 | C2 | 0 | 0 | 0 | 0 | 0 | 0 | 0 | 0 | 0
| Civic Offices | Services pipework 22mm copper pipe (water supply) | 1701374 | 8404523 | 5.2 | Services equipment | Proxy for copper piping 22mm diameter | Construction | 1.7045 | Linear length Calculation | 45 | 44 | 1 | FALSE | 1 | FALSE |  | 1.03 | 1.7045 | 3.4091 | 5113 | Cladding sheet (plain), copper |  | 60 | C4 | 0.00088602 | 2.3201e-10 | 6.1959e-06 | 2.0359e-06 | 1.0281e-06 | 1.2499e-09 | 0.021721 | 0.25568 | 4.4434e-05
| Civic Offices | Services pipework 22mm copper pipe (water supply) | 1701374 | 8404523 | 5.2 | Services equipment | Proxy for copper piping 22mm diameter | Construction | 1.7045 | Linear length Calculation | 45 | 44 | 1 | FALSE | 1 | FALSE |  | 1.03 | 1.7045 | 3.4091 | 5113 | Cladding sheet (plain), copper |  | 60 | D2 | 0 | 0 | 0 | 0 | 0 | 0 | 0 | 0 | 0
| Civic Offices | Services pipework 22mm copper pipe (water supply) | 1701374 | 8404523 | 5.2 | Services equipment | Proxy for copper piping 22mm diameter | Construction | 1.7045 | Linear length Calculation | 45 | 44 | 1 | FALSE | 1 | FALSE |  | 1.03 | 1.7045 | 3.4091 | 5113 | Cladding sheet (plain), copper |  | 60 | D3 | 0 | 0 | 0 | 0 | 0 | 0 | 0 | 0 | 0
| Civic Offices | Services pipework 22mm copper pipe (water supply) | 1701374 | 8404523 | 5.2 | Services equipment | Proxy for copper piping 22mm diameter | Construction | 1.7045 | Linear length Calculation | 45 | 44 | 1 | FALSE | 1 | FALSE |  | 1.03 | 1.7045 | 3.4091 | 5113 | Cladding sheet (plain), copper |  | 60 | D4 | 0 | 0 | 0 | 0 | 0 | 0 | 0 | 0 | 0
| Civic Offices | Services pipework 22mm copper pipe (water supply) | 1701374 | 8404523 | 5.2 | Services equipment | Proxy for copper piping 22mm diameter | Construction | 1.7045 | Linear length Calculation | 45 | 44 | 1 | FALSE | 1 | FALSE |  | 1.03 | 1.7045 | 3.4091 | 5113 | Cladding sheet (plain), copper |  | 45 | B4B5 | 12.1231 | 1.0052e-05 | 0.61489 | 0.41041 | 0.034002 | 0.002797 | 183.9467 | 36.1457 | 0.38653
| Civic Offices | Services pipework 22mm copper pipe (water supply) | 1701374 | 8404523 | 5.2 | Services equipment | Proxy for copper piping 22mm diameter | Construction | 1.7045 | Linear length Calculation | 45 | 44 | 1 | FALSE | 1 | FALSE |  | 1.03 | 1.7045 | 3.4091 | 5113 | Cladding sheet (plain), copper |  | 45 | D2 | 0 | 0 | 0 | 0 | 0 | 0 | 0 | 0 | 0
| Civic Offices | Services pipework 22mm copper pipe (water supply) | 1701374 | 8404523 | 5.2 | Services equipment | Proxy for copper piping 22mm diameter | Construction | 1.7045 | Linear length Calculation | 45 | 44 | 1 | FALSE | 1 | FALSE |  | 1.03 | 1.7045 | 3.4091 | 5113 | Cladding sheet (plain), copper |  | 45 | D3 | 0 | 0 | 0 | 0 | 0 | 0 | 0 | 0 | 0
| Civic Offices | Services pipework 22mm copper pipe (water supply) | 1701374 | 8404523 | 5.2 | Services equipment | Proxy for copper piping 22mm diameter | Construction | 1.7045 | Linear length Calculation | 45 | 44 | 1 | FALSE | 1 | FALSE |  | 1.03 | 1.7045 | 3.4091 | 5113 | Cladding sheet (plain), copper |  | 45 | D4 | 0 | 0 | 0 | 0 | 0 | 0 | 0 | 0 | 0
| Civic Offices | Services pipework insulation (50mm) | 1701375 | 8404525 | 5.2 | Services equipment | pipe insulation 50mm thick | Construction | 1.449 | Area Calculation | 70 | 44 | 1 | FALSE | 1 | FALSE |  | 1.07 | 1.449 | 1.449 | 5349 | Insulation (flexible), polyurethane foam |  | 0 | A1A3 | 7.6506 | 6.5155e-08 | 0.032911 | 0.0085808 | 0.0049543 | 4.719e-05 | 135.6473 | 2.2651 | 0.041236
| Civic Offices | Services pipework insulation (50mm) | 1701375 | 8404525 | 5.2 | Services equipment | pipe insulation 50mm thick | Construction | 1.449 | Area Calculation | 70 | 44 | 1 | FALSE | 1 | FALSE |  | 1.07 | 1.449 | 1.449 | 5349 | Insulation (flexible), polyurethane foam |  | 0 | A4 | 0.029709 | 5.338e-09 | 9.7279e-05 | 2.6293e-05 | 1.6596e-05 | 1.0361e-07 | 0.44287 | 0.067622 | 0.00012226
| Civic Offices | Services pipework insulation (50mm) | 1701375 | 8404525 | 5.2 | Services equipment | pipe insulation 50mm thick | Construction | 1.449 | Area Calculation | 70 | 44 | 1 | FALSE | 1 | FALSE |  | 1.07 | 1.449 | 1.449 | 5349 | Insulation (flexible), polyurethane foam |  | 0 | A5 | 0.0087191 | 2.7546e-10 | 1.1009e-05 | 0.0027758 | 2.6712e-06 | 1.7817e-09 | 0.030973 | 0.015215 | 0
| Civic Offices | Services pipework insulation (50mm) | 1701375 | 8404525 | 5.2 | Services equipment | pipe insulation 50mm thick | Construction | 1.449 | Area Calculation | 70 | 44 | 1 | FALSE | 1 | FALSE |  | 1.07 | 1.449 | 1.449 | 5349 | Insulation (flexible), polyurethane foam |  | 0 | D2 | 0 | 0 | 0 | 0 | 0 | 0 | 0 | 0 | 0
| Civic Offices | Services pipework insulation (50mm) | 1701375 | 8404525 | 5.2 | Services equipment | pipe insulation 50mm thick | Construction | 1.449 | Area Calculation | 70 | 44 | 1 | FALSE | 1 | FALSE |  | 1.07 | 1.449 | 1.449 | 5349 | Insulation (flexible), polyurethane foam |  | 0 | D3 | 0 | 0 | 0 | 0 | 0 | 0 | 0 | 0 | 0
| Civic Offices | Services pipework insulation (50mm) | 1701375 | 8404525 | 5.2 | Services equipment | pipe insulation 50mm thick | Construction | 1.449 | Area Calculation | 70 | 44 | 1 | FALSE | 1 | FALSE |  | 1.07 | 1.449 | 1.449 | 5349 | Insulation (flexible), polyurethane foam |  | 0 | D4 | 0 | 0 | 0 | 0 | 0 | 0 | 0 | 0 | 0
| Civic Offices | Services pipework insulation (50mm) | 1701375 | 8404525 | 5.2 | Services equipment | pipe insulation 50mm thick | Construction | 1.449 | Area Calculation | 70 | 44 | 1 | FALSE | 1 | FALSE |  | 1.07 | 1.449 | 1.449 | 5349 | Insulation (flexible), polyurethane foam |  | 60 | C2 | 0 | 0 | 0 | 0 | 0 | 0 | 0 | 0 | 0
| Civic Offices | Services pipework insulation (50mm) | 1701375 | 8404525 | 5.2 | Services equipment | pipe insulation 50mm thick | Construction | 1.449 | Area Calculation | 70 | 44 | 1 | FALSE | 1 | FALSE |  | 1.07 | 1.449 | 1.449 | 5349 | Insulation (flexible), polyurethane foam |  | 60 | C4 | 0.12456 | 3.9351e-09 | 0.00015727 | 0.039654 | 3.816e-05 | 2.5452e-08 | 0.44248 | 0.21735 | 0.010619
| Civic Offices | Services pipework insulation (50mm) | 1701375 | 8404525 | 5.2 | Services equipment | pipe insulation 50mm thick | Construction | 1.449 | Area Calculation | 70 | 44 | 1 | FALSE | 1 | FALSE |  | 1.07 | 1.449 | 1.449 | 5349 | Insulation (flexible), polyurethane foam |  | 60 | D2 | 0 | 0 | 0 | 0 | 0 | 0 | 0 | 0 | 0
| Civic Offices | Services pipework insulation (50mm) | 1701375 | 8404525 | 5.2 | Services equipment | pipe insulation 50mm thick | Construction | 1.449 | Area Calculation | 70 | 44 | 1 | FALSE | 1 | FALSE |  | 1.07 | 1.449 | 1.449 | 5349 | Insulation (flexible), polyurethane foam |  | 60 | D3 | 0 | 0 | 0 | 0 | 0 | 0 | 0 | 0 | 0
| Civic Offices | Services pipework insulation (50mm) | 1701375 | 8404525 | 5.2 | Services equipment | pipe insulation 50mm thick | Construction | 1.449 | Area Calculation | 70 | 44 | 1 | FALSE | 1 | FALSE |  | 1.07 | 1.449 | 1.449 | 5349 | Insulation (flexible), polyurethane foam |  | 60 | D4 | 0 | 0 | 0 | 0 | 0 | 0 | 0 | 0 | 0
| Civic Offices | Wall lining laminate panel | 1701377 | 8404527 | 3.1 | Wall finishes | laminate panel | Construction | 5073.84 | Area Calculation | 15 | 44 | 1 | FALSE | 1 | FALSE |  | 1.05 | 5073.84 | 20295.36 | 5233 | General sheet, high pressure laminate (HPL) |  | 0 | A1A3 | 6999.3717 | 0.00061813 | 44.7027 | 16.3291 | 14.3912 | 0.029279 | 257358.7079 | 58786.56 | 55.2078
| Civic Offices | Wall lining laminate panel | 1701377 | 8404527 | 3.1 | Wall finishes | laminate panel | Construction | 5073.84 | Area Calculation | 15 | 44 | 1 | FALSE | 1 | FALSE |  | 1.05 | 5073.84 | 20295.36 | 5233 | General sheet, high pressure laminate (HPL) |  | 0 | A4 | 138.7911 | 2.4937e-05 | 0.45445 | 0.12283 | 0.077529 | 0.00048403 | 2068.9076 | 315.9071 | 0.57115
| Civic Offices | Wall lining laminate panel | 1701377 | 8404527 | 3.1 | Wall finishes | laminate panel | Construction | 5073.84 | Area Calculation | 15 | 44 | 1 | FALSE | 1 | FALSE |  | 1.05 | 5073.84 | 20295.36 | 5233 | General sheet, high pressure laminate (HPL) |  | 0 | A5 | 13.8164 | 4.5372e-07 | 0.0121 | 0.56982 | 0.0042856 | 2.4866e-06 | 42.0051 | 24.1007 | 0
| Civic Offices | Wall lining laminate panel | 1701377 | 8404527 | 3.1 | Wall finishes | laminate panel | Construction | 5073.84 | Area Calculation | 15 | 44 | 1 | FALSE | 1 | FALSE |  | 1.05 | 5073.84 | 20295.36 | 5233 | General sheet, high pressure laminate (HPL) |  | 0 | D2 | 0 | 0 | 0 | 0 | 0 | 0 | 0 | 0 | 0
| Civic Offices | Wall lining laminate panel | 1701377 | 8404527 | 3.1 | Wall finishes | laminate panel | Construction | 5073.84 | Area Calculation | 15 | 44 | 1 | FALSE | 1 | FALSE |  | 1.05 | 5073.84 | 20295.36 | 5233 | General sheet, high pressure laminate (HPL) |  | 0 | D3 | 0 | 0 | 0 | 0 | 0 | 0 | 0 | 0 | 0
| Civic Offices | Wall lining laminate panel | 1701377 | 8404527 | 3.1 | Wall finishes | laminate panel | Construction | 5073.84 | Area Calculation | 15 | 44 | 1 | FALSE | 1 | FALSE |  | 1.05 | 5073.84 | 20295.36 | 5233 | General sheet, high pressure laminate (HPL) |  | 0 | D4 | 0 | 0 | 0 | 0 | 0 | 0 | 0 | 0 | 0
| Civic Offices | Wall lining laminate panel | 1701377 | 8404527 | 3.1 | Wall finishes | laminate panel | Construction | 5073.84 | Area Calculation | 15 | 44 | 1 | FALSE | 1 | FALSE |  | 1.05 | 5073.84 | 20295.36 | 5233 | General sheet, high pressure laminate (HPL) |  | 60 | C2 | 0 | 0 | 0 | 0 | 0 | 0 | 0 | 0 | 0
| Civic Offices | Wall lining laminate panel | 1701377 | 8404527 | 3.1 | Wall finishes | laminate panel | Construction | 5073.84 | Area Calculation | 15 | 44 | 1 | FALSE | 1 | FALSE |  | 1.05 | 5073.84 | 20295.36 | 5233 | General sheet, high pressure laminate (HPL) |  | 60 | C4 | 276.3286 | 9.0745e-06 | 0.24201 | 11.3965 | 0.085712 | 4.9732e-05 | 840.1022 | 482.0148 | 4.9637
| Civic Offices | Wall lining laminate panel | 1701377 | 8404527 | 3.1 | Wall finishes | laminate panel | Construction | 5073.84 | Area Calculation | 15 | 44 | 1 | FALSE | 1 | FALSE |  | 1.05 | 5073.84 | 20295.36 | 5233 | General sheet, high pressure laminate (HPL) |  | 60 | D2 | 0 | 0 | 0 | 0 | 0 | 0 | 0 | 0 | 0
| Civic Offices | Wall lining laminate panel | 1701377 | 8404527 | 3.1 | Wall finishes | laminate panel | Construction | 5073.84 | Area Calculation | 15 | 44 | 1 | FALSE | 1 | FALSE |  | 1.05 | 5073.84 | 20295.36 | 5233 | General sheet, high pressure laminate (HPL) |  | 60 | D3 | 0 | 0 | 0 | 0 | 0 | 0 | 0 | 0 | 0
| Civic Offices | Wall lining laminate panel | 1701377 | 8404527 | 3.1 | Wall finishes | laminate panel | Construction | 5073.84 | Area Calculation | 15 | 44 | 1 | FALSE | 1 | FALSE |  | 1.05 | 5073.84 | 20295.36 | 5233 | General sheet, high pressure laminate (HPL) |  | 60 | D4 | 0 | 0 | 0 | 0 | 0 | 0 | 0 | 0 | 0
| Civic Offices | Wall lining laminate panel | 1701377 | 8404527 | 3.1 | Wall finishes | laminate panel | Construction | 5073.84 | Area Calculation | 15 | 44 | 1 | FALSE | 1 | FALSE |  | 1.05 | 5073.84 | 20295.36 | 5233 | General sheet, high pressure laminate (HPL) |  | 15 | B4B5 | 7428.3079 | 0.0006526 | 45.4112 | 28.4183 | 14.5587 | 0.029815 | 260309.7228 | 59608.5826 | 55.7789
| Civic Offices | Wall lining laminate panel | 1701377 | 8404527 | 3.1 | Wall finishes | laminate panel | Construction | 5073.84 | Area Calculation | 15 | 44 | 1 | FALSE | 1 | FALSE |  | 1.05 | 5073.84 | 20295.36 | 5233 | General sheet, high pressure laminate (HPL) |  | 15 | D2 | 0 | 0 | 0 | 0 | 0 | 0 | 0 | 0 | 0
| Civic Offices | Wall lining laminate panel | 1701377 | 8404527 | 3.1 | Wall finishes | laminate panel | Construction | 5073.84 | Area Calculation | 15 | 44 | 1 | FALSE | 1 | FALSE |  | 1.05 | 5073.84 | 20295.36 | 5233 | General sheet, high pressure laminate (HPL) |  | 15 | D3 | 0 | 0 | 0 | 0 | 0 | 0 | 0 | 0 | 0
| Civic Offices | Wall lining laminate panel | 1701377 | 8404527 | 3.1 | Wall finishes | laminate panel | Construction | 5073.84 | Area Calculation | 15 | 44 | 1 | FALSE | 1 | FALSE |  | 1.05 | 5073.84 | 20295.36 | 5233 | General sheet, high pressure laminate (HPL) |  | 15 | D4 | 0 | 0 | 0 | 0 | 0 | 0 | 0 | 0 | 0
| Civic Offices | Wall lining laminate panel | 1701377 | 8404527 | 3.1 | Wall finishes | laminate panel | Construction | 5073.84 | Area Calculation | 15 | 44 | 1 | FALSE | 1 | FALSE |  | 1.05 | 5073.84 | 20295.36 | 5233 | General sheet, high pressure laminate (HPL) |  | 30 | B4B5 | 7428.3079 | 0.0006526 | 45.4112 | 28.4183 | 14.5587 | 0.029815 | 260309.7228 | 59608.5826 | 55.7789
| Civic Offices | Wall lining laminate panel | 1701377 | 8404527 | 3.1 | Wall finishes | laminate panel | Construction | 5073.84 | Area Calculation | 15 | 44 | 1 | FALSE | 1 | FALSE |  | 1.05 | 5073.84 | 20295.36 | 5233 | General sheet, high pressure laminate (HPL) |  | 30 | D2 | 0 | 0 | 0 | 0 | 0 | 0 | 0 | 0 | 0
| Civic Offices | Wall lining laminate panel | 1701377 | 8404527 | 3.1 | Wall finishes | laminate panel | Construction | 5073.84 | Area Calculation | 15 | 44 | 1 | FALSE | 1 | FALSE |  | 1.05 | 5073.84 | 20295.36 | 5233 | General sheet, high pressure laminate (HPL) |  | 30 | D3 | 0 | 0 | 0 | 0 | 0 | 0 | 0 | 0 | 0
| Civic Offices | Wall lining laminate panel | 1701377 | 8404527 | 3.1 | Wall finishes | laminate panel | Construction | 5073.84 | Area Calculation | 15 | 44 | 1 | FALSE | 1 | FALSE |  | 1.05 | 5073.84 | 20295.36 | 5233 | General sheet, high pressure laminate (HPL) |  | 30 | D4 | 0 | 0 | 0 | 0 | 0 | 0 | 0 | 0 | 0
| Civic Offices | Wall lining laminate panel | 1701377 | 8404527 | 3.1 | Wall finishes | laminate panel | Construction | 5073.84 | Area Calculation | 15 | 44 | 1 | FALSE | 1 | FALSE |  | 1.05 | 5073.84 | 20295.36 | 5233 | General sheet, high pressure laminate (HPL) |  | 45 | B4B5 | 7428.3079 | 0.0006526 | 45.4112 | 28.4183 | 14.5587 | 0.029815 | 260309.7228 | 59608.5826 | 55.7789
| Civic Offices | Wall lining laminate panel | 1701377 | 8404527 | 3.1 | Wall finishes | laminate panel | Construction | 5073.84 | Area Calculation | 15 | 44 | 1 | FALSE | 1 | FALSE |  | 1.05 | 5073.84 | 20295.36 | 5233 | General sheet, high pressure laminate (HPL) |  | 45 | D2 | 0 | 0 | 0 | 0 | 0 | 0 | 0 | 0 | 0
| Civic Offices | Wall lining laminate panel | 1701377 | 8404527 | 3.1 | Wall finishes | laminate panel | Construction | 5073.84 | Area Calculation | 15 | 44 | 1 | FALSE | 1 | FALSE |  | 1.05 | 5073.84 | 20295.36 | 5233 | General sheet, high pressure laminate (HPL) |  | 45 | D3 | 0 | 0 | 0 | 0 | 0 | 0 | 0 | 0 | 0
| Civic Offices | Wall lining laminate panel | 1701377 | 8404527 | 3.1 | Wall finishes | laminate panel | Construction | 5073.84 | Area Calculation | 15 | 44 | 1 | FALSE | 1 | FALSE |  | 1.05 | 5073.84 | 20295.36 | 5233 | General sheet, high pressure laminate (HPL) |  | 45 | D4 | 0 | 0 | 0 | 0 | 0 | 0 | 0 | 0 | 0
| Civic Offices | Fittings mirror (m2) | 1701378 | 8404529 | 4.1.1 | General fittings, furnishings and equipment | Mirror | Construction | 1.944 | Area Calculation | 20 | 44 | 1 | FALSE | 1 | FALSE |  | 1.01 | 1.944 | 5.832 | 5008 | General sheet, aluminium |  | 0 | A1A3 | 36.4126 | 1.1696e-06 | 0.24961 | 0.055793 | 0.018962 | 3.1538e-05 | 452.3213 | 7.8053 | 0.23985
| Civic Offices | Fittings mirror (m2) | 1701378 | 8404529 | 4.1.1 | General fittings, furnishings and equipment | Mirror | Construction | 1.944 | Area Calculation | 20 | 44 | 1 | FALSE | 1 | FALSE |  | 1.01 | 1.944 | 5.832 | 5008 | General sheet, aluminium |  | 0 | A4 | 0.096756 | 1.0732e-08 | 0.00050127 | 8.1349e-05 | 6.1817e-05 | 1.3447e-07 | 1.3971 | 0.37978 | 0.00038169
| Civic Offices | Fittings mirror (m2) | 1701378 | 8404529 | 4.1.1 | General fittings, furnishings and equipment | Mirror | Construction | 1.944 | Area Calculation | 20 | 44 | 1 | FALSE | 1 | FALSE |  | 1.01 | 1.944 | 5.832 | 5008 | General sheet, aluminium |  | 0 | A5 | 1.0105e-05 | 2.646e-12 | 7.0663e-08 | 2.3219e-08 | 1.1726e-08 | 1.4255e-11 | 0.00024773 | 0.002916 | 0
| Civic Offices | Fittings mirror (m2) | 1701378 | 8404529 | 4.1.1 | General fittings, furnishings and equipment | Mirror | Construction | 1.944 | Area Calculation | 20 | 44 | 1 | FALSE | 1 | FALSE |  | 1.01 | 1.944 | 5.832 | 5008 | General sheet, aluminium |  | 0 | D2 | 0 | 0 | 0 | 0 | 0 | 0 | 0 | 0 | 0
| Civic Offices | Fittings mirror (m2) | 1701378 | 8404529 | 4.1.1 | General fittings, furnishings and equipment | Mirror | Construction | 1.944 | Area Calculation | 20 | 44 | 1 | FALSE | 1 | FALSE |  | 1.01 | 1.944 | 5.832 | 5008 | General sheet, aluminium |  | 0 | D3 | 0 | 0 | 0 | 0 | 0 | 0 | 0 | 0 | 0
| Civic Offices | Fittings mirror (m2) | 1701378 | 8404529 | 4.1.1 | General fittings, furnishings and equipment | Mirror | Construction | 1.944 | Area Calculation | 20 | 44 | 1 | FALSE | 1 | FALSE |  | 1.01 | 1.944 | 5.832 | 5008 | General sheet, aluminium |  | 0 | D4 | 0 | 0 | 0 | 0 | 0 | 0 | 0 | 0 | 0
| Civic Offices | Fittings mirror (m2) | 1701378 | 8404529 | 4.1.1 | General fittings, furnishings and equipment | Mirror | Construction | 1.944 | Area Calculation | 20 | 44 | 1 | FALSE | 1 | FALSE |  | 1.01 | 1.944 | 5.832 | 5008 | General sheet, aluminium |  | 60 | C2 | 0 | 0 | 0 | 0 | 0 | 0 | 0 | 0 | 0
| Civic Offices | Fittings mirror (m2) | 1701378 | 8404529 | 4.1.1 | General fittings, furnishings and equipment | Mirror | Construction | 1.944 | Area Calculation | 20 | 44 | 1 | FALSE | 1 | FALSE |  | 1.01 | 1.944 | 5.832 | 5008 | General sheet, aluminium |  | 60 | C4 | 0.0010105 | 2.646e-10 | 7.0663e-06 | 2.3219e-06 | 1.1726e-06 | 1.4255e-09 | 0.024773 | 0.2916 | 5.0676e-05
| Civic Offices | Fittings mirror (m2) | 1701378 | 8404529 | 4.1.1 | General fittings, furnishings and equipment | Mirror | Construction | 1.944 | Area Calculation | 20 | 44 | 1 | FALSE | 1 | FALSE |  | 1.01 | 1.944 | 5.832 | 5008 | General sheet, aluminium |  | 60 | D2 | 0 | 0 | 0 | 0 | 0 | 0 | 0 | 0 | 0
| Civic Offices | Fittings mirror (m2) | 1701378 | 8404529 | 4.1.1 | General fittings, furnishings and equipment | Mirror | Construction | 1.944 | Area Calculation | 20 | 44 | 1 | FALSE | 1 | FALSE |  | 1.01 | 1.944 | 5.832 | 5008 | General sheet, aluminium |  | 60 | D3 | 0 | 0 | 0 | 0 | 0 | 0 | 0 | 0 | 0
| Civic Offices | Fittings mirror (m2) | 1701378 | 8404529 | 4.1.1 | General fittings, furnishings and equipment | Mirror | Construction | 1.944 | Area Calculation | 20 | 44 | 1 | FALSE | 1 | FALSE |  | 1.01 | 1.944 | 5.832 | 5008 | General sheet, aluminium |  | 60 | D4 | 0 | 0 | 0 | 0 | 0 | 0 | 0 | 0 | 0
| Civic Offices | Fittings mirror (m2) | 1701378 | 8404529 | 4.1.1 | General fittings, furnishings and equipment | Mirror | Construction | 1.944 | Area Calculation | 20 | 44 | 1 | FALSE | 1 | FALSE |  | 1.01 | 1.944 | 5.832 | 5008 | General sheet, aluminium |  | 20 | B4B5 | 36.5103 | 1.1806e-06 | 0.25012 | 0.055877 | 0.019025 | 3.1674e-05 | 453.7434 | 8.4796 | 0.24023
| Civic Offices | Fittings mirror (m2) | 1701378 | 8404529 | 4.1.1 | General fittings, furnishings and equipment | Mirror | Construction | 1.944 | Area Calculation | 20 | 44 | 1 | FALSE | 1 | FALSE |  | 1.01 | 1.944 | 5.832 | 5008 | General sheet, aluminium |  | 20 | D2 | 0 | 0 | 0 | 0 | 0 | 0 | 0 | 0 | 0
| Civic Offices | Fittings mirror (m2) | 1701378 | 8404529 | 4.1.1 | General fittings, furnishings and equipment | Mirror | Construction | 1.944 | Area Calculation | 20 | 44 | 1 | FALSE | 1 | FALSE |  | 1.01 | 1.944 | 5.832 | 5008 | General sheet, aluminium |  | 20 | D3 | 0 | 0 | 0 | 0 | 0 | 0 | 0 | 0 | 0
| Civic Offices | Fittings mirror (m2) | 1701378 | 8404529 | 4.1.1 | General fittings, furnishings and equipment | Mirror | Construction | 1.944 | Area Calculation | 20 | 44 | 1 | FALSE | 1 | FALSE |  | 1.01 | 1.944 | 5.832 | 5008 | General sheet, aluminium |  | 20 | D4 | 0 | 0 | 0 | 0 | 0 | 0 | 0 | 0 | 0
| Civic Offices | Fittings mirror (m2) | 1701378 | 8404529 | 4.1.1 | General fittings, furnishings and equipment | Mirror | Construction | 1.944 | Area Calculation | 20 | 44 | 1 | FALSE | 1 | FALSE |  | 1.01 | 1.944 | 5.832 | 5008 | General sheet, aluminium |  | 40 | B4B5 | 36.5103 | 1.1806e-06 | 0.25012 | 0.055877 | 0.019025 | 3.1674e-05 | 453.7434 | 8.4796 | 0.24023
| Civic Offices | Fittings mirror (m2) | 1701378 | 8404529 | 4.1.1 | General fittings, furnishings and equipment | Mirror | Construction | 1.944 | Area Calculation | 20 | 44 | 1 | FALSE | 1 | FALSE |  | 1.01 | 1.944 | 5.832 | 5008 | General sheet, aluminium |  | 40 | D2 | 0 | 0 | 0 | 0 | 0 | 0 | 0 | 0 | 0
| Civic Offices | Fittings mirror (m2) | 1701378 | 8404529 | 4.1.1 | General fittings, furnishings and equipment | Mirror | Construction | 1.944 | Area Calculation | 20 | 44 | 1 | FALSE | 1 | FALSE |  | 1.01 | 1.944 | 5.832 | 5008 | General sheet, aluminium |  | 40 | D3 | 0 | 0 | 0 | 0 | 0 | 0 | 0 | 0 | 0
| Civic Offices | Fittings mirror (m2) | 1701378 | 8404529 | 4.1.1 | General fittings, furnishings and equipment | Mirror | Construction | 1.944 | Area Calculation | 20 | 44 | 1 | FALSE | 1 | FALSE |  | 1.01 | 1.944 | 5.832 | 5008 | General sheet, aluminium |  | 40 | D4 | 0 | 0 | 0 | 0 | 0 | 0 | 0 | 0 | 0
| Civic Offices | Fittings mirror (m2) | 1701378 | 8404530 | 4.1.1 | General fittings, furnishings and equipment | mirror | Construction | 91.476 | Area Calculation | 20 | 44 | 1 | FALSE | 1 | FALSE |  | 1.05 | 91.476 | 274.428 | 5490 | General glazing, glass (toughened) |  | 0 | A1A3 | 107.8945 | 9.9481e-06 | 1.0245 | 0.12918 | 0.062048 | 0.00068507 | 1321.2702 | 746.55 | 0.52597
| Civic Offices | Fittings mirror (m2) | 1701378 | 8404530 | 4.1.1 | General fittings, furnishings and equipment | mirror | Construction | 91.476 | Area Calculation | 20 | 44 | 1 | FALSE | 1 | FALSE |  | 1.05 | 91.476 | 274.428 | 5490 | General glazing, glass (toughened) |  | 0 | A4 | 2.3126 | 4.2568e-07 | 0.0077332 | 0.0020404 | 0.001349 | 6.0905e-06 | 34.9252 | 4.3152 | 0.0095814
| Civic Offices | Fittings mirror (m2) | 1701378 | 8404530 | 4.1.1 | General fittings, furnishings and equipment | mirror | Construction | 91.476 | Area Calculation | 20 | 44 | 1 | FALSE | 1 | FALSE |  | 1.05 | 91.476 | 274.428 | 5490 | General glazing, glass (toughened) |  | 0 | A5 | 0.0071235 | 2.4556e-09 | 5.4863e-05 | 1.3547e-05 | 9.4774e-06 | 7.7004e-09 | 0.2069 | 0.68607 | 0
| Civic Offices | Fittings mirror (m2) | 1701378 | 8404530 | 4.1.1 | General fittings, furnishings and equipment | mirror | Construction | 91.476 | Area Calculation | 20 | 44 | 1 | FALSE | 1 | FALSE |  | 1.05 | 91.476 | 274.428 | 5490 | General glazing, glass (toughened) |  | 0 | D2 | 0 | 0 | 0 | 0 | 0 | 0 | 0 | 0 | 0
| Civic Offices | Fittings mirror (m2) | 1701378 | 8404530 | 4.1.1 | General fittings, furnishings and equipment | mirror | Construction | 91.476 | Area Calculation | 20 | 44 | 1 | FALSE | 1 | FALSE |  | 1.05 | 91.476 | 274.428 | 5490 | General glazing, glass (toughened) |  | 0 | D3 | 0 | 0 | 0 | 0 | 0 | 0 | 0 | 0 | 0
| Civic Offices | Fittings mirror (m2) | 1701378 | 8404530 | 4.1.1 | General fittings, furnishings and equipment | mirror | Construction | 91.476 | Area Calculation | 20 | 44 | 1 | FALSE | 1 | FALSE |  | 1.05 | 91.476 | 274.428 | 5490 | General glazing, glass (toughened) |  | 0 | D4 | 0 | 0 | 0 | 0 | 0 | 0 | 0 | 0 | 0
| Civic Offices | Fittings mirror (m2) | 1701378 | 8404530 | 4.1.1 | General fittings, furnishings and equipment | mirror | Construction | 91.476 | Area Calculation | 20 | 44 | 1 | FALSE | 1 | FALSE |  | 1.05 | 91.476 | 274.428 | 5490 | General glazing, glass (toughened) |  | 60 | C2 | 0 | 0 | 0 | 0 | 0 | 0 | 0 | 0 | 0
| Civic Offices | Fittings mirror (m2) | 1701378 | 8404530 | 4.1.1 | General fittings, furnishings and equipment | mirror | Construction | 91.476 | Area Calculation | 20 | 44 | 1 | FALSE | 1 | FALSE |  | 1.05 | 91.476 | 274.428 | 5490 | General glazing, glass (toughened) |  | 60 | C4 | 0.14247 | 4.9113e-08 | 0.0010973 | 0.00027093 | 0.00018955 | 1.5401e-07 | 4.138 | 13.7214 | 0.013431
| Civic Offices | Fittings mirror (m2) | 1701378 | 8404530 | 4.1.1 | General fittings, furnishings and equipment | mirror | Construction | 91.476 | Area Calculation | 20 | 44 | 1 | FALSE | 1 | FALSE |  | 1.05 | 91.476 | 274.428 | 5490 | General glazing, glass (toughened) |  | 60 | D2 | 0 | 0 | 0 | 0 | 0 | 0 | 0 | 0 | 0
| Civic Offices | Fittings mirror (m2) | 1701378 | 8404530 | 4.1.1 | General fittings, furnishings and equipment | mirror | Construction | 91.476 | Area Calculation | 20 | 44 | 1 | FALSE | 1 | FALSE |  | 1.05 | 91.476 | 274.428 | 5490 | General glazing, glass (toughened) |  | 60 | D3 | 0 | 0 | 0 | 0 | 0 | 0 | 0 | 0 | 0
| Civic Offices | Fittings mirror (m2) | 1701378 | 8404530 | 4.1.1 | General fittings, furnishings and equipment | mirror | Construction | 91.476 | Area Calculation | 20 | 44 | 1 | FALSE | 1 | FALSE |  | 1.05 | 91.476 | 274.428 | 5490 | General glazing, glass (toughened) |  | 60 | D4 | 0 | 0 | 0 | 0 | 0 | 0 | 0 | 0 | 0
| Civic Offices | Fittings mirror (m2) | 1701378 | 8404530 | 4.1.1 | General fittings, furnishings and equipment | mirror | Construction | 91.476 | Area Calculation | 20 | 44 | 1 | FALSE | 1 | FALSE |  | 1.05 | 91.476 | 274.428 | 5490 | General glazing, glass (toughened) |  | 20 | B4B5 | 110.3567 | 1.0425e-05 | 1.0334 | 0.13151 | 0.063597 | 0.00069132 | 1360.5403 | 765.2726 | 0.53555
| Civic Offices | Fittings mirror (m2) | 1701378 | 8404530 | 4.1.1 | General fittings, furnishings and equipment | mirror | Construction | 91.476 | Area Calculation | 20 | 44 | 1 | FALSE | 1 | FALSE |  | 1.05 | 91.476 | 274.428 | 5490 | General glazing, glass (toughened) |  | 20 | D2 | 0 | 0 | 0 | 0 | 0 | 0 | 0 | 0 | 0
| Civic Offices | Fittings mirror (m2) | 1701378 | 8404530 | 4.1.1 | General fittings, furnishings and equipment | mirror | Construction | 91.476 | Area Calculation | 20 | 44 | 1 | FALSE | 1 | FALSE |  | 1.05 | 91.476 | 274.428 | 5490 | General glazing, glass (toughened) |  | 20 | D3 | 0 | 0 | 0 | 0 | 0 | 0 | 0 | 0 | 0
| Civic Offices | Fittings mirror (m2) | 1701378 | 8404530 | 4.1.1 | General fittings, furnishings and equipment | mirror | Construction | 91.476 | Area Calculation | 20 | 44 | 1 | FALSE | 1 | FALSE |  | 1.05 | 91.476 | 274.428 | 5490 | General glazing, glass (toughened) |  | 20 | D4 | 0 | 0 | 0 | 0 | 0 | 0 | 0 | 0 | 0
| Civic Offices | Fittings mirror (m2) | 1701378 | 8404530 | 4.1.1 | General fittings, furnishings and equipment | mirror | Construction | 91.476 | Area Calculation | 20 | 44 | 1 | FALSE | 1 | FALSE |  | 1.05 | 91.476 | 274.428 | 5490 | General glazing, glass (toughened) |  | 40 | B4B5 | 110.3567 | 1.0425e-05 | 1.0334 | 0.13151 | 0.063597 | 0.00069132 | 1360.5403 | 765.2726 | 0.53555
| Civic Offices | Fittings mirror (m2) | 1701378 | 8404530 | 4.1.1 | General fittings, furnishings and equipment | mirror | Construction | 91.476 | Area Calculation | 20 | 44 | 1 | FALSE | 1 | FALSE |  | 1.05 | 91.476 | 274.428 | 5490 | General glazing, glass (toughened) |  | 40 | D2 | 0 | 0 | 0 | 0 | 0 | 0 | 0 | 0 | 0
| Civic Offices | Fittings mirror (m2) | 1701378 | 8404530 | 4.1.1 | General fittings, furnishings and equipment | mirror | Construction | 91.476 | Area Calculation | 20 | 44 | 1 | FALSE | 1 | FALSE |  | 1.05 | 91.476 | 274.428 | 5490 | General glazing, glass (toughened) |  | 40 | D3 | 0 | 0 | 0 | 0 | 0 | 0 | 0 | 0 | 0
| Civic Offices | Fittings mirror (m2) | 1701378 | 8404530 | 4.1.1 | General fittings, furnishings and equipment | mirror | Construction | 91.476 | Area Calculation | 20 | 44 | 1 | FALSE | 1 | FALSE |  | 1.05 | 91.476 | 274.428 | 5490 | General glazing, glass (toughened) |  | 40 | D4 | 0 | 0 | 0 | 0 | 0 | 0 | 0 | 0 | 0
| Civic Offices | Mixer Tap | 1701380 | 8404532 | 5.2 | Services equipment | shower head | Construction | 4.8 | kg | 15 | 44 | 1 | FALSE | 1 | FALSE |  | 1.05 | 4.8 | 19.2 | 5443 | Cladding sheet (profiled, double skin), stainless steel |  | 0 | A1A3 | 24.0315 | 1.2112e-06 | 0.14605 | 0.043011 | 0.016978 | 0.00075436 | 312.6305 | 29.678 | 0.73636
| Civic Offices | Mixer Tap | 1701380 | 8404532 | 5.2 | Services equipment | shower head | Construction | 4.8 | kg | 15 | 44 | 1 | FALSE | 1 | FALSE |  | 1.05 | 4.8 | 19.2 | 5443 | Cladding sheet (profiled, double skin), stainless steel |  | 0 | A4 | 0.20919 | 2.8947e-08 | 0.00099462 | 0.00018469 | 0.00013131 | 4.6587e-07 | 3.0607 | 0.88888 | 0.00085017
| Civic Offices | Mixer Tap | 1701380 | 8404532 | 5.2 | Services equipment | shower head | Construction | 4.8 | kg | 15 | 44 | 1 | FALSE | 1 | FALSE |  | 1.05 | 4.8 | 19.2 | 5443 | Cladding sheet (profiled, double skin), stainless steel |  | 0 | A5 | 0.00012475 | 3.2667e-11 | 8.7238e-07 | 2.8666e-07 | 1.4476e-07 | 1.7598e-10 | 0.0030583 | 0.036 | 0
| Civic Offices | Mixer Tap | 1701380 | 8404532 | 5.2 | Services equipment | shower head | Construction | 4.8 | kg | 15 | 44 | 1 | FALSE | 1 | FALSE |  | 1.05 | 4.8 | 19.2 | 5443 | Cladding sheet (profiled, double skin), stainless steel |  | 0 | D2 | 0 | 0 | 0 | 0 | 0 | 0 | 0 | 0 | 0
| Civic Offices | Mixer Tap | 1701380 | 8404532 | 5.2 | Services equipment | shower head | Construction | 4.8 | kg | 15 | 44 | 1 | FALSE | 1 | FALSE |  | 1.05 | 4.8 | 19.2 | 5443 | Cladding sheet (profiled, double skin), stainless steel |  | 0 | D3 | 0 | 0 | 0 | 0 | 0 | 0 | 0 | 0 | 0
| Civic Offices | Mixer Tap | 1701380 | 8404532 | 5.2 | Services equipment | shower head | Construction | 4.8 | kg | 15 | 44 | 1 | FALSE | 1 | FALSE |  | 1.05 | 4.8 | 19.2 | 5443 | Cladding sheet (profiled, double skin), stainless steel |  | 0 | D4 | 0 | 0 | 0 | 0 | 0 | 0 | 0 | 0 | 0
| Civic Offices | Mixer Tap | 1701380 | 8404532 | 5.2 | Services equipment | shower head | Construction | 4.8 | kg | 15 | 44 | 1 | FALSE | 1 | FALSE |  | 1.05 | 4.8 | 19.2 | 5443 | Cladding sheet (profiled, double skin), stainless steel |  | 60 | C2 | 0 | 0 | 0 | 0 | 0 | 0 | 0 | 0 | 0
| Civic Offices | Mixer Tap | 1701380 | 8404532 | 5.2 | Services equipment | shower head | Construction | 4.8 | kg | 15 | 44 | 1 | FALSE | 1 | FALSE |  | 1.05 | 4.8 | 19.2 | 5443 | Cladding sheet (profiled, double skin), stainless steel |  | 60 | C4 | 0.002495 | 6.5334e-10 | 1.7448e-05 | 5.7332e-06 | 2.8952e-06 | 3.5196e-09 | 0.061167 | 0.72 | 0.00012513
| Civic Offices | Mixer Tap | 1701380 | 8404532 | 5.2 | Services equipment | shower head | Construction | 4.8 | kg | 15 | 44 | 1 | FALSE | 1 | FALSE |  | 1.05 | 4.8 | 19.2 | 5443 | Cladding sheet (profiled, double skin), stainless steel |  | 60 | D2 | 0 | 0 | 0 | 0 | 0 | 0 | 0 | 0 | 0
| Civic Offices | Mixer Tap | 1701380 | 8404532 | 5.2 | Services equipment | shower head | Construction | 4.8 | kg | 15 | 44 | 1 | FALSE | 1 | FALSE |  | 1.05 | 4.8 | 19.2 | 5443 | Cladding sheet (profiled, double skin), stainless steel |  | 60 | D3 | 0 | 0 | 0 | 0 | 0 | 0 | 0 | 0 | 0
| Civic Offices | Mixer Tap | 1701380 | 8404532 | 5.2 | Services equipment | shower head | Construction | 4.8 | kg | 15 | 44 | 1 | FALSE | 1 | FALSE |  | 1.05 | 4.8 | 19.2 | 5443 | Cladding sheet (profiled, double skin), stainless steel |  | 60 | D4 | 0 | 0 | 0 | 0 | 0 | 0 | 0 | 0 | 0
| Civic Offices | Mixer Tap | 1701380 | 8404532 | 5.2 | Services equipment | shower head | Construction | 4.8 | kg | 15 | 44 | 1 | FALSE | 1 | FALSE |  | 1.05 | 4.8 | 19.2 | 5443 | Cladding sheet (profiled, double skin), stainless steel |  | 15 | B4B5 | 24.2433 | 1.2408e-06 | 0.14706 | 0.043202 | 0.017112 | 0.00075482 | 315.7555 | 31.3229 | 0.73721
| Civic Offices | Mixer Tap | 1701380 | 8404532 | 5.2 | Services equipment | shower head | Construction | 4.8 | kg | 15 | 44 | 1 | FALSE | 1 | FALSE |  | 1.05 | 4.8 | 19.2 | 5443 | Cladding sheet (profiled, double skin), stainless steel |  | 15 | D2 | 0 | 0 | 0 | 0 | 0 | 0 | 0 | 0 | 0
| Civic Offices | Mixer Tap | 1701380 | 8404532 | 5.2 | Services equipment | shower head | Construction | 4.8 | kg | 15 | 44 | 1 | FALSE | 1 | FALSE |  | 1.05 | 4.8 | 19.2 | 5443 | Cladding sheet (profiled, double skin), stainless steel |  | 15 | D3 | 0 | 0 | 0 | 0 | 0 | 0 | 0 | 0 | 0
| Civic Offices | Mixer Tap | 1701380 | 8404532 | 5.2 | Services equipment | shower head | Construction | 4.8 | kg | 15 | 44 | 1 | FALSE | 1 | FALSE |  | 1.05 | 4.8 | 19.2 | 5443 | Cladding sheet (profiled, double skin), stainless steel |  | 15 | D4 | 0 | 0 | 0 | 0 | 0 | 0 | 0 | 0 | 0
| Civic Offices | Mixer Tap | 1701380 | 8404532 | 5.2 | Services equipment | shower head | Construction | 4.8 | kg | 15 | 44 | 1 | FALSE | 1 | FALSE |  | 1.05 | 4.8 | 19.2 | 5443 | Cladding sheet (profiled, double skin), stainless steel |  | 30 | B4B5 | 24.2433 | 1.2408e-06 | 0.14706 | 0.043202 | 0.017112 | 0.00075482 | 315.7555 | 31.3229 | 0.73721
| Civic Offices | Mixer Tap | 1701380 | 8404532 | 5.2 | Services equipment | shower head | Construction | 4.8 | kg | 15 | 44 | 1 | FALSE | 1 | FALSE |  | 1.05 | 4.8 | 19.2 | 5443 | Cladding sheet (profiled, double skin), stainless steel |  | 30 | D2 | 0 | 0 | 0 | 0 | 0 | 0 | 0 | 0 | 0
| Civic Offices | Mixer Tap | 1701380 | 8404532 | 5.2 | Services equipment | shower head | Construction | 4.8 | kg | 15 | 44 | 1 | FALSE | 1 | FALSE |  | 1.05 | 4.8 | 19.2 | 5443 | Cladding sheet (profiled, double skin), stainless steel |  | 30 | D3 | 0 | 0 | 0 | 0 | 0 | 0 | 0 | 0 | 0
| Civic Offices | Mixer Tap | 1701380 | 8404532 | 5.2 | Services equipment | shower head | Construction | 4.8 | kg | 15 | 44 | 1 | FALSE | 1 | FALSE |  | 1.05 | 4.8 | 19.2 | 5443 | Cladding sheet (profiled, double skin), stainless steel |  | 30 | D4 | 0 | 0 | 0 | 0 | 0 | 0 | 0 | 0 | 0
| Civic Offices | Mixer Tap | 1701380 | 8404532 | 5.2 | Services equipment | shower head | Construction | 4.8 | kg | 15 | 44 | 1 | FALSE | 1 | FALSE |  | 1.05 | 4.8 | 19.2 | 5443 | Cladding sheet (profiled, double skin), stainless steel |  | 45 | B4B5 | 24.2433 | 1.2408e-06 | 0.14706 | 0.043202 | 0.017112 | 0.00075482 | 315.7555 | 31.3229 | 0.73721
| Civic Offices | Mixer Tap | 1701380 | 8404532 | 5.2 | Services equipment | shower head | Construction | 4.8 | kg | 15 | 44 | 1 | FALSE | 1 | FALSE |  | 1.05 | 4.8 | 19.2 | 5443 | Cladding sheet (profiled, double skin), stainless steel |  | 45 | D2 | 0 | 0 | 0 | 0 | 0 | 0 | 0 | 0 | 0
| Civic Offices | Mixer Tap | 1701380 | 8404532 | 5.2 | Services equipment | shower head | Construction | 4.8 | kg | 15 | 44 | 1 | FALSE | 1 | FALSE |  | 1.05 | 4.8 | 19.2 | 5443 | Cladding sheet (profiled, double skin), stainless steel |  | 45 | D3 | 0 | 0 | 0 | 0 | 0 | 0 | 0 | 0 | 0
| Civic Offices | Mixer Tap | 1701380 | 8404532 | 5.2 | Services equipment | shower head | Construction | 4.8 | kg | 15 | 44 | 1 | FALSE | 1 | FALSE |  | 1.05 | 4.8 | 19.2 | 5443 | Cladding sheet (profiled, double skin), stainless steel |  | 45 | D4 | 0 | 0 | 0 | 0 | 0 | 0 | 0 | 0 | 0
| Civic Offices | Services pipework 22mm copper pipe (water supply) | 1701382 | 8404534 | 5.2 | Services equipment | Proxy for copper piping 22mm diameter | Construction | 8.5227 | Linear length Calculation | 45 | 44 | 1 | FALSE | 1 | FALSE |  | 1.03 | 8.5227 | 17.0454 | 5113 | Cladding sheet (plain), copper |  | 0 | A1A3 | 60.4391 | 5.0228e-05 | 3.0738 | 2.0519 | 0.16991 | 0.013985 | 917.0579 | 179.0201 | 1.9319
| Civic Offices | Services pipework 22mm copper pipe (water supply) | 1701382 | 8404534 | 5.2 | Services equipment | Proxy for copper piping 22mm diameter | Construction | 8.5227 | Linear length Calculation | 45 | 44 | 1 | FALSE | 1 | FALSE |  | 1.03 | 8.5227 | 17.0454 | 5113 | Cladding sheet (plain), copper |  | 0 | A4 | 0.17199 | 3.0903e-08 | 0.00056316 | 0.00015221 | 9.6074e-05 | 5.9982e-07 | 2.5638 | 0.39148 | 0.00070777
| Civic Offices | Services pipework 22mm copper pipe (water supply) | 1701382 | 8404534 | 5.2 | Services equipment | Proxy for copper piping 22mm diameter | Construction | 8.5227 | Linear length Calculation | 45 | 44 | 1 | FALSE | 1 | FALSE |  | 1.03 | 8.5227 | 17.0454 | 5113 | Cladding sheet (plain), copper |  | 0 | A5 | 0.0001329 | 3.4801e-11 | 9.2938e-07 | 3.0539e-07 | 1.5422e-07 | 1.8748e-10 | 0.0032582 | 0.038352 | 0
| Civic Offices | Services pipework 22mm copper pipe (water supply) | 1701382 | 8404534 | 5.2 | Services equipment | Proxy for copper piping 22mm diameter | Construction | 8.5227 | Linear length Calculation | 45 | 44 | 1 | FALSE | 1 | FALSE |  | 1.03 | 8.5227 | 17.0454 | 5113 | Cladding sheet (plain), copper |  | 0 | D2 | 0 | 0 | 0 | 0 | 0 | 0 | 0 | 0 | 0
| Civic Offices | Services pipework 22mm copper pipe (water supply) | 1701382 | 8404534 | 5.2 | Services equipment | Proxy for copper piping 22mm diameter | Construction | 8.5227 | Linear length Calculation | 45 | 44 | 1 | FALSE | 1 | FALSE |  | 1.03 | 8.5227 | 17.0454 | 5113 | Cladding sheet (plain), copper |  | 0 | D3 | 0 | 0 | 0 | 0 | 0 | 0 | 0 | 0 | 0
| Civic Offices | Services pipework 22mm copper pipe (water supply) | 1701382 | 8404534 | 5.2 | Services equipment | Proxy for copper piping 22mm diameter | Construction | 8.5227 | Linear length Calculation | 45 | 44 | 1 | FALSE | 1 | FALSE |  | 1.03 | 8.5227 | 17.0454 | 5113 | Cladding sheet (plain), copper |  | 0 | D4 | 0 | 0 | 0 | 0 | 0 | 0 | 0 | 0 | 0
| Civic Offices | Services pipework 22mm copper pipe (water supply) | 1701382 | 8404534 | 5.2 | Services equipment | Proxy for copper piping 22mm diameter | Construction | 8.5227 | Linear length Calculation | 45 | 44 | 1 | FALSE | 1 | FALSE |  | 1.03 | 8.5227 | 17.0454 | 5113 | Cladding sheet (plain), copper |  | 60 | C2 | 0 | 0 | 0 | 0 | 0 | 0 | 0 | 0 | 0
| Civic Offices | Services pipework 22mm copper pipe (water supply) | 1701382 | 8404534 | 5.2 | Services equipment | Proxy for copper piping 22mm diameter | Construction | 8.5227 | Linear length Calculation | 45 | 44 | 1 | FALSE | 1 | FALSE |  | 1.03 | 8.5227 | 17.0454 | 5113 | Cladding sheet (plain), copper |  | 60 | C4 | 0.0044301 | 1.16e-09 | 3.0979e-05 | 1.018e-05 | 5.1407e-06 | 6.2493e-09 | 0.10861 | 1.2784 | 0.00022217
| Civic Offices | Services pipework 22mm copper pipe (water supply) | 1701382 | 8404534 | 5.2 | Services equipment | Proxy for copper piping 22mm diameter | Construction | 8.5227 | Linear length Calculation | 45 | 44 | 1 | FALSE | 1 | FALSE |  | 1.03 | 8.5227 | 17.0454 | 5113 | Cladding sheet (plain), copper |  | 60 | D2 | 0 | 0 | 0 | 0 | 0 | 0 | 0 | 0 | 0
| Civic Offices | Services pipework 22mm copper pipe (water supply) | 1701382 | 8404534 | 5.2 | Services equipment | Proxy for copper piping 22mm diameter | Construction | 8.5227 | Linear length Calculation | 45 | 44 | 1 | FALSE | 1 | FALSE |  | 1.03 | 8.5227 | 17.0454 | 5113 | Cladding sheet (plain), copper |  | 60 | D3 | 0 | 0 | 0 | 0 | 0 | 0 | 0 | 0 | 0
| Civic Offices | Services pipework 22mm copper pipe (water supply) | 1701382 | 8404534 | 5.2 | Services equipment | Proxy for copper piping 22mm diameter | Construction | 8.5227 | Linear length Calculation | 45 | 44 | 1 | FALSE | 1 | FALSE |  | 1.03 | 8.5227 | 17.0454 | 5113 | Cladding sheet (plain), copper |  | 60 | D4 | 0 | 0 | 0 | 0 | 0 | 0 | 0 | 0 | 0
| Civic Offices | Services pipework 22mm copper pipe (water supply) | 1701382 | 8404534 | 5.2 | Services equipment | Proxy for copper piping 22mm diameter | Construction | 8.5227 | Linear length Calculation | 45 | 44 | 1 | FALSE | 1 | FALSE |  | 1.03 | 8.5227 | 17.0454 | 5113 | Cladding sheet (plain), copper |  | 45 | B4B5 | 60.6157 | 5.026e-05 | 3.0744 | 2.052 | 0.17001 | 0.013985 | 919.7336 | 180.7283 | 1.9326
| Civic Offices | Services pipework 22mm copper pipe (water supply) | 1701382 | 8404534 | 5.2 | Services equipment | Proxy for copper piping 22mm diameter | Construction | 8.5227 | Linear length Calculation | 45 | 44 | 1 | FALSE | 1 | FALSE |  | 1.03 | 8.5227 | 17.0454 | 5113 | Cladding sheet (plain), copper |  | 45 | D2 | 0 | 0 | 0 | 0 | 0 | 0 | 0 | 0 | 0
| Civic Offices | Services pipework 22mm copper pipe (water supply) | 1701382 | 8404534 | 5.2 | Services equipment | Proxy for copper piping 22mm diameter | Construction | 8.5227 | Linear length Calculation | 45 | 44 | 1 | FALSE | 1 | FALSE |  | 1.03 | 8.5227 | 17.0454 | 5113 | Cladding sheet (plain), copper |  | 45 | D3 | 0 | 0 | 0 | 0 | 0 | 0 | 0 | 0 | 0
| Civic Offices | Services pipework 22mm copper pipe (water supply) | 1701382 | 8404534 | 5.2 | Services equipment | Proxy for copper piping 22mm diameter | Construction | 8.5227 | Linear length Calculation | 45 | 44 | 1 | FALSE | 1 | FALSE |  | 1.03 | 8.5227 | 17.0454 | 5113 | Cladding sheet (plain), copper |  | 45 | D4 | 0 | 0 | 0 | 0 | 0 | 0 | 0 | 0 | 0
| Civic Offices | Services pipework PVC waste 94mm | 1701383 | 8404536 | 5.2 | Services equipment | Proxy for PVC water pipe | Construction | 17.7186 | Linear length Calculation | 30 | 44 | 1 | FALSE | 1 | FALSE |  | 1.01 | 17.7186 | 35.4372 | 5379 | Window frame, PVC |  | 0 | A1A3 | 48.8614 | 1.919e-06 | 0.30559 | 0.094254 | 0.052731 | 0.0032214 | 918.8159 | 119.7748 | 0.50528
| Civic Offices | Services pipework PVC waste 94mm | 1701383 | 8404536 | 5.2 | Services equipment | Proxy for PVC water pipe | Construction | 17.7186 | Linear length Calculation | 30 | 44 | 1 | FALSE | 1 | FALSE |  | 1.01 | 17.7186 | 35.4372 | 5379 | Window frame, PVC |  | 0 | A4 | 0.33907 | 6.0922e-08 | 0.0011102 | 0.00030007 | 0.0001894 | 1.1825e-06 | 5.0543 | 0.77176 | 0.0013953
| Civic Offices | Services pipework PVC waste 94mm | 1701383 | 8404536 | 5.2 | Services equipment | Proxy for PVC water pipe | Construction | 17.7186 | Linear length Calculation | 30 | 44 | 1 | FALSE | 1 | FALSE |  | 1.01 | 17.7186 | 35.4372 | 5379 | Window frame, PVC |  | 0 | A5 | 0.0034034 | 1.4589e-10 | 1.0843e-05 | 0.00020127 | 1.1855e-06 | 7.9569e-10 | 0.013532 | 0.026578 | 0
| Civic Offices | Services pipework PVC waste 94mm | 1701383 | 8404536 | 5.2 | Services equipment | Proxy for PVC water pipe | Construction | 17.7186 | Linear length Calculation | 30 | 44 | 1 | FALSE | 1 | FALSE |  | 1.01 | 17.7186 | 35.4372 | 5379 | Window frame, PVC |  | 0 | D2 | 0 | 0 | 0 | 0 | 0 | 0 | 0 | 0 | 0
| Civic Offices | Services pipework PVC waste 94mm | 1701383 | 8404536 | 5.2 | Services equipment | Proxy for PVC water pipe | Construction | 17.7186 | Linear length Calculation | 30 | 44 | 1 | FALSE | 1 | FALSE |  | 1.01 | 17.7186 | 35.4372 | 5379 | Window frame, PVC |  | 0 | D3 | 0 | 0 | 0 | 0 | 0 | 0 | 0 | 0 | 0
| Civic Offices | Services pipework PVC waste 94mm | 1701383 | 8404536 | 5.2 | Services equipment | Proxy for PVC water pipe | Construction | 17.7186 | Linear length Calculation | 30 | 44 | 1 | FALSE | 1 | FALSE |  | 1.01 | 17.7186 | 35.4372 | 5379 | Window frame, PVC |  | 0 | D4 | 0 | 0 | 0 | 0 | 0 | 0 | 0 | 0 | 0
| Civic Offices | Services pipework PVC waste 94mm | 1701383 | 8404536 | 5.2 | Services equipment | Proxy for PVC water pipe | Construction | 17.7186 | Linear length Calculation | 30 | 44 | 1 | FALSE | 1 | FALSE |  | 1.01 | 17.7186 | 35.4372 | 5379 | Window frame, PVC |  | 60 | C2 | 0 | 0 | 0 | 0 | 0 | 0 | 0 | 0 | 0
| Civic Offices | Services pipework PVC waste 94mm | 1701383 | 8404536 | 5.2 | Services equipment | Proxy for PVC water pipe | Construction | 17.7186 | Linear length Calculation | 30 | 44 | 1 | FALSE | 1 | FALSE |  | 1.01 | 17.7186 | 35.4372 | 5379 | Window frame, PVC |  | 60 | C4 | 0.34034 | 1.4589e-08 | 0.0010843 | 0.020127 | 0.00011855 | 7.9569e-08 | 1.3532 | 2.6578 | 0.0083083
| Civic Offices | Services pipework PVC waste 94mm | 1701383 | 8404536 | 5.2 | Services equipment | Proxy for PVC water pipe | Construction | 17.7186 | Linear length Calculation | 30 | 44 | 1 | FALSE | 1 | FALSE |  | 1.01 | 17.7186 | 35.4372 | 5379 | Window frame, PVC |  | 60 | D2 | 0 | 0 | 0 | 0 | 0 | 0 | 0 | 0 | 0
| Civic Offices | Services pipework PVC waste 94mm | 1701383 | 8404536 | 5.2 | Services equipment | Proxy for PVC water pipe | Construction | 17.7186 | Linear length Calculation | 30 | 44 | 1 | FALSE | 1 | FALSE |  | 1.01 | 17.7186 | 35.4372 | 5379 | Window frame, PVC |  | 60 | D3 | 0 | 0 | 0 | 0 | 0 | 0 | 0 | 0 | 0
| Civic Offices | Services pipework PVC waste 94mm | 1701383 | 8404536 | 5.2 | Services equipment | Proxy for PVC water pipe | Construction | 17.7186 | Linear length Calculation | 30 | 44 | 1 | FALSE | 1 | FALSE |  | 1.01 | 17.7186 | 35.4372 | 5379 | Window frame, PVC |  | 60 | D4 | 0 | 0 | 0 | 0 | 0 | 0 | 0 | 0 | 0
| Civic Offices | Services pipework PVC waste 94mm | 1701383 | 8404536 | 5.2 | Services equipment | Proxy for PVC water pipe | Construction | 17.7186 | Linear length Calculation | 30 | 44 | 1 | FALSE | 1 | FALSE |  | 1.01 | 17.7186 | 35.4372 | 5379 | Window frame, PVC |  | 30 | B4B5 | 49.5442 | 1.9947e-06 | 0.30779 | 0.11488 | 0.05304 | 0.0032226 | 925.2369 | 123.231 | 0.50667
| Civic Offices | Services pipework PVC waste 94mm | 1701383 | 8404536 | 5.2 | Services equipment | Proxy for PVC water pipe | Construction | 17.7186 | Linear length Calculation | 30 | 44 | 1 | FALSE | 1 | FALSE |  | 1.01 | 17.7186 | 35.4372 | 5379 | Window frame, PVC |  | 30 | D2 | 0 | 0 | 0 | 0 | 0 | 0 | 0 | 0 | 0
| Civic Offices | Services pipework PVC waste 94mm | 1701383 | 8404536 | 5.2 | Services equipment | Proxy for PVC water pipe | Construction | 17.7186 | Linear length Calculation | 30 | 44 | 1 | FALSE | 1 | FALSE |  | 1.01 | 17.7186 | 35.4372 | 5379 | Window frame, PVC |  | 30 | D3 | 0 | 0 | 0 | 0 | 0 | 0 | 0 | 0 | 0
| Civic Offices | Services pipework PVC waste 94mm | 1701383 | 8404536 | 5.2 | Services equipment | Proxy for PVC water pipe | Construction | 17.7186 | Linear length Calculation | 30 | 44 | 1 | FALSE | 1 | FALSE |  | 1.01 | 17.7186 | 35.4372 | 5379 | Window frame, PVC |  | 30 | D4 | 0 | 0 | 0 | 0 | 0 | 0 | 0 | 0 | 0
| Civic Offices | Services pipework 22mm copper pipe (water supply) | 1701385 | 8404538 | 5.2 | Services equipment | Proxy for copper piping 22mm diameter | Construction | 8.5227 | Linear length Calculation | 45 | 44 | 1 | FALSE | 1 | FALSE |  | 1.03 | 8.5227 | 17.0454 | 5113 | Cladding sheet (plain), copper |  | 0 | A1A3 | 60.4391 | 5.0228e-05 | 3.0738 | 2.0519 | 0.16991 | 0.013985 | 917.0579 | 179.0201 | 1.9319
| Civic Offices | Services pipework 22mm copper pipe (water supply) | 1701385 | 8404538 | 5.2 | Services equipment | Proxy for copper piping 22mm diameter | Construction | 8.5227 | Linear length Calculation | 45 | 44 | 1 | FALSE | 1 | FALSE |  | 1.03 | 8.5227 | 17.0454 | 5113 | Cladding sheet (plain), copper |  | 0 | A4 | 0.17199 | 3.0903e-08 | 0.00056316 | 0.00015221 | 9.6074e-05 | 5.9982e-07 | 2.5638 | 0.39148 | 0.00070777
| Civic Offices | Services pipework 22mm copper pipe (water supply) | 1701385 | 8404538 | 5.2 | Services equipment | Proxy for copper piping 22mm diameter | Construction | 8.5227 | Linear length Calculation | 45 | 44 | 1 | FALSE | 1 | FALSE |  | 1.03 | 8.5227 | 17.0454 | 5113 | Cladding sheet (plain), copper |  | 0 | A5 | 0.0001329 | 3.4801e-11 | 9.2938e-07 | 3.0539e-07 | 1.5422e-07 | 1.8748e-10 | 0.0032582 | 0.038352 | 0
| Civic Offices | Services pipework 22mm copper pipe (water supply) | 1701385 | 8404538 | 5.2 | Services equipment | Proxy for copper piping 22mm diameter | Construction | 8.5227 | Linear length Calculation | 45 | 44 | 1 | FALSE | 1 | FALSE |  | 1.03 | 8.5227 | 17.0454 | 5113 | Cladding sheet (plain), copper |  | 0 | D2 | 0 | 0 | 0 | 0 | 0 | 0 | 0 | 0 | 0
| Civic Offices | Services pipework 22mm copper pipe (water supply) | 1701385 | 8404538 | 5.2 | Services equipment | Proxy for copper piping 22mm diameter | Construction | 8.5227 | Linear length Calculation | 45 | 44 | 1 | FALSE | 1 | FALSE |  | 1.03 | 8.5227 | 17.0454 | 5113 | Cladding sheet (plain), copper |  | 0 | D3 | 0 | 0 | 0 | 0 | 0 | 0 | 0 | 0 | 0
| Civic Offices | Services pipework 22mm copper pipe (water supply) | 1701385 | 8404538 | 5.2 | Services equipment | Proxy for copper piping 22mm diameter | Construction | 8.5227 | Linear length Calculation | 45 | 44 | 1 | FALSE | 1 | FALSE |  | 1.03 | 8.5227 | 17.0454 | 5113 | Cladding sheet (plain), copper |  | 0 | D4 | 0 | 0 | 0 | 0 | 0 | 0 | 0 | 0 | 0
| Civic Offices | Services pipework 22mm copper pipe (water supply) | 1701385 | 8404538 | 5.2 | Services equipment | Proxy for copper piping 22mm diameter | Construction | 8.5227 | Linear length Calculation | 45 | 44 | 1 | FALSE | 1 | FALSE |  | 1.03 | 8.5227 | 17.0454 | 5113 | Cladding sheet (plain), copper |  | 60 | C2 | 0 | 0 | 0 | 0 | 0 | 0 | 0 | 0 | 0
| Civic Offices | Services pipework 22mm copper pipe (water supply) | 1701385 | 8404538 | 5.2 | Services equipment | Proxy for copper piping 22mm diameter | Construction | 8.5227 | Linear length Calculation | 45 | 44 | 1 | FALSE | 1 | FALSE |  | 1.03 | 8.5227 | 17.0454 | 5113 | Cladding sheet (plain), copper |  | 60 | C4 | 0.0044301 | 1.16e-09 | 3.0979e-05 | 1.018e-05 | 5.1407e-06 | 6.2493e-09 | 0.10861 | 1.2784 | 0.00022217
| Civic Offices | Services pipework 22mm copper pipe (water supply) | 1701385 | 8404538 | 5.2 | Services equipment | Proxy for copper piping 22mm diameter | Construction | 8.5227 | Linear length Calculation | 45 | 44 | 1 | FALSE | 1 | FALSE |  | 1.03 | 8.5227 | 17.0454 | 5113 | Cladding sheet (plain), copper |  | 60 | D2 | 0 | 0 | 0 | 0 | 0 | 0 | 0 | 0 | 0
| Civic Offices | Services pipework 22mm copper pipe (water supply) | 1701385 | 8404538 | 5.2 | Services equipment | Proxy for copper piping 22mm diameter | Construction | 8.5227 | Linear length Calculation | 45 | 44 | 1 | FALSE | 1 | FALSE |  | 1.03 | 8.5227 | 17.0454 | 5113 | Cladding sheet (plain), copper |  | 60 | D3 | 0 | 0 | 0 | 0 | 0 | 0 | 0 | 0 | 0
| Civic Offices | Services pipework 22mm copper pipe (water supply) | 1701385 | 8404538 | 5.2 | Services equipment | Proxy for copper piping 22mm diameter | Construction | 8.5227 | Linear length Calculation | 45 | 44 | 1 | FALSE | 1 | FALSE |  | 1.03 | 8.5227 | 17.0454 | 5113 | Cladding sheet (plain), copper |  | 60 | D4 | 0 | 0 | 0 | 0 | 0 | 0 | 0 | 0 | 0
| Civic Offices | Services pipework 22mm copper pipe (water supply) | 1701385 | 8404538 | 5.2 | Services equipment | Proxy for copper piping 22mm diameter | Construction | 8.5227 | Linear length Calculation | 45 | 44 | 1 | FALSE | 1 | FALSE |  | 1.03 | 8.5227 | 17.0454 | 5113 | Cladding sheet (plain), copper |  | 45 | B4B5 | 60.6157 | 5.026e-05 | 3.0744 | 2.052 | 0.17001 | 0.013985 | 919.7336 | 180.7283 | 1.9326
| Civic Offices | Services pipework 22mm copper pipe (water supply) | 1701385 | 8404538 | 5.2 | Services equipment | Proxy for copper piping 22mm diameter | Construction | 8.5227 | Linear length Calculation | 45 | 44 | 1 | FALSE | 1 | FALSE |  | 1.03 | 8.5227 | 17.0454 | 5113 | Cladding sheet (plain), copper |  | 45 | D2 | 0 | 0 | 0 | 0 | 0 | 0 | 0 | 0 | 0
| Civic Offices | Services pipework 22mm copper pipe (water supply) | 1701385 | 8404538 | 5.2 | Services equipment | Proxy for copper piping 22mm diameter | Construction | 8.5227 | Linear length Calculation | 45 | 44 | 1 | FALSE | 1 | FALSE |  | 1.03 | 8.5227 | 17.0454 | 5113 | Cladding sheet (plain), copper |  | 45 | D3 | 0 | 0 | 0 | 0 | 0 | 0 | 0 | 0 | 0
| Civic Offices | Services pipework 22mm copper pipe (water supply) | 1701385 | 8404538 | 5.2 | Services equipment | Proxy for copper piping 22mm diameter | Construction | 8.5227 | Linear length Calculation | 45 | 44 | 1 | FALSE | 1 | FALSE |  | 1.03 | 8.5227 | 17.0454 | 5113 | Cladding sheet (plain), copper |  | 45 | D4 | 0 | 0 | 0 | 0 | 0 | 0 | 0 | 0 | 0
| Civic Offices | Services pipework insulation (50mm) | 1701386 | 8404540 | 5.2 | Services equipment | pipe insulation 50mm thick | Construction | 7.245 | Area Calculation | 70 | 44 | 1 | FALSE | 1 | FALSE |  | 1.07 | 7.245 | 7.245 | 5349 | Insulation (flexible), polyurethane foam |  | 0 | A1A3 | 38.2528 | 3.2578e-07 | 0.16455 | 0.042904 | 0.024771 | 0.00023595 | 678.2363 | 11.3257 | 0.20618
| Civic Offices | Services pipework insulation (50mm) | 1701386 | 8404540 | 5.2 | Services equipment | pipe insulation 50mm thick | Construction | 7.245 | Area Calculation | 70 | 44 | 1 | FALSE | 1 | FALSE |  | 1.07 | 7.245 | 7.245 | 5349 | Insulation (flexible), polyurethane foam |  | 0 | A4 | 0.14855 | 2.669e-08 | 0.00048639 | 0.00013146 | 8.2978e-05 | 5.1805e-07 | 2.2143 | 0.33811 | 0.00061129
| Civic Offices | Services pipework insulation (50mm) | 1701386 | 8404540 | 5.2 | Services equipment | pipe insulation 50mm thick | Construction | 7.245 | Area Calculation | 70 | 44 | 1 | FALSE | 1 | FALSE |  | 1.07 | 7.245 | 7.245 | 5349 | Insulation (flexible), polyurethane foam |  | 0 | A5 | 0.043595 | 1.3773e-09 | 5.5044e-05 | 0.013879 | 1.3356e-05 | 8.9083e-09 | 0.15487 | 0.076073 | 0
| Civic Offices | Services pipework insulation (50mm) | 1701386 | 8404540 | 5.2 | Services equipment | pipe insulation 50mm thick | Construction | 7.245 | Area Calculation | 70 | 44 | 1 | FALSE | 1 | FALSE |  | 1.07 | 7.245 | 7.245 | 5349 | Insulation (flexible), polyurethane foam |  | 0 | D2 | 0 | 0 | 0 | 0 | 0 | 0 | 0 | 0 | 0
| Civic Offices | Services pipework insulation (50mm) | 1701386 | 8404540 | 5.2 | Services equipment | pipe insulation 50mm thick | Construction | 7.245 | Area Calculation | 70 | 44 | 1 | FALSE | 1 | FALSE |  | 1.07 | 7.245 | 7.245 | 5349 | Insulation (flexible), polyurethane foam |  | 0 | D3 | 0 | 0 | 0 | 0 | 0 | 0 | 0 | 0 | 0
| Civic Offices | Services pipework insulation (50mm) | 1701386 | 8404540 | 5.2 | Services equipment | pipe insulation 50mm thick | Construction | 7.245 | Area Calculation | 70 | 44 | 1 | FALSE | 1 | FALSE |  | 1.07 | 7.245 | 7.245 | 5349 | Insulation (flexible), polyurethane foam |  | 0 | D4 | 0 | 0 | 0 | 0 | 0 | 0 | 0 | 0 | 0
| Civic Offices | Services pipework insulation (50mm) | 1701386 | 8404540 | 5.2 | Services equipment | pipe insulation 50mm thick | Construction | 7.245 | Area Calculation | 70 | 44 | 1 | FALSE | 1 | FALSE |  | 1.07 | 7.245 | 7.245 | 5349 | Insulation (flexible), polyurethane foam |  | 60 | C2 | 0 | 0 | 0 | 0 | 0 | 0 | 0 | 0 | 0
| Civic Offices | Services pipework insulation (50mm) | 1701386 | 8404540 | 5.2 | Services equipment | pipe insulation 50mm thick | Construction | 7.245 | Area Calculation | 70 | 44 | 1 | FALSE | 1 | FALSE |  | 1.07 | 7.245 | 7.245 | 5349 | Insulation (flexible), polyurethane foam |  | 60 | C4 | 0.62279 | 1.9676e-08 | 0.00078634 | 0.19827 | 0.0001908 | 1.2726e-07 | 2.2124 | 1.0868 | 0.053094
| Civic Offices | Services pipework insulation (50mm) | 1701386 | 8404540 | 5.2 | Services equipment | pipe insulation 50mm thick | Construction | 7.245 | Area Calculation | 70 | 44 | 1 | FALSE | 1 | FALSE |  | 1.07 | 7.245 | 7.245 | 5349 | Insulation (flexible), polyurethane foam |  | 60 | D2 | 0 | 0 | 0 | 0 | 0 | 0 | 0 | 0 | 0
| Civic Offices | Services pipework insulation (50mm) | 1701386 | 8404540 | 5.2 | Services equipment | pipe insulation 50mm thick | Construction | 7.245 | Area Calculation | 70 | 44 | 1 | FALSE | 1 | FALSE |  | 1.07 | 7.245 | 7.245 | 5349 | Insulation (flexible), polyurethane foam |  | 60 | D3 | 0 | 0 | 0 | 0 | 0 | 0 | 0 | 0 | 0
| Civic Offices | Services pipework insulation (50mm) | 1701386 | 8404540 | 5.2 | Services equipment | pipe insulation 50mm thick | Construction | 7.245 | Area Calculation | 70 | 44 | 1 | FALSE | 1 | FALSE |  | 1.07 | 7.245 | 7.245 | 5349 | Insulation (flexible), polyurethane foam |  | 60 | D4 | 0 | 0 | 0 | 0 | 0 | 0 | 0 | 0 | 0
| Civic Offices | Services pipework (copper water supplyx1 and PVC waste) | 1701388 | 8404542 | 5.2 | Services equipment | Proxy for copper piping (cold only) | Construction | 33.2054 | Linear length Calculation | 45 | 44 | 1 | FALSE | 1 | FALSE |  | 1.03 | 33.2054 | 66.4108 | 5113 | Cladding sheet (plain), copper |  | 0 | A1A3 | 235.4772 | 0.00019569 | 11.976 | 7.9943 | 0.66199 | 0.054485 | 3572.953 | 697.4808 | 7.527
| Civic Offices | Services pipework (copper water supplyx1 and PVC waste) | 1701388 | 8404542 | 5.2 | Services equipment | Proxy for copper piping (cold only) | Construction | 33.2054 | Linear length Calculation | 45 | 44 | 1 | FALSE | 1 | FALSE |  | 1.03 | 33.2054 | 66.4108 | 5113 | Cladding sheet (plain), copper |  | 0 | A4 | 0.6701 | 1.204e-07 | 0.0021941 | 0.00059304 | 0.00037432 | 2.3369e-06 | 9.9889 | 1.5252 | 0.0027575
| Civic Offices | Services pipework (copper water supplyx1 and PVC waste) | 1701388 | 8404542 | 5.2 | Services equipment | Proxy for copper piping (cold only) | Construction | 33.2054 | Linear length Calculation | 45 | 44 | 1 | FALSE | 1 | FALSE |  | 1.03 | 33.2054 | 66.4108 | 5113 | Cladding sheet (plain), copper |  | 0 | A5 | 0.0005178 | 1.3559e-10 | 3.621e-06 | 1.1898e-06 | 6.0086e-07 | 7.3044e-10 | 0.012694 | 0.14942 | 0
| Civic Offices | Services pipework (copper water supplyx1 and PVC waste) | 1701388 | 8404542 | 5.2 | Services equipment | Proxy for copper piping (cold only) | Construction | 33.2054 | Linear length Calculation | 45 | 44 | 1 | FALSE | 1 | FALSE |  | 1.03 | 33.2054 | 66.4108 | 5113 | Cladding sheet (plain), copper |  | 0 | D2 | 0 | 0 | 0 | 0 | 0 | 0 | 0 | 0 | 0
| Civic Offices | Services pipework (copper water supplyx1 and PVC waste) | 1701388 | 8404542 | 5.2 | Services equipment | Proxy for copper piping (cold only) | Construction | 33.2054 | Linear length Calculation | 45 | 44 | 1 | FALSE | 1 | FALSE |  | 1.03 | 33.2054 | 66.4108 | 5113 | Cladding sheet (plain), copper |  | 0 | D3 | 0 | 0 | 0 | 0 | 0 | 0 | 0 | 0 | 0
| Civic Offices | Services pipework (copper water supplyx1 and PVC waste) | 1701388 | 8404542 | 5.2 | Services equipment | Proxy for copper piping (cold only) | Construction | 33.2054 | Linear length Calculation | 45 | 44 | 1 | FALSE | 1 | FALSE |  | 1.03 | 33.2054 | 66.4108 | 5113 | Cladding sheet (plain), copper |  | 0 | D4 | 0 | 0 | 0 | 0 | 0 | 0 | 0 | 0 | 0
| Civic Offices | Services pipework (copper water supplyx1 and PVC waste) | 1701388 | 8404542 | 5.2 | Services equipment | Proxy for copper piping (cold only) | Construction | 33.2054 | Linear length Calculation | 45 | 44 | 1 | FALSE | 1 | FALSE |  | 1.03 | 33.2054 | 66.4108 | 5113 | Cladding sheet (plain), copper |  | 60 | C2 | 0 | 0 | 0 | 0 | 0 | 0 | 0 | 0 | 0
| Civic Offices | Services pipework (copper water supplyx1 and PVC waste) | 1701388 | 8404542 | 5.2 | Services equipment | Proxy for copper piping (cold only) | Construction | 33.2054 | Linear length Calculation | 45 | 44 | 1 | FALSE | 1 | FALSE |  | 1.03 | 33.2054 | 66.4108 | 5113 | Cladding sheet (plain), copper |  | 60 | C4 | 0.01726 | 4.5197e-09 | 0.0001207 | 3.9661e-05 | 2.0029e-05 | 2.4348e-08 | 0.42314 | 4.9808 | 0.0008656
| Civic Offices | Services pipework (copper water supplyx1 and PVC waste) | 1701388 | 8404542 | 5.2 | Services equipment | Proxy for copper piping (cold only) | Construction | 33.2054 | Linear length Calculation | 45 | 44 | 1 | FALSE | 1 | FALSE |  | 1.03 | 33.2054 | 66.4108 | 5113 | Cladding sheet (plain), copper |  | 60 | D2 | 0 | 0 | 0 | 0 | 0 | 0 | 0 | 0 | 0
| Civic Offices | Services pipework (copper water supplyx1 and PVC waste) | 1701388 | 8404542 | 5.2 | Services equipment | Proxy for copper piping (cold only) | Construction | 33.2054 | Linear length Calculation | 45 | 44 | 1 | FALSE | 1 | FALSE |  | 1.03 | 33.2054 | 66.4108 | 5113 | Cladding sheet (plain), copper |  | 60 | D3 | 0 | 0 | 0 | 0 | 0 | 0 | 0 | 0 | 0
| Civic Offices | Services pipework (copper water supplyx1 and PVC waste) | 1701388 | 8404542 | 5.2 | Services equipment | Proxy for copper piping (cold only) | Construction | 33.2054 | Linear length Calculation | 45 | 44 | 1 | FALSE | 1 | FALSE |  | 1.03 | 33.2054 | 66.4108 | 5113 | Cladding sheet (plain), copper |  | 60 | D4 | 0 | 0 | 0 | 0 | 0 | 0 | 0 | 0 | 0
| Civic Offices | Services pipework (copper water supplyx1 and PVC waste) | 1701388 | 8404542 | 5.2 | Services equipment | Proxy for copper piping (cold only) | Construction | 33.2054 | Linear length Calculation | 45 | 44 | 1 | FALSE | 1 | FALSE |  | 1.03 | 33.2054 | 66.4108 | 5113 | Cladding sheet (plain), copper |  | 45 | B4B5 | 236.165 | 0.00019582 | 11.9783 | 7.995 | 0.66238 | 0.054487 | 3583.3778 | 704.1363 | 7.5298
| Civic Offices | Services pipework (copper water supplyx1 and PVC waste) | 1701388 | 8404542 | 5.2 | Services equipment | Proxy for copper piping (cold only) | Construction | 33.2054 | Linear length Calculation | 45 | 44 | 1 | FALSE | 1 | FALSE |  | 1.03 | 33.2054 | 66.4108 | 5113 | Cladding sheet (plain), copper |  | 45 | D2 | 0 | 0 | 0 | 0 | 0 | 0 | 0 | 0 | 0
| Civic Offices | Services pipework (copper water supplyx1 and PVC waste) | 1701388 | 8404542 | 5.2 | Services equipment | Proxy for copper piping (cold only) | Construction | 33.2054 | Linear length Calculation | 45 | 44 | 1 | FALSE | 1 | FALSE |  | 1.03 | 33.2054 | 66.4108 | 5113 | Cladding sheet (plain), copper |  | 45 | D3 | 0 | 0 | 0 | 0 | 0 | 0 | 0 | 0 | 0
| Civic Offices | Services pipework (copper water supplyx1 and PVC waste) | 1701388 | 8404542 | 5.2 | Services equipment | Proxy for copper piping (cold only) | Construction | 33.2054 | Linear length Calculation | 45 | 44 | 1 | FALSE | 1 | FALSE |  | 1.03 | 33.2054 | 66.4108 | 5113 | Cladding sheet (plain), copper |  | 45 | D4 | 0 | 0 | 0 | 0 | 0 | 0 | 0 | 0 | 0
| Civic Offices | Services pipework (copper water supplyx1 and PVC waste) | 1701388 | 8404543 | 5.2 | Services equipment | Proxy for PVC water pipe | Construction | 17.7186 | Linear length Calculation | 30 | 44 | 1 | FALSE | 1 | FALSE |  | 1.01 | 17.7186 | 35.4372 | 5379 | Window frame, PVC |  | 0 | A1A3 | 48.8614 | 1.919e-06 | 0.30559 | 0.094254 | 0.052731 | 0.0032214 | 918.8159 | 119.7748 | 0.50528
| Civic Offices | Services pipework (copper water supplyx1 and PVC waste) | 1701388 | 8404543 | 5.2 | Services equipment | Proxy for PVC water pipe | Construction | 17.7186 | Linear length Calculation | 30 | 44 | 1 | FALSE | 1 | FALSE |  | 1.01 | 17.7186 | 35.4372 | 5379 | Window frame, PVC |  | 0 | A4 | 0.33907 | 6.0922e-08 | 0.0011102 | 0.00030007 | 0.0001894 | 1.1825e-06 | 5.0543 | 0.77176 | 0.0013953
| Civic Offices | Services pipework (copper water supplyx1 and PVC waste) | 1701388 | 8404543 | 5.2 | Services equipment | Proxy for PVC water pipe | Construction | 17.7186 | Linear length Calculation | 30 | 44 | 1 | FALSE | 1 | FALSE |  | 1.01 | 17.7186 | 35.4372 | 5379 | Window frame, PVC |  | 0 | A5 | 0.0034034 | 1.4589e-10 | 1.0843e-05 | 0.00020127 | 1.1855e-06 | 7.9569e-10 | 0.013532 | 0.026578 | 0
| Civic Offices | Services pipework (copper water supplyx1 and PVC waste) | 1701388 | 8404543 | 5.2 | Services equipment | Proxy for PVC water pipe | Construction | 17.7186 | Linear length Calculation | 30 | 44 | 1 | FALSE | 1 | FALSE |  | 1.01 | 17.7186 | 35.4372 | 5379 | Window frame, PVC |  | 0 | D2 | 0 | 0 | 0 | 0 | 0 | 0 | 0 | 0 | 0
| Civic Offices | Services pipework (copper water supplyx1 and PVC waste) | 1701388 | 8404543 | 5.2 | Services equipment | Proxy for PVC water pipe | Construction | 17.7186 | Linear length Calculation | 30 | 44 | 1 | FALSE | 1 | FALSE |  | 1.01 | 17.7186 | 35.4372 | 5379 | Window frame, PVC |  | 0 | D3 | 0 | 0 | 0 | 0 | 0 | 0 | 0 | 0 | 0
| Civic Offices | Services pipework (copper water supplyx1 and PVC waste) | 1701388 | 8404543 | 5.2 | Services equipment | Proxy for PVC water pipe | Construction | 17.7186 | Linear length Calculation | 30 | 44 | 1 | FALSE | 1 | FALSE |  | 1.01 | 17.7186 | 35.4372 | 5379 | Window frame, PVC |  | 0 | D4 | 0 | 0 | 0 | 0 | 0 | 0 | 0 | 0 | 0
| Civic Offices | Services pipework (copper water supplyx1 and PVC waste) | 1701388 | 8404543 | 5.2 | Services equipment | Proxy for PVC water pipe | Construction | 17.7186 | Linear length Calculation | 30 | 44 | 1 | FALSE | 1 | FALSE |  | 1.01 | 17.7186 | 35.4372 | 5379 | Window frame, PVC |  | 60 | C2 | 0 | 0 | 0 | 0 | 0 | 0 | 0 | 0 | 0
| Civic Offices | Services pipework (copper water supplyx1 and PVC waste) | 1701388 | 8404543 | 5.2 | Services equipment | Proxy for PVC water pipe | Construction | 17.7186 | Linear length Calculation | 30 | 44 | 1 | FALSE | 1 | FALSE |  | 1.01 | 17.7186 | 35.4372 | 5379 | Window frame, PVC |  | 60 | C4 | 0.34034 | 1.4589e-08 | 0.0010843 | 0.020127 | 0.00011855 | 7.9569e-08 | 1.3532 | 2.6578 | 0.0083083
| Civic Offices | Services pipework (copper water supplyx1 and PVC waste) | 1701388 | 8404543 | 5.2 | Services equipment | Proxy for PVC water pipe | Construction | 17.7186 | Linear length Calculation | 30 | 44 | 1 | FALSE | 1 | FALSE |  | 1.01 | 17.7186 | 35.4372 | 5379 | Window frame, PVC |  | 60 | D2 | 0 | 0 | 0 | 0 | 0 | 0 | 0 | 0 | 0
| Civic Offices | Services pipework (copper water supplyx1 and PVC waste) | 1701388 | 8404543 | 5.2 | Services equipment | Proxy for PVC water pipe | Construction | 17.7186 | Linear length Calculation | 30 | 44 | 1 | FALSE | 1 | FALSE |  | 1.01 | 17.7186 | 35.4372 | 5379 | Window frame, PVC |  | 60 | D3 | 0 | 0 | 0 | 0 | 0 | 0 | 0 | 0 | 0
| Civic Offices | Services pipework (copper water supplyx1 and PVC waste) | 1701388 | 8404543 | 5.2 | Services equipment | Proxy for PVC water pipe | Construction | 17.7186 | Linear length Calculation | 30 | 44 | 1 | FALSE | 1 | FALSE |  | 1.01 | 17.7186 | 35.4372 | 5379 | Window frame, PVC |  | 60 | D4 | 0 | 0 | 0 | 0 | 0 | 0 | 0 | 0 | 0
| Civic Offices | Services pipework (copper water supplyx1 and PVC waste) | 1701388 | 8404543 | 5.2 | Services equipment | Proxy for PVC water pipe | Construction | 17.7186 | Linear length Calculation | 30 | 44 | 1 | FALSE | 1 | FALSE |  | 1.01 | 17.7186 | 35.4372 | 5379 | Window frame, PVC |  | 30 | B4B5 | 49.5442 | 1.9947e-06 | 0.30779 | 0.11488 | 0.05304 | 0.0032226 | 925.2369 | 123.231 | 0.50667
| Civic Offices | Services pipework (copper water supplyx1 and PVC waste) | 1701388 | 8404543 | 5.2 | Services equipment | Proxy for PVC water pipe | Construction | 17.7186 | Linear length Calculation | 30 | 44 | 1 | FALSE | 1 | FALSE |  | 1.01 | 17.7186 | 35.4372 | 5379 | Window frame, PVC |  | 30 | D2 | 0 | 0 | 0 | 0 | 0 | 0 | 0 | 0 | 0
| Civic Offices | Services pipework (copper water supplyx1 and PVC waste) | 1701388 | 8404543 | 5.2 | Services equipment | Proxy for PVC water pipe | Construction | 17.7186 | Linear length Calculation | 30 | 44 | 1 | FALSE | 1 | FALSE |  | 1.01 | 17.7186 | 35.4372 | 5379 | Window frame, PVC |  | 30 | D3 | 0 | 0 | 0 | 0 | 0 | 0 | 0 | 0 | 0
| Civic Offices | Services pipework (copper water supplyx1 and PVC waste) | 1701388 | 8404543 | 5.2 | Services equipment | Proxy for PVC water pipe | Construction | 17.7186 | Linear length Calculation | 30 | 44 | 1 | FALSE | 1 | FALSE |  | 1.01 | 17.7186 | 35.4372 | 5379 | Window frame, PVC |  | 30 | D4 | 0 | 0 | 0 | 0 | 0 | 0 | 0 | 0 | 0
| Civic Offices | Services pipework 22mm copper pipe (water supply) | 1701389 | 8404545 | 5.2 | Services equipment | Proxy for copper piping 22mm diameter | Construction | 8.5227 | Linear length Calculation | 45 | 44 | 1 | FALSE | 1 | FALSE |  | 1.03 | 8.5227 | 17.0454 | 5113 | Cladding sheet (plain), copper |  | 0 | A1A3 | 60.4391 | 5.0228e-05 | 3.0738 | 2.0519 | 0.16991 | 0.013985 | 917.0579 | 179.0201 | 1.9319
| Civic Offices | Services pipework 22mm copper pipe (water supply) | 1701389 | 8404545 | 5.2 | Services equipment | Proxy for copper piping 22mm diameter | Construction | 8.5227 | Linear length Calculation | 45 | 44 | 1 | FALSE | 1 | FALSE |  | 1.03 | 8.5227 | 17.0454 | 5113 | Cladding sheet (plain), copper |  | 0 | A4 | 0.17199 | 3.0903e-08 | 0.00056316 | 0.00015221 | 9.6074e-05 | 5.9982e-07 | 2.5638 | 0.39148 | 0.00070777
| Civic Offices | Services pipework 22mm copper pipe (water supply) | 1701389 | 8404545 | 5.2 | Services equipment | Proxy for copper piping 22mm diameter | Construction | 8.5227 | Linear length Calculation | 45 | 44 | 1 | FALSE | 1 | FALSE |  | 1.03 | 8.5227 | 17.0454 | 5113 | Cladding sheet (plain), copper |  | 0 | A5 | 0.0001329 | 3.4801e-11 | 9.2938e-07 | 3.0539e-07 | 1.5422e-07 | 1.8748e-10 | 0.0032582 | 0.038352 | 0
| Civic Offices | Services pipework 22mm copper pipe (water supply) | 1701389 | 8404545 | 5.2 | Services equipment | Proxy for copper piping 22mm diameter | Construction | 8.5227 | Linear length Calculation | 45 | 44 | 1 | FALSE | 1 | FALSE |  | 1.03 | 8.5227 | 17.0454 | 5113 | Cladding sheet (plain), copper |  | 0 | D2 | 0 | 0 | 0 | 0 | 0 | 0 | 0 | 0 | 0
| Civic Offices | Services pipework 22mm copper pipe (water supply) | 1701389 | 8404545 | 5.2 | Services equipment | Proxy for copper piping 22mm diameter | Construction | 8.5227 | Linear length Calculation | 45 | 44 | 1 | FALSE | 1 | FALSE |  | 1.03 | 8.5227 | 17.0454 | 5113 | Cladding sheet (plain), copper |  | 0 | D3 | 0 | 0 | 0 | 0 | 0 | 0 | 0 | 0 | 0
| Civic Offices | Services pipework 22mm copper pipe (water supply) | 1701389 | 8404545 | 5.2 | Services equipment | Proxy for copper piping 22mm diameter | Construction | 8.5227 | Linear length Calculation | 45 | 44 | 1 | FALSE | 1 | FALSE |  | 1.03 | 8.5227 | 17.0454 | 5113 | Cladding sheet (plain), copper |  | 0 | D4 | 0 | 0 | 0 | 0 | 0 | 0 | 0 | 0 | 0
| Civic Offices | Services pipework 22mm copper pipe (water supply) | 1701389 | 8404545 | 5.2 | Services equipment | Proxy for copper piping 22mm diameter | Construction | 8.5227 | Linear length Calculation | 45 | 44 | 1 | FALSE | 1 | FALSE |  | 1.03 | 8.5227 | 17.0454 | 5113 | Cladding sheet (plain), copper |  | 60 | C2 | 0 | 0 | 0 | 0 | 0 | 0 | 0 | 0 | 0
| Civic Offices | Services pipework 22mm copper pipe (water supply) | 1701389 | 8404545 | 5.2 | Services equipment | Proxy for copper piping 22mm diameter | Construction | 8.5227 | Linear length Calculation | 45 | 44 | 1 | FALSE | 1 | FALSE |  | 1.03 | 8.5227 | 17.0454 | 5113 | Cladding sheet (plain), copper |  | 60 | C4 | 0.0044301 | 1.16e-09 | 3.0979e-05 | 1.018e-05 | 5.1407e-06 | 6.2493e-09 | 0.10861 | 1.2784 | 0.00022217
| Civic Offices | Services pipework 22mm copper pipe (water supply) | 1701389 | 8404545 | 5.2 | Services equipment | Proxy for copper piping 22mm diameter | Construction | 8.5227 | Linear length Calculation | 45 | 44 | 1 | FALSE | 1 | FALSE |  | 1.03 | 8.5227 | 17.0454 | 5113 | Cladding sheet (plain), copper |  | 60 | D2 | 0 | 0 | 0 | 0 | 0 | 0 | 0 | 0 | 0
| Civic Offices | Services pipework 22mm copper pipe (water supply) | 1701389 | 8404545 | 5.2 | Services equipment | Proxy for copper piping 22mm diameter | Construction | 8.5227 | Linear length Calculation | 45 | 44 | 1 | FALSE | 1 | FALSE |  | 1.03 | 8.5227 | 17.0454 | 5113 | Cladding sheet (plain), copper |  | 60 | D3 | 0 | 0 | 0 | 0 | 0 | 0 | 0 | 0 | 0
| Civic Offices | Services pipework 22mm copper pipe (water supply) | 1701389 | 8404545 | 5.2 | Services equipment | Proxy for copper piping 22mm diameter | Construction | 8.5227 | Linear length Calculation | 45 | 44 | 1 | FALSE | 1 | FALSE |  | 1.03 | 8.5227 | 17.0454 | 5113 | Cladding sheet (plain), copper |  | 60 | D4 | 0 | 0 | 0 | 0 | 0 | 0 | 0 | 0 | 0
| Civic Offices | Services pipework 22mm copper pipe (water supply) | 1701389 | 8404545 | 5.2 | Services equipment | Proxy for copper piping 22mm diameter | Construction | 8.5227 | Linear length Calculation | 45 | 44 | 1 | FALSE | 1 | FALSE |  | 1.03 | 8.5227 | 17.0454 | 5113 | Cladding sheet (plain), copper |  | 45 | B4B5 | 60.6157 | 5.026e-05 | 3.0744 | 2.052 | 0.17001 | 0.013985 | 919.7336 | 180.7283 | 1.9326
| Civic Offices | Services pipework 22mm copper pipe (water supply) | 1701389 | 8404545 | 5.2 | Services equipment | Proxy for copper piping 22mm diameter | Construction | 8.5227 | Linear length Calculation | 45 | 44 | 1 | FALSE | 1 | FALSE |  | 1.03 | 8.5227 | 17.0454 | 5113 | Cladding sheet (plain), copper |  | 45 | D2 | 0 | 0 | 0 | 0 | 0 | 0 | 0 | 0 | 0
| Civic Offices | Services pipework 22mm copper pipe (water supply) | 1701389 | 8404545 | 5.2 | Services equipment | Proxy for copper piping 22mm diameter | Construction | 8.5227 | Linear length Calculation | 45 | 44 | 1 | FALSE | 1 | FALSE |  | 1.03 | 8.5227 | 17.0454 | 5113 | Cladding sheet (plain), copper |  | 45 | D3 | 0 | 0 | 0 | 0 | 0 | 0 | 0 | 0 | 0
| Civic Offices | Services pipework 22mm copper pipe (water supply) | 1701389 | 8404545 | 5.2 | Services equipment | Proxy for copper piping 22mm diameter | Construction | 8.5227 | Linear length Calculation | 45 | 44 | 1 | FALSE | 1 | FALSE |  | 1.03 | 8.5227 | 17.0454 | 5113 | Cladding sheet (plain), copper |  | 45 | D4 | 0 | 0 | 0 | 0 | 0 | 0 | 0 | 0 | 0
| Civic Offices | Services pipework PVC waste 94mm | 1701390 | 8404547 | 5.2 | Services equipment | Proxy for PVC water pipe | Construction | 17.7186 | Linear length Calculation | 30 | 44 | 1 | FALSE | 1 | FALSE |  | 1.01 | 17.7186 | 35.4372 | 5379 | Window frame, PVC |  | 0 | A1A3 | 48.8614 | 1.919e-06 | 0.30559 | 0.094254 | 0.052731 | 0.0032214 | 918.8159 | 119.7748 | 0.50528
| Civic Offices | Services pipework PVC waste 94mm | 1701390 | 8404547 | 5.2 | Services equipment | Proxy for PVC water pipe | Construction | 17.7186 | Linear length Calculation | 30 | 44 | 1 | FALSE | 1 | FALSE |  | 1.01 | 17.7186 | 35.4372 | 5379 | Window frame, PVC |  | 0 | A4 | 0.33907 | 6.0922e-08 | 0.0011102 | 0.00030007 | 0.0001894 | 1.1825e-06 | 5.0543 | 0.77176 | 0.0013953
| Civic Offices | Services pipework PVC waste 94mm | 1701390 | 8404547 | 5.2 | Services equipment | Proxy for PVC water pipe | Construction | 17.7186 | Linear length Calculation | 30 | 44 | 1 | FALSE | 1 | FALSE |  | 1.01 | 17.7186 | 35.4372 | 5379 | Window frame, PVC |  | 0 | A5 | 0.0034034 | 1.4589e-10 | 1.0843e-05 | 0.00020127 | 1.1855e-06 | 7.9569e-10 | 0.013532 | 0.026578 | 0
| Civic Offices | Services pipework PVC waste 94mm | 1701390 | 8404547 | 5.2 | Services equipment | Proxy for PVC water pipe | Construction | 17.7186 | Linear length Calculation | 30 | 44 | 1 | FALSE | 1 | FALSE |  | 1.01 | 17.7186 | 35.4372 | 5379 | Window frame, PVC |  | 0 | D2 | 0 | 0 | 0 | 0 | 0 | 0 | 0 | 0 | 0
| Civic Offices | Services pipework PVC waste 94mm | 1701390 | 8404547 | 5.2 | Services equipment | Proxy for PVC water pipe | Construction | 17.7186 | Linear length Calculation | 30 | 44 | 1 | FALSE | 1 | FALSE |  | 1.01 | 17.7186 | 35.4372 | 5379 | Window frame, PVC |  | 0 | D3 | 0 | 0 | 0 | 0 | 0 | 0 | 0 | 0 | 0
| Civic Offices | Services pipework PVC waste 94mm | 1701390 | 8404547 | 5.2 | Services equipment | Proxy for PVC water pipe | Construction | 17.7186 | Linear length Calculation | 30 | 44 | 1 | FALSE | 1 | FALSE |  | 1.01 | 17.7186 | 35.4372 | 5379 | Window frame, PVC |  | 0 | D4 | 0 | 0 | 0 | 0 | 0 | 0 | 0 | 0 | 0
| Civic Offices | Services pipework PVC waste 94mm | 1701390 | 8404547 | 5.2 | Services equipment | Proxy for PVC water pipe | Construction | 17.7186 | Linear length Calculation | 30 | 44 | 1 | FALSE | 1 | FALSE |  | 1.01 | 17.7186 | 35.4372 | 5379 | Window frame, PVC |  | 60 | C2 | 0 | 0 | 0 | 0 | 0 | 0 | 0 | 0 | 0
| Civic Offices | Services pipework PVC waste 94mm | 1701390 | 8404547 | 5.2 | Services equipment | Proxy for PVC water pipe | Construction | 17.7186 | Linear length Calculation | 30 | 44 | 1 | FALSE | 1 | FALSE |  | 1.01 | 17.7186 | 35.4372 | 5379 | Window frame, PVC |  | 60 | C4 | 0.34034 | 1.4589e-08 | 0.0010843 | 0.020127 | 0.00011855 | 7.9569e-08 | 1.3532 | 2.6578 | 0.0083083
| Civic Offices | Services pipework PVC waste 94mm | 1701390 | 8404547 | 5.2 | Services equipment | Proxy for PVC water pipe | Construction | 17.7186 | Linear length Calculation | 30 | 44 | 1 | FALSE | 1 | FALSE |  | 1.01 | 17.7186 | 35.4372 | 5379 | Window frame, PVC |  | 60 | D2 | 0 | 0 | 0 | 0 | 0 | 0 | 0 | 0 | 0
| Civic Offices | Services pipework PVC waste 94mm | 1701390 | 8404547 | 5.2 | Services equipment | Proxy for PVC water pipe | Construction | 17.7186 | Linear length Calculation | 30 | 44 | 1 | FALSE | 1 | FALSE |  | 1.01 | 17.7186 | 35.4372 | 5379 | Window frame, PVC |  | 60 | D3 | 0 | 0 | 0 | 0 | 0 | 0 | 0 | 0 | 0
| Civic Offices | Services pipework PVC waste 94mm | 1701390 | 8404547 | 5.2 | Services equipment | Proxy for PVC water pipe | Construction | 17.7186 | Linear length Calculation | 30 | 44 | 1 | FALSE | 1 | FALSE |  | 1.01 | 17.7186 | 35.4372 | 5379 | Window frame, PVC |  | 60 | D4 | 0 | 0 | 0 | 0 | 0 | 0 | 0 | 0 | 0
| Civic Offices | Services pipework PVC waste 94mm | 1701390 | 8404547 | 5.2 | Services equipment | Proxy for PVC water pipe | Construction | 17.7186 | Linear length Calculation | 30 | 44 | 1 | FALSE | 1 | FALSE |  | 1.01 | 17.7186 | 35.4372 | 5379 | Window frame, PVC |  | 30 | B4B5 | 49.5442 | 1.9947e-06 | 0.30779 | 0.11488 | 0.05304 | 0.0032226 | 925.2369 | 123.231 | 0.50667
| Civic Offices | Services pipework PVC waste 94mm | 1701390 | 8404547 | 5.2 | Services equipment | Proxy for PVC water pipe | Construction | 17.7186 | Linear length Calculation | 30 | 44 | 1 | FALSE | 1 | FALSE |  | 1.01 | 17.7186 | 35.4372 | 5379 | Window frame, PVC |  | 30 | D2 | 0 | 0 | 0 | 0 | 0 | 0 | 0 | 0 | 0
| Civic Offices | Services pipework PVC waste 94mm | 1701390 | 8404547 | 5.2 | Services equipment | Proxy for PVC water pipe | Construction | 17.7186 | Linear length Calculation | 30 | 44 | 1 | FALSE | 1 | FALSE |  | 1.01 | 17.7186 | 35.4372 | 5379 | Window frame, PVC |  | 30 | D3 | 0 | 0 | 0 | 0 | 0 | 0 | 0 | 0 | 0
| Civic Offices | Services pipework PVC waste 94mm | 1701390 | 8404547 | 5.2 | Services equipment | Proxy for PVC water pipe | Construction | 17.7186 | Linear length Calculation | 30 | 44 | 1 | FALSE | 1 | FALSE |  | 1.01 | 17.7186 | 35.4372 | 5379 | Window frame, PVC |  | 30 | D4 | 0 | 0 | 0 | 0 | 0 | 0 | 0 | 0 | 0
| Civic Offices | Internal above ceiling units including grilles valve sets and flexible ducts (Services steel circular ducting (250mm)) | 1701391 | 8404549 | 5.2 | Services equipment | ducting spiral 250mm | Construction | 1734.8707 | Linear length Calculation | 40 | 44 | 1 | FALSE | 1 | FALSE |  | 1.01 | 1734.8707 | 3469.7414 | 5167 | Roof deck (shallow profiled deck), steel (galvanized) |  | 0 | A1A3 | 4553.016 | 0.0003095 | 74.429 | 23.2326 | 4.3799 | 1.0736 | 61291.9871 | 3440.2101 | 88.7076
| Civic Offices | Internal above ceiling units including grilles valve sets and flexible ducts (Services steel circular ducting (250mm)) | 1701391 | 8404549 | 5.2 | Services equipment | ducting spiral 250mm | Construction | 1734.8707 | Linear length Calculation | 40 | 44 | 1 | FALSE | 1 | FALSE |  | 1.01 | 1734.8707 | 3469.7414 | 5167 | Roof deck (shallow profiled deck), steel (galvanized) |  | 0 | A4 | 72.7278 | 1.0064e-05 | 0.34579 | 0.06421 | 0.04565 | 0.00016196 | 1064.1076 | 309.03 | 0.29557
| Civic Offices | Internal above ceiling units including grilles valve sets and flexible ducts (Services steel circular ducting (250mm)) | 1701391 | 8404549 | 5.2 | Services equipment | ducting spiral 250mm | Construction | 1734.8707 | Linear length Calculation | 40 | 44 | 1 | FALSE | 1 | FALSE |  | 1.01 | 1734.8707 | 3469.7414 | 5167 | Roof deck (shallow profiled deck), steel (galvanized) |  | 0 | A5 | 0.0090178 | 2.3614e-09 | 6.3061e-05 | 2.0722e-05 | 1.0464e-05 | 1.2721e-08 | 0.22108 | 2.6023 | 0
| Civic Offices | Internal above ceiling units including grilles valve sets and flexible ducts (Services steel circular ducting (250mm)) | 1701391 | 8404549 | 5.2 | Services equipment | ducting spiral 250mm | Construction | 1734.8707 | Linear length Calculation | 40 | 44 | 1 | FALSE | 1 | FALSE |  | 1.01 | 1734.8707 | 3469.7414 | 5167 | Roof deck (shallow profiled deck), steel (galvanized) |  | 0 | D2 | 0 | 0 | 0 | 0 | 0 | 0 | 0 | 0 | 0
| Civic Offices | Internal above ceiling units including grilles valve sets and flexible ducts (Services steel circular ducting (250mm)) | 1701391 | 8404549 | 5.2 | Services equipment | ducting spiral 250mm | Construction | 1734.8707 | Linear length Calculation | 40 | 44 | 1 | FALSE | 1 | FALSE |  | 1.01 | 1734.8707 | 3469.7414 | 5167 | Roof deck (shallow profiled deck), steel (galvanized) |  | 0 | D3 | 0 | 0 | 0 | 0 | 0 | 0 | 0 | 0 | 0
| Civic Offices | Internal above ceiling units including grilles valve sets and flexible ducts (Services steel circular ducting (250mm)) | 1701391 | 8404549 | 5.2 | Services equipment | ducting spiral 250mm | Construction | 1734.8707 | Linear length Calculation | 40 | 44 | 1 | FALSE | 1 | FALSE |  | 1.01 | 1734.8707 | 3469.7414 | 5167 | Roof deck (shallow profiled deck), steel (galvanized) |  | 0 | D4 | 0 | 0 | 0 | 0 | 0 | 0 | 0 | 0 | 0
| Civic Offices | Internal above ceiling units including grilles valve sets and flexible ducts (Services steel circular ducting (250mm)) | 1701391 | 8404549 | 5.2 | Services equipment | ducting spiral 250mm | Construction | 1734.8707 | Linear length Calculation | 40 | 44 | 1 | FALSE | 1 | FALSE |  | 1.01 | 1734.8707 | 3469.7414 | 5167 | Roof deck (shallow profiled deck), steel (galvanized) |  | 60 | C2 | 0 | 0 | 0 | 0 | 0 | 0 | 0 | 0 | 0
| Civic Offices | Internal above ceiling units including grilles valve sets and flexible ducts (Services steel circular ducting (250mm)) | 1701391 | 8404549 | 5.2 | Services equipment | ducting spiral 250mm | Construction | 1734.8707 | Linear length Calculation | 40 | 44 | 1 | FALSE | 1 | FALSE |  | 1.01 | 1734.8707 | 3469.7414 | 5167 | Roof deck (shallow profiled deck), steel (galvanized) |  | 60 | C4 | 0.90178 | 2.3614e-07 | 0.0063061 | 0.0020722 | 0.0010464 | 1.2721e-06 | 22.1076 | 260.2306 | 0.045225
| Civic Offices | Internal above ceiling units including grilles valve sets and flexible ducts (Services steel circular ducting (250mm)) | 1701391 | 8404549 | 5.2 | Services equipment | ducting spiral 250mm | Construction | 1734.8707 | Linear length Calculation | 40 | 44 | 1 | FALSE | 1 | FALSE |  | 1.01 | 1734.8707 | 3469.7414 | 5167 | Roof deck (shallow profiled deck), steel (galvanized) |  | 60 | D2 | 0 | 0 | 0 | 0 | 0 | 0 | 0 | 0 | 0
| Civic Offices | Internal above ceiling units including grilles valve sets and flexible ducts (Services steel circular ducting (250mm)) | 1701391 | 8404549 | 5.2 | Services equipment | ducting spiral 250mm | Construction | 1734.8707 | Linear length Calculation | 40 | 44 | 1 | FALSE | 1 | FALSE |  | 1.01 | 1734.8707 | 3469.7414 | 5167 | Roof deck (shallow profiled deck), steel (galvanized) |  | 60 | D3 | 0 | 0 | 0 | 0 | 0 | 0 | 0 | 0 | 0
| Civic Offices | Internal above ceiling units including grilles valve sets and flexible ducts (Services steel circular ducting (250mm)) | 1701391 | 8404549 | 5.2 | Services equipment | ducting spiral 250mm | Construction | 1734.8707 | Linear length Calculation | 40 | 44 | 1 | FALSE | 1 | FALSE |  | 1.01 | 1734.8707 | 3469.7414 | 5167 | Roof deck (shallow profiled deck), steel (galvanized) |  | 60 | D4 | 0 | 0 | 0 | 0 | 0 | 0 | 0 | 0 | 0
| Civic Offices | Internal above ceiling units including grilles valve sets and flexible ducts (Services steel circular ducting (250mm)) | 1701391 | 8404549 | 5.2 | Services equipment | ducting spiral 250mm | Construction | 1734.8707 | Linear length Calculation | 40 | 44 | 1 | FALSE | 1 | FALSE |  | 1.01 | 1734.8707 | 3469.7414 | 5167 | Roof deck (shallow profiled deck), steel (galvanized) |  | 40 | B4B5 | 4626.6546 | 0.0003198 | 74.7811 | 23.2989 | 4.4266 | 1.0738 | 62378.4234 | 4012.0731 | 89.0031
| Civic Offices | Internal above ceiling units including grilles valve sets and flexible ducts (Services steel circular ducting (250mm)) | 1701391 | 8404549 | 5.2 | Services equipment | ducting spiral 250mm | Construction | 1734.8707 | Linear length Calculation | 40 | 44 | 1 | FALSE | 1 | FALSE |  | 1.01 | 1734.8707 | 3469.7414 | 5167 | Roof deck (shallow profiled deck), steel (galvanized) |  | 40 | D2 | 0 | 0 | 0 | 0 | 0 | 0 | 0 | 0 | 0
| Civic Offices | Internal above ceiling units including grilles valve sets and flexible ducts (Services steel circular ducting (250mm)) | 1701391 | 8404549 | 5.2 | Services equipment | ducting spiral 250mm | Construction | 1734.8707 | Linear length Calculation | 40 | 44 | 1 | FALSE | 1 | FALSE |  | 1.01 | 1734.8707 | 3469.7414 | 5167 | Roof deck (shallow profiled deck), steel (galvanized) |  | 40 | D3 | 0 | 0 | 0 | 0 | 0 | 0 | 0 | 0 | 0
| Civic Offices | Internal above ceiling units including grilles valve sets and flexible ducts (Services steel circular ducting (250mm)) | 1701391 | 8404549 | 5.2 | Services equipment | ducting spiral 250mm | Construction | 1734.8707 | Linear length Calculation | 40 | 44 | 1 | FALSE | 1 | FALSE |  | 1.01 | 1734.8707 | 3469.7414 | 5167 | Roof deck (shallow profiled deck), steel (galvanized) |  | 40 | D4 | 0 | 0 | 0 | 0 | 0 | 0 | 0 | 0 | 0
| Civic Offices | Interconnecting pipework (Services steel circular ducting (250mm)) | 1701392 | 8404551 | 5.2 | Services equipment | ducting spiral 250mm | Construction | 1734.8707 | Linear length Calculation | 40 | 44 | 1 | FALSE | 1 | FALSE |  | 1.01 | 1734.8707 | 3469.7414 | 5167 | Roof deck (shallow profiled deck), steel (galvanized) |  | 0 | A1A3 | 4553.016 | 0.0003095 | 74.429 | 23.2326 | 4.3799 | 1.0736 | 61291.9871 | 3440.2101 | 88.7076
| Civic Offices | Interconnecting pipework (Services steel circular ducting (250mm)) | 1701392 | 8404551 | 5.2 | Services equipment | ducting spiral 250mm | Construction | 1734.8707 | Linear length Calculation | 40 | 44 | 1 | FALSE | 1 | FALSE |  | 1.01 | 1734.8707 | 3469.7414 | 5167 | Roof deck (shallow profiled deck), steel (galvanized) |  | 0 | A4 | 72.7278 | 1.0064e-05 | 0.34579 | 0.06421 | 0.04565 | 0.00016196 | 1064.1076 | 309.03 | 0.29557
| Civic Offices | Interconnecting pipework (Services steel circular ducting (250mm)) | 1701392 | 8404551 | 5.2 | Services equipment | ducting spiral 250mm | Construction | 1734.8707 | Linear length Calculation | 40 | 44 | 1 | FALSE | 1 | FALSE |  | 1.01 | 1734.8707 | 3469.7414 | 5167 | Roof deck (shallow profiled deck), steel (galvanized) |  | 0 | A5 | 0.0090178 | 2.3614e-09 | 6.3061e-05 | 2.0722e-05 | 1.0464e-05 | 1.2721e-08 | 0.22108 | 2.6023 | 0
| Civic Offices | Interconnecting pipework (Services steel circular ducting (250mm)) | 1701392 | 8404551 | 5.2 | Services equipment | ducting spiral 250mm | Construction | 1734.8707 | Linear length Calculation | 40 | 44 | 1 | FALSE | 1 | FALSE |  | 1.01 | 1734.8707 | 3469.7414 | 5167 | Roof deck (shallow profiled deck), steel (galvanized) |  | 0 | D2 | 0 | 0 | 0 | 0 | 0 | 0 | 0 | 0 | 0
| Civic Offices | Interconnecting pipework (Services steel circular ducting (250mm)) | 1701392 | 8404551 | 5.2 | Services equipment | ducting spiral 250mm | Construction | 1734.8707 | Linear length Calculation | 40 | 44 | 1 | FALSE | 1 | FALSE |  | 1.01 | 1734.8707 | 3469.7414 | 5167 | Roof deck (shallow profiled deck), steel (galvanized) |  | 0 | D3 | 0 | 0 | 0 | 0 | 0 | 0 | 0 | 0 | 0
| Civic Offices | Interconnecting pipework (Services steel circular ducting (250mm)) | 1701392 | 8404551 | 5.2 | Services equipment | ducting spiral 250mm | Construction | 1734.8707 | Linear length Calculation | 40 | 44 | 1 | FALSE | 1 | FALSE |  | 1.01 | 1734.8707 | 3469.7414 | 5167 | Roof deck (shallow profiled deck), steel (galvanized) |  | 0 | D4 | 0 | 0 | 0 | 0 | 0 | 0 | 0 | 0 | 0
| Civic Offices | Interconnecting pipework (Services steel circular ducting (250mm)) | 1701392 | 8404551 | 5.2 | Services equipment | ducting spiral 250mm | Construction | 1734.8707 | Linear length Calculation | 40 | 44 | 1 | FALSE | 1 | FALSE |  | 1.01 | 1734.8707 | 3469.7414 | 5167 | Roof deck (shallow profiled deck), steel (galvanized) |  | 60 | C2 | 0 | 0 | 0 | 0 | 0 | 0 | 0 | 0 | 0
| Civic Offices | Interconnecting pipework (Services steel circular ducting (250mm)) | 1701392 | 8404551 | 5.2 | Services equipment | ducting spiral 250mm | Construction | 1734.8707 | Linear length Calculation | 40 | 44 | 1 | FALSE | 1 | FALSE |  | 1.01 | 1734.8707 | 3469.7414 | 5167 | Roof deck (shallow profiled deck), steel (galvanized) |  | 60 | C4 | 0.90178 | 2.3614e-07 | 0.0063061 | 0.0020722 | 0.0010464 | 1.2721e-06 | 22.1076 | 260.2306 | 0.045225
| Civic Offices | Interconnecting pipework (Services steel circular ducting (250mm)) | 1701392 | 8404551 | 5.2 | Services equipment | ducting spiral 250mm | Construction | 1734.8707 | Linear length Calculation | 40 | 44 | 1 | FALSE | 1 | FALSE |  | 1.01 | 1734.8707 | 3469.7414 | 5167 | Roof deck (shallow profiled deck), steel (galvanized) |  | 60 | D2 | 0 | 0 | 0 | 0 | 0 | 0 | 0 | 0 | 0
| Civic Offices | Interconnecting pipework (Services steel circular ducting (250mm)) | 1701392 | 8404551 | 5.2 | Services equipment | ducting spiral 250mm | Construction | 1734.8707 | Linear length Calculation | 40 | 44 | 1 | FALSE | 1 | FALSE |  | 1.01 | 1734.8707 | 3469.7414 | 5167 | Roof deck (shallow profiled deck), steel (galvanized) |  | 60 | D3 | 0 | 0 | 0 | 0 | 0 | 0 | 0 | 0 | 0
| Civic Offices | Interconnecting pipework (Services steel circular ducting (250mm)) | 1701392 | 8404551 | 5.2 | Services equipment | ducting spiral 250mm | Construction | 1734.8707 | Linear length Calculation | 40 | 44 | 1 | FALSE | 1 | FALSE |  | 1.01 | 1734.8707 | 3469.7414 | 5167 | Roof deck (shallow profiled deck), steel (galvanized) |  | 60 | D4 | 0 | 0 | 0 | 0 | 0 | 0 | 0 | 0 | 0
| Civic Offices | Interconnecting pipework (Services steel circular ducting (250mm)) | 1701392 | 8404551 | 5.2 | Services equipment | ducting spiral 250mm | Construction | 1734.8707 | Linear length Calculation | 40 | 44 | 1 | FALSE | 1 | FALSE |  | 1.01 | 1734.8707 | 3469.7414 | 5167 | Roof deck (shallow profiled deck), steel (galvanized) |  | 40 | B4B5 | 4626.6546 | 0.0003198 | 74.7811 | 23.2989 | 4.4266 | 1.0738 | 62378.4234 | 4012.0731 | 89.0031
| Civic Offices | Interconnecting pipework (Services steel circular ducting (250mm)) | 1701392 | 8404551 | 5.2 | Services equipment | ducting spiral 250mm | Construction | 1734.8707 | Linear length Calculation | 40 | 44 | 1 | FALSE | 1 | FALSE |  | 1.01 | 1734.8707 | 3469.7414 | 5167 | Roof deck (shallow profiled deck), steel (galvanized) |  | 40 | D2 | 0 | 0 | 0 | 0 | 0 | 0 | 0 | 0 | 0
| Civic Offices | Interconnecting pipework (Services steel circular ducting (250mm)) | 1701392 | 8404551 | 5.2 | Services equipment | ducting spiral 250mm | Construction | 1734.8707 | Linear length Calculation | 40 | 44 | 1 | FALSE | 1 | FALSE |  | 1.01 | 1734.8707 | 3469.7414 | 5167 | Roof deck (shallow profiled deck), steel (galvanized) |  | 40 | D3 | 0 | 0 | 0 | 0 | 0 | 0 | 0 | 0 | 0
| Civic Offices | Interconnecting pipework (Services steel circular ducting (250mm)) | 1701392 | 8404551 | 5.2 | Services equipment | ducting spiral 250mm | Construction | 1734.8707 | Linear length Calculation | 40 | 44 | 1 | FALSE | 1 | FALSE |  | 1.01 | 1734.8707 | 3469.7414 | 5167 | Roof deck (shallow profiled deck), steel (galvanized) |  | 40 | D4 | 0 | 0 | 0 | 0 | 0 | 0 | 0 | 0 | 0
| Civic Offices | Services pipework 22mm copper pipe (water supply) | 1701394 | 8404553 | 5.2 | Services equipment | Proxy for copper piping 22mm diameter | Construction | 65.0567 | Linear length Calculation | 45 | 44 | 1 | FALSE | 1 | FALSE |  | 1.03 | 65.0567 | 130.1134 | 5113 | Cladding sheet (plain), copper |  | 0 | A1A3 | 461.3521 | 0.00038341 | 23.4637 | 15.6627 | 1.297 | 0.10675 | 7000.209 | 1366.5199 | 14.7471
| Civic Offices | Services pipework 22mm copper pipe (water supply) | 1701394 | 8404553 | 5.2 | Services equipment | Proxy for copper piping 22mm diameter | Construction | 65.0567 | Linear length Calculation | 45 | 44 | 1 | FALSE | 1 | FALSE |  | 1.03 | 65.0567 | 130.1134 | 5113 | Cladding sheet (plain), copper |  | 0 | A4 | 1.3129 | 2.3589e-07 | 0.0042988 | 0.0011619 | 0.00073337 | 4.5786e-06 | 19.5704 | 2.9883 | 0.0054026
| Civic Offices | Services pipework 22mm copper pipe (water supply) | 1701394 | 8404553 | 5.2 | Services equipment | Proxy for copper piping 22mm diameter | Construction | 65.0567 | Linear length Calculation | 45 | 44 | 1 | FALSE | 1 | FALSE |  | 1.03 | 65.0567 | 130.1134 | 5113 | Cladding sheet (plain), copper |  | 0 | A5 | 0.0010145 | 2.6565e-10 | 7.0943e-06 | 2.3311e-06 | 1.1772e-06 | 1.4311e-09 | 0.024871 | 0.29276 | 0
| Civic Offices | Services pipework 22mm copper pipe (water supply) | 1701394 | 8404553 | 5.2 | Services equipment | Proxy for copper piping 22mm diameter | Construction | 65.0567 | Linear length Calculation | 45 | 44 | 1 | FALSE | 1 | FALSE |  | 1.03 | 65.0567 | 130.1134 | 5113 | Cladding sheet (plain), copper |  | 0 | D2 | 0 | 0 | 0 | 0 | 0 | 0 | 0 | 0 | 0
| Civic Offices | Services pipework 22mm copper pipe (water supply) | 1701394 | 8404553 | 5.2 | Services equipment | Proxy for copper piping 22mm diameter | Construction | 65.0567 | Linear length Calculation | 45 | 44 | 1 | FALSE | 1 | FALSE |  | 1.03 | 65.0567 | 130.1134 | 5113 | Cladding sheet (plain), copper |  | 0 | D3 | 0 | 0 | 0 | 0 | 0 | 0 | 0 | 0 | 0
| Civic Offices | Services pipework 22mm copper pipe (water supply) | 1701394 | 8404553 | 5.2 | Services equipment | Proxy for copper piping 22mm diameter | Construction | 65.0567 | Linear length Calculation | 45 | 44 | 1 | FALSE | 1 | FALSE |  | 1.03 | 65.0567 | 130.1134 | 5113 | Cladding sheet (plain), copper |  | 0 | D4 | 0 | 0 | 0 | 0 | 0 | 0 | 0 | 0 | 0
| Civic Offices | Services pipework 22mm copper pipe (water supply) | 1701394 | 8404553 | 5.2 | Services equipment | Proxy for copper piping 22mm diameter | Construction | 65.0567 | Linear length Calculation | 45 | 44 | 1 | FALSE | 1 | FALSE |  | 1.03 | 65.0567 | 130.1134 | 5113 | Cladding sheet (plain), copper |  | 60 | C2 | 0 | 0 | 0 | 0 | 0 | 0 | 0 | 0 | 0
| Civic Offices | Services pipework 22mm copper pipe (water supply) | 1701394 | 8404553 | 5.2 | Services equipment | Proxy for copper piping 22mm diameter | Construction | 65.0567 | Linear length Calculation | 45 | 44 | 1 | FALSE | 1 | FALSE |  | 1.03 | 65.0567 | 130.1134 | 5113 | Cladding sheet (plain), copper |  | 60 | C4 | 0.033816 | 8.855e-09 | 0.00023648 | 7.7705e-05 | 3.9241e-05 | 4.7703e-08 | 0.82902 | 9.7585 | 0.0016959
| Civic Offices | Services pipework 22mm copper pipe (water supply) | 1701394 | 8404553 | 5.2 | Services equipment | Proxy for copper piping 22mm diameter | Construction | 65.0567 | Linear length Calculation | 45 | 44 | 1 | FALSE | 1 | FALSE |  | 1.03 | 65.0567 | 130.1134 | 5113 | Cladding sheet (plain), copper |  | 60 | D2 | 0 | 0 | 0 | 0 | 0 | 0 | 0 | 0 | 0
| Civic Offices | Services pipework 22mm copper pipe (water supply) | 1701394 | 8404553 | 5.2 | Services equipment | Proxy for copper piping 22mm diameter | Construction | 65.0567 | Linear length Calculation | 45 | 44 | 1 | FALSE | 1 | FALSE |  | 1.03 | 65.0567 | 130.1134 | 5113 | Cladding sheet (plain), copper |  | 60 | D3 | 0 | 0 | 0 | 0 | 0 | 0 | 0 | 0 | 0
| Civic Offices | Services pipework 22mm copper pipe (water supply) | 1701394 | 8404553 | 5.2 | Services equipment | Proxy for copper piping 22mm diameter | Construction | 65.0567 | Linear length Calculation | 45 | 44 | 1 | FALSE | 1 | FALSE |  | 1.03 | 65.0567 | 130.1134 | 5113 | Cladding sheet (plain), copper |  | 60 | D4 | 0 | 0 | 0 | 0 | 0 | 0 | 0 | 0 | 0
| Civic Offices | Services pipework 22mm copper pipe (water supply) | 1701394 | 8404553 | 5.2 | Services equipment | Proxy for copper piping 22mm diameter | Construction | 65.0567 | Linear length Calculation | 45 | 44 | 1 | FALSE | 1 | FALSE |  | 1.03 | 65.0567 | 130.1134 | 5113 | Cladding sheet (plain), copper |  | 45 | B4B5 | 462.6998 | 0.00038365 | 23.4682 | 15.6639 | 1.2978 | 0.10675 | 7020.6333 | 1379.5595 | 14.7525
| Civic Offices | Services pipework 22mm copper pipe (water supply) | 1701394 | 8404553 | 5.2 | Services equipment | Proxy for copper piping 22mm diameter | Construction | 65.0567 | Linear length Calculation | 45 | 44 | 1 | FALSE | 1 | FALSE |  | 1.03 | 65.0567 | 130.1134 | 5113 | Cladding sheet (plain), copper |  | 45 | D2 | 0 | 0 | 0 | 0 | 0 | 0 | 0 | 0 | 0
| Civic Offices | Services pipework 22mm copper pipe (water supply) | 1701394 | 8404553 | 5.2 | Services equipment | Proxy for copper piping 22mm diameter | Construction | 65.0567 | Linear length Calculation | 45 | 44 | 1 | FALSE | 1 | FALSE |  | 1.03 | 65.0567 | 130.1134 | 5113 | Cladding sheet (plain), copper |  | 45 | D3 | 0 | 0 | 0 | 0 | 0 | 0 | 0 | 0 | 0
| Civic Offices | Services pipework 22mm copper pipe (water supply) | 1701394 | 8404553 | 5.2 | Services equipment | Proxy for copper piping 22mm diameter | Construction | 65.0567 | Linear length Calculation | 45 | 44 | 1 | FALSE | 1 | FALSE |  | 1.03 | 65.0567 | 130.1134 | 5113 | Cladding sheet (plain), copper |  | 45 | D4 | 0 | 0 | 0 | 0 | 0 | 0 | 0 | 0 | 0
| Civic Offices | Services pipework insulation (50mm) | 1701395 | 8404555 | 5.2 | Services equipment | pipe insulation 50mm thick | Construction | 55.3035 | Area Calculation | 70 | 44 | 1 | FALSE | 1 | FALSE |  | 1.07 | 55.3035 | 55.3035 | 5349 | Insulation (flexible), polyurethane foam |  | 0 | A1A3 | 291.9962 | 2.4868e-06 | 1.2561 | 0.3275 | 0.18909 | 0.0018011 | 5177.2037 | 86.4531 | 1.5739
| Civic Offices | Services pipework insulation (50mm) | 1701395 | 8404555 | 5.2 | Services equipment | pipe insulation 50mm thick | Construction | 55.3035 | Area Calculation | 70 | 44 | 1 | FALSE | 1 | FALSE |  | 1.07 | 55.3035 | 55.3035 | 5349 | Insulation (flexible), polyurethane foam |  | 0 | A4 | 1.1339 | 2.0374e-07 | 0.0037128 | 0.0010035 | 0.0006334 | 3.9545e-06 | 16.9027 | 2.5809 | 0.0046662
| Civic Offices | Services pipework insulation (50mm) | 1701395 | 8404555 | 5.2 | Services equipment | pipe insulation 50mm thick | Construction | 55.3035 | Area Calculation | 70 | 44 | 1 | FALSE | 1 | FALSE |  | 1.07 | 55.3035 | 55.3035 | 5349 | Insulation (flexible), polyurethane foam |  | 0 | A5 | 0.33278 | 1.0513e-08 | 0.00042017 | 0.10594 | 0.00010195 | 6.8e-08 | 1.1821 | 0.58069 | 0
| Civic Offices | Services pipework insulation (50mm) | 1701395 | 8404555 | 5.2 | Services equipment | pipe insulation 50mm thick | Construction | 55.3035 | Area Calculation | 70 | 44 | 1 | FALSE | 1 | FALSE |  | 1.07 | 55.3035 | 55.3035 | 5349 | Insulation (flexible), polyurethane foam |  | 0 | D2 | 0 | 0 | 0 | 0 | 0 | 0 | 0 | 0 | 0
| Civic Offices | Services pipework insulation (50mm) | 1701395 | 8404555 | 5.2 | Services equipment | pipe insulation 50mm thick | Construction | 55.3035 | Area Calculation | 70 | 44 | 1 | FALSE | 1 | FALSE |  | 1.07 | 55.3035 | 55.3035 | 5349 | Insulation (flexible), polyurethane foam |  | 0 | D3 | 0 | 0 | 0 | 0 | 0 | 0 | 0 | 0 | 0
| Civic Offices | Services pipework insulation (50mm) | 1701395 | 8404555 | 5.2 | Services equipment | pipe insulation 50mm thick | Construction | 55.3035 | Area Calculation | 70 | 44 | 1 | FALSE | 1 | FALSE |  | 1.07 | 55.3035 | 55.3035 | 5349 | Insulation (flexible), polyurethane foam |  | 0 | D4 | 0 | 0 | 0 | 0 | 0 | 0 | 0 | 0 | 0
| Civic Offices | Services pipework insulation (50mm) | 1701395 | 8404555 | 5.2 | Services equipment | pipe insulation 50mm thick | Construction | 55.3035 | Area Calculation | 70 | 44 | 1 | FALSE | 1 | FALSE |  | 1.07 | 55.3035 | 55.3035 | 5349 | Insulation (flexible), polyurethane foam |  | 60 | C2 | 0 | 0 | 0 | 0 | 0 | 0 | 0 | 0 | 0
| Civic Offices | Services pipework insulation (50mm) | 1701395 | 8404555 | 5.2 | Services equipment | pipe insulation 50mm thick | Construction | 55.3035 | Area Calculation | 70 | 44 | 1 | FALSE | 1 | FALSE |  | 1.07 | 55.3035 | 55.3035 | 5349 | Insulation (flexible), polyurethane foam |  | 60 | C4 | 4.754 | 1.5019e-07 | 0.0060024 | 1.5135 | 0.0014564 | 9.7143e-07 | 16.8878 | 8.2955 | 0.40529
| Civic Offices | Services pipework insulation (50mm) | 1701395 | 8404555 | 5.2 | Services equipment | pipe insulation 50mm thick | Construction | 55.3035 | Area Calculation | 70 | 44 | 1 | FALSE | 1 | FALSE |  | 1.07 | 55.3035 | 55.3035 | 5349 | Insulation (flexible), polyurethane foam |  | 60 | D2 | 0 | 0 | 0 | 0 | 0 | 0 | 0 | 0 | 0
| Civic Offices | Services pipework insulation (50mm) | 1701395 | 8404555 | 5.2 | Services equipment | pipe insulation 50mm thick | Construction | 55.3035 | Area Calculation | 70 | 44 | 1 | FALSE | 1 | FALSE |  | 1.07 | 55.3035 | 55.3035 | 5349 | Insulation (flexible), polyurethane foam |  | 60 | D3 | 0 | 0 | 0 | 0 | 0 | 0 | 0 | 0 | 0
| Civic Offices | Services pipework insulation (50mm) | 1701395 | 8404555 | 5.2 | Services equipment | pipe insulation 50mm thick | Construction | 55.3035 | Area Calculation | 70 | 44 | 1 | FALSE | 1 | FALSE |  | 1.07 | 55.3035 | 55.3035 | 5349 | Insulation (flexible), polyurethane foam |  | 60 | D4 | 0 | 0 | 0 | 0 | 0 | 0 | 0 | 0 | 0
| Civic Offices | Close control AHu for registry records room including humidity temperature and ventilation (Services air handling unit (commercial size)) | 1701396 | 8404557 | 5.2 | Services equipment | insulation | Construction | 50 | kg | 15 | 44 | 1 | FALSE | 1 | FALSE |  | 1.05 | 50 | 200 | 5254 | Insulation (rigid sheet), glass (cellular) |  | 0 | A1A3 | 75.6107 | 7.0784e-06 | 0.38494 | 0.14661 | 0.030222 | 0.00040765 | 1246.3696 | 14.3815 | 0.35814
| Civic Offices | Close control AHu for registry records room including humidity temperature and ventilation (Services air handling unit (commercial size)) | 1701396 | 8404557 | 5.2 | Services equipment | insulation | Construction | 50 | kg | 15 | 44 | 1 | FALSE | 1 | FALSE |  | 1.05 | 50 | 200 | 5254 | Insulation (rigid sheet), glass (cellular) |  | 0 | A4 | 1.006 | 1.8075e-07 | 0.003294 | 0.00089032 | 0.00056195 | 3.5084e-06 | 14.9961 | 2.2898 | 0.0041399
| Civic Offices | Close control AHu for registry records room including humidity temperature and ventilation (Services air handling unit (commercial size)) | 1701396 | 8404557 | 5.2 | Services equipment | insulation | Construction | 50 | kg | 15 | 44 | 1 | FALSE | 1 | FALSE |  | 1.05 | 50 | 200 | 5254 | Insulation (rigid sheet), glass (cellular) |  | 0 | A5 | 0.011681 | 4.0267e-09 | 8.9962e-05 | 2.2213e-05 | 1.5541e-05 | 1.2627e-08 | 0.33927 | 0.375 | 0
| Civic Offices | Close control AHu for registry records room including humidity temperature and ventilation (Services air handling unit (commercial size)) | 1701396 | 8404557 | 5.2 | Services equipment | insulation | Construction | 50 | kg | 15 | 44 | 1 | FALSE | 1 | FALSE |  | 1.05 | 50 | 200 | 5254 | Insulation (rigid sheet), glass (cellular) |  | 0 | D2 | 0 | 0 | 0 | 0 | 0 | 0 | 0 | 0 | 0
| Civic Offices | Close control AHu for registry records room including humidity temperature and ventilation (Services air handling unit (commercial size)) | 1701396 | 8404557 | 5.2 | Services equipment | insulation | Construction | 50 | kg | 15 | 44 | 1 | FALSE | 1 | FALSE |  | 1.05 | 50 | 200 | 5254 | Insulation (rigid sheet), glass (cellular) |  | 0 | D3 | 0 | 0 | 0 | 0 | 0 | 0 | 0 | 0 | 0
| Civic Offices | Close control AHu for registry records room including humidity temperature and ventilation (Services air handling unit (commercial size)) | 1701396 | 8404557 | 5.2 | Services equipment | insulation | Construction | 50 | kg | 15 | 44 | 1 | FALSE | 1 | FALSE |  | 1.05 | 50 | 200 | 5254 | Insulation (rigid sheet), glass (cellular) |  | 0 | D4 | 0 | 0 | 0 | 0 | 0 | 0 | 0 | 0 | 0
| Civic Offices | Close control AHu for registry records room including humidity temperature and ventilation (Services air handling unit (commercial size)) | 1701396 | 8404557 | 5.2 | Services equipment | insulation | Construction | 50 | kg | 15 | 44 | 1 | FALSE | 1 | FALSE |  | 1.05 | 50 | 200 | 5254 | Insulation (rigid sheet), glass (cellular) |  | 60 | C2 | 0 | 0 | 0 | 0 | 0 | 0 | 0 | 0 | 0
| Civic Offices | Close control AHu for registry records room including humidity temperature and ventilation (Services air handling unit (commercial size)) | 1701396 | 8404557 | 5.2 | Services equipment | insulation | Construction | 50 | kg | 15 | 44 | 1 | FALSE | 1 | FALSE |  | 1.05 | 50 | 200 | 5254 | Insulation (rigid sheet), glass (cellular) |  | 60 | C4 | 0.23362 | 8.0534e-08 | 0.0017992 | 0.00044427 | 0.00031081 | 2.5254e-07 | 6.7854 | 7.5 | 0.022023
| Civic Offices | Close control AHu for registry records room including humidity temperature and ventilation (Services air handling unit (commercial size)) | 1701396 | 8404557 | 5.2 | Services equipment | insulation | Construction | 50 | kg | 15 | 44 | 1 | FALSE | 1 | FALSE |  | 1.05 | 50 | 200 | 5254 | Insulation (rigid sheet), glass (cellular) |  | 60 | D2 | 0 | 0 | 0 | 0 | 0 | 0 | 0 | 0 | 0
| Civic Offices | Close control AHu for registry records room including humidity temperature and ventilation (Services air handling unit (commercial size)) | 1701396 | 8404557 | 5.2 | Services equipment | insulation | Construction | 50 | kg | 15 | 44 | 1 | FALSE | 1 | FALSE |  | 1.05 | 50 | 200 | 5254 | Insulation (rigid sheet), glass (cellular) |  | 60 | D3 | 0 | 0 | 0 | 0 | 0 | 0 | 0 | 0 | 0
| Civic Offices | Close control AHu for registry records room including humidity temperature and ventilation (Services air handling unit (commercial size)) | 1701396 | 8404557 | 5.2 | Services equipment | insulation | Construction | 50 | kg | 15 | 44 | 1 | FALSE | 1 | FALSE |  | 1.05 | 50 | 200 | 5254 | Insulation (rigid sheet), glass (cellular) |  | 60 | D4 | 0 | 0 | 0 | 0 | 0 | 0 | 0 | 0 | 0
| Civic Offices | Close control AHu for registry records room including humidity temperature and ventilation (Services air handling unit (commercial size)) | 1701396 | 8404557 | 5.2 | Services equipment | insulation | Construction | 50 | kg | 15 | 44 | 1 | FALSE | 1 | FALSE |  | 1.05 | 50 | 200 | 5254 | Insulation (rigid sheet), glass (cellular) |  | 15 | B4B5 | 76.862 | 7.3437e-06 | 0.39013 | 0.14797 | 0.03111 | 0.00041142 | 1268.4904 | 24.5463 | 0.36228
| Civic Offices | Close control AHu for registry records room including humidity temperature and ventilation (Services air handling unit (commercial size)) | 1701396 | 8404557 | 5.2 | Services equipment | insulation | Construction | 50 | kg | 15 | 44 | 1 | FALSE | 1 | FALSE |  | 1.05 | 50 | 200 | 5254 | Insulation (rigid sheet), glass (cellular) |  | 15 | D2 | 0 | 0 | 0 | 0 | 0 | 0 | 0 | 0 | 0
| Civic Offices | Close control AHu for registry records room including humidity temperature and ventilation (Services air handling unit (commercial size)) | 1701396 | 8404557 | 5.2 | Services equipment | insulation | Construction | 50 | kg | 15 | 44 | 1 | FALSE | 1 | FALSE |  | 1.05 | 50 | 200 | 5254 | Insulation (rigid sheet), glass (cellular) |  | 15 | D3 | 0 | 0 | 0 | 0 | 0 | 0 | 0 | 0 | 0
| Civic Offices | Close control AHu for registry records room including humidity temperature and ventilation (Services air handling unit (commercial size)) | 1701396 | 8404557 | 5.2 | Services equipment | insulation | Construction | 50 | kg | 15 | 44 | 1 | FALSE | 1 | FALSE |  | 1.05 | 50 | 200 | 5254 | Insulation (rigid sheet), glass (cellular) |  | 15 | D4 | 0 | 0 | 0 | 0 | 0 | 0 | 0 | 0 | 0
| Civic Offices | Close control AHu for registry records room including humidity temperature and ventilation (Services air handling unit (commercial size)) | 1701396 | 8404557 | 5.2 | Services equipment | insulation | Construction | 50 | kg | 15 | 44 | 1 | FALSE | 1 | FALSE |  | 1.05 | 50 | 200 | 5254 | Insulation (rigid sheet), glass (cellular) |  | 30 | B4B5 | 76.862 | 7.3437e-06 | 0.39013 | 0.14797 | 0.03111 | 0.00041142 | 1268.4904 | 24.5463 | 0.36228
| Civic Offices | Close control AHu for registry records room including humidity temperature and ventilation (Services air handling unit (commercial size)) | 1701396 | 8404557 | 5.2 | Services equipment | insulation | Construction | 50 | kg | 15 | 44 | 1 | FALSE | 1 | FALSE |  | 1.05 | 50 | 200 | 5254 | Insulation (rigid sheet), glass (cellular) |  | 30 | D2 | 0 | 0 | 0 | 0 | 0 | 0 | 0 | 0 | 0
| Civic Offices | Close control AHu for registry records room including humidity temperature and ventilation (Services air handling unit (commercial size)) | 1701396 | 8404557 | 5.2 | Services equipment | insulation | Construction | 50 | kg | 15 | 44 | 1 | FALSE | 1 | FALSE |  | 1.05 | 50 | 200 | 5254 | Insulation (rigid sheet), glass (cellular) |  | 30 | D3 | 0 | 0 | 0 | 0 | 0 | 0 | 0 | 0 | 0
| Civic Offices | Close control AHu for registry records room including humidity temperature and ventilation (Services air handling unit (commercial size)) | 1701396 | 8404557 | 5.2 | Services equipment | insulation | Construction | 50 | kg | 15 | 44 | 1 | FALSE | 1 | FALSE |  | 1.05 | 50 | 200 | 5254 | Insulation (rigid sheet), glass (cellular) |  | 30 | D4 | 0 | 0 | 0 | 0 | 0 | 0 | 0 | 0 | 0
| Civic Offices | Close control AHu for registry records room including humidity temperature and ventilation (Services air handling unit (commercial size)) | 1701396 | 8404557 | 5.2 | Services equipment | insulation | Construction | 50 | kg | 15 | 44 | 1 | FALSE | 1 | FALSE |  | 1.05 | 50 | 200 | 5254 | Insulation (rigid sheet), glass (cellular) |  | 45 | B4B5 | 76.862 | 7.3437e-06 | 0.39013 | 0.14797 | 0.03111 | 0.00041142 | 1268.4904 | 24.5463 | 0.36228
| Civic Offices | Close control AHu for registry records room including humidity temperature and ventilation (Services air handling unit (commercial size)) | 1701396 | 8404557 | 5.2 | Services equipment | insulation | Construction | 50 | kg | 15 | 44 | 1 | FALSE | 1 | FALSE |  | 1.05 | 50 | 200 | 5254 | Insulation (rigid sheet), glass (cellular) |  | 45 | D2 | 0 | 0 | 0 | 0 | 0 | 0 | 0 | 0 | 0
| Civic Offices | Close control AHu for registry records room including humidity temperature and ventilation (Services air handling unit (commercial size)) | 1701396 | 8404557 | 5.2 | Services equipment | insulation | Construction | 50 | kg | 15 | 44 | 1 | FALSE | 1 | FALSE |  | 1.05 | 50 | 200 | 5254 | Insulation (rigid sheet), glass (cellular) |  | 45 | D3 | 0 | 0 | 0 | 0 | 0 | 0 | 0 | 0 | 0
| Civic Offices | Close control AHu for registry records room including humidity temperature and ventilation (Services air handling unit (commercial size)) | 1701396 | 8404557 | 5.2 | Services equipment | insulation | Construction | 50 | kg | 15 | 44 | 1 | FALSE | 1 | FALSE |  | 1.05 | 50 | 200 | 5254 | Insulation (rigid sheet), glass (cellular) |  | 45 | D4 | 0 | 0 | 0 | 0 | 0 | 0 | 0 | 0 | 0
| Civic Offices | Close control AHu for registry records room including humidity temperature and ventilation (Services air handling unit (commercial size)) | 1701396 | 8404558 | 5.2 | Services equipment | Heat exchanger copper pipe and fins | Construction | 200 | kg | 15 | 44 | 1 | FALSE | 1 | FALSE |  | 1.03 | 200 | 800 | 5113 | Cladding sheet (plain), copper |  | 0 | A1A3 | 1418.3074 | 0.0011787 | 72.133 | 48.1509 | 3.9872 | 0.32817 | 21520.3277 | 4201.0112 | 45.3361
| Civic Offices | Close control AHu for registry records room including humidity temperature and ventilation (Services air handling unit (commercial size)) | 1701396 | 8404558 | 5.2 | Services equipment | Heat exchanger copper pipe and fins | Construction | 200 | kg | 15 | 44 | 1 | FALSE | 1 | FALSE |  | 1.03 | 200 | 800 | 5113 | Cladding sheet (plain), copper |  | 0 | A4 | 4.0361 | 7.2518e-07 | 0.013215 | 0.0035719 | 0.0022545 | 1.4076e-05 | 60.1642 | 9.1866 | 0.016609
| Civic Offices | Close control AHu for registry records room including humidity temperature and ventilation (Services air handling unit (commercial size)) | 1701396 | 8404558 | 5.2 | Services equipment | Heat exchanger copper pipe and fins | Construction | 200 | kg | 15 | 44 | 1 | FALSE | 1 | FALSE |  | 1.03 | 200 | 800 | 5113 | Cladding sheet (plain), copper |  | 0 | A5 | 0.0031188 | 8.1667e-10 | 2.1809e-05 | 7.1665e-06 | 3.619e-06 | 4.3995e-09 | 0.076459 | 0.9 | 0
| Civic Offices | Close control AHu for registry records room including humidity temperature and ventilation (Services air handling unit (commercial size)) | 1701396 | 8404558 | 5.2 | Services equipment | Heat exchanger copper pipe and fins | Construction | 200 | kg | 15 | 44 | 1 | FALSE | 1 | FALSE |  | 1.03 | 200 | 800 | 5113 | Cladding sheet (plain), copper |  | 0 | D2 | 0 | 0 | 0 | 0 | 0 | 0 | 0 | 0 | 0
| Civic Offices | Close control AHu for registry records room including humidity temperature and ventilation (Services air handling unit (commercial size)) | 1701396 | 8404558 | 5.2 | Services equipment | Heat exchanger copper pipe and fins | Construction | 200 | kg | 15 | 44 | 1 | FALSE | 1 | FALSE |  | 1.03 | 200 | 800 | 5113 | Cladding sheet (plain), copper |  | 0 | D3 | 0 | 0 | 0 | 0 | 0 | 0 | 0 | 0 | 0
| Civic Offices | Close control AHu for registry records room including humidity temperature and ventilation (Services air handling unit (commercial size)) | 1701396 | 8404558 | 5.2 | Services equipment | Heat exchanger copper pipe and fins | Construction | 200 | kg | 15 | 44 | 1 | FALSE | 1 | FALSE |  | 1.03 | 200 | 800 | 5113 | Cladding sheet (plain), copper |  | 0 | D4 | 0 | 0 | 0 | 0 | 0 | 0 | 0 | 0 | 0
| Civic Offices | Close control AHu for registry records room including humidity temperature and ventilation (Services air handling unit (commercial size)) | 1701396 | 8404558 | 5.2 | Services equipment | Heat exchanger copper pipe and fins | Construction | 200 | kg | 15 | 44 | 1 | FALSE | 1 | FALSE |  | 1.03 | 200 | 800 | 5113 | Cladding sheet (plain), copper |  | 60 | C2 | 0 | 0 | 0 | 0 | 0 | 0 | 0 | 0 | 0
| Civic Offices | Close control AHu for registry records room including humidity temperature and ventilation (Services air handling unit (commercial size)) | 1701396 | 8404558 | 5.2 | Services equipment | Heat exchanger copper pipe and fins | Construction | 200 | kg | 15 | 44 | 1 | FALSE | 1 | FALSE |  | 1.03 | 200 | 800 | 5113 | Cladding sheet (plain), copper |  | 60 | C4 | 0.10396 | 2.7222e-08 | 0.00072698 | 0.00023888 | 0.00012063 | 1.4665e-07 | 2.5486 | 30 | 0.0052136
| Civic Offices | Close control AHu for registry records room including humidity temperature and ventilation (Services air handling unit (commercial size)) | 1701396 | 8404558 | 5.2 | Services equipment | Heat exchanger copper pipe and fins | Construction | 200 | kg | 15 | 44 | 1 | FALSE | 1 | FALSE |  | 1.03 | 200 | 800 | 5113 | Cladding sheet (plain), copper |  | 60 | D2 | 0 | 0 | 0 | 0 | 0 | 0 | 0 | 0 | 0
| Civic Offices | Close control AHu for registry records room including humidity temperature and ventilation (Services air handling unit (commercial size)) | 1701396 | 8404558 | 5.2 | Services equipment | Heat exchanger copper pipe and fins | Construction | 200 | kg | 15 | 44 | 1 | FALSE | 1 | FALSE |  | 1.03 | 200 | 800 | 5113 | Cladding sheet (plain), copper |  | 60 | D3 | 0 | 0 | 0 | 0 | 0 | 0 | 0 | 0 | 0
| Civic Offices | Close control AHu for registry records room including humidity temperature and ventilation (Services air handling unit (commercial size)) | 1701396 | 8404558 | 5.2 | Services equipment | Heat exchanger copper pipe and fins | Construction | 200 | kg | 15 | 44 | 1 | FALSE | 1 | FALSE |  | 1.03 | 200 | 800 | 5113 | Cladding sheet (plain), copper |  | 60 | D4 | 0 | 0 | 0 | 0 | 0 | 0 | 0 | 0 | 0
| Civic Offices | Close control AHu for registry records room including humidity temperature and ventilation (Services air handling unit (commercial size)) | 1701396 | 8404558 | 5.2 | Services equipment | Heat exchanger copper pipe and fins | Construction | 200 | kg | 15 | 44 | 1 | FALSE | 1 | FALSE |  | 1.03 | 200 | 800 | 5113 | Cladding sheet (plain), copper |  | 15 | B4B5 | 1422.4505 | 0.0011794 | 72.1469 | 48.1547 | 3.9896 | 0.32818 | 21583.117 | 4241.0979 | 45.3527
| Civic Offices | Close control AHu for registry records room including humidity temperature and ventilation (Services air handling unit (commercial size)) | 1701396 | 8404558 | 5.2 | Services equipment | Heat exchanger copper pipe and fins | Construction | 200 | kg | 15 | 44 | 1 | FALSE | 1 | FALSE |  | 1.03 | 200 | 800 | 5113 | Cladding sheet (plain), copper |  | 15 | D2 | 0 | 0 | 0 | 0 | 0 | 0 | 0 | 0 | 0
| Civic Offices | Close control AHu for registry records room including humidity temperature and ventilation (Services air handling unit (commercial size)) | 1701396 | 8404558 | 5.2 | Services equipment | Heat exchanger copper pipe and fins | Construction | 200 | kg | 15 | 44 | 1 | FALSE | 1 | FALSE |  | 1.03 | 200 | 800 | 5113 | Cladding sheet (plain), copper |  | 15 | D3 | 0 | 0 | 0 | 0 | 0 | 0 | 0 | 0 | 0
| Civic Offices | Close control AHu for registry records room including humidity temperature and ventilation (Services air handling unit (commercial size)) | 1701396 | 8404558 | 5.2 | Services equipment | Heat exchanger copper pipe and fins | Construction | 200 | kg | 15 | 44 | 1 | FALSE | 1 | FALSE |  | 1.03 | 200 | 800 | 5113 | Cladding sheet (plain), copper |  | 15 | D4 | 0 | 0 | 0 | 0 | 0 | 0 | 0 | 0 | 0
| Civic Offices | Close control AHu for registry records room including humidity temperature and ventilation (Services air handling unit (commercial size)) | 1701396 | 8404558 | 5.2 | Services equipment | Heat exchanger copper pipe and fins | Construction | 200 | kg | 15 | 44 | 1 | FALSE | 1 | FALSE |  | 1.03 | 200 | 800 | 5113 | Cladding sheet (plain), copper |  | 30 | B4B5 | 1422.4505 | 0.0011794 | 72.1469 | 48.1547 | 3.9896 | 0.32818 | 21583.117 | 4241.0979 | 45.3527
| Civic Offices | Close control AHu for registry records room including humidity temperature and ventilation (Services air handling unit (commercial size)) | 1701396 | 8404558 | 5.2 | Services equipment | Heat exchanger copper pipe and fins | Construction | 200 | kg | 15 | 44 | 1 | FALSE | 1 | FALSE |  | 1.03 | 200 | 800 | 5113 | Cladding sheet (plain), copper |  | 30 | D2 | 0 | 0 | 0 | 0 | 0 | 0 | 0 | 0 | 0
| Civic Offices | Close control AHu for registry records room including humidity temperature and ventilation (Services air handling unit (commercial size)) | 1701396 | 8404558 | 5.2 | Services equipment | Heat exchanger copper pipe and fins | Construction | 200 | kg | 15 | 44 | 1 | FALSE | 1 | FALSE |  | 1.03 | 200 | 800 | 5113 | Cladding sheet (plain), copper |  | 30 | D3 | 0 | 0 | 0 | 0 | 0 | 0 | 0 | 0 | 0
| Civic Offices | Close control AHu for registry records room including humidity temperature and ventilation (Services air handling unit (commercial size)) | 1701396 | 8404558 | 5.2 | Services equipment | Heat exchanger copper pipe and fins | Construction | 200 | kg | 15 | 44 | 1 | FALSE | 1 | FALSE |  | 1.03 | 200 | 800 | 5113 | Cladding sheet (plain), copper |  | 30 | D4 | 0 | 0 | 0 | 0 | 0 | 0 | 0 | 0 | 0
| Civic Offices | Close control AHu for registry records room including humidity temperature and ventilation (Services air handling unit (commercial size)) | 1701396 | 8404558 | 5.2 | Services equipment | Heat exchanger copper pipe and fins | Construction | 200 | kg | 15 | 44 | 1 | FALSE | 1 | FALSE |  | 1.03 | 200 | 800 | 5113 | Cladding sheet (plain), copper |  | 45 | B4B5 | 1422.4505 | 0.0011794 | 72.1469 | 48.1547 | 3.9896 | 0.32818 | 21583.117 | 4241.0979 | 45.3527
| Civic Offices | Close control AHu for registry records room including humidity temperature and ventilation (Services air handling unit (commercial size)) | 1701396 | 8404558 | 5.2 | Services equipment | Heat exchanger copper pipe and fins | Construction | 200 | kg | 15 | 44 | 1 | FALSE | 1 | FALSE |  | 1.03 | 200 | 800 | 5113 | Cladding sheet (plain), copper |  | 45 | D2 | 0 | 0 | 0 | 0 | 0 | 0 | 0 | 0 | 0
| Civic Offices | Close control AHu for registry records room including humidity temperature and ventilation (Services air handling unit (commercial size)) | 1701396 | 8404558 | 5.2 | Services equipment | Heat exchanger copper pipe and fins | Construction | 200 | kg | 15 | 44 | 1 | FALSE | 1 | FALSE |  | 1.03 | 200 | 800 | 5113 | Cladding sheet (plain), copper |  | 45 | D3 | 0 | 0 | 0 | 0 | 0 | 0 | 0 | 0 | 0
| Civic Offices | Close control AHu for registry records room including humidity temperature and ventilation (Services air handling unit (commercial size)) | 1701396 | 8404558 | 5.2 | Services equipment | Heat exchanger copper pipe and fins | Construction | 200 | kg | 15 | 44 | 1 | FALSE | 1 | FALSE |  | 1.03 | 200 | 800 | 5113 | Cladding sheet (plain), copper |  | 45 | D4 | 0 | 0 | 0 | 0 | 0 | 0 | 0 | 0 | 0
| Civic Offices | Close control AHu for registry records room including humidity temperature and ventilation (Services air handling unit (commercial size)) | 1701396 | 8404559 | 5.2 | Services equipment | fans | Construction | 100 | kg | 15 | 44 | 1 | FALSE | 1 | FALSE |  | 1.05 | 100 | 400 | 5135 | General sheet, steel (enamelled) |  | 0 | A1A3 | 340.3925 | 2.1149e-05 | 1.7603 | 0.96978 | 0.27821 | 0.010467 | 4653.6757 | 206.1512 | 3.4397
| Civic Offices | Close control AHu for registry records room including humidity temperature and ventilation (Services air handling unit (commercial size)) | 1701396 | 8404559 | 5.2 | Services equipment | fans | Construction | 100 | kg | 15 | 44 | 1 | FALSE | 1 | FALSE |  | 1.05 | 100 | 400 | 5135 | General sheet, steel (enamelled) |  | 0 | A4 | 4.3581 | 6.0306e-07 | 0.020721 | 0.0038477 | 0.0027355 | 9.7056e-06 | 63.7656 | 18.5183 | 0.017712
| Civic Offices | Close control AHu for registry records room including humidity temperature and ventilation (Services air handling unit (commercial size)) | 1701396 | 8404559 | 5.2 | Services equipment | fans | Construction | 100 | kg | 15 | 44 | 1 | FALSE | 1 | FALSE |  | 1.05 | 100 | 400 | 5135 | General sheet, steel (enamelled) |  | 0 | A5 | 0.002599 | 6.8056e-10 | 1.8175e-05 | 5.9721e-06 | 3.0159e-06 | 3.6663e-09 | 0.063716 | 0.75 | 0
| Civic Offices | Close control AHu for registry records room including humidity temperature and ventilation (Services air handling unit (commercial size)) | 1701396 | 8404559 | 5.2 | Services equipment | fans | Construction | 100 | kg | 15 | 44 | 1 | FALSE | 1 | FALSE |  | 1.05 | 100 | 400 | 5135 | General sheet, steel (enamelled) |  | 0 | D2 | 0 | 0 | 0 | 0 | 0 | 0 | 0 | 0 | 0
| Civic Offices | Close control AHu for registry records room including humidity temperature and ventilation (Services air handling unit (commercial size)) | 1701396 | 8404559 | 5.2 | Services equipment | fans | Construction | 100 | kg | 15 | 44 | 1 | FALSE | 1 | FALSE |  | 1.05 | 100 | 400 | 5135 | General sheet, steel (enamelled) |  | 0 | D3 | 0 | 0 | 0 | 0 | 0 | 0 | 0 | 0 | 0
| Civic Offices | Close control AHu for registry records room including humidity temperature and ventilation (Services air handling unit (commercial size)) | 1701396 | 8404559 | 5.2 | Services equipment | fans | Construction | 100 | kg | 15 | 44 | 1 | FALSE | 1 | FALSE |  | 1.05 | 100 | 400 | 5135 | General sheet, steel (enamelled) |  | 0 | D4 | 0 | 0 | 0 | 0 | 0 | 0 | 0 | 0 | 0
| Civic Offices | Close control AHu for registry records room including humidity temperature and ventilation (Services air handling unit (commercial size)) | 1701396 | 8404559 | 5.2 | Services equipment | fans | Construction | 100 | kg | 15 | 44 | 1 | FALSE | 1 | FALSE |  | 1.05 | 100 | 400 | 5135 | General sheet, steel (enamelled) |  | 60 | C2 | 0 | 0 | 0 | 0 | 0 | 0 | 0 | 0 | 0
| Civic Offices | Close control AHu for registry records room including humidity temperature and ventilation (Services air handling unit (commercial size)) | 1701396 | 8404559 | 5.2 | Services equipment | fans | Construction | 100 | kg | 15 | 44 | 1 | FALSE | 1 | FALSE |  | 1.05 | 100 | 400 | 5135 | General sheet, steel (enamelled) |  | 60 | C4 | 0.05198 | 1.3611e-08 | 0.00036349 | 0.00011944 | 6.0317e-05 | 7.3326e-08 | 1.2743 | 15 | 0.0026068
| Civic Offices | Close control AHu for registry records room including humidity temperature and ventilation (Services air handling unit (commercial size)) | 1701396 | 8404559 | 5.2 | Services equipment | fans | Construction | 100 | kg | 15 | 44 | 1 | FALSE | 1 | FALSE |  | 1.05 | 100 | 400 | 5135 | General sheet, steel (enamelled) |  | 60 | D2 | 0 | 0 | 0 | 0 | 0 | 0 | 0 | 0 | 0
| Civic Offices | Close control AHu for registry records room including humidity temperature and ventilation (Services air handling unit (commercial size)) | 1701396 | 8404559 | 5.2 | Services equipment | fans | Construction | 100 | kg | 15 | 44 | 1 | FALSE | 1 | FALSE |  | 1.05 | 100 | 400 | 5135 | General sheet, steel (enamelled) |  | 60 | D3 | 0 | 0 | 0 | 0 | 0 | 0 | 0 | 0 | 0
| Civic Offices | Close control AHu for registry records room including humidity temperature and ventilation (Services air handling unit (commercial size)) | 1701396 | 8404559 | 5.2 | Services equipment | fans | Construction | 100 | kg | 15 | 44 | 1 | FALSE | 1 | FALSE |  | 1.05 | 100 | 400 | 5135 | General sheet, steel (enamelled) |  | 60 | D4 | 0 | 0 | 0 | 0 | 0 | 0 | 0 | 0 | 0
| Civic Offices | Close control AHu for registry records room including humidity temperature and ventilation (Services air handling unit (commercial size)) | 1701396 | 8404559 | 5.2 | Services equipment | fans | Construction | 100 | kg | 15 | 44 | 1 | FALSE | 1 | FALSE |  | 1.05 | 100 | 400 | 5135 | General sheet, steel (enamelled) |  | 15 | B4B5 | 344.8053 | 2.1766e-05 | 1.7814 | 0.97376 | 0.28101 | 0.010477 | 4718.7793 | 240.4195 | 3.4574
| Civic Offices | Close control AHu for registry records room including humidity temperature and ventilation (Services air handling unit (commercial size)) | 1701396 | 8404559 | 5.2 | Services equipment | fans | Construction | 100 | kg | 15 | 44 | 1 | FALSE | 1 | FALSE |  | 1.05 | 100 | 400 | 5135 | General sheet, steel (enamelled) |  | 15 | D2 | 0 | 0 | 0 | 0 | 0 | 0 | 0 | 0 | 0
| Civic Offices | Close control AHu for registry records room including humidity temperature and ventilation (Services air handling unit (commercial size)) | 1701396 | 8404559 | 5.2 | Services equipment | fans | Construction | 100 | kg | 15 | 44 | 1 | FALSE | 1 | FALSE |  | 1.05 | 100 | 400 | 5135 | General sheet, steel (enamelled) |  | 15 | D3 | 0 | 0 | 0 | 0 | 0 | 0 | 0 | 0 | 0
| Civic Offices | Close control AHu for registry records room including humidity temperature and ventilation (Services air handling unit (commercial size)) | 1701396 | 8404559 | 5.2 | Services equipment | fans | Construction | 100 | kg | 15 | 44 | 1 | FALSE | 1 | FALSE |  | 1.05 | 100 | 400 | 5135 | General sheet, steel (enamelled) |  | 15 | D4 | 0 | 0 | 0 | 0 | 0 | 0 | 0 | 0 | 0
| Civic Offices | Close control AHu for registry records room including humidity temperature and ventilation (Services air handling unit (commercial size)) | 1701396 | 8404559 | 5.2 | Services equipment | fans | Construction | 100 | kg | 15 | 44 | 1 | FALSE | 1 | FALSE |  | 1.05 | 100 | 400 | 5135 | General sheet, steel (enamelled) |  | 30 | B4B5 | 344.8053 | 2.1766e-05 | 1.7814 | 0.97376 | 0.28101 | 0.010477 | 4718.7793 | 240.4195 | 3.4574
| Civic Offices | Close control AHu for registry records room including humidity temperature and ventilation (Services air handling unit (commercial size)) | 1701396 | 8404559 | 5.2 | Services equipment | fans | Construction | 100 | kg | 15 | 44 | 1 | FALSE | 1 | FALSE |  | 1.05 | 100 | 400 | 5135 | General sheet, steel (enamelled) |  | 30 | D2 | 0 | 0 | 0 | 0 | 0 | 0 | 0 | 0 | 0
| Civic Offices | Close control AHu for registry records room including humidity temperature and ventilation (Services air handling unit (commercial size)) | 1701396 | 8404559 | 5.2 | Services equipment | fans | Construction | 100 | kg | 15 | 44 | 1 | FALSE | 1 | FALSE |  | 1.05 | 100 | 400 | 5135 | General sheet, steel (enamelled) |  | 30 | D3 | 0 | 0 | 0 | 0 | 0 | 0 | 0 | 0 | 0
| Civic Offices | Close control AHu for registry records room including humidity temperature and ventilation (Services air handling unit (commercial size)) | 1701396 | 8404559 | 5.2 | Services equipment | fans | Construction | 100 | kg | 15 | 44 | 1 | FALSE | 1 | FALSE |  | 1.05 | 100 | 400 | 5135 | General sheet, steel (enamelled) |  | 30 | D4 | 0 | 0 | 0 | 0 | 0 | 0 | 0 | 0 | 0
| Civic Offices | Close control AHu for registry records room including humidity temperature and ventilation (Services air handling unit (commercial size)) | 1701396 | 8404559 | 5.2 | Services equipment | fans | Construction | 100 | kg | 15 | 44 | 1 | FALSE | 1 | FALSE |  | 1.05 | 100 | 400 | 5135 | General sheet, steel (enamelled) |  | 45 | B4B5 | 344.8053 | 2.1766e-05 | 1.7814 | 0.97376 | 0.28101 | 0.010477 | 4718.7793 | 240.4195 | 3.4574
| Civic Offices | Close control AHu for registry records room including humidity temperature and ventilation (Services air handling unit (commercial size)) | 1701396 | 8404559 | 5.2 | Services equipment | fans | Construction | 100 | kg | 15 | 44 | 1 | FALSE | 1 | FALSE |  | 1.05 | 100 | 400 | 5135 | General sheet, steel (enamelled) |  | 45 | D2 | 0 | 0 | 0 | 0 | 0 | 0 | 0 | 0 | 0
| Civic Offices | Close control AHu for registry records room including humidity temperature and ventilation (Services air handling unit (commercial size)) | 1701396 | 8404559 | 5.2 | Services equipment | fans | Construction | 100 | kg | 15 | 44 | 1 | FALSE | 1 | FALSE |  | 1.05 | 100 | 400 | 5135 | General sheet, steel (enamelled) |  | 45 | D3 | 0 | 0 | 0 | 0 | 0 | 0 | 0 | 0 | 0
| Civic Offices | Close control AHu for registry records room including humidity temperature and ventilation (Services air handling unit (commercial size)) | 1701396 | 8404559 | 5.2 | Services equipment | fans | Construction | 100 | kg | 15 | 44 | 1 | FALSE | 1 | FALSE |  | 1.05 | 100 | 400 | 5135 | General sheet, steel (enamelled) |  | 45 | D4 | 0 | 0 | 0 | 0 | 0 | 0 | 0 | 0 | 0
| Civic Offices | Close control AHu for registry records room including humidity temperature and ventilation (Services air handling unit (commercial size)) | 1701396 | 8404560 | 5.2 | Services equipment | casing | Construction | 400 | kg | 15 | 44 | 1 | FALSE | 1 | FALSE |  | 1.01 | 400 | 1600 | 5238 | Structure, steel (hot rolled) |  | 0 | A1A3 | 719.7219 | 4.2467e-05 | 3.5499 | 2.4331 | 0.75435 | 0.01098 | 9173.5828 | 362.792 | 9.5311
| Civic Offices | Close control AHu for registry records room including humidity temperature and ventilation (Services air handling unit (commercial size)) | 1701396 | 8404560 | 5.2 | Services equipment | casing | Construction | 400 | kg | 15 | 44 | 1 | FALSE | 1 | FALSE |  | 1.01 | 400 | 1600 | 5238 | Structure, steel (hot rolled) |  | 0 | A4 | 16.7685 | 2.3204e-06 | 0.079728 | 0.014805 | 0.010525 | 3.7343e-05 | 245.3457 | 71.2514 | 0.068149
| Civic Offices | Close control AHu for registry records room including humidity temperature and ventilation (Services air handling unit (commercial size)) | 1701396 | 8404560 | 5.2 | Services equipment | casing | Construction | 400 | kg | 15 | 44 | 1 | FALSE | 1 | FALSE |  | 1.01 | 400 | 1600 | 5238 | Structure, steel (hot rolled) |  | 0 | A5 | 0.0020792 | 5.4445e-10 | 1.454e-05 | 4.7777e-06 | 2.4127e-06 | 2.933e-09 | 0.050972 | 0.6 | 0
| Civic Offices | Close control AHu for registry records room including humidity temperature and ventilation (Services air handling unit (commercial size)) | 1701396 | 8404560 | 5.2 | Services equipment | casing | Construction | 400 | kg | 15 | 44 | 1 | FALSE | 1 | FALSE |  | 1.01 | 400 | 1600 | 5238 | Structure, steel (hot rolled) |  | 0 | D2 | 0 | 0 | 0 | 0 | 0 | 0 | 0 | 0 | 0
| Civic Offices | Close control AHu for registry records room including humidity temperature and ventilation (Services air handling unit (commercial size)) | 1701396 | 8404560 | 5.2 | Services equipment | casing | Construction | 400 | kg | 15 | 44 | 1 | FALSE | 1 | FALSE |  | 1.01 | 400 | 1600 | 5238 | Structure, steel (hot rolled) |  | 0 | D3 | 0 | 0 | 0 | 0 | 0 | 0 | 0 | 0 | 0
| Civic Offices | Close control AHu for registry records room including humidity temperature and ventilation (Services air handling unit (commercial size)) | 1701396 | 8404560 | 5.2 | Services equipment | casing | Construction | 400 | kg | 15 | 44 | 1 | FALSE | 1 | FALSE |  | 1.01 | 400 | 1600 | 5238 | Structure, steel (hot rolled) |  | 0 | D4 | 0 | 0 | 0 | 0 | 0 | 0 | 0 | 0 | 0
| Civic Offices | Close control AHu for registry records room including humidity temperature and ventilation (Services air handling unit (commercial size)) | 1701396 | 8404560 | 5.2 | Services equipment | casing | Construction | 400 | kg | 15 | 44 | 1 | FALSE | 1 | FALSE |  | 1.01 | 400 | 1600 | 5238 | Structure, steel (hot rolled) |  | 60 | C2 | 0 | 0 | 0 | 0 | 0 | 0 | 0 | 0 | 0
| Civic Offices | Close control AHu for registry records room including humidity temperature and ventilation (Services air handling unit (commercial size)) | 1701396 | 8404560 | 5.2 | Services equipment | casing | Construction | 400 | kg | 15 | 44 | 1 | FALSE | 1 | FALSE |  | 1.01 | 400 | 1600 | 5238 | Structure, steel (hot rolled) |  | 60 | C4 | 0.20792 | 5.4445e-08 | 0.001454 | 0.00047777 | 0.00024127 | 2.933e-07 | 5.0972 | 60 | 0.010427
| Civic Offices | Close control AHu for registry records room including humidity temperature and ventilation (Services air handling unit (commercial size)) | 1701396 | 8404560 | 5.2 | Services equipment | casing | Construction | 400 | kg | 15 | 44 | 1 | FALSE | 1 | FALSE |  | 1.01 | 400 | 1600 | 5238 | Structure, steel (hot rolled) |  | 60 | D2 | 0 | 0 | 0 | 0 | 0 | 0 | 0 | 0 | 0
| Civic Offices | Close control AHu for registry records room including humidity temperature and ventilation (Services air handling unit (commercial size)) | 1701396 | 8404560 | 5.2 | Services equipment | casing | Construction | 400 | kg | 15 | 44 | 1 | FALSE | 1 | FALSE |  | 1.01 | 400 | 1600 | 5238 | Structure, steel (hot rolled) |  | 60 | D3 | 0 | 0 | 0 | 0 | 0 | 0 | 0 | 0 | 0
| Civic Offices | Close control AHu for registry records room including humidity temperature and ventilation (Services air handling unit (commercial size)) | 1701396 | 8404560 | 5.2 | Services equipment | casing | Construction | 400 | kg | 15 | 44 | 1 | FALSE | 1 | FALSE |  | 1.01 | 400 | 1600 | 5238 | Structure, steel (hot rolled) |  | 60 | D4 | 0 | 0 | 0 | 0 | 0 | 0 | 0 | 0 | 0
| Civic Offices | Close control AHu for registry records room including humidity temperature and ventilation (Services air handling unit (commercial size)) | 1701396 | 8404560 | 5.2 | Services equipment | casing | Construction | 400 | kg | 15 | 44 | 1 | FALSE | 1 | FALSE |  | 1.01 | 400 | 1600 | 5238 | Structure, steel (hot rolled) |  | 15 | B4B5 | 736.7004 | 4.4842e-05 | 3.6311 | 2.4484 | 0.76512 | 0.011017 | 9424.0766 | 494.6434 | 9.5992
| Civic Offices | Close control AHu for registry records room including humidity temperature and ventilation (Services air handling unit (commercial size)) | 1701396 | 8404560 | 5.2 | Services equipment | casing | Construction | 400 | kg | 15 | 44 | 1 | FALSE | 1 | FALSE |  | 1.01 | 400 | 1600 | 5238 | Structure, steel (hot rolled) |  | 15 | D2 | 0 | 0 | 0 | 0 | 0 | 0 | 0 | 0 | 0
| Civic Offices | Close control AHu for registry records room including humidity temperature and ventilation (Services air handling unit (commercial size)) | 1701396 | 8404560 | 5.2 | Services equipment | casing | Construction | 400 | kg | 15 | 44 | 1 | FALSE | 1 | FALSE |  | 1.01 | 400 | 1600 | 5238 | Structure, steel (hot rolled) |  | 15 | D3 | 0 | 0 | 0 | 0 | 0 | 0 | 0 | 0 | 0
| Civic Offices | Close control AHu for registry records room including humidity temperature and ventilation (Services air handling unit (commercial size)) | 1701396 | 8404560 | 5.2 | Services equipment | casing | Construction | 400 | kg | 15 | 44 | 1 | FALSE | 1 | FALSE |  | 1.01 | 400 | 1600 | 5238 | Structure, steel (hot rolled) |  | 15 | D4 | 0 | 0 | 0 | 0 | 0 | 0 | 0 | 0 | 0
| Civic Offices | Close control AHu for registry records room including humidity temperature and ventilation (Services air handling unit (commercial size)) | 1701396 | 8404560 | 5.2 | Services equipment | casing | Construction | 400 | kg | 15 | 44 | 1 | FALSE | 1 | FALSE |  | 1.01 | 400 | 1600 | 5238 | Structure, steel (hot rolled) |  | 30 | B4B5 | 736.7004 | 4.4842e-05 | 3.6311 | 2.4484 | 0.76512 | 0.011017 | 9424.0766 | 494.6434 | 9.5992
| Civic Offices | Close control AHu for registry records room including humidity temperature and ventilation (Services air handling unit (commercial size)) | 1701396 | 8404560 | 5.2 | Services equipment | casing | Construction | 400 | kg | 15 | 44 | 1 | FALSE | 1 | FALSE |  | 1.01 | 400 | 1600 | 5238 | Structure, steel (hot rolled) |  | 30 | D2 | 0 | 0 | 0 | 0 | 0 | 0 | 0 | 0 | 0
| Civic Offices | Close control AHu for registry records room including humidity temperature and ventilation (Services air handling unit (commercial size)) | 1701396 | 8404560 | 5.2 | Services equipment | casing | Construction | 400 | kg | 15 | 44 | 1 | FALSE | 1 | FALSE |  | 1.01 | 400 | 1600 | 5238 | Structure, steel (hot rolled) |  | 30 | D3 | 0 | 0 | 0 | 0 | 0 | 0 | 0 | 0 | 0
| Civic Offices | Close control AHu for registry records room including humidity temperature and ventilation (Services air handling unit (commercial size)) | 1701396 | 8404560 | 5.2 | Services equipment | casing | Construction | 400 | kg | 15 | 44 | 1 | FALSE | 1 | FALSE |  | 1.01 | 400 | 1600 | 5238 | Structure, steel (hot rolled) |  | 30 | D4 | 0 | 0 | 0 | 0 | 0 | 0 | 0 | 0 | 0
| Civic Offices | Close control AHu for registry records room including humidity temperature and ventilation (Services air handling unit (commercial size)) | 1701396 | 8404560 | 5.2 | Services equipment | casing | Construction | 400 | kg | 15 | 44 | 1 | FALSE | 1 | FALSE |  | 1.01 | 400 | 1600 | 5238 | Structure, steel (hot rolled) |  | 45 | B4B5 | 736.7004 | 4.4842e-05 | 3.6311 | 2.4484 | 0.76512 | 0.011017 | 9424.0766 | 494.6434 | 9.5992
| Civic Offices | Close control AHu for registry records room including humidity temperature and ventilation (Services air handling unit (commercial size)) | 1701396 | 8404560 | 5.2 | Services equipment | casing | Construction | 400 | kg | 15 | 44 | 1 | FALSE | 1 | FALSE |  | 1.01 | 400 | 1600 | 5238 | Structure, steel (hot rolled) |  | 45 | D2 | 0 | 0 | 0 | 0 | 0 | 0 | 0 | 0 | 0
| Civic Offices | Close control AHu for registry records room including humidity temperature and ventilation (Services air handling unit (commercial size)) | 1701396 | 8404560 | 5.2 | Services equipment | casing | Construction | 400 | kg | 15 | 44 | 1 | FALSE | 1 | FALSE |  | 1.01 | 400 | 1600 | 5238 | Structure, steel (hot rolled) |  | 45 | D3 | 0 | 0 | 0 | 0 | 0 | 0 | 0 | 0 | 0
| Civic Offices | Close control AHu for registry records room including humidity temperature and ventilation (Services air handling unit (commercial size)) | 1701396 | 8404560 | 5.2 | Services equipment | casing | Construction | 400 | kg | 15 | 44 | 1 | FALSE | 1 | FALSE |  | 1.01 | 400 | 1600 | 5238 | Structure, steel (hot rolled) |  | 45 | D4 | 0 | 0 | 0 | 0 | 0 | 0 | 0 | 0 | 0
| Civic Offices | Fresh air ventilation to council chamber AHU 2.9m3/s with plate heat exchanger to roof (Services air handling unit (commercial size)) | 1701397 | 8404564 | 5.2 | Services equipment | insulation | Construction | 50 | kg | 15 | 44 | 1 | FALSE | 1 | FALSE |  | 1.05 | 50 | 200 | 5254 | Insulation (rigid sheet), glass (cellular) |  | 0 | A1A3 | 75.6107 | 7.0784e-06 | 0.38494 | 0.14661 | 0.030222 | 0.00040765 | 1246.3696 | 14.3815 | 0.35814
| Civic Offices | Fresh air ventilation to council chamber AHU 2.9m3/s with plate heat exchanger to roof (Services air handling unit (commercial size)) | 1701397 | 8404564 | 5.2 | Services equipment | insulation | Construction | 50 | kg | 15 | 44 | 1 | FALSE | 1 | FALSE |  | 1.05 | 50 | 200 | 5254 | Insulation (rigid sheet), glass (cellular) |  | 0 | A4 | 1.006 | 1.8075e-07 | 0.003294 | 0.00089032 | 0.00056195 | 3.5084e-06 | 14.9961 | 2.2898 | 0.0041399
| Civic Offices | Fresh air ventilation to council chamber AHU 2.9m3/s with plate heat exchanger to roof (Services air handling unit (commercial size)) | 1701397 | 8404564 | 5.2 | Services equipment | insulation | Construction | 50 | kg | 15 | 44 | 1 | FALSE | 1 | FALSE |  | 1.05 | 50 | 200 | 5254 | Insulation (rigid sheet), glass (cellular) |  | 0 | A5 | 0.011681 | 4.0267e-09 | 8.9962e-05 | 2.2213e-05 | 1.5541e-05 | 1.2627e-08 | 0.33927 | 0.375 | 0
| Civic Offices | Fresh air ventilation to council chamber AHU 2.9m3/s with plate heat exchanger to roof (Services air handling unit (commercial size)) | 1701397 | 8404564 | 5.2 | Services equipment | insulation | Construction | 50 | kg | 15 | 44 | 1 | FALSE | 1 | FALSE |  | 1.05 | 50 | 200 | 5254 | Insulation (rigid sheet), glass (cellular) |  | 0 | D2 | 0 | 0 | 0 | 0 | 0 | 0 | 0 | 0 | 0
| Civic Offices | Fresh air ventilation to council chamber AHU 2.9m3/s with plate heat exchanger to roof (Services air handling unit (commercial size)) | 1701397 | 8404564 | 5.2 | Services equipment | insulation | Construction | 50 | kg | 15 | 44 | 1 | FALSE | 1 | FALSE |  | 1.05 | 50 | 200 | 5254 | Insulation (rigid sheet), glass (cellular) |  | 0 | D3 | 0 | 0 | 0 | 0 | 0 | 0 | 0 | 0 | 0
| Civic Offices | Fresh air ventilation to council chamber AHU 2.9m3/s with plate heat exchanger to roof (Services air handling unit (commercial size)) | 1701397 | 8404564 | 5.2 | Services equipment | insulation | Construction | 50 | kg | 15 | 44 | 1 | FALSE | 1 | FALSE |  | 1.05 | 50 | 200 | 5254 | Insulation (rigid sheet), glass (cellular) |  | 0 | D4 | 0 | 0 | 0 | 0 | 0 | 0 | 0 | 0 | 0
| Civic Offices | Fresh air ventilation to council chamber AHU 2.9m3/s with plate heat exchanger to roof (Services air handling unit (commercial size)) | 1701397 | 8404564 | 5.2 | Services equipment | insulation | Construction | 50 | kg | 15 | 44 | 1 | FALSE | 1 | FALSE |  | 1.05 | 50 | 200 | 5254 | Insulation (rigid sheet), glass (cellular) |  | 60 | C2 | 0 | 0 | 0 | 0 | 0 | 0 | 0 | 0 | 0
| Civic Offices | Fresh air ventilation to council chamber AHU 2.9m3/s with plate heat exchanger to roof (Services air handling unit (commercial size)) | 1701397 | 8404564 | 5.2 | Services equipment | insulation | Construction | 50 | kg | 15 | 44 | 1 | FALSE | 1 | FALSE |  | 1.05 | 50 | 200 | 5254 | Insulation (rigid sheet), glass (cellular) |  | 60 | C4 | 0.23362 | 8.0534e-08 | 0.0017992 | 0.00044427 | 0.00031081 | 2.5254e-07 | 6.7854 | 7.5 | 0.022023
| Civic Offices | Fresh air ventilation to council chamber AHU 2.9m3/s with plate heat exchanger to roof (Services air handling unit (commercial size)) | 1701397 | 8404564 | 5.2 | Services equipment | insulation | Construction | 50 | kg | 15 | 44 | 1 | FALSE | 1 | FALSE |  | 1.05 | 50 | 200 | 5254 | Insulation (rigid sheet), glass (cellular) |  | 60 | D2 | 0 | 0 | 0 | 0 | 0 | 0 | 0 | 0 | 0
| Civic Offices | Fresh air ventilation to council chamber AHU 2.9m3/s with plate heat exchanger to roof (Services air handling unit (commercial size)) | 1701397 | 8404564 | 5.2 | Services equipment | insulation | Construction | 50 | kg | 15 | 44 | 1 | FALSE | 1 | FALSE |  | 1.05 | 50 | 200 | 5254 | Insulation (rigid sheet), glass (cellular) |  | 60 | D3 | 0 | 0 | 0 | 0 | 0 | 0 | 0 | 0 | 0
| Civic Offices | Fresh air ventilation to council chamber AHU 2.9m3/s with plate heat exchanger to roof (Services air handling unit (commercial size)) | 1701397 | 8404564 | 5.2 | Services equipment | insulation | Construction | 50 | kg | 15 | 44 | 1 | FALSE | 1 | FALSE |  | 1.05 | 50 | 200 | 5254 | Insulation (rigid sheet), glass (cellular) |  | 60 | D4 | 0 | 0 | 0 | 0 | 0 | 0 | 0 | 0 | 0
| Civic Offices | Fresh air ventilation to council chamber AHU 2.9m3/s with plate heat exchanger to roof (Services air handling unit (commercial size)) | 1701397 | 8404564 | 5.2 | Services equipment | insulation | Construction | 50 | kg | 15 | 44 | 1 | FALSE | 1 | FALSE |  | 1.05 | 50 | 200 | 5254 | Insulation (rigid sheet), glass (cellular) |  | 15 | B4B5 | 76.862 | 7.3437e-06 | 0.39013 | 0.14797 | 0.03111 | 0.00041142 | 1268.4904 | 24.5463 | 0.36228
| Civic Offices | Fresh air ventilation to council chamber AHU 2.9m3/s with plate heat exchanger to roof (Services air handling unit (commercial size)) | 1701397 | 8404564 | 5.2 | Services equipment | insulation | Construction | 50 | kg | 15 | 44 | 1 | FALSE | 1 | FALSE |  | 1.05 | 50 | 200 | 5254 | Insulation (rigid sheet), glass (cellular) |  | 15 | D2 | 0 | 0 | 0 | 0 | 0 | 0 | 0 | 0 | 0
| Civic Offices | Fresh air ventilation to council chamber AHU 2.9m3/s with plate heat exchanger to roof (Services air handling unit (commercial size)) | 1701397 | 8404564 | 5.2 | Services equipment | insulation | Construction | 50 | kg | 15 | 44 | 1 | FALSE | 1 | FALSE |  | 1.05 | 50 | 200 | 5254 | Insulation (rigid sheet), glass (cellular) |  | 15 | D3 | 0 | 0 | 0 | 0 | 0 | 0 | 0 | 0 | 0
| Civic Offices | Fresh air ventilation to council chamber AHU 2.9m3/s with plate heat exchanger to roof (Services air handling unit (commercial size)) | 1701397 | 8404564 | 5.2 | Services equipment | insulation | Construction | 50 | kg | 15 | 44 | 1 | FALSE | 1 | FALSE |  | 1.05 | 50 | 200 | 5254 | Insulation (rigid sheet), glass (cellular) |  | 15 | D4 | 0 | 0 | 0 | 0 | 0 | 0 | 0 | 0 | 0
| Civic Offices | Fresh air ventilation to council chamber AHU 2.9m3/s with plate heat exchanger to roof (Services air handling unit (commercial size)) | 1701397 | 8404564 | 5.2 | Services equipment | insulation | Construction | 50 | kg | 15 | 44 | 1 | FALSE | 1 | FALSE |  | 1.05 | 50 | 200 | 5254 | Insulation (rigid sheet), glass (cellular) |  | 30 | B4B5 | 76.862 | 7.3437e-06 | 0.39013 | 0.14797 | 0.03111 | 0.00041142 | 1268.4904 | 24.5463 | 0.36228
| Civic Offices | Fresh air ventilation to council chamber AHU 2.9m3/s with plate heat exchanger to roof (Services air handling unit (commercial size)) | 1701397 | 8404564 | 5.2 | Services equipment | insulation | Construction | 50 | kg | 15 | 44 | 1 | FALSE | 1 | FALSE |  | 1.05 | 50 | 200 | 5254 | Insulation (rigid sheet), glass (cellular) |  | 30 | D2 | 0 | 0 | 0 | 0 | 0 | 0 | 0 | 0 | 0
| Civic Offices | Fresh air ventilation to council chamber AHU 2.9m3/s with plate heat exchanger to roof (Services air handling unit (commercial size)) | 1701397 | 8404564 | 5.2 | Services equipment | insulation | Construction | 50 | kg | 15 | 44 | 1 | FALSE | 1 | FALSE |  | 1.05 | 50 | 200 | 5254 | Insulation (rigid sheet), glass (cellular) |  | 30 | D3 | 0 | 0 | 0 | 0 | 0 | 0 | 0 | 0 | 0
| Civic Offices | Fresh air ventilation to council chamber AHU 2.9m3/s with plate heat exchanger to roof (Services air handling unit (commercial size)) | 1701397 | 8404564 | 5.2 | Services equipment | insulation | Construction | 50 | kg | 15 | 44 | 1 | FALSE | 1 | FALSE |  | 1.05 | 50 | 200 | 5254 | Insulation (rigid sheet), glass (cellular) |  | 30 | D4 | 0 | 0 | 0 | 0 | 0 | 0 | 0 | 0 | 0
| Civic Offices | Fresh air ventilation to council chamber AHU 2.9m3/s with plate heat exchanger to roof (Services air handling unit (commercial size)) | 1701397 | 8404564 | 5.2 | Services equipment | insulation | Construction | 50 | kg | 15 | 44 | 1 | FALSE | 1 | FALSE |  | 1.05 | 50 | 200 | 5254 | Insulation (rigid sheet), glass (cellular) |  | 45 | B4B5 | 76.862 | 7.3437e-06 | 0.39013 | 0.14797 | 0.03111 | 0.00041142 | 1268.4904 | 24.5463 | 0.36228
| Civic Offices | Fresh air ventilation to council chamber AHU 2.9m3/s with plate heat exchanger to roof (Services air handling unit (commercial size)) | 1701397 | 8404564 | 5.2 | Services equipment | insulation | Construction | 50 | kg | 15 | 44 | 1 | FALSE | 1 | FALSE |  | 1.05 | 50 | 200 | 5254 | Insulation (rigid sheet), glass (cellular) |  | 45 | D2 | 0 | 0 | 0 | 0 | 0 | 0 | 0 | 0 | 0
| Civic Offices | Fresh air ventilation to council chamber AHU 2.9m3/s with plate heat exchanger to roof (Services air handling unit (commercial size)) | 1701397 | 8404564 | 5.2 | Services equipment | insulation | Construction | 50 | kg | 15 | 44 | 1 | FALSE | 1 | FALSE |  | 1.05 | 50 | 200 | 5254 | Insulation (rigid sheet), glass (cellular) |  | 45 | D3 | 0 | 0 | 0 | 0 | 0 | 0 | 0 | 0 | 0
| Civic Offices | Fresh air ventilation to council chamber AHU 2.9m3/s with plate heat exchanger to roof (Services air handling unit (commercial size)) | 1701397 | 8404564 | 5.2 | Services equipment | insulation | Construction | 50 | kg | 15 | 44 | 1 | FALSE | 1 | FALSE |  | 1.05 | 50 | 200 | 5254 | Insulation (rigid sheet), glass (cellular) |  | 45 | D4 | 0 | 0 | 0 | 0 | 0 | 0 | 0 | 0 | 0
| Civic Offices | Fresh air ventilation to council chamber AHU 2.9m3/s with plate heat exchanger to roof (Services air handling unit (commercial size)) | 1701397 | 8404565 | 5.2 | Services equipment | Heat exchanger copper pipe and fins | Construction | 200 | kg | 15 | 44 | 1 | FALSE | 1 | FALSE |  | 1.03 | 200 | 800 | 5113 | Cladding sheet (plain), copper |  | 0 | A1A3 | 1418.3074 | 0.0011787 | 72.133 | 48.1509 | 3.9872 | 0.32817 | 21520.3277 | 4201.0112 | 45.3361
| Civic Offices | Fresh air ventilation to council chamber AHU 2.9m3/s with plate heat exchanger to roof (Services air handling unit (commercial size)) | 1701397 | 8404565 | 5.2 | Services equipment | Heat exchanger copper pipe and fins | Construction | 200 | kg | 15 | 44 | 1 | FALSE | 1 | FALSE |  | 1.03 | 200 | 800 | 5113 | Cladding sheet (plain), copper |  | 0 | A4 | 4.0361 | 7.2518e-07 | 0.013215 | 0.0035719 | 0.0022545 | 1.4076e-05 | 60.1642 | 9.1866 | 0.016609
| Civic Offices | Fresh air ventilation to council chamber AHU 2.9m3/s with plate heat exchanger to roof (Services air handling unit (commercial size)) | 1701397 | 8404565 | 5.2 | Services equipment | Heat exchanger copper pipe and fins | Construction | 200 | kg | 15 | 44 | 1 | FALSE | 1 | FALSE |  | 1.03 | 200 | 800 | 5113 | Cladding sheet (plain), copper |  | 0 | A5 | 0.0031188 | 8.1667e-10 | 2.1809e-05 | 7.1665e-06 | 3.619e-06 | 4.3995e-09 | 0.076459 | 0.9 | 0
| Civic Offices | Fresh air ventilation to council chamber AHU 2.9m3/s with plate heat exchanger to roof (Services air handling unit (commercial size)) | 1701397 | 8404565 | 5.2 | Services equipment | Heat exchanger copper pipe and fins | Construction | 200 | kg | 15 | 44 | 1 | FALSE | 1 | FALSE |  | 1.03 | 200 | 800 | 5113 | Cladding sheet (plain), copper |  | 0 | D2 | 0 | 0 | 0 | 0 | 0 | 0 | 0 | 0 | 0
| Civic Offices | Fresh air ventilation to council chamber AHU 2.9m3/s with plate heat exchanger to roof (Services air handling unit (commercial size)) | 1701397 | 8404565 | 5.2 | Services equipment | Heat exchanger copper pipe and fins | Construction | 200 | kg | 15 | 44 | 1 | FALSE | 1 | FALSE |  | 1.03 | 200 | 800 | 5113 | Cladding sheet (plain), copper |  | 0 | D3 | 0 | 0 | 0 | 0 | 0 | 0 | 0 | 0 | 0
| Civic Offices | Fresh air ventilation to council chamber AHU 2.9m3/s with plate heat exchanger to roof (Services air handling unit (commercial size)) | 1701397 | 8404565 | 5.2 | Services equipment | Heat exchanger copper pipe and fins | Construction | 200 | kg | 15 | 44 | 1 | FALSE | 1 | FALSE |  | 1.03 | 200 | 800 | 5113 | Cladding sheet (plain), copper |  | 0 | D4 | 0 | 0 | 0 | 0 | 0 | 0 | 0 | 0 | 0
| Civic Offices | Fresh air ventilation to council chamber AHU 2.9m3/s with plate heat exchanger to roof (Services air handling unit (commercial size)) | 1701397 | 8404565 | 5.2 | Services equipment | Heat exchanger copper pipe and fins | Construction | 200 | kg | 15 | 44 | 1 | FALSE | 1 | FALSE |  | 1.03 | 200 | 800 | 5113 | Cladding sheet (plain), copper |  | 60 | C2 | 0 | 0 | 0 | 0 | 0 | 0 | 0 | 0 | 0
| Civic Offices | Fresh air ventilation to council chamber AHU 2.9m3/s with plate heat exchanger to roof (Services air handling unit (commercial size)) | 1701397 | 8404565 | 5.2 | Services equipment | Heat exchanger copper pipe and fins | Construction | 200 | kg | 15 | 44 | 1 | FALSE | 1 | FALSE |  | 1.03 | 200 | 800 | 5113 | Cladding sheet (plain), copper |  | 60 | C4 | 0.10396 | 2.7222e-08 | 0.00072698 | 0.00023888 | 0.00012063 | 1.4665e-07 | 2.5486 | 30 | 0.0052136
| Civic Offices | Fresh air ventilation to council chamber AHU 2.9m3/s with plate heat exchanger to roof (Services air handling unit (commercial size)) | 1701397 | 8404565 | 5.2 | Services equipment | Heat exchanger copper pipe and fins | Construction | 200 | kg | 15 | 44 | 1 | FALSE | 1 | FALSE |  | 1.03 | 200 | 800 | 5113 | Cladding sheet (plain), copper |  | 60 | D2 | 0 | 0 | 0 | 0 | 0 | 0 | 0 | 0 | 0
| Civic Offices | Fresh air ventilation to council chamber AHU 2.9m3/s with plate heat exchanger to roof (Services air handling unit (commercial size)) | 1701397 | 8404565 | 5.2 | Services equipment | Heat exchanger copper pipe and fins | Construction | 200 | kg | 15 | 44 | 1 | FALSE | 1 | FALSE |  | 1.03 | 200 | 800 | 5113 | Cladding sheet (plain), copper |  | 60 | D3 | 0 | 0 | 0 | 0 | 0 | 0 | 0 | 0 | 0
| Civic Offices | Fresh air ventilation to council chamber AHU 2.9m3/s with plate heat exchanger to roof (Services air handling unit (commercial size)) | 1701397 | 8404565 | 5.2 | Services equipment | Heat exchanger copper pipe and fins | Construction | 200 | kg | 15 | 44 | 1 | FALSE | 1 | FALSE |  | 1.03 | 200 | 800 | 5113 | Cladding sheet (plain), copper |  | 60 | D4 | 0 | 0 | 0 | 0 | 0 | 0 | 0 | 0 | 0
| Civic Offices | Fresh air ventilation to council chamber AHU 2.9m3/s with plate heat exchanger to roof (Services air handling unit (commercial size)) | 1701397 | 8404565 | 5.2 | Services equipment | Heat exchanger copper pipe and fins | Construction | 200 | kg | 15 | 44 | 1 | FALSE | 1 | FALSE |  | 1.03 | 200 | 800 | 5113 | Cladding sheet (plain), copper |  | 15 | B4B5 | 1422.4505 | 0.0011794 | 72.1469 | 48.1547 | 3.9896 | 0.32818 | 21583.117 | 4241.0979 | 45.3527
| Civic Offices | Fresh air ventilation to council chamber AHU 2.9m3/s with plate heat exchanger to roof (Services air handling unit (commercial size)) | 1701397 | 8404565 | 5.2 | Services equipment | Heat exchanger copper pipe and fins | Construction | 200 | kg | 15 | 44 | 1 | FALSE | 1 | FALSE |  | 1.03 | 200 | 800 | 5113 | Cladding sheet (plain), copper |  | 15 | D2 | 0 | 0 | 0 | 0 | 0 | 0 | 0 | 0 | 0
| Civic Offices | Fresh air ventilation to council chamber AHU 2.9m3/s with plate heat exchanger to roof (Services air handling unit (commercial size)) | 1701397 | 8404565 | 5.2 | Services equipment | Heat exchanger copper pipe and fins | Construction | 200 | kg | 15 | 44 | 1 | FALSE | 1 | FALSE |  | 1.03 | 200 | 800 | 5113 | Cladding sheet (plain), copper |  | 15 | D3 | 0 | 0 | 0 | 0 | 0 | 0 | 0 | 0 | 0
| Civic Offices | Fresh air ventilation to council chamber AHU 2.9m3/s with plate heat exchanger to roof (Services air handling unit (commercial size)) | 1701397 | 8404565 | 5.2 | Services equipment | Heat exchanger copper pipe and fins | Construction | 200 | kg | 15 | 44 | 1 | FALSE | 1 | FALSE |  | 1.03 | 200 | 800 | 5113 | Cladding sheet (plain), copper |  | 15 | D4 | 0 | 0 | 0 | 0 | 0 | 0 | 0 | 0 | 0
| Civic Offices | Fresh air ventilation to council chamber AHU 2.9m3/s with plate heat exchanger to roof (Services air handling unit (commercial size)) | 1701397 | 8404565 | 5.2 | Services equipment | Heat exchanger copper pipe and fins | Construction | 200 | kg | 15 | 44 | 1 | FALSE | 1 | FALSE |  | 1.03 | 200 | 800 | 5113 | Cladding sheet (plain), copper |  | 30 | B4B5 | 1422.4505 | 0.0011794 | 72.1469 | 48.1547 | 3.9896 | 0.32818 | 21583.117 | 4241.0979 | 45.3527
| Civic Offices | Fresh air ventilation to council chamber AHU 2.9m3/s with plate heat exchanger to roof (Services air handling unit (commercial size)) | 1701397 | 8404565 | 5.2 | Services equipment | Heat exchanger copper pipe and fins | Construction | 200 | kg | 15 | 44 | 1 | FALSE | 1 | FALSE |  | 1.03 | 200 | 800 | 5113 | Cladding sheet (plain), copper |  | 30 | D2 | 0 | 0 | 0 | 0 | 0 | 0 | 0 | 0 | 0
| Civic Offices | Fresh air ventilation to council chamber AHU 2.9m3/s with plate heat exchanger to roof (Services air handling unit (commercial size)) | 1701397 | 8404565 | 5.2 | Services equipment | Heat exchanger copper pipe and fins | Construction | 200 | kg | 15 | 44 | 1 | FALSE | 1 | FALSE |  | 1.03 | 200 | 800 | 5113 | Cladding sheet (plain), copper |  | 30 | D3 | 0 | 0 | 0 | 0 | 0 | 0 | 0 | 0 | 0
| Civic Offices | Fresh air ventilation to council chamber AHU 2.9m3/s with plate heat exchanger to roof (Services air handling unit (commercial size)) | 1701397 | 8404565 | 5.2 | Services equipment | Heat exchanger copper pipe and fins | Construction | 200 | kg | 15 | 44 | 1 | FALSE | 1 | FALSE |  | 1.03 | 200 | 800 | 5113 | Cladding sheet (plain), copper |  | 30 | D4 | 0 | 0 | 0 | 0 | 0 | 0 | 0 | 0 | 0
| Civic Offices | Fresh air ventilation to council chamber AHU 2.9m3/s with plate heat exchanger to roof (Services air handling unit (commercial size)) | 1701397 | 8404565 | 5.2 | Services equipment | Heat exchanger copper pipe and fins | Construction | 200 | kg | 15 | 44 | 1 | FALSE | 1 | FALSE |  | 1.03 | 200 | 800 | 5113 | Cladding sheet (plain), copper |  | 45 | B4B5 | 1422.4505 | 0.0011794 | 72.1469 | 48.1547 | 3.9896 | 0.32818 | 21583.117 | 4241.0979 | 45.3527
| Civic Offices | Fresh air ventilation to council chamber AHU 2.9m3/s with plate heat exchanger to roof (Services air handling unit (commercial size)) | 1701397 | 8404565 | 5.2 | Services equipment | Heat exchanger copper pipe and fins | Construction | 200 | kg | 15 | 44 | 1 | FALSE | 1 | FALSE |  | 1.03 | 200 | 800 | 5113 | Cladding sheet (plain), copper |  | 45 | D2 | 0 | 0 | 0 | 0 | 0 | 0 | 0 | 0 | 0
| Civic Offices | Fresh air ventilation to council chamber AHU 2.9m3/s with plate heat exchanger to roof (Services air handling unit (commercial size)) | 1701397 | 8404565 | 5.2 | Services equipment | Heat exchanger copper pipe and fins | Construction | 200 | kg | 15 | 44 | 1 | FALSE | 1 | FALSE |  | 1.03 | 200 | 800 | 5113 | Cladding sheet (plain), copper |  | 45 | D3 | 0 | 0 | 0 | 0 | 0 | 0 | 0 | 0 | 0
| Civic Offices | Fresh air ventilation to council chamber AHU 2.9m3/s with plate heat exchanger to roof (Services air handling unit (commercial size)) | 1701397 | 8404565 | 5.2 | Services equipment | Heat exchanger copper pipe and fins | Construction | 200 | kg | 15 | 44 | 1 | FALSE | 1 | FALSE |  | 1.03 | 200 | 800 | 5113 | Cladding sheet (plain), copper |  | 45 | D4 | 0 | 0 | 0 | 0 | 0 | 0 | 0 | 0 | 0
| Civic Offices | Fresh air ventilation to council chamber AHU 2.9m3/s with plate heat exchanger to roof (Services air handling unit (commercial size)) | 1701397 | 8404566 | 5.2 | Services equipment | fans | Construction | 100 | kg | 15 | 44 | 1 | FALSE | 1 | FALSE |  | 1.05 | 100 | 400 | 5135 | General sheet, steel (enamelled) |  | 0 | A1A3 | 340.3925 | 2.1149e-05 | 1.7603 | 0.96978 | 0.27821 | 0.010467 | 4653.6757 | 206.1512 | 3.4397
| Civic Offices | Fresh air ventilation to council chamber AHU 2.9m3/s with plate heat exchanger to roof (Services air handling unit (commercial size)) | 1701397 | 8404566 | 5.2 | Services equipment | fans | Construction | 100 | kg | 15 | 44 | 1 | FALSE | 1 | FALSE |  | 1.05 | 100 | 400 | 5135 | General sheet, steel (enamelled) |  | 0 | A4 | 4.3581 | 6.0306e-07 | 0.020721 | 0.0038477 | 0.0027355 | 9.7056e-06 | 63.7656 | 18.5183 | 0.017712
| Civic Offices | Fresh air ventilation to council chamber AHU 2.9m3/s with plate heat exchanger to roof (Services air handling unit (commercial size)) | 1701397 | 8404566 | 5.2 | Services equipment | fans | Construction | 100 | kg | 15 | 44 | 1 | FALSE | 1 | FALSE |  | 1.05 | 100 | 400 | 5135 | General sheet, steel (enamelled) |  | 0 | A5 | 0.002599 | 6.8056e-10 | 1.8175e-05 | 5.9721e-06 | 3.0159e-06 | 3.6663e-09 | 0.063716 | 0.75 | 0
| Civic Offices | Fresh air ventilation to council chamber AHU 2.9m3/s with plate heat exchanger to roof (Services air handling unit (commercial size)) | 1701397 | 8404566 | 5.2 | Services equipment | fans | Construction | 100 | kg | 15 | 44 | 1 | FALSE | 1 | FALSE |  | 1.05 | 100 | 400 | 5135 | General sheet, steel (enamelled) |  | 0 | D2 | 0 | 0 | 0 | 0 | 0 | 0 | 0 | 0 | 0
| Civic Offices | Fresh air ventilation to council chamber AHU 2.9m3/s with plate heat exchanger to roof (Services air handling unit (commercial size)) | 1701397 | 8404566 | 5.2 | Services equipment | fans | Construction | 100 | kg | 15 | 44 | 1 | FALSE | 1 | FALSE |  | 1.05 | 100 | 400 | 5135 | General sheet, steel (enamelled) |  | 0 | D3 | 0 | 0 | 0 | 0 | 0 | 0 | 0 | 0 | 0
| Civic Offices | Fresh air ventilation to council chamber AHU 2.9m3/s with plate heat exchanger to roof (Services air handling unit (commercial size)) | 1701397 | 8404566 | 5.2 | Services equipment | fans | Construction | 100 | kg | 15 | 44 | 1 | FALSE | 1 | FALSE |  | 1.05 | 100 | 400 | 5135 | General sheet, steel (enamelled) |  | 0 | D4 | 0 | 0 | 0 | 0 | 0 | 0 | 0 | 0 | 0
| Civic Offices | Fresh air ventilation to council chamber AHU 2.9m3/s with plate heat exchanger to roof (Services air handling unit (commercial size)) | 1701397 | 8404566 | 5.2 | Services equipment | fans | Construction | 100 | kg | 15 | 44 | 1 | FALSE | 1 | FALSE |  | 1.05 | 100 | 400 | 5135 | General sheet, steel (enamelled) |  | 60 | C2 | 0 | 0 | 0 | 0 | 0 | 0 | 0 | 0 | 0
| Civic Offices | Fresh air ventilation to council chamber AHU 2.9m3/s with plate heat exchanger to roof (Services air handling unit (commercial size)) | 1701397 | 8404566 | 5.2 | Services equipment | fans | Construction | 100 | kg | 15 | 44 | 1 | FALSE | 1 | FALSE |  | 1.05 | 100 | 400 | 5135 | General sheet, steel (enamelled) |  | 60 | C4 | 0.05198 | 1.3611e-08 | 0.00036349 | 0.00011944 | 6.0317e-05 | 7.3326e-08 | 1.2743 | 15 | 0.0026068
| Civic Offices | Fresh air ventilation to council chamber AHU 2.9m3/s with plate heat exchanger to roof (Services air handling unit (commercial size)) | 1701397 | 8404566 | 5.2 | Services equipment | fans | Construction | 100 | kg | 15 | 44 | 1 | FALSE | 1 | FALSE |  | 1.05 | 100 | 400 | 5135 | General sheet, steel (enamelled) |  | 60 | D2 | 0 | 0 | 0 | 0 | 0 | 0 | 0 | 0 | 0
| Civic Offices | Fresh air ventilation to council chamber AHU 2.9m3/s with plate heat exchanger to roof (Services air handling unit (commercial size)) | 1701397 | 8404566 | 5.2 | Services equipment | fans | Construction | 100 | kg | 15 | 44 | 1 | FALSE | 1 | FALSE |  | 1.05 | 100 | 400 | 5135 | General sheet, steel (enamelled) |  | 60 | D3 | 0 | 0 | 0 | 0 | 0 | 0 | 0 | 0 | 0
| Civic Offices | Fresh air ventilation to council chamber AHU 2.9m3/s with plate heat exchanger to roof (Services air handling unit (commercial size)) | 1701397 | 8404566 | 5.2 | Services equipment | fans | Construction | 100 | kg | 15 | 44 | 1 | FALSE | 1 | FALSE |  | 1.05 | 100 | 400 | 5135 | General sheet, steel (enamelled) |  | 60 | D4 | 0 | 0 | 0 | 0 | 0 | 0 | 0 | 0 | 0
| Civic Offices | Fresh air ventilation to council chamber AHU 2.9m3/s with plate heat exchanger to roof (Services air handling unit (commercial size)) | 1701397 | 8404566 | 5.2 | Services equipment | fans | Construction | 100 | kg | 15 | 44 | 1 | FALSE | 1 | FALSE |  | 1.05 | 100 | 400 | 5135 | General sheet, steel (enamelled) |  | 15 | B4B5 | 344.8053 | 2.1766e-05 | 1.7814 | 0.97376 | 0.28101 | 0.010477 | 4718.7793 | 240.4195 | 3.4574
| Civic Offices | Fresh air ventilation to council chamber AHU 2.9m3/s with plate heat exchanger to roof (Services air handling unit (commercial size)) | 1701397 | 8404566 | 5.2 | Services equipment | fans | Construction | 100 | kg | 15 | 44 | 1 | FALSE | 1 | FALSE |  | 1.05 | 100 | 400 | 5135 | General sheet, steel (enamelled) |  | 15 | D2 | 0 | 0 | 0 | 0 | 0 | 0 | 0 | 0 | 0
| Civic Offices | Fresh air ventilation to council chamber AHU 2.9m3/s with plate heat exchanger to roof (Services air handling unit (commercial size)) | 1701397 | 8404566 | 5.2 | Services equipment | fans | Construction | 100 | kg | 15 | 44 | 1 | FALSE | 1 | FALSE |  | 1.05 | 100 | 400 | 5135 | General sheet, steel (enamelled) |  | 15 | D3 | 0 | 0 | 0 | 0 | 0 | 0 | 0 | 0 | 0
| Civic Offices | Fresh air ventilation to council chamber AHU 2.9m3/s with plate heat exchanger to roof (Services air handling unit (commercial size)) | 1701397 | 8404566 | 5.2 | Services equipment | fans | Construction | 100 | kg | 15 | 44 | 1 | FALSE | 1 | FALSE |  | 1.05 | 100 | 400 | 5135 | General sheet, steel (enamelled) |  | 15 | D4 | 0 | 0 | 0 | 0 | 0 | 0 | 0 | 0 | 0
| Civic Offices | Fresh air ventilation to council chamber AHU 2.9m3/s with plate heat exchanger to roof (Services air handling unit (commercial size)) | 1701397 | 8404566 | 5.2 | Services equipment | fans | Construction | 100 | kg | 15 | 44 | 1 | FALSE | 1 | FALSE |  | 1.05 | 100 | 400 | 5135 | General sheet, steel (enamelled) |  | 30 | B4B5 | 344.8053 | 2.1766e-05 | 1.7814 | 0.97376 | 0.28101 | 0.010477 | 4718.7793 | 240.4195 | 3.4574
| Civic Offices | Fresh air ventilation to council chamber AHU 2.9m3/s with plate heat exchanger to roof (Services air handling unit (commercial size)) | 1701397 | 8404566 | 5.2 | Services equipment | fans | Construction | 100 | kg | 15 | 44 | 1 | FALSE | 1 | FALSE |  | 1.05 | 100 | 400 | 5135 | General sheet, steel (enamelled) |  | 30 | D2 | 0 | 0 | 0 | 0 | 0 | 0 | 0 | 0 | 0
| Civic Offices | Fresh air ventilation to council chamber AHU 2.9m3/s with plate heat exchanger to roof (Services air handling unit (commercial size)) | 1701397 | 8404566 | 5.2 | Services equipment | fans | Construction | 100 | kg | 15 | 44 | 1 | FALSE | 1 | FALSE |  | 1.05 | 100 | 400 | 5135 | General sheet, steel (enamelled) |  | 30 | D3 | 0 | 0 | 0 | 0 | 0 | 0 | 0 | 0 | 0
| Civic Offices | Fresh air ventilation to council chamber AHU 2.9m3/s with plate heat exchanger to roof (Services air handling unit (commercial size)) | 1701397 | 8404566 | 5.2 | Services equipment | fans | Construction | 100 | kg | 15 | 44 | 1 | FALSE | 1 | FALSE |  | 1.05 | 100 | 400 | 5135 | General sheet, steel (enamelled) |  | 30 | D4 | 0 | 0 | 0 | 0 | 0 | 0 | 0 | 0 | 0
| Civic Offices | Fresh air ventilation to council chamber AHU 2.9m3/s with plate heat exchanger to roof (Services air handling unit (commercial size)) | 1701397 | 8404566 | 5.2 | Services equipment | fans | Construction | 100 | kg | 15 | 44 | 1 | FALSE | 1 | FALSE |  | 1.05 | 100 | 400 | 5135 | General sheet, steel (enamelled) |  | 45 | B4B5 | 344.8053 | 2.1766e-05 | 1.7814 | 0.97376 | 0.28101 | 0.010477 | 4718.7793 | 240.4195 | 3.4574
| Civic Offices | Fresh air ventilation to council chamber AHU 2.9m3/s with plate heat exchanger to roof (Services air handling unit (commercial size)) | 1701397 | 8404566 | 5.2 | Services equipment | fans | Construction | 100 | kg | 15 | 44 | 1 | FALSE | 1 | FALSE |  | 1.05 | 100 | 400 | 5135 | General sheet, steel (enamelled) |  | 45 | D2 | 0 | 0 | 0 | 0 | 0 | 0 | 0 | 0 | 0
| Civic Offices | Fresh air ventilation to council chamber AHU 2.9m3/s with plate heat exchanger to roof (Services air handling unit (commercial size)) | 1701397 | 8404566 | 5.2 | Services equipment | fans | Construction | 100 | kg | 15 | 44 | 1 | FALSE | 1 | FALSE |  | 1.05 | 100 | 400 | 5135 | General sheet, steel (enamelled) |  | 45 | D3 | 0 | 0 | 0 | 0 | 0 | 0 | 0 | 0 | 0
| Civic Offices | Fresh air ventilation to council chamber AHU 2.9m3/s with plate heat exchanger to roof (Services air handling unit (commercial size)) | 1701397 | 8404566 | 5.2 | Services equipment | fans | Construction | 100 | kg | 15 | 44 | 1 | FALSE | 1 | FALSE |  | 1.05 | 100 | 400 | 5135 | General sheet, steel (enamelled) |  | 45 | D4 | 0 | 0 | 0 | 0 | 0 | 0 | 0 | 0 | 0
| Civic Offices | Fresh air ventilation to council chamber AHU 2.9m3/s with plate heat exchanger to roof (Services air handling unit (commercial size)) | 1701397 | 8404567 | 5.2 | Services equipment | casing | Construction | 400 | kg | 15 | 44 | 1 | FALSE | 1 | FALSE |  | 1.01 | 400 | 1600 | 5238 | Structure, steel (hot rolled) |  | 0 | A1A3 | 719.7219 | 4.2467e-05 | 3.5499 | 2.4331 | 0.75435 | 0.01098 | 9173.5828 | 362.792 | 9.5311
| Civic Offices | Fresh air ventilation to council chamber AHU 2.9m3/s with plate heat exchanger to roof (Services air handling unit (commercial size)) | 1701397 | 8404567 | 5.2 | Services equipment | casing | Construction | 400 | kg | 15 | 44 | 1 | FALSE | 1 | FALSE |  | 1.01 | 400 | 1600 | 5238 | Structure, steel (hot rolled) |  | 0 | A4 | 16.7685 | 2.3204e-06 | 0.079728 | 0.014805 | 0.010525 | 3.7343e-05 | 245.3457 | 71.2514 | 0.068149
| Civic Offices | Fresh air ventilation to council chamber AHU 2.9m3/s with plate heat exchanger to roof (Services air handling unit (commercial size)) | 1701397 | 8404567 | 5.2 | Services equipment | casing | Construction | 400 | kg | 15 | 44 | 1 | FALSE | 1 | FALSE |  | 1.01 | 400 | 1600 | 5238 | Structure, steel (hot rolled) |  | 0 | A5 | 0.0020792 | 5.4445e-10 | 1.454e-05 | 4.7777e-06 | 2.4127e-06 | 2.933e-09 | 0.050972 | 0.6 | 0
| Civic Offices | Fresh air ventilation to council chamber AHU 2.9m3/s with plate heat exchanger to roof (Services air handling unit (commercial size)) | 1701397 | 8404567 | 5.2 | Services equipment | casing | Construction | 400 | kg | 15 | 44 | 1 | FALSE | 1 | FALSE |  | 1.01 | 400 | 1600 | 5238 | Structure, steel (hot rolled) |  | 0 | D2 | 0 | 0 | 0 | 0 | 0 | 0 | 0 | 0 | 0
| Civic Offices | Fresh air ventilation to council chamber AHU 2.9m3/s with plate heat exchanger to roof (Services air handling unit (commercial size)) | 1701397 | 8404567 | 5.2 | Services equipment | casing | Construction | 400 | kg | 15 | 44 | 1 | FALSE | 1 | FALSE |  | 1.01 | 400 | 1600 | 5238 | Structure, steel (hot rolled) |  | 0 | D3 | 0 | 0 | 0 | 0 | 0 | 0 | 0 | 0 | 0
| Civic Offices | Fresh air ventilation to council chamber AHU 2.9m3/s with plate heat exchanger to roof (Services air handling unit (commercial size)) | 1701397 | 8404567 | 5.2 | Services equipment | casing | Construction | 400 | kg | 15 | 44 | 1 | FALSE | 1 | FALSE |  | 1.01 | 400 | 1600 | 5238 | Structure, steel (hot rolled) |  | 0 | D4 | 0 | 0 | 0 | 0 | 0 | 0 | 0 | 0 | 0
| Civic Offices | Fresh air ventilation to council chamber AHU 2.9m3/s with plate heat exchanger to roof (Services air handling unit (commercial size)) | 1701397 | 8404567 | 5.2 | Services equipment | casing | Construction | 400 | kg | 15 | 44 | 1 | FALSE | 1 | FALSE |  | 1.01 | 400 | 1600 | 5238 | Structure, steel (hot rolled) |  | 60 | C2 | 0 | 0 | 0 | 0 | 0 | 0 | 0 | 0 | 0
| Civic Offices | Fresh air ventilation to council chamber AHU 2.9m3/s with plate heat exchanger to roof (Services air handling unit (commercial size)) | 1701397 | 8404567 | 5.2 | Services equipment | casing | Construction | 400 | kg | 15 | 44 | 1 | FALSE | 1 | FALSE |  | 1.01 | 400 | 1600 | 5238 | Structure, steel (hot rolled) |  | 60 | C4 | 0.20792 | 5.4445e-08 | 0.001454 | 0.00047777 | 0.00024127 | 2.933e-07 | 5.0972 | 60 | 0.010427
| Civic Offices | Fresh air ventilation to council chamber AHU 2.9m3/s with plate heat exchanger to roof (Services air handling unit (commercial size)) | 1701397 | 8404567 | 5.2 | Services equipment | casing | Construction | 400 | kg | 15 | 44 | 1 | FALSE | 1 | FALSE |  | 1.01 | 400 | 1600 | 5238 | Structure, steel (hot rolled) |  | 60 | D2 | 0 | 0 | 0 | 0 | 0 | 0 | 0 | 0 | 0
| Civic Offices | Fresh air ventilation to council chamber AHU 2.9m3/s with plate heat exchanger to roof (Services air handling unit (commercial size)) | 1701397 | 8404567 | 5.2 | Services equipment | casing | Construction | 400 | kg | 15 | 44 | 1 | FALSE | 1 | FALSE |  | 1.01 | 400 | 1600 | 5238 | Structure, steel (hot rolled) |  | 60 | D3 | 0 | 0 | 0 | 0 | 0 | 0 | 0 | 0 | 0
| Civic Offices | Fresh air ventilation to council chamber AHU 2.9m3/s with plate heat exchanger to roof (Services air handling unit (commercial size)) | 1701397 | 8404567 | 5.2 | Services equipment | casing | Construction | 400 | kg | 15 | 44 | 1 | FALSE | 1 | FALSE |  | 1.01 | 400 | 1600 | 5238 | Structure, steel (hot rolled) |  | 60 | D4 | 0 | 0 | 0 | 0 | 0 | 0 | 0 | 0 | 0
| Civic Offices | Fresh air ventilation to council chamber AHU 2.9m3/s with plate heat exchanger to roof (Services air handling unit (commercial size)) | 1701397 | 8404567 | 5.2 | Services equipment | casing | Construction | 400 | kg | 15 | 44 | 1 | FALSE | 1 | FALSE |  | 1.01 | 400 | 1600 | 5238 | Structure, steel (hot rolled) |  | 15 | B4B5 | 736.7004 | 4.4842e-05 | 3.6311 | 2.4484 | 0.76512 | 0.011017 | 9424.0766 | 494.6434 | 9.5992
| Civic Offices | Fresh air ventilation to council chamber AHU 2.9m3/s with plate heat exchanger to roof (Services air handling unit (commercial size)) | 1701397 | 8404567 | 5.2 | Services equipment | casing | Construction | 400 | kg | 15 | 44 | 1 | FALSE | 1 | FALSE |  | 1.01 | 400 | 1600 | 5238 | Structure, steel (hot rolled) |  | 15 | D2 | 0 | 0 | 0 | 0 | 0 | 0 | 0 | 0 | 0
| Civic Offices | Fresh air ventilation to council chamber AHU 2.9m3/s with plate heat exchanger to roof (Services air handling unit (commercial size)) | 1701397 | 8404567 | 5.2 | Services equipment | casing | Construction | 400 | kg | 15 | 44 | 1 | FALSE | 1 | FALSE |  | 1.01 | 400 | 1600 | 5238 | Structure, steel (hot rolled) |  | 15 | D3 | 0 | 0 | 0 | 0 | 0 | 0 | 0 | 0 | 0
| Civic Offices | Fresh air ventilation to council chamber AHU 2.9m3/s with plate heat exchanger to roof (Services air handling unit (commercial size)) | 1701397 | 8404567 | 5.2 | Services equipment | casing | Construction | 400 | kg | 15 | 44 | 1 | FALSE | 1 | FALSE |  | 1.01 | 400 | 1600 | 5238 | Structure, steel (hot rolled) |  | 15 | D4 | 0 | 0 | 0 | 0 | 0 | 0 | 0 | 0 | 0
| Civic Offices | Fresh air ventilation to council chamber AHU 2.9m3/s with plate heat exchanger to roof (Services air handling unit (commercial size)) | 1701397 | 8404567 | 5.2 | Services equipment | casing | Construction | 400 | kg | 15 | 44 | 1 | FALSE | 1 | FALSE |  | 1.01 | 400 | 1600 | 5238 | Structure, steel (hot rolled) |  | 30 | B4B5 | 736.7004 | 4.4842e-05 | 3.6311 | 2.4484 | 0.76512 | 0.011017 | 9424.0766 | 494.6434 | 9.5992
| Civic Offices | Fresh air ventilation to council chamber AHU 2.9m3/s with plate heat exchanger to roof (Services air handling unit (commercial size)) | 1701397 | 8404567 | 5.2 | Services equipment | casing | Construction | 400 | kg | 15 | 44 | 1 | FALSE | 1 | FALSE |  | 1.01 | 400 | 1600 | 5238 | Structure, steel (hot rolled) |  | 30 | D2 | 0 | 0 | 0 | 0 | 0 | 0 | 0 | 0 | 0
| Civic Offices | Fresh air ventilation to council chamber AHU 2.9m3/s with plate heat exchanger to roof (Services air handling unit (commercial size)) | 1701397 | 8404567 | 5.2 | Services equipment | casing | Construction | 400 | kg | 15 | 44 | 1 | FALSE | 1 | FALSE |  | 1.01 | 400 | 1600 | 5238 | Structure, steel (hot rolled) |  | 30 | D3 | 0 | 0 | 0 | 0 | 0 | 0 | 0 | 0 | 0
| Civic Offices | Fresh air ventilation to council chamber AHU 2.9m3/s with plate heat exchanger to roof (Services air handling unit (commercial size)) | 1701397 | 8404567 | 5.2 | Services equipment | casing | Construction | 400 | kg | 15 | 44 | 1 | FALSE | 1 | FALSE |  | 1.01 | 400 | 1600 | 5238 | Structure, steel (hot rolled) |  | 30 | D4 | 0 | 0 | 0 | 0 | 0 | 0 | 0 | 0 | 0
| Civic Offices | Fresh air ventilation to council chamber AHU 2.9m3/s with plate heat exchanger to roof (Services air handling unit (commercial size)) | 1701397 | 8404567 | 5.2 | Services equipment | casing | Construction | 400 | kg | 15 | 44 | 1 | FALSE | 1 | FALSE |  | 1.01 | 400 | 1600 | 5238 | Structure, steel (hot rolled) |  | 45 | B4B5 | 736.7004 | 4.4842e-05 | 3.6311 | 2.4484 | 0.76512 | 0.011017 | 9424.0766 | 494.6434 | 9.5992
| Civic Offices | Fresh air ventilation to council chamber AHU 2.9m3/s with plate heat exchanger to roof (Services air handling unit (commercial size)) | 1701397 | 8404567 | 5.2 | Services equipment | casing | Construction | 400 | kg | 15 | 44 | 1 | FALSE | 1 | FALSE |  | 1.01 | 400 | 1600 | 5238 | Structure, steel (hot rolled) |  | 45 | D2 | 0 | 0 | 0 | 0 | 0 | 0 | 0 | 0 | 0
| Civic Offices | Fresh air ventilation to council chamber AHU 2.9m3/s with plate heat exchanger to roof (Services air handling unit (commercial size)) | 1701397 | 8404567 | 5.2 | Services equipment | casing | Construction | 400 | kg | 15 | 44 | 1 | FALSE | 1 | FALSE |  | 1.01 | 400 | 1600 | 5238 | Structure, steel (hot rolled) |  | 45 | D3 | 0 | 0 | 0 | 0 | 0 | 0 | 0 | 0 | 0
| Civic Offices | Fresh air ventilation to council chamber AHU 2.9m3/s with plate heat exchanger to roof (Services air handling unit (commercial size)) | 1701397 | 8404567 | 5.2 | Services equipment | casing | Construction | 400 | kg | 15 | 44 | 1 | FALSE | 1 | FALSE |  | 1.01 | 400 | 1600 | 5238 | Structure, steel (hot rolled) |  | 45 | D4 | 0 | 0 | 0 | 0 | 0 | 0 | 0 | 0 | 0
| Civic Offices | Fresh air ventilation to all general areas AHU 1.4m3/s with plate heat exchanger to roof (Services air handling unit (commercial size)) | 1701398 | 8404571 | 5.2 | Services equipment | insulation | Construction | 50 | kg | 15 | 44 | 1 | FALSE | 1 | FALSE |  | 1.05 | 50 | 200 | 5254 | Insulation (rigid sheet), glass (cellular) |  | 0 | A1A3 | 75.6107 | 7.0784e-06 | 0.38494 | 0.14661 | 0.030222 | 0.00040765 | 1246.3696 | 14.3815 | 0.35814
| Civic Offices | Fresh air ventilation to all general areas AHU 1.4m3/s with plate heat exchanger to roof (Services air handling unit (commercial size)) | 1701398 | 8404571 | 5.2 | Services equipment | insulation | Construction | 50 | kg | 15 | 44 | 1 | FALSE | 1 | FALSE |  | 1.05 | 50 | 200 | 5254 | Insulation (rigid sheet), glass (cellular) |  | 0 | A4 | 1.006 | 1.8075e-07 | 0.003294 | 0.00089032 | 0.00056195 | 3.5084e-06 | 14.9961 | 2.2898 | 0.0041399
| Civic Offices | Fresh air ventilation to all general areas AHU 1.4m3/s with plate heat exchanger to roof (Services air handling unit (commercial size)) | 1701398 | 8404571 | 5.2 | Services equipment | insulation | Construction | 50 | kg | 15 | 44 | 1 | FALSE | 1 | FALSE |  | 1.05 | 50 | 200 | 5254 | Insulation (rigid sheet), glass (cellular) |  | 0 | A5 | 0.011681 | 4.0267e-09 | 8.9962e-05 | 2.2213e-05 | 1.5541e-05 | 1.2627e-08 | 0.33927 | 0.375 | 0
| Civic Offices | Fresh air ventilation to all general areas AHU 1.4m3/s with plate heat exchanger to roof (Services air handling unit (commercial size)) | 1701398 | 8404571 | 5.2 | Services equipment | insulation | Construction | 50 | kg | 15 | 44 | 1 | FALSE | 1 | FALSE |  | 1.05 | 50 | 200 | 5254 | Insulation (rigid sheet), glass (cellular) |  | 0 | D2 | 0 | 0 | 0 | 0 | 0 | 0 | 0 | 0 | 0
| Civic Offices | Fresh air ventilation to all general areas AHU 1.4m3/s with plate heat exchanger to roof (Services air handling unit (commercial size)) | 1701398 | 8404571 | 5.2 | Services equipment | insulation | Construction | 50 | kg | 15 | 44 | 1 | FALSE | 1 | FALSE |  | 1.05 | 50 | 200 | 5254 | Insulation (rigid sheet), glass (cellular) |  | 0 | D3 | 0 | 0 | 0 | 0 | 0 | 0 | 0 | 0 | 0
| Civic Offices | Fresh air ventilation to all general areas AHU 1.4m3/s with plate heat exchanger to roof (Services air handling unit (commercial size)) | 1701398 | 8404571 | 5.2 | Services equipment | insulation | Construction | 50 | kg | 15 | 44 | 1 | FALSE | 1 | FALSE |  | 1.05 | 50 | 200 | 5254 | Insulation (rigid sheet), glass (cellular) |  | 0 | D4 | 0 | 0 | 0 | 0 | 0 | 0 | 0 | 0 | 0
| Civic Offices | Fresh air ventilation to all general areas AHU 1.4m3/s with plate heat exchanger to roof (Services air handling unit (commercial size)) | 1701398 | 8404571 | 5.2 | Services equipment | insulation | Construction | 50 | kg | 15 | 44 | 1 | FALSE | 1 | FALSE |  | 1.05 | 50 | 200 | 5254 | Insulation (rigid sheet), glass (cellular) |  | 60 | C2 | 0 | 0 | 0 | 0 | 0 | 0 | 0 | 0 | 0
| Civic Offices | Fresh air ventilation to all general areas AHU 1.4m3/s with plate heat exchanger to roof (Services air handling unit (commercial size)) | 1701398 | 8404571 | 5.2 | Services equipment | insulation | Construction | 50 | kg | 15 | 44 | 1 | FALSE | 1 | FALSE |  | 1.05 | 50 | 200 | 5254 | Insulation (rigid sheet), glass (cellular) |  | 60 | C4 | 0.23362 | 8.0534e-08 | 0.0017992 | 0.00044427 | 0.00031081 | 2.5254e-07 | 6.7854 | 7.5 | 0.022023
| Civic Offices | Fresh air ventilation to all general areas AHU 1.4m3/s with plate heat exchanger to roof (Services air handling unit (commercial size)) | 1701398 | 8404571 | 5.2 | Services equipment | insulation | Construction | 50 | kg | 15 | 44 | 1 | FALSE | 1 | FALSE |  | 1.05 | 50 | 200 | 5254 | Insulation (rigid sheet), glass (cellular) |  | 60 | D2 | 0 | 0 | 0 | 0 | 0 | 0 | 0 | 0 | 0
| Civic Offices | Fresh air ventilation to all general areas AHU 1.4m3/s with plate heat exchanger to roof (Services air handling unit (commercial size)) | 1701398 | 8404571 | 5.2 | Services equipment | insulation | Construction | 50 | kg | 15 | 44 | 1 | FALSE | 1 | FALSE |  | 1.05 | 50 | 200 | 5254 | Insulation (rigid sheet), glass (cellular) |  | 60 | D3 | 0 | 0 | 0 | 0 | 0 | 0 | 0 | 0 | 0
| Civic Offices | Fresh air ventilation to all general areas AHU 1.4m3/s with plate heat exchanger to roof (Services air handling unit (commercial size)) | 1701398 | 8404571 | 5.2 | Services equipment | insulation | Construction | 50 | kg | 15 | 44 | 1 | FALSE | 1 | FALSE |  | 1.05 | 50 | 200 | 5254 | Insulation (rigid sheet), glass (cellular) |  | 60 | D4 | 0 | 0 | 0 | 0 | 0 | 0 | 0 | 0 | 0
| Civic Offices | Fresh air ventilation to all general areas AHU 1.4m3/s with plate heat exchanger to roof (Services air handling unit (commercial size)) | 1701398 | 8404571 | 5.2 | Services equipment | insulation | Construction | 50 | kg | 15 | 44 | 1 | FALSE | 1 | FALSE |  | 1.05 | 50 | 200 | 5254 | Insulation (rigid sheet), glass (cellular) |  | 15 | B4B5 | 76.862 | 7.3437e-06 | 0.39013 | 0.14797 | 0.03111 | 0.00041142 | 1268.4904 | 24.5463 | 0.36228
| Civic Offices | Fresh air ventilation to all general areas AHU 1.4m3/s with plate heat exchanger to roof (Services air handling unit (commercial size)) | 1701398 | 8404571 | 5.2 | Services equipment | insulation | Construction | 50 | kg | 15 | 44 | 1 | FALSE | 1 | FALSE |  | 1.05 | 50 | 200 | 5254 | Insulation (rigid sheet), glass (cellular) |  | 15 | D2 | 0 | 0 | 0 | 0 | 0 | 0 | 0 | 0 | 0
| Civic Offices | Fresh air ventilation to all general areas AHU 1.4m3/s with plate heat exchanger to roof (Services air handling unit (commercial size)) | 1701398 | 8404571 | 5.2 | Services equipment | insulation | Construction | 50 | kg | 15 | 44 | 1 | FALSE | 1 | FALSE |  | 1.05 | 50 | 200 | 5254 | Insulation (rigid sheet), glass (cellular) |  | 15 | D3 | 0 | 0 | 0 | 0 | 0 | 0 | 0 | 0 | 0
| Civic Offices | Fresh air ventilation to all general areas AHU 1.4m3/s with plate heat exchanger to roof (Services air handling unit (commercial size)) | 1701398 | 8404571 | 5.2 | Services equipment | insulation | Construction | 50 | kg | 15 | 44 | 1 | FALSE | 1 | FALSE |  | 1.05 | 50 | 200 | 5254 | Insulation (rigid sheet), glass (cellular) |  | 15 | D4 | 0 | 0 | 0 | 0 | 0 | 0 | 0 | 0 | 0
| Civic Offices | Fresh air ventilation to all general areas AHU 1.4m3/s with plate heat exchanger to roof (Services air handling unit (commercial size)) | 1701398 | 8404571 | 5.2 | Services equipment | insulation | Construction | 50 | kg | 15 | 44 | 1 | FALSE | 1 | FALSE |  | 1.05 | 50 | 200 | 5254 | Insulation (rigid sheet), glass (cellular) |  | 30 | B4B5 | 76.862 | 7.3437e-06 | 0.39013 | 0.14797 | 0.03111 | 0.00041142 | 1268.4904 | 24.5463 | 0.36228
| Civic Offices | Fresh air ventilation to all general areas AHU 1.4m3/s with plate heat exchanger to roof (Services air handling unit (commercial size)) | 1701398 | 8404571 | 5.2 | Services equipment | insulation | Construction | 50 | kg | 15 | 44 | 1 | FALSE | 1 | FALSE |  | 1.05 | 50 | 200 | 5254 | Insulation (rigid sheet), glass (cellular) |  | 30 | D2 | 0 | 0 | 0 | 0 | 0 | 0 | 0 | 0 | 0
| Civic Offices | Fresh air ventilation to all general areas AHU 1.4m3/s with plate heat exchanger to roof (Services air handling unit (commercial size)) | 1701398 | 8404571 | 5.2 | Services equipment | insulation | Construction | 50 | kg | 15 | 44 | 1 | FALSE | 1 | FALSE |  | 1.05 | 50 | 200 | 5254 | Insulation (rigid sheet), glass (cellular) |  | 30 | D3 | 0 | 0 | 0 | 0 | 0 | 0 | 0 | 0 | 0
| Civic Offices | Fresh air ventilation to all general areas AHU 1.4m3/s with plate heat exchanger to roof (Services air handling unit (commercial size)) | 1701398 | 8404571 | 5.2 | Services equipment | insulation | Construction | 50 | kg | 15 | 44 | 1 | FALSE | 1 | FALSE |  | 1.05 | 50 | 200 | 5254 | Insulation (rigid sheet), glass (cellular) |  | 30 | D4 | 0 | 0 | 0 | 0 | 0 | 0 | 0 | 0 | 0
| Civic Offices | Fresh air ventilation to all general areas AHU 1.4m3/s with plate heat exchanger to roof (Services air handling unit (commercial size)) | 1701398 | 8404571 | 5.2 | Services equipment | insulation | Construction | 50 | kg | 15 | 44 | 1 | FALSE | 1 | FALSE |  | 1.05 | 50 | 200 | 5254 | Insulation (rigid sheet), glass (cellular) |  | 45 | B4B5 | 76.862 | 7.3437e-06 | 0.39013 | 0.14797 | 0.03111 | 0.00041142 | 1268.4904 | 24.5463 | 0.36228
| Civic Offices | Fresh air ventilation to all general areas AHU 1.4m3/s with plate heat exchanger to roof (Services air handling unit (commercial size)) | 1701398 | 8404571 | 5.2 | Services equipment | insulation | Construction | 50 | kg | 15 | 44 | 1 | FALSE | 1 | FALSE |  | 1.05 | 50 | 200 | 5254 | Insulation (rigid sheet), glass (cellular) |  | 45 | D2 | 0 | 0 | 0 | 0 | 0 | 0 | 0 | 0 | 0
| Civic Offices | Fresh air ventilation to all general areas AHU 1.4m3/s with plate heat exchanger to roof (Services air handling unit (commercial size)) | 1701398 | 8404571 | 5.2 | Services equipment | insulation | Construction | 50 | kg | 15 | 44 | 1 | FALSE | 1 | FALSE |  | 1.05 | 50 | 200 | 5254 | Insulation (rigid sheet), glass (cellular) |  | 45 | D3 | 0 | 0 | 0 | 0 | 0 | 0 | 0 | 0 | 0
| Civic Offices | Fresh air ventilation to all general areas AHU 1.4m3/s with plate heat exchanger to roof (Services air handling unit (commercial size)) | 1701398 | 8404571 | 5.2 | Services equipment | insulation | Construction | 50 | kg | 15 | 44 | 1 | FALSE | 1 | FALSE |  | 1.05 | 50 | 200 | 5254 | Insulation (rigid sheet), glass (cellular) |  | 45 | D4 | 0 | 0 | 0 | 0 | 0 | 0 | 0 | 0 | 0
| Civic Offices | Fresh air ventilation to all general areas AHU 1.4m3/s with plate heat exchanger to roof (Services air handling unit (commercial size)) | 1701398 | 8404572 | 5.2 | Services equipment | Heat exchanger copper pipe and fins | Construction | 200 | kg | 15 | 44 | 1 | FALSE | 1 | FALSE |  | 1.03 | 200 | 800 | 5113 | Cladding sheet (plain), copper |  | 0 | A1A3 | 1418.3074 | 0.0011787 | 72.133 | 48.1509 | 3.9872 | 0.32817 | 21520.3277 | 4201.0112 | 45.3361
| Civic Offices | Fresh air ventilation to all general areas AHU 1.4m3/s with plate heat exchanger to roof (Services air handling unit (commercial size)) | 1701398 | 8404572 | 5.2 | Services equipment | Heat exchanger copper pipe and fins | Construction | 200 | kg | 15 | 44 | 1 | FALSE | 1 | FALSE |  | 1.03 | 200 | 800 | 5113 | Cladding sheet (plain), copper |  | 0 | A4 | 4.0361 | 7.2518e-07 | 0.013215 | 0.0035719 | 0.0022545 | 1.4076e-05 | 60.1642 | 9.1866 | 0.016609
| Civic Offices | Fresh air ventilation to all general areas AHU 1.4m3/s with plate heat exchanger to roof (Services air handling unit (commercial size)) | 1701398 | 8404572 | 5.2 | Services equipment | Heat exchanger copper pipe and fins | Construction | 200 | kg | 15 | 44 | 1 | FALSE | 1 | FALSE |  | 1.03 | 200 | 800 | 5113 | Cladding sheet (plain), copper |  | 0 | A5 | 0.0031188 | 8.1667e-10 | 2.1809e-05 | 7.1665e-06 | 3.619e-06 | 4.3995e-09 | 0.076459 | 0.9 | 0
| Civic Offices | Fresh air ventilation to all general areas AHU 1.4m3/s with plate heat exchanger to roof (Services air handling unit (commercial size)) | 1701398 | 8404572 | 5.2 | Services equipment | Heat exchanger copper pipe and fins | Construction | 200 | kg | 15 | 44 | 1 | FALSE | 1 | FALSE |  | 1.03 | 200 | 800 | 5113 | Cladding sheet (plain), copper |  | 0 | D2 | 0 | 0 | 0 | 0 | 0 | 0 | 0 | 0 | 0
| Civic Offices | Fresh air ventilation to all general areas AHU 1.4m3/s with plate heat exchanger to roof (Services air handling unit (commercial size)) | 1701398 | 8404572 | 5.2 | Services equipment | Heat exchanger copper pipe and fins | Construction | 200 | kg | 15 | 44 | 1 | FALSE | 1 | FALSE |  | 1.03 | 200 | 800 | 5113 | Cladding sheet (plain), copper |  | 0 | D3 | 0 | 0 | 0 | 0 | 0 | 0 | 0 | 0 | 0
| Civic Offices | Fresh air ventilation to all general areas AHU 1.4m3/s with plate heat exchanger to roof (Services air handling unit (commercial size)) | 1701398 | 8404572 | 5.2 | Services equipment | Heat exchanger copper pipe and fins | Construction | 200 | kg | 15 | 44 | 1 | FALSE | 1 | FALSE |  | 1.03 | 200 | 800 | 5113 | Cladding sheet (plain), copper |  | 0 | D4 | 0 | 0 | 0 | 0 | 0 | 0 | 0 | 0 | 0
| Civic Offices | Fresh air ventilation to all general areas AHU 1.4m3/s with plate heat exchanger to roof (Services air handling unit (commercial size)) | 1701398 | 8404572 | 5.2 | Services equipment | Heat exchanger copper pipe and fins | Construction | 200 | kg | 15 | 44 | 1 | FALSE | 1 | FALSE |  | 1.03 | 200 | 800 | 5113 | Cladding sheet (plain), copper |  | 60 | C2 | 0 | 0 | 0 | 0 | 0 | 0 | 0 | 0 | 0
| Civic Offices | Fresh air ventilation to all general areas AHU 1.4m3/s with plate heat exchanger to roof (Services air handling unit (commercial size)) | 1701398 | 8404572 | 5.2 | Services equipment | Heat exchanger copper pipe and fins | Construction | 200 | kg | 15 | 44 | 1 | FALSE | 1 | FALSE |  | 1.03 | 200 | 800 | 5113 | Cladding sheet (plain), copper |  | 60 | C4 | 0.10396 | 2.7222e-08 | 0.00072698 | 0.00023888 | 0.00012063 | 1.4665e-07 | 2.5486 | 30 | 0.0052136
| Civic Offices | Fresh air ventilation to all general areas AHU 1.4m3/s with plate heat exchanger to roof (Services air handling unit (commercial size)) | 1701398 | 8404572 | 5.2 | Services equipment | Heat exchanger copper pipe and fins | Construction | 200 | kg | 15 | 44 | 1 | FALSE | 1 | FALSE |  | 1.03 | 200 | 800 | 5113 | Cladding sheet (plain), copper |  | 60 | D2 | 0 | 0 | 0 | 0 | 0 | 0 | 0 | 0 | 0
| Civic Offices | Fresh air ventilation to all general areas AHU 1.4m3/s with plate heat exchanger to roof (Services air handling unit (commercial size)) | 1701398 | 8404572 | 5.2 | Services equipment | Heat exchanger copper pipe and fins | Construction | 200 | kg | 15 | 44 | 1 | FALSE | 1 | FALSE |  | 1.03 | 200 | 800 | 5113 | Cladding sheet (plain), copper |  | 60 | D3 | 0 | 0 | 0 | 0 | 0 | 0 | 0 | 0 | 0
| Civic Offices | Fresh air ventilation to all general areas AHU 1.4m3/s with plate heat exchanger to roof (Services air handling unit (commercial size)) | 1701398 | 8404572 | 5.2 | Services equipment | Heat exchanger copper pipe and fins | Construction | 200 | kg | 15 | 44 | 1 | FALSE | 1 | FALSE |  | 1.03 | 200 | 800 | 5113 | Cladding sheet (plain), copper |  | 60 | D4 | 0 | 0 | 0 | 0 | 0 | 0 | 0 | 0 | 0
| Civic Offices | Fresh air ventilation to all general areas AHU 1.4m3/s with plate heat exchanger to roof (Services air handling unit (commercial size)) | 1701398 | 8404572 | 5.2 | Services equipment | Heat exchanger copper pipe and fins | Construction | 200 | kg | 15 | 44 | 1 | FALSE | 1 | FALSE |  | 1.03 | 200 | 800 | 5113 | Cladding sheet (plain), copper |  | 15 | B4B5 | 1422.4505 | 0.0011794 | 72.1469 | 48.1547 | 3.9896 | 0.32818 | 21583.117 | 4241.0979 | 45.3527
| Civic Offices | Fresh air ventilation to all general areas AHU 1.4m3/s with plate heat exchanger to roof (Services air handling unit (commercial size)) | 1701398 | 8404572 | 5.2 | Services equipment | Heat exchanger copper pipe and fins | Construction | 200 | kg | 15 | 44 | 1 | FALSE | 1 | FALSE |  | 1.03 | 200 | 800 | 5113 | Cladding sheet (plain), copper |  | 15 | D2 | 0 | 0 | 0 | 0 | 0 | 0 | 0 | 0 | 0
| Civic Offices | Fresh air ventilation to all general areas AHU 1.4m3/s with plate heat exchanger to roof (Services air handling unit (commercial size)) | 1701398 | 8404572 | 5.2 | Services equipment | Heat exchanger copper pipe and fins | Construction | 200 | kg | 15 | 44 | 1 | FALSE | 1 | FALSE |  | 1.03 | 200 | 800 | 5113 | Cladding sheet (plain), copper |  | 15 | D3 | 0 | 0 | 0 | 0 | 0 | 0 | 0 | 0 | 0
| Civic Offices | Fresh air ventilation to all general areas AHU 1.4m3/s with plate heat exchanger to roof (Services air handling unit (commercial size)) | 1701398 | 8404572 | 5.2 | Services equipment | Heat exchanger copper pipe and fins | Construction | 200 | kg | 15 | 44 | 1 | FALSE | 1 | FALSE |  | 1.03 | 200 | 800 | 5113 | Cladding sheet (plain), copper |  | 15 | D4 | 0 | 0 | 0 | 0 | 0 | 0 | 0 | 0 | 0
| Civic Offices | Fresh air ventilation to all general areas AHU 1.4m3/s with plate heat exchanger to roof (Services air handling unit (commercial size)) | 1701398 | 8404572 | 5.2 | Services equipment | Heat exchanger copper pipe and fins | Construction | 200 | kg | 15 | 44 | 1 | FALSE | 1 | FALSE |  | 1.03 | 200 | 800 | 5113 | Cladding sheet (plain), copper |  | 30 | B4B5 | 1422.4505 | 0.0011794 | 72.1469 | 48.1547 | 3.9896 | 0.32818 | 21583.117 | 4241.0979 | 45.3527
| Civic Offices | Fresh air ventilation to all general areas AHU 1.4m3/s with plate heat exchanger to roof (Services air handling unit (commercial size)) | 1701398 | 8404572 | 5.2 | Services equipment | Heat exchanger copper pipe and fins | Construction | 200 | kg | 15 | 44 | 1 | FALSE | 1 | FALSE |  | 1.03 | 200 | 800 | 5113 | Cladding sheet (plain), copper |  | 30 | D2 | 0 | 0 | 0 | 0 | 0 | 0 | 0 | 0 | 0
| Civic Offices | Fresh air ventilation to all general areas AHU 1.4m3/s with plate heat exchanger to roof (Services air handling unit (commercial size)) | 1701398 | 8404572 | 5.2 | Services equipment | Heat exchanger copper pipe and fins | Construction | 200 | kg | 15 | 44 | 1 | FALSE | 1 | FALSE |  | 1.03 | 200 | 800 | 5113 | Cladding sheet (plain), copper |  | 30 | D3 | 0 | 0 | 0 | 0 | 0 | 0 | 0 | 0 | 0
| Civic Offices | Fresh air ventilation to all general areas AHU 1.4m3/s with plate heat exchanger to roof (Services air handling unit (commercial size)) | 1701398 | 8404572 | 5.2 | Services equipment | Heat exchanger copper pipe and fins | Construction | 200 | kg | 15 | 44 | 1 | FALSE | 1 | FALSE |  | 1.03 | 200 | 800 | 5113 | Cladding sheet (plain), copper |  | 30 | D4 | 0 | 0 | 0 | 0 | 0 | 0 | 0 | 0 | 0
| Civic Offices | Fresh air ventilation to all general areas AHU 1.4m3/s with plate heat exchanger to roof (Services air handling unit (commercial size)) | 1701398 | 8404572 | 5.2 | Services equipment | Heat exchanger copper pipe and fins | Construction | 200 | kg | 15 | 44 | 1 | FALSE | 1 | FALSE |  | 1.03 | 200 | 800 | 5113 | Cladding sheet (plain), copper |  | 45 | B4B5 | 1422.4505 | 0.0011794 | 72.1469 | 48.1547 | 3.9896 | 0.32818 | 21583.117 | 4241.0979 | 45.3527
| Civic Offices | Fresh air ventilation to all general areas AHU 1.4m3/s with plate heat exchanger to roof (Services air handling unit (commercial size)) | 1701398 | 8404572 | 5.2 | Services equipment | Heat exchanger copper pipe and fins | Construction | 200 | kg | 15 | 44 | 1 | FALSE | 1 | FALSE |  | 1.03 | 200 | 800 | 5113 | Cladding sheet (plain), copper |  | 45 | D2 | 0 | 0 | 0 | 0 | 0 | 0 | 0 | 0 | 0
| Civic Offices | Fresh air ventilation to all general areas AHU 1.4m3/s with plate heat exchanger to roof (Services air handling unit (commercial size)) | 1701398 | 8404572 | 5.2 | Services equipment | Heat exchanger copper pipe and fins | Construction | 200 | kg | 15 | 44 | 1 | FALSE | 1 | FALSE |  | 1.03 | 200 | 800 | 5113 | Cladding sheet (plain), copper |  | 45 | D3 | 0 | 0 | 0 | 0 | 0 | 0 | 0 | 0 | 0
| Civic Offices | Fresh air ventilation to all general areas AHU 1.4m3/s with plate heat exchanger to roof (Services air handling unit (commercial size)) | 1701398 | 8404572 | 5.2 | Services equipment | Heat exchanger copper pipe and fins | Construction | 200 | kg | 15 | 44 | 1 | FALSE | 1 | FALSE |  | 1.03 | 200 | 800 | 5113 | Cladding sheet (plain), copper |  | 45 | D4 | 0 | 0 | 0 | 0 | 0 | 0 | 0 | 0 | 0
| Civic Offices | Fresh air ventilation to all general areas AHU 1.4m3/s with plate heat exchanger to roof (Services air handling unit (commercial size)) | 1701398 | 8404573 | 5.2 | Services equipment | fans | Construction | 100 | kg | 15 | 44 | 1 | FALSE | 1 | FALSE |  | 1.05 | 100 | 400 | 5135 | General sheet, steel (enamelled) |  | 0 | A1A3 | 340.3925 | 2.1149e-05 | 1.7603 | 0.96978 | 0.27821 | 0.010467 | 4653.6757 | 206.1512 | 3.4397
| Civic Offices | Fresh air ventilation to all general areas AHU 1.4m3/s with plate heat exchanger to roof (Services air handling unit (commercial size)) | 1701398 | 8404573 | 5.2 | Services equipment | fans | Construction | 100 | kg | 15 | 44 | 1 | FALSE | 1 | FALSE |  | 1.05 | 100 | 400 | 5135 | General sheet, steel (enamelled) |  | 0 | A4 | 4.3581 | 6.0306e-07 | 0.020721 | 0.0038477 | 0.0027355 | 9.7056e-06 | 63.7656 | 18.5183 | 0.017712
| Civic Offices | Fresh air ventilation to all general areas AHU 1.4m3/s with plate heat exchanger to roof (Services air handling unit (commercial size)) | 1701398 | 8404573 | 5.2 | Services equipment | fans | Construction | 100 | kg | 15 | 44 | 1 | FALSE | 1 | FALSE |  | 1.05 | 100 | 400 | 5135 | General sheet, steel (enamelled) |  | 0 | A5 | 0.002599 | 6.8056e-10 | 1.8175e-05 | 5.9721e-06 | 3.0159e-06 | 3.6663e-09 | 0.063716 | 0.75 | 0
| Civic Offices | Fresh air ventilation to all general areas AHU 1.4m3/s with plate heat exchanger to roof (Services air handling unit (commercial size)) | 1701398 | 8404573 | 5.2 | Services equipment | fans | Construction | 100 | kg | 15 | 44 | 1 | FALSE | 1 | FALSE |  | 1.05 | 100 | 400 | 5135 | General sheet, steel (enamelled) |  | 0 | D2 | 0 | 0 | 0 | 0 | 0 | 0 | 0 | 0 | 0
| Civic Offices | Fresh air ventilation to all general areas AHU 1.4m3/s with plate heat exchanger to roof (Services air handling unit (commercial size)) | 1701398 | 8404573 | 5.2 | Services equipment | fans | Construction | 100 | kg | 15 | 44 | 1 | FALSE | 1 | FALSE |  | 1.05 | 100 | 400 | 5135 | General sheet, steel (enamelled) |  | 0 | D3 | 0 | 0 | 0 | 0 | 0 | 0 | 0 | 0 | 0
| Civic Offices | Fresh air ventilation to all general areas AHU 1.4m3/s with plate heat exchanger to roof (Services air handling unit (commercial size)) | 1701398 | 8404573 | 5.2 | Services equipment | fans | Construction | 100 | kg | 15 | 44 | 1 | FALSE | 1 | FALSE |  | 1.05 | 100 | 400 | 5135 | General sheet, steel (enamelled) |  | 0 | D4 | 0 | 0 | 0 | 0 | 0 | 0 | 0 | 0 | 0
| Civic Offices | Fresh air ventilation to all general areas AHU 1.4m3/s with plate heat exchanger to roof (Services air handling unit (commercial size)) | 1701398 | 8404573 | 5.2 | Services equipment | fans | Construction | 100 | kg | 15 | 44 | 1 | FALSE | 1 | FALSE |  | 1.05 | 100 | 400 | 5135 | General sheet, steel (enamelled) |  | 60 | C2 | 0 | 0 | 0 | 0 | 0 | 0 | 0 | 0 | 0
| Civic Offices | Fresh air ventilation to all general areas AHU 1.4m3/s with plate heat exchanger to roof (Services air handling unit (commercial size)) | 1701398 | 8404573 | 5.2 | Services equipment | fans | Construction | 100 | kg | 15 | 44 | 1 | FALSE | 1 | FALSE |  | 1.05 | 100 | 400 | 5135 | General sheet, steel (enamelled) |  | 60 | C4 | 0.05198 | 1.3611e-08 | 0.00036349 | 0.00011944 | 6.0317e-05 | 7.3326e-08 | 1.2743 | 15 | 0.0026068
| Civic Offices | Fresh air ventilation to all general areas AHU 1.4m3/s with plate heat exchanger to roof (Services air handling unit (commercial size)) | 1701398 | 8404573 | 5.2 | Services equipment | fans | Construction | 100 | kg | 15 | 44 | 1 | FALSE | 1 | FALSE |  | 1.05 | 100 | 400 | 5135 | General sheet, steel (enamelled) |  | 60 | D2 | 0 | 0 | 0 | 0 | 0 | 0 | 0 | 0 | 0
| Civic Offices | Fresh air ventilation to all general areas AHU 1.4m3/s with plate heat exchanger to roof (Services air handling unit (commercial size)) | 1701398 | 8404573 | 5.2 | Services equipment | fans | Construction | 100 | kg | 15 | 44 | 1 | FALSE | 1 | FALSE |  | 1.05 | 100 | 400 | 5135 | General sheet, steel (enamelled) |  | 60 | D3 | 0 | 0 | 0 | 0 | 0 | 0 | 0 | 0 | 0
| Civic Offices | Fresh air ventilation to all general areas AHU 1.4m3/s with plate heat exchanger to roof (Services air handling unit (commercial size)) | 1701398 | 8404573 | 5.2 | Services equipment | fans | Construction | 100 | kg | 15 | 44 | 1 | FALSE | 1 | FALSE |  | 1.05 | 100 | 400 | 5135 | General sheet, steel (enamelled) |  | 60 | D4 | 0 | 0 | 0 | 0 | 0 | 0 | 0 | 0 | 0
| Civic Offices | Fresh air ventilation to all general areas AHU 1.4m3/s with plate heat exchanger to roof (Services air handling unit (commercial size)) | 1701398 | 8404573 | 5.2 | Services equipment | fans | Construction | 100 | kg | 15 | 44 | 1 | FALSE | 1 | FALSE |  | 1.05 | 100 | 400 | 5135 | General sheet, steel (enamelled) |  | 15 | B4B5 | 344.8053 | 2.1766e-05 | 1.7814 | 0.97376 | 0.28101 | 0.010477 | 4718.7793 | 240.4195 | 3.4574
| Civic Offices | Fresh air ventilation to all general areas AHU 1.4m3/s with plate heat exchanger to roof (Services air handling unit (commercial size)) | 1701398 | 8404573 | 5.2 | Services equipment | fans | Construction | 100 | kg | 15 | 44 | 1 | FALSE | 1 | FALSE |  | 1.05 | 100 | 400 | 5135 | General sheet, steel (enamelled) |  | 15 | D2 | 0 | 0 | 0 | 0 | 0 | 0 | 0 | 0 | 0
| Civic Offices | Fresh air ventilation to all general areas AHU 1.4m3/s with plate heat exchanger to roof (Services air handling unit (commercial size)) | 1701398 | 8404573 | 5.2 | Services equipment | fans | Construction | 100 | kg | 15 | 44 | 1 | FALSE | 1 | FALSE |  | 1.05 | 100 | 400 | 5135 | General sheet, steel (enamelled) |  | 15 | D3 | 0 | 0 | 0 | 0 | 0 | 0 | 0 | 0 | 0
| Civic Offices | Fresh air ventilation to all general areas AHU 1.4m3/s with plate heat exchanger to roof (Services air handling unit (commercial size)) | 1701398 | 8404573 | 5.2 | Services equipment | fans | Construction | 100 | kg | 15 | 44 | 1 | FALSE | 1 | FALSE |  | 1.05 | 100 | 400 | 5135 | General sheet, steel (enamelled) |  | 15 | D4 | 0 | 0 | 0 | 0 | 0 | 0 | 0 | 0 | 0
| Civic Offices | Fresh air ventilation to all general areas AHU 1.4m3/s with plate heat exchanger to roof (Services air handling unit (commercial size)) | 1701398 | 8404573 | 5.2 | Services equipment | fans | Construction | 100 | kg | 15 | 44 | 1 | FALSE | 1 | FALSE |  | 1.05 | 100 | 400 | 5135 | General sheet, steel (enamelled) |  | 30 | B4B5 | 344.8053 | 2.1766e-05 | 1.7814 | 0.97376 | 0.28101 | 0.010477 | 4718.7793 | 240.4195 | 3.4574
| Civic Offices | Fresh air ventilation to all general areas AHU 1.4m3/s with plate heat exchanger to roof (Services air handling unit (commercial size)) | 1701398 | 8404573 | 5.2 | Services equipment | fans | Construction | 100 | kg | 15 | 44 | 1 | FALSE | 1 | FALSE |  | 1.05 | 100 | 400 | 5135 | General sheet, steel (enamelled) |  | 30 | D2 | 0 | 0 | 0 | 0 | 0 | 0 | 0 | 0 | 0
| Civic Offices | Fresh air ventilation to all general areas AHU 1.4m3/s with plate heat exchanger to roof (Services air handling unit (commercial size)) | 1701398 | 8404573 | 5.2 | Services equipment | fans | Construction | 100 | kg | 15 | 44 | 1 | FALSE | 1 | FALSE |  | 1.05 | 100 | 400 | 5135 | General sheet, steel (enamelled) |  | 30 | D3 | 0 | 0 | 0 | 0 | 0 | 0 | 0 | 0 | 0
| Civic Offices | Fresh air ventilation to all general areas AHU 1.4m3/s with plate heat exchanger to roof (Services air handling unit (commercial size)) | 1701398 | 8404573 | 5.2 | Services equipment | fans | Construction | 100 | kg | 15 | 44 | 1 | FALSE | 1 | FALSE |  | 1.05 | 100 | 400 | 5135 | General sheet, steel (enamelled) |  | 30 | D4 | 0 | 0 | 0 | 0 | 0 | 0 | 0 | 0 | 0
| Civic Offices | Fresh air ventilation to all general areas AHU 1.4m3/s with plate heat exchanger to roof (Services air handling unit (commercial size)) | 1701398 | 8404573 | 5.2 | Services equipment | fans | Construction | 100 | kg | 15 | 44 | 1 | FALSE | 1 | FALSE |  | 1.05 | 100 | 400 | 5135 | General sheet, steel (enamelled) |  | 45 | B4B5 | 344.8053 | 2.1766e-05 | 1.7814 | 0.97376 | 0.28101 | 0.010477 | 4718.7793 | 240.4195 | 3.4574
| Civic Offices | Fresh air ventilation to all general areas AHU 1.4m3/s with plate heat exchanger to roof (Services air handling unit (commercial size)) | 1701398 | 8404573 | 5.2 | Services equipment | fans | Construction | 100 | kg | 15 | 44 | 1 | FALSE | 1 | FALSE |  | 1.05 | 100 | 400 | 5135 | General sheet, steel (enamelled) |  | 45 | D2 | 0 | 0 | 0 | 0 | 0 | 0 | 0 | 0 | 0
| Civic Offices | Fresh air ventilation to all general areas AHU 1.4m3/s with plate heat exchanger to roof (Services air handling unit (commercial size)) | 1701398 | 8404573 | 5.2 | Services equipment | fans | Construction | 100 | kg | 15 | 44 | 1 | FALSE | 1 | FALSE |  | 1.05 | 100 | 400 | 5135 | General sheet, steel (enamelled) |  | 45 | D3 | 0 | 0 | 0 | 0 | 0 | 0 | 0 | 0 | 0
| Civic Offices | Fresh air ventilation to all general areas AHU 1.4m3/s with plate heat exchanger to roof (Services air handling unit (commercial size)) | 1701398 | 8404573 | 5.2 | Services equipment | fans | Construction | 100 | kg | 15 | 44 | 1 | FALSE | 1 | FALSE |  | 1.05 | 100 | 400 | 5135 | General sheet, steel (enamelled) |  | 45 | D4 | 0 | 0 | 0 | 0 | 0 | 0 | 0 | 0 | 0
| Civic Offices | Fresh air ventilation to all general areas AHU 1.4m3/s with plate heat exchanger to roof (Services air handling unit (commercial size)) | 1701398 | 8404574 | 5.2 | Services equipment | casing | Construction | 400 | kg | 15 | 44 | 1 | FALSE | 1 | FALSE |  | 1.01 | 400 | 1600 | 5238 | Structure, steel (hot rolled) |  | 0 | A1A3 | 719.7219 | 4.2467e-05 | 3.5499 | 2.4331 | 0.75435 | 0.01098 | 9173.5828 | 362.792 | 9.5311
| Civic Offices | Fresh air ventilation to all general areas AHU 1.4m3/s with plate heat exchanger to roof (Services air handling unit (commercial size)) | 1701398 | 8404574 | 5.2 | Services equipment | casing | Construction | 400 | kg | 15 | 44 | 1 | FALSE | 1 | FALSE |  | 1.01 | 400 | 1600 | 5238 | Structure, steel (hot rolled) |  | 0 | A4 | 16.7685 | 2.3204e-06 | 0.079728 | 0.014805 | 0.010525 | 3.7343e-05 | 245.3457 | 71.2514 | 0.068149
| Civic Offices | Fresh air ventilation to all general areas AHU 1.4m3/s with plate heat exchanger to roof (Services air handling unit (commercial size)) | 1701398 | 8404574 | 5.2 | Services equipment | casing | Construction | 400 | kg | 15 | 44 | 1 | FALSE | 1 | FALSE |  | 1.01 | 400 | 1600 | 5238 | Structure, steel (hot rolled) |  | 0 | A5 | 0.0020792 | 5.4445e-10 | 1.454e-05 | 4.7777e-06 | 2.4127e-06 | 2.933e-09 | 0.050972 | 0.6 | 0
| Civic Offices | Fresh air ventilation to all general areas AHU 1.4m3/s with plate heat exchanger to roof (Services air handling unit (commercial size)) | 1701398 | 8404574 | 5.2 | Services equipment | casing | Construction | 400 | kg | 15 | 44 | 1 | FALSE | 1 | FALSE |  | 1.01 | 400 | 1600 | 5238 | Structure, steel (hot rolled) |  | 0 | D2 | 0 | 0 | 0 | 0 | 0 | 0 | 0 | 0 | 0
| Civic Offices | Fresh air ventilation to all general areas AHU 1.4m3/s with plate heat exchanger to roof (Services air handling unit (commercial size)) | 1701398 | 8404574 | 5.2 | Services equipment | casing | Construction | 400 | kg | 15 | 44 | 1 | FALSE | 1 | FALSE |  | 1.01 | 400 | 1600 | 5238 | Structure, steel (hot rolled) |  | 0 | D3 | 0 | 0 | 0 | 0 | 0 | 0 | 0 | 0 | 0
| Civic Offices | Fresh air ventilation to all general areas AHU 1.4m3/s with plate heat exchanger to roof (Services air handling unit (commercial size)) | 1701398 | 8404574 | 5.2 | Services equipment | casing | Construction | 400 | kg | 15 | 44 | 1 | FALSE | 1 | FALSE |  | 1.01 | 400 | 1600 | 5238 | Structure, steel (hot rolled) |  | 0 | D4 | 0 | 0 | 0 | 0 | 0 | 0 | 0 | 0 | 0
| Civic Offices | Fresh air ventilation to all general areas AHU 1.4m3/s with plate heat exchanger to roof (Services air handling unit (commercial size)) | 1701398 | 8404574 | 5.2 | Services equipment | casing | Construction | 400 | kg | 15 | 44 | 1 | FALSE | 1 | FALSE |  | 1.01 | 400 | 1600 | 5238 | Structure, steel (hot rolled) |  | 60 | C2 | 0 | 0 | 0 | 0 | 0 | 0 | 0 | 0 | 0
| Civic Offices | Fresh air ventilation to all general areas AHU 1.4m3/s with plate heat exchanger to roof (Services air handling unit (commercial size)) | 1701398 | 8404574 | 5.2 | Services equipment | casing | Construction | 400 | kg | 15 | 44 | 1 | FALSE | 1 | FALSE |  | 1.01 | 400 | 1600 | 5238 | Structure, steel (hot rolled) |  | 60 | C4 | 0.20792 | 5.4445e-08 | 0.001454 | 0.00047777 | 0.00024127 | 2.933e-07 | 5.0972 | 60 | 0.010427
| Civic Offices | Fresh air ventilation to all general areas AHU 1.4m3/s with plate heat exchanger to roof (Services air handling unit (commercial size)) | 1701398 | 8404574 | 5.2 | Services equipment | casing | Construction | 400 | kg | 15 | 44 | 1 | FALSE | 1 | FALSE |  | 1.01 | 400 | 1600 | 5238 | Structure, steel (hot rolled) |  | 60 | D2 | 0 | 0 | 0 | 0 | 0 | 0 | 0 | 0 | 0
| Civic Offices | Fresh air ventilation to all general areas AHU 1.4m3/s with plate heat exchanger to roof (Services air handling unit (commercial size)) | 1701398 | 8404574 | 5.2 | Services equipment | casing | Construction | 400 | kg | 15 | 44 | 1 | FALSE | 1 | FALSE |  | 1.01 | 400 | 1600 | 5238 | Structure, steel (hot rolled) |  | 60 | D3 | 0 | 0 | 0 | 0 | 0 | 0 | 0 | 0 | 0
| Civic Offices | Fresh air ventilation to all general areas AHU 1.4m3/s with plate heat exchanger to roof (Services air handling unit (commercial size)) | 1701398 | 8404574 | 5.2 | Services equipment | casing | Construction | 400 | kg | 15 | 44 | 1 | FALSE | 1 | FALSE |  | 1.01 | 400 | 1600 | 5238 | Structure, steel (hot rolled) |  | 60 | D4 | 0 | 0 | 0 | 0 | 0 | 0 | 0 | 0 | 0
| Civic Offices | Fresh air ventilation to all general areas AHU 1.4m3/s with plate heat exchanger to roof (Services air handling unit (commercial size)) | 1701398 | 8404574 | 5.2 | Services equipment | casing | Construction | 400 | kg | 15 | 44 | 1 | FALSE | 1 | FALSE |  | 1.01 | 400 | 1600 | 5238 | Structure, steel (hot rolled) |  | 15 | B4B5 | 736.7004 | 4.4842e-05 | 3.6311 | 2.4484 | 0.76512 | 0.011017 | 9424.0766 | 494.6434 | 9.5992
| Civic Offices | Fresh air ventilation to all general areas AHU 1.4m3/s with plate heat exchanger to roof (Services air handling unit (commercial size)) | 1701398 | 8404574 | 5.2 | Services equipment | casing | Construction | 400 | kg | 15 | 44 | 1 | FALSE | 1 | FALSE |  | 1.01 | 400 | 1600 | 5238 | Structure, steel (hot rolled) |  | 15 | D2 | 0 | 0 | 0 | 0 | 0 | 0 | 0 | 0 | 0
| Civic Offices | Fresh air ventilation to all general areas AHU 1.4m3/s with plate heat exchanger to roof (Services air handling unit (commercial size)) | 1701398 | 8404574 | 5.2 | Services equipment | casing | Construction | 400 | kg | 15 | 44 | 1 | FALSE | 1 | FALSE |  | 1.01 | 400 | 1600 | 5238 | Structure, steel (hot rolled) |  | 15 | D3 | 0 | 0 | 0 | 0 | 0 | 0 | 0 | 0 | 0
| Civic Offices | Fresh air ventilation to all general areas AHU 1.4m3/s with plate heat exchanger to roof (Services air handling unit (commercial size)) | 1701398 | 8404574 | 5.2 | Services equipment | casing | Construction | 400 | kg | 15 | 44 | 1 | FALSE | 1 | FALSE |  | 1.01 | 400 | 1600 | 5238 | Structure, steel (hot rolled) |  | 15 | D4 | 0 | 0 | 0 | 0 | 0 | 0 | 0 | 0 | 0
| Civic Offices | Fresh air ventilation to all general areas AHU 1.4m3/s with plate heat exchanger to roof (Services air handling unit (commercial size)) | 1701398 | 8404574 | 5.2 | Services equipment | casing | Construction | 400 | kg | 15 | 44 | 1 | FALSE | 1 | FALSE |  | 1.01 | 400 | 1600 | 5238 | Structure, steel (hot rolled) |  | 30 | B4B5 | 736.7004 | 4.4842e-05 | 3.6311 | 2.4484 | 0.76512 | 0.011017 | 9424.0766 | 494.6434 | 9.5992
| Civic Offices | Fresh air ventilation to all general areas AHU 1.4m3/s with plate heat exchanger to roof (Services air handling unit (commercial size)) | 1701398 | 8404574 | 5.2 | Services equipment | casing | Construction | 400 | kg | 15 | 44 | 1 | FALSE | 1 | FALSE |  | 1.01 | 400 | 1600 | 5238 | Structure, steel (hot rolled) |  | 30 | D2 | 0 | 0 | 0 | 0 | 0 | 0 | 0 | 0 | 0
| Civic Offices | Fresh air ventilation to all general areas AHU 1.4m3/s with plate heat exchanger to roof (Services air handling unit (commercial size)) | 1701398 | 8404574 | 5.2 | Services equipment | casing | Construction | 400 | kg | 15 | 44 | 1 | FALSE | 1 | FALSE |  | 1.01 | 400 | 1600 | 5238 | Structure, steel (hot rolled) |  | 30 | D3 | 0 | 0 | 0 | 0 | 0 | 0 | 0 | 0 | 0
| Civic Offices | Fresh air ventilation to all general areas AHU 1.4m3/s with plate heat exchanger to roof (Services air handling unit (commercial size)) | 1701398 | 8404574 | 5.2 | Services equipment | casing | Construction | 400 | kg | 15 | 44 | 1 | FALSE | 1 | FALSE |  | 1.01 | 400 | 1600 | 5238 | Structure, steel (hot rolled) |  | 30 | D4 | 0 | 0 | 0 | 0 | 0 | 0 | 0 | 0 | 0
| Civic Offices | Fresh air ventilation to all general areas AHU 1.4m3/s with plate heat exchanger to roof (Services air handling unit (commercial size)) | 1701398 | 8404574 | 5.2 | Services equipment | casing | Construction | 400 | kg | 15 | 44 | 1 | FALSE | 1 | FALSE |  | 1.01 | 400 | 1600 | 5238 | Structure, steel (hot rolled) |  | 45 | B4B5 | 736.7004 | 4.4842e-05 | 3.6311 | 2.4484 | 0.76512 | 0.011017 | 9424.0766 | 494.6434 | 9.5992
| Civic Offices | Fresh air ventilation to all general areas AHU 1.4m3/s with plate heat exchanger to roof (Services air handling unit (commercial size)) | 1701398 | 8404574 | 5.2 | Services equipment | casing | Construction | 400 | kg | 15 | 44 | 1 | FALSE | 1 | FALSE |  | 1.01 | 400 | 1600 | 5238 | Structure, steel (hot rolled) |  | 45 | D2 | 0 | 0 | 0 | 0 | 0 | 0 | 0 | 0 | 0
| Civic Offices | Fresh air ventilation to all general areas AHU 1.4m3/s with plate heat exchanger to roof (Services air handling unit (commercial size)) | 1701398 | 8404574 | 5.2 | Services equipment | casing | Construction | 400 | kg | 15 | 44 | 1 | FALSE | 1 | FALSE |  | 1.01 | 400 | 1600 | 5238 | Structure, steel (hot rolled) |  | 45 | D3 | 0 | 0 | 0 | 0 | 0 | 0 | 0 | 0 | 0
| Civic Offices | Fresh air ventilation to all general areas AHU 1.4m3/s with plate heat exchanger to roof (Services air handling unit (commercial size)) | 1701398 | 8404574 | 5.2 | Services equipment | casing | Construction | 400 | kg | 15 | 44 | 1 | FALSE | 1 | FALSE |  | 1.01 | 400 | 1600 | 5238 | Structure, steel (hot rolled) |  | 45 | D4 | 0 | 0 | 0 | 0 | 0 | 0 | 0 | 0 | 0
| Civic Offices | Fresh air ventilation to all general areas AHU 0.9m3/s with plate heat exchanger to roof (Services air handling unit (commercial size)) | 1701399 | 8404578 | 5.2 | Services equipment | insulation | Construction | 50 | kg | 15 | 44 | 1 | FALSE | 1 | FALSE |  | 1.05 | 50 | 200 | 5254 | Insulation (rigid sheet), glass (cellular) |  | 0 | A1A3 | 75.6107 | 7.0784e-06 | 0.38494 | 0.14661 | 0.030222 | 0.00040765 | 1246.3696 | 14.3815 | 0.35814
| Civic Offices | Fresh air ventilation to all general areas AHU 0.9m3/s with plate heat exchanger to roof (Services air handling unit (commercial size)) | 1701399 | 8404578 | 5.2 | Services equipment | insulation | Construction | 50 | kg | 15 | 44 | 1 | FALSE | 1 | FALSE |  | 1.05 | 50 | 200 | 5254 | Insulation (rigid sheet), glass (cellular) |  | 0 | A4 | 1.006 | 1.8075e-07 | 0.003294 | 0.00089032 | 0.00056195 | 3.5084e-06 | 14.9961 | 2.2898 | 0.0041399
| Civic Offices | Fresh air ventilation to all general areas AHU 0.9m3/s with plate heat exchanger to roof (Services air handling unit (commercial size)) | 1701399 | 8404578 | 5.2 | Services equipment | insulation | Construction | 50 | kg | 15 | 44 | 1 | FALSE | 1 | FALSE |  | 1.05 | 50 | 200 | 5254 | Insulation (rigid sheet), glass (cellular) |  | 0 | A5 | 0.011681 | 4.0267e-09 | 8.9962e-05 | 2.2213e-05 | 1.5541e-05 | 1.2627e-08 | 0.33927 | 0.375 | 0
| Civic Offices | Fresh air ventilation to all general areas AHU 0.9m3/s with plate heat exchanger to roof (Services air handling unit (commercial size)) | 1701399 | 8404578 | 5.2 | Services equipment | insulation | Construction | 50 | kg | 15 | 44 | 1 | FALSE | 1 | FALSE |  | 1.05 | 50 | 200 | 5254 | Insulation (rigid sheet), glass (cellular) |  | 0 | D2 | 0 | 0 | 0 | 0 | 0 | 0 | 0 | 0 | 0
| Civic Offices | Fresh air ventilation to all general areas AHU 0.9m3/s with plate heat exchanger to roof (Services air handling unit (commercial size)) | 1701399 | 8404578 | 5.2 | Services equipment | insulation | Construction | 50 | kg | 15 | 44 | 1 | FALSE | 1 | FALSE |  | 1.05 | 50 | 200 | 5254 | Insulation (rigid sheet), glass (cellular) |  | 0 | D3 | 0 | 0 | 0 | 0 | 0 | 0 | 0 | 0 | 0
| Civic Offices | Fresh air ventilation to all general areas AHU 0.9m3/s with plate heat exchanger to roof (Services air handling unit (commercial size)) | 1701399 | 8404578 | 5.2 | Services equipment | insulation | Construction | 50 | kg | 15 | 44 | 1 | FALSE | 1 | FALSE |  | 1.05 | 50 | 200 | 5254 | Insulation (rigid sheet), glass (cellular) |  | 0 | D4 | 0 | 0 | 0 | 0 | 0 | 0 | 0 | 0 | 0
| Civic Offices | Fresh air ventilation to all general areas AHU 0.9m3/s with plate heat exchanger to roof (Services air handling unit (commercial size)) | 1701399 | 8404578 | 5.2 | Services equipment | insulation | Construction | 50 | kg | 15 | 44 | 1 | FALSE | 1 | FALSE |  | 1.05 | 50 | 200 | 5254 | Insulation (rigid sheet), glass (cellular) |  | 60 | C2 | 0 | 0 | 0 | 0 | 0 | 0 | 0 | 0 | 0
| Civic Offices | Fresh air ventilation to all general areas AHU 0.9m3/s with plate heat exchanger to roof (Services air handling unit (commercial size)) | 1701399 | 8404578 | 5.2 | Services equipment | insulation | Construction | 50 | kg | 15 | 44 | 1 | FALSE | 1 | FALSE |  | 1.05 | 50 | 200 | 5254 | Insulation (rigid sheet), glass (cellular) |  | 60 | C4 | 0.23362 | 8.0534e-08 | 0.0017992 | 0.00044427 | 0.00031081 | 2.5254e-07 | 6.7854 | 7.5 | 0.022023
| Civic Offices | Fresh air ventilation to all general areas AHU 0.9m3/s with plate heat exchanger to roof (Services air handling unit (commercial size)) | 1701399 | 8404578 | 5.2 | Services equipment | insulation | Construction | 50 | kg | 15 | 44 | 1 | FALSE | 1 | FALSE |  | 1.05 | 50 | 200 | 5254 | Insulation (rigid sheet), glass (cellular) |  | 60 | D2 | 0 | 0 | 0 | 0 | 0 | 0 | 0 | 0 | 0
| Civic Offices | Fresh air ventilation to all general areas AHU 0.9m3/s with plate heat exchanger to roof (Services air handling unit (commercial size)) | 1701399 | 8404578 | 5.2 | Services equipment | insulation | Construction | 50 | kg | 15 | 44 | 1 | FALSE | 1 | FALSE |  | 1.05 | 50 | 200 | 5254 | Insulation (rigid sheet), glass (cellular) |  | 60 | D3 | 0 | 0 | 0 | 0 | 0 | 0 | 0 | 0 | 0
| Civic Offices | Fresh air ventilation to all general areas AHU 0.9m3/s with plate heat exchanger to roof (Services air handling unit (commercial size)) | 1701399 | 8404578 | 5.2 | Services equipment | insulation | Construction | 50 | kg | 15 | 44 | 1 | FALSE | 1 | FALSE |  | 1.05 | 50 | 200 | 5254 | Insulation (rigid sheet), glass (cellular) |  | 60 | D4 | 0 | 0 | 0 | 0 | 0 | 0 | 0 | 0 | 0
| Civic Offices | Fresh air ventilation to all general areas AHU 0.9m3/s with plate heat exchanger to roof (Services air handling unit (commercial size)) | 1701399 | 8404578 | 5.2 | Services equipment | insulation | Construction | 50 | kg | 15 | 44 | 1 | FALSE | 1 | FALSE |  | 1.05 | 50 | 200 | 5254 | Insulation (rigid sheet), glass (cellular) |  | 15 | B4B5 | 76.862 | 7.3437e-06 | 0.39013 | 0.14797 | 0.03111 | 0.00041142 | 1268.4904 | 24.5463 | 0.36228
| Civic Offices | Fresh air ventilation to all general areas AHU 0.9m3/s with plate heat exchanger to roof (Services air handling unit (commercial size)) | 1701399 | 8404578 | 5.2 | Services equipment | insulation | Construction | 50 | kg | 15 | 44 | 1 | FALSE | 1 | FALSE |  | 1.05 | 50 | 200 | 5254 | Insulation (rigid sheet), glass (cellular) |  | 15 | D2 | 0 | 0 | 0 | 0 | 0 | 0 | 0 | 0 | 0
| Civic Offices | Fresh air ventilation to all general areas AHU 0.9m3/s with plate heat exchanger to roof (Services air handling unit (commercial size)) | 1701399 | 8404578 | 5.2 | Services equipment | insulation | Construction | 50 | kg | 15 | 44 | 1 | FALSE | 1 | FALSE |  | 1.05 | 50 | 200 | 5254 | Insulation (rigid sheet), glass (cellular) |  | 15 | D3 | 0 | 0 | 0 | 0 | 0 | 0 | 0 | 0 | 0
| Civic Offices | Fresh air ventilation to all general areas AHU 0.9m3/s with plate heat exchanger to roof (Services air handling unit (commercial size)) | 1701399 | 8404578 | 5.2 | Services equipment | insulation | Construction | 50 | kg | 15 | 44 | 1 | FALSE | 1 | FALSE |  | 1.05 | 50 | 200 | 5254 | Insulation (rigid sheet), glass (cellular) |  | 15 | D4 | 0 | 0 | 0 | 0 | 0 | 0 | 0 | 0 | 0
| Civic Offices | Fresh air ventilation to all general areas AHU 0.9m3/s with plate heat exchanger to roof (Services air handling unit (commercial size)) | 1701399 | 8404578 | 5.2 | Services equipment | insulation | Construction | 50 | kg | 15 | 44 | 1 | FALSE | 1 | FALSE |  | 1.05 | 50 | 200 | 5254 | Insulation (rigid sheet), glass (cellular) |  | 30 | B4B5 | 76.862 | 7.3437e-06 | 0.39013 | 0.14797 | 0.03111 | 0.00041142 | 1268.4904 | 24.5463 | 0.36228
| Civic Offices | Fresh air ventilation to all general areas AHU 0.9m3/s with plate heat exchanger to roof (Services air handling unit (commercial size)) | 1701399 | 8404578 | 5.2 | Services equipment | insulation | Construction | 50 | kg | 15 | 44 | 1 | FALSE | 1 | FALSE |  | 1.05 | 50 | 200 | 5254 | Insulation (rigid sheet), glass (cellular) |  | 30 | D2 | 0 | 0 | 0 | 0 | 0 | 0 | 0 | 0 | 0
| Civic Offices | Fresh air ventilation to all general areas AHU 0.9m3/s with plate heat exchanger to roof (Services air handling unit (commercial size)) | 1701399 | 8404578 | 5.2 | Services equipment | insulation | Construction | 50 | kg | 15 | 44 | 1 | FALSE | 1 | FALSE |  | 1.05 | 50 | 200 | 5254 | Insulation (rigid sheet), glass (cellular) |  | 30 | D3 | 0 | 0 | 0 | 0 | 0 | 0 | 0 | 0 | 0
| Civic Offices | Fresh air ventilation to all general areas AHU 0.9m3/s with plate heat exchanger to roof (Services air handling unit (commercial size)) | 1701399 | 8404578 | 5.2 | Services equipment | insulation | Construction | 50 | kg | 15 | 44 | 1 | FALSE | 1 | FALSE |  | 1.05 | 50 | 200 | 5254 | Insulation (rigid sheet), glass (cellular) |  | 30 | D4 | 0 | 0 | 0 | 0 | 0 | 0 | 0 | 0 | 0
| Civic Offices | Fresh air ventilation to all general areas AHU 0.9m3/s with plate heat exchanger to roof (Services air handling unit (commercial size)) | 1701399 | 8404578 | 5.2 | Services equipment | insulation | Construction | 50 | kg | 15 | 44 | 1 | FALSE | 1 | FALSE |  | 1.05 | 50 | 200 | 5254 | Insulation (rigid sheet), glass (cellular) |  | 45 | B4B5 | 76.862 | 7.3437e-06 | 0.39013 | 0.14797 | 0.03111 | 0.00041142 | 1268.4904 | 24.5463 | 0.36228
| Civic Offices | Fresh air ventilation to all general areas AHU 0.9m3/s with plate heat exchanger to roof (Services air handling unit (commercial size)) | 1701399 | 8404578 | 5.2 | Services equipment | insulation | Construction | 50 | kg | 15 | 44 | 1 | FALSE | 1 | FALSE |  | 1.05 | 50 | 200 | 5254 | Insulation (rigid sheet), glass (cellular) |  | 45 | D2 | 0 | 0 | 0 | 0 | 0 | 0 | 0 | 0 | 0
| Civic Offices | Fresh air ventilation to all general areas AHU 0.9m3/s with plate heat exchanger to roof (Services air handling unit (commercial size)) | 1701399 | 8404578 | 5.2 | Services equipment | insulation | Construction | 50 | kg | 15 | 44 | 1 | FALSE | 1 | FALSE |  | 1.05 | 50 | 200 | 5254 | Insulation (rigid sheet), glass (cellular) |  | 45 | D3 | 0 | 0 | 0 | 0 | 0 | 0 | 0 | 0 | 0
| Civic Offices | Fresh air ventilation to all general areas AHU 0.9m3/s with plate heat exchanger to roof (Services air handling unit (commercial size)) | 1701399 | 8404578 | 5.2 | Services equipment | insulation | Construction | 50 | kg | 15 | 44 | 1 | FALSE | 1 | FALSE |  | 1.05 | 50 | 200 | 5254 | Insulation (rigid sheet), glass (cellular) |  | 45 | D4 | 0 | 0 | 0 | 0 | 0 | 0 | 0 | 0 | 0
| Civic Offices | Fresh air ventilation to all general areas AHU 0.9m3/s with plate heat exchanger to roof (Services air handling unit (commercial size)) | 1701399 | 8404579 | 5.2 | Services equipment | Heat exchanger copper pipe and fins | Construction | 200 | kg | 15 | 44 | 1 | FALSE | 1 | FALSE |  | 1.03 | 200 | 800 | 5113 | Cladding sheet (plain), copper |  | 0 | A1A3 | 1418.3074 | 0.0011787 | 72.133 | 48.1509 | 3.9872 | 0.32817 | 21520.3277 | 4201.0112 | 45.3361
| Civic Offices | Fresh air ventilation to all general areas AHU 0.9m3/s with plate heat exchanger to roof (Services air handling unit (commercial size)) | 1701399 | 8404579 | 5.2 | Services equipment | Heat exchanger copper pipe and fins | Construction | 200 | kg | 15 | 44 | 1 | FALSE | 1 | FALSE |  | 1.03 | 200 | 800 | 5113 | Cladding sheet (plain), copper |  | 0 | A4 | 4.0361 | 7.2518e-07 | 0.013215 | 0.0035719 | 0.0022545 | 1.4076e-05 | 60.1642 | 9.1866 | 0.016609
| Civic Offices | Fresh air ventilation to all general areas AHU 0.9m3/s with plate heat exchanger to roof (Services air handling unit (commercial size)) | 1701399 | 8404579 | 5.2 | Services equipment | Heat exchanger copper pipe and fins | Construction | 200 | kg | 15 | 44 | 1 | FALSE | 1 | FALSE |  | 1.03 | 200 | 800 | 5113 | Cladding sheet (plain), copper |  | 0 | A5 | 0.0031188 | 8.1667e-10 | 2.1809e-05 | 7.1665e-06 | 3.619e-06 | 4.3995e-09 | 0.076459 | 0.9 | 0
| Civic Offices | Fresh air ventilation to all general areas AHU 0.9m3/s with plate heat exchanger to roof (Services air handling unit (commercial size)) | 1701399 | 8404579 | 5.2 | Services equipment | Heat exchanger copper pipe and fins | Construction | 200 | kg | 15 | 44 | 1 | FALSE | 1 | FALSE |  | 1.03 | 200 | 800 | 5113 | Cladding sheet (plain), copper |  | 0 | D2 | 0 | 0 | 0 | 0 | 0 | 0 | 0 | 0 | 0
| Civic Offices | Fresh air ventilation to all general areas AHU 0.9m3/s with plate heat exchanger to roof (Services air handling unit (commercial size)) | 1701399 | 8404579 | 5.2 | Services equipment | Heat exchanger copper pipe and fins | Construction | 200 | kg | 15 | 44 | 1 | FALSE | 1 | FALSE |  | 1.03 | 200 | 800 | 5113 | Cladding sheet (plain), copper |  | 0 | D3 | 0 | 0 | 0 | 0 | 0 | 0 | 0 | 0 | 0
| Civic Offices | Fresh air ventilation to all general areas AHU 0.9m3/s with plate heat exchanger to roof (Services air handling unit (commercial size)) | 1701399 | 8404579 | 5.2 | Services equipment | Heat exchanger copper pipe and fins | Construction | 200 | kg | 15 | 44 | 1 | FALSE | 1 | FALSE |  | 1.03 | 200 | 800 | 5113 | Cladding sheet (plain), copper |  | 0 | D4 | 0 | 0 | 0 | 0 | 0 | 0 | 0 | 0 | 0
| Civic Offices | Fresh air ventilation to all general areas AHU 0.9m3/s with plate heat exchanger to roof (Services air handling unit (commercial size)) | 1701399 | 8404579 | 5.2 | Services equipment | Heat exchanger copper pipe and fins | Construction | 200 | kg | 15 | 44 | 1 | FALSE | 1 | FALSE |  | 1.03 | 200 | 800 | 5113 | Cladding sheet (plain), copper |  | 60 | C2 | 0 | 0 | 0 | 0 | 0 | 0 | 0 | 0 | 0
| Civic Offices | Fresh air ventilation to all general areas AHU 0.9m3/s with plate heat exchanger to roof (Services air handling unit (commercial size)) | 1701399 | 8404579 | 5.2 | Services equipment | Heat exchanger copper pipe and fins | Construction | 200 | kg | 15 | 44 | 1 | FALSE | 1 | FALSE |  | 1.03 | 200 | 800 | 5113 | Cladding sheet (plain), copper |  | 60 | C4 | 0.10396 | 2.7222e-08 | 0.00072698 | 0.00023888 | 0.00012063 | 1.4665e-07 | 2.5486 | 30 | 0.0052136
| Civic Offices | Fresh air ventilation to all general areas AHU 0.9m3/s with plate heat exchanger to roof (Services air handling unit (commercial size)) | 1701399 | 8404579 | 5.2 | Services equipment | Heat exchanger copper pipe and fins | Construction | 200 | kg | 15 | 44 | 1 | FALSE | 1 | FALSE |  | 1.03 | 200 | 800 | 5113 | Cladding sheet (plain), copper |  | 60 | D2 | 0 | 0 | 0 | 0 | 0 | 0 | 0 | 0 | 0
| Civic Offices | Fresh air ventilation to all general areas AHU 0.9m3/s with plate heat exchanger to roof (Services air handling unit (commercial size)) | 1701399 | 8404579 | 5.2 | Services equipment | Heat exchanger copper pipe and fins | Construction | 200 | kg | 15 | 44 | 1 | FALSE | 1 | FALSE |  | 1.03 | 200 | 800 | 5113 | Cladding sheet (plain), copper |  | 60 | D3 | 0 | 0 | 0 | 0 | 0 | 0 | 0 | 0 | 0
| Civic Offices | Fresh air ventilation to all general areas AHU 0.9m3/s with plate heat exchanger to roof (Services air handling unit (commercial size)) | 1701399 | 8404579 | 5.2 | Services equipment | Heat exchanger copper pipe and fins | Construction | 200 | kg | 15 | 44 | 1 | FALSE | 1 | FALSE |  | 1.03 | 200 | 800 | 5113 | Cladding sheet (plain), copper |  | 60 | D4 | 0 | 0 | 0 | 0 | 0 | 0 | 0 | 0 | 0
| Civic Offices | Fresh air ventilation to all general areas AHU 0.9m3/s with plate heat exchanger to roof (Services air handling unit (commercial size)) | 1701399 | 8404579 | 5.2 | Services equipment | Heat exchanger copper pipe and fins | Construction | 200 | kg | 15 | 44 | 1 | FALSE | 1 | FALSE |  | 1.03 | 200 | 800 | 5113 | Cladding sheet (plain), copper |  | 15 | B4B5 | 1422.4505 | 0.0011794 | 72.1469 | 48.1547 | 3.9896 | 0.32818 | 21583.117 | 4241.0979 | 45.3527
| Civic Offices | Fresh air ventilation to all general areas AHU 0.9m3/s with plate heat exchanger to roof (Services air handling unit (commercial size)) | 1701399 | 8404579 | 5.2 | Services equipment | Heat exchanger copper pipe and fins | Construction | 200 | kg | 15 | 44 | 1 | FALSE | 1 | FALSE |  | 1.03 | 200 | 800 | 5113 | Cladding sheet (plain), copper |  | 15 | D2 | 0 | 0 | 0 | 0 | 0 | 0 | 0 | 0 | 0
| Civic Offices | Fresh air ventilation to all general areas AHU 0.9m3/s with plate heat exchanger to roof (Services air handling unit (commercial size)) | 1701399 | 8404579 | 5.2 | Services equipment | Heat exchanger copper pipe and fins | Construction | 200 | kg | 15 | 44 | 1 | FALSE | 1 | FALSE |  | 1.03 | 200 | 800 | 5113 | Cladding sheet (plain), copper |  | 15 | D3 | 0 | 0 | 0 | 0 | 0 | 0 | 0 | 0 | 0
| Civic Offices | Fresh air ventilation to all general areas AHU 0.9m3/s with plate heat exchanger to roof (Services air handling unit (commercial size)) | 1701399 | 8404579 | 5.2 | Services equipment | Heat exchanger copper pipe and fins | Construction | 200 | kg | 15 | 44 | 1 | FALSE | 1 | FALSE |  | 1.03 | 200 | 800 | 5113 | Cladding sheet (plain), copper |  | 15 | D4 | 0 | 0 | 0 | 0 | 0 | 0 | 0 | 0 | 0
| Civic Offices | Fresh air ventilation to all general areas AHU 0.9m3/s with plate heat exchanger to roof (Services air handling unit (commercial size)) | 1701399 | 8404579 | 5.2 | Services equipment | Heat exchanger copper pipe and fins | Construction | 200 | kg | 15 | 44 | 1 | FALSE | 1 | FALSE |  | 1.03 | 200 | 800 | 5113 | Cladding sheet (plain), copper |  | 30 | B4B5 | 1422.4505 | 0.0011794 | 72.1469 | 48.1547 | 3.9896 | 0.32818 | 21583.117 | 4241.0979 | 45.3527
| Civic Offices | Fresh air ventilation to all general areas AHU 0.9m3/s with plate heat exchanger to roof (Services air handling unit (commercial size)) | 1701399 | 8404579 | 5.2 | Services equipment | Heat exchanger copper pipe and fins | Construction | 200 | kg | 15 | 44 | 1 | FALSE | 1 | FALSE |  | 1.03 | 200 | 800 | 5113 | Cladding sheet (plain), copper |  | 30 | D2 | 0 | 0 | 0 | 0 | 0 | 0 | 0 | 0 | 0
| Civic Offices | Fresh air ventilation to all general areas AHU 0.9m3/s with plate heat exchanger to roof (Services air handling unit (commercial size)) | 1701399 | 8404579 | 5.2 | Services equipment | Heat exchanger copper pipe and fins | Construction | 200 | kg | 15 | 44 | 1 | FALSE | 1 | FALSE |  | 1.03 | 200 | 800 | 5113 | Cladding sheet (plain), copper |  | 30 | D3 | 0 | 0 | 0 | 0 | 0 | 0 | 0 | 0 | 0
| Civic Offices | Fresh air ventilation to all general areas AHU 0.9m3/s with plate heat exchanger to roof (Services air handling unit (commercial size)) | 1701399 | 8404579 | 5.2 | Services equipment | Heat exchanger copper pipe and fins | Construction | 200 | kg | 15 | 44 | 1 | FALSE | 1 | FALSE |  | 1.03 | 200 | 800 | 5113 | Cladding sheet (plain), copper |  | 30 | D4 | 0 | 0 | 0 | 0 | 0 | 0 | 0 | 0 | 0
| Civic Offices | Fresh air ventilation to all general areas AHU 0.9m3/s with plate heat exchanger to roof (Services air handling unit (commercial size)) | 1701399 | 8404579 | 5.2 | Services equipment | Heat exchanger copper pipe and fins | Construction | 200 | kg | 15 | 44 | 1 | FALSE | 1 | FALSE |  | 1.03 | 200 | 800 | 5113 | Cladding sheet (plain), copper |  | 45 | B4B5 | 1422.4505 | 0.0011794 | 72.1469 | 48.1547 | 3.9896 | 0.32818 | 21583.117 | 4241.0979 | 45.3527
| Civic Offices | Fresh air ventilation to all general areas AHU 0.9m3/s with plate heat exchanger to roof (Services air handling unit (commercial size)) | 1701399 | 8404579 | 5.2 | Services equipment | Heat exchanger copper pipe and fins | Construction | 200 | kg | 15 | 44 | 1 | FALSE | 1 | FALSE |  | 1.03 | 200 | 800 | 5113 | Cladding sheet (plain), copper |  | 45 | D2 | 0 | 0 | 0 | 0 | 0 | 0 | 0 | 0 | 0
| Civic Offices | Fresh air ventilation to all general areas AHU 0.9m3/s with plate heat exchanger to roof (Services air handling unit (commercial size)) | 1701399 | 8404579 | 5.2 | Services equipment | Heat exchanger copper pipe and fins | Construction | 200 | kg | 15 | 44 | 1 | FALSE | 1 | FALSE |  | 1.03 | 200 | 800 | 5113 | Cladding sheet (plain), copper |  | 45 | D3 | 0 | 0 | 0 | 0 | 0 | 0 | 0 | 0 | 0
| Civic Offices | Fresh air ventilation to all general areas AHU 0.9m3/s with plate heat exchanger to roof (Services air handling unit (commercial size)) | 1701399 | 8404579 | 5.2 | Services equipment | Heat exchanger copper pipe and fins | Construction | 200 | kg | 15 | 44 | 1 | FALSE | 1 | FALSE |  | 1.03 | 200 | 800 | 5113 | Cladding sheet (plain), copper |  | 45 | D4 | 0 | 0 | 0 | 0 | 0 | 0 | 0 | 0 | 0
| Civic Offices | Fresh air ventilation to all general areas AHU 0.9m3/s with plate heat exchanger to roof (Services air handling unit (commercial size)) | 1701399 | 8404580 | 5.2 | Services equipment | fans | Construction | 100 | kg | 15 | 44 | 1 | FALSE | 1 | FALSE |  | 1.05 | 100 | 400 | 5135 | General sheet, steel (enamelled) |  | 0 | A1A3 | 340.3925 | 2.1149e-05 | 1.7603 | 0.96978 | 0.27821 | 0.010467 | 4653.6757 | 206.1512 | 3.4397
| Civic Offices | Fresh air ventilation to all general areas AHU 0.9m3/s with plate heat exchanger to roof (Services air handling unit (commercial size)) | 1701399 | 8404580 | 5.2 | Services equipment | fans | Construction | 100 | kg | 15 | 44 | 1 | FALSE | 1 | FALSE |  | 1.05 | 100 | 400 | 5135 | General sheet, steel (enamelled) |  | 0 | A4 | 4.3581 | 6.0306e-07 | 0.020721 | 0.0038477 | 0.0027355 | 9.7056e-06 | 63.7656 | 18.5183 | 0.017712
| Civic Offices | Fresh air ventilation to all general areas AHU 0.9m3/s with plate heat exchanger to roof (Services air handling unit (commercial size)) | 1701399 | 8404580 | 5.2 | Services equipment | fans | Construction | 100 | kg | 15 | 44 | 1 | FALSE | 1 | FALSE |  | 1.05 | 100 | 400 | 5135 | General sheet, steel (enamelled) |  | 0 | A5 | 0.002599 | 6.8056e-10 | 1.8175e-05 | 5.9721e-06 | 3.0159e-06 | 3.6663e-09 | 0.063716 | 0.75 | 0
| Civic Offices | Fresh air ventilation to all general areas AHU 0.9m3/s with plate heat exchanger to roof (Services air handling unit (commercial size)) | 1701399 | 8404580 | 5.2 | Services equipment | fans | Construction | 100 | kg | 15 | 44 | 1 | FALSE | 1 | FALSE |  | 1.05 | 100 | 400 | 5135 | General sheet, steel (enamelled) |  | 0 | D2 | 0 | 0 | 0 | 0 | 0 | 0 | 0 | 0 | 0
| Civic Offices | Fresh air ventilation to all general areas AHU 0.9m3/s with plate heat exchanger to roof (Services air handling unit (commercial size)) | 1701399 | 8404580 | 5.2 | Services equipment | fans | Construction | 100 | kg | 15 | 44 | 1 | FALSE | 1 | FALSE |  | 1.05 | 100 | 400 | 5135 | General sheet, steel (enamelled) |  | 0 | D3 | 0 | 0 | 0 | 0 | 0 | 0 | 0 | 0 | 0
| Civic Offices | Fresh air ventilation to all general areas AHU 0.9m3/s with plate heat exchanger to roof (Services air handling unit (commercial size)) | 1701399 | 8404580 | 5.2 | Services equipment | fans | Construction | 100 | kg | 15 | 44 | 1 | FALSE | 1 | FALSE |  | 1.05 | 100 | 400 | 5135 | General sheet, steel (enamelled) |  | 0 | D4 | 0 | 0 | 0 | 0 | 0 | 0 | 0 | 0 | 0
| Civic Offices | Fresh air ventilation to all general areas AHU 0.9m3/s with plate heat exchanger to roof (Services air handling unit (commercial size)) | 1701399 | 8404580 | 5.2 | Services equipment | fans | Construction | 100 | kg | 15 | 44 | 1 | FALSE | 1 | FALSE |  | 1.05 | 100 | 400 | 5135 | General sheet, steel (enamelled) |  | 60 | C2 | 0 | 0 | 0 | 0 | 0 | 0 | 0 | 0 | 0
| Civic Offices | Fresh air ventilation to all general areas AHU 0.9m3/s with plate heat exchanger to roof (Services air handling unit (commercial size)) | 1701399 | 8404580 | 5.2 | Services equipment | fans | Construction | 100 | kg | 15 | 44 | 1 | FALSE | 1 | FALSE |  | 1.05 | 100 | 400 | 5135 | General sheet, steel (enamelled) |  | 60 | C4 | 0.05198 | 1.3611e-08 | 0.00036349 | 0.00011944 | 6.0317e-05 | 7.3326e-08 | 1.2743 | 15 | 0.0026068
| Civic Offices | Fresh air ventilation to all general areas AHU 0.9m3/s with plate heat exchanger to roof (Services air handling unit (commercial size)) | 1701399 | 8404580 | 5.2 | Services equipment | fans | Construction | 100 | kg | 15 | 44 | 1 | FALSE | 1 | FALSE |  | 1.05 | 100 | 400 | 5135 | General sheet, steel (enamelled) |  | 60 | D2 | 0 | 0 | 0 | 0 | 0 | 0 | 0 | 0 | 0
| Civic Offices | Fresh air ventilation to all general areas AHU 0.9m3/s with plate heat exchanger to roof (Services air handling unit (commercial size)) | 1701399 | 8404580 | 5.2 | Services equipment | fans | Construction | 100 | kg | 15 | 44 | 1 | FALSE | 1 | FALSE |  | 1.05 | 100 | 400 | 5135 | General sheet, steel (enamelled) |  | 60 | D3 | 0 | 0 | 0 | 0 | 0 | 0 | 0 | 0 | 0
| Civic Offices | Fresh air ventilation to all general areas AHU 0.9m3/s with plate heat exchanger to roof (Services air handling unit (commercial size)) | 1701399 | 8404580 | 5.2 | Services equipment | fans | Construction | 100 | kg | 15 | 44 | 1 | FALSE | 1 | FALSE |  | 1.05 | 100 | 400 | 5135 | General sheet, steel (enamelled) |  | 60 | D4 | 0 | 0 | 0 | 0 | 0 | 0 | 0 | 0 | 0
| Civic Offices | Fresh air ventilation to all general areas AHU 0.9m3/s with plate heat exchanger to roof (Services air handling unit (commercial size)) | 1701399 | 8404580 | 5.2 | Services equipment | fans | Construction | 100 | kg | 15 | 44 | 1 | FALSE | 1 | FALSE |  | 1.05 | 100 | 400 | 5135 | General sheet, steel (enamelled) |  | 15 | B4B5 | 344.8053 | 2.1766e-05 | 1.7814 | 0.97376 | 0.28101 | 0.010477 | 4718.7793 | 240.4195 | 3.4574
| Civic Offices | Fresh air ventilation to all general areas AHU 0.9m3/s with plate heat exchanger to roof (Services air handling unit (commercial size)) | 1701399 | 8404580 | 5.2 | Services equipment | fans | Construction | 100 | kg | 15 | 44 | 1 | FALSE | 1 | FALSE |  | 1.05 | 100 | 400 | 5135 | General sheet, steel (enamelled) |  | 15 | D2 | 0 | 0 | 0 | 0 | 0 | 0 | 0 | 0 | 0
| Civic Offices | Fresh air ventilation to all general areas AHU 0.9m3/s with plate heat exchanger to roof (Services air handling unit (commercial size)) | 1701399 | 8404580 | 5.2 | Services equipment | fans | Construction | 100 | kg | 15 | 44 | 1 | FALSE | 1 | FALSE |  | 1.05 | 100 | 400 | 5135 | General sheet, steel (enamelled) |  | 15 | D3 | 0 | 0 | 0 | 0 | 0 | 0 | 0 | 0 | 0
| Civic Offices | Fresh air ventilation to all general areas AHU 0.9m3/s with plate heat exchanger to roof (Services air handling unit (commercial size)) | 1701399 | 8404580 | 5.2 | Services equipment | fans | Construction | 100 | kg | 15 | 44 | 1 | FALSE | 1 | FALSE |  | 1.05 | 100 | 400 | 5135 | General sheet, steel (enamelled) |  | 15 | D4 | 0 | 0 | 0 | 0 | 0 | 0 | 0 | 0 | 0
| Civic Offices | Fresh air ventilation to all general areas AHU 0.9m3/s with plate heat exchanger to roof (Services air handling unit (commercial size)) | 1701399 | 8404580 | 5.2 | Services equipment | fans | Construction | 100 | kg | 15 | 44 | 1 | FALSE | 1 | FALSE |  | 1.05 | 100 | 400 | 5135 | General sheet, steel (enamelled) |  | 30 | B4B5 | 344.8053 | 2.1766e-05 | 1.7814 | 0.97376 | 0.28101 | 0.010477 | 4718.7793 | 240.4195 | 3.4574
| Civic Offices | Fresh air ventilation to all general areas AHU 0.9m3/s with plate heat exchanger to roof (Services air handling unit (commercial size)) | 1701399 | 8404580 | 5.2 | Services equipment | fans | Construction | 100 | kg | 15 | 44 | 1 | FALSE | 1 | FALSE |  | 1.05 | 100 | 400 | 5135 | General sheet, steel (enamelled) |  | 30 | D2 | 0 | 0 | 0 | 0 | 0 | 0 | 0 | 0 | 0
| Civic Offices | Fresh air ventilation to all general areas AHU 0.9m3/s with plate heat exchanger to roof (Services air handling unit (commercial size)) | 1701399 | 8404580 | 5.2 | Services equipment | fans | Construction | 100 | kg | 15 | 44 | 1 | FALSE | 1 | FALSE |  | 1.05 | 100 | 400 | 5135 | General sheet, steel (enamelled) |  | 30 | D3 | 0 | 0 | 0 | 0 | 0 | 0 | 0 | 0 | 0
| Civic Offices | Fresh air ventilation to all general areas AHU 0.9m3/s with plate heat exchanger to roof (Services air handling unit (commercial size)) | 1701399 | 8404580 | 5.2 | Services equipment | fans | Construction | 100 | kg | 15 | 44 | 1 | FALSE | 1 | FALSE |  | 1.05 | 100 | 400 | 5135 | General sheet, steel (enamelled) |  | 30 | D4 | 0 | 0 | 0 | 0 | 0 | 0 | 0 | 0 | 0
| Civic Offices | Fresh air ventilation to all general areas AHU 0.9m3/s with plate heat exchanger to roof (Services air handling unit (commercial size)) | 1701399 | 8404580 | 5.2 | Services equipment | fans | Construction | 100 | kg | 15 | 44 | 1 | FALSE | 1 | FALSE |  | 1.05 | 100 | 400 | 5135 | General sheet, steel (enamelled) |  | 45 | B4B5 | 344.8053 | 2.1766e-05 | 1.7814 | 0.97376 | 0.28101 | 0.010477 | 4718.7793 | 240.4195 | 3.4574
| Civic Offices | Fresh air ventilation to all general areas AHU 0.9m3/s with plate heat exchanger to roof (Services air handling unit (commercial size)) | 1701399 | 8404580 | 5.2 | Services equipment | fans | Construction | 100 | kg | 15 | 44 | 1 | FALSE | 1 | FALSE |  | 1.05 | 100 | 400 | 5135 | General sheet, steel (enamelled) |  | 45 | D2 | 0 | 0 | 0 | 0 | 0 | 0 | 0 | 0 | 0
| Civic Offices | Fresh air ventilation to all general areas AHU 0.9m3/s with plate heat exchanger to roof (Services air handling unit (commercial size)) | 1701399 | 8404580 | 5.2 | Services equipment | fans | Construction | 100 | kg | 15 | 44 | 1 | FALSE | 1 | FALSE |  | 1.05 | 100 | 400 | 5135 | General sheet, steel (enamelled) |  | 45 | D3 | 0 | 0 | 0 | 0 | 0 | 0 | 0 | 0 | 0
| Civic Offices | Fresh air ventilation to all general areas AHU 0.9m3/s with plate heat exchanger to roof (Services air handling unit (commercial size)) | 1701399 | 8404580 | 5.2 | Services equipment | fans | Construction | 100 | kg | 15 | 44 | 1 | FALSE | 1 | FALSE |  | 1.05 | 100 | 400 | 5135 | General sheet, steel (enamelled) |  | 45 | D4 | 0 | 0 | 0 | 0 | 0 | 0 | 0 | 0 | 0
| Civic Offices | Fresh air ventilation to all general areas AHU 0.9m3/s with plate heat exchanger to roof (Services air handling unit (commercial size)) | 1701399 | 8404581 | 5.2 | Services equipment | casing | Construction | 400 | kg | 15 | 44 | 1 | FALSE | 1 | FALSE |  | 1.01 | 400 | 1600 | 5238 | Structure, steel (hot rolled) |  | 0 | A1A3 | 719.7219 | 4.2467e-05 | 3.5499 | 2.4331 | 0.75435 | 0.01098 | 9173.5828 | 362.792 | 9.5311
| Civic Offices | Fresh air ventilation to all general areas AHU 0.9m3/s with plate heat exchanger to roof (Services air handling unit (commercial size)) | 1701399 | 8404581 | 5.2 | Services equipment | casing | Construction | 400 | kg | 15 | 44 | 1 | FALSE | 1 | FALSE |  | 1.01 | 400 | 1600 | 5238 | Structure, steel (hot rolled) |  | 0 | A4 | 16.7685 | 2.3204e-06 | 0.079728 | 0.014805 | 0.010525 | 3.7343e-05 | 245.3457 | 71.2514 | 0.068149
| Civic Offices | Fresh air ventilation to all general areas AHU 0.9m3/s with plate heat exchanger to roof (Services air handling unit (commercial size)) | 1701399 | 8404581 | 5.2 | Services equipment | casing | Construction | 400 | kg | 15 | 44 | 1 | FALSE | 1 | FALSE |  | 1.01 | 400 | 1600 | 5238 | Structure, steel (hot rolled) |  | 0 | A5 | 0.0020792 | 5.4445e-10 | 1.454e-05 | 4.7777e-06 | 2.4127e-06 | 2.933e-09 | 0.050972 | 0.6 | 0
| Civic Offices | Fresh air ventilation to all general areas AHU 0.9m3/s with plate heat exchanger to roof (Services air handling unit (commercial size)) | 1701399 | 8404581 | 5.2 | Services equipment | casing | Construction | 400 | kg | 15 | 44 | 1 | FALSE | 1 | FALSE |  | 1.01 | 400 | 1600 | 5238 | Structure, steel (hot rolled) |  | 0 | D2 | 0 | 0 | 0 | 0 | 0 | 0 | 0 | 0 | 0
| Civic Offices | Fresh air ventilation to all general areas AHU 0.9m3/s with plate heat exchanger to roof (Services air handling unit (commercial size)) | 1701399 | 8404581 | 5.2 | Services equipment | casing | Construction | 400 | kg | 15 | 44 | 1 | FALSE | 1 | FALSE |  | 1.01 | 400 | 1600 | 5238 | Structure, steel (hot rolled) |  | 0 | D3 | 0 | 0 | 0 | 0 | 0 | 0 | 0 | 0 | 0
| Civic Offices | Fresh air ventilation to all general areas AHU 0.9m3/s with plate heat exchanger to roof (Services air handling unit (commercial size)) | 1701399 | 8404581 | 5.2 | Services equipment | casing | Construction | 400 | kg | 15 | 44 | 1 | FALSE | 1 | FALSE |  | 1.01 | 400 | 1600 | 5238 | Structure, steel (hot rolled) |  | 0 | D4 | 0 | 0 | 0 | 0 | 0 | 0 | 0 | 0 | 0
| Civic Offices | Fresh air ventilation to all general areas AHU 0.9m3/s with plate heat exchanger to roof (Services air handling unit (commercial size)) | 1701399 | 8404581 | 5.2 | Services equipment | casing | Construction | 400 | kg | 15 | 44 | 1 | FALSE | 1 | FALSE |  | 1.01 | 400 | 1600 | 5238 | Structure, steel (hot rolled) |  | 60 | C2 | 0 | 0 | 0 | 0 | 0 | 0 | 0 | 0 | 0
| Civic Offices | Fresh air ventilation to all general areas AHU 0.9m3/s with plate heat exchanger to roof (Services air handling unit (commercial size)) | 1701399 | 8404581 | 5.2 | Services equipment | casing | Construction | 400 | kg | 15 | 44 | 1 | FALSE | 1 | FALSE |  | 1.01 | 400 | 1600 | 5238 | Structure, steel (hot rolled) |  | 60 | C4 | 0.20792 | 5.4445e-08 | 0.001454 | 0.00047777 | 0.00024127 | 2.933e-07 | 5.0972 | 60 | 0.010427
| Civic Offices | Fresh air ventilation to all general areas AHU 0.9m3/s with plate heat exchanger to roof (Services air handling unit (commercial size)) | 1701399 | 8404581 | 5.2 | Services equipment | casing | Construction | 400 | kg | 15 | 44 | 1 | FALSE | 1 | FALSE |  | 1.01 | 400 | 1600 | 5238 | Structure, steel (hot rolled) |  | 60 | D2 | 0 | 0 | 0 | 0 | 0 | 0 | 0 | 0 | 0
| Civic Offices | Fresh air ventilation to all general areas AHU 0.9m3/s with plate heat exchanger to roof (Services air handling unit (commercial size)) | 1701399 | 8404581 | 5.2 | Services equipment | casing | Construction | 400 | kg | 15 | 44 | 1 | FALSE | 1 | FALSE |  | 1.01 | 400 | 1600 | 5238 | Structure, steel (hot rolled) |  | 60 | D3 | 0 | 0 | 0 | 0 | 0 | 0 | 0 | 0 | 0
| Civic Offices | Fresh air ventilation to all general areas AHU 0.9m3/s with plate heat exchanger to roof (Services air handling unit (commercial size)) | 1701399 | 8404581 | 5.2 | Services equipment | casing | Construction | 400 | kg | 15 | 44 | 1 | FALSE | 1 | FALSE |  | 1.01 | 400 | 1600 | 5238 | Structure, steel (hot rolled) |  | 60 | D4 | 0 | 0 | 0 | 0 | 0 | 0 | 0 | 0 | 0
| Civic Offices | Fresh air ventilation to all general areas AHU 0.9m3/s with plate heat exchanger to roof (Services air handling unit (commercial size)) | 1701399 | 8404581 | 5.2 | Services equipment | casing | Construction | 400 | kg | 15 | 44 | 1 | FALSE | 1 | FALSE |  | 1.01 | 400 | 1600 | 5238 | Structure, steel (hot rolled) |  | 15 | B4B5 | 736.7004 | 4.4842e-05 | 3.6311 | 2.4484 | 0.76512 | 0.011017 | 9424.0766 | 494.6434 | 9.5992
| Civic Offices | Fresh air ventilation to all general areas AHU 0.9m3/s with plate heat exchanger to roof (Services air handling unit (commercial size)) | 1701399 | 8404581 | 5.2 | Services equipment | casing | Construction | 400 | kg | 15 | 44 | 1 | FALSE | 1 | FALSE |  | 1.01 | 400 | 1600 | 5238 | Structure, steel (hot rolled) |  | 15 | D2 | 0 | 0 | 0 | 0 | 0 | 0 | 0 | 0 | 0
| Civic Offices | Fresh air ventilation to all general areas AHU 0.9m3/s with plate heat exchanger to roof (Services air handling unit (commercial size)) | 1701399 | 8404581 | 5.2 | Services equipment | casing | Construction | 400 | kg | 15 | 44 | 1 | FALSE | 1 | FALSE |  | 1.01 | 400 | 1600 | 5238 | Structure, steel (hot rolled) |  | 15 | D3 | 0 | 0 | 0 | 0 | 0 | 0 | 0 | 0 | 0
| Civic Offices | Fresh air ventilation to all general areas AHU 0.9m3/s with plate heat exchanger to roof (Services air handling unit (commercial size)) | 1701399 | 8404581 | 5.2 | Services equipment | casing | Construction | 400 | kg | 15 | 44 | 1 | FALSE | 1 | FALSE |  | 1.01 | 400 | 1600 | 5238 | Structure, steel (hot rolled) |  | 15 | D4 | 0 | 0 | 0 | 0 | 0 | 0 | 0 | 0 | 0
| Civic Offices | Fresh air ventilation to all general areas AHU 0.9m3/s with plate heat exchanger to roof (Services air handling unit (commercial size)) | 1701399 | 8404581 | 5.2 | Services equipment | casing | Construction | 400 | kg | 15 | 44 | 1 | FALSE | 1 | FALSE |  | 1.01 | 400 | 1600 | 5238 | Structure, steel (hot rolled) |  | 30 | B4B5 | 736.7004 | 4.4842e-05 | 3.6311 | 2.4484 | 0.76512 | 0.011017 | 9424.0766 | 494.6434 | 9.5992
| Civic Offices | Fresh air ventilation to all general areas AHU 0.9m3/s with plate heat exchanger to roof (Services air handling unit (commercial size)) | 1701399 | 8404581 | 5.2 | Services equipment | casing | Construction | 400 | kg | 15 | 44 | 1 | FALSE | 1 | FALSE |  | 1.01 | 400 | 1600 | 5238 | Structure, steel (hot rolled) |  | 30 | D2 | 0 | 0 | 0 | 0 | 0 | 0 | 0 | 0 | 0
| Civic Offices | Fresh air ventilation to all general areas AHU 0.9m3/s with plate heat exchanger to roof (Services air handling unit (commercial size)) | 1701399 | 8404581 | 5.2 | Services equipment | casing | Construction | 400 | kg | 15 | 44 | 1 | FALSE | 1 | FALSE |  | 1.01 | 400 | 1600 | 5238 | Structure, steel (hot rolled) |  | 30 | D3 | 0 | 0 | 0 | 0 | 0 | 0 | 0 | 0 | 0
| Civic Offices | Fresh air ventilation to all general areas AHU 0.9m3/s with plate heat exchanger to roof (Services air handling unit (commercial size)) | 1701399 | 8404581 | 5.2 | Services equipment | casing | Construction | 400 | kg | 15 | 44 | 1 | FALSE | 1 | FALSE |  | 1.01 | 400 | 1600 | 5238 | Structure, steel (hot rolled) |  | 30 | D4 | 0 | 0 | 0 | 0 | 0 | 0 | 0 | 0 | 0
| Civic Offices | Fresh air ventilation to all general areas AHU 0.9m3/s with plate heat exchanger to roof (Services air handling unit (commercial size)) | 1701399 | 8404581 | 5.2 | Services equipment | casing | Construction | 400 | kg | 15 | 44 | 1 | FALSE | 1 | FALSE |  | 1.01 | 400 | 1600 | 5238 | Structure, steel (hot rolled) |  | 45 | B4B5 | 736.7004 | 4.4842e-05 | 3.6311 | 2.4484 | 0.76512 | 0.011017 | 9424.0766 | 494.6434 | 9.5992
| Civic Offices | Fresh air ventilation to all general areas AHU 0.9m3/s with plate heat exchanger to roof (Services air handling unit (commercial size)) | 1701399 | 8404581 | 5.2 | Services equipment | casing | Construction | 400 | kg | 15 | 44 | 1 | FALSE | 1 | FALSE |  | 1.01 | 400 | 1600 | 5238 | Structure, steel (hot rolled) |  | 45 | D2 | 0 | 0 | 0 | 0 | 0 | 0 | 0 | 0 | 0
| Civic Offices | Fresh air ventilation to all general areas AHU 0.9m3/s with plate heat exchanger to roof (Services air handling unit (commercial size)) | 1701399 | 8404581 | 5.2 | Services equipment | casing | Construction | 400 | kg | 15 | 44 | 1 | FALSE | 1 | FALSE |  | 1.01 | 400 | 1600 | 5238 | Structure, steel (hot rolled) |  | 45 | D3 | 0 | 0 | 0 | 0 | 0 | 0 | 0 | 0 | 0
| Civic Offices | Fresh air ventilation to all general areas AHU 0.9m3/s with plate heat exchanger to roof (Services air handling unit (commercial size)) | 1701399 | 8404581 | 5.2 | Services equipment | casing | Construction | 400 | kg | 15 | 44 | 1 | FALSE | 1 | FALSE |  | 1.01 | 400 | 1600 | 5238 | Structure, steel (hot rolled) |  | 45 | D4 | 0 | 0 | 0 | 0 | 0 | 0 | 0 | 0 | 0
| Civic Offices | Air source heat pump to provide low temp hot water for domestic services 4 pipe fan coil units AHUs and underfloor heating (Services air source, large commercial (~150kW)) | 1701402 | 8404589 | 5.2 | Services equipment | pipe Insulation | Construction | 14 | kg | 20 | 44 | 1 | FALSE | 1 | FALSE |  | 1.07 | 14 | 42 | 5349 | Insulation (flexible), polyurethane foam |  | 0 | A1A3 | 73.9184 | 6.2952e-07 | 0.31798 | 0.082907 | 0.047867 | 0.00045594 | 1310.6015 | 21.8855 | 0.39842
| Civic Offices | Air source heat pump to provide low temp hot water for domestic services 4 pipe fan coil units AHUs and underfloor heating (Services air source, large commercial (~150kW)) | 1701402 | 8404589 | 5.2 | Services equipment | pipe Insulation | Construction | 14 | kg | 20 | 44 | 1 | FALSE | 1 | FALSE |  | 1.07 | 14 | 42 | 5349 | Insulation (flexible), polyurethane foam |  | 0 | A4 | 0.28705 | 5.1575e-08 | 0.00093989 | 0.00025404 | 0.00016034 | 1.0011e-06 | 4.2789 | 0.65336 | 0.0011812
| Civic Offices | Air source heat pump to provide low temp hot water for domestic services 4 pipe fan coil units AHUs and underfloor heating (Services air source, large commercial (~150kW)) | 1701402 | 8404589 | 5.2 | Services equipment | pipe Insulation | Construction | 14 | kg | 20 | 44 | 1 | FALSE | 1 | FALSE |  | 1.07 | 14 | 42 | 5349 | Insulation (flexible), polyurethane foam |  | 0 | A5 | 0.084242 | 2.6614e-09 | 0.00010636 | 0.026819 | 2.5809e-05 | 1.7214e-08 | 0.29926 | 0.147 | 0
| Civic Offices | Air source heat pump to provide low temp hot water for domestic services 4 pipe fan coil units AHUs and underfloor heating (Services air source, large commercial (~150kW)) | 1701402 | 8404589 | 5.2 | Services equipment | pipe Insulation | Construction | 14 | kg | 20 | 44 | 1 | FALSE | 1 | FALSE |  | 1.07 | 14 | 42 | 5349 | Insulation (flexible), polyurethane foam |  | 0 | D2 | 0 | 0 | 0 | 0 | 0 | 0 | 0 | 0 | 0
| Civic Offices | Air source heat pump to provide low temp hot water for domestic services 4 pipe fan coil units AHUs and underfloor heating (Services air source, large commercial (~150kW)) | 1701402 | 8404589 | 5.2 | Services equipment | pipe Insulation | Construction | 14 | kg | 20 | 44 | 1 | FALSE | 1 | FALSE |  | 1.07 | 14 | 42 | 5349 | Insulation (flexible), polyurethane foam |  | 0 | D3 | 0 | 0 | 0 | 0 | 0 | 0 | 0 | 0 | 0
| Civic Offices | Air source heat pump to provide low temp hot water for domestic services 4 pipe fan coil units AHUs and underfloor heating (Services air source, large commercial (~150kW)) | 1701402 | 8404589 | 5.2 | Services equipment | pipe Insulation | Construction | 14 | kg | 20 | 44 | 1 | FALSE | 1 | FALSE |  | 1.07 | 14 | 42 | 5349 | Insulation (flexible), polyurethane foam |  | 0 | D4 | 0 | 0 | 0 | 0 | 0 | 0 | 0 | 0 | 0
| Civic Offices | Air source heat pump to provide low temp hot water for domestic services 4 pipe fan coil units AHUs and underfloor heating (Services air source, large commercial (~150kW)) | 1701402 | 8404589 | 5.2 | Services equipment | pipe Insulation | Construction | 14 | kg | 20 | 44 | 1 | FALSE | 1 | FALSE |  | 1.07 | 14 | 42 | 5349 | Insulation (flexible), polyurethane foam |  | 60 | C2 | 0 | 0 | 0 | 0 | 0 | 0 | 0 | 0 | 0
| Civic Offices | Air source heat pump to provide low temp hot water for domestic services 4 pipe fan coil units AHUs and underfloor heating (Services air source, large commercial (~150kW)) | 1701402 | 8404589 | 5.2 | Services equipment | pipe Insulation | Construction | 14 | kg | 20 | 44 | 1 | FALSE | 1 | FALSE |  | 1.07 | 14 | 42 | 5349 | Insulation (flexible), polyurethane foam |  | 60 | C4 | 1.2035 | 3.8021e-08 | 0.0015195 | 0.38313 | 0.0003687 | 2.4592e-07 | 4.2751 | 2.1 | 0.1026
| Civic Offices | Air source heat pump to provide low temp hot water for domestic services 4 pipe fan coil units AHUs and underfloor heating (Services air source, large commercial (~150kW)) | 1701402 | 8404589 | 5.2 | Services equipment | pipe Insulation | Construction | 14 | kg | 20 | 44 | 1 | FALSE | 1 | FALSE |  | 1.07 | 14 | 42 | 5349 | Insulation (flexible), polyurethane foam |  | 60 | D2 | 0 | 0 | 0 | 0 | 0 | 0 | 0 | 0 | 0
| Civic Offices | Air source heat pump to provide low temp hot water for domestic services 4 pipe fan coil units AHUs and underfloor heating (Services air source, large commercial (~150kW)) | 1701402 | 8404589 | 5.2 | Services equipment | pipe Insulation | Construction | 14 | kg | 20 | 44 | 1 | FALSE | 1 | FALSE |  | 1.07 | 14 | 42 | 5349 | Insulation (flexible), polyurethane foam |  | 60 | D3 | 0 | 0 | 0 | 0 | 0 | 0 | 0 | 0 | 0
| Civic Offices | Air source heat pump to provide low temp hot water for domestic services 4 pipe fan coil units AHUs and underfloor heating (Services air source, large commercial (~150kW)) | 1701402 | 8404589 | 5.2 | Services equipment | pipe Insulation | Construction | 14 | kg | 20 | 44 | 1 | FALSE | 1 | FALSE |  | 1.07 | 14 | 42 | 5349 | Insulation (flexible), polyurethane foam |  | 60 | D4 | 0 | 0 | 0 | 0 | 0 | 0 | 0 | 0 | 0
| Civic Offices | Air source heat pump to provide low temp hot water for domestic services 4 pipe fan coil units AHUs and underfloor heating (Services air source, large commercial (~150kW)) | 1701402 | 8404589 | 5.2 | Services equipment | pipe Insulation | Construction | 14 | kg | 20 | 44 | 1 | FALSE | 1 | FALSE |  | 1.07 | 14 | 42 | 5349 | Insulation (flexible), polyurethane foam |  | 20 | B4B5 | 75.4931 | 7.2178e-07 | 0.32054 | 0.49311 | 0.048422 | 0.00045721 | 1319.4548 | 24.7858 | 0.3996
| Civic Offices | Air source heat pump to provide low temp hot water for domestic services 4 pipe fan coil units AHUs and underfloor heating (Services air source, large commercial (~150kW)) | 1701402 | 8404589 | 5.2 | Services equipment | pipe Insulation | Construction | 14 | kg | 20 | 44 | 1 | FALSE | 1 | FALSE |  | 1.07 | 14 | 42 | 5349 | Insulation (flexible), polyurethane foam |  | 20 | D2 | 0 | 0 | 0 | 0 | 0 | 0 | 0 | 0 | 0
| Civic Offices | Air source heat pump to provide low temp hot water for domestic services 4 pipe fan coil units AHUs and underfloor heating (Services air source, large commercial (~150kW)) | 1701402 | 8404589 | 5.2 | Services equipment | pipe Insulation | Construction | 14 | kg | 20 | 44 | 1 | FALSE | 1 | FALSE |  | 1.07 | 14 | 42 | 5349 | Insulation (flexible), polyurethane foam |  | 20 | D3 | 0 | 0 | 0 | 0 | 0 | 0 | 0 | 0 | 0
| Civic Offices | Air source heat pump to provide low temp hot water for domestic services 4 pipe fan coil units AHUs and underfloor heating (Services air source, large commercial (~150kW)) | 1701402 | 8404589 | 5.2 | Services equipment | pipe Insulation | Construction | 14 | kg | 20 | 44 | 1 | FALSE | 1 | FALSE |  | 1.07 | 14 | 42 | 5349 | Insulation (flexible), polyurethane foam |  | 20 | D4 | 0 | 0 | 0 | 0 | 0 | 0 | 0 | 0 | 0
| Civic Offices | Air source heat pump to provide low temp hot water for domestic services 4 pipe fan coil units AHUs and underfloor heating (Services air source, large commercial (~150kW)) | 1701402 | 8404589 | 5.2 | Services equipment | pipe Insulation | Construction | 14 | kg | 20 | 44 | 1 | FALSE | 1 | FALSE |  | 1.07 | 14 | 42 | 5349 | Insulation (flexible), polyurethane foam |  | 40 | B4B5 | 75.4931 | 7.2178e-07 | 0.32054 | 0.49311 | 0.048422 | 0.00045721 | 1319.4548 | 24.7858 | 0.3996
| Civic Offices | Air source heat pump to provide low temp hot water for domestic services 4 pipe fan coil units AHUs and underfloor heating (Services air source, large commercial (~150kW)) | 1701402 | 8404589 | 5.2 | Services equipment | pipe Insulation | Construction | 14 | kg | 20 | 44 | 1 | FALSE | 1 | FALSE |  | 1.07 | 14 | 42 | 5349 | Insulation (flexible), polyurethane foam |  | 40 | D2 | 0 | 0 | 0 | 0 | 0 | 0 | 0 | 0 | 0
| Civic Offices | Air source heat pump to provide low temp hot water for domestic services 4 pipe fan coil units AHUs and underfloor heating (Services air source, large commercial (~150kW)) | 1701402 | 8404589 | 5.2 | Services equipment | pipe Insulation | Construction | 14 | kg | 20 | 44 | 1 | FALSE | 1 | FALSE |  | 1.07 | 14 | 42 | 5349 | Insulation (flexible), polyurethane foam |  | 40 | D3 | 0 | 0 | 0 | 0 | 0 | 0 | 0 | 0 | 0
| Civic Offices | Air source heat pump to provide low temp hot water for domestic services 4 pipe fan coil units AHUs and underfloor heating (Services air source, large commercial (~150kW)) | 1701402 | 8404589 | 5.2 | Services equipment | pipe Insulation | Construction | 14 | kg | 20 | 44 | 1 | FALSE | 1 | FALSE |  | 1.07 | 14 | 42 | 5349 | Insulation (flexible), polyurethane foam |  | 40 | D4 | 0 | 0 | 0 | 0 | 0 | 0 | 0 | 0 | 0
| Civic Offices | Air source heat pump to provide low temp hot water for domestic services 4 pipe fan coil units AHUs and underfloor heating (Services air source, large commercial (~150kW)) | 1701402 | 8404590 | 5.2 | Services equipment | copper unit and pipe (internal and external) | Construction | 214 | kg | 20 | 44 | 1 | FALSE | 1 | FALSE |  | 1.03 | 214 | 642 | 5113 | Cladding sheet (plain), copper |  | 0 | A1A3 | 1517.5889 | 0.0012612 | 77.1823 | 51.5215 | 4.2663 | 0.35114 | 23026.7506 | 4495.082 | 48.5096
| Civic Offices | Air source heat pump to provide low temp hot water for domestic services 4 pipe fan coil units AHUs and underfloor heating (Services air source, large commercial (~150kW)) | 1701402 | 8404590 | 5.2 | Services equipment | copper unit and pipe (internal and external) | Construction | 214 | kg | 20 | 44 | 1 | FALSE | 1 | FALSE |  | 1.03 | 214 | 642 | 5113 | Cladding sheet (plain), copper |  | 0 | A4 | 4.3186 | 7.7595e-07 | 0.014141 | 0.003822 | 0.0024124 | 1.5061e-05 | 64.3757 | 9.8297 | 0.017772
| Civic Offices | Air source heat pump to provide low temp hot water for domestic services 4 pipe fan coil units AHUs and underfloor heating (Services air source, large commercial (~150kW)) | 1701402 | 8404590 | 5.2 | Services equipment | copper unit and pipe (internal and external) | Construction | 214 | kg | 20 | 44 | 1 | FALSE | 1 | FALSE |  | 1.03 | 214 | 642 | 5113 | Cladding sheet (plain), copper |  | 0 | A5 | 0.0033371 | 8.7384e-10 | 2.3336e-05 | 7.6682e-06 | 3.8724e-06 | 4.7075e-09 | 0.081811 | 0.963 | 0
| Civic Offices | Air source heat pump to provide low temp hot water for domestic services 4 pipe fan coil units AHUs and underfloor heating (Services air source, large commercial (~150kW)) | 1701402 | 8404590 | 5.2 | Services equipment | copper unit and pipe (internal and external) | Construction | 214 | kg | 20 | 44 | 1 | FALSE | 1 | FALSE |  | 1.03 | 214 | 642 | 5113 | Cladding sheet (plain), copper |  | 0 | D2 | 0 | 0 | 0 | 0 | 0 | 0 | 0 | 0 | 0
| Civic Offices | Air source heat pump to provide low temp hot water for domestic services 4 pipe fan coil units AHUs and underfloor heating (Services air source, large commercial (~150kW)) | 1701402 | 8404590 | 5.2 | Services equipment | copper unit and pipe (internal and external) | Construction | 214 | kg | 20 | 44 | 1 | FALSE | 1 | FALSE |  | 1.03 | 214 | 642 | 5113 | Cladding sheet (plain), copper |  | 0 | D3 | 0 | 0 | 0 | 0 | 0 | 0 | 0 | 0 | 0
| Civic Offices | Air source heat pump to provide low temp hot water for domestic services 4 pipe fan coil units AHUs and underfloor heating (Services air source, large commercial (~150kW)) | 1701402 | 8404590 | 5.2 | Services equipment | copper unit and pipe (internal and external) | Construction | 214 | kg | 20 | 44 | 1 | FALSE | 1 | FALSE |  | 1.03 | 214 | 642 | 5113 | Cladding sheet (plain), copper |  | 0 | D4 | 0 | 0 | 0 | 0 | 0 | 0 | 0 | 0 | 0
| Civic Offices | Air source heat pump to provide low temp hot water for domestic services 4 pipe fan coil units AHUs and underfloor heating (Services air source, large commercial (~150kW)) | 1701402 | 8404590 | 5.2 | Services equipment | copper unit and pipe (internal and external) | Construction | 214 | kg | 20 | 44 | 1 | FALSE | 1 | FALSE |  | 1.03 | 214 | 642 | 5113 | Cladding sheet (plain), copper |  | 60 | C2 | 0 | 0 | 0 | 0 | 0 | 0 | 0 | 0 | 0
| Civic Offices | Air source heat pump to provide low temp hot water for domestic services 4 pipe fan coil units AHUs and underfloor heating (Services air source, large commercial (~150kW)) | 1701402 | 8404590 | 5.2 | Services equipment | copper unit and pipe (internal and external) | Construction | 214 | kg | 20 | 44 | 1 | FALSE | 1 | FALSE |  | 1.03 | 214 | 642 | 5113 | Cladding sheet (plain), copper |  | 60 | C4 | 0.11124 | 2.9128e-08 | 0.00077787 | 0.00025561 | 0.00012908 | 1.5692e-07 | 2.727 | 32.1 | 0.0055786
| Civic Offices | Air source heat pump to provide low temp hot water for domestic services 4 pipe fan coil units AHUs and underfloor heating (Services air source, large commercial (~150kW)) | 1701402 | 8404590 | 5.2 | Services equipment | copper unit and pipe (internal and external) | Construction | 214 | kg | 20 | 44 | 1 | FALSE | 1 | FALSE |  | 1.03 | 214 | 642 | 5113 | Cladding sheet (plain), copper |  | 60 | D2 | 0 | 0 | 0 | 0 | 0 | 0 | 0 | 0 | 0
| Civic Offices | Air source heat pump to provide low temp hot water for domestic services 4 pipe fan coil units AHUs and underfloor heating (Services air source, large commercial (~150kW)) | 1701402 | 8404590 | 5.2 | Services equipment | copper unit and pipe (internal and external) | Construction | 214 | kg | 20 | 44 | 1 | FALSE | 1 | FALSE |  | 1.03 | 214 | 642 | 5113 | Cladding sheet (plain), copper |  | 60 | D3 | 0 | 0 | 0 | 0 | 0 | 0 | 0 | 0 | 0
| Civic Offices | Air source heat pump to provide low temp hot water for domestic services 4 pipe fan coil units AHUs and underfloor heating (Services air source, large commercial (~150kW)) | 1701402 | 8404590 | 5.2 | Services equipment | copper unit and pipe (internal and external) | Construction | 214 | kg | 20 | 44 | 1 | FALSE | 1 | FALSE |  | 1.03 | 214 | 642 | 5113 | Cladding sheet (plain), copper |  | 60 | D4 | 0 | 0 | 0 | 0 | 0 | 0 | 0 | 0 | 0
| Civic Offices | Air source heat pump to provide low temp hot water for domestic services 4 pipe fan coil units AHUs and underfloor heating (Services air source, large commercial (~150kW)) | 1701402 | 8404590 | 5.2 | Services equipment | copper unit and pipe (internal and external) | Construction | 214 | kg | 20 | 44 | 1 | FALSE | 1 | FALSE |  | 1.03 | 214 | 642 | 5113 | Cladding sheet (plain), copper |  | 20 | B4B5 | 1522.0221 | 0.001262 | 77.1972 | 51.5256 | 4.2689 | 0.35116 | 23093.9351 | 4537.9747 | 48.5274
| Civic Offices | Air source heat pump to provide low temp hot water for domestic services 4 pipe fan coil units AHUs and underfloor heating (Services air source, large commercial (~150kW)) | 1701402 | 8404590 | 5.2 | Services equipment | copper unit and pipe (internal and external) | Construction | 214 | kg | 20 | 44 | 1 | FALSE | 1 | FALSE |  | 1.03 | 214 | 642 | 5113 | Cladding sheet (plain), copper |  | 20 | D2 | 0 | 0 | 0 | 0 | 0 | 0 | 0 | 0 | 0
| Civic Offices | Air source heat pump to provide low temp hot water for domestic services 4 pipe fan coil units AHUs and underfloor heating (Services air source, large commercial (~150kW)) | 1701402 | 8404590 | 5.2 | Services equipment | copper unit and pipe (internal and external) | Construction | 214 | kg | 20 | 44 | 1 | FALSE | 1 | FALSE |  | 1.03 | 214 | 642 | 5113 | Cladding sheet (plain), copper |  | 20 | D3 | 0 | 0 | 0 | 0 | 0 | 0 | 0 | 0 | 0
| Civic Offices | Air source heat pump to provide low temp hot water for domestic services 4 pipe fan coil units AHUs and underfloor heating (Services air source, large commercial (~150kW)) | 1701402 | 8404590 | 5.2 | Services equipment | copper unit and pipe (internal and external) | Construction | 214 | kg | 20 | 44 | 1 | FALSE | 1 | FALSE |  | 1.03 | 214 | 642 | 5113 | Cladding sheet (plain), copper |  | 20 | D4 | 0 | 0 | 0 | 0 | 0 | 0 | 0 | 0 | 0
| Civic Offices | Air source heat pump to provide low temp hot water for domestic services 4 pipe fan coil units AHUs and underfloor heating (Services air source, large commercial (~150kW)) | 1701402 | 8404590 | 5.2 | Services equipment | copper unit and pipe (internal and external) | Construction | 214 | kg | 20 | 44 | 1 | FALSE | 1 | FALSE |  | 1.03 | 214 | 642 | 5113 | Cladding sheet (plain), copper |  | 40 | B4B5 | 1522.0221 | 0.001262 | 77.1972 | 51.5256 | 4.2689 | 0.35116 | 23093.9351 | 4537.9747 | 48.5274
| Civic Offices | Air source heat pump to provide low temp hot water for domestic services 4 pipe fan coil units AHUs and underfloor heating (Services air source, large commercial (~150kW)) | 1701402 | 8404590 | 5.2 | Services equipment | copper unit and pipe (internal and external) | Construction | 214 | kg | 20 | 44 | 1 | FALSE | 1 | FALSE |  | 1.03 | 214 | 642 | 5113 | Cladding sheet (plain), copper |  | 40 | D2 | 0 | 0 | 0 | 0 | 0 | 0 | 0 | 0 | 0
| Civic Offices | Air source heat pump to provide low temp hot water for domestic services 4 pipe fan coil units AHUs and underfloor heating (Services air source, large commercial (~150kW)) | 1701402 | 8404590 | 5.2 | Services equipment | copper unit and pipe (internal and external) | Construction | 214 | kg | 20 | 44 | 1 | FALSE | 1 | FALSE |  | 1.03 | 214 | 642 | 5113 | Cladding sheet (plain), copper |  | 40 | D3 | 0 | 0 | 0 | 0 | 0 | 0 | 0 | 0 | 0
| Civic Offices | Air source heat pump to provide low temp hot water for domestic services 4 pipe fan coil units AHUs and underfloor heating (Services air source, large commercial (~150kW)) | 1701402 | 8404590 | 5.2 | Services equipment | copper unit and pipe (internal and external) | Construction | 214 | kg | 20 | 44 | 1 | FALSE | 1 | FALSE |  | 1.03 | 214 | 642 | 5113 | Cladding sheet (plain), copper |  | 40 | D4 | 0 | 0 | 0 | 0 | 0 | 0 | 0 | 0 | 0
| Civic Offices | Air source heat pump to provide low temp hot water for domestic services 4 pipe fan coil units AHUs and underfloor heating (Services air source, large commercial (~150kW)) | 1701402 | 8404591 | 5.2 | Services equipment | Plastic casing etc | Construction | 229 | kg | 20 | 44 | 1 | FALSE | 1 | FALSE |  | 1.05 | 229 | 687 | 5377 | Roof membrane (single ply), PVC |  | 0 | A1A3 | 501.5759 | 4.0985e-05 | 2.8348 | 0.74891 | 0.62069 | 0.0074129 | 13636.5093 | 2177.3031 | 4.2551
| Civic Offices | Air source heat pump to provide low temp hot water for domestic services 4 pipe fan coil units AHUs and underfloor heating (Services air source, large commercial (~150kW)) | 1701402 | 8404591 | 5.2 | Services equipment | Plastic casing etc | Construction | 229 | kg | 20 | 44 | 1 | FALSE | 1 | FALSE |  | 1.05 | 229 | 687 | 5377 | Roof membrane (single ply), PVC |  | 0 | A4 | 4.5557 | 8.1855e-07 | 0.014917 | 0.0040318 | 0.0025448 | 1.5888e-05 | 67.9105 | 10.3694 | 0.018747
| Civic Offices | Air source heat pump to provide low temp hot water for domestic services 4 pipe fan coil units AHUs and underfloor heating (Services air source, large commercial (~150kW)) | 1701402 | 8404591 | 5.2 | Services equipment | Plastic casing etc | Construction | 229 | kg | 20 | 44 | 1 | FALSE | 1 | FALSE |  | 1.05 | 229 | 687 | 5377 | Roof membrane (single ply), PVC |  | 0 | A5 | 0.21993 | 9.4274e-09 | 0.00070067 | 0.013006 | 7.6611e-05 | 5.1419e-08 | 0.87447 | 1.7175 | 0
| Civic Offices | Air source heat pump to provide low temp hot water for domestic services 4 pipe fan coil units AHUs and underfloor heating (Services air source, large commercial (~150kW)) | 1701402 | 8404591 | 5.2 | Services equipment | Plastic casing etc | Construction | 229 | kg | 20 | 44 | 1 | FALSE | 1 | FALSE |  | 1.05 | 229 | 687 | 5377 | Roof membrane (single ply), PVC |  | 0 | D2 | 0 | 0 | 0 | 0 | 0 | 0 | 0 | 0 | 0
| Civic Offices | Air source heat pump to provide low temp hot water for domestic services 4 pipe fan coil units AHUs and underfloor heating (Services air source, large commercial (~150kW)) | 1701402 | 8404591 | 5.2 | Services equipment | Plastic casing etc | Construction | 229 | kg | 20 | 44 | 1 | FALSE | 1 | FALSE |  | 1.05 | 229 | 687 | 5377 | Roof membrane (single ply), PVC |  | 0 | D3 | 0 | 0 | 0 | 0 | 0 | 0 | 0 | 0 | 0
| Civic Offices | Air source heat pump to provide low temp hot water for domestic services 4 pipe fan coil units AHUs and underfloor heating (Services air source, large commercial (~150kW)) | 1701402 | 8404591 | 5.2 | Services equipment | Plastic casing etc | Construction | 229 | kg | 20 | 44 | 1 | FALSE | 1 | FALSE |  | 1.05 | 229 | 687 | 5377 | Roof membrane (single ply), PVC |  | 0 | D4 | 0 | 0 | 0 | 0 | 0 | 0 | 0 | 0 | 0
| Civic Offices | Air source heat pump to provide low temp hot water for domestic services 4 pipe fan coil units AHUs and underfloor heating (Services air source, large commercial (~150kW)) | 1701402 | 8404591 | 5.2 | Services equipment | Plastic casing etc | Construction | 229 | kg | 20 | 44 | 1 | FALSE | 1 | FALSE |  | 1.05 | 229 | 687 | 5377 | Roof membrane (single ply), PVC |  | 60 | C2 | 0 | 0 | 0 | 0 | 0 | 0 | 0 | 0 | 0
| Civic Offices | Air source heat pump to provide low temp hot water for domestic services 4 pipe fan coil units AHUs and underfloor heating (Services air source, large commercial (~150kW)) | 1701402 | 8404591 | 5.2 | Services equipment | Plastic casing etc | Construction | 229 | kg | 20 | 44 | 1 | FALSE | 1 | FALSE |  | 1.05 | 229 | 687 | 5377 | Roof membrane (single ply), PVC |  | 60 | C4 | 4.3987 | 1.8855e-07 | 0.014013 | 0.26012 | 0.0015322 | 1.0284e-06 | 17.4895 | 34.35 | 0.10738
| Civic Offices | Air source heat pump to provide low temp hot water for domestic services 4 pipe fan coil units AHUs and underfloor heating (Services air source, large commercial (~150kW)) | 1701402 | 8404591 | 5.2 | Services equipment | Plastic casing etc | Construction | 229 | kg | 20 | 44 | 1 | FALSE | 1 | FALSE |  | 1.05 | 229 | 687 | 5377 | Roof membrane (single ply), PVC |  | 60 | D2 | 0 | 0 | 0 | 0 | 0 | 0 | 0 | 0 | 0
| Civic Offices | Air source heat pump to provide low temp hot water for domestic services 4 pipe fan coil units AHUs and underfloor heating (Services air source, large commercial (~150kW)) | 1701402 | 8404591 | 5.2 | Services equipment | Plastic casing etc | Construction | 229 | kg | 20 | 44 | 1 | FALSE | 1 | FALSE |  | 1.05 | 229 | 687 | 5377 | Roof membrane (single ply), PVC |  | 60 | D3 | 0 | 0 | 0 | 0 | 0 | 0 | 0 | 0 | 0
| Civic Offices | Air source heat pump to provide low temp hot water for domestic services 4 pipe fan coil units AHUs and underfloor heating (Services air source, large commercial (~150kW)) | 1701402 | 8404591 | 5.2 | Services equipment | Plastic casing etc | Construction | 229 | kg | 20 | 44 | 1 | FALSE | 1 | FALSE |  | 1.05 | 229 | 687 | 5377 | Roof membrane (single ply), PVC |  | 60 | D4 | 0 | 0 | 0 | 0 | 0 | 0 | 0 | 0 | 0
| Civic Offices | Air source heat pump to provide low temp hot water for domestic services 4 pipe fan coil units AHUs and underfloor heating (Services air source, large commercial (~150kW)) | 1701402 | 8404591 | 5.2 | Services equipment | Plastic casing etc | Construction | 229 | kg | 20 | 44 | 1 | FALSE | 1 | FALSE |  | 1.05 | 229 | 687 | 5377 | Roof membrane (single ply), PVC |  | 20 | B4B5 | 510.7502 | 4.2001e-05 | 2.8644 | 1.0261 | 0.62484 | 0.0074299 | 13722.7838 | 2223.7401 | 4.2738
| Civic Offices | Air source heat pump to provide low temp hot water for domestic services 4 pipe fan coil units AHUs and underfloor heating (Services air source, large commercial (~150kW)) | 1701402 | 8404591 | 5.2 | Services equipment | Plastic casing etc | Construction | 229 | kg | 20 | 44 | 1 | FALSE | 1 | FALSE |  | 1.05 | 229 | 687 | 5377 | Roof membrane (single ply), PVC |  | 20 | D2 | 0 | 0 | 0 | 0 | 0 | 0 | 0 | 0 | 0
| Civic Offices | Air source heat pump to provide low temp hot water for domestic services 4 pipe fan coil units AHUs and underfloor heating (Services air source, large commercial (~150kW)) | 1701402 | 8404591 | 5.2 | Services equipment | Plastic casing etc | Construction | 229 | kg | 20 | 44 | 1 | FALSE | 1 | FALSE |  | 1.05 | 229 | 687 | 5377 | Roof membrane (single ply), PVC |  | 20 | D3 | 0 | 0 | 0 | 0 | 0 | 0 | 0 | 0 | 0
| Civic Offices | Air source heat pump to provide low temp hot water for domestic services 4 pipe fan coil units AHUs and underfloor heating (Services air source, large commercial (~150kW)) | 1701402 | 8404591 | 5.2 | Services equipment | Plastic casing etc | Construction | 229 | kg | 20 | 44 | 1 | FALSE | 1 | FALSE |  | 1.05 | 229 | 687 | 5377 | Roof membrane (single ply), PVC |  | 20 | D4 | 0 | 0 | 0 | 0 | 0 | 0 | 0 | 0 | 0
| Civic Offices | Air source heat pump to provide low temp hot water for domestic services 4 pipe fan coil units AHUs and underfloor heating (Services air source, large commercial (~150kW)) | 1701402 | 8404591 | 5.2 | Services equipment | Plastic casing etc | Construction | 229 | kg | 20 | 44 | 1 | FALSE | 1 | FALSE |  | 1.05 | 229 | 687 | 5377 | Roof membrane (single ply), PVC |  | 40 | B4B5 | 510.7502 | 4.2001e-05 | 2.8644 | 1.0261 | 0.62484 | 0.0074299 | 13722.7838 | 2223.7401 | 4.2738
| Civic Offices | Air source heat pump to provide low temp hot water for domestic services 4 pipe fan coil units AHUs and underfloor heating (Services air source, large commercial (~150kW)) | 1701402 | 8404591 | 5.2 | Services equipment | Plastic casing etc | Construction | 229 | kg | 20 | 44 | 1 | FALSE | 1 | FALSE |  | 1.05 | 229 | 687 | 5377 | Roof membrane (single ply), PVC |  | 40 | D2 | 0 | 0 | 0 | 0 | 0 | 0 | 0 | 0 | 0
| Civic Offices | Air source heat pump to provide low temp hot water for domestic services 4 pipe fan coil units AHUs and underfloor heating (Services air source, large commercial (~150kW)) | 1701402 | 8404591 | 5.2 | Services equipment | Plastic casing etc | Construction | 229 | kg | 20 | 44 | 1 | FALSE | 1 | FALSE |  | 1.05 | 229 | 687 | 5377 | Roof membrane (single ply), PVC |  | 40 | D3 | 0 | 0 | 0 | 0 | 0 | 0 | 0 | 0 | 0
| Civic Offices | Air source heat pump to provide low temp hot water for domestic services 4 pipe fan coil units AHUs and underfloor heating (Services air source, large commercial (~150kW)) | 1701402 | 8404591 | 5.2 | Services equipment | Plastic casing etc | Construction | 229 | kg | 20 | 44 | 1 | FALSE | 1 | FALSE |  | 1.05 | 229 | 687 | 5377 | Roof membrane (single ply), PVC |  | 40 | D4 | 0 | 0 | 0 | 0 | 0 | 0 | 0 | 0 | 0
| Civic Offices | Air source heat pump to provide low temp hot water for domestic services 4 pipe fan coil units AHUs and underfloor heating (Services air source, large commercial (~150kW)) | 1701402 | 8404592 | 5.2 | Services equipment | Rubber hoses etc (proxy) | Construction | 171 | kg | 20 | 44 | 1 | FALSE | 1 | FALSE |  | 1.07 | 171 | 513 | 5138 | Insulation (rigid sheet), EPS |  | 0 | A1A3 | 808.8881 | 2.2302e-05 | 3.0806 | 0.51686 | 1.7609 | 0.00018886 | 18117.6965 | 311.8678 | 4.0744
| Civic Offices | Air source heat pump to provide low temp hot water for domestic services 4 pipe fan coil units AHUs and underfloor heating (Services air source, large commercial (~150kW)) | 1701402 | 8404592 | 5.2 | Services equipment | Rubber hoses etc (proxy) | Construction | 171 | kg | 20 | 44 | 1 | FALSE | 1 | FALSE |  | 1.07 | 171 | 513 | 5138 | Insulation (rigid sheet), EPS |  | 0 | A4 | 3.5061 | 6.2996e-07 | 0.01148 | 0.0031029 | 0.0019585 | 1.2227e-05 | 52.2636 | 7.9803 | 0.014428
| Civic Offices | Air source heat pump to provide low temp hot water for domestic services 4 pipe fan coil units AHUs and underfloor heating (Services air source, large commercial (~150kW)) | 1701402 | 8404592 | 5.2 | Services equipment | Rubber hoses etc (proxy) | Construction | 171 | kg | 20 | 44 | 1 | FALSE | 1 | FALSE |  | 1.07 | 171 | 513 | 5138 | Insulation (rigid sheet), EPS |  | 0 | A5 | 1.029 | 3.2508e-08 | 0.0012992 | 0.32758 | 0.00031524 | 2.1026e-07 | 3.6552 | 1.7955 | 0
| Civic Offices | Air source heat pump to provide low temp hot water for domestic services 4 pipe fan coil units AHUs and underfloor heating (Services air source, large commercial (~150kW)) | 1701402 | 8404592 | 5.2 | Services equipment | Rubber hoses etc (proxy) | Construction | 171 | kg | 20 | 44 | 1 | FALSE | 1 | FALSE |  | 1.07 | 171 | 513 | 5138 | Insulation (rigid sheet), EPS |  | 0 | D2 | 0 | 0 | 0 | 0 | 0 | 0 | 0 | 0 | 0
| Civic Offices | Air source heat pump to provide low temp hot water for domestic services 4 pipe fan coil units AHUs and underfloor heating (Services air source, large commercial (~150kW)) | 1701402 | 8404592 | 5.2 | Services equipment | Rubber hoses etc (proxy) | Construction | 171 | kg | 20 | 44 | 1 | FALSE | 1 | FALSE |  | 1.07 | 171 | 513 | 5138 | Insulation (rigid sheet), EPS |  | 0 | D3 | 0 | 0 | 0 | 0 | 0 | 0 | 0 | 0 | 0
| Civic Offices | Air source heat pump to provide low temp hot water for domestic services 4 pipe fan coil units AHUs and underfloor heating (Services air source, large commercial (~150kW)) | 1701402 | 8404592 | 5.2 | Services equipment | Rubber hoses etc (proxy) | Construction | 171 | kg | 20 | 44 | 1 | FALSE | 1 | FALSE |  | 1.07 | 171 | 513 | 5138 | Insulation (rigid sheet), EPS |  | 0 | D4 | 0 | 0 | 0 | 0 | 0 | 0 | 0 | 0 | 0
| Civic Offices | Air source heat pump to provide low temp hot water for domestic services 4 pipe fan coil units AHUs and underfloor heating (Services air source, large commercial (~150kW)) | 1701402 | 8404592 | 5.2 | Services equipment | Rubber hoses etc (proxy) | Construction | 171 | kg | 20 | 44 | 1 | FALSE | 1 | FALSE |  | 1.07 | 171 | 513 | 5138 | Insulation (rigid sheet), EPS |  | 60 | C2 | 0 | 0 | 0 | 0 | 0 | 0 | 0 | 0 | 0
| Civic Offices | Air source heat pump to provide low temp hot water for domestic services 4 pipe fan coil units AHUs and underfloor heating (Services air source, large commercial (~150kW)) | 1701402 | 8404592 | 5.2 | Services equipment | Rubber hoses etc (proxy) | Construction | 171 | kg | 20 | 44 | 1 | FALSE | 1 | FALSE |  | 1.07 | 171 | 513 | 5138 | Insulation (rigid sheet), EPS |  | 60 | C4 | 14.6994 | 4.6439e-07 | 0.01856 | 4.6797 | 0.0045034 | 3.0037e-06 | 52.2176 | 25.65 | 1.2532
| Civic Offices | Air source heat pump to provide low temp hot water for domestic services 4 pipe fan coil units AHUs and underfloor heating (Services air source, large commercial (~150kW)) | 1701402 | 8404592 | 5.2 | Services equipment | Rubber hoses etc (proxy) | Construction | 171 | kg | 20 | 44 | 1 | FALSE | 1 | FALSE |  | 1.07 | 171 | 513 | 5138 | Insulation (rigid sheet), EPS |  | 60 | D2 | 0 | 0 | 0 | 0 | 0 | 0 | 0 | 0 | 0
| Civic Offices | Air source heat pump to provide low temp hot water for domestic services 4 pipe fan coil units AHUs and underfloor heating (Services air source, large commercial (~150kW)) | 1701402 | 8404592 | 5.2 | Services equipment | Rubber hoses etc (proxy) | Construction | 171 | kg | 20 | 44 | 1 | FALSE | 1 | FALSE |  | 1.07 | 171 | 513 | 5138 | Insulation (rigid sheet), EPS |  | 60 | D3 | 0 | 0 | 0 | 0 | 0 | 0 | 0 | 0 | 0
| Civic Offices | Air source heat pump to provide low temp hot water for domestic services 4 pipe fan coil units AHUs and underfloor heating (Services air source, large commercial (~150kW)) | 1701402 | 8404592 | 5.2 | Services equipment | Rubber hoses etc (proxy) | Construction | 171 | kg | 20 | 44 | 1 | FALSE | 1 | FALSE |  | 1.07 | 171 | 513 | 5138 | Insulation (rigid sheet), EPS |  | 60 | D4 | 0 | 0 | 0 | 0 | 0 | 0 | 0 | 0 | 0
| Civic Offices | Air source heat pump to provide low temp hot water for domestic services 4 pipe fan coil units AHUs and underfloor heating (Services air source, large commercial (~150kW)) | 1701402 | 8404592 | 5.2 | Services equipment | Rubber hoses etc (proxy) | Construction | 171 | kg | 20 | 44 | 1 | FALSE | 1 | FALSE |  | 1.07 | 171 | 513 | 5138 | Insulation (rigid sheet), EPS |  | 20 | B4B5 | 828.1225 | 2.3429e-05 | 3.1119 | 5.5272 | 1.7677 | 0.0002043 | 18225.833 | 347.2936 | 4.0888
| Civic Offices | Air source heat pump to provide low temp hot water for domestic services 4 pipe fan coil units AHUs and underfloor heating (Services air source, large commercial (~150kW)) | 1701402 | 8404592 | 5.2 | Services equipment | Rubber hoses etc (proxy) | Construction | 171 | kg | 20 | 44 | 1 | FALSE | 1 | FALSE |  | 1.07 | 171 | 513 | 5138 | Insulation (rigid sheet), EPS |  | 20 | D2 | 0 | 0 | 0 | 0 | 0 | 0 | 0 | 0 | 0
| Civic Offices | Air source heat pump to provide low temp hot water for domestic services 4 pipe fan coil units AHUs and underfloor heating (Services air source, large commercial (~150kW)) | 1701402 | 8404592 | 5.2 | Services equipment | Rubber hoses etc (proxy) | Construction | 171 | kg | 20 | 44 | 1 | FALSE | 1 | FALSE |  | 1.07 | 171 | 513 | 5138 | Insulation (rigid sheet), EPS |  | 20 | D3 | 0 | 0 | 0 | 0 | 0 | 0 | 0 | 0 | 0
| Civic Offices | Air source heat pump to provide low temp hot water for domestic services 4 pipe fan coil units AHUs and underfloor heating (Services air source, large commercial (~150kW)) | 1701402 | 8404592 | 5.2 | Services equipment | Rubber hoses etc (proxy) | Construction | 171 | kg | 20 | 44 | 1 | FALSE | 1 | FALSE |  | 1.07 | 171 | 513 | 5138 | Insulation (rigid sheet), EPS |  | 20 | D4 | 0 | 0 | 0 | 0 | 0 | 0 | 0 | 0 | 0
| Civic Offices | Air source heat pump to provide low temp hot water for domestic services 4 pipe fan coil units AHUs and underfloor heating (Services air source, large commercial (~150kW)) | 1701402 | 8404592 | 5.2 | Services equipment | Rubber hoses etc (proxy) | Construction | 171 | kg | 20 | 44 | 1 | FALSE | 1 | FALSE |  | 1.07 | 171 | 513 | 5138 | Insulation (rigid sheet), EPS |  | 40 | B4B5 | 828.1225 | 2.3429e-05 | 3.1119 | 5.5272 | 1.7677 | 0.0002043 | 18225.833 | 347.2936 | 4.0888
| Civic Offices | Air source heat pump to provide low temp hot water for domestic services 4 pipe fan coil units AHUs and underfloor heating (Services air source, large commercial (~150kW)) | 1701402 | 8404592 | 5.2 | Services equipment | Rubber hoses etc (proxy) | Construction | 171 | kg | 20 | 44 | 1 | FALSE | 1 | FALSE |  | 1.07 | 171 | 513 | 5138 | Insulation (rigid sheet), EPS |  | 40 | D2 | 0 | 0 | 0 | 0 | 0 | 0 | 0 | 0 | 0
| Civic Offices | Air source heat pump to provide low temp hot water for domestic services 4 pipe fan coil units AHUs and underfloor heating (Services air source, large commercial (~150kW)) | 1701402 | 8404592 | 5.2 | Services equipment | Rubber hoses etc (proxy) | Construction | 171 | kg | 20 | 44 | 1 | FALSE | 1 | FALSE |  | 1.07 | 171 | 513 | 5138 | Insulation (rigid sheet), EPS |  | 40 | D3 | 0 | 0 | 0 | 0 | 0 | 0 | 0 | 0 | 0
| Civic Offices | Air source heat pump to provide low temp hot water for domestic services 4 pipe fan coil units AHUs and underfloor heating (Services air source, large commercial (~150kW)) | 1701402 | 8404592 | 5.2 | Services equipment | Rubber hoses etc (proxy) | Construction | 171 | kg | 20 | 44 | 1 | FALSE | 1 | FALSE |  | 1.07 | 171 | 513 | 5138 | Insulation (rigid sheet), EPS |  | 40 | D4 | 0 | 0 | 0 | 0 | 0 | 0 | 0 | 0 | 0
| Civic Offices | Air source heat pump to provide low temp hot water for domestic services 4 pipe fan coil units AHUs and underfloor heating (Services air source, large commercial (~150kW)) | 1701402 | 8404593 | 5.2 | Services equipment | steel unit (internal and external) | Construction | 371 | kg | 20 | 44 | 1 | FALSE | 1 | FALSE |  | 1.01 | 371 | 1113 | 5238 | Structure, steel (hot rolled) |  | 0 | A1A3 | 667.5421 | 3.9388e-05 | 3.2925 | 2.2567 | 0.69966 | 0.010184 | 8508.498 | 336.4896 | 8.8401
| Civic Offices | Air source heat pump to provide low temp hot water for domestic services 4 pipe fan coil units AHUs and underfloor heating (Services air source, large commercial (~150kW)) | 1701402 | 8404593 | 5.2 | Services equipment | steel unit (internal and external) | Construction | 371 | kg | 20 | 44 | 1 | FALSE | 1 | FALSE |  | 1.01 | 371 | 1113 | 5238 | Structure, steel (hot rolled) |  | 0 | A4 | 15.5527 | 2.1521e-06 | 0.073948 | 0.013731 | 0.0097622 | 3.4636e-05 | 227.5581 | 66.0857 | 0.063208
| Civic Offices | Air source heat pump to provide low temp hot water for domestic services 4 pipe fan coil units AHUs and underfloor heating (Services air source, large commercial (~150kW)) | 1701402 | 8404593 | 5.2 | Services equipment | steel unit (internal and external) | Construction | 371 | kg | 20 | 44 | 1 | FALSE | 1 | FALSE |  | 1.01 | 371 | 1113 | 5238 | Structure, steel (hot rolled) |  | 0 | A5 | 0.0019285 | 5.0498e-10 | 1.3486e-05 | 4.4313e-06 | 2.2378e-06 | 2.7204e-09 | 0.047277 | 0.5565 | 0
| Civic Offices | Air source heat pump to provide low temp hot water for domestic services 4 pipe fan coil units AHUs and underfloor heating (Services air source, large commercial (~150kW)) | 1701402 | 8404593 | 5.2 | Services equipment | steel unit (internal and external) | Construction | 371 | kg | 20 | 44 | 1 | FALSE | 1 | FALSE |  | 1.01 | 371 | 1113 | 5238 | Structure, steel (hot rolled) |  | 0 | D2 | 0 | 0 | 0 | 0 | 0 | 0 | 0 | 0 | 0
| Civic Offices | Air source heat pump to provide low temp hot water for domestic services 4 pipe fan coil units AHUs and underfloor heating (Services air source, large commercial (~150kW)) | 1701402 | 8404593 | 5.2 | Services equipment | steel unit (internal and external) | Construction | 371 | kg | 20 | 44 | 1 | FALSE | 1 | FALSE |  | 1.01 | 371 | 1113 | 5238 | Structure, steel (hot rolled) |  | 0 | D3 | 0 | 0 | 0 | 0 | 0 | 0 | 0 | 0 | 0
| Civic Offices | Air source heat pump to provide low temp hot water for domestic services 4 pipe fan coil units AHUs and underfloor heating (Services air source, large commercial (~150kW)) | 1701402 | 8404593 | 5.2 | Services equipment | steel unit (internal and external) | Construction | 371 | kg | 20 | 44 | 1 | FALSE | 1 | FALSE |  | 1.01 | 371 | 1113 | 5238 | Structure, steel (hot rolled) |  | 0 | D4 | 0 | 0 | 0 | 0 | 0 | 0 | 0 | 0 | 0
| Civic Offices | Air source heat pump to provide low temp hot water for domestic services 4 pipe fan coil units AHUs and underfloor heating (Services air source, large commercial (~150kW)) | 1701402 | 8404593 | 5.2 | Services equipment | steel unit (internal and external) | Construction | 371 | kg | 20 | 44 | 1 | FALSE | 1 | FALSE |  | 1.01 | 371 | 1113 | 5238 | Structure, steel (hot rolled) |  | 60 | C2 | 0 | 0 | 0 | 0 | 0 | 0 | 0 | 0 | 0
| Civic Offices | Air source heat pump to provide low temp hot water for domestic services 4 pipe fan coil units AHUs and underfloor heating (Services air source, large commercial (~150kW)) | 1701402 | 8404593 | 5.2 | Services equipment | steel unit (internal and external) | Construction | 371 | kg | 20 | 44 | 1 | FALSE | 1 | FALSE |  | 1.01 | 371 | 1113 | 5238 | Structure, steel (hot rolled) |  | 60 | C4 | 0.19285 | 5.0498e-08 | 0.0013486 | 0.00044313 | 0.00022378 | 2.7204e-07 | 4.7277 | 55.65 | 0.0096713
| Civic Offices | Air source heat pump to provide low temp hot water for domestic services 4 pipe fan coil units AHUs and underfloor heating (Services air source, large commercial (~150kW)) | 1701402 | 8404593 | 5.2 | Services equipment | steel unit (internal and external) | Construction | 371 | kg | 20 | 44 | 1 | FALSE | 1 | FALSE |  | 1.01 | 371 | 1113 | 5238 | Structure, steel (hot rolled) |  | 60 | D2 | 0 | 0 | 0 | 0 | 0 | 0 | 0 | 0 | 0
| Civic Offices | Air source heat pump to provide low temp hot water for domestic services 4 pipe fan coil units AHUs and underfloor heating (Services air source, large commercial (~150kW)) | 1701402 | 8404593 | 5.2 | Services equipment | steel unit (internal and external) | Construction | 371 | kg | 20 | 44 | 1 | FALSE | 1 | FALSE |  | 1.01 | 371 | 1113 | 5238 | Structure, steel (hot rolled) |  | 60 | D3 | 0 | 0 | 0 | 0 | 0 | 0 | 0 | 0 | 0
| Civic Offices | Air source heat pump to provide low temp hot water for domestic services 4 pipe fan coil units AHUs and underfloor heating (Services air source, large commercial (~150kW)) | 1701402 | 8404593 | 5.2 | Services equipment | steel unit (internal and external) | Construction | 371 | kg | 20 | 44 | 1 | FALSE | 1 | FALSE |  | 1.01 | 371 | 1113 | 5238 | Structure, steel (hot rolled) |  | 60 | D4 | 0 | 0 | 0 | 0 | 0 | 0 | 0 | 0 | 0
| Civic Offices | Air source heat pump to provide low temp hot water for domestic services 4 pipe fan coil units AHUs and underfloor heating (Services air source, large commercial (~150kW)) | 1701402 | 8404593 | 5.2 | Services equipment | steel unit (internal and external) | Construction | 371 | kg | 20 | 44 | 1 | FALSE | 1 | FALSE |  | 1.01 | 371 | 1113 | 5238 | Structure, steel (hot rolled) |  | 20 | B4B5 | 683.2896 | 4.1591e-05 | 3.3678 | 2.2709 | 0.70965 | 0.010219 | 8740.8311 | 458.7818 | 8.9033
| Civic Offices | Air source heat pump to provide low temp hot water for domestic services 4 pipe fan coil units AHUs and underfloor heating (Services air source, large commercial (~150kW)) | 1701402 | 8404593 | 5.2 | Services equipment | steel unit (internal and external) | Construction | 371 | kg | 20 | 44 | 1 | FALSE | 1 | FALSE |  | 1.01 | 371 | 1113 | 5238 | Structure, steel (hot rolled) |  | 20 | D2 | 0 | 0 | 0 | 0 | 0 | 0 | 0 | 0 | 0
| Civic Offices | Air source heat pump to provide low temp hot water for domestic services 4 pipe fan coil units AHUs and underfloor heating (Services air source, large commercial (~150kW)) | 1701402 | 8404593 | 5.2 | Services equipment | steel unit (internal and external) | Construction | 371 | kg | 20 | 44 | 1 | FALSE | 1 | FALSE |  | 1.01 | 371 | 1113 | 5238 | Structure, steel (hot rolled) |  | 20 | D3 | 0 | 0 | 0 | 0 | 0 | 0 | 0 | 0 | 0
| Civic Offices | Air source heat pump to provide low temp hot water for domestic services 4 pipe fan coil units AHUs and underfloor heating (Services air source, large commercial (~150kW)) | 1701402 | 8404593 | 5.2 | Services equipment | steel unit (internal and external) | Construction | 371 | kg | 20 | 44 | 1 | FALSE | 1 | FALSE |  | 1.01 | 371 | 1113 | 5238 | Structure, steel (hot rolled) |  | 20 | D4 | 0 | 0 | 0 | 0 | 0 | 0 | 0 | 0 | 0
| Civic Offices | Air source heat pump to provide low temp hot water for domestic services 4 pipe fan coil units AHUs and underfloor heating (Services air source, large commercial (~150kW)) | 1701402 | 8404593 | 5.2 | Services equipment | steel unit (internal and external) | Construction | 371 | kg | 20 | 44 | 1 | FALSE | 1 | FALSE |  | 1.01 | 371 | 1113 | 5238 | Structure, steel (hot rolled) |  | 40 | B4B5 | 683.2896 | 4.1591e-05 | 3.3678 | 2.2709 | 0.70965 | 0.010219 | 8740.8311 | 458.7818 | 8.9033
| Civic Offices | Air source heat pump to provide low temp hot water for domestic services 4 pipe fan coil units AHUs and underfloor heating (Services air source, large commercial (~150kW)) | 1701402 | 8404593 | 5.2 | Services equipment | steel unit (internal and external) | Construction | 371 | kg | 20 | 44 | 1 | FALSE | 1 | FALSE |  | 1.01 | 371 | 1113 | 5238 | Structure, steel (hot rolled) |  | 40 | D2 | 0 | 0 | 0 | 0 | 0 | 0 | 0 | 0 | 0
| Civic Offices | Air source heat pump to provide low temp hot water for domestic services 4 pipe fan coil units AHUs and underfloor heating (Services air source, large commercial (~150kW)) | 1701402 | 8404593 | 5.2 | Services equipment | steel unit (internal and external) | Construction | 371 | kg | 20 | 44 | 1 | FALSE | 1 | FALSE |  | 1.01 | 371 | 1113 | 5238 | Structure, steel (hot rolled) |  | 40 | D3 | 0 | 0 | 0 | 0 | 0 | 0 | 0 | 0 | 0
| Civic Offices | Air source heat pump to provide low temp hot water for domestic services 4 pipe fan coil units AHUs and underfloor heating (Services air source, large commercial (~150kW)) | 1701402 | 8404593 | 5.2 | Services equipment | steel unit (internal and external) | Construction | 371 | kg | 20 | 44 | 1 | FALSE | 1 | FALSE |  | 1.01 | 371 | 1113 | 5238 | Structure, steel (hot rolled) |  | 40 | D4 | 0 | 0 | 0 | 0 | 0 | 0 | 0 | 0 | 0
| Civic Offices | Air source heat pump for cold and hot water to 4 pipe fan coils and AHUs (Services air source, large commercial (~150kW)) | 1701403 | 8404598 | 5.2 | Services equipment | pipe Insulation | Construction | 14 | kg | 20 | 44 | 1 | FALSE | 1 | FALSE |  | 1.07 | 14 | 42 | 5349 | Insulation (flexible), polyurethane foam |  | 0 | A1A3 | 73.9184 | 6.2952e-07 | 0.31798 | 0.082907 | 0.047867 | 0.00045594 | 1310.6015 | 21.8855 | 0.39842
| Civic Offices | Air source heat pump for cold and hot water to 4 pipe fan coils and AHUs (Services air source, large commercial (~150kW)) | 1701403 | 8404598 | 5.2 | Services equipment | pipe Insulation | Construction | 14 | kg | 20 | 44 | 1 | FALSE | 1 | FALSE |  | 1.07 | 14 | 42 | 5349 | Insulation (flexible), polyurethane foam |  | 0 | A4 | 0.28705 | 5.1575e-08 | 0.00093989 | 0.00025404 | 0.00016034 | 1.0011e-06 | 4.2789 | 0.65336 | 0.0011812
| Civic Offices | Air source heat pump for cold and hot water to 4 pipe fan coils and AHUs (Services air source, large commercial (~150kW)) | 1701403 | 8404598 | 5.2 | Services equipment | pipe Insulation | Construction | 14 | kg | 20 | 44 | 1 | FALSE | 1 | FALSE |  | 1.07 | 14 | 42 | 5349 | Insulation (flexible), polyurethane foam |  | 0 | A5 | 0.084242 | 2.6614e-09 | 0.00010636 | 0.026819 | 2.5809e-05 | 1.7214e-08 | 0.29926 | 0.147 | 0
| Civic Offices | Air source heat pump for cold and hot water to 4 pipe fan coils and AHUs (Services air source, large commercial (~150kW)) | 1701403 | 8404598 | 5.2 | Services equipment | pipe Insulation | Construction | 14 | kg | 20 | 44 | 1 | FALSE | 1 | FALSE |  | 1.07 | 14 | 42 | 5349 | Insulation (flexible), polyurethane foam |  | 0 | D2 | 0 | 0 | 0 | 0 | 0 | 0 | 0 | 0 | 0
| Civic Offices | Air source heat pump for cold and hot water to 4 pipe fan coils and AHUs (Services air source, large commercial (~150kW)) | 1701403 | 8404598 | 5.2 | Services equipment | pipe Insulation | Construction | 14 | kg | 20 | 44 | 1 | FALSE | 1 | FALSE |  | 1.07 | 14 | 42 | 5349 | Insulation (flexible), polyurethane foam |  | 0 | D3 | 0 | 0 | 0 | 0 | 0 | 0 | 0 | 0 | 0
| Civic Offices | Air source heat pump for cold and hot water to 4 pipe fan coils and AHUs (Services air source, large commercial (~150kW)) | 1701403 | 8404598 | 5.2 | Services equipment | pipe Insulation | Construction | 14 | kg | 20 | 44 | 1 | FALSE | 1 | FALSE |  | 1.07 | 14 | 42 | 5349 | Insulation (flexible), polyurethane foam |  | 0 | D4 | 0 | 0 | 0 | 0 | 0 | 0 | 0 | 0 | 0
| Civic Offices | Air source heat pump for cold and hot water to 4 pipe fan coils and AHUs (Services air source, large commercial (~150kW)) | 1701403 | 8404598 | 5.2 | Services equipment | pipe Insulation | Construction | 14 | kg | 20 | 44 | 1 | FALSE | 1 | FALSE |  | 1.07 | 14 | 42 | 5349 | Insulation (flexible), polyurethane foam |  | 60 | C2 | 0 | 0 | 0 | 0 | 0 | 0 | 0 | 0 | 0
| Civic Offices | Air source heat pump for cold and hot water to 4 pipe fan coils and AHUs (Services air source, large commercial (~150kW)) | 1701403 | 8404598 | 5.2 | Services equipment | pipe Insulation | Construction | 14 | kg | 20 | 44 | 1 | FALSE | 1 | FALSE |  | 1.07 | 14 | 42 | 5349 | Insulation (flexible), polyurethane foam |  | 60 | C4 | 1.2035 | 3.8021e-08 | 0.0015195 | 0.38313 | 0.0003687 | 2.4592e-07 | 4.2751 | 2.1 | 0.1026
| Civic Offices | Air source heat pump for cold and hot water to 4 pipe fan coils and AHUs (Services air source, large commercial (~150kW)) | 1701403 | 8404598 | 5.2 | Services equipment | pipe Insulation | Construction | 14 | kg | 20 | 44 | 1 | FALSE | 1 | FALSE |  | 1.07 | 14 | 42 | 5349 | Insulation (flexible), polyurethane foam |  | 60 | D2 | 0 | 0 | 0 | 0 | 0 | 0 | 0 | 0 | 0
| Civic Offices | Air source heat pump for cold and hot water to 4 pipe fan coils and AHUs (Services air source, large commercial (~150kW)) | 1701403 | 8404598 | 5.2 | Services equipment | pipe Insulation | Construction | 14 | kg | 20 | 44 | 1 | FALSE | 1 | FALSE |  | 1.07 | 14 | 42 | 5349 | Insulation (flexible), polyurethane foam |  | 60 | D3 | 0 | 0 | 0 | 0 | 0 | 0 | 0 | 0 | 0
| Civic Offices | Air source heat pump for cold and hot water to 4 pipe fan coils and AHUs (Services air source, large commercial (~150kW)) | 1701403 | 8404598 | 5.2 | Services equipment | pipe Insulation | Construction | 14 | kg | 20 | 44 | 1 | FALSE | 1 | FALSE |  | 1.07 | 14 | 42 | 5349 | Insulation (flexible), polyurethane foam |  | 60 | D4 | 0 | 0 | 0 | 0 | 0 | 0 | 0 | 0 | 0
| Civic Offices | Air source heat pump for cold and hot water to 4 pipe fan coils and AHUs (Services air source, large commercial (~150kW)) | 1701403 | 8404598 | 5.2 | Services equipment | pipe Insulation | Construction | 14 | kg | 20 | 44 | 1 | FALSE | 1 | FALSE |  | 1.07 | 14 | 42 | 5349 | Insulation (flexible), polyurethane foam |  | 20 | B4B5 | 75.4931 | 7.2178e-07 | 0.32054 | 0.49311 | 0.048422 | 0.00045721 | 1319.4548 | 24.7858 | 0.3996
| Civic Offices | Air source heat pump for cold and hot water to 4 pipe fan coils and AHUs (Services air source, large commercial (~150kW)) | 1701403 | 8404598 | 5.2 | Services equipment | pipe Insulation | Construction | 14 | kg | 20 | 44 | 1 | FALSE | 1 | FALSE |  | 1.07 | 14 | 42 | 5349 | Insulation (flexible), polyurethane foam |  | 20 | D2 | 0 | 0 | 0 | 0 | 0 | 0 | 0 | 0 | 0
| Civic Offices | Air source heat pump for cold and hot water to 4 pipe fan coils and AHUs (Services air source, large commercial (~150kW)) | 1701403 | 8404598 | 5.2 | Services equipment | pipe Insulation | Construction | 14 | kg | 20 | 44 | 1 | FALSE | 1 | FALSE |  | 1.07 | 14 | 42 | 5349 | Insulation (flexible), polyurethane foam |  | 20 | D3 | 0 | 0 | 0 | 0 | 0 | 0 | 0 | 0 | 0
| Civic Offices | Air source heat pump for cold and hot water to 4 pipe fan coils and AHUs (Services air source, large commercial (~150kW)) | 1701403 | 8404598 | 5.2 | Services equipment | pipe Insulation | Construction | 14 | kg | 20 | 44 | 1 | FALSE | 1 | FALSE |  | 1.07 | 14 | 42 | 5349 | Insulation (flexible), polyurethane foam |  | 20 | D4 | 0 | 0 | 0 | 0 | 0 | 0 | 0 | 0 | 0
| Civic Offices | Air source heat pump for cold and hot water to 4 pipe fan coils and AHUs (Services air source, large commercial (~150kW)) | 1701403 | 8404598 | 5.2 | Services equipment | pipe Insulation | Construction | 14 | kg | 20 | 44 | 1 | FALSE | 1 | FALSE |  | 1.07 | 14 | 42 | 5349 | Insulation (flexible), polyurethane foam |  | 40 | B4B5 | 75.4931 | 7.2178e-07 | 0.32054 | 0.49311 | 0.048422 | 0.00045721 | 1319.4548 | 24.7858 | 0.3996
| Civic Offices | Air source heat pump for cold and hot water to 4 pipe fan coils and AHUs (Services air source, large commercial (~150kW)) | 1701403 | 8404598 | 5.2 | Services equipment | pipe Insulation | Construction | 14 | kg | 20 | 44 | 1 | FALSE | 1 | FALSE |  | 1.07 | 14 | 42 | 5349 | Insulation (flexible), polyurethane foam |  | 40 | D2 | 0 | 0 | 0 | 0 | 0 | 0 | 0 | 0 | 0
| Civic Offices | Air source heat pump for cold and hot water to 4 pipe fan coils and AHUs (Services air source, large commercial (~150kW)) | 1701403 | 8404598 | 5.2 | Services equipment | pipe Insulation | Construction | 14 | kg | 20 | 44 | 1 | FALSE | 1 | FALSE |  | 1.07 | 14 | 42 | 5349 | Insulation (flexible), polyurethane foam |  | 40 | D3 | 0 | 0 | 0 | 0 | 0 | 0 | 0 | 0 | 0
| Civic Offices | Air source heat pump for cold and hot water to 4 pipe fan coils and AHUs (Services air source, large commercial (~150kW)) | 1701403 | 8404598 | 5.2 | Services equipment | pipe Insulation | Construction | 14 | kg | 20 | 44 | 1 | FALSE | 1 | FALSE |  | 1.07 | 14 | 42 | 5349 | Insulation (flexible), polyurethane foam |  | 40 | D4 | 0 | 0 | 0 | 0 | 0 | 0 | 0 | 0 | 0
| Civic Offices | Air source heat pump for cold and hot water to 4 pipe fan coils and AHUs (Services air source, large commercial (~150kW)) | 1701403 | 8404599 | 5.2 | Services equipment | copper unit and pipe (internal and external) | Construction | 214 | kg | 20 | 44 | 1 | FALSE | 1 | FALSE |  | 1.03 | 214 | 642 | 5113 | Cladding sheet (plain), copper |  | 0 | A1A3 | 1517.5889 | 0.0012612 | 77.1823 | 51.5215 | 4.2663 | 0.35114 | 23026.7506 | 4495.082 | 48.5096
| Civic Offices | Air source heat pump for cold and hot water to 4 pipe fan coils and AHUs (Services air source, large commercial (~150kW)) | 1701403 | 8404599 | 5.2 | Services equipment | copper unit and pipe (internal and external) | Construction | 214 | kg | 20 | 44 | 1 | FALSE | 1 | FALSE |  | 1.03 | 214 | 642 | 5113 | Cladding sheet (plain), copper |  | 0 | A4 | 4.3186 | 7.7595e-07 | 0.014141 | 0.003822 | 0.0024124 | 1.5061e-05 | 64.3757 | 9.8297 | 0.017772
| Civic Offices | Air source heat pump for cold and hot water to 4 pipe fan coils and AHUs (Services air source, large commercial (~150kW)) | 1701403 | 8404599 | 5.2 | Services equipment | copper unit and pipe (internal and external) | Construction | 214 | kg | 20 | 44 | 1 | FALSE | 1 | FALSE |  | 1.03 | 214 | 642 | 5113 | Cladding sheet (plain), copper |  | 0 | A5 | 0.0033371 | 8.7384e-10 | 2.3336e-05 | 7.6682e-06 | 3.8724e-06 | 4.7075e-09 | 0.081811 | 0.963 | 0
| Civic Offices | Air source heat pump for cold and hot water to 4 pipe fan coils and AHUs (Services air source, large commercial (~150kW)) | 1701403 | 8404599 | 5.2 | Services equipment | copper unit and pipe (internal and external) | Construction | 214 | kg | 20 | 44 | 1 | FALSE | 1 | FALSE |  | 1.03 | 214 | 642 | 5113 | Cladding sheet (plain), copper |  | 0 | D2 | 0 | 0 | 0 | 0 | 0 | 0 | 0 | 0 | 0
| Civic Offices | Air source heat pump for cold and hot water to 4 pipe fan coils and AHUs (Services air source, large commercial (~150kW)) | 1701403 | 8404599 | 5.2 | Services equipment | copper unit and pipe (internal and external) | Construction | 214 | kg | 20 | 44 | 1 | FALSE | 1 | FALSE |  | 1.03 | 214 | 642 | 5113 | Cladding sheet (plain), copper |  | 0 | D3 | 0 | 0 | 0 | 0 | 0 | 0 | 0 | 0 | 0
| Civic Offices | Air source heat pump for cold and hot water to 4 pipe fan coils and AHUs (Services air source, large commercial (~150kW)) | 1701403 | 8404599 | 5.2 | Services equipment | copper unit and pipe (internal and external) | Construction | 214 | kg | 20 | 44 | 1 | FALSE | 1 | FALSE |  | 1.03 | 214 | 642 | 5113 | Cladding sheet (plain), copper |  | 0 | D4 | 0 | 0 | 0 | 0 | 0 | 0 | 0 | 0 | 0
| Civic Offices | Air source heat pump for cold and hot water to 4 pipe fan coils and AHUs (Services air source, large commercial (~150kW)) | 1701403 | 8404599 | 5.2 | Services equipment | copper unit and pipe (internal and external) | Construction | 214 | kg | 20 | 44 | 1 | FALSE | 1 | FALSE |  | 1.03 | 214 | 642 | 5113 | Cladding sheet (plain), copper |  | 60 | C2 | 0 | 0 | 0 | 0 | 0 | 0 | 0 | 0 | 0
| Civic Offices | Air source heat pump for cold and hot water to 4 pipe fan coils and AHUs (Services air source, large commercial (~150kW)) | 1701403 | 8404599 | 5.2 | Services equipment | copper unit and pipe (internal and external) | Construction | 214 | kg | 20 | 44 | 1 | FALSE | 1 | FALSE |  | 1.03 | 214 | 642 | 5113 | Cladding sheet (plain), copper |  | 60 | C4 | 0.11124 | 2.9128e-08 | 0.00077787 | 0.00025561 | 0.00012908 | 1.5692e-07 | 2.727 | 32.1 | 0.0055786
| Civic Offices | Air source heat pump for cold and hot water to 4 pipe fan coils and AHUs (Services air source, large commercial (~150kW)) | 1701403 | 8404599 | 5.2 | Services equipment | copper unit and pipe (internal and external) | Construction | 214 | kg | 20 | 44 | 1 | FALSE | 1 | FALSE |  | 1.03 | 214 | 642 | 5113 | Cladding sheet (plain), copper |  | 60 | D2 | 0 | 0 | 0 | 0 | 0 | 0 | 0 | 0 | 0
| Civic Offices | Air source heat pump for cold and hot water to 4 pipe fan coils and AHUs (Services air source, large commercial (~150kW)) | 1701403 | 8404599 | 5.2 | Services equipment | copper unit and pipe (internal and external) | Construction | 214 | kg | 20 | 44 | 1 | FALSE | 1 | FALSE |  | 1.03 | 214 | 642 | 5113 | Cladding sheet (plain), copper |  | 60 | D3 | 0 | 0 | 0 | 0 | 0 | 0 | 0 | 0 | 0
| Civic Offices | Air source heat pump for cold and hot water to 4 pipe fan coils and AHUs (Services air source, large commercial (~150kW)) | 1701403 | 8404599 | 5.2 | Services equipment | copper unit and pipe (internal and external) | Construction | 214 | kg | 20 | 44 | 1 | FALSE | 1 | FALSE |  | 1.03 | 214 | 642 | 5113 | Cladding sheet (plain), copper |  | 60 | D4 | 0 | 0 | 0 | 0 | 0 | 0 | 0 | 0 | 0
| Civic Offices | Air source heat pump for cold and hot water to 4 pipe fan coils and AHUs (Services air source, large commercial (~150kW)) | 1701403 | 8404599 | 5.2 | Services equipment | copper unit and pipe (internal and external) | Construction | 214 | kg | 20 | 44 | 1 | FALSE | 1 | FALSE |  | 1.03 | 214 | 642 | 5113 | Cladding sheet (plain), copper |  | 20 | B4B5 | 1522.0221 | 0.001262 | 77.1972 | 51.5256 | 4.2689 | 0.35116 | 23093.9351 | 4537.9747 | 48.5274
| Civic Offices | Air source heat pump for cold and hot water to 4 pipe fan coils and AHUs (Services air source, large commercial (~150kW)) | 1701403 | 8404599 | 5.2 | Services equipment | copper unit and pipe (internal and external) | Construction | 214 | kg | 20 | 44 | 1 | FALSE | 1 | FALSE |  | 1.03 | 214 | 642 | 5113 | Cladding sheet (plain), copper |  | 20 | D2 | 0 | 0 | 0 | 0 | 0 | 0 | 0 | 0 | 0
| Civic Offices | Air source heat pump for cold and hot water to 4 pipe fan coils and AHUs (Services air source, large commercial (~150kW)) | 1701403 | 8404599 | 5.2 | Services equipment | copper unit and pipe (internal and external) | Construction | 214 | kg | 20 | 44 | 1 | FALSE | 1 | FALSE |  | 1.03 | 214 | 642 | 5113 | Cladding sheet (plain), copper |  | 20 | D3 | 0 | 0 | 0 | 0 | 0 | 0 | 0 | 0 | 0
| Civic Offices | Air source heat pump for cold and hot water to 4 pipe fan coils and AHUs (Services air source, large commercial (~150kW)) | 1701403 | 8404599 | 5.2 | Services equipment | copper unit and pipe (internal and external) | Construction | 214 | kg | 20 | 44 | 1 | FALSE | 1 | FALSE |  | 1.03 | 214 | 642 | 5113 | Cladding sheet (plain), copper |  | 20 | D4 | 0 | 0 | 0 | 0 | 0 | 0 | 0 | 0 | 0
| Civic Offices | Air source heat pump for cold and hot water to 4 pipe fan coils and AHUs (Services air source, large commercial (~150kW)) | 1701403 | 8404599 | 5.2 | Services equipment | copper unit and pipe (internal and external) | Construction | 214 | kg | 20 | 44 | 1 | FALSE | 1 | FALSE |  | 1.03 | 214 | 642 | 5113 | Cladding sheet (plain), copper |  | 40 | B4B5 | 1522.0221 | 0.001262 | 77.1972 | 51.5256 | 4.2689 | 0.35116 | 23093.9351 | 4537.9747 | 48.5274
| Civic Offices | Air source heat pump for cold and hot water to 4 pipe fan coils and AHUs (Services air source, large commercial (~150kW)) | 1701403 | 8404599 | 5.2 | Services equipment | copper unit and pipe (internal and external) | Construction | 214 | kg | 20 | 44 | 1 | FALSE | 1 | FALSE |  | 1.03 | 214 | 642 | 5113 | Cladding sheet (plain), copper |  | 40 | D2 | 0 | 0 | 0 | 0 | 0 | 0 | 0 | 0 | 0
| Civic Offices | Air source heat pump for cold and hot water to 4 pipe fan coils and AHUs (Services air source, large commercial (~150kW)) | 1701403 | 8404599 | 5.2 | Services equipment | copper unit and pipe (internal and external) | Construction | 214 | kg | 20 | 44 | 1 | FALSE | 1 | FALSE |  | 1.03 | 214 | 642 | 5113 | Cladding sheet (plain), copper |  | 40 | D3 | 0 | 0 | 0 | 0 | 0 | 0 | 0 | 0 | 0
| Civic Offices | Air source heat pump for cold and hot water to 4 pipe fan coils and AHUs (Services air source, large commercial (~150kW)) | 1701403 | 8404599 | 5.2 | Services equipment | copper unit and pipe (internal and external) | Construction | 214 | kg | 20 | 44 | 1 | FALSE | 1 | FALSE |  | 1.03 | 214 | 642 | 5113 | Cladding sheet (plain), copper |  | 40 | D4 | 0 | 0 | 0 | 0 | 0 | 0 | 0 | 0 | 0
| Civic Offices | Air source heat pump for cold and hot water to 4 pipe fan coils and AHUs (Services air source, large commercial (~150kW)) | 1701403 | 8404600 | 5.2 | Services equipment | Plastic casing etc | Construction | 229 | kg | 20 | 44 | 1 | FALSE | 1 | FALSE |  | 1.05 | 229 | 687 | 5377 | Roof membrane (single ply), PVC |  | 0 | A1A3 | 501.5759 | 4.0985e-05 | 2.8348 | 0.74891 | 0.62069 | 0.0074129 | 13636.5093 | 2177.3031 | 4.2551
| Civic Offices | Air source heat pump for cold and hot water to 4 pipe fan coils and AHUs (Services air source, large commercial (~150kW)) | 1701403 | 8404600 | 5.2 | Services equipment | Plastic casing etc | Construction | 229 | kg | 20 | 44 | 1 | FALSE | 1 | FALSE |  | 1.05 | 229 | 687 | 5377 | Roof membrane (single ply), PVC |  | 0 | A4 | 4.5557 | 8.1855e-07 | 0.014917 | 0.0040318 | 0.0025448 | 1.5888e-05 | 67.9105 | 10.3694 | 0.018747
| Civic Offices | Air source heat pump for cold and hot water to 4 pipe fan coils and AHUs (Services air source, large commercial (~150kW)) | 1701403 | 8404600 | 5.2 | Services equipment | Plastic casing etc | Construction | 229 | kg | 20 | 44 | 1 | FALSE | 1 | FALSE |  | 1.05 | 229 | 687 | 5377 | Roof membrane (single ply), PVC |  | 0 | A5 | 0.21993 | 9.4274e-09 | 0.00070067 | 0.013006 | 7.6611e-05 | 5.1419e-08 | 0.87447 | 1.7175 | 0
| Civic Offices | Air source heat pump for cold and hot water to 4 pipe fan coils and AHUs (Services air source, large commercial (~150kW)) | 1701403 | 8404600 | 5.2 | Services equipment | Plastic casing etc | Construction | 229 | kg | 20 | 44 | 1 | FALSE | 1 | FALSE |  | 1.05 | 229 | 687 | 5377 | Roof membrane (single ply), PVC |  | 0 | D2 | 0 | 0 | 0 | 0 | 0 | 0 | 0 | 0 | 0
| Civic Offices | Air source heat pump for cold and hot water to 4 pipe fan coils and AHUs (Services air source, large commercial (~150kW)) | 1701403 | 8404600 | 5.2 | Services equipment | Plastic casing etc | Construction | 229 | kg | 20 | 44 | 1 | FALSE | 1 | FALSE |  | 1.05 | 229 | 687 | 5377 | Roof membrane (single ply), PVC |  | 0 | D3 | 0 | 0 | 0 | 0 | 0 | 0 | 0 | 0 | 0
| Civic Offices | Air source heat pump for cold and hot water to 4 pipe fan coils and AHUs (Services air source, large commercial (~150kW)) | 1701403 | 8404600 | 5.2 | Services equipment | Plastic casing etc | Construction | 229 | kg | 20 | 44 | 1 | FALSE | 1 | FALSE |  | 1.05 | 229 | 687 | 5377 | Roof membrane (single ply), PVC |  | 0 | D4 | 0 | 0 | 0 | 0 | 0 | 0 | 0 | 0 | 0
| Civic Offices | Air source heat pump for cold and hot water to 4 pipe fan coils and AHUs (Services air source, large commercial (~150kW)) | 1701403 | 8404600 | 5.2 | Services equipment | Plastic casing etc | Construction | 229 | kg | 20 | 44 | 1 | FALSE | 1 | FALSE |  | 1.05 | 229 | 687 | 5377 | Roof membrane (single ply), PVC |  | 60 | C2 | 0 | 0 | 0 | 0 | 0 | 0 | 0 | 0 | 0
| Civic Offices | Air source heat pump for cold and hot water to 4 pipe fan coils and AHUs (Services air source, large commercial (~150kW)) | 1701403 | 8404600 | 5.2 | Services equipment | Plastic casing etc | Construction | 229 | kg | 20 | 44 | 1 | FALSE | 1 | FALSE |  | 1.05 | 229 | 687 | 5377 | Roof membrane (single ply), PVC |  | 60 | C4 | 4.3987 | 1.8855e-07 | 0.014013 | 0.26012 | 0.0015322 | 1.0284e-06 | 17.4895 | 34.35 | 0.10738
| Civic Offices | Air source heat pump for cold and hot water to 4 pipe fan coils and AHUs (Services air source, large commercial (~150kW)) | 1701403 | 8404600 | 5.2 | Services equipment | Plastic casing etc | Construction | 229 | kg | 20 | 44 | 1 | FALSE | 1 | FALSE |  | 1.05 | 229 | 687 | 5377 | Roof membrane (single ply), PVC |  | 60 | D2 | 0 | 0 | 0 | 0 | 0 | 0 | 0 | 0 | 0
| Civic Offices | Air source heat pump for cold and hot water to 4 pipe fan coils and AHUs (Services air source, large commercial (~150kW)) | 1701403 | 8404600 | 5.2 | Services equipment | Plastic casing etc | Construction | 229 | kg | 20 | 44 | 1 | FALSE | 1 | FALSE |  | 1.05 | 229 | 687 | 5377 | Roof membrane (single ply), PVC |  | 60 | D3 | 0 | 0 | 0 | 0 | 0 | 0 | 0 | 0 | 0
| Civic Offices | Air source heat pump for cold and hot water to 4 pipe fan coils and AHUs (Services air source, large commercial (~150kW)) | 1701403 | 8404600 | 5.2 | Services equipment | Plastic casing etc | Construction | 229 | kg | 20 | 44 | 1 | FALSE | 1 | FALSE |  | 1.05 | 229 | 687 | 5377 | Roof membrane (single ply), PVC |  | 60 | D4 | 0 | 0 | 0 | 0 | 0 | 0 | 0 | 0 | 0
| Civic Offices | Air source heat pump for cold and hot water to 4 pipe fan coils and AHUs (Services air source, large commercial (~150kW)) | 1701403 | 8404600 | 5.2 | Services equipment | Plastic casing etc | Construction | 229 | kg | 20 | 44 | 1 | FALSE | 1 | FALSE |  | 1.05 | 229 | 687 | 5377 | Roof membrane (single ply), PVC |  | 20 | B4B5 | 510.7502 | 4.2001e-05 | 2.8644 | 1.0261 | 0.62484 | 0.0074299 | 13722.7838 | 2223.7401 | 4.2738
| Civic Offices | Air source heat pump for cold and hot water to 4 pipe fan coils and AHUs (Services air source, large commercial (~150kW)) | 1701403 | 8404600 | 5.2 | Services equipment | Plastic casing etc | Construction | 229 | kg | 20 | 44 | 1 | FALSE | 1 | FALSE |  | 1.05 | 229 | 687 | 5377 | Roof membrane (single ply), PVC |  | 20 | D2 | 0 | 0 | 0 | 0 | 0 | 0 | 0 | 0 | 0
| Civic Offices | Air source heat pump for cold and hot water to 4 pipe fan coils and AHUs (Services air source, large commercial (~150kW)) | 1701403 | 8404600 | 5.2 | Services equipment | Plastic casing etc | Construction | 229 | kg | 20 | 44 | 1 | FALSE | 1 | FALSE |  | 1.05 | 229 | 687 | 5377 | Roof membrane (single ply), PVC |  | 20 | D3 | 0 | 0 | 0 | 0 | 0 | 0 | 0 | 0 | 0
| Civic Offices | Air source heat pump for cold and hot water to 4 pipe fan coils and AHUs (Services air source, large commercial (~150kW)) | 1701403 | 8404600 | 5.2 | Services equipment | Plastic casing etc | Construction | 229 | kg | 20 | 44 | 1 | FALSE | 1 | FALSE |  | 1.05 | 229 | 687 | 5377 | Roof membrane (single ply), PVC |  | 20 | D4 | 0 | 0 | 0 | 0 | 0 | 0 | 0 | 0 | 0
| Civic Offices | Air source heat pump for cold and hot water to 4 pipe fan coils and AHUs (Services air source, large commercial (~150kW)) | 1701403 | 8404600 | 5.2 | Services equipment | Plastic casing etc | Construction | 229 | kg | 20 | 44 | 1 | FALSE | 1 | FALSE |  | 1.05 | 229 | 687 | 5377 | Roof membrane (single ply), PVC |  | 40 | B4B5 | 510.7502 | 4.2001e-05 | 2.8644 | 1.0261 | 0.62484 | 0.0074299 | 13722.7838 | 2223.7401 | 4.2738
| Civic Offices | Air source heat pump for cold and hot water to 4 pipe fan coils and AHUs (Services air source, large commercial (~150kW)) | 1701403 | 8404600 | 5.2 | Services equipment | Plastic casing etc | Construction | 229 | kg | 20 | 44 | 1 | FALSE | 1 | FALSE |  | 1.05 | 229 | 687 | 5377 | Roof membrane (single ply), PVC |  | 40 | D2 | 0 | 0 | 0 | 0 | 0 | 0 | 0 | 0 | 0
| Civic Offices | Air source heat pump for cold and hot water to 4 pipe fan coils and AHUs (Services air source, large commercial (~150kW)) | 1701403 | 8404600 | 5.2 | Services equipment | Plastic casing etc | Construction | 229 | kg | 20 | 44 | 1 | FALSE | 1 | FALSE |  | 1.05 | 229 | 687 | 5377 | Roof membrane (single ply), PVC |  | 40 | D3 | 0 | 0 | 0 | 0 | 0 | 0 | 0 | 0 | 0
| Civic Offices | Air source heat pump for cold and hot water to 4 pipe fan coils and AHUs (Services air source, large commercial (~150kW)) | 1701403 | 8404600 | 5.2 | Services equipment | Plastic casing etc | Construction | 229 | kg | 20 | 44 | 1 | FALSE | 1 | FALSE |  | 1.05 | 229 | 687 | 5377 | Roof membrane (single ply), PVC |  | 40 | D4 | 0 | 0 | 0 | 0 | 0 | 0 | 0 | 0 | 0
| Civic Offices | Air source heat pump for cold and hot water to 4 pipe fan coils and AHUs (Services air source, large commercial (~150kW)) | 1701403 | 8404601 | 5.2 | Services equipment | Rubber hoses etc (proxy) | Construction | 171 | kg | 20 | 44 | 1 | FALSE | 1 | FALSE |  | 1.07 | 171 | 513 | 5138 | Insulation (rigid sheet), EPS |  | 0 | A1A3 | 808.8881 | 2.2302e-05 | 3.0806 | 0.51686 | 1.7609 | 0.00018886 | 18117.6965 | 311.8678 | 4.0744
| Civic Offices | Air source heat pump for cold and hot water to 4 pipe fan coils and AHUs (Services air source, large commercial (~150kW)) | 1701403 | 8404601 | 5.2 | Services equipment | Rubber hoses etc (proxy) | Construction | 171 | kg | 20 | 44 | 1 | FALSE | 1 | FALSE |  | 1.07 | 171 | 513 | 5138 | Insulation (rigid sheet), EPS |  | 0 | A4 | 3.5061 | 6.2996e-07 | 0.01148 | 0.0031029 | 0.0019585 | 1.2227e-05 | 52.2636 | 7.9803 | 0.014428
| Civic Offices | Air source heat pump for cold and hot water to 4 pipe fan coils and AHUs (Services air source, large commercial (~150kW)) | 1701403 | 8404601 | 5.2 | Services equipment | Rubber hoses etc (proxy) | Construction | 171 | kg | 20 | 44 | 1 | FALSE | 1 | FALSE |  | 1.07 | 171 | 513 | 5138 | Insulation (rigid sheet), EPS |  | 0 | A5 | 1.029 | 3.2508e-08 | 0.0012992 | 0.32758 | 0.00031524 | 2.1026e-07 | 3.6552 | 1.7955 | 0
| Civic Offices | Air source heat pump for cold and hot water to 4 pipe fan coils and AHUs (Services air source, large commercial (~150kW)) | 1701403 | 8404601 | 5.2 | Services equipment | Rubber hoses etc (proxy) | Construction | 171 | kg | 20 | 44 | 1 | FALSE | 1 | FALSE |  | 1.07 | 171 | 513 | 5138 | Insulation (rigid sheet), EPS |  | 0 | D2 | 0 | 0 | 0 | 0 | 0 | 0 | 0 | 0 | 0
| Civic Offices | Air source heat pump for cold and hot water to 4 pipe fan coils and AHUs (Services air source, large commercial (~150kW)) | 1701403 | 8404601 | 5.2 | Services equipment | Rubber hoses etc (proxy) | Construction | 171 | kg | 20 | 44 | 1 | FALSE | 1 | FALSE |  | 1.07 | 171 | 513 | 5138 | Insulation (rigid sheet), EPS |  | 0 | D3 | 0 | 0 | 0 | 0 | 0 | 0 | 0 | 0 | 0
| Civic Offices | Air source heat pump for cold and hot water to 4 pipe fan coils and AHUs (Services air source, large commercial (~150kW)) | 1701403 | 8404601 | 5.2 | Services equipment | Rubber hoses etc (proxy) | Construction | 171 | kg | 20 | 44 | 1 | FALSE | 1 | FALSE |  | 1.07 | 171 | 513 | 5138 | Insulation (rigid sheet), EPS |  | 0 | D4 | 0 | 0 | 0 | 0 | 0 | 0 | 0 | 0 | 0
| Civic Offices | Air source heat pump for cold and hot water to 4 pipe fan coils and AHUs (Services air source, large commercial (~150kW)) | 1701403 | 8404601 | 5.2 | Services equipment | Rubber hoses etc (proxy) | Construction | 171 | kg | 20 | 44 | 1 | FALSE | 1 | FALSE |  | 1.07 | 171 | 513 | 5138 | Insulation (rigid sheet), EPS |  | 60 | C2 | 0 | 0 | 0 | 0 | 0 | 0 | 0 | 0 | 0
| Civic Offices | Air source heat pump for cold and hot water to 4 pipe fan coils and AHUs (Services air source, large commercial (~150kW)) | 1701403 | 8404601 | 5.2 | Services equipment | Rubber hoses etc (proxy) | Construction | 171 | kg | 20 | 44 | 1 | FALSE | 1 | FALSE |  | 1.07 | 171 | 513 | 5138 | Insulation (rigid sheet), EPS |  | 60 | C4 | 14.6994 | 4.6439e-07 | 0.01856 | 4.6797 | 0.0045034 | 3.0037e-06 | 52.2176 | 25.65 | 1.2532
| Civic Offices | Air source heat pump for cold and hot water to 4 pipe fan coils and AHUs (Services air source, large commercial (~150kW)) | 1701403 | 8404601 | 5.2 | Services equipment | Rubber hoses etc (proxy) | Construction | 171 | kg | 20 | 44 | 1 | FALSE | 1 | FALSE |  | 1.07 | 171 | 513 | 5138 | Insulation (rigid sheet), EPS |  | 60 | D2 | 0 | 0 | 0 | 0 | 0 | 0 | 0 | 0 | 0
| Civic Offices | Air source heat pump for cold and hot water to 4 pipe fan coils and AHUs (Services air source, large commercial (~150kW)) | 1701403 | 8404601 | 5.2 | Services equipment | Rubber hoses etc (proxy) | Construction | 171 | kg | 20 | 44 | 1 | FALSE | 1 | FALSE |  | 1.07 | 171 | 513 | 5138 | Insulation (rigid sheet), EPS |  | 60 | D3 | 0 | 0 | 0 | 0 | 0 | 0 | 0 | 0 | 0
| Civic Offices | Air source heat pump for cold and hot water to 4 pipe fan coils and AHUs (Services air source, large commercial (~150kW)) | 1701403 | 8404601 | 5.2 | Services equipment | Rubber hoses etc (proxy) | Construction | 171 | kg | 20 | 44 | 1 | FALSE | 1 | FALSE |  | 1.07 | 171 | 513 | 5138 | Insulation (rigid sheet), EPS |  | 60 | D4 | 0 | 0 | 0 | 0 | 0 | 0 | 0 | 0 | 0
| Civic Offices | Air source heat pump for cold and hot water to 4 pipe fan coils and AHUs (Services air source, large commercial (~150kW)) | 1701403 | 8404601 | 5.2 | Services equipment | Rubber hoses etc (proxy) | Construction | 171 | kg | 20 | 44 | 1 | FALSE | 1 | FALSE |  | 1.07 | 171 | 513 | 5138 | Insulation (rigid sheet), EPS |  | 20 | B4B5 | 828.1225 | 2.3429e-05 | 3.1119 | 5.5272 | 1.7677 | 0.0002043 | 18225.833 | 347.2936 | 4.0888
| Civic Offices | Air source heat pump for cold and hot water to 4 pipe fan coils and AHUs (Services air source, large commercial (~150kW)) | 1701403 | 8404601 | 5.2 | Services equipment | Rubber hoses etc (proxy) | Construction | 171 | kg | 20 | 44 | 1 | FALSE | 1 | FALSE |  | 1.07 | 171 | 513 | 5138 | Insulation (rigid sheet), EPS |  | 20 | D2 | 0 | 0 | 0 | 0 | 0 | 0 | 0 | 0 | 0
| Civic Offices | Air source heat pump for cold and hot water to 4 pipe fan coils and AHUs (Services air source, large commercial (~150kW)) | 1701403 | 8404601 | 5.2 | Services equipment | Rubber hoses etc (proxy) | Construction | 171 | kg | 20 | 44 | 1 | FALSE | 1 | FALSE |  | 1.07 | 171 | 513 | 5138 | Insulation (rigid sheet), EPS |  | 20 | D3 | 0 | 0 | 0 | 0 | 0 | 0 | 0 | 0 | 0
| Civic Offices | Air source heat pump for cold and hot water to 4 pipe fan coils and AHUs (Services air source, large commercial (~150kW)) | 1701403 | 8404601 | 5.2 | Services equipment | Rubber hoses etc (proxy) | Construction | 171 | kg | 20 | 44 | 1 | FALSE | 1 | FALSE |  | 1.07 | 171 | 513 | 5138 | Insulation (rigid sheet), EPS |  | 20 | D4 | 0 | 0 | 0 | 0 | 0 | 0 | 0 | 0 | 0
| Civic Offices | Air source heat pump for cold and hot water to 4 pipe fan coils and AHUs (Services air source, large commercial (~150kW)) | 1701403 | 8404601 | 5.2 | Services equipment | Rubber hoses etc (proxy) | Construction | 171 | kg | 20 | 44 | 1 | FALSE | 1 | FALSE |  | 1.07 | 171 | 513 | 5138 | Insulation (rigid sheet), EPS |  | 40 | B4B5 | 828.1225 | 2.3429e-05 | 3.1119 | 5.5272 | 1.7677 | 0.0002043 | 18225.833 | 347.2936 | 4.0888
| Civic Offices | Air source heat pump for cold and hot water to 4 pipe fan coils and AHUs (Services air source, large commercial (~150kW)) | 1701403 | 8404601 | 5.2 | Services equipment | Rubber hoses etc (proxy) | Construction | 171 | kg | 20 | 44 | 1 | FALSE | 1 | FALSE |  | 1.07 | 171 | 513 | 5138 | Insulation (rigid sheet), EPS |  | 40 | D2 | 0 | 0 | 0 | 0 | 0 | 0 | 0 | 0 | 0
| Civic Offices | Air source heat pump for cold and hot water to 4 pipe fan coils and AHUs (Services air source, large commercial (~150kW)) | 1701403 | 8404601 | 5.2 | Services equipment | Rubber hoses etc (proxy) | Construction | 171 | kg | 20 | 44 | 1 | FALSE | 1 | FALSE |  | 1.07 | 171 | 513 | 5138 | Insulation (rigid sheet), EPS |  | 40 | D3 | 0 | 0 | 0 | 0 | 0 | 0 | 0 | 0 | 0
| Civic Offices | Air source heat pump for cold and hot water to 4 pipe fan coils and AHUs (Services air source, large commercial (~150kW)) | 1701403 | 8404601 | 5.2 | Services equipment | Rubber hoses etc (proxy) | Construction | 171 | kg | 20 | 44 | 1 | FALSE | 1 | FALSE |  | 1.07 | 171 | 513 | 5138 | Insulation (rigid sheet), EPS |  | 40 | D4 | 0 | 0 | 0 | 0 | 0 | 0 | 0 | 0 | 0
| Civic Offices | Air source heat pump for cold and hot water to 4 pipe fan coils and AHUs (Services air source, large commercial (~150kW)) | 1701403 | 8404602 | 5.2 | Services equipment | steel unit (internal and external) | Construction | 371 | kg | 20 | 44 | 1 | FALSE | 1 | FALSE |  | 1.01 | 371 | 1113 | 5238 | Structure, steel (hot rolled) |  | 0 | A1A3 | 667.5421 | 3.9388e-05 | 3.2925 | 2.2567 | 0.69966 | 0.010184 | 8508.498 | 336.4896 | 8.8401
| Civic Offices | Air source heat pump for cold and hot water to 4 pipe fan coils and AHUs (Services air source, large commercial (~150kW)) | 1701403 | 8404602 | 5.2 | Services equipment | steel unit (internal and external) | Construction | 371 | kg | 20 | 44 | 1 | FALSE | 1 | FALSE |  | 1.01 | 371 | 1113 | 5238 | Structure, steel (hot rolled) |  | 0 | A4 | 15.5527 | 2.1521e-06 | 0.073948 | 0.013731 | 0.0097622 | 3.4636e-05 | 227.5581 | 66.0857 | 0.063208
| Civic Offices | Air source heat pump for cold and hot water to 4 pipe fan coils and AHUs (Services air source, large commercial (~150kW)) | 1701403 | 8404602 | 5.2 | Services equipment | steel unit (internal and external) | Construction | 371 | kg | 20 | 44 | 1 | FALSE | 1 | FALSE |  | 1.01 | 371 | 1113 | 5238 | Structure, steel (hot rolled) |  | 0 | A5 | 0.0019285 | 5.0498e-10 | 1.3486e-05 | 4.4313e-06 | 2.2378e-06 | 2.7204e-09 | 0.047277 | 0.5565 | 0
| Civic Offices | Air source heat pump for cold and hot water to 4 pipe fan coils and AHUs (Services air source, large commercial (~150kW)) | 1701403 | 8404602 | 5.2 | Services equipment | steel unit (internal and external) | Construction | 371 | kg | 20 | 44 | 1 | FALSE | 1 | FALSE |  | 1.01 | 371 | 1113 | 5238 | Structure, steel (hot rolled) |  | 0 | D2 | 0 | 0 | 0 | 0 | 0 | 0 | 0 | 0 | 0
| Civic Offices | Air source heat pump for cold and hot water to 4 pipe fan coils and AHUs (Services air source, large commercial (~150kW)) | 1701403 | 8404602 | 5.2 | Services equipment | steel unit (internal and external) | Construction | 371 | kg | 20 | 44 | 1 | FALSE | 1 | FALSE |  | 1.01 | 371 | 1113 | 5238 | Structure, steel (hot rolled) |  | 0 | D3 | 0 | 0 | 0 | 0 | 0 | 0 | 0 | 0 | 0
| Civic Offices | Air source heat pump for cold and hot water to 4 pipe fan coils and AHUs (Services air source, large commercial (~150kW)) | 1701403 | 8404602 | 5.2 | Services equipment | steel unit (internal and external) | Construction | 371 | kg | 20 | 44 | 1 | FALSE | 1 | FALSE |  | 1.01 | 371 | 1113 | 5238 | Structure, steel (hot rolled) |  | 0 | D4 | 0 | 0 | 0 | 0 | 0 | 0 | 0 | 0 | 0
| Civic Offices | Air source heat pump for cold and hot water to 4 pipe fan coils and AHUs (Services air source, large commercial (~150kW)) | 1701403 | 8404602 | 5.2 | Services equipment | steel unit (internal and external) | Construction | 371 | kg | 20 | 44 | 1 | FALSE | 1 | FALSE |  | 1.01 | 371 | 1113 | 5238 | Structure, steel (hot rolled) |  | 60 | C2 | 0 | 0 | 0 | 0 | 0 | 0 | 0 | 0 | 0
| Civic Offices | Air source heat pump for cold and hot water to 4 pipe fan coils and AHUs (Services air source, large commercial (~150kW)) | 1701403 | 8404602 | 5.2 | Services equipment | steel unit (internal and external) | Construction | 371 | kg | 20 | 44 | 1 | FALSE | 1 | FALSE |  | 1.01 | 371 | 1113 | 5238 | Structure, steel (hot rolled) |  | 60 | C4 | 0.19285 | 5.0498e-08 | 0.0013486 | 0.00044313 | 0.00022378 | 2.7204e-07 | 4.7277 | 55.65 | 0.0096713
| Civic Offices | Air source heat pump for cold and hot water to 4 pipe fan coils and AHUs (Services air source, large commercial (~150kW)) | 1701403 | 8404602 | 5.2 | Services equipment | steel unit (internal and external) | Construction | 371 | kg | 20 | 44 | 1 | FALSE | 1 | FALSE |  | 1.01 | 371 | 1113 | 5238 | Structure, steel (hot rolled) |  | 60 | D2 | 0 | 0 | 0 | 0 | 0 | 0 | 0 | 0 | 0
| Civic Offices | Air source heat pump for cold and hot water to 4 pipe fan coils and AHUs (Services air source, large commercial (~150kW)) | 1701403 | 8404602 | 5.2 | Services equipment | steel unit (internal and external) | Construction | 371 | kg | 20 | 44 | 1 | FALSE | 1 | FALSE |  | 1.01 | 371 | 1113 | 5238 | Structure, steel (hot rolled) |  | 60 | D3 | 0 | 0 | 0 | 0 | 0 | 0 | 0 | 0 | 0
| Civic Offices | Air source heat pump for cold and hot water to 4 pipe fan coils and AHUs (Services air source, large commercial (~150kW)) | 1701403 | 8404602 | 5.2 | Services equipment | steel unit (internal and external) | Construction | 371 | kg | 20 | 44 | 1 | FALSE | 1 | FALSE |  | 1.01 | 371 | 1113 | 5238 | Structure, steel (hot rolled) |  | 60 | D4 | 0 | 0 | 0 | 0 | 0 | 0 | 0 | 0 | 0
| Civic Offices | Air source heat pump for cold and hot water to 4 pipe fan coils and AHUs (Services air source, large commercial (~150kW)) | 1701403 | 8404602 | 5.2 | Services equipment | steel unit (internal and external) | Construction | 371 | kg | 20 | 44 | 1 | FALSE | 1 | FALSE |  | 1.01 | 371 | 1113 | 5238 | Structure, steel (hot rolled) |  | 20 | B4B5 | 683.2896 | 4.1591e-05 | 3.3678 | 2.2709 | 0.70965 | 0.010219 | 8740.8311 | 458.7818 | 8.9033
| Civic Offices | Air source heat pump for cold and hot water to 4 pipe fan coils and AHUs (Services air source, large commercial (~150kW)) | 1701403 | 8404602 | 5.2 | Services equipment | steel unit (internal and external) | Construction | 371 | kg | 20 | 44 | 1 | FALSE | 1 | FALSE |  | 1.01 | 371 | 1113 | 5238 | Structure, steel (hot rolled) |  | 20 | D2 | 0 | 0 | 0 | 0 | 0 | 0 | 0 | 0 | 0
| Civic Offices | Air source heat pump for cold and hot water to 4 pipe fan coils and AHUs (Services air source, large commercial (~150kW)) | 1701403 | 8404602 | 5.2 | Services equipment | steel unit (internal and external) | Construction | 371 | kg | 20 | 44 | 1 | FALSE | 1 | FALSE |  | 1.01 | 371 | 1113 | 5238 | Structure, steel (hot rolled) |  | 20 | D3 | 0 | 0 | 0 | 0 | 0 | 0 | 0 | 0 | 0
| Civic Offices | Air source heat pump for cold and hot water to 4 pipe fan coils and AHUs (Services air source, large commercial (~150kW)) | 1701403 | 8404602 | 5.2 | Services equipment | steel unit (internal and external) | Construction | 371 | kg | 20 | 44 | 1 | FALSE | 1 | FALSE |  | 1.01 | 371 | 1113 | 5238 | Structure, steel (hot rolled) |  | 20 | D4 | 0 | 0 | 0 | 0 | 0 | 0 | 0 | 0 | 0
| Civic Offices | Air source heat pump for cold and hot water to 4 pipe fan coils and AHUs (Services air source, large commercial (~150kW)) | 1701403 | 8404602 | 5.2 | Services equipment | steel unit (internal and external) | Construction | 371 | kg | 20 | 44 | 1 | FALSE | 1 | FALSE |  | 1.01 | 371 | 1113 | 5238 | Structure, steel (hot rolled) |  | 40 | B4B5 | 683.2896 | 4.1591e-05 | 3.3678 | 2.2709 | 0.70965 | 0.010219 | 8740.8311 | 458.7818 | 8.9033
| Civic Offices | Air source heat pump for cold and hot water to 4 pipe fan coils and AHUs (Services air source, large commercial (~150kW)) | 1701403 | 8404602 | 5.2 | Services equipment | steel unit (internal and external) | Construction | 371 | kg | 20 | 44 | 1 | FALSE | 1 | FALSE |  | 1.01 | 371 | 1113 | 5238 | Structure, steel (hot rolled) |  | 40 | D2 | 0 | 0 | 0 | 0 | 0 | 0 | 0 | 0 | 0
| Civic Offices | Air source heat pump for cold and hot water to 4 pipe fan coils and AHUs (Services air source, large commercial (~150kW)) | 1701403 | 8404602 | 5.2 | Services equipment | steel unit (internal and external) | Construction | 371 | kg | 20 | 44 | 1 | FALSE | 1 | FALSE |  | 1.01 | 371 | 1113 | 5238 | Structure, steel (hot rolled) |  | 40 | D3 | 0 | 0 | 0 | 0 | 0 | 0 | 0 | 0 | 0
| Civic Offices | Air source heat pump for cold and hot water to 4 pipe fan coils and AHUs (Services air source, large commercial (~150kW)) | 1701403 | 8404602 | 5.2 | Services equipment | steel unit (internal and external) | Construction | 371 | kg | 20 | 44 | 1 | FALSE | 1 | FALSE |  | 1.01 | 371 | 1113 | 5238 | Structure, steel (hot rolled) |  | 40 | D4 | 0 | 0 | 0 | 0 | 0 | 0 | 0 | 0 | 0
| Civic Offices | PV support framing (PV Frames (per m2)) | 1701404 | 8404607 | 5.8.5 | Local electricity generation systems | PV Frames, brackets, fastners and hardware | Construction | 937.5 | kg | 50 | 44 | 1 | FALSE | 1 | FALSE |  | 1.05 | 937.5 | 1875 | 5008 | General sheet, aluminium |  | 0 | A1A3 | 18255.5189 | 0.00058637 | 125.1449 | 27.9719 | 9.5068 | 0.015812 | 226772.2997 | 3913.1944 | 120.2506
| Civic Offices | PV support framing (PV Frames (per m2)) | 1701404 | 8404607 | 5.8.5 | Local electricity generation systems | PV Frames, brackets, fastners and hardware | Construction | 937.5 | kg | 50 | 44 | 1 | FALSE | 1 | FALSE |  | 1.05 | 937.5 | 1875 | 5008 | General sheet, aluminium |  | 0 | A4 | 48.5091 | 5.3804e-06 | 0.25131 | 0.040785 | 0.030992 | 6.7415e-05 | 700.4319 | 190.4035 | 0.19136
| Civic Offices | PV support framing (PV Frames (per m2)) | 1701404 | 8404607 | 5.8.5 | Local electricity generation systems | PV Frames, brackets, fastners and hardware | Construction | 937.5 | kg | 50 | 44 | 1 | FALSE | 1 | FALSE |  | 1.05 | 937.5 | 1875 | 5008 | General sheet, aluminium |  | 0 | A5 | 0.024366 | 6.3803e-09 | 0.00017039 | 5.5988e-05 | 2.8274e-05 | 3.4371e-08 | 0.59733 | 7.0313 | 0
| Civic Offices | PV support framing (PV Frames (per m2)) | 1701404 | 8404607 | 5.8.5 | Local electricity generation systems | PV Frames, brackets, fastners and hardware | Construction | 937.5 | kg | 50 | 44 | 1 | FALSE | 1 | FALSE |  | 1.05 | 937.5 | 1875 | 5008 | General sheet, aluminium |  | 0 | D2 | 0 | 0 | 0 | 0 | 0 | 0 | 0 | 0 | 0
| Civic Offices | PV support framing (PV Frames (per m2)) | 1701404 | 8404607 | 5.8.5 | Local electricity generation systems | PV Frames, brackets, fastners and hardware | Construction | 937.5 | kg | 50 | 44 | 1 | FALSE | 1 | FALSE |  | 1.05 | 937.5 | 1875 | 5008 | General sheet, aluminium |  | 0 | D3 | 0 | 0 | 0 | 0 | 0 | 0 | 0 | 0 | 0
| Civic Offices | PV support framing (PV Frames (per m2)) | 1701404 | 8404607 | 5.8.5 | Local electricity generation systems | PV Frames, brackets, fastners and hardware | Construction | 937.5 | kg | 50 | 44 | 1 | FALSE | 1 | FALSE |  | 1.05 | 937.5 | 1875 | 5008 | General sheet, aluminium |  | 0 | D4 | 0 | 0 | 0 | 0 | 0 | 0 | 0 | 0 | 0
| Civic Offices | PV support framing (PV Frames (per m2)) | 1701404 | 8404607 | 5.8.5 | Local electricity generation systems | PV Frames, brackets, fastners and hardware | Construction | 937.5 | kg | 50 | 44 | 1 | FALSE | 1 | FALSE |  | 1.05 | 937.5 | 1875 | 5008 | General sheet, aluminium |  | 60 | C2 | 0 | 0 | 0 | 0 | 0 | 0 | 0 | 0 | 0
| Civic Offices | PV support framing (PV Frames (per m2)) | 1701404 | 8404607 | 5.8.5 | Local electricity generation systems | PV Frames, brackets, fastners and hardware | Construction | 937.5 | kg | 50 | 44 | 1 | FALSE | 1 | FALSE |  | 1.05 | 937.5 | 1875 | 5008 | General sheet, aluminium |  | 60 | C4 | 0.48731 | 1.2761e-07 | 0.0034077 | 0.0011198 | 0.00056548 | 6.8743e-07 | 11.9467 | 140.625 | 0.024439
| Civic Offices | PV support framing (PV Frames (per m2)) | 1701404 | 8404607 | 5.8.5 | Local electricity generation systems | PV Frames, brackets, fastners and hardware | Construction | 937.5 | kg | 50 | 44 | 1 | FALSE | 1 | FALSE |  | 1.05 | 937.5 | 1875 | 5008 | General sheet, aluminium |  | 60 | D2 | 0 | 0 | 0 | 0 | 0 | 0 | 0 | 0 | 0
| Civic Offices | PV support framing (PV Frames (per m2)) | 1701404 | 8404607 | 5.8.5 | Local electricity generation systems | PV Frames, brackets, fastners and hardware | Construction | 937.5 | kg | 50 | 44 | 1 | FALSE | 1 | FALSE |  | 1.05 | 937.5 | 1875 | 5008 | General sheet, aluminium |  | 60 | D3 | 0 | 0 | 0 | 0 | 0 | 0 | 0 | 0 | 0
| Civic Offices | PV support framing (PV Frames (per m2)) | 1701404 | 8404607 | 5.8.5 | Local electricity generation systems | PV Frames, brackets, fastners and hardware | Construction | 937.5 | kg | 50 | 44 | 1 | FALSE | 1 | FALSE |  | 1.05 | 937.5 | 1875 | 5008 | General sheet, aluminium |  | 60 | D4 | 0 | 0 | 0 | 0 | 0 | 0 | 0 | 0 | 0
| Civic Offices | PV support framing (PV Frames (per m2)) | 1701404 | 8404607 | 5.8.5 | Local electricity generation systems | PV Frames, brackets, fastners and hardware | Construction | 937.5 | kg | 50 | 44 | 1 | FALSE | 1 | FALSE |  | 1.05 | 937.5 | 1875 | 5008 | General sheet, aluminium |  | 50 | B4B5 | 18304.5396 | 0.00059188 | 125.3998 | 28.0139 | 9.5384 | 0.01588 | 227485.2756 | 4251.2541 | 120.442
| Civic Offices | PV support framing (PV Frames (per m2)) | 1701404 | 8404607 | 5.8.5 | Local electricity generation systems | PV Frames, brackets, fastners and hardware | Construction | 937.5 | kg | 50 | 44 | 1 | FALSE | 1 | FALSE |  | 1.05 | 937.5 | 1875 | 5008 | General sheet, aluminium |  | 50 | D2 | 0 | 0 | 0 | 0 | 0 | 0 | 0 | 0 | 0
| Civic Offices | PV support framing (PV Frames (per m2)) | 1701404 | 8404607 | 5.8.5 | Local electricity generation systems | PV Frames, brackets, fastners and hardware | Construction | 937.5 | kg | 50 | 44 | 1 | FALSE | 1 | FALSE |  | 1.05 | 937.5 | 1875 | 5008 | General sheet, aluminium |  | 50 | D3 | 0 | 0 | 0 | 0 | 0 | 0 | 0 | 0 | 0
| Civic Offices | PV support framing (PV Frames (per m2)) | 1701404 | 8404607 | 5.8.5 | Local electricity generation systems | PV Frames, brackets, fastners and hardware | Construction | 937.5 | kg | 50 | 44 | 1 | FALSE | 1 | FALSE |  | 1.05 | 937.5 | 1875 | 5008 | General sheet, aluminium |  | 50 | D4 | 0 | 0 | 0 | 0 | 0 | 0 | 0 | 0 | 0
| Civic Offices | Solar PV (used on site) (low carbon grid GWP only) | 1705700 | 8420267 | 5.2 | Services equipment | pv | Construction | 2287.5 | Area Calculation | 31 | 44 | 1 | FALSE | 1 | FALSE |  | 1.01 | 2287.5 | 4575 | 5451 | Energy generation component, photovoltaic (panels) |  | 0 | A1A3 | 32398.4279 | 0.0078068 | 185.2701 | 79.4391 | 31.473 | 1.1616 | 487863.2902 | 11362.5 | 243.5568
| Civic Offices | Solar PV (used on site) (low carbon grid GWP only) | 1705700 | 8420267 | 5.2 | Services equipment | pv | Construction | 2287.5 | Area Calculation | 31 | 44 | 1 | FALSE | 1 | FALSE |  | 1.01 | 2287.5 | 4575 | 5451 | Energy generation component, photovoltaic (panels) |  | 0 | A4 | 44.2714 | 7.9545e-06 | 0.14496 | 0.03918 | 0.02473 | 0.0001544 | 659.9365 | 100.7675 | 0.18218
| Civic Offices | Solar PV (used on site) (low carbon grid GWP only) | 1705700 | 8420267 | 5.2 | Services equipment | pv | Construction | 2287.5 | Area Calculation | 31 | 44 | 1 | FALSE | 1 | FALSE |  | 1.01 | 2287.5 | 4575 | 5451 | Energy generation component, photovoltaic (panels) |  | 0 | A5 | 0.21403 | 5.6044e-08 | 0.0014967 | 0.0004918 | 0.00024836 | 3.0192e-07 | 5.247 | 3.4312 | 0
| Civic Offices | Solar PV (used on site) (low carbon grid GWP only) | 1705700 | 8420267 | 5.2 | Services equipment | pv | Construction | 2287.5 | Area Calculation | 31 | 44 | 1 | FALSE | 1 | FALSE |  | 1.01 | 2287.5 | 4575 | 5451 | Energy generation component, photovoltaic (panels) |  | 0 | D2 | 0 | 0 | 0 | 0 | 0 | 0 | 0 | 0 | 0
| Civic Offices | Solar PV (used on site) (low carbon grid GWP only) | 1705700 | 8420267 | 5.2 | Services equipment | pv | Construction | 2287.5 | Area Calculation | 31 | 44 | 1 | FALSE | 1 | FALSE |  | 1.01 | 2287.5 | 4575 | 5451 | Energy generation component, photovoltaic (panels) |  | 0 | D3 | 0 | 0 | 0 | 0 | 0 | 0 | 0 | 0 | 0
| Civic Offices | Solar PV (used on site) (low carbon grid GWP only) | 1705700 | 8420267 | 5.2 | Services equipment | pv | Construction | 2287.5 | Area Calculation | 31 | 44 | 1 | FALSE | 1 | FALSE |  | 1.01 | 2287.5 | 4575 | 5451 | Energy generation component, photovoltaic (panels) |  | 0 | D4 | 0 | 0 | 0 | 0 | 0 | 0 | 0 | 0 | 0
| Civic Offices | Solar PV (used on site) (low carbon grid GWP only) | 1705700 | 8420267 | 5.2 | Services equipment | pv | Construction | 2287.5 | Area Calculation | 31 | 44 | 1 | FALSE | 1 | FALSE |  | 1.01 | 2287.5 | 4575 | 5451 | Energy generation component, photovoltaic (panels) |  | 60 | C2 | 0 | 0 | 0 | 0 | 0 | 0 | 0 | 0 | 0
| Civic Offices | Solar PV (used on site) (low carbon grid GWP only) | 1705700 | 8420267 | 5.2 | Services equipment | pv | Construction | 2287.5 | Area Calculation | 31 | 44 | 1 | FALSE | 1 | FALSE |  | 1.01 | 2287.5 | 4575 | 5451 | Energy generation component, photovoltaic (panels) |  | 60 | C4 | 21.4027 | 5.6044e-06 | 0.14967 | 0.04918 | 0.024836 | 3.0192e-05 | 524.6975 | 343.125 | 1.0734
| Civic Offices | Solar PV (used on site) (low carbon grid GWP only) | 1705700 | 8420267 | 5.2 | Services equipment | pv | Construction | 2287.5 | Area Calculation | 31 | 44 | 1 | FALSE | 1 | FALSE |  | 1.01 | 2287.5 | 4575 | 5451 | Energy generation component, photovoltaic (panels) |  | 60 | D2 | 0 | 0 | 0 | 0 | 0 | 0 | 0 | 0 | 0
| Civic Offices | Solar PV (used on site) (low carbon grid GWP only) | 1705700 | 8420267 | 5.2 | Services equipment | pv | Construction | 2287.5 | Area Calculation | 31 | 44 | 1 | FALSE | 1 | FALSE |  | 1.01 | 2287.5 | 4575 | 5451 | Energy generation component, photovoltaic (panels) |  | 60 | D3 | 0 | 0 | 0 | 0 | 0 | 0 | 0 | 0 | 0
| Civic Offices | Solar PV (used on site) (low carbon grid GWP only) | 1705700 | 8420267 | 5.2 | Services equipment | pv | Construction | 2287.5 | Area Calculation | 31 | 44 | 1 | FALSE | 1 | FALSE |  | 1.01 | 2287.5 | 4575 | 5451 | Energy generation component, photovoltaic (panels) |  | 60 | D4 | 0 | 0 | 0 | 0 | 0 | 0 | 0 | 0 | 0
| Civic Offices | Solar PV (used on site) (low carbon grid GWP only) | 1705700 | 8420267 | 5.2 | Services equipment | pv | Construction | 2287.5 | Area Calculation | 31 | 44 | 1 | FALSE | 1 | FALSE |  | 1.01 | 2287.5 | 4575 | 5451 | Energy generation component, photovoltaic (panels) |  | 31 | B4B5 | 32464.316 | 0.0078204 | 185.5662 | 79.5279 | 31.5229 | 1.1618 | 489053.1712 | 11809.8237 | 243.739
| Civic Offices | Solar PV (used on site) (low carbon grid GWP only) | 1705700 | 8420267 | 5.2 | Services equipment | pv | Construction | 2287.5 | Area Calculation | 31 | 44 | 1 | FALSE | 1 | FALSE |  | 1.01 | 2287.5 | 4575 | 5451 | Energy generation component, photovoltaic (panels) |  | 31 | D2 | 0 | 0 | 0 | 0 | 0 | 0 | 0 | 0 | 0
| Civic Offices | Solar PV (used on site) (low carbon grid GWP only) | 1705700 | 8420267 | 5.2 | Services equipment | pv | Construction | 2287.5 | Area Calculation | 31 | 44 | 1 | FALSE | 1 | FALSE |  | 1.01 | 2287.5 | 4575 | 5451 | Energy generation component, photovoltaic (panels) |  | 31 | D3 | 0 | 0 | 0 | 0 | 0 | 0 | 0 | 0 | 0
| Civic Offices | Solar PV (used on site) (low carbon grid GWP only) | 1705700 | 8420267 | 5.2 | Services equipment | pv | Construction | 2287.5 | Area Calculation | 31 | 44 | 1 | FALSE | 1 | FALSE |  | 1.01 | 2287.5 | 4575 | 5451 | Energy generation component, photovoltaic (panels) |  | 31 | D4 | 0 | 0 | 0 | 0 | 0 | 0 | 0 | 0 | 0
| Civic Offices | Site strip remove existing trees vegetation and topsoil from site (Landscaping, site preparation) | 1700634 | 8402759 | 8.2 | Roads, paths and pavings | level and grade site | Assembly | 74.35 | Hours | 200 | 44 | 1 | FALSE | 1 | FALSE | 1 | [6 empty] | 0 | A5 | 8134.531 | 0.0014939 | 62.2274 | 15.4799 | 10.6985 | 0.0027898 | 117238.4584 | 24767.3294 | 38.4496
| Civic Offices | Site strip remove existing trees vegetation and topsoil from site (Landscaping, site preparation) | 1700634 | 8402759 | 8.2 | Roads, paths and pavings | level and grade site | Assembly | 74.35 | Hours | 200 | 44 | 1 | FALSE | 1 | FALSE | 1 | [6 empty] | 0 | A4 | 1128.6255 | 0.00020775 | 3.774 | 0.99576 | 0.65837 | 0.0029724 | 17044.4952 | 2105.9211 | 4.676
| Civic Offices | Reduced level excavation including cut and remove to form level formation (Assembly only external works excavation and backfilling) | 1700635 | 8402760 | 8 | External works | (Excavation & Backfilling | Assembly | 138.88 | Hours | 150 | 44 | 1 | FALSE | 1 | FALSE | 1 | [6 empty] | 0 | A5 | 15194.6694 | 0.0027906 | 116.236 | 28.9153 | 19.984 | 0.0052111 | 218992.2947 | 40569.3593 | 71.8208
| Civic Offices | Reduced level excavation including cut and remove to form level formation (Assembly only external works excavation and backfilling) | 1700635 | 8402760 | 8 | External works | (Excavation & Backfilling | Assembly | 138.88 | Hours | 150 | 44 | 1 | FALSE | 1 | FALSE | 1 | [6 empty] | 0 | A4 | 1881.0425 | 0.00034624 | 6.29 | 1.6596 | 1.0973 | 0.0049539 | 28407.492 | 3509.8684 | 7.7934
| Civic Offices | Reduced level excavation including cut and remove to form level formation (Assembly only external works excavation and backfilling) | 1700635 | 8402761 | 8 | External works | Excavation & Backfilling | Assembly | 173.6 | Hours | 150 | 44 | 1 | FALSE | 1 | FALSE | 1 | [6 empty] | 0 | A5 | 18993.3368 | 0.0034882 | 145.295 | 36.1441 | 24.98 | 0.0065139 | 273740.3683 | 20956.6591 | 89.776
| Civic Offices | Reduced level excavation including cut and remove to form level formation (Assembly only external works excavation and backfilling) | 1700635 | 8402761 | 8 | External works | Excavation & Backfilling | Assembly | 173.6 | Hours | 150 | 44 | 1 | FALSE | 1 | FALSE | 1 | [6 empty] | 0 | A4 | 2081.6871 | 0.00038318 | 6.961 | 1.8366 | 1.2143 | 0.0054823 | 31437.6245 | 3884.2544 | 8.6246
| Civic Offices | Reduced level excavation including cut and remove to form level formation (Assembly only external works excavation and backfilling) | 1700635 | 8402762 | 8 | External works | Vibrating Plate | Assembly | 173.6 | Hours | 150 | 44 | 1 | FALSE | 1 | FALSE | 1 | [6 empty] | 0 | A5 | 99.0925 | 6.4177e-06 | 0.53729 | 0.12324 | 0.030581 | 0.00011962 | 1525.9842 | 10262.4493 | 0.39381
| Civic Offices | Reduced level excavation including cut and remove to form level formation (Assembly only external works excavation and backfilling) | 1700635 | 8402762 | 8 | External works | Vibrating Plate | Assembly | 173.6 | Hours | 150 | 44 | 1 | FALSE | 1 | FALSE | 1 | [6 empty] | 0 | A4 | 947.3336 | 0.00017021 | 3.1019 | 0.83839 | 0.52918 | 0.0033038 | 14121.5488 | 2156.2573 | 3.8984
| Civic Offices | Reduced level excavation including cut and remove to form level formation (Assembly only external works excavation and backfilling) | 1700635 | 8402763 | 8 | External works | (Excavation & Backfilling) | Assembly | 347.2 | Hours | 150 | 44 | 1 | FALSE | 1 | FALSE | 1 | [6 empty] | 0 | A5 | 37986.6735 | 0.0069764 | 290.5901 | 72.2883 | 49.9601 | 0.013028 | 547480.7367 | 115658.5982 | 179.552
| Civic Offices | Reduced level excavation including cut and remove to form level formation (Assembly only external works excavation and backfilling) | 1700635 | 8402763 | 8 | External works | (Excavation & Backfilling) | Assembly | 347.2 | Hours | 150 | 44 | 1 | FALSE | 1 | FALSE | 1 | [6 empty] | 0 | A4 | 5016.1134 | 0.00092332 | 16.7734 | 4.4256 | 2.9261 | 0.01321 | 75753.312 | 9359.6491 | 20.7823
| Civic Offices | Reduced level excavation including cut and remove to form level formation (Assembly only external works excavation and backfilling) | 1700635 | 8402764 | 8 | External works | Excavation and backfilling | Assembly | 347.2 | Hours | 150 | 44 | 1 | FALSE | 1 | FALSE | 1 | [6 empty] | 0 | A5 | 18.7754 | 1.216e-06 | 0.1018 | 0.023351 | 0.0057944 | 2.2664e-05 | 289.1338 | 13891.7988 | 0.074618
| Civic Offices | Reduced level excavation including cut and remove to form level formation (Assembly only external works excavation and backfilling) | 1700635 | 8402764 | 8 | External works | Excavation and backfilling | Assembly | 347.2 | Hours | 150 | 44 | 1 | FALSE | 1 | FALSE | 1 | [6 empty] | 0 | A4 | 0 | 0 | 0 | 0 | 0 | 0 | 0 | 0 | 0
| Civic Offices | Assembly only substructure bored pile | 1700638 | 8402765 | 1.1 | Substructure | piling | Assembly | 160.5 | Hours | 150 | 44 | 1 | FALSE | 1 | FALSE | 1 | [6 empty] | 0 | A5 | 26340.1257 | 0.0048375 | 201.4964 | 50.125 | 34.6425 | 0.0090335 | 379625.5396 | 77389.4283 | 124.5021
| Civic Offices | Assembly only substructure bored pile | 1700638 | 8402765 | 1.1 | Substructure | piling | Assembly | 160.5 | Hours | 150 | 44 | 1 | FALSE | 1 | FALSE | 1 | [6 empty] | 0 | A4 | 1254.0284 | 0.00023083 | 4.1934 | 1.1064 | 0.73153 | 0.0033026 | 18938.328 | 2339.9123 | 5.1956
| Civic Offices | Assembly only superstructure install steel (structural rebar etc) | 1700641 | 8402767 | 2.1 | Frame | install steel | Assembly | 58.6265 | Hours | 80 | 44 | 1 | FALSE | 1 | FALSE | 1 | [6 empty] | 0 | A5 | 3.1703 | 2.0532e-07 | 0.01719 | 0.0039429 | 0.00097841 | 3.8269e-06 | 48.8217 | 2345.7019 | 0.0126
| Civic Offices | Assembly only superstructure install steel (structural rebar etc) | 1700641 | 8402767 | 2.1 | Frame | install steel | Assembly | 58.6265 | Hours | 80 | 44 | 1 | FALSE | 1 | FALSE | 1 | [6 empty] | 0 | A4 | 0 | 0 | 0 | 0 | 0 | 0 | 0 | 0 | 0
| Civic Offices | Foundation poured concrete 35MPa (m3) | 1700642 | 8402768 | 2.2 | Upper floors | 140m3/hr | Assembly | 2.5374 | Hours | 80 | 44 | 1 | FALSE | 1 | FALSE | 1 | [6 empty] | 0 | A5 | 173.5104 | 3.1866e-05 | 1.3273 | 0.33019 | 0.2282 | 5.9506e-05 | 2500.7079 | 494.3515 | 0.82013
| Civic Offices | Foundation poured concrete 35MPa (m3) | 1700642 | 8402768 | 2.2 | Upper floors | 140m3/hr | Assembly | 2.5374 | Hours | 80 | 44 | 1 | FALSE | 1 | FALSE | 1 | [6 empty] | 0 | A4 | 87.782 | 1.6158e-05 | 0.29354 | 0.077448 | 0.051207 | 0.00023118 | 1325.683 | 163.7939 | 0.36369
| Civic Offices | Disposal of excavated material arising from piling. (Assembly only substructure large scale excavation) | 1700643 | 8402770 | 1.1 | Substructure | excavator | Assembly | 94.6 | Hours | 150 | 44 | 1 | FALSE | 1 | FALSE | 1 | [6 empty] | 0 | A5 | 10350.0556 | 0.0019008 | 79.1757 | 19.6961 | 13.6124 | 0.0035496 | 149169.5786 | 23661.1706 | 48.9217
| Civic Offices | Disposal of excavated material arising from piling. (Assembly only substructure large scale excavation) | 1700643 | 8402770 | 1.1 | Substructure | excavator | Assembly | 94.6 | Hours | 150 | 44 | 1 | FALSE | 1 | FALSE | 1 | [6 empty] | 0 | A4 | 501.6113 | 9.2332e-05 | 1.6773 | 0.44256 | 0.29261 | 0.001321 | 7575.3312 | 935.9649 | 2.0782
| Civic Offices | Disposal of excavated material arising from piling. (Assembly only substructure large scale excavation) | 1700643 | 8402771 | 1.1 | Substructure | loader | Assembly | 7.568 | Hours | 150 | 44 | 1 | FALSE | 1 | FALSE | 1 | [6 empty] | 0 | A5 | 828.0045 | 0.00015207 | 6.3341 | 1.5757 | 1.089 | 0.00028397 | 11933.5663 | 2210.7496 | 3.9137
| Civic Offices | Disposal of excavated material arising from piling. (Assembly only substructure large scale excavation) | 1700643 | 8402771 | 1.1 | Substructure | loader | Assembly | 7.568 | Hours | 150 | 44 | 1 | FALSE | 1 | FALSE | 1 | [6 empty] | 0 | A4 | 627.0142 | 0.00011541 | 2.0967 | 0.5532 | 0.36576 | 0.0016513 | 9469.164 | 1169.9561 | 2.5978
| Civic Offices | Disposal of excavated material arising from piling. (Assembly only substructure large scale excavation) | 1700643 | 8402772 | 1 | Substructure | Loader driver | Assembly | 7.568 | Hours | 150 | 44 | 1 | FALSE | 1 | FALSE | 1 | [6 empty] | 0 | A5 | 0.40925 | 2.6505e-08 | 0.002219 | 0.00050899 | 0.0001263 | 4.9401e-07 | 6.3023 | 302.8028 | 0.0016265
| Civic Offices | Disposal of excavated material arising from piling. (Assembly only substructure large scale excavation) | 1700643 | 8402772 | 1 | Substructure | Loader driver | Assembly | 7.568 | Hours | 150 | 44 | 1 | FALSE | 1 | FALSE | 1 | [6 empty] | 0 | A4 | 0 | 0 | 0 | 0 | 0 | 0 | 0 | 0 | 0
| Civic Offices | Disposal of excavated material arising from piling. (Assembly only substructure large scale excavation) | 1700643 | 8402773 | 1 | Substructure | excavator | Assembly | 94.6 | Hours | 150 | 44 | 1 | FALSE | 1 | FALSE | 1 | [6 empty] | 0 | A5 | 5.1157 | 3.3131e-07 | 0.027738 | 0.0063623 | 0.0015788 | 6.1751e-06 | 78.779 | 3785.035 | 0.020331
| Civic Offices | Disposal of excavated material arising from piling. (Assembly only substructure large scale excavation) | 1700643 | 8402773 | 1 | Substructure | excavator | Assembly | 94.6 | Hours | 150 | 44 | 1 | FALSE | 1 | FALSE | 1 | [6 empty] | 0 | A4 | 0 | 0 | 0 | 0 | 0 | 0 | 0 | 0 | 0
| Civic Offices | Foundation poured concrete 40MPa (m3) | 1700645 | 8402774 | 2.2 | Upper floors | 140m3/hr | Assembly | 0.062229 | Hours | 80 | 44 | 1 | FALSE | 1 | FALSE | 1 | [6 empty] | 0 | A5 | 4.2552 | 7.8149e-07 | 0.032551 | 0.0080976 | 0.0055965 | 1.4593e-06 | 61.328 | 12.1236 | 0.020113
| Civic Offices | Foundation poured concrete 40MPa (m3) | 1700645 | 8402774 | 2.2 | Upper floors | 140m3/hr | Assembly | 0.062229 | Hours | 80 | 44 | 1 | FALSE | 1 | FALSE | 1 | [6 empty] | 0 | A4 | 87.782 | 1.6158e-05 | 0.29354 | 0.077448 | 0.051207 | 0.00023118 | 1325.683 | 163.7939 | 0.36369
| Civic Offices | Assembly only superstructure install steel (structural rebar etc) | 1700647 | 8402777 | 2.1 | Frame | install steel | Assembly | 2.2575 | Hours | 80 | 44 | 1 | FALSE | 1 | FALSE | 1 | [6 empty] | 0 | A5 | 0.12208 | 7.9062e-09 | 0.0006619 | 0.00015183 | 3.7674e-05 | 1.4736e-07 | 1.8799 | 90.3228 | 0.00048515
| Civic Offices | Assembly only superstructure install steel (structural rebar etc) | 1700647 | 8402777 | 2.1 | Frame | install steel | Assembly | 2.2575 | Hours | 80 | 44 | 1 | FALSE | 1 | FALSE | 1 | [6 empty] | 0 | A4 | 0 | 0 | 0 | 0 | 0 | 0 | 0 | 0 | 0
| Civic Offices | Foundation poured concrete 40MPa (m3) | 1700649 | 8402778 | 2.2 | Upper floors | 140m3/hr | Assembly | 0.7344 | Hours | 80 | 44 | 1 | FALSE | 1 | FALSE | 1 | [6 empty] | 0 | A5 | 50.2186 | 9.2229e-06 | 0.38416 | 0.095565 | 0.066047 | 1.7223e-05 | 723.7721 | 143.0786 | 0.23737
| Civic Offices | Foundation poured concrete 40MPa (m3) | 1700649 | 8402778 | 2.2 | Upper floors | 140m3/hr | Assembly | 0.7344 | Hours | 80 | 44 | 1 | FALSE | 1 | FALSE | 1 | [6 empty] | 0 | A4 | 87.782 | 1.6158e-05 | 0.29354 | 0.077448 | 0.051207 | 0.00023118 | 1325.683 | 163.7939 | 0.36369
| Civic Offices | Assembly only superstructure install steel (structural rebar etc) | 1700651 | 8402781 | 2.1 | Frame | install steel | Assembly | 26.6417 | Hours | 80 | 44 | 1 | FALSE | 1 | FALSE | 1 | [6 empty] | 0 | A5 | 1.4407 | 9.3306e-08 | 0.0078116 | 0.0017918 | 0.00044462 | 1.7391e-06 | 22.1861 | 1065.9588 | 0.0057256
| Civic Offices | Assembly only superstructure install steel (structural rebar etc) | 1700651 | 8402781 | 2.1 | Frame | install steel | Assembly | 26.6417 | Hours | 80 | 44 | 1 | FALSE | 1 | FALSE | 1 | [6 empty] | 0 | A4 | 0 | 0 | 0 | 0 | 0 | 0 | 0 | 0 | 0
| Civic Offices | Foundation poured concrete 40MPa (m3) | 1700653 | 8402782 | 2.2 | Upper floors | 140m3/hr | Assembly | 0.5202 | Hours | 80 | 44 | 1 | FALSE | 1 | FALSE | 1 | [6 empty] | 0 | A5 | 35.5715 | 6.5329e-06 | 0.27211 | 0.067692 | 0.046784 | 1.2199e-05 | 512.6719 | 101.3473 | 0.16814
| Civic Offices | Foundation poured concrete 40MPa (m3) | 1700653 | 8402782 | 2.2 | Upper floors | 140m3/hr | Assembly | 0.5202 | Hours | 80 | 44 | 1 | FALSE | 1 | FALSE | 1 | [6 empty] | 0 | A4 | 87.782 | 1.6158e-05 | 0.29354 | 0.077448 | 0.051207 | 0.00023118 | 1325.683 | 163.7939 | 0.36369
| Civic Offices | Assembly only superstructure install steel (structural rebar etc) | 1700655 | 8402785 | 2.1 | Frame | install steel | Assembly | 18.8712 | Hours | 80 | 44 | 1 | FALSE | 1 | FALSE | 1 | [6 empty] | 0 | A5 | 1.0205 | 6.6092e-08 | 0.0055332 | 0.0012692 | 0.00031494 | 1.2318e-06 | 15.7152 | 755.0541 | 0.0040557
| Civic Offices | Assembly only superstructure install steel (structural rebar etc) | 1700655 | 8402785 | 2.1 | Frame | install steel | Assembly | 18.8712 | Hours | 80 | 44 | 1 | FALSE | 1 | FALSE | 1 | [6 empty] | 0 | A4 | 0 | 0 | 0 | 0 | 0 | 0 | 0 | 0 | 0
| Civic Offices | Foundation poured concrete 40MPa (m3) | 1700657 | 8402786 | 2.2 | Upper floors | 140m3/hr | Assembly | 0.20109 | Hours | 80 | 44 | 1 | FALSE | 1 | FALSE | 1 | [6 empty] | 0 | A5 | 13.7503 | 2.5253e-06 | 0.10519 | 0.026167 | 0.018084 | 4.7157e-06 | 198.1757 | 39.1763 | 0.064994
| Civic Offices | Foundation poured concrete 40MPa (m3) | 1700657 | 8402786 | 2.2 | Upper floors | 140m3/hr | Assembly | 0.20109 | Hours | 80 | 44 | 1 | FALSE | 1 | FALSE | 1 | [6 empty] | 0 | A4 | 87.782 | 1.6158e-05 | 0.29354 | 0.077448 | 0.051207 | 0.00023118 | 1325.683 | 163.7939 | 0.36369
| Civic Offices | Assembly only superstructure install steel (structural rebar etc) | 1700659 | 8402789 | 2.1 | Frame | install steel | Assembly | 7.2947 | Hours | 80 | 44 | 1 | FALSE | 1 | FALSE | 1 | [6 empty] | 0 | A5 | 0.39448 | 2.5548e-08 | 0.0021389 | 0.00049061 | 0.00012174 | 4.7617e-07 | 6.0748 | 291.8697 | 0.0015677
| Civic Offices | Assembly only superstructure install steel (structural rebar etc) | 1700659 | 8402789 | 2.1 | Frame | install steel | Assembly | 7.2947 | Hours | 80 | 44 | 1 | FALSE | 1 | FALSE | 1 | [6 empty] | 0 | A4 | 0 | 0 | 0 | 0 | 0 | 0 | 0 | 0 | 0
| Civic Offices | Assembly only superstructure install steel (structural rebar etc) | 1700663 | 8402791 | 2.1 | Frame | install steel | Assembly | 6.215 | Hours | 80 | 44 | 1 | FALSE | 1 | FALSE | 1 | [6 empty] | 0 | A5 | 0.33609 | 2.1766e-08 | 0.0018223 | 0.00041799 | 0.00010372 | 4.0569e-07 | 5.1756 | 248.6677 | 0.0013357
| Civic Offices | Assembly only superstructure install steel (structural rebar etc) | 1700663 | 8402791 | 2.1 | Frame | install steel | Assembly | 6.215 | Hours | 80 | 44 | 1 | FALSE | 1 | FALSE | 1 | [6 empty] | 0 | A4 | 0 | 0 | 0 | 0 | 0 | 0 | 0 | 0 | 0
| Civic Offices | Foundation poured concrete 35MPa (m3) | 1700664 | 8402792 | 2.2 | Upper floors | 140m3/hr | Assembly | 0.33922 | Hours | 80 | 44 | 1 | FALSE | 1 | FALSE | 1 | [6 empty] | 0 | A5 | 23.1958 | 4.26e-06 | 0.17744 | 0.044141 | 0.030507 | 7.9551e-06 | 334.3074 | 66.0874 | 0.10964
| Civic Offices | Foundation poured concrete 35MPa (m3) | 1700664 | 8402792 | 2.2 | Upper floors | 140m3/hr | Assembly | 0.33922 | Hours | 80 | 44 | 1 | FALSE | 1 | FALSE | 1 | [6 empty] | 0 | A4 | 87.782 | 1.6158e-05 | 0.29354 | 0.077448 | 0.051207 | 0.00023118 | 1325.683 | 163.7939 | 0.36369
| Civic Offices | Foundation structure concrete block dense (140mm) | 1700665 | 8402796 | 1 | Substructure | install | Assembly | 36.9 | Hours | 80 | 44 | 1 | FALSE | 1 | FALSE | 1 | [6 empty] | 0 | A5 | 1.9954 | 1.2923e-07 | 0.010819 | 0.0024817 | 0.00061582 | 2.4087e-06 | 30.7288 | 1476.4037 | 0.0079303
| Civic Offices | Foundation structure concrete block dense (140mm) | 1700665 | 8402796 | 1 | Substructure | install | Assembly | 36.9 | Hours | 80 | 44 | 1 | FALSE | 1 | FALSE | 1 | [6 empty] | 0 | A4 | 0 | 0 | 0 | 0 | 0 | 0 | 0 | 0 | 0
| Civic Offices | Assembly only substructure lay bricks | 1700666 | 8402797 | 1 | Substructure | labourer | Assembly | 492 | Hours | 80 | 44 | 1 | FALSE | 1 | FALSE | 1 | [6 empty] | 0 | A5 | 26.6057 | 1.7231e-06 | 0.14426 | 0.03309 | 0.0082109 | 3.2116e-05 | 409.7173 | 19685.3831 | 0.10574
| Civic Offices | Assembly only substructure lay bricks | 1700666 | 8402797 | 1 | Substructure | labourer | Assembly | 492 | Hours | 80 | 44 | 1 | FALSE | 1 | FALSE | 1 | [6 empty] | 0 | A4 | 0 | 0 | 0 | 0 | 0 | 0 | 0 | 0 | 0
| Civic Offices | Assembly only substructure lay bricks | 1700666 | 8402798 | 1 | Substructure | mortar | Assembly | 13.776 | Hours | 80 | 44 | 1 | FALSE | 1 | FALSE | 1 | [6 empty] | 0 | A5 | 7.8635 | 5.0927e-07 | 0.042636 | 0.0097798 | 0.0024268 | 9.492e-06 | 121.0942 | 814.375 | 0.031251
| Civic Offices | Assembly only substructure lay bricks | 1700666 | 8402798 | 1 | Substructure | mortar | Assembly | 13.776 | Hours | 80 | 44 | 1 | FALSE | 1 | FALSE | 1 | [6 empty] | 0 | A4 | 86.1212 | 1.5474e-05 | 0.28199 | 0.076218 | 0.048107 | 0.00030035 | 1283.7772 | 196.0234 | 0.3544
| Civic Offices | Assembly only external works excavation and backfilling | 1700667 | 8402799 | 8 | External works | (Excavation & Backfilling | Assembly | 4.428 | Hours | 150 | 44 | 1 | FALSE | 1 | FALSE | 1 | [6 empty] | 0 | A5 | 484.4614 | 8.8974e-05 | 3.706 | 0.92193 | 0.63716 | 0.00016615 | 6982.2716 | 1293.4989 | 2.2899
| Civic Offices | Assembly only external works excavation and backfilling | 1700667 | 8402799 | 8 | External works | (Excavation & Backfilling | Assembly | 4.428 | Hours | 150 | 44 | 1 | FALSE | 1 | FALSE | 1 | [6 empty] | 0 | A4 | 627.0142 | 0.00011541 | 2.0967 | 0.5532 | 0.36576 | 0.0016513 | 9469.164 | 1169.9561 | 2.5978
| Civic Offices | Assembly only external works excavation and backfilling | 1700667 | 8402800 | 8 | External works | Excavation & Backfilling | Assembly | 5.535 | Hours | 150 | 44 | 1 | FALSE | 1 | FALSE | 1 | [6 empty] | 0 | A5 | 605.5767 | 0.00011122 | 4.6325 | 1.1524 | 0.79645 | 0.00020769 | 8727.8395 | 668.1746 | 2.8624
| Civic Offices | Assembly only external works excavation and backfilling | 1700667 | 8402800 | 8 | External works | Excavation & Backfilling | Assembly | 5.535 | Hours | 150 | 44 | 1 | FALSE | 1 | FALSE | 1 | [6 empty] | 0 | A4 | 346.9478 | 6.3863e-05 | 1.1602 | 0.3061 | 0.20239 | 0.00091372 | 5239.6041 | 647.3757 | 1.4374
| Civic Offices | Assembly only external works excavation and backfilling | 1700667 | 8402801 | 8 | External works | Vibrating Plate | Assembly | 5.535 | Hours | 150 | 44 | 1 | FALSE | 1 | FALSE | 1 | [6 empty] | 0 | A5 | 3.1594 | 2.0462e-07 | 0.017131 | 0.0039294 | 0.00097504 | 3.8138e-06 | 48.6539 | 327.2042 | 0.012556
| Civic Offices | Assembly only external works excavation and backfilling | 1700667 | 8402801 | 8 | External works | Vibrating Plate | Assembly | 5.535 | Hours | 150 | 44 | 1 | FALSE | 1 | FALSE | 1 | [6 empty] | 0 | A4 | 43.0606 | 7.737e-06 | 0.141 | 0.038109 | 0.024054 | 0.00015017 | 641.8886 | 98.0117 | 0.1772
| Civic Offices | Assembly only external works excavation and backfilling | 1700667 | 8402802 | 8 | External works | (Excavation & Backfilling) | Assembly | 11.07 | Hours | 150 | 44 | 1 | FALSE | 1 | FALSE | 1 | [6 empty] | 0 | A5 | 1211.1534 | 0.00022243 | 9.2651 | 2.3048 | 1.5929 | 0.00041537 | 17455.679 | 3687.6172 | 5.7248
| Civic Offices | Assembly only external works excavation and backfilling | 1700667 | 8402802 | 8 | External works | (Excavation & Backfilling) | Assembly | 11.07 | Hours | 150 | 44 | 1 | FALSE | 1 | FALSE | 1 | [6 empty] | 0 | A4 | 627.0142 | 0.00011541 | 2.0967 | 0.5532 | 0.36576 | 0.0016513 | 9469.164 | 1169.9561 | 2.5978
| Civic Offices | Assembly only external works excavation and backfilling | 1700667 | 8402803 | 8 | External works | Excavation and backfilling | Assembly | 11.07 | Hours | 150 | 44 | 1 | FALSE | 1 | FALSE | 1 | [6 empty] | 0 | A5 | 0.59863 | 3.877e-08 | 0.0032458 | 0.00074451 | 0.00018475 | 7.2261e-07 | 9.2186 | 442.9211 | 0.0023791
| Civic Offices | Assembly only external works excavation and backfilling | 1700667 | 8402803 | 8 | External works | Excavation and backfilling | Assembly | 11.07 | Hours | 150 | 44 | 1 | FALSE | 1 | FALSE | 1 | [6 empty] | 0 | A4 | 0 | 0 | 0 | 0 | 0 | 0 | 0 | 0 | 0
| Civic Offices | Foundation poured concrete 40MPa (m3) | 1700670 | 8402804 | 2.2 | Upper floors | 140m3/hr | Assembly | 1.8219 | Hours | 80 | 44 | 1 | FALSE | 1 | FALSE | 1 | [6 empty] | 0 | A5 | 124.5793 | 2.288e-05 | 0.95301 | 0.23707 | 0.16385 | 4.2725e-05 | 1795.492 | 354.9411 | 0.58885
| Civic Offices | Foundation poured concrete 40MPa (m3) | 1700670 | 8402804 | 2.2 | Upper floors | 140m3/hr | Assembly | 1.8219 | Hours | 80 | 44 | 1 | FALSE | 1 | FALSE | 1 | [6 empty] | 0 | A4 | 87.782 | 1.6158e-05 | 0.29354 | 0.077448 | 0.051207 | 0.00023118 | 1325.683 | 163.7939 | 0.36369
| Civic Offices | Assembly only superstructure install steel (structural rebar etc) | 1700672 | 8402807 | 2.1 | Frame | install steel | Assembly | 84.7322 | Hours | 80 | 44 | 1 | FALSE | 1 | FALSE | 1 | [6 empty] | 0 | A5 | 4.582 | 2.9675e-07 | 0.024844 | 0.0056987 | 0.0014141 | 5.531e-06 | 70.5615 | 3390.2167 | 0.01821
| Civic Offices | Assembly only superstructure install steel (structural rebar etc) | 1700672 | 8402807 | 2.1 | Frame | install steel | Assembly | 84.7322 | Hours | 80 | 44 | 1 | FALSE | 1 | FALSE | 1 | [6 empty] | 0 | A4 | 0 | 0 | 0 | 0 | 0 | 0 | 0 | 0 | 0
| Civic Offices | Foundation structure timber formwork (m2 18mm planks) | 1700673 | 8402809 | 1 | Substructure | install | Assembly | 43.6 | Hours | 200 | 44 | 1 | FALSE | 1 | FALSE | 1 | [6 empty] | 0 | A5 | 2.3577 | 1.527e-07 | 0.012784 | 0.0029323 | 0.00072763 | 2.846e-06 | 36.3083 | 1744.477 | 0.0093702
| Civic Offices | Foundation structure timber formwork (m2 18mm planks) | 1700673 | 8402809 | 1 | Substructure | install | Assembly | 43.6 | Hours | 200 | 44 | 1 | FALSE | 1 | FALSE | 1 | [6 empty] | 0 | A4 | 0 | 0 | 0 | 0 | 0 | 0 | 0 | 0 | 0
| Civic Offices | Assembly only superstructure install steel (structural rebar etc) | 1700676 | 8402811 | 2.1 | Frame | install steel | Assembly | 45.92 | Hours | 80 | 44 | 1 | FALSE | 1 | FALSE | 1 | [6 empty] | 0 | A5 | 2.4832 | 1.6082e-07 | 0.013464 | 0.0030884 | 0.00076635 | 2.9975e-06 | 38.2403 | 1837.3024 | 0.0098688
| Civic Offices | Assembly only superstructure install steel (structural rebar etc) | 1700676 | 8402811 | 2.1 | Frame | install steel | Assembly | 45.92 | Hours | 80 | 44 | 1 | FALSE | 1 | FALSE | 1 | [6 empty] | 0 | A4 | 0 | 0 | 0 | 0 | 0 | 0 | 0 | 0 | 0
| Civic Offices | Assembly only superstructure install steel (structural rebar etc) | 1700679 | 8402813 | 2.1 | Frame | install steel | Assembly | 78.72 | Hours | 80 | 44 | 1 | FALSE | 1 | FALSE | 1 | [6 empty] | 0 | A5 | 4.2569 | 2.757e-07 | 0.023081 | 0.0052943 | 0.0013137 | 5.1385e-06 | 65.5548 | 3149.6613 | 0.016918
| Civic Offices | Assembly only superstructure install steel (structural rebar etc) | 1700679 | 8402813 | 2.1 | Frame | install steel | Assembly | 78.72 | Hours | 80 | 44 | 1 | FALSE | 1 | FALSE | 1 | [6 empty] | 0 | A4 | 0 | 0 | 0 | 0 | 0 | 0 | 0 | 0 | 0
| Civic Offices | Assembly only superstructure install steel (structural rebar etc) | 1700682 | 8402815 | 2.1 | Frame | install steel | Assembly | 123 | Hours | 80 | 44 | 1 | FALSE | 1 | FALSE | 1 | [6 empty] | 0 | A5 | 6.6514 | 4.3078e-07 | 0.036065 | 0.0082724 | 0.0020527 | 8.029e-06 | 102.4293 | 4921.3458 | 0.026434
| Civic Offices | Assembly only superstructure install steel (structural rebar etc) | 1700682 | 8402815 | 2.1 | Frame | install steel | Assembly | 123 | Hours | 80 | 44 | 1 | FALSE | 1 | FALSE | 1 | [6 empty] | 0 | A4 | 0 | 0 | 0 | 0 | 0 | 0 | 0 | 0 | 0
| Civic Offices | Assembly only superstructure install steel (structural rebar etc) | 1700685 | 8402817 | 2.1 | Frame | install steel | Assembly | 1.64 | Hours | 80 | 44 | 1 | FALSE | 1 | FALSE | 1 | [6 empty] | 0 | A5 | 0.088686 | 5.7437e-09 | 0.00048086 | 0.0001103 | 2.737e-05 | 1.0705e-07 | 1.3657 | 65.6179 | 0.00035246
| Civic Offices | Assembly only superstructure install steel (structural rebar etc) | 1700685 | 8402817 | 2.1 | Frame | install steel | Assembly | 1.64 | Hours | 80 | 44 | 1 | FALSE | 1 | FALSE | 1 | [6 empty] | 0 | A4 | 0 | 0 | 0 | 0 | 0 | 0 | 0 | 0 | 0
| Civic Offices | Assembly only superstructure install steel (structural rebar etc) | 1700688 | 8402819 | 2.1 | Frame | install steel | Assembly | 1.64 | Hours | 80 | 44 | 1 | FALSE | 1 | FALSE | 1 | [6 empty] | 0 | A5 | 0.088686 | 5.7437e-09 | 0.00048086 | 0.0001103 | 2.737e-05 | 1.0705e-07 | 1.3657 | 65.6179 | 0.00035246
| Civic Offices | Assembly only superstructure install steel (structural rebar etc) | 1700688 | 8402819 | 2.1 | Frame | install steel | Assembly | 1.64 | Hours | 80 | 44 | 1 | FALSE | 1 | FALSE | 1 | [6 empty] | 0 | A4 | 0 | 0 | 0 | 0 | 0 | 0 | 0 | 0 | 0
| Civic Offices | Assembly only superstructure install steel (structural rebar etc) | 1700691 | 8402821 | 2.1 | Frame | install steel | Assembly | 19.8112 | Hours | 80 | 44 | 1 | FALSE | 1 | FALSE | 1 | [6 empty] | 0 | A5 | 1.0713 | 6.9384e-08 | 0.0058088 | 0.0013324 | 0.00033063 | 1.2932e-06 | 16.498 | 792.6648 | 0.0042577
| Civic Offices | Assembly only superstructure install steel (structural rebar etc) | 1700691 | 8402821 | 2.1 | Frame | install steel | Assembly | 19.8112 | Hours | 80 | 44 | 1 | FALSE | 1 | FALSE | 1 | [6 empty] | 0 | A4 | 0 | 0 | 0 | 0 | 0 | 0 | 0 | 0 | 0
| Civic Offices | Shear Studs on Structural Steel, 100mm Height, 25mm Diameter (#) | 1700693 | 8402823 | 2.1 | Frame | Welding shear studs to frame | Assembly | 512.7 | Hours | 80 | 44 | 1 | FALSE | 1 | FALSE | 1 | [6 empty] | 0 | A5 | 292.6539 | 1.8954e-05 | 1.5868 | 0.36397 | 0.090317 | 0.00035326 | 4506.7517 | 30308.5125 | 1.1631
| Civic Offices | Shear Studs on Structural Steel, 100mm Height, 25mm Diameter (#) | 1700693 | 8402823 | 2.1 | Frame | Welding shear studs to frame | Assembly | 512.7 | Hours | 80 | 44 | 1 | FALSE | 1 | FALSE | 1 | [6 empty] | 0 | A4 | 2777.41 | 0.00049903 | 9.0942 | 2.458 | 1.5515 | 0.0096862 | 41401.8134 | 6321.7544 | 11.4294
| Civic Offices | Fire protection to steel frame: intumescent paint. (Intumescent paint - fire protection 5mm (m2)) | 1700694 | 8402826 | 3.1 | Wall finishes | apply | Assembly | 2726.25 | Hours | 20 | 44 | 1 | FALSE | 1 | FALSE | 1 | [6 empty] | 0 | A5 | 147.4265 | 9.548e-06 | 0.79936 | 0.18335 | 0.045498 | 0.00017796 | 2270.3086 | 109079.8287 | 0.5859
| Civic Offices | Fire protection to steel frame: intumescent paint. (Intumescent paint - fire protection 5mm (m2)) | 1700694 | 8402826 | 3.1 | Wall finishes | apply | Assembly | 2726.25 | Hours | 20 | 44 | 1 | FALSE | 1 | FALSE | 1 | [6 empty] | 0 | A4 | 0 | 0 | 0 | 0 | 0 | 0 | 0 | 0 | 0
| Civic Offices | Fire protection to steel frame: intumescent paint. (Intumescent paint - fire protection 5mm (m2)) | 1700694 | 8402826 | 3.1 | Wall finishes | apply | Assembly | 2726.25 | Hours | 20 | 44 | 1 | FALSE | 1 | FALSE | 1 | [6 empty] | 20 | B4B5 | 147.4265 | 9.548e-06 | 0.79936 | 0.18335 | 0.045498 | 0.00017796 | 2270.3086 | 109079.8287 | 0.5859
| Civic Offices | Fire protection to steel frame: intumescent paint. (Intumescent paint - fire protection 5mm (m2)) | 1700694 | 8402826 | 3.1 | Wall finishes | apply | Assembly | 2726.25 | Hours | 20 | 44 | 1 | FALSE | 1 | FALSE | 1 | [6 empty] | 40 | B4B5 | 147.4265 | 9.548e-06 | 0.79936 | 0.18335 | 0.045498 | 0.00017796 | 2270.3086 | 109079.8287 | 0.5859
| Civic Offices | Assembly only superstructure install steel (structural rebar etc) | 1700696 | 8402828 | 2.1 | Frame | install steel | Assembly | 0.0012016 | Hours | 80 | 44 | 1 | FALSE | 1 | FALSE | 1 | [6 empty] | 0 | A5 | 6.4979e-05 | 4.2083e-12 | 3.5232e-07 | 8.0815e-08 | 2.0053e-08 | 7.8437e-11 | 0.0010007 | 0.048078 | 2.5824e-07
| Civic Offices | Assembly only superstructure install steel (structural rebar etc) | 1700696 | 8402828 | 2.1 | Frame | install steel | Assembly | 0.0012016 | Hours | 80 | 44 | 1 | FALSE | 1 | FALSE | 1 | [6 empty] | 0 | A4 | 0 | 0 | 0 | 0 | 0 | 0 | 0 | 0 | 0
| Civic Offices | Foundation structure timber formwork (m2 18mm planks) | 1700698 | 8402830 | 1 | Substructure | install | Assembly | 36.2 | Hours | 200 | 44 | 1 | FALSE | 1 | FALSE | 1 | [6 empty] | 0 | A5 | 1.9576 | 1.2678e-07 | 0.010614 | 0.0024346 | 0.00060414 | 2.363e-06 | 30.1459 | 1448.3961 | 0.0077798
| Civic Offices | Foundation structure timber formwork (m2 18mm planks) | 1700698 | 8402830 | 1 | Substructure | install | Assembly | 36.2 | Hours | 200 | 44 | 1 | FALSE | 1 | FALSE | 1 | [6 empty] | 0 | A4 | 0 | 0 | 0 | 0 | 0 | 0 | 0 | 0 | 0
| Civic Offices | Assembly only superstructure install steel (structural rebar etc) | 1700700 | 8402832 | 2.1 | Frame | install steel | Assembly | 8.6221 | Hours | 80 | 44 | 1 | FALSE | 1 | FALSE | 1 | [6 empty] | 0 | A5 | 0.46626 | 3.0197e-08 | 0.0025281 | 0.00057988 | 0.00014389 | 5.6282e-07 | 7.1801 | 344.979 | 0.001853
| Civic Offices | Assembly only superstructure install steel (structural rebar etc) | 1700700 | 8402832 | 2.1 | Frame | install steel | Assembly | 8.6221 | Hours | 80 | 44 | 1 | FALSE | 1 | FALSE | 1 | [6 empty] | 0 | A4 | 0 | 0 | 0 | 0 | 0 | 0 | 0 | 0 | 0
| Civic Offices | Frame structure poured concrete 40MPa (m3) | 1700701 | 8402834 | 2.2 | Upper floors | 140m3/hr | Assembly | 0.77571 | Hours | 80 | 44 | 1 | FALSE | 1 | FALSE | 1 | [6 empty] | 0 | A5 | 53.0436 | 9.7417e-06 | 0.40577 | 0.10094 | 0.069763 | 1.8192e-05 | 764.4885 | 151.1276 | 0.25072
| Civic Offices | Frame structure poured concrete 40MPa (m3) | 1700701 | 8402834 | 2.2 | Upper floors | 140m3/hr | Assembly | 0.77571 | Hours | 80 | 44 | 1 | FALSE | 1 | FALSE | 1 | [6 empty] | 0 | A4 | 87.782 | 1.6158e-05 | 0.29354 | 0.077448 | 0.051207 | 0.00023118 | 1325.683 | 163.7939 | 0.36369
| Civic Offices | Assembly only superstructure install metal sheets | 1700704 | 8402836 | 2.5 | External walls | install | Assembly | 450.9 | Hours | 80 | 44 | 1 | FALSE | 1 | FALSE | 1 | [6 empty] | 0 | A5 | 24.3832 | 1.5792e-06 | 0.13221 | 0.030325 | 0.007525 | 2.9433e-05 | 375.4909 | 18040.9334 | 0.096904
| Civic Offices | Assembly only superstructure install metal sheets | 1700704 | 8402836 | 2.5 | External walls | install | Assembly | 450.9 | Hours | 80 | 44 | 1 | FALSE | 1 | FALSE | 1 | [6 empty] | 0 | A4 | 0 | 0 | 0 | 0 | 0 | 0 | 0 | 0 | 0
| Civic Offices | Assembly only superstructure install steel (structural rebar etc) | 1700707 | 8402838 | 2.1 | Frame | install steel | Assembly | 9.7118 | Hours | 80 | 44 | 1 | FALSE | 1 | FALSE | 1 | [6 empty] | 0 | A5 | 0.52518 | 3.4013e-08 | 0.0028476 | 0.00065317 | 0.00016208 | 6.3395e-07 | 8.0876 | 388.5777 | 0.0020872
| Civic Offices | Assembly only superstructure install steel (structural rebar etc) | 1700707 | 8402838 | 2.1 | Frame | install steel | Assembly | 9.7118 | Hours | 80 | 44 | 1 | FALSE | 1 | FALSE | 1 | [6 empty] | 0 | A4 | 0 | 0 | 0 | 0 | 0 | 0 | 0 | 0 | 0
| Civic Offices | Upper floor structure poured concrete 35MPa (m3) | 1700708 | 8402840 | 2.2 | Upper floors | 140m3/hr | Assembly | 0.96621 | Hours | 80 | 44 | 1 | FALSE | 1 | FALSE | 1 | [6 empty] | 0 | A5 | 66.0701 | 1.2134e-05 | 0.50542 | 0.12573 | 0.086895 | 2.2659e-05 | 952.2316 | 188.2415 | 0.31229
| Civic Offices | Upper floor structure poured concrete 35MPa (m3) | 1700708 | 8402840 | 2.2 | Upper floors | 140m3/hr | Assembly | 0.96621 | Hours | 80 | 44 | 1 | FALSE | 1 | FALSE | 1 | [6 empty] | 0 | A4 | 87.782 | 1.6158e-05 | 0.29354 | 0.077448 | 0.051207 | 0.00023118 | 1325.683 | 163.7939 | 0.36369
| Civic Offices | Profile Upper floor structure poured concrete 35MPa (m3) | 1700709 | 8402842 | 2.2 | Upper floors | 140m3/hr | Assembly | 0.26839 | Hours | 80 | 44 | 1 | FALSE | 1 | FALSE | 1 | [6 empty] | 0 | A5 | 18.3528 | 3.3706e-06 | 0.1404 | 0.034925 | 0.024138 | 6.2942e-06 | 264.5088 | 52.2893 | 0.086748
| Civic Offices | Profile Upper floor structure poured concrete 35MPa (m3) | 1700709 | 8402842 | 2.2 | Upper floors | 140m3/hr | Assembly | 0.26839 | Hours | 80 | 44 | 1 | FALSE | 1 | FALSE | 1 | [6 empty] | 0 | A4 | 87.782 | 1.6158e-05 | 0.29354 | 0.077448 | 0.051207 | 0.00023118 | 1325.683 | 163.7939 | 0.36369
| Civic Offices | Floor/wall structure timber formwork (m2 18mm planks) | 1700710 | 8402843 | 2 | Superstructure | install | Assembly | 1.503 | Hours | 80 | 44 | 1 | FALSE | 1 | FALSE | 1 | [6 empty] | 0 | A5 | 0.081277 | 5.2639e-09 | 0.00044069 | 0.00010108 | 2.5083e-05 | 9.811e-08 | 1.2516 | 60.1364 | 0.00032301
| Civic Offices | Floor/wall structure timber formwork (m2 18mm planks) | 1700710 | 8402843 | 2 | Superstructure | install | Assembly | 1.503 | Hours | 80 | 44 | 1 | FALSE | 1 | FALSE | 1 | [6 empty] | 0 | A4 | 0 | 0 | 0 | 0 | 0 | 0 | 0 | 0 | 0
| Civic Offices | Assembly only superstructure install metal sheets | 1700713 | 8402846 | 2.5 | External walls | install | Assembly | 274.8 | Hours | 80 | 44 | 1 | FALSE | 1 | FALSE | 1 | [6 empty] | 0 | A5 | 14.8603 | 9.6242e-07 | 0.080574 | 0.018482 | 0.0045861 | 1.7938e-05 | 228.8421 | 10995.0067 | 0.059058
| Civic Offices | Assembly only superstructure install metal sheets | 1700713 | 8402846 | 2.5 | External walls | install | Assembly | 274.8 | Hours | 80 | 44 | 1 | FALSE | 1 | FALSE | 1 | [6 empty] | 0 | A4 | 0 | 0 | 0 | 0 | 0 | 0 | 0 | 0 | 0
| Civic Offices | Assembly only superstructure install steel (structural rebar etc) | 1700716 | 8402848 | 2.1 | Frame | install steel | Assembly | 5.9188 | Hours | 80 | 44 | 1 | FALSE | 1 | FALSE | 1 | [6 empty] | 0 | A5 | 0.32007 | 2.0729e-08 | 0.0017355 | 0.00039807 | 9.8778e-05 | 3.8636e-07 | 4.929 | 236.8178 | 0.001272
| Civic Offices | Assembly only superstructure install steel (structural rebar etc) | 1700716 | 8402848 | 2.1 | Frame | install steel | Assembly | 5.9188 | Hours | 80 | 44 | 1 | FALSE | 1 | FALSE | 1 | [6 empty] | 0 | A4 | 0 | 0 | 0 | 0 | 0 | 0 | 0 | 0 | 0
| Civic Offices | Upper floor structure poured concrete 35MPa (m3) | 1700717 | 8402850 | 2.2 | Upper floors | 140m3/hr | Assembly | 0.58886 | Hours | 80 | 44 | 1 | FALSE | 1 | FALSE | 1 | [6 empty] | 0 | A5 | 40.2663 | 7.3951e-06 | 0.30803 | 0.076626 | 0.052958 | 1.381e-05 | 580.3354 | 114.7234 | 0.19033
| Civic Offices | Upper floor structure poured concrete 35MPa (m3) | 1700717 | 8402850 | 2.2 | Upper floors | 140m3/hr | Assembly | 0.58886 | Hours | 80 | 44 | 1 | FALSE | 1 | FALSE | 1 | [6 empty] | 0 | A4 | 87.782 | 1.6158e-05 | 0.29354 | 0.077448 | 0.051207 | 0.00023118 | 1325.683 | 163.7939 | 0.36369
| Civic Offices | Profile Upper floor structure poured concrete 35MPa (m3) | 1700718 | 8402852 | 2.2 | Upper floors | 140m3/hr | Assembly | 0.16357 | Hours | 80 | 44 | 1 | FALSE | 1 | FALSE | 1 | [6 empty] | 0 | A5 | 11.1851 | 2.0542e-06 | 0.085563 | 0.021285 | 0.014711 | 3.836e-06 | 161.2043 | 31.8676 | 0.052869
| Civic Offices | Profile Upper floor structure poured concrete 35MPa (m3) | 1700718 | 8402852 | 2.2 | Upper floors | 140m3/hr | Assembly | 0.16357 | Hours | 80 | 44 | 1 | FALSE | 1 | FALSE | 1 | [6 empty] | 0 | A4 | 87.782 | 1.6158e-05 | 0.29354 | 0.077448 | 0.051207 | 0.00023118 | 1325.683 | 163.7939 | 0.36369
| Civic Offices | Floor/wall structure timber formwork (m2 18mm planks) | 1700719 | 8402853 | 2 | Superstructure | install | Assembly | 0.916 | Hours | 80 | 44 | 1 | FALSE | 1 | FALSE | 1 | [6 empty] | 0 | A5 | 0.049534 | 3.2081e-09 | 0.00026858 | 6.1606e-05 | 1.5287e-05 | 5.9793e-08 | 0.76281 | 36.65 | 0.00019686
| Civic Offices | Floor/wall structure timber formwork (m2 18mm planks) | 1700719 | 8402853 | 2 | Superstructure | install | Assembly | 0.916 | Hours | 80 | 44 | 1 | FALSE | 1 | FALSE | 1 | [6 empty] | 0 | A4 | 0 | 0 | 0 | 0 | 0 | 0 | 0 | 0 | 0
| Civic Offices | Assembly only superstructure install metal sheets | 1700722 | 8402856 | 2.5 | External walls | install | Assembly | 39.9 | Hours | 80 | 44 | 1 | FALSE | 1 | FALSE | 1 | [6 empty] | 0 | A5 | 2.1577 | 1.3974e-07 | 0.011699 | 0.0026835 | 0.00066588 | 2.6045e-06 | 33.2271 | 1596.4366 | 0.008575
| Civic Offices | Assembly only superstructure install metal sheets | 1700722 | 8402856 | 2.5 | External walls | install | Assembly | 39.9 | Hours | 80 | 44 | 1 | FALSE | 1 | FALSE | 1 | [6 empty] | 0 | A4 | 0 | 0 | 0 | 0 | 0 | 0 | 0 | 0 | 0
| Civic Offices | Assembly only superstructure install steel (structural rebar etc) | 1700725 | 8402858 | 2.1 | Frame | install steel | Assembly | 0.85939 | Hours | 80 | 44 | 1 | FALSE | 1 | FALSE | 1 | [6 empty] | 0 | A5 | 0.046473 | 3.0098e-09 | 0.00025198 | 5.7799e-05 | 1.4342e-05 | 5.6098e-08 | 0.71567 | 34.3851 | 0.00018469
| Civic Offices | Assembly only superstructure install steel (structural rebar etc) | 1700725 | 8402858 | 2.1 | Frame | install steel | Assembly | 0.85939 | Hours | 80 | 44 | 1 | FALSE | 1 | FALSE | 1 | [6 empty] | 0 | A4 | 0 | 0 | 0 | 0 | 0 | 0 | 0 | 0 | 0
| Civic Offices | Upper floor structure poured concrete 35MPa (m3) | 1700726 | 8402860 | 2.2 | Upper floors | 140m3/hr | Assembly | 0.0855 | Hours | 80 | 44 | 1 | FALSE | 1 | FALSE | 1 | [6 empty] | 0 | A5 | 5.8465 | 1.0737e-06 | 0.044725 | 0.011126 | 0.0076893 | 2.0051e-06 | 84.2627 | 16.6574 | 0.027635
| Civic Offices | Upper floor structure poured concrete 35MPa (m3) | 1700726 | 8402860 | 2.2 | Upper floors | 140m3/hr | Assembly | 0.0855 | Hours | 80 | 44 | 1 | FALSE | 1 | FALSE | 1 | [6 empty] | 0 | A4 | 87.782 | 1.6158e-05 | 0.29354 | 0.077448 | 0.051207 | 0.00023118 | 1325.683 | 163.7939 | 0.36369
| Civic Offices | Profile Upper floor structure poured concrete 35MPa (m3) | 1700727 | 8402862 | 2.2 | Upper floors | 140m3/hr | Assembly | 0.02375 | Hours | 80 | 44 | 1 | FALSE | 1 | FALSE | 1 | [6 empty] | 0 | A5 | 1.624 | 2.9826e-07 | 0.012424 | 0.0030905 | 0.0021359 | 5.5697e-07 | 23.4063 | 4.6271 | 0.0076763
| Civic Offices | Profile Upper floor structure poured concrete 35MPa (m3) | 1700727 | 8402862 | 2.2 | Upper floors | 140m3/hr | Assembly | 0.02375 | Hours | 80 | 44 | 1 | FALSE | 1 | FALSE | 1 | [6 empty] | 0 | A4 | 87.782 | 1.6158e-05 | 0.29354 | 0.077448 | 0.051207 | 0.00023118 | 1325.683 | 163.7939 | 0.36369
| Civic Offices | Floor/wall structure timber formwork (m2 18mm planks) | 1700728 | 8402863 | 2 | Superstructure | install | Assembly | 0.133 | Hours | 80 | 44 | 1 | FALSE | 1 | FALSE | 1 | [6 empty] | 0 | A5 | 0.0071922 | 4.658e-10 | 3.8997e-05 | 8.9449e-06 | 2.2196e-06 | 8.6817e-09 | 0.11076 | 5.3215 | 2.8583e-05
| Civic Offices | Floor/wall structure timber formwork (m2 18mm planks) | 1700728 | 8402863 | 2 | Superstructure | install | Assembly | 0.133 | Hours | 80 | 44 | 1 | FALSE | 1 | FALSE | 1 | [6 empty] | 0 | A4 | 0 | 0 | 0 | 0 | 0 | 0 | 0 | 0 | 0
| Civic Offices | Balcony deck waterproofing single layer polymer tapered insulation precast concrete pavers (Roof lining membrane breather polypropylene) | 1700729 | 8402865 | 2.3 | Roof | install | Assembly | 8.6 | Hours | 25 | 44 | 1 | FALSE | 1 | FALSE | 1 | [6 empty] | 0 | A5 | 0.46506 | 3.0119e-08 | 0.0025216 | 0.00057839 | 0.00014352 | 5.6138e-07 | 7.1617 | 344.0941 | 0.0018482
| Civic Offices | Balcony deck waterproofing single layer polymer tapered insulation precast concrete pavers (Roof lining membrane breather polypropylene) | 1700729 | 8402865 | 2.3 | Roof | install | Assembly | 8.6 | Hours | 25 | 44 | 1 | FALSE | 1 | FALSE | 1 | [6 empty] | 0 | A4 | 0 | 0 | 0 | 0 | 0 | 0 | 0 | 0 | 0
| Civic Offices | Balcony deck waterproofing single layer polymer tapered insulation precast concrete pavers (Roof lining membrane breather polypropylene) | 1700729 | 8402865 | 2.3 | Roof | install | Assembly | 8.6 | Hours | 25 | 44 | 1 | FALSE | 1 | FALSE | 1 | [6 empty] | 25 | B4B5 | 0.46506 | 3.0119e-08 | 0.0025216 | 0.00057839 | 0.00014352 | 5.6138e-07 | 7.1617 | 344.0941 | 0.0018482
| Civic Offices | Balcony deck waterproofing single layer polymer tapered insulation precast concrete pavers (Roof lining membrane breather polypropylene) | 1700729 | 8402865 | 2.3 | Roof | install | Assembly | 8.6 | Hours | 25 | 44 | 1 | FALSE | 1 | FALSE | 1 | [6 empty] | 50 | B4B5 | 0.46506 | 3.0119e-08 | 0.0025216 | 0.00057839 | 0.00014352 | 5.6138e-07 | 7.1617 | 344.0941 | 0.0018482
| Civic Offices | Rainwater pipes: details to be stated. (Services pipe aluminium 75mm (rainwater)) | 1700730 | 8402868 | 5 | Services equipment | Install | Assembly | 3 | Hours | 150 | 44 | 1 | FALSE | 1 | FALSE | 1 | [6 empty] | 0 | A5 | 0.16223 | 1.0507e-08 | 0.00087963 | 0.00020177 | 5.0066e-05 | 1.9583e-07 | 2.4983 | 120.0328 | 0.00064474
| Civic Offices | Rainwater pipes: details to be stated. (Services pipe aluminium 75mm (rainwater)) | 1700730 | 8402868 | 5 | Services equipment | Install | Assembly | 3 | Hours | 150 | 44 | 1 | FALSE | 1 | FALSE | 1 | [6 empty] | 0 | A4 | 0 | 0 | 0 | 0 | 0 | 0 | 0 | 0 | 0
| Civic Offices | Roof coverings vapour barrier 120mm thermal insulation single layer polymer. (Roof lining membrane breather polypropylene) | 1700731 | 8402869 | 2.3 | Roof | install | Assembly | 156.6 | Hours | 25 | 44 | 1 | FALSE | 1 | FALSE | 1 | [6 empty] | 0 | A5 | 8.4684 | 5.4845e-07 | 0.045916 | 0.010532 | 0.0026135 | 1.0222e-05 | 130.41 | 6265.7134 | 0.033655
| Civic Offices | Roof coverings vapour barrier 120mm thermal insulation single layer polymer. (Roof lining membrane breather polypropylene) | 1700731 | 8402869 | 2.3 | Roof | install | Assembly | 156.6 | Hours | 25 | 44 | 1 | FALSE | 1 | FALSE | 1 | [6 empty] | 0 | A4 | 0 | 0 | 0 | 0 | 0 | 0 | 0 | 0 | 0
| Civic Offices | Roof coverings vapour barrier 120mm thermal insulation single layer polymer. (Roof lining membrane breather polypropylene) | 1700731 | 8402869 | 2.3 | Roof | install | Assembly | 156.6 | Hours | 25 | 44 | 1 | FALSE | 1 | FALSE | 1 | [6 empty] | 25 | B4B5 | 8.4684 | 5.4845e-07 | 0.045916 | 0.010532 | 0.0026135 | 1.0222e-05 | 130.41 | 6265.7134 | 0.033655
| Civic Offices | Roof coverings vapour barrier 120mm thermal insulation single layer polymer. (Roof lining membrane breather polypropylene) | 1700731 | 8402869 | 2.3 | Roof | install | Assembly | 156.6 | Hours | 25 | 44 | 1 | FALSE | 1 | FALSE | 1 | [6 empty] | 50 | B4B5 | 8.4684 | 5.4845e-07 | 0.045916 | 0.010532 | 0.0026135 | 1.0222e-05 | 130.41 | 6265.7134 | 0.033655
| Civic Offices | Assembly only substructure install insulation | 1700734 | 8402872 | 1 | Substructure | Install insulation | Assembly | 900.45 | Hours | 80 | 44 | 1 | FALSE | 1 | FALSE | 1 | [6 empty] | 0 | A5 | 48.6933 | 3.1536e-06 | 0.26402 | 0.06056 | 0.015027 | 5.8778e-05 | 749.8576 | 36027.8521 | 0.19352
| Civic Offices | Assembly only substructure install insulation | 1700734 | 8402872 | 1 | Substructure | Install insulation | Assembly | 900.45 | Hours | 80 | 44 | 1 | FALSE | 1 | FALSE | 1 | [6 empty] | 0 | A4 | 0 | 0 | 0 | 0 | 0 | 0 | 0 | 0 | 0
| Civic Offices | Extra over roof coverings; concrete pavings on plastic pedestals (Roof covering pedestal concrete paving slabs on rubber supports) | 1700735 | 8402875 | 2.3 | Roof | Install | Assembly | 252.3 | Hours | 80 | 44 | 1 | FALSE | 1 | FALSE | 1 | [6 empty] | 0 | A5 | 13.6435 | 8.8362e-07 | 0.073977 | 0.016968 | 0.0042106 | 1.6469e-05 | 210.105 | 10094.7605 | 0.054222
| Civic Offices | Extra over roof coverings; concrete pavings on plastic pedestals (Roof covering pedestal concrete paving slabs on rubber supports) | 1700735 | 8402875 | 2.3 | Roof | Install | Assembly | 252.3 | Hours | 80 | 44 | 1 | FALSE | 1 | FALSE | 1 | [6 empty] | 0 | A4 | 0 | 0 | 0 | 0 | 0 | 0 | 0 | 0 | 0
| Civic Offices | Assembly only roof maintenance and inspections | 1700736 | 8402876 | 2 | Superstructure | General cleaning and maintenance | Assembly | 5.046 | Hours | 1 | 44 | 1 | FALSE | 1 | FALSE | 3 | [6 empty] | 1 | B2B3 | 0.27287 | 1.7672e-08 | 0.0014795 | 0.00033937 | 8.4212e-05 | 3.2938e-07 | 4.2021 | 201.8952 | 0.0010844
| Civic Offices | Assembly only roof maintenance and inspections | 1700736 | 8402876 | 2 | Superstructure | General cleaning and maintenance | Assembly | 5.046 | Hours | 1 | 44 | 1 | FALSE | 1 | FALSE | 3 | [6 empty] | 2 | B2B3 | 0.27287 | 1.7672e-08 | 0.0014795 | 0.00033937 | 8.4212e-05 | 3.2938e-07 | 4.2021 | 201.8952 | 0.0010844
| Civic Offices | Assembly only roof maintenance and inspections | 1700736 | 8402876 | 2 | Superstructure | General cleaning and maintenance | Assembly | 5.046 | Hours | 1 | 44 | 1 | FALSE | 1 | FALSE | 3 | [6 empty] | 3 | B2B3 | 0.27287 | 1.7672e-08 | 0.0014795 | 0.00033937 | 8.4212e-05 | 3.2938e-07 | 4.2021 | 201.8952 | 0.0010844
| Civic Offices | Assembly only roof maintenance and inspections | 1700736 | 8402876 | 2 | Superstructure | General cleaning and maintenance | Assembly | 5.046 | Hours | 1 | 44 | 1 | FALSE | 1 | FALSE | 3 | [6 empty] | 4 | B2B3 | 0.27287 | 1.7672e-08 | 0.0014795 | 0.00033937 | 8.4212e-05 | 3.2938e-07 | 4.2021 | 201.8952 | 0.0010844
| Civic Offices | Assembly only roof maintenance and inspections | 1700736 | 8402876 | 2 | Superstructure | General cleaning and maintenance | Assembly | 5.046 | Hours | 1 | 44 | 1 | FALSE | 1 | FALSE | 3 | [6 empty] | 5 | B2B3 | 0.27287 | 1.7672e-08 | 0.0014795 | 0.00033937 | 8.4212e-05 | 3.2938e-07 | 4.2021 | 201.8952 | 0.0010844
| Civic Offices | Assembly only roof maintenance and inspections | 1700736 | 8402876 | 2 | Superstructure | General cleaning and maintenance | Assembly | 5.046 | Hours | 1 | 44 | 1 | FALSE | 1 | FALSE | 3 | [6 empty] | 6 | B2B3 | 0.27287 | 1.7672e-08 | 0.0014795 | 0.00033937 | 8.4212e-05 | 3.2938e-07 | 4.2021 | 201.8952 | 0.0010844
| Civic Offices | Assembly only roof maintenance and inspections | 1700736 | 8402876 | 2 | Superstructure | General cleaning and maintenance | Assembly | 5.046 | Hours | 1 | 44 | 1 | FALSE | 1 | FALSE | 3 | [6 empty] | 7 | B2B3 | 0.27287 | 1.7672e-08 | 0.0014795 | 0.00033937 | 8.4212e-05 | 3.2938e-07 | 4.2021 | 201.8952 | 0.0010844
| Civic Offices | Assembly only roof maintenance and inspections | 1700736 | 8402876 | 2 | Superstructure | General cleaning and maintenance | Assembly | 5.046 | Hours | 1 | 44 | 1 | FALSE | 1 | FALSE | 3 | [6 empty] | 8 | B2B3 | 0.27287 | 1.7672e-08 | 0.0014795 | 0.00033937 | 8.4212e-05 | 3.2938e-07 | 4.2021 | 201.8952 | 0.0010844
| Civic Offices | Assembly only roof maintenance and inspections | 1700736 | 8402876 | 2 | Superstructure | General cleaning and maintenance | Assembly | 5.046 | Hours | 1 | 44 | 1 | FALSE | 1 | FALSE | 3 | [6 empty] | 9 | B2B3 | 0.27287 | 1.7672e-08 | 0.0014795 | 0.00033937 | 8.4212e-05 | 3.2938e-07 | 4.2021 | 201.8952 | 0.0010844
| Civic Offices | Assembly only roof maintenance and inspections | 1700736 | 8402876 | 2 | Superstructure | General cleaning and maintenance | Assembly | 5.046 | Hours | 1 | 44 | 1 | FALSE | 1 | FALSE | 3 | [6 empty] | 10 | B2B3 | 0.27287 | 1.7672e-08 | 0.0014795 | 0.00033937 | 8.4212e-05 | 3.2938e-07 | 4.2021 | 201.8952 | 0.0010844
| Civic Offices | Assembly only roof maintenance and inspections | 1700736 | 8402876 | 2 | Superstructure | General cleaning and maintenance | Assembly | 5.046 | Hours | 1 | 44 | 1 | FALSE | 1 | FALSE | 3 | [6 empty] | 11 | B2B3 | 0.27287 | 1.7672e-08 | 0.0014795 | 0.00033937 | 8.4212e-05 | 3.2938e-07 | 4.2021 | 201.8952 | 0.0010844
| Civic Offices | Assembly only roof maintenance and inspections | 1700736 | 8402876 | 2 | Superstructure | General cleaning and maintenance | Assembly | 5.046 | Hours | 1 | 44 | 1 | FALSE | 1 | FALSE | 3 | [6 empty] | 12 | B2B3 | 0.27287 | 1.7672e-08 | 0.0014795 | 0.00033937 | 8.4212e-05 | 3.2938e-07 | 4.2021 | 201.8952 | 0.0010844
| Civic Offices | Assembly only roof maintenance and inspections | 1700736 | 8402876 | 2 | Superstructure | General cleaning and maintenance | Assembly | 5.046 | Hours | 1 | 44 | 1 | FALSE | 1 | FALSE | 3 | [6 empty] | 13 | B2B3 | 0.27287 | 1.7672e-08 | 0.0014795 | 0.00033937 | 8.4212e-05 | 3.2938e-07 | 4.2021 | 201.8952 | 0.0010844
| Civic Offices | Assembly only roof maintenance and inspections | 1700736 | 8402876 | 2 | Superstructure | General cleaning and maintenance | Assembly | 5.046 | Hours | 1 | 44 | 1 | FALSE | 1 | FALSE | 3 | [6 empty] | 14 | B2B3 | 0.27287 | 1.7672e-08 | 0.0014795 | 0.00033937 | 8.4212e-05 | 3.2938e-07 | 4.2021 | 201.8952 | 0.0010844
| Civic Offices | Assembly only roof maintenance and inspections | 1700736 | 8402876 | 2 | Superstructure | General cleaning and maintenance | Assembly | 5.046 | Hours | 1 | 44 | 1 | FALSE | 1 | FALSE | 3 | [6 empty] | 15 | B2B3 | 0.27287 | 1.7672e-08 | 0.0014795 | 0.00033937 | 8.4212e-05 | 3.2938e-07 | 4.2021 | 201.8952 | 0.0010844
| Civic Offices | Assembly only roof maintenance and inspections | 1700736 | 8402876 | 2 | Superstructure | General cleaning and maintenance | Assembly | 5.046 | Hours | 1 | 44 | 1 | FALSE | 1 | FALSE | 3 | [6 empty] | 16 | B2B3 | 0.27287 | 1.7672e-08 | 0.0014795 | 0.00033937 | 8.4212e-05 | 3.2938e-07 | 4.2021 | 201.8952 | 0.0010844
| Civic Offices | Assembly only roof maintenance and inspections | 1700736 | 8402876 | 2 | Superstructure | General cleaning and maintenance | Assembly | 5.046 | Hours | 1 | 44 | 1 | FALSE | 1 | FALSE | 3 | [6 empty] | 17 | B2B3 | 0.27287 | 1.7672e-08 | 0.0014795 | 0.00033937 | 8.4212e-05 | 3.2938e-07 | 4.2021 | 201.8952 | 0.0010844
| Civic Offices | Assembly only roof maintenance and inspections | 1700736 | 8402876 | 2 | Superstructure | General cleaning and maintenance | Assembly | 5.046 | Hours | 1 | 44 | 1 | FALSE | 1 | FALSE | 3 | [6 empty] | 18 | B2B3 | 0.27287 | 1.7672e-08 | 0.0014795 | 0.00033937 | 8.4212e-05 | 3.2938e-07 | 4.2021 | 201.8952 | 0.0010844
| Civic Offices | Assembly only roof maintenance and inspections | 1700736 | 8402876 | 2 | Superstructure | General cleaning and maintenance | Assembly | 5.046 | Hours | 1 | 44 | 1 | FALSE | 1 | FALSE | 3 | [6 empty] | 19 | B2B3 | 0.27287 | 1.7672e-08 | 0.0014795 | 0.00033937 | 8.4212e-05 | 3.2938e-07 | 4.2021 | 201.8952 | 0.0010844
| Civic Offices | Assembly only roof maintenance and inspections | 1700736 | 8402876 | 2 | Superstructure | General cleaning and maintenance | Assembly | 5.046 | Hours | 1 | 44 | 1 | FALSE | 1 | FALSE | 3 | [6 empty] | 20 | B2B3 | 0.27287 | 1.7672e-08 | 0.0014795 | 0.00033937 | 8.4212e-05 | 3.2938e-07 | 4.2021 | 201.8952 | 0.0010844
| Civic Offices | Assembly only roof maintenance and inspections | 1700736 | 8402876 | 2 | Superstructure | General cleaning and maintenance | Assembly | 5.046 | Hours | 1 | 44 | 1 | FALSE | 1 | FALSE | 3 | [6 empty] | 21 | B2B3 | 0.27287 | 1.7672e-08 | 0.0014795 | 0.00033937 | 8.4212e-05 | 3.2938e-07 | 4.2021 | 201.8952 | 0.0010844
| Civic Offices | Assembly only roof maintenance and inspections | 1700736 | 8402876 | 2 | Superstructure | General cleaning and maintenance | Assembly | 5.046 | Hours | 1 | 44 | 1 | FALSE | 1 | FALSE | 3 | [6 empty] | 22 | B2B3 | 0.27287 | 1.7672e-08 | 0.0014795 | 0.00033937 | 8.4212e-05 | 3.2938e-07 | 4.2021 | 201.8952 | 0.0010844
| Civic Offices | Assembly only roof maintenance and inspections | 1700736 | 8402876 | 2 | Superstructure | General cleaning and maintenance | Assembly | 5.046 | Hours | 1 | 44 | 1 | FALSE | 1 | FALSE | 3 | [6 empty] | 23 | B2B3 | 0.27287 | 1.7672e-08 | 0.0014795 | 0.00033937 | 8.4212e-05 | 3.2938e-07 | 4.2021 | 201.8952 | 0.0010844
| Civic Offices | Assembly only roof maintenance and inspections | 1700736 | 8402876 | 2 | Superstructure | General cleaning and maintenance | Assembly | 5.046 | Hours | 1 | 44 | 1 | FALSE | 1 | FALSE | 3 | [6 empty] | 24 | B2B3 | 0.27287 | 1.7672e-08 | 0.0014795 | 0.00033937 | 8.4212e-05 | 3.2938e-07 | 4.2021 | 201.8952 | 0.0010844
| Civic Offices | Assembly only roof maintenance and inspections | 1700736 | 8402876 | 2 | Superstructure | General cleaning and maintenance | Assembly | 5.046 | Hours | 1 | 44 | 1 | FALSE | 1 | FALSE | 3 | [6 empty] | 25 | B2B3 | 0.27287 | 1.7672e-08 | 0.0014795 | 0.00033937 | 8.4212e-05 | 3.2938e-07 | 4.2021 | 201.8952 | 0.0010844
| Civic Offices | Assembly only roof maintenance and inspections | 1700736 | 8402876 | 2 | Superstructure | General cleaning and maintenance | Assembly | 5.046 | Hours | 1 | 44 | 1 | FALSE | 1 | FALSE | 3 | [6 empty] | 26 | B2B3 | 0.27287 | 1.7672e-08 | 0.0014795 | 0.00033937 | 8.4212e-05 | 3.2938e-07 | 4.2021 | 201.8952 | 0.0010844
| Civic Offices | Assembly only roof maintenance and inspections | 1700736 | 8402876 | 2 | Superstructure | General cleaning and maintenance | Assembly | 5.046 | Hours | 1 | 44 | 1 | FALSE | 1 | FALSE | 3 | [6 empty] | 27 | B2B3 | 0.27287 | 1.7672e-08 | 0.0014795 | 0.00033937 | 8.4212e-05 | 3.2938e-07 | 4.2021 | 201.8952 | 0.0010844
| Civic Offices | Assembly only roof maintenance and inspections | 1700736 | 8402876 | 2 | Superstructure | General cleaning and maintenance | Assembly | 5.046 | Hours | 1 | 44 | 1 | FALSE | 1 | FALSE | 3 | [6 empty] | 28 | B2B3 | 0.27287 | 1.7672e-08 | 0.0014795 | 0.00033937 | 8.4212e-05 | 3.2938e-07 | 4.2021 | 201.8952 | 0.0010844
| Civic Offices | Assembly only roof maintenance and inspections | 1700736 | 8402876 | 2 | Superstructure | General cleaning and maintenance | Assembly | 5.046 | Hours | 1 | 44 | 1 | FALSE | 1 | FALSE | 3 | [6 empty] | 29 | B2B3 | 0.27287 | 1.7672e-08 | 0.0014795 | 0.00033937 | 8.4212e-05 | 3.2938e-07 | 4.2021 | 201.8952 | 0.0010844
| Civic Offices | Assembly only roof maintenance and inspections | 1700736 | 8402876 | 2 | Superstructure | General cleaning and maintenance | Assembly | 5.046 | Hours | 1 | 44 | 1 | FALSE | 1 | FALSE | 3 | [6 empty] | 30 | B2B3 | 0.27287 | 1.7672e-08 | 0.0014795 | 0.00033937 | 8.4212e-05 | 3.2938e-07 | 4.2021 | 201.8952 | 0.0010844
| Civic Offices | Assembly only roof maintenance and inspections | 1700736 | 8402876 | 2 | Superstructure | General cleaning and maintenance | Assembly | 5.046 | Hours | 1 | 44 | 1 | FALSE | 1 | FALSE | 3 | [6 empty] | 31 | B2B3 | 0.27287 | 1.7672e-08 | 0.0014795 | 0.00033937 | 8.4212e-05 | 3.2938e-07 | 4.2021 | 201.8952 | 0.0010844
| Civic Offices | Assembly only roof maintenance and inspections | 1700736 | 8402876 | 2 | Superstructure | General cleaning and maintenance | Assembly | 5.046 | Hours | 1 | 44 | 1 | FALSE | 1 | FALSE | 3 | [6 empty] | 32 | B2B3 | 0.27287 | 1.7672e-08 | 0.0014795 | 0.00033937 | 8.4212e-05 | 3.2938e-07 | 4.2021 | 201.8952 | 0.0010844
| Civic Offices | Assembly only roof maintenance and inspections | 1700736 | 8402876 | 2 | Superstructure | General cleaning and maintenance | Assembly | 5.046 | Hours | 1 | 44 | 1 | FALSE | 1 | FALSE | 3 | [6 empty] | 33 | B2B3 | 0.27287 | 1.7672e-08 | 0.0014795 | 0.00033937 | 8.4212e-05 | 3.2938e-07 | 4.2021 | 201.8952 | 0.0010844
| Civic Offices | Assembly only roof maintenance and inspections | 1700736 | 8402876 | 2 | Superstructure | General cleaning and maintenance | Assembly | 5.046 | Hours | 1 | 44 | 1 | FALSE | 1 | FALSE | 3 | [6 empty] | 34 | B2B3 | 0.27287 | 1.7672e-08 | 0.0014795 | 0.00033937 | 8.4212e-05 | 3.2938e-07 | 4.2021 | 201.8952 | 0.0010844
| Civic Offices | Assembly only roof maintenance and inspections | 1700736 | 8402876 | 2 | Superstructure | General cleaning and maintenance | Assembly | 5.046 | Hours | 1 | 44 | 1 | FALSE | 1 | FALSE | 3 | [6 empty] | 35 | B2B3 | 0.27287 | 1.7672e-08 | 0.0014795 | 0.00033937 | 8.4212e-05 | 3.2938e-07 | 4.2021 | 201.8952 | 0.0010844
| Civic Offices | Assembly only roof maintenance and inspections | 1700736 | 8402876 | 2 | Superstructure | General cleaning and maintenance | Assembly | 5.046 | Hours | 1 | 44 | 1 | FALSE | 1 | FALSE | 3 | [6 empty] | 36 | B2B3 | 0.27287 | 1.7672e-08 | 0.0014795 | 0.00033937 | 8.4212e-05 | 3.2938e-07 | 4.2021 | 201.8952 | 0.0010844
| Civic Offices | Assembly only roof maintenance and inspections | 1700736 | 8402876 | 2 | Superstructure | General cleaning and maintenance | Assembly | 5.046 | Hours | 1 | 44 | 1 | FALSE | 1 | FALSE | 3 | [6 empty] | 37 | B2B3 | 0.27287 | 1.7672e-08 | 0.0014795 | 0.00033937 | 8.4212e-05 | 3.2938e-07 | 4.2021 | 201.8952 | 0.0010844
| Civic Offices | Assembly only roof maintenance and inspections | 1700736 | 8402876 | 2 | Superstructure | General cleaning and maintenance | Assembly | 5.046 | Hours | 1 | 44 | 1 | FALSE | 1 | FALSE | 3 | [6 empty] | 38 | B2B3 | 0.27287 | 1.7672e-08 | 0.0014795 | 0.00033937 | 8.4212e-05 | 3.2938e-07 | 4.2021 | 201.8952 | 0.0010844
| Civic Offices | Assembly only roof maintenance and inspections | 1700736 | 8402876 | 2 | Superstructure | General cleaning and maintenance | Assembly | 5.046 | Hours | 1 | 44 | 1 | FALSE | 1 | FALSE | 3 | [6 empty] | 39 | B2B3 | 0.27287 | 1.7672e-08 | 0.0014795 | 0.00033937 | 8.4212e-05 | 3.2938e-07 | 4.2021 | 201.8952 | 0.0010844
| Civic Offices | Assembly only roof maintenance and inspections | 1700736 | 8402876 | 2 | Superstructure | General cleaning and maintenance | Assembly | 5.046 | Hours | 1 | 44 | 1 | FALSE | 1 | FALSE | 3 | [6 empty] | 40 | B2B3 | 0.27287 | 1.7672e-08 | 0.0014795 | 0.00033937 | 8.4212e-05 | 3.2938e-07 | 4.2021 | 201.8952 | 0.0010844
| Civic Offices | Assembly only roof maintenance and inspections | 1700736 | 8402876 | 2 | Superstructure | General cleaning and maintenance | Assembly | 5.046 | Hours | 1 | 44 | 1 | FALSE | 1 | FALSE | 3 | [6 empty] | 41 | B2B3 | 0.27287 | 1.7672e-08 | 0.0014795 | 0.00033937 | 8.4212e-05 | 3.2938e-07 | 4.2021 | 201.8952 | 0.0010844
| Civic Offices | Assembly only roof maintenance and inspections | 1700736 | 8402876 | 2 | Superstructure | General cleaning and maintenance | Assembly | 5.046 | Hours | 1 | 44 | 1 | FALSE | 1 | FALSE | 3 | [6 empty] | 42 | B2B3 | 0.27287 | 1.7672e-08 | 0.0014795 | 0.00033937 | 8.4212e-05 | 3.2938e-07 | 4.2021 | 201.8952 | 0.0010844
| Civic Offices | Assembly only roof maintenance and inspections | 1700736 | 8402876 | 2 | Superstructure | General cleaning and maintenance | Assembly | 5.046 | Hours | 1 | 44 | 1 | FALSE | 1 | FALSE | 3 | [6 empty] | 43 | B2B3 | 0.27287 | 1.7672e-08 | 0.0014795 | 0.00033937 | 8.4212e-05 | 3.2938e-07 | 4.2021 | 201.8952 | 0.0010844
| Civic Offices | Assembly only roof maintenance and inspections | 1700736 | 8402876 | 2 | Superstructure | General cleaning and maintenance | Assembly | 5.046 | Hours | 1 | 44 | 1 | FALSE | 1 | FALSE | 3 | [6 empty] | 44 | B2B3 | 0.27287 | 1.7672e-08 | 0.0014795 | 0.00033937 | 8.4212e-05 | 3.2938e-07 | 4.2021 | 201.8952 | 0.0010844
| Civic Offices | Assembly only roof maintenance and inspections | 1700736 | 8402876 | 2 | Superstructure | General cleaning and maintenance | Assembly | 5.046 | Hours | 1 | 44 | 1 | FALSE | 1 | FALSE | 3 | [6 empty] | 45 | B2B3 | 0.27287 | 1.7672e-08 | 0.0014795 | 0.00033937 | 8.4212e-05 | 3.2938e-07 | 4.2021 | 201.8952 | 0.0010844
| Civic Offices | Assembly only roof maintenance and inspections | 1700736 | 8402876 | 2 | Superstructure | General cleaning and maintenance | Assembly | 5.046 | Hours | 1 | 44 | 1 | FALSE | 1 | FALSE | 3 | [6 empty] | 46 | B2B3 | 0.27287 | 1.7672e-08 | 0.0014795 | 0.00033937 | 8.4212e-05 | 3.2938e-07 | 4.2021 | 201.8952 | 0.0010844
| Civic Offices | Assembly only roof maintenance and inspections | 1700736 | 8402876 | 2 | Superstructure | General cleaning and maintenance | Assembly | 5.046 | Hours | 1 | 44 | 1 | FALSE | 1 | FALSE | 3 | [6 empty] | 47 | B2B3 | 0.27287 | 1.7672e-08 | 0.0014795 | 0.00033937 | 8.4212e-05 | 3.2938e-07 | 4.2021 | 201.8952 | 0.0010844
| Civic Offices | Assembly only roof maintenance and inspections | 1700736 | 8402876 | 2 | Superstructure | General cleaning and maintenance | Assembly | 5.046 | Hours | 1 | 44 | 1 | FALSE | 1 | FALSE | 3 | [6 empty] | 48 | B2B3 | 0.27287 | 1.7672e-08 | 0.0014795 | 0.00033937 | 8.4212e-05 | 3.2938e-07 | 4.2021 | 201.8952 | 0.0010844
| Civic Offices | Assembly only roof maintenance and inspections | 1700736 | 8402876 | 2 | Superstructure | General cleaning and maintenance | Assembly | 5.046 | Hours | 1 | 44 | 1 | FALSE | 1 | FALSE | 3 | [6 empty] | 49 | B2B3 | 0.27287 | 1.7672e-08 | 0.0014795 | 0.00033937 | 8.4212e-05 | 3.2938e-07 | 4.2021 | 201.8952 | 0.0010844
| Civic Offices | Assembly only roof maintenance and inspections | 1700736 | 8402876 | 2 | Superstructure | General cleaning and maintenance | Assembly | 5.046 | Hours | 1 | 44 | 1 | FALSE | 1 | FALSE | 3 | [6 empty] | 50 | B2B3 | 0.27287 | 1.7672e-08 | 0.0014795 | 0.00033937 | 8.4212e-05 | 3.2938e-07 | 4.2021 | 201.8952 | 0.0010844
| Civic Offices | Assembly only roof maintenance and inspections | 1700736 | 8402876 | 2 | Superstructure | General cleaning and maintenance | Assembly | 5.046 | Hours | 1 | 44 | 1 | FALSE | 1 | FALSE | 3 | [6 empty] | 51 | B2B3 | 0.27287 | 1.7672e-08 | 0.0014795 | 0.00033937 | 8.4212e-05 | 3.2938e-07 | 4.2021 | 201.8952 | 0.0010844
| Civic Offices | Assembly only roof maintenance and inspections | 1700736 | 8402876 | 2 | Superstructure | General cleaning and maintenance | Assembly | 5.046 | Hours | 1 | 44 | 1 | FALSE | 1 | FALSE | 3 | [6 empty] | 52 | B2B3 | 0.27287 | 1.7672e-08 | 0.0014795 | 0.00033937 | 8.4212e-05 | 3.2938e-07 | 4.2021 | 201.8952 | 0.0010844
| Civic Offices | Assembly only roof maintenance and inspections | 1700736 | 8402876 | 2 | Superstructure | General cleaning and maintenance | Assembly | 5.046 | Hours | 1 | 44 | 1 | FALSE | 1 | FALSE | 3 | [6 empty] | 53 | B2B3 | 0.27287 | 1.7672e-08 | 0.0014795 | 0.00033937 | 8.4212e-05 | 3.2938e-07 | 4.2021 | 201.8952 | 0.0010844
| Civic Offices | Assembly only roof maintenance and inspections | 1700736 | 8402876 | 2 | Superstructure | General cleaning and maintenance | Assembly | 5.046 | Hours | 1 | 44 | 1 | FALSE | 1 | FALSE | 3 | [6 empty] | 54 | B2B3 | 0.27287 | 1.7672e-08 | 0.0014795 | 0.00033937 | 8.4212e-05 | 3.2938e-07 | 4.2021 | 201.8952 | 0.0010844
| Civic Offices | Assembly only roof maintenance and inspections | 1700736 | 8402876 | 2 | Superstructure | General cleaning and maintenance | Assembly | 5.046 | Hours | 1 | 44 | 1 | FALSE | 1 | FALSE | 3 | [6 empty] | 55 | B2B3 | 0.27287 | 1.7672e-08 | 0.0014795 | 0.00033937 | 8.4212e-05 | 3.2938e-07 | 4.2021 | 201.8952 | 0.0010844
| Civic Offices | Assembly only roof maintenance and inspections | 1700736 | 8402876 | 2 | Superstructure | General cleaning and maintenance | Assembly | 5.046 | Hours | 1 | 44 | 1 | FALSE | 1 | FALSE | 3 | [6 empty] | 56 | B2B3 | 0.27287 | 1.7672e-08 | 0.0014795 | 0.00033937 | 8.4212e-05 | 3.2938e-07 | 4.2021 | 201.8952 | 0.0010844
| Civic Offices | Assembly only roof maintenance and inspections | 1700736 | 8402876 | 2 | Superstructure | General cleaning and maintenance | Assembly | 5.046 | Hours | 1 | 44 | 1 | FALSE | 1 | FALSE | 3 | [6 empty] | 57 | B2B3 | 0.27287 | 1.7672e-08 | 0.0014795 | 0.00033937 | 8.4212e-05 | 3.2938e-07 | 4.2021 | 201.8952 | 0.0010844
| Civic Offices | Assembly only roof maintenance and inspections | 1700736 | 8402876 | 2 | Superstructure | General cleaning and maintenance | Assembly | 5.046 | Hours | 1 | 44 | 1 | FALSE | 1 | FALSE | 3 | [6 empty] | 58 | B2B3 | 0.27287 | 1.7672e-08 | 0.0014795 | 0.00033937 | 8.4212e-05 | 3.2938e-07 | 4.2021 | 201.8952 | 0.0010844
| Civic Offices | Assembly only roof maintenance and inspections | 1700736 | 8402876 | 2 | Superstructure | General cleaning and maintenance | Assembly | 5.046 | Hours | 1 | 44 | 1 | FALSE | 1 | FALSE | 3 | [6 empty] | 59 | B2B3 | 0.27287 | 1.7672e-08 | 0.0014795 | 0.00033937 | 8.4212e-05 | 3.2938e-07 | 4.2021 | 201.8952 | 0.0010844
| Civic Offices | Assembly only roof maintenance and inspections | 1700736 | 8402876 | 2 | Superstructure | General cleaning and maintenance | Assembly | 5.046 | Hours | 1 | 44 | 1 | FALSE | 1 | FALSE | 3 | [6 empty] | 60 | B2B3 | 0.27287 | 1.7672e-08 | 0.0014795 | 0.00033937 | 8.4212e-05 | 3.2938e-07 | 4.2021 | 201.8952 | 0.0010844
| Civic Offices | Assembly only roof maintenance and inspections | 1700736 | 8402877 | 2 | Superstructure | Inspections downpipes/gutters etc | Assembly | 3.364 | Hours | 1 | 44 | 1 | FALSE | 1 | FALSE | 3 | [6 empty] | 1 | B2B3 | 0.18191 | 1.1782e-08 | 0.00098635 | 0.00022625 | 5.6141e-05 | 2.1959e-07 | 2.8014 | 134.5968 | 0.00072296
| Civic Offices | Assembly only roof maintenance and inspections | 1700736 | 8402877 | 2 | Superstructure | Inspections downpipes/gutters etc | Assembly | 3.364 | Hours | 1 | 44 | 1 | FALSE | 1 | FALSE | 3 | [6 empty] | 2 | B2B3 | 0.18191 | 1.1782e-08 | 0.00098635 | 0.00022625 | 5.6141e-05 | 2.1959e-07 | 2.8014 | 134.5968 | 0.00072296
| Civic Offices | Assembly only roof maintenance and inspections | 1700736 | 8402877 | 2 | Superstructure | Inspections downpipes/gutters etc | Assembly | 3.364 | Hours | 1 | 44 | 1 | FALSE | 1 | FALSE | 3 | [6 empty] | 3 | B2B3 | 0.18191 | 1.1782e-08 | 0.00098635 | 0.00022625 | 5.6141e-05 | 2.1959e-07 | 2.8014 | 134.5968 | 0.00072296
| Civic Offices | Assembly only roof maintenance and inspections | 1700736 | 8402877 | 2 | Superstructure | Inspections downpipes/gutters etc | Assembly | 3.364 | Hours | 1 | 44 | 1 | FALSE | 1 | FALSE | 3 | [6 empty] | 4 | B2B3 | 0.18191 | 1.1782e-08 | 0.00098635 | 0.00022625 | 5.6141e-05 | 2.1959e-07 | 2.8014 | 134.5968 | 0.00072296
| Civic Offices | Assembly only roof maintenance and inspections | 1700736 | 8402877 | 2 | Superstructure | Inspections downpipes/gutters etc | Assembly | 3.364 | Hours | 1 | 44 | 1 | FALSE | 1 | FALSE | 3 | [6 empty] | 5 | B2B3 | 0.18191 | 1.1782e-08 | 0.00098635 | 0.00022625 | 5.6141e-05 | 2.1959e-07 | 2.8014 | 134.5968 | 0.00072296
| Civic Offices | Assembly only roof maintenance and inspections | 1700736 | 8402877 | 2 | Superstructure | Inspections downpipes/gutters etc | Assembly | 3.364 | Hours | 1 | 44 | 1 | FALSE | 1 | FALSE | 3 | [6 empty] | 6 | B2B3 | 0.18191 | 1.1782e-08 | 0.00098635 | 0.00022625 | 5.6141e-05 | 2.1959e-07 | 2.8014 | 134.5968 | 0.00072296
| Civic Offices | Assembly only roof maintenance and inspections | 1700736 | 8402877 | 2 | Superstructure | Inspections downpipes/gutters etc | Assembly | 3.364 | Hours | 1 | 44 | 1 | FALSE | 1 | FALSE | 3 | [6 empty] | 7 | B2B3 | 0.18191 | 1.1782e-08 | 0.00098635 | 0.00022625 | 5.6141e-05 | 2.1959e-07 | 2.8014 | 134.5968 | 0.00072296
| Civic Offices | Assembly only roof maintenance and inspections | 1700736 | 8402877 | 2 | Superstructure | Inspections downpipes/gutters etc | Assembly | 3.364 | Hours | 1 | 44 | 1 | FALSE | 1 | FALSE | 3 | [6 empty] | 8 | B2B3 | 0.18191 | 1.1782e-08 | 0.00098635 | 0.00022625 | 5.6141e-05 | 2.1959e-07 | 2.8014 | 134.5968 | 0.00072296
| Civic Offices | Assembly only roof maintenance and inspections | 1700736 | 8402877 | 2 | Superstructure | Inspections downpipes/gutters etc | Assembly | 3.364 | Hours | 1 | 44 | 1 | FALSE | 1 | FALSE | 3 | [6 empty] | 9 | B2B3 | 0.18191 | 1.1782e-08 | 0.00098635 | 0.00022625 | 5.6141e-05 | 2.1959e-07 | 2.8014 | 134.5968 | 0.00072296
| Civic Offices | Assembly only roof maintenance and inspections | 1700736 | 8402877 | 2 | Superstructure | Inspections downpipes/gutters etc | Assembly | 3.364 | Hours | 1 | 44 | 1 | FALSE | 1 | FALSE | 3 | [6 empty] | 10 | B2B3 | 0.18191 | 1.1782e-08 | 0.00098635 | 0.00022625 | 5.6141e-05 | 2.1959e-07 | 2.8014 | 134.5968 | 0.00072296
| Civic Offices | Assembly only roof maintenance and inspections | 1700736 | 8402877 | 2 | Superstructure | Inspections downpipes/gutters etc | Assembly | 3.364 | Hours | 1 | 44 | 1 | FALSE | 1 | FALSE | 3 | [6 empty] | 11 | B2B3 | 0.18191 | 1.1782e-08 | 0.00098635 | 0.00022625 | 5.6141e-05 | 2.1959e-07 | 2.8014 | 134.5968 | 0.00072296
| Civic Offices | Assembly only roof maintenance and inspections | 1700736 | 8402877 | 2 | Superstructure | Inspections downpipes/gutters etc | Assembly | 3.364 | Hours | 1 | 44 | 1 | FALSE | 1 | FALSE | 3 | [6 empty] | 12 | B2B3 | 0.18191 | 1.1782e-08 | 0.00098635 | 0.00022625 | 5.6141e-05 | 2.1959e-07 | 2.8014 | 134.5968 | 0.00072296
| Civic Offices | Assembly only roof maintenance and inspections | 1700736 | 8402877 | 2 | Superstructure | Inspections downpipes/gutters etc | Assembly | 3.364 | Hours | 1 | 44 | 1 | FALSE | 1 | FALSE | 3 | [6 empty] | 13 | B2B3 | 0.18191 | 1.1782e-08 | 0.00098635 | 0.00022625 | 5.6141e-05 | 2.1959e-07 | 2.8014 | 134.5968 | 0.00072296
| Civic Offices | Assembly only roof maintenance and inspections | 1700736 | 8402877 | 2 | Superstructure | Inspections downpipes/gutters etc | Assembly | 3.364 | Hours | 1 | 44 | 1 | FALSE | 1 | FALSE | 3 | [6 empty] | 14 | B2B3 | 0.18191 | 1.1782e-08 | 0.00098635 | 0.00022625 | 5.6141e-05 | 2.1959e-07 | 2.8014 | 134.5968 | 0.00072296
| Civic Offices | Assembly only roof maintenance and inspections | 1700736 | 8402877 | 2 | Superstructure | Inspections downpipes/gutters etc | Assembly | 3.364 | Hours | 1 | 44 | 1 | FALSE | 1 | FALSE | 3 | [6 empty] | 15 | B2B3 | 0.18191 | 1.1782e-08 | 0.00098635 | 0.00022625 | 5.6141e-05 | 2.1959e-07 | 2.8014 | 134.5968 | 0.00072296
| Civic Offices | Assembly only roof maintenance and inspections | 1700736 | 8402877 | 2 | Superstructure | Inspections downpipes/gutters etc | Assembly | 3.364 | Hours | 1 | 44 | 1 | FALSE | 1 | FALSE | 3 | [6 empty] | 16 | B2B3 | 0.18191 | 1.1782e-08 | 0.00098635 | 0.00022625 | 5.6141e-05 | 2.1959e-07 | 2.8014 | 134.5968 | 0.00072296
| Civic Offices | Assembly only roof maintenance and inspections | 1700736 | 8402877 | 2 | Superstructure | Inspections downpipes/gutters etc | Assembly | 3.364 | Hours | 1 | 44 | 1 | FALSE | 1 | FALSE | 3 | [6 empty] | 17 | B2B3 | 0.18191 | 1.1782e-08 | 0.00098635 | 0.00022625 | 5.6141e-05 | 2.1959e-07 | 2.8014 | 134.5968 | 0.00072296
| Civic Offices | Assembly only roof maintenance and inspections | 1700736 | 8402877 | 2 | Superstructure | Inspections downpipes/gutters etc | Assembly | 3.364 | Hours | 1 | 44 | 1 | FALSE | 1 | FALSE | 3 | [6 empty] | 18 | B2B3 | 0.18191 | 1.1782e-08 | 0.00098635 | 0.00022625 | 5.6141e-05 | 2.1959e-07 | 2.8014 | 134.5968 | 0.00072296
| Civic Offices | Assembly only roof maintenance and inspections | 1700736 | 8402877 | 2 | Superstructure | Inspections downpipes/gutters etc | Assembly | 3.364 | Hours | 1 | 44 | 1 | FALSE | 1 | FALSE | 3 | [6 empty] | 19 | B2B3 | 0.18191 | 1.1782e-08 | 0.00098635 | 0.00022625 | 5.6141e-05 | 2.1959e-07 | 2.8014 | 134.5968 | 0.00072296
| Civic Offices | Assembly only roof maintenance and inspections | 1700736 | 8402877 | 2 | Superstructure | Inspections downpipes/gutters etc | Assembly | 3.364 | Hours | 1 | 44 | 1 | FALSE | 1 | FALSE | 3 | [6 empty] | 20 | B2B3 | 0.18191 | 1.1782e-08 | 0.00098635 | 0.00022625 | 5.6141e-05 | 2.1959e-07 | 2.8014 | 134.5968 | 0.00072296
| Civic Offices | Assembly only roof maintenance and inspections | 1700736 | 8402877 | 2 | Superstructure | Inspections downpipes/gutters etc | Assembly | 3.364 | Hours | 1 | 44 | 1 | FALSE | 1 | FALSE | 3 | [6 empty] | 21 | B2B3 | 0.18191 | 1.1782e-08 | 0.00098635 | 0.00022625 | 5.6141e-05 | 2.1959e-07 | 2.8014 | 134.5968 | 0.00072296
| Civic Offices | Assembly only roof maintenance and inspections | 1700736 | 8402877 | 2 | Superstructure | Inspections downpipes/gutters etc | Assembly | 3.364 | Hours | 1 | 44 | 1 | FALSE | 1 | FALSE | 3 | [6 empty] | 22 | B2B3 | 0.18191 | 1.1782e-08 | 0.00098635 | 0.00022625 | 5.6141e-05 | 2.1959e-07 | 2.8014 | 134.5968 | 0.00072296
| Civic Offices | Assembly only roof maintenance and inspections | 1700736 | 8402877 | 2 | Superstructure | Inspections downpipes/gutters etc | Assembly | 3.364 | Hours | 1 | 44 | 1 | FALSE | 1 | FALSE | 3 | [6 empty] | 23 | B2B3 | 0.18191 | 1.1782e-08 | 0.00098635 | 0.00022625 | 5.6141e-05 | 2.1959e-07 | 2.8014 | 134.5968 | 0.00072296
| Civic Offices | Assembly only roof maintenance and inspections | 1700736 | 8402877 | 2 | Superstructure | Inspections downpipes/gutters etc | Assembly | 3.364 | Hours | 1 | 44 | 1 | FALSE | 1 | FALSE | 3 | [6 empty] | 24 | B2B3 | 0.18191 | 1.1782e-08 | 0.00098635 | 0.00022625 | 5.6141e-05 | 2.1959e-07 | 2.8014 | 134.5968 | 0.00072296
| Civic Offices | Assembly only roof maintenance and inspections | 1700736 | 8402877 | 2 | Superstructure | Inspections downpipes/gutters etc | Assembly | 3.364 | Hours | 1 | 44 | 1 | FALSE | 1 | FALSE | 3 | [6 empty] | 25 | B2B3 | 0.18191 | 1.1782e-08 | 0.00098635 | 0.00022625 | 5.6141e-05 | 2.1959e-07 | 2.8014 | 134.5968 | 0.00072296
| Civic Offices | Assembly only roof maintenance and inspections | 1700736 | 8402877 | 2 | Superstructure | Inspections downpipes/gutters etc | Assembly | 3.364 | Hours | 1 | 44 | 1 | FALSE | 1 | FALSE | 3 | [6 empty] | 26 | B2B3 | 0.18191 | 1.1782e-08 | 0.00098635 | 0.00022625 | 5.6141e-05 | 2.1959e-07 | 2.8014 | 134.5968 | 0.00072296
| Civic Offices | Assembly only roof maintenance and inspections | 1700736 | 8402877 | 2 | Superstructure | Inspections downpipes/gutters etc | Assembly | 3.364 | Hours | 1 | 44 | 1 | FALSE | 1 | FALSE | 3 | [6 empty] | 27 | B2B3 | 0.18191 | 1.1782e-08 | 0.00098635 | 0.00022625 | 5.6141e-05 | 2.1959e-07 | 2.8014 | 134.5968 | 0.00072296
| Civic Offices | Assembly only roof maintenance and inspections | 1700736 | 8402877 | 2 | Superstructure | Inspections downpipes/gutters etc | Assembly | 3.364 | Hours | 1 | 44 | 1 | FALSE | 1 | FALSE | 3 | [6 empty] | 28 | B2B3 | 0.18191 | 1.1782e-08 | 0.00098635 | 0.00022625 | 5.6141e-05 | 2.1959e-07 | 2.8014 | 134.5968 | 0.00072296
| Civic Offices | Assembly only roof maintenance and inspections | 1700736 | 8402877 | 2 | Superstructure | Inspections downpipes/gutters etc | Assembly | 3.364 | Hours | 1 | 44 | 1 | FALSE | 1 | FALSE | 3 | [6 empty] | 29 | B2B3 | 0.18191 | 1.1782e-08 | 0.00098635 | 0.00022625 | 5.6141e-05 | 2.1959e-07 | 2.8014 | 134.5968 | 0.00072296
| Civic Offices | Assembly only roof maintenance and inspections | 1700736 | 8402877 | 2 | Superstructure | Inspections downpipes/gutters etc | Assembly | 3.364 | Hours | 1 | 44 | 1 | FALSE | 1 | FALSE | 3 | [6 empty] | 30 | B2B3 | 0.18191 | 1.1782e-08 | 0.00098635 | 0.00022625 | 5.6141e-05 | 2.1959e-07 | 2.8014 | 134.5968 | 0.00072296
| Civic Offices | Assembly only roof maintenance and inspections | 1700736 | 8402877 | 2 | Superstructure | Inspections downpipes/gutters etc | Assembly | 3.364 | Hours | 1 | 44 | 1 | FALSE | 1 | FALSE | 3 | [6 empty] | 31 | B2B3 | 0.18191 | 1.1782e-08 | 0.00098635 | 0.00022625 | 5.6141e-05 | 2.1959e-07 | 2.8014 | 134.5968 | 0.00072296
| Civic Offices | Assembly only roof maintenance and inspections | 1700736 | 8402877 | 2 | Superstructure | Inspections downpipes/gutters etc | Assembly | 3.364 | Hours | 1 | 44 | 1 | FALSE | 1 | FALSE | 3 | [6 empty] | 32 | B2B3 | 0.18191 | 1.1782e-08 | 0.00098635 | 0.00022625 | 5.6141e-05 | 2.1959e-07 | 2.8014 | 134.5968 | 0.00072296
| Civic Offices | Assembly only roof maintenance and inspections | 1700736 | 8402877 | 2 | Superstructure | Inspections downpipes/gutters etc | Assembly | 3.364 | Hours | 1 | 44 | 1 | FALSE | 1 | FALSE | 3 | [6 empty] | 33 | B2B3 | 0.18191 | 1.1782e-08 | 0.00098635 | 0.00022625 | 5.6141e-05 | 2.1959e-07 | 2.8014 | 134.5968 | 0.00072296
| Civic Offices | Assembly only roof maintenance and inspections | 1700736 | 8402877 | 2 | Superstructure | Inspections downpipes/gutters etc | Assembly | 3.364 | Hours | 1 | 44 | 1 | FALSE | 1 | FALSE | 3 | [6 empty] | 34 | B2B3 | 0.18191 | 1.1782e-08 | 0.00098635 | 0.00022625 | 5.6141e-05 | 2.1959e-07 | 2.8014 | 134.5968 | 0.00072296
| Civic Offices | Assembly only roof maintenance and inspections | 1700736 | 8402877 | 2 | Superstructure | Inspections downpipes/gutters etc | Assembly | 3.364 | Hours | 1 | 44 | 1 | FALSE | 1 | FALSE | 3 | [6 empty] | 35 | B2B3 | 0.18191 | 1.1782e-08 | 0.00098635 | 0.00022625 | 5.6141e-05 | 2.1959e-07 | 2.8014 | 134.5968 | 0.00072296
| Civic Offices | Assembly only roof maintenance and inspections | 1700736 | 8402877 | 2 | Superstructure | Inspections downpipes/gutters etc | Assembly | 3.364 | Hours | 1 | 44 | 1 | FALSE | 1 | FALSE | 3 | [6 empty] | 36 | B2B3 | 0.18191 | 1.1782e-08 | 0.00098635 | 0.00022625 | 5.6141e-05 | 2.1959e-07 | 2.8014 | 134.5968 | 0.00072296
| Civic Offices | Assembly only roof maintenance and inspections | 1700736 | 8402877 | 2 | Superstructure | Inspections downpipes/gutters etc | Assembly | 3.364 | Hours | 1 | 44 | 1 | FALSE | 1 | FALSE | 3 | [6 empty] | 37 | B2B3 | 0.18191 | 1.1782e-08 | 0.00098635 | 0.00022625 | 5.6141e-05 | 2.1959e-07 | 2.8014 | 134.5968 | 0.00072296
| Civic Offices | Assembly only roof maintenance and inspections | 1700736 | 8402877 | 2 | Superstructure | Inspections downpipes/gutters etc | Assembly | 3.364 | Hours | 1 | 44 | 1 | FALSE | 1 | FALSE | 3 | [6 empty] | 38 | B2B3 | 0.18191 | 1.1782e-08 | 0.00098635 | 0.00022625 | 5.6141e-05 | 2.1959e-07 | 2.8014 | 134.5968 | 0.00072296
| Civic Offices | Assembly only roof maintenance and inspections | 1700736 | 8402877 | 2 | Superstructure | Inspections downpipes/gutters etc | Assembly | 3.364 | Hours | 1 | 44 | 1 | FALSE | 1 | FALSE | 3 | [6 empty] | 39 | B2B3 | 0.18191 | 1.1782e-08 | 0.00098635 | 0.00022625 | 5.6141e-05 | 2.1959e-07 | 2.8014 | 134.5968 | 0.00072296
| Civic Offices | Assembly only roof maintenance and inspections | 1700736 | 8402877 | 2 | Superstructure | Inspections downpipes/gutters etc | Assembly | 3.364 | Hours | 1 | 44 | 1 | FALSE | 1 | FALSE | 3 | [6 empty] | 40 | B2B3 | 0.18191 | 1.1782e-08 | 0.00098635 | 0.00022625 | 5.6141e-05 | 2.1959e-07 | 2.8014 | 134.5968 | 0.00072296
| Civic Offices | Assembly only roof maintenance and inspections | 1700736 | 8402877 | 2 | Superstructure | Inspections downpipes/gutters etc | Assembly | 3.364 | Hours | 1 | 44 | 1 | FALSE | 1 | FALSE | 3 | [6 empty] | 41 | B2B3 | 0.18191 | 1.1782e-08 | 0.00098635 | 0.00022625 | 5.6141e-05 | 2.1959e-07 | 2.8014 | 134.5968 | 0.00072296
| Civic Offices | Assembly only roof maintenance and inspections | 1700736 | 8402877 | 2 | Superstructure | Inspections downpipes/gutters etc | Assembly | 3.364 | Hours | 1 | 44 | 1 | FALSE | 1 | FALSE | 3 | [6 empty] | 42 | B2B3 | 0.18191 | 1.1782e-08 | 0.00098635 | 0.00022625 | 5.6141e-05 | 2.1959e-07 | 2.8014 | 134.5968 | 0.00072296
| Civic Offices | Assembly only roof maintenance and inspections | 1700736 | 8402877 | 2 | Superstructure | Inspections downpipes/gutters etc | Assembly | 3.364 | Hours | 1 | 44 | 1 | FALSE | 1 | FALSE | 3 | [6 empty] | 43 | B2B3 | 0.18191 | 1.1782e-08 | 0.00098635 | 0.00022625 | 5.6141e-05 | 2.1959e-07 | 2.8014 | 134.5968 | 0.00072296
| Civic Offices | Assembly only roof maintenance and inspections | 1700736 | 8402877 | 2 | Superstructure | Inspections downpipes/gutters etc | Assembly | 3.364 | Hours | 1 | 44 | 1 | FALSE | 1 | FALSE | 3 | [6 empty] | 44 | B2B3 | 0.18191 | 1.1782e-08 | 0.00098635 | 0.00022625 | 5.6141e-05 | 2.1959e-07 | 2.8014 | 134.5968 | 0.00072296
| Civic Offices | Assembly only roof maintenance and inspections | 1700736 | 8402877 | 2 | Superstructure | Inspections downpipes/gutters etc | Assembly | 3.364 | Hours | 1 | 44 | 1 | FALSE | 1 | FALSE | 3 | [6 empty] | 45 | B2B3 | 0.18191 | 1.1782e-08 | 0.00098635 | 0.00022625 | 5.6141e-05 | 2.1959e-07 | 2.8014 | 134.5968 | 0.00072296
| Civic Offices | Assembly only roof maintenance and inspections | 1700736 | 8402877 | 2 | Superstructure | Inspections downpipes/gutters etc | Assembly | 3.364 | Hours | 1 | 44 | 1 | FALSE | 1 | FALSE | 3 | [6 empty] | 46 | B2B3 | 0.18191 | 1.1782e-08 | 0.00098635 | 0.00022625 | 5.6141e-05 | 2.1959e-07 | 2.8014 | 134.5968 | 0.00072296
| Civic Offices | Assembly only roof maintenance and inspections | 1700736 | 8402877 | 2 | Superstructure | Inspections downpipes/gutters etc | Assembly | 3.364 | Hours | 1 | 44 | 1 | FALSE | 1 | FALSE | 3 | [6 empty] | 47 | B2B3 | 0.18191 | 1.1782e-08 | 0.00098635 | 0.00022625 | 5.6141e-05 | 2.1959e-07 | 2.8014 | 134.5968 | 0.00072296
| Civic Offices | Assembly only roof maintenance and inspections | 1700736 | 8402877 | 2 | Superstructure | Inspections downpipes/gutters etc | Assembly | 3.364 | Hours | 1 | 44 | 1 | FALSE | 1 | FALSE | 3 | [6 empty] | 48 | B2B3 | 0.18191 | 1.1782e-08 | 0.00098635 | 0.00022625 | 5.6141e-05 | 2.1959e-07 | 2.8014 | 134.5968 | 0.00072296
| Civic Offices | Assembly only roof maintenance and inspections | 1700736 | 8402877 | 2 | Superstructure | Inspections downpipes/gutters etc | Assembly | 3.364 | Hours | 1 | 44 | 1 | FALSE | 1 | FALSE | 3 | [6 empty] | 49 | B2B3 | 0.18191 | 1.1782e-08 | 0.00098635 | 0.00022625 | 5.6141e-05 | 2.1959e-07 | 2.8014 | 134.5968 | 0.00072296
| Civic Offices | Assembly only roof maintenance and inspections | 1700736 | 8402877 | 2 | Superstructure | Inspections downpipes/gutters etc | Assembly | 3.364 | Hours | 1 | 44 | 1 | FALSE | 1 | FALSE | 3 | [6 empty] | 50 | B2B3 | 0.18191 | 1.1782e-08 | 0.00098635 | 0.00022625 | 5.6141e-05 | 2.1959e-07 | 2.8014 | 134.5968 | 0.00072296
| Civic Offices | Assembly only roof maintenance and inspections | 1700736 | 8402877 | 2 | Superstructure | Inspections downpipes/gutters etc | Assembly | 3.364 | Hours | 1 | 44 | 1 | FALSE | 1 | FALSE | 3 | [6 empty] | 51 | B2B3 | 0.18191 | 1.1782e-08 | 0.00098635 | 0.00022625 | 5.6141e-05 | 2.1959e-07 | 2.8014 | 134.5968 | 0.00072296
| Civic Offices | Assembly only roof maintenance and inspections | 1700736 | 8402877 | 2 | Superstructure | Inspections downpipes/gutters etc | Assembly | 3.364 | Hours | 1 | 44 | 1 | FALSE | 1 | FALSE | 3 | [6 empty] | 52 | B2B3 | 0.18191 | 1.1782e-08 | 0.00098635 | 0.00022625 | 5.6141e-05 | 2.1959e-07 | 2.8014 | 134.5968 | 0.00072296
| Civic Offices | Assembly only roof maintenance and inspections | 1700736 | 8402877 | 2 | Superstructure | Inspections downpipes/gutters etc | Assembly | 3.364 | Hours | 1 | 44 | 1 | FALSE | 1 | FALSE | 3 | [6 empty] | 53 | B2B3 | 0.18191 | 1.1782e-08 | 0.00098635 | 0.00022625 | 5.6141e-05 | 2.1959e-07 | 2.8014 | 134.5968 | 0.00072296
| Civic Offices | Assembly only roof maintenance and inspections | 1700736 | 8402877 | 2 | Superstructure | Inspections downpipes/gutters etc | Assembly | 3.364 | Hours | 1 | 44 | 1 | FALSE | 1 | FALSE | 3 | [6 empty] | 54 | B2B3 | 0.18191 | 1.1782e-08 | 0.00098635 | 0.00022625 | 5.6141e-05 | 2.1959e-07 | 2.8014 | 134.5968 | 0.00072296
| Civic Offices | Assembly only roof maintenance and inspections | 1700736 | 8402877 | 2 | Superstructure | Inspections downpipes/gutters etc | Assembly | 3.364 | Hours | 1 | 44 | 1 | FALSE | 1 | FALSE | 3 | [6 empty] | 55 | B2B3 | 0.18191 | 1.1782e-08 | 0.00098635 | 0.00022625 | 5.6141e-05 | 2.1959e-07 | 2.8014 | 134.5968 | 0.00072296
| Civic Offices | Assembly only roof maintenance and inspections | 1700736 | 8402877 | 2 | Superstructure | Inspections downpipes/gutters etc | Assembly | 3.364 | Hours | 1 | 44 | 1 | FALSE | 1 | FALSE | 3 | [6 empty] | 56 | B2B3 | 0.18191 | 1.1782e-08 | 0.00098635 | 0.00022625 | 5.6141e-05 | 2.1959e-07 | 2.8014 | 134.5968 | 0.00072296
| Civic Offices | Assembly only roof maintenance and inspections | 1700736 | 8402877 | 2 | Superstructure | Inspections downpipes/gutters etc | Assembly | 3.364 | Hours | 1 | 44 | 1 | FALSE | 1 | FALSE | 3 | [6 empty] | 57 | B2B3 | 0.18191 | 1.1782e-08 | 0.00098635 | 0.00022625 | 5.6141e-05 | 2.1959e-07 | 2.8014 | 134.5968 | 0.00072296
| Civic Offices | Assembly only roof maintenance and inspections | 1700736 | 8402877 | 2 | Superstructure | Inspections downpipes/gutters etc | Assembly | 3.364 | Hours | 1 | 44 | 1 | FALSE | 1 | FALSE | 3 | [6 empty] | 58 | B2B3 | 0.18191 | 1.1782e-08 | 0.00098635 | 0.00022625 | 5.6141e-05 | 2.1959e-07 | 2.8014 | 134.5968 | 0.00072296
| Civic Offices | Assembly only roof maintenance and inspections | 1700736 | 8402877 | 2 | Superstructure | Inspections downpipes/gutters etc | Assembly | 3.364 | Hours | 1 | 44 | 1 | FALSE | 1 | FALSE | 3 | [6 empty] | 59 | B2B3 | 0.18191 | 1.1782e-08 | 0.00098635 | 0.00022625 | 5.6141e-05 | 2.1959e-07 | 2.8014 | 134.5968 | 0.00072296
| Civic Offices | Assembly only roof maintenance and inspections | 1700736 | 8402877 | 2 | Superstructure | Inspections downpipes/gutters etc | Assembly | 3.364 | Hours | 1 | 44 | 1 | FALSE | 1 | FALSE | 3 | [6 empty] | 60 | B2B3 | 0.18191 | 1.1782e-08 | 0.00098635 | 0.00022625 | 5.6141e-05 | 2.1959e-07 | 2.8014 | 134.5968 | 0.00072296
| Civic Offices | Roof coverings to plant room roof vapour barrier standard thickness insulation single layer polymer (Roof lining membrane breather polypropylene) | 1700737 | 8402878 | 2.3 | Roof | install | Assembly | 26.6 | Hours | 25 | 44 | 1 | FALSE | 1 | FALSE | 1 | [6 empty] | 0 | A5 | 1.4384 | 9.316e-08 | 0.0077993 | 0.001789 | 0.00044392 | 1.7363e-06 | 22.1514 | 1064.291 | 0.0057167
| Civic Offices | Roof coverings to plant room roof vapour barrier standard thickness insulation single layer polymer (Roof lining membrane breather polypropylene) | 1700737 | 8402878 | 2.3 | Roof | install | Assembly | 26.6 | Hours | 25 | 44 | 1 | FALSE | 1 | FALSE | 1 | [6 empty] | 0 | A4 | 0 | 0 | 0 | 0 | 0 | 0 | 0 | 0 | 0
| Civic Offices | Roof coverings to plant room roof vapour barrier standard thickness insulation single layer polymer (Roof lining membrane breather polypropylene) | 1700737 | 8402878 | 2.3 | Roof | install | Assembly | 26.6 | Hours | 25 | 44 | 1 | FALSE | 1 | FALSE | 1 | [6 empty] | 25 | B4B5 | 1.4384 | 9.316e-08 | 0.0077993 | 0.001789 | 0.00044392 | 1.7363e-06 | 22.1514 | 1064.291 | 0.0057167
| Civic Offices | Roof coverings to plant room roof vapour barrier standard thickness insulation single layer polymer (Roof lining membrane breather polypropylene) | 1700737 | 8402878 | 2.3 | Roof | install | Assembly | 26.6 | Hours | 25 | 44 | 1 | FALSE | 1 | FALSE | 1 | [6 empty] | 50 | B4B5 | 1.4384 | 9.316e-08 | 0.0077993 | 0.001789 | 0.00044392 | 1.7363e-06 | 22.1514 | 1064.291 | 0.0057167
| Civic Offices | Roof lights skylights double glazed fixed safety walk on glass. (5Nr) (Windows rooflights commercial aluminium double glaze) | 1700738 | 8402882 | 2.6 | Windows and external doors | manufacture | Assembly | 315 | Hours | 40 | 44 | 1 | FALSE | 1 | FALSE | 1 | [6 empty] | 0 | A5 | 88.9561 | 5.7612e-06 | 0.48233 | 0.11063 | 0.027453 | 0.00010738 | 1369.8882 | 1876.4984 | 0.35353
| Civic Offices | Roof lights skylights double glazed fixed safety walk on glass. (5Nr) (Windows rooflights commercial aluminium double glaze) | 1700738 | 8402882 | 2.6 | Windows and external doors | manufacture | Assembly | 315 | Hours | 40 | 44 | 1 | FALSE | 1 | FALSE | 1 | [6 empty] | 0 | A4 | 0 | 0 | 0 | 0 | 0 | 0 | 0 | 0 | 0
| Civic Offices | Roof lights skylights double glazed fixed safety walk on glass. (5Nr) (Windows rooflights commercial aluminium double glaze) | 1700738 | 8402882 | 2.6 | Windows and external doors | manufacture | Assembly | 315 | Hours | 40 | 44 | 1 | FALSE | 1 | FALSE | 1 | [6 empty] | 40 | B4B5 | 88.9561 | 5.7612e-06 | 0.48233 | 0.11063 | 0.027453 | 0.00010738 | 1369.8882 | 1876.4984 | 0.35353
| Civic Offices | Roof lights skylights double glazed fixed safety walk on glass. (5Nr) (Windows rooflights commercial aluminium double glaze) | 1700738 | 8402883 | 2 | Superstructure | gerneral maintenance check | Assembly | 21 | Hours | 5 | 44 | 1 | FALSE | 1 | FALSE | 1 | [6 empty] | 0 | A5 | 1.1356 | 7.3547e-08 | 0.0061574 | 0.0014124 | 0.00035047 | 1.3708e-06 | 17.4879 | 840.2298 | 0.0045132
| Civic Offices | Roof lights skylights double glazed fixed safety walk on glass. (5Nr) (Windows rooflights commercial aluminium double glaze) | 1700738 | 8402883 | 2 | Superstructure | gerneral maintenance check | Assembly | 21 | Hours | 5 | 44 | 1 | FALSE | 1 | FALSE | 1 | [6 empty] | 0 | A4 | 0 | 0 | 0 | 0 | 0 | 0 | 0 | 0 | 0
| Civic Offices | Roof lights skylights double glazed fixed safety walk on glass. (5Nr) (Windows rooflights commercial aluminium double glaze) | 1700738 | 8402883 | 2 | Superstructure | gerneral maintenance check | Assembly | 21 | Hours | 5 | 44 | 1 | FALSE | 1 | FALSE | 1 | [6 empty] | 5 | B4B5 | 1.1356 | 7.3547e-08 | 0.0061574 | 0.0014124 | 0.00035047 | 1.3708e-06 | 17.4879 | 840.2298 | 0.0045132
| Civic Offices | Roof lights skylights double glazed fixed safety walk on glass. (5Nr) (Windows rooflights commercial aluminium double glaze) | 1700738 | 8402883 | 2 | Superstructure | gerneral maintenance check | Assembly | 21 | Hours | 5 | 44 | 1 | FALSE | 1 | FALSE | 1 | [6 empty] | 10 | B4B5 | 1.1356 | 7.3547e-08 | 0.0061574 | 0.0014124 | 0.00035047 | 1.3708e-06 | 17.4879 | 840.2298 | 0.0045132
| Civic Offices | Roof lights skylights double glazed fixed safety walk on glass. (5Nr) (Windows rooflights commercial aluminium double glaze) | 1700738 | 8402883 | 2 | Superstructure | gerneral maintenance check | Assembly | 21 | Hours | 5 | 44 | 1 | FALSE | 1 | FALSE | 1 | [6 empty] | 15 | B4B5 | 1.1356 | 7.3547e-08 | 0.0061574 | 0.0014124 | 0.00035047 | 1.3708e-06 | 17.4879 | 840.2298 | 0.0045132
| Civic Offices | Roof lights skylights double glazed fixed safety walk on glass. (5Nr) (Windows rooflights commercial aluminium double glaze) | 1700738 | 8402883 | 2 | Superstructure | gerneral maintenance check | Assembly | 21 | Hours | 5 | 44 | 1 | FALSE | 1 | FALSE | 1 | [6 empty] | 20 | B4B5 | 1.1356 | 7.3547e-08 | 0.0061574 | 0.0014124 | 0.00035047 | 1.3708e-06 | 17.4879 | 840.2298 | 0.0045132
| Civic Offices | Roof lights skylights double glazed fixed safety walk on glass. (5Nr) (Windows rooflights commercial aluminium double glaze) | 1700738 | 8402883 | 2 | Superstructure | gerneral maintenance check | Assembly | 21 | Hours | 5 | 44 | 1 | FALSE | 1 | FALSE | 1 | [6 empty] | 25 | B4B5 | 1.1356 | 7.3547e-08 | 0.0061574 | 0.0014124 | 0.00035047 | 1.3708e-06 | 17.4879 | 840.2298 | 0.0045132
| Civic Offices | Roof lights skylights double glazed fixed safety walk on glass. (5Nr) (Windows rooflights commercial aluminium double glaze) | 1700738 | 8402883 | 2 | Superstructure | gerneral maintenance check | Assembly | 21 | Hours | 5 | 44 | 1 | FALSE | 1 | FALSE | 1 | [6 empty] | 30 | B4B5 | 1.1356 | 7.3547e-08 | 0.0061574 | 0.0014124 | 0.00035047 | 1.3708e-06 | 17.4879 | 840.2298 | 0.0045132
| Civic Offices | Roof lights skylights double glazed fixed safety walk on glass. (5Nr) (Windows rooflights commercial aluminium double glaze) | 1700738 | 8402883 | 2 | Superstructure | gerneral maintenance check | Assembly | 21 | Hours | 5 | 44 | 1 | FALSE | 1 | FALSE | 1 | [6 empty] | 35 | B4B5 | 1.1356 | 7.3547e-08 | 0.0061574 | 0.0014124 | 0.00035047 | 1.3708e-06 | 17.4879 | 840.2298 | 0.0045132
| Civic Offices | Roof lights skylights double glazed fixed safety walk on glass. (5Nr) (Windows rooflights commercial aluminium double glaze) | 1700738 | 8402883 | 2 | Superstructure | gerneral maintenance check | Assembly | 21 | Hours | 5 | 44 | 1 | FALSE | 1 | FALSE | 1 | [6 empty] | 40 | B4B5 | 1.1356 | 7.3547e-08 | 0.0061574 | 0.0014124 | 0.00035047 | 1.3708e-06 | 17.4879 | 840.2298 | 0.0045132
| Civic Offices | Roof lights skylights double glazed fixed safety walk on glass. (5Nr) (Windows rooflights commercial aluminium double glaze) | 1700738 | 8402883 | 2 | Superstructure | gerneral maintenance check | Assembly | 21 | Hours | 5 | 44 | 1 | FALSE | 1 | FALSE | 1 | [6 empty] | 45 | B4B5 | 1.1356 | 7.3547e-08 | 0.0061574 | 0.0014124 | 0.00035047 | 1.3708e-06 | 17.4879 | 840.2298 | 0.0045132
| Civic Offices | Roof lights skylights double glazed fixed safety walk on glass. (5Nr) (Windows rooflights commercial aluminium double glaze) | 1700738 | 8402883 | 2 | Superstructure | gerneral maintenance check | Assembly | 21 | Hours | 5 | 44 | 1 | FALSE | 1 | FALSE | 1 | [6 empty] | 50 | B4B5 | 1.1356 | 7.3547e-08 | 0.0061574 | 0.0014124 | 0.00035047 | 1.3708e-06 | 17.4879 | 840.2298 | 0.0045132
| Civic Offices | Roof lights skylights double glazed fixed safety walk on glass. (5Nr) (Windows rooflights commercial aluminium double glaze) | 1700738 | 8402883 | 2 | Superstructure | gerneral maintenance check | Assembly | 21 | Hours | 5 | 44 | 1 | FALSE | 1 | FALSE | 1 | [6 empty] | 55 | B4B5 | 1.1356 | 7.3547e-08 | 0.0061574 | 0.0014124 | 0.00035047 | 1.3708e-06 | 17.4879 | 840.2298 | 0.0045132
| Civic Offices | Assembly only services commercial window cleaning suspended platform | 1700739 | 8402886 | 5 | Services equipment | Window cleaner 1m2/minute/3months | Assembly | 1.4007 | Hours | 1 | 44 | 1 | FALSE | 1 | FALSE | 5 | [6 empty] | 1 | B2B3 | 0.075745 | 4.9056e-09 | 0.0004107 | 9.4204e-05 | 2.3376e-05 | 9.1432e-08 | 1.1664 | 56.0433 | 0.00030103
| Civic Offices | Assembly only services commercial window cleaning suspended platform | 1700739 | 8402886 | 5 | Services equipment | Window cleaner 1m2/minute/3months | Assembly | 1.4007 | Hours | 1 | 44 | 1 | FALSE | 1 | FALSE | 5 | [6 empty] | 2 | B2B3 | 0.075745 | 4.9056e-09 | 0.0004107 | 9.4204e-05 | 2.3376e-05 | 9.1432e-08 | 1.1664 | 56.0433 | 0.00030103
| Civic Offices | Assembly only services commercial window cleaning suspended platform | 1700739 | 8402886 | 5 | Services equipment | Window cleaner 1m2/minute/3months | Assembly | 1.4007 | Hours | 1 | 44 | 1 | FALSE | 1 | FALSE | 5 | [6 empty] | 3 | B2B3 | 0.075745 | 4.9056e-09 | 0.0004107 | 9.4204e-05 | 2.3376e-05 | 9.1432e-08 | 1.1664 | 56.0433 | 0.00030103
| Civic Offices | Assembly only services commercial window cleaning suspended platform | 1700739 | 8402886 | 5 | Services equipment | Window cleaner 1m2/minute/3months | Assembly | 1.4007 | Hours | 1 | 44 | 1 | FALSE | 1 | FALSE | 5 | [6 empty] | 4 | B2B3 | 0.075745 | 4.9056e-09 | 0.0004107 | 9.4204e-05 | 2.3376e-05 | 9.1432e-08 | 1.1664 | 56.0433 | 0.00030103
| Civic Offices | Assembly only services commercial window cleaning suspended platform | 1700739 | 8402886 | 5 | Services equipment | Window cleaner 1m2/minute/3months | Assembly | 1.4007 | Hours | 1 | 44 | 1 | FALSE | 1 | FALSE | 5 | [6 empty] | 5 | B2B3 | 0.075745 | 4.9056e-09 | 0.0004107 | 9.4204e-05 | 2.3376e-05 | 9.1432e-08 | 1.1664 | 56.0433 | 0.00030103
| Civic Offices | Assembly only services commercial window cleaning suspended platform | 1700739 | 8402886 | 5 | Services equipment | Window cleaner 1m2/minute/3months | Assembly | 1.4007 | Hours | 1 | 44 | 1 | FALSE | 1 | FALSE | 5 | [6 empty] | 6 | B2B3 | 0.075745 | 4.9056e-09 | 0.0004107 | 9.4204e-05 | 2.3376e-05 | 9.1432e-08 | 1.1664 | 56.0433 | 0.00030103
| Civic Offices | Assembly only services commercial window cleaning suspended platform | 1700739 | 8402886 | 5 | Services equipment | Window cleaner 1m2/minute/3months | Assembly | 1.4007 | Hours | 1 | 44 | 1 | FALSE | 1 | FALSE | 5 | [6 empty] | 7 | B2B3 | 0.075745 | 4.9056e-09 | 0.0004107 | 9.4204e-05 | 2.3376e-05 | 9.1432e-08 | 1.1664 | 56.0433 | 0.00030103
| Civic Offices | Assembly only services commercial window cleaning suspended platform | 1700739 | 8402886 | 5 | Services equipment | Window cleaner 1m2/minute/3months | Assembly | 1.4007 | Hours | 1 | 44 | 1 | FALSE | 1 | FALSE | 5 | [6 empty] | 8 | B2B3 | 0.075745 | 4.9056e-09 | 0.0004107 | 9.4204e-05 | 2.3376e-05 | 9.1432e-08 | 1.1664 | 56.0433 | 0.00030103
| Civic Offices | Assembly only services commercial window cleaning suspended platform | 1700739 | 8402886 | 5 | Services equipment | Window cleaner 1m2/minute/3months | Assembly | 1.4007 | Hours | 1 | 44 | 1 | FALSE | 1 | FALSE | 5 | [6 empty] | 9 | B2B3 | 0.075745 | 4.9056e-09 | 0.0004107 | 9.4204e-05 | 2.3376e-05 | 9.1432e-08 | 1.1664 | 56.0433 | 0.00030103
| Civic Offices | Assembly only services commercial window cleaning suspended platform | 1700739 | 8402886 | 5 | Services equipment | Window cleaner 1m2/minute/3months | Assembly | 1.4007 | Hours | 1 | 44 | 1 | FALSE | 1 | FALSE | 5 | [6 empty] | 10 | B2B3 | 0.075745 | 4.9056e-09 | 0.0004107 | 9.4204e-05 | 2.3376e-05 | 9.1432e-08 | 1.1664 | 56.0433 | 0.00030103
| Civic Offices | Assembly only services commercial window cleaning suspended platform | 1700739 | 8402886 | 5 | Services equipment | Window cleaner 1m2/minute/3months | Assembly | 1.4007 | Hours | 1 | 44 | 1 | FALSE | 1 | FALSE | 5 | [6 empty] | 11 | B2B3 | 0.075745 | 4.9056e-09 | 0.0004107 | 9.4204e-05 | 2.3376e-05 | 9.1432e-08 | 1.1664 | 56.0433 | 0.00030103
| Civic Offices | Assembly only services commercial window cleaning suspended platform | 1700739 | 8402886 | 5 | Services equipment | Window cleaner 1m2/minute/3months | Assembly | 1.4007 | Hours | 1 | 44 | 1 | FALSE | 1 | FALSE | 5 | [6 empty] | 12 | B2B3 | 0.075745 | 4.9056e-09 | 0.0004107 | 9.4204e-05 | 2.3376e-05 | 9.1432e-08 | 1.1664 | 56.0433 | 0.00030103
| Civic Offices | Assembly only services commercial window cleaning suspended platform | 1700739 | 8402886 | 5 | Services equipment | Window cleaner 1m2/minute/3months | Assembly | 1.4007 | Hours | 1 | 44 | 1 | FALSE | 1 | FALSE | 5 | [6 empty] | 13 | B2B3 | 0.075745 | 4.9056e-09 | 0.0004107 | 9.4204e-05 | 2.3376e-05 | 9.1432e-08 | 1.1664 | 56.0433 | 0.00030103
| Civic Offices | Assembly only services commercial window cleaning suspended platform | 1700739 | 8402886 | 5 | Services equipment | Window cleaner 1m2/minute/3months | Assembly | 1.4007 | Hours | 1 | 44 | 1 | FALSE | 1 | FALSE | 5 | [6 empty] | 14 | B2B3 | 0.075745 | 4.9056e-09 | 0.0004107 | 9.4204e-05 | 2.3376e-05 | 9.1432e-08 | 1.1664 | 56.0433 | 0.00030103
| Civic Offices | Assembly only services commercial window cleaning suspended platform | 1700739 | 8402886 | 5 | Services equipment | Window cleaner 1m2/minute/3months | Assembly | 1.4007 | Hours | 1 | 44 | 1 | FALSE | 1 | FALSE | 5 | [6 empty] | 15 | B2B3 | 0.075745 | 4.9056e-09 | 0.0004107 | 9.4204e-05 | 2.3376e-05 | 9.1432e-08 | 1.1664 | 56.0433 | 0.00030103
| Civic Offices | Assembly only services commercial window cleaning suspended platform | 1700739 | 8402886 | 5 | Services equipment | Window cleaner 1m2/minute/3months | Assembly | 1.4007 | Hours | 1 | 44 | 1 | FALSE | 1 | FALSE | 5 | [6 empty] | 16 | B2B3 | 0.075745 | 4.9056e-09 | 0.0004107 | 9.4204e-05 | 2.3376e-05 | 9.1432e-08 | 1.1664 | 56.0433 | 0.00030103
| Civic Offices | Assembly only services commercial window cleaning suspended platform | 1700739 | 8402886 | 5 | Services equipment | Window cleaner 1m2/minute/3months | Assembly | 1.4007 | Hours | 1 | 44 | 1 | FALSE | 1 | FALSE | 5 | [6 empty] | 17 | B2B3 | 0.075745 | 4.9056e-09 | 0.0004107 | 9.4204e-05 | 2.3376e-05 | 9.1432e-08 | 1.1664 | 56.0433 | 0.00030103
| Civic Offices | Assembly only services commercial window cleaning suspended platform | 1700739 | 8402886 | 5 | Services equipment | Window cleaner 1m2/minute/3months | Assembly | 1.4007 | Hours | 1 | 44 | 1 | FALSE | 1 | FALSE | 5 | [6 empty] | 18 | B2B3 | 0.075745 | 4.9056e-09 | 0.0004107 | 9.4204e-05 | 2.3376e-05 | 9.1432e-08 | 1.1664 | 56.0433 | 0.00030103
| Civic Offices | Assembly only services commercial window cleaning suspended platform | 1700739 | 8402886 | 5 | Services equipment | Window cleaner 1m2/minute/3months | Assembly | 1.4007 | Hours | 1 | 44 | 1 | FALSE | 1 | FALSE | 5 | [6 empty] | 19 | B2B3 | 0.075745 | 4.9056e-09 | 0.0004107 | 9.4204e-05 | 2.3376e-05 | 9.1432e-08 | 1.1664 | 56.0433 | 0.00030103
| Civic Offices | Assembly only services commercial window cleaning suspended platform | 1700739 | 8402886 | 5 | Services equipment | Window cleaner 1m2/minute/3months | Assembly | 1.4007 | Hours | 1 | 44 | 1 | FALSE | 1 | FALSE | 5 | [6 empty] | 20 | B2B3 | 0.075745 | 4.9056e-09 | 0.0004107 | 9.4204e-05 | 2.3376e-05 | 9.1432e-08 | 1.1664 | 56.0433 | 0.00030103
| Civic Offices | Assembly only services commercial window cleaning suspended platform | 1700739 | 8402886 | 5 | Services equipment | Window cleaner 1m2/minute/3months | Assembly | 1.4007 | Hours | 1 | 44 | 1 | FALSE | 1 | FALSE | 5 | [6 empty] | 21 | B2B3 | 0.075745 | 4.9056e-09 | 0.0004107 | 9.4204e-05 | 2.3376e-05 | 9.1432e-08 | 1.1664 | 56.0433 | 0.00030103
| Civic Offices | Assembly only services commercial window cleaning suspended platform | 1700739 | 8402886 | 5 | Services equipment | Window cleaner 1m2/minute/3months | Assembly | 1.4007 | Hours | 1 | 44 | 1 | FALSE | 1 | FALSE | 5 | [6 empty] | 22 | B2B3 | 0.075745 | 4.9056e-09 | 0.0004107 | 9.4204e-05 | 2.3376e-05 | 9.1432e-08 | 1.1664 | 56.0433 | 0.00030103
| Civic Offices | Assembly only services commercial window cleaning suspended platform | 1700739 | 8402886 | 5 | Services equipment | Window cleaner 1m2/minute/3months | Assembly | 1.4007 | Hours | 1 | 44 | 1 | FALSE | 1 | FALSE | 5 | [6 empty] | 23 | B2B3 | 0.075745 | 4.9056e-09 | 0.0004107 | 9.4204e-05 | 2.3376e-05 | 9.1432e-08 | 1.1664 | 56.0433 | 0.00030103
| Civic Offices | Assembly only services commercial window cleaning suspended platform | 1700739 | 8402886 | 5 | Services equipment | Window cleaner 1m2/minute/3months | Assembly | 1.4007 | Hours | 1 | 44 | 1 | FALSE | 1 | FALSE | 5 | [6 empty] | 24 | B2B3 | 0.075745 | 4.9056e-09 | 0.0004107 | 9.4204e-05 | 2.3376e-05 | 9.1432e-08 | 1.1664 | 56.0433 | 0.00030103
| Civic Offices | Assembly only services commercial window cleaning suspended platform | 1700739 | 8402886 | 5 | Services equipment | Window cleaner 1m2/minute/3months | Assembly | 1.4007 | Hours | 1 | 44 | 1 | FALSE | 1 | FALSE | 5 | [6 empty] | 25 | B2B3 | 0.075745 | 4.9056e-09 | 0.0004107 | 9.4204e-05 | 2.3376e-05 | 9.1432e-08 | 1.1664 | 56.0433 | 0.00030103
| Civic Offices | Assembly only services commercial window cleaning suspended platform | 1700739 | 8402886 | 5 | Services equipment | Window cleaner 1m2/minute/3months | Assembly | 1.4007 | Hours | 1 | 44 | 1 | FALSE | 1 | FALSE | 5 | [6 empty] | 26 | B2B3 | 0.075745 | 4.9056e-09 | 0.0004107 | 9.4204e-05 | 2.3376e-05 | 9.1432e-08 | 1.1664 | 56.0433 | 0.00030103
| Civic Offices | Assembly only services commercial window cleaning suspended platform | 1700739 | 8402886 | 5 | Services equipment | Window cleaner 1m2/minute/3months | Assembly | 1.4007 | Hours | 1 | 44 | 1 | FALSE | 1 | FALSE | 5 | [6 empty] | 27 | B2B3 | 0.075745 | 4.9056e-09 | 0.0004107 | 9.4204e-05 | 2.3376e-05 | 9.1432e-08 | 1.1664 | 56.0433 | 0.00030103
| Civic Offices | Assembly only services commercial window cleaning suspended platform | 1700739 | 8402886 | 5 | Services equipment | Window cleaner 1m2/minute/3months | Assembly | 1.4007 | Hours | 1 | 44 | 1 | FALSE | 1 | FALSE | 5 | [6 empty] | 28 | B2B3 | 0.075745 | 4.9056e-09 | 0.0004107 | 9.4204e-05 | 2.3376e-05 | 9.1432e-08 | 1.1664 | 56.0433 | 0.00030103
| Civic Offices | Assembly only services commercial window cleaning suspended platform | 1700739 | 8402886 | 5 | Services equipment | Window cleaner 1m2/minute/3months | Assembly | 1.4007 | Hours | 1 | 44 | 1 | FALSE | 1 | FALSE | 5 | [6 empty] | 29 | B2B3 | 0.075745 | 4.9056e-09 | 0.0004107 | 9.4204e-05 | 2.3376e-05 | 9.1432e-08 | 1.1664 | 56.0433 | 0.00030103
| Civic Offices | Assembly only services commercial window cleaning suspended platform | 1700739 | 8402886 | 5 | Services equipment | Window cleaner 1m2/minute/3months | Assembly | 1.4007 | Hours | 1 | 44 | 1 | FALSE | 1 | FALSE | 5 | [6 empty] | 30 | B2B3 | 0.075745 | 4.9056e-09 | 0.0004107 | 9.4204e-05 | 2.3376e-05 | 9.1432e-08 | 1.1664 | 56.0433 | 0.00030103
| Civic Offices | Assembly only services commercial window cleaning suspended platform | 1700739 | 8402886 | 5 | Services equipment | Window cleaner 1m2/minute/3months | Assembly | 1.4007 | Hours | 1 | 44 | 1 | FALSE | 1 | FALSE | 5 | [6 empty] | 31 | B2B3 | 0.075745 | 4.9056e-09 | 0.0004107 | 9.4204e-05 | 2.3376e-05 | 9.1432e-08 | 1.1664 | 56.0433 | 0.00030103
| Civic Offices | Assembly only services commercial window cleaning suspended platform | 1700739 | 8402886 | 5 | Services equipment | Window cleaner 1m2/minute/3months | Assembly | 1.4007 | Hours | 1 | 44 | 1 | FALSE | 1 | FALSE | 5 | [6 empty] | 32 | B2B3 | 0.075745 | 4.9056e-09 | 0.0004107 | 9.4204e-05 | 2.3376e-05 | 9.1432e-08 | 1.1664 | 56.0433 | 0.00030103
| Civic Offices | Assembly only services commercial window cleaning suspended platform | 1700739 | 8402886 | 5 | Services equipment | Window cleaner 1m2/minute/3months | Assembly | 1.4007 | Hours | 1 | 44 | 1 | FALSE | 1 | FALSE | 5 | [6 empty] | 33 | B2B3 | 0.075745 | 4.9056e-09 | 0.0004107 | 9.4204e-05 | 2.3376e-05 | 9.1432e-08 | 1.1664 | 56.0433 | 0.00030103
| Civic Offices | Assembly only services commercial window cleaning suspended platform | 1700739 | 8402886 | 5 | Services equipment | Window cleaner 1m2/minute/3months | Assembly | 1.4007 | Hours | 1 | 44 | 1 | FALSE | 1 | FALSE | 5 | [6 empty] | 34 | B2B3 | 0.075745 | 4.9056e-09 | 0.0004107 | 9.4204e-05 | 2.3376e-05 | 9.1432e-08 | 1.1664 | 56.0433 | 0.00030103
| Civic Offices | Assembly only services commercial window cleaning suspended platform | 1700739 | 8402886 | 5 | Services equipment | Window cleaner 1m2/minute/3months | Assembly | 1.4007 | Hours | 1 | 44 | 1 | FALSE | 1 | FALSE | 5 | [6 empty] | 35 | B2B3 | 0.075745 | 4.9056e-09 | 0.0004107 | 9.4204e-05 | 2.3376e-05 | 9.1432e-08 | 1.1664 | 56.0433 | 0.00030103
| Civic Offices | Assembly only services commercial window cleaning suspended platform | 1700739 | 8402886 | 5 | Services equipment | Window cleaner 1m2/minute/3months | Assembly | 1.4007 | Hours | 1 | 44 | 1 | FALSE | 1 | FALSE | 5 | [6 empty] | 36 | B2B3 | 0.075745 | 4.9056e-09 | 0.0004107 | 9.4204e-05 | 2.3376e-05 | 9.1432e-08 | 1.1664 | 56.0433 | 0.00030103
| Civic Offices | Assembly only services commercial window cleaning suspended platform | 1700739 | 8402886 | 5 | Services equipment | Window cleaner 1m2/minute/3months | Assembly | 1.4007 | Hours | 1 | 44 | 1 | FALSE | 1 | FALSE | 5 | [6 empty] | 37 | B2B3 | 0.075745 | 4.9056e-09 | 0.0004107 | 9.4204e-05 | 2.3376e-05 | 9.1432e-08 | 1.1664 | 56.0433 | 0.00030103
| Civic Offices | Assembly only services commercial window cleaning suspended platform | 1700739 | 8402886 | 5 | Services equipment | Window cleaner 1m2/minute/3months | Assembly | 1.4007 | Hours | 1 | 44 | 1 | FALSE | 1 | FALSE | 5 | [6 empty] | 38 | B2B3 | 0.075745 | 4.9056e-09 | 0.0004107 | 9.4204e-05 | 2.3376e-05 | 9.1432e-08 | 1.1664 | 56.0433 | 0.00030103
| Civic Offices | Assembly only services commercial window cleaning suspended platform | 1700739 | 8402886 | 5 | Services equipment | Window cleaner 1m2/minute/3months | Assembly | 1.4007 | Hours | 1 | 44 | 1 | FALSE | 1 | FALSE | 5 | [6 empty] | 39 | B2B3 | 0.075745 | 4.9056e-09 | 0.0004107 | 9.4204e-05 | 2.3376e-05 | 9.1432e-08 | 1.1664 | 56.0433 | 0.00030103
| Civic Offices | Assembly only services commercial window cleaning suspended platform | 1700739 | 8402886 | 5 | Services equipment | Window cleaner 1m2/minute/3months | Assembly | 1.4007 | Hours | 1 | 44 | 1 | FALSE | 1 | FALSE | 5 | [6 empty] | 40 | B2B3 | 0.075745 | 4.9056e-09 | 0.0004107 | 9.4204e-05 | 2.3376e-05 | 9.1432e-08 | 1.1664 | 56.0433 | 0.00030103
| Civic Offices | Assembly only services commercial window cleaning suspended platform | 1700739 | 8402886 | 5 | Services equipment | Window cleaner 1m2/minute/3months | Assembly | 1.4007 | Hours | 1 | 44 | 1 | FALSE | 1 | FALSE | 5 | [6 empty] | 41 | B2B3 | 0.075745 | 4.9056e-09 | 0.0004107 | 9.4204e-05 | 2.3376e-05 | 9.1432e-08 | 1.1664 | 56.0433 | 0.00030103
| Civic Offices | Assembly only services commercial window cleaning suspended platform | 1700739 | 8402886 | 5 | Services equipment | Window cleaner 1m2/minute/3months | Assembly | 1.4007 | Hours | 1 | 44 | 1 | FALSE | 1 | FALSE | 5 | [6 empty] | 42 | B2B3 | 0.075745 | 4.9056e-09 | 0.0004107 | 9.4204e-05 | 2.3376e-05 | 9.1432e-08 | 1.1664 | 56.0433 | 0.00030103
| Civic Offices | Assembly only services commercial window cleaning suspended platform | 1700739 | 8402886 | 5 | Services equipment | Window cleaner 1m2/minute/3months | Assembly | 1.4007 | Hours | 1 | 44 | 1 | FALSE | 1 | FALSE | 5 | [6 empty] | 43 | B2B3 | 0.075745 | 4.9056e-09 | 0.0004107 | 9.4204e-05 | 2.3376e-05 | 9.1432e-08 | 1.1664 | 56.0433 | 0.00030103
| Civic Offices | Assembly only services commercial window cleaning suspended platform | 1700739 | 8402886 | 5 | Services equipment | Window cleaner 1m2/minute/3months | Assembly | 1.4007 | Hours | 1 | 44 | 1 | FALSE | 1 | FALSE | 5 | [6 empty] | 44 | B2B3 | 0.075745 | 4.9056e-09 | 0.0004107 | 9.4204e-05 | 2.3376e-05 | 9.1432e-08 | 1.1664 | 56.0433 | 0.00030103
| Civic Offices | Assembly only services commercial window cleaning suspended platform | 1700739 | 8402886 | 5 | Services equipment | Window cleaner 1m2/minute/3months | Assembly | 1.4007 | Hours | 1 | 44 | 1 | FALSE | 1 | FALSE | 5 | [6 empty] | 45 | B2B3 | 0.075745 | 4.9056e-09 | 0.0004107 | 9.4204e-05 | 2.3376e-05 | 9.1432e-08 | 1.1664 | 56.0433 | 0.00030103
| Civic Offices | Assembly only services commercial window cleaning suspended platform | 1700739 | 8402886 | 5 | Services equipment | Window cleaner 1m2/minute/3months | Assembly | 1.4007 | Hours | 1 | 44 | 1 | FALSE | 1 | FALSE | 5 | [6 empty] | 46 | B2B3 | 0.075745 | 4.9056e-09 | 0.0004107 | 9.4204e-05 | 2.3376e-05 | 9.1432e-08 | 1.1664 | 56.0433 | 0.00030103
| Civic Offices | Assembly only services commercial window cleaning suspended platform | 1700739 | 8402886 | 5 | Services equipment | Window cleaner 1m2/minute/3months | Assembly | 1.4007 | Hours | 1 | 44 | 1 | FALSE | 1 | FALSE | 5 | [6 empty] | 47 | B2B3 | 0.075745 | 4.9056e-09 | 0.0004107 | 9.4204e-05 | 2.3376e-05 | 9.1432e-08 | 1.1664 | 56.0433 | 0.00030103
| Civic Offices | Assembly only services commercial window cleaning suspended platform | 1700739 | 8402886 | 5 | Services equipment | Window cleaner 1m2/minute/3months | Assembly | 1.4007 | Hours | 1 | 44 | 1 | FALSE | 1 | FALSE | 5 | [6 empty] | 48 | B2B3 | 0.075745 | 4.9056e-09 | 0.0004107 | 9.4204e-05 | 2.3376e-05 | 9.1432e-08 | 1.1664 | 56.0433 | 0.00030103
| Civic Offices | Assembly only services commercial window cleaning suspended platform | 1700739 | 8402886 | 5 | Services equipment | Window cleaner 1m2/minute/3months | Assembly | 1.4007 | Hours | 1 | 44 | 1 | FALSE | 1 | FALSE | 5 | [6 empty] | 49 | B2B3 | 0.075745 | 4.9056e-09 | 0.0004107 | 9.4204e-05 | 2.3376e-05 | 9.1432e-08 | 1.1664 | 56.0433 | 0.00030103
| Civic Offices | Assembly only services commercial window cleaning suspended platform | 1700739 | 8402886 | 5 | Services equipment | Window cleaner 1m2/minute/3months | Assembly | 1.4007 | Hours | 1 | 44 | 1 | FALSE | 1 | FALSE | 5 | [6 empty] | 50 | B2B3 | 0.075745 | 4.9056e-09 | 0.0004107 | 9.4204e-05 | 2.3376e-05 | 9.1432e-08 | 1.1664 | 56.0433 | 0.00030103
| Civic Offices | Assembly only services commercial window cleaning suspended platform | 1700739 | 8402886 | 5 | Services equipment | Window cleaner 1m2/minute/3months | Assembly | 1.4007 | Hours | 1 | 44 | 1 | FALSE | 1 | FALSE | 5 | [6 empty] | 51 | B2B3 | 0.075745 | 4.9056e-09 | 0.0004107 | 9.4204e-05 | 2.3376e-05 | 9.1432e-08 | 1.1664 | 56.0433 | 0.00030103
| Civic Offices | Assembly only services commercial window cleaning suspended platform | 1700739 | 8402886 | 5 | Services equipment | Window cleaner 1m2/minute/3months | Assembly | 1.4007 | Hours | 1 | 44 | 1 | FALSE | 1 | FALSE | 5 | [6 empty] | 52 | B2B3 | 0.075745 | 4.9056e-09 | 0.0004107 | 9.4204e-05 | 2.3376e-05 | 9.1432e-08 | 1.1664 | 56.0433 | 0.00030103
| Civic Offices | Assembly only services commercial window cleaning suspended platform | 1700739 | 8402886 | 5 | Services equipment | Window cleaner 1m2/minute/3months | Assembly | 1.4007 | Hours | 1 | 44 | 1 | FALSE | 1 | FALSE | 5 | [6 empty] | 53 | B2B3 | 0.075745 | 4.9056e-09 | 0.0004107 | 9.4204e-05 | 2.3376e-05 | 9.1432e-08 | 1.1664 | 56.0433 | 0.00030103
| Civic Offices | Assembly only services commercial window cleaning suspended platform | 1700739 | 8402886 | 5 | Services equipment | Window cleaner 1m2/minute/3months | Assembly | 1.4007 | Hours | 1 | 44 | 1 | FALSE | 1 | FALSE | 5 | [6 empty] | 54 | B2B3 | 0.075745 | 4.9056e-09 | 0.0004107 | 9.4204e-05 | 2.3376e-05 | 9.1432e-08 | 1.1664 | 56.0433 | 0.00030103
| Civic Offices | Assembly only services commercial window cleaning suspended platform | 1700739 | 8402886 | 5 | Services equipment | Window cleaner 1m2/minute/3months | Assembly | 1.4007 | Hours | 1 | 44 | 1 | FALSE | 1 | FALSE | 5 | [6 empty] | 55 | B2B3 | 0.075745 | 4.9056e-09 | 0.0004107 | 9.4204e-05 | 2.3376e-05 | 9.1432e-08 | 1.1664 | 56.0433 | 0.00030103
| Civic Offices | Assembly only services commercial window cleaning suspended platform | 1700739 | 8402886 | 5 | Services equipment | Window cleaner 1m2/minute/3months | Assembly | 1.4007 | Hours | 1 | 44 | 1 | FALSE | 1 | FALSE | 5 | [6 empty] | 56 | B2B3 | 0.075745 | 4.9056e-09 | 0.0004107 | 9.4204e-05 | 2.3376e-05 | 9.1432e-08 | 1.1664 | 56.0433 | 0.00030103
| Civic Offices | Assembly only services commercial window cleaning suspended platform | 1700739 | 8402886 | 5 | Services equipment | Window cleaner 1m2/minute/3months | Assembly | 1.4007 | Hours | 1 | 44 | 1 | FALSE | 1 | FALSE | 5 | [6 empty] | 57 | B2B3 | 0.075745 | 4.9056e-09 | 0.0004107 | 9.4204e-05 | 2.3376e-05 | 9.1432e-08 | 1.1664 | 56.0433 | 0.00030103
| Civic Offices | Assembly only services commercial window cleaning suspended platform | 1700739 | 8402886 | 5 | Services equipment | Window cleaner 1m2/minute/3months | Assembly | 1.4007 | Hours | 1 | 44 | 1 | FALSE | 1 | FALSE | 5 | [6 empty] | 58 | B2B3 | 0.075745 | 4.9056e-09 | 0.0004107 | 9.4204e-05 | 2.3376e-05 | 9.1432e-08 | 1.1664 | 56.0433 | 0.00030103
| Civic Offices | Assembly only services commercial window cleaning suspended platform | 1700739 | 8402886 | 5 | Services equipment | Window cleaner 1m2/minute/3months | Assembly | 1.4007 | Hours | 1 | 44 | 1 | FALSE | 1 | FALSE | 5 | [6 empty] | 59 | B2B3 | 0.075745 | 4.9056e-09 | 0.0004107 | 9.4204e-05 | 2.3376e-05 | 9.1432e-08 | 1.1664 | 56.0433 | 0.00030103
| Civic Offices | Assembly only services commercial window cleaning suspended platform | 1700739 | 8402886 | 5 | Services equipment | Window cleaner 1m2/minute/3months | Assembly | 1.4007 | Hours | 1 | 44 | 1 | FALSE | 1 | FALSE | 5 | [6 empty] | 60 | B2B3 | 0.075745 | 4.9056e-09 | 0.0004107 | 9.4204e-05 | 2.3376e-05 | 9.1432e-08 | 1.1664 | 56.0433 | 0.00030103
| Civic Offices | Assembly only install windows commercial | 1700740 | 8402887 | 2.6 | Windows and external doors | Install windows | Assembly | 31.5 | Hours | 20 | 44 | 1 | FALSE | 1 | FALSE | 1 | [6 empty] | 0 | A5 | 1.7034 | 1.1032e-07 | 0.0092361 | 0.0021185 | 0.0005257 | 2.0562e-06 | 26.2319 | 1260.3447 | 0.0067697
| Civic Offices | Assembly only install windows commercial | 1700740 | 8402887 | 2.6 | Windows and external doors | Install windows | Assembly | 31.5 | Hours | 20 | 44 | 1 | FALSE | 1 | FALSE | 1 | [6 empty] | 0 | A4 | 0 | 0 | 0 | 0 | 0 | 0 | 0 | 0 | 0
| Civic Offices | Assembly only install windows commercial | 1700740 | 8402887 | 2.6 | Windows and external doors | Install windows | Assembly | 31.5 | Hours | 20 | 44 | 1 | FALSE | 1 | FALSE | 1 | [6 empty] | 20 | B4B5 | 1.7034 | 1.1032e-07 | 0.0092361 | 0.0021185 | 0.0005257 | 2.0562e-06 | 26.2319 | 1260.3447 | 0.0067697
| Civic Offices | Assembly only install windows commercial | 1700740 | 8402887 | 2.6 | Windows and external doors | Install windows | Assembly | 31.5 | Hours | 20 | 44 | 1 | FALSE | 1 | FALSE | 1 | [6 empty] | 40 | B4B5 | 1.7034 | 1.1032e-07 | 0.0092361 | 0.0021185 | 0.0005257 | 2.0562e-06 | 26.2319 | 1260.3447 | 0.0067697
| Civic Offices | Assembly only install windows commercial | 1700740 | 8402888 | 2.6 | Windows and external doors | Install windows | Assembly | 4.2 | Hours | 40 | 44 | 1 | FALSE | 1 | FALSE | 1 | [6 empty] | 0 | A5 | 344.6372 | 6.3294e-05 | 2.6364 | 0.65584 | 0.45327 | 0.00011819 | 4967.0631 | 2770.272 | 1.629
| Civic Offices | Assembly only install windows commercial | 1700740 | 8402888 | 2.6 | Windows and external doors | Install windows | Assembly | 4.2 | Hours | 40 | 44 | 1 | FALSE | 1 | FALSE | 1 | [6 empty] | 0 | A4 | 108.6825 | 2.0005e-05 | 0.36342 | 0.095888 | 0.063399 | 0.00028623 | 1641.3218 | 202.7924 | 0.45028
| Civic Offices | Assembly only install windows commercial | 1700740 | 8402888 | 2.6 | Windows and external doors | Install windows | Assembly | 4.2 | Hours | 40 | 44 | 1 | FALSE | 1 | FALSE | 1 | [6 empty] | 40 | B4B5 | 453.3196 | 8.3299e-05 | 2.9998 | 0.75173 | 0.51667 | 0.00040442 | 6608.3849 | 2973.0644 | 2.0793
| Civic Offices | Assembly only install windows commercial | 1700740 | 8402889 | 2 | Superstructure | maintenance check windows | Assembly | 2.1 | Hours | 5 | 44 | 1 | FALSE | 1 | FALSE | 3 | [6 empty] | 5 | B2B3 | 0.11356 | 7.3547e-09 | 0.00061574 | 0.00014124 | 3.5047e-05 | 1.3708e-07 | 1.7488 | 84.023 | 0.00045132
| Civic Offices | Assembly only install windows commercial | 1700740 | 8402889 | 2 | Superstructure | maintenance check windows | Assembly | 2.1 | Hours | 5 | 44 | 1 | FALSE | 1 | FALSE | 3 | [6 empty] | 10 | B2B3 | 0.11356 | 7.3547e-09 | 0.00061574 | 0.00014124 | 3.5047e-05 | 1.3708e-07 | 1.7488 | 84.023 | 0.00045132
| Civic Offices | Assembly only install windows commercial | 1700740 | 8402889 | 2 | Superstructure | maintenance check windows | Assembly | 2.1 | Hours | 5 | 44 | 1 | FALSE | 1 | FALSE | 3 | [6 empty] | 15 | B2B3 | 0.11356 | 7.3547e-09 | 0.00061574 | 0.00014124 | 3.5047e-05 | 1.3708e-07 | 1.7488 | 84.023 | 0.00045132
| Civic Offices | Assembly only install windows commercial | 1700740 | 8402889 | 2 | Superstructure | maintenance check windows | Assembly | 2.1 | Hours | 5 | 44 | 1 | FALSE | 1 | FALSE | 3 | [6 empty] | 20 | B2B3 | 0.11356 | 7.3547e-09 | 0.00061574 | 0.00014124 | 3.5047e-05 | 1.3708e-07 | 1.7488 | 84.023 | 0.00045132
| Civic Offices | Assembly only install windows commercial | 1700740 | 8402889 | 2 | Superstructure | maintenance check windows | Assembly | 2.1 | Hours | 5 | 44 | 1 | FALSE | 1 | FALSE | 3 | [6 empty] | 25 | B2B3 | 0.11356 | 7.3547e-09 | 0.00061574 | 0.00014124 | 3.5047e-05 | 1.3708e-07 | 1.7488 | 84.023 | 0.00045132
| Civic Offices | Assembly only install windows commercial | 1700740 | 8402889 | 2 | Superstructure | maintenance check windows | Assembly | 2.1 | Hours | 5 | 44 | 1 | FALSE | 1 | FALSE | 3 | [6 empty] | 30 | B2B3 | 0.11356 | 7.3547e-09 | 0.00061574 | 0.00014124 | 3.5047e-05 | 1.3708e-07 | 1.7488 | 84.023 | 0.00045132
| Civic Offices | Assembly only install windows commercial | 1700740 | 8402889 | 2 | Superstructure | maintenance check windows | Assembly | 2.1 | Hours | 5 | 44 | 1 | FALSE | 1 | FALSE | 3 | [6 empty] | 35 | B2B3 | 0.11356 | 7.3547e-09 | 0.00061574 | 0.00014124 | 3.5047e-05 | 1.3708e-07 | 1.7488 | 84.023 | 0.00045132
| Civic Offices | Assembly only install windows commercial | 1700740 | 8402889 | 2 | Superstructure | maintenance check windows | Assembly | 2.1 | Hours | 5 | 44 | 1 | FALSE | 1 | FALSE | 3 | [6 empty] | 40 | B2B3 | 0.11356 | 7.3547e-09 | 0.00061574 | 0.00014124 | 3.5047e-05 | 1.3708e-07 | 1.7488 | 84.023 | 0.00045132
| Civic Offices | Assembly only install windows commercial | 1700740 | 8402889 | 2 | Superstructure | maintenance check windows | Assembly | 2.1 | Hours | 5 | 44 | 1 | FALSE | 1 | FALSE | 3 | [6 empty] | 45 | B2B3 | 0.11356 | 7.3547e-09 | 0.00061574 | 0.00014124 | 3.5047e-05 | 1.3708e-07 | 1.7488 | 84.023 | 0.00045132
| Civic Offices | Assembly only install windows commercial | 1700740 | 8402889 | 2 | Superstructure | maintenance check windows | Assembly | 2.1 | Hours | 5 | 44 | 1 | FALSE | 1 | FALSE | 3 | [6 empty] | 50 | B2B3 | 0.11356 | 7.3547e-09 | 0.00061574 | 0.00014124 | 3.5047e-05 | 1.3708e-07 | 1.7488 | 84.023 | 0.00045132
| Civic Offices | Assembly only install windows commercial | 1700740 | 8402889 | 2 | Superstructure | maintenance check windows | Assembly | 2.1 | Hours | 5 | 44 | 1 | FALSE | 1 | FALSE | 3 | [6 empty] | 55 | B2B3 | 0.11356 | 7.3547e-09 | 0.00061574 | 0.00014124 | 3.5047e-05 | 1.3708e-07 | 1.7488 | 84.023 | 0.00045132
| Civic Offices | Assembly only install windows commercial | 1700740 | 8402889 | 2 | Superstructure | maintenance check windows | Assembly | 2.1 | Hours | 5 | 44 | 1 | FALSE | 1 | FALSE | 3 | [6 empty] | 60 | B2B3 | 0.11356 | 7.3547e-09 | 0.00061574 | 0.00014124 | 3.5047e-05 | 1.3708e-07 | 1.7488 | 84.023 | 0.00045132
| Civic Offices | Stair structures: steel stairway vertical rise 5m 1.6m wide two half landings screed infill to treads. string fixings for handrails and balustrades (Staircase steel tread and frame) | 1700741 | 8402893 | 2.4 | Stairs and ramps | Install | Assembly | 2.6667 | Hours | 80 | 44 | 1 | FALSE | 1 | FALSE | 1 | [6 empty] | 0 | A5 | 0.1442 | 9.3393e-09 | 0.00078189 | 0.00017935 | 4.4504e-05 | 1.7407e-07 | 2.2207 | 106.6958 | 0.0005731
| Civic Offices | Stair structures: steel stairway vertical rise 5m 1.6m wide two half landings screed infill to treads. string fixings for handrails and balustrades (Staircase steel tread and frame) | 1700741 | 8402893 | 2.4 | Stairs and ramps | Install | Assembly | 2.6667 | Hours | 80 | 44 | 1 | FALSE | 1 | FALSE | 1 | [6 empty] | 0 | A4 | 0 | 0 | 0 | 0 | 0 | 0 | 0 | 0 | 0
| Civic Offices | Fittings steel hand rail 50mm | 1700743 | 8402895 | 4 | Fittings, furnishings and equipment | install | Assembly | 0.608 | Hours | 80 | 44 | 1 | FALSE | 1 | FALSE | 1 | [6 empty] | 0 | A5 | 0.032879 | 2.1294e-09 | 0.00017827 | 4.0891e-05 | 1.0147e-05 | 3.9688e-08 | 0.50632 | 24.3267 | 0.00013067
| Civic Offices | Fittings steel hand rail 50mm | 1700743 | 8402895 | 4 | Fittings, furnishings and equipment | install | Assembly | 0.608 | Hours | 80 | 44 | 1 | FALSE | 1 | FALSE | 1 | [6 empty] | 0 | A4 | 0 | 0 | 0 | 0 | 0 | 0 | 0 | 0 | 0
| Civic Offices | Floor covering lino floor (eg vinyl/PVC) | 1700745 | 8402897 | 3.2 | Floor finishes | Install laminate flooring | Assembly | 0.66704 | Hours | 20 | 44 | 1 | FALSE | 1 | FALSE | 1 | [6 empty] | 0 | A5 | 0.036072 | 2.3362e-09 | 0.00019558 | 4.4862e-05 | 1.1132e-05 | 4.3542e-08 | 0.55549 | 26.6891 | 0.00014336
| Civic Offices | Floor covering lino floor (eg vinyl/PVC) | 1700745 | 8402897 | 3.2 | Floor finishes | Install laminate flooring | Assembly | 0.66704 | Hours | 20 | 44 | 1 | FALSE | 1 | FALSE | 1 | [6 empty] | 0 | A4 | 0 | 0 | 0 | 0 | 0 | 0 | 0 | 0 | 0
| Civic Offices | Floor covering lino floor (eg vinyl/PVC) | 1700745 | 8402897 | 3.2 | Floor finishes | Install laminate flooring | Assembly | 0.66704 | Hours | 20 | 44 | 1 | FALSE | 1 | FALSE | 1 | [6 empty] | 20 | B4B5 | 0.036072 | 2.3362e-09 | 0.00019558 | 4.4862e-05 | 1.1132e-05 | 4.3542e-08 | 0.55549 | 26.6891 | 0.00014336
| Civic Offices | Floor covering lino floor (eg vinyl/PVC) | 1700745 | 8402897 | 3.2 | Floor finishes | Install laminate flooring | Assembly | 0.66704 | Hours | 20 | 44 | 1 | FALSE | 1 | FALSE | 1 | [6 empty] | 40 | B4B5 | 0.036072 | 2.3362e-09 | 0.00019558 | 4.4862e-05 | 1.1132e-05 | 4.3542e-08 | 0.55549 | 26.6891 | 0.00014336
| Civic Offices | Assembly only superstructure poured concrete m3 | 1700747 | 8402900 | 2.2 | Upper floors | 140m3/hr | Assembly | 0.0071429 | Hours | 80 | 44 | 1 | FALSE | 1 | FALSE | 1 | [6 empty] | 0 | A5 | 0.48843 | 8.9703e-08 | 0.0037364 | 0.00092948 | 0.00064239 | 1.6751e-07 | 7.0395 | 1.3916 | 0.0023087
| Civic Offices | Assembly only superstructure poured concrete m3 | 1700747 | 8402900 | 2.2 | Upper floors | 140m3/hr | Assembly | 0.0071429 | Hours | 80 | 44 | 1 | FALSE | 1 | FALSE | 1 | [6 empty] | 0 | A4 | 87.782 | 1.6158e-05 | 0.29354 | 0.077448 | 0.051207 | 0.00023118 | 1325.683 | 163.7939 | 0.36369
| Civic Offices | Assembly only superstructure poured concrete m3 | 1700747 | 8402901 | 2.2 | Upper floors | install | Assembly | 0.0071429 | Hours | 150 | 44 | 1 | FALSE | 1 | FALSE | 1 | [6 empty] | 0 | A5 | 0.00038626 | 2.5016e-11 | 2.0943e-06 | 4.8039e-07 | 1.1921e-07 | 4.6626e-10 | 0.0059483 | 0.28579 | 1.5351e-06
| Civic Offices | Assembly only superstructure poured concrete m3 | 1700747 | 8402901 | 2.2 | Upper floors | install | Assembly | 0.0071429 | Hours | 150 | 44 | 1 | FALSE | 1 | FALSE | 1 | [6 empty] | 0 | A4 | 0 | 0 | 0 | 0 | 0 | 0 | 0 | 0 | 0
| Civic Offices | Assembly only superstructure install steel (structural rebar etc) | 1700748 | 8402902 | 2.1 | Frame | install steel | Assembly | 0.06478 | Hours | 80 | 44 | 1 | FALSE | 1 | FALSE | 1 | [6 empty] | 0 | A5 | 0.0035031 | 2.2688e-10 | 1.8994e-05 | 4.3568e-06 | 1.0811e-06 | 4.2286e-09 | 0.053946 | 2.5919 | 1.3922e-05
| Civic Offices | Assembly only superstructure install steel (structural rebar etc) | 1700748 | 8402902 | 2.1 | Frame | install steel | Assembly | 0.06478 | Hours | 80 | 44 | 1 | FALSE | 1 | FALSE | 1 | [6 empty] | 0 | A4 | 0 | 0 | 0 | 0 | 0 | 0 | 0 | 0 | 0
| Civic Offices | Fittings steel hand rail 50mm | 1700750 | 8402904 | 4 | Fittings, furnishings and equipment | install | Assembly | 1.216 | Hours | 80 | 44 | 1 | FALSE | 1 | FALSE | 1 | [6 empty] | 0 | A5 | 0.065757 | 4.2587e-09 | 0.00035654 | 8.1782e-05 | 2.0294e-05 | 7.9376e-08 | 1.0126 | 48.6533 | 0.00026133
| Civic Offices | Fittings steel hand rail 50mm | 1700750 | 8402904 | 4 | Fittings, furnishings and equipment | install | Assembly | 1.216 | Hours | 80 | 44 | 1 | FALSE | 1 | FALSE | 1 | [6 empty] | 0 | A4 | 0 | 0 | 0 | 0 | 0 | 0 | 0 | 0 | 0
| Civic Offices | Floor covering lino floor (eg vinyl/PVC) | 1700752 | 8402906 | 3.2 | Floor finishes | Install laminate flooring | Assembly | 1.3341 | Hours | 20 | 44 | 1 | FALSE | 1 | FALSE | 1 | [6 empty] | 0 | A5 | 0.072143 | 4.6723e-09 | 0.00039117 | 8.9724e-05 | 2.2264e-05 | 8.7084e-08 | 1.111 | 53.3781 | 0.00028671
| Civic Offices | Floor covering lino floor (eg vinyl/PVC) | 1700752 | 8402906 | 3.2 | Floor finishes | Install laminate flooring | Assembly | 1.3341 | Hours | 20 | 44 | 1 | FALSE | 1 | FALSE | 1 | [6 empty] | 0 | A4 | 0 | 0 | 0 | 0 | 0 | 0 | 0 | 0 | 0
| Civic Offices | Floor covering lino floor (eg vinyl/PVC) | 1700752 | 8402906 | 3.2 | Floor finishes | Install laminate flooring | Assembly | 1.3341 | Hours | 20 | 44 | 1 | FALSE | 1 | FALSE | 1 | [6 empty] | 20 | B4B5 | 0.072143 | 4.6723e-09 | 0.00039117 | 8.9724e-05 | 2.2264e-05 | 8.7084e-08 | 1.111 | 53.3781 | 0.00028671
| Civic Offices | Floor covering lino floor (eg vinyl/PVC) | 1700752 | 8402906 | 3.2 | Floor finishes | Install laminate flooring | Assembly | 1.3341 | Hours | 20 | 44 | 1 | FALSE | 1 | FALSE | 1 | [6 empty] | 40 | B4B5 | 0.072143 | 4.6723e-09 | 0.00039117 | 8.9724e-05 | 2.2264e-05 | 8.7084e-08 | 1.111 | 53.3781 | 0.00028671
| Civic Offices | Assembly only superstructure poured concrete m3 | 1700754 | 8402909 | 2.2 | Upper floors | 140m3/hr | Assembly | 0.014286 | Hours | 80 | 44 | 1 | FALSE | 1 | FALSE | 1 | [6 empty] | 0 | A5 | 0.97686 | 1.7941e-07 | 0.0074728 | 0.001859 | 0.0012848 | 3.3502e-07 | 14.079 | 2.7832 | 0.0046173
| Civic Offices | Assembly only superstructure poured concrete m3 | 1700754 | 8402909 | 2.2 | Upper floors | 140m3/hr | Assembly | 0.014286 | Hours | 80 | 44 | 1 | FALSE | 1 | FALSE | 1 | [6 empty] | 0 | A4 | 87.782 | 1.6158e-05 | 0.29354 | 0.077448 | 0.051207 | 0.00023118 | 1325.683 | 163.7939 | 0.36369
| Civic Offices | Assembly only superstructure poured concrete m3 | 1700754 | 8402910 | 2.2 | Upper floors | install | Assembly | 0.014286 | Hours | 150 | 44 | 1 | FALSE | 1 | FALSE | 1 | [6 empty] | 0 | A5 | 0.00077252 | 5.0032e-11 | 4.1887e-06 | 9.6079e-07 | 2.3841e-07 | 9.3252e-10 | 0.011897 | 0.57158 | 3.0702e-06
| Civic Offices | Assembly only superstructure poured concrete m3 | 1700754 | 8402910 | 2.2 | Upper floors | install | Assembly | 0.014286 | Hours | 150 | 44 | 1 | FALSE | 1 | FALSE | 1 | [6 empty] | 0 | A4 | 0 | 0 | 0 | 0 | 0 | 0 | 0 | 0 | 0
| Civic Offices | Assembly only superstructure install steel (structural rebar etc) | 1700755 | 8402911 | 2.1 | Frame | install steel | Assembly | 0.12956 | Hours | 80 | 44 | 1 | FALSE | 1 | FALSE | 1 | [6 empty] | 0 | A5 | 0.0070062 | 4.5375e-10 | 3.7988e-05 | 8.7136e-06 | 2.1622e-06 | 8.4572e-09 | 0.10789 | 5.1838 | 2.7844e-05
| Civic Offices | Assembly only superstructure install steel (structural rebar etc) | 1700755 | 8402911 | 2.1 | Frame | install steel | Assembly | 0.12956 | Hours | 80 | 44 | 1 | FALSE | 1 | FALSE | 1 | [6 empty] | 0 | A4 | 0 | 0 | 0 | 0 | 0 | 0 | 0 | 0 | 0
| Civic Offices | Fittings steel hand rail 50mm | 1700757 | 8402913 | 4 | Fittings, furnishings and equipment | install | Assembly | 0.608 | Hours | 80 | 44 | 1 | FALSE | 1 | FALSE | 1 | [6 empty] | 0 | A5 | 0.032879 | 2.1294e-09 | 0.00017827 | 4.0891e-05 | 1.0147e-05 | 3.9688e-08 | 0.50632 | 24.3267 | 0.00013067
| Civic Offices | Fittings steel hand rail 50mm | 1700757 | 8402913 | 4 | Fittings, furnishings and equipment | install | Assembly | 0.608 | Hours | 80 | 44 | 1 | FALSE | 1 | FALSE | 1 | [6 empty] | 0 | A4 | 0 | 0 | 0 | 0 | 0 | 0 | 0 | 0 | 0
| Civic Offices | Floor covering lino floor (eg vinyl/PVC) | 1700759 | 8402915 | 3.2 | Floor finishes | Install laminate flooring | Assembly | 0.66704 | Hours | 20 | 44 | 1 | FALSE | 1 | FALSE | 1 | [6 empty] | 0 | A5 | 0.036072 | 2.3362e-09 | 0.00019558 | 4.4862e-05 | 1.1132e-05 | 4.3542e-08 | 0.55549 | 26.6891 | 0.00014336
| Civic Offices | Floor covering lino floor (eg vinyl/PVC) | 1700759 | 8402915 | 3.2 | Floor finishes | Install laminate flooring | Assembly | 0.66704 | Hours | 20 | 44 | 1 | FALSE | 1 | FALSE | 1 | [6 empty] | 0 | A4 | 0 | 0 | 0 | 0 | 0 | 0 | 0 | 0 | 0
| Civic Offices | Floor covering lino floor (eg vinyl/PVC) | 1700759 | 8402915 | 3.2 | Floor finishes | Install laminate flooring | Assembly | 0.66704 | Hours | 20 | 44 | 1 | FALSE | 1 | FALSE | 1 | [6 empty] | 20 | B4B5 | 0.036072 | 2.3362e-09 | 0.00019558 | 4.4862e-05 | 1.1132e-05 | 4.3542e-08 | 0.55549 | 26.6891 | 0.00014336
| Civic Offices | Floor covering lino floor (eg vinyl/PVC) | 1700759 | 8402915 | 3.2 | Floor finishes | Install laminate flooring | Assembly | 0.66704 | Hours | 20 | 44 | 1 | FALSE | 1 | FALSE | 1 | [6 empty] | 40 | B4B5 | 0.036072 | 2.3362e-09 | 0.00019558 | 4.4862e-05 | 1.1132e-05 | 4.3542e-08 | 0.55549 | 26.6891 | 0.00014336
| Civic Offices | Assembly only superstructure poured concrete m3 | 1700761 | 8402918 | 2.2 | Upper floors | 140m3/hr | Assembly | 0.0071429 | Hours | 80 | 44 | 1 | FALSE | 1 | FALSE | 1 | [6 empty] | 0 | A5 | 0.48843 | 8.9703e-08 | 0.0037364 | 0.00092948 | 0.00064239 | 1.6751e-07 | 7.0395 | 1.3916 | 0.0023087
| Civic Offices | Assembly only superstructure poured concrete m3 | 1700761 | 8402918 | 2.2 | Upper floors | 140m3/hr | Assembly | 0.0071429 | Hours | 80 | 44 | 1 | FALSE | 1 | FALSE | 1 | [6 empty] | 0 | A4 | 87.782 | 1.6158e-05 | 0.29354 | 0.077448 | 0.051207 | 0.00023118 | 1325.683 | 163.7939 | 0.36369
| Civic Offices | Assembly only superstructure poured concrete m3 | 1700761 | 8402919 | 2.2 | Upper floors | install | Assembly | 0.0071429 | Hours | 150 | 44 | 1 | FALSE | 1 | FALSE | 1 | [6 empty] | 0 | A5 | 0.00038626 | 2.5016e-11 | 2.0943e-06 | 4.8039e-07 | 1.1921e-07 | 4.6626e-10 | 0.0059483 | 0.28579 | 1.5351e-06
| Civic Offices | Assembly only superstructure poured concrete m3 | 1700761 | 8402919 | 2.2 | Upper floors | install | Assembly | 0.0071429 | Hours | 150 | 44 | 1 | FALSE | 1 | FALSE | 1 | [6 empty] | 0 | A4 | 0 | 0 | 0 | 0 | 0 | 0 | 0 | 0 | 0
| Civic Offices | Assembly only superstructure install steel (structural rebar etc) | 1700762 | 8402920 | 2.1 | Frame | install steel | Assembly | 0.06478 | Hours | 80 | 44 | 1 | FALSE | 1 | FALSE | 1 | [6 empty] | 0 | A5 | 0.0035031 | 2.2688e-10 | 1.8994e-05 | 4.3568e-06 | 1.0811e-06 | 4.2286e-09 | 0.053946 | 2.5919 | 1.3922e-05
| Civic Offices | Assembly only superstructure install steel (structural rebar etc) | 1700762 | 8402920 | 2.1 | Frame | install steel | Assembly | 0.06478 | Hours | 80 | 44 | 1 | FALSE | 1 | FALSE | 1 | [6 empty] | 0 | A4 | 0 | 0 | 0 | 0 | 0 | 0 | 0 | 0 | 0
| Civic Offices | Fittings steel hand rail 50mm | 1700764 | 8402922 | 4 | Fittings, furnishings and equipment | install | Assembly | 0.608 | Hours | 80 | 44 | 1 | FALSE | 1 | FALSE | 1 | [6 empty] | 0 | A5 | 0.032879 | 2.1294e-09 | 0.00017827 | 4.0891e-05 | 1.0147e-05 | 3.9688e-08 | 0.50632 | 24.3267 | 0.00013067
| Civic Offices | Fittings steel hand rail 50mm | 1700764 | 8402922 | 4 | Fittings, furnishings and equipment | install | Assembly | 0.608 | Hours | 80 | 44 | 1 | FALSE | 1 | FALSE | 1 | [6 empty] | 0 | A4 | 0 | 0 | 0 | 0 | 0 | 0 | 0 | 0 | 0
| Civic Offices | Floor covering lino floor (eg vinyl/PVC) | 1700766 | 8402924 | 3.2 | Floor finishes | Install laminate flooring | Assembly | 0.66704 | Hours | 20 | 44 | 1 | FALSE | 1 | FALSE | 1 | [6 empty] | 0 | A5 | 0.036072 | 2.3362e-09 | 0.00019558 | 4.4862e-05 | 1.1132e-05 | 4.3542e-08 | 0.55549 | 26.6891 | 0.00014336
| Civic Offices | Floor covering lino floor (eg vinyl/PVC) | 1700766 | 8402924 | 3.2 | Floor finishes | Install laminate flooring | Assembly | 0.66704 | Hours | 20 | 44 | 1 | FALSE | 1 | FALSE | 1 | [6 empty] | 0 | A4 | 0 | 0 | 0 | 0 | 0 | 0 | 0 | 0 | 0
| Civic Offices | Floor covering lino floor (eg vinyl/PVC) | 1700766 | 8402924 | 3.2 | Floor finishes | Install laminate flooring | Assembly | 0.66704 | Hours | 20 | 44 | 1 | FALSE | 1 | FALSE | 1 | [6 empty] | 20 | B4B5 | 0.036072 | 2.3362e-09 | 0.00019558 | 4.4862e-05 | 1.1132e-05 | 4.3542e-08 | 0.55549 | 26.6891 | 0.00014336
| Civic Offices | Floor covering lino floor (eg vinyl/PVC) | 1700766 | 8402924 | 3.2 | Floor finishes | Install laminate flooring | Assembly | 0.66704 | Hours | 20 | 44 | 1 | FALSE | 1 | FALSE | 1 | [6 empty] | 40 | B4B5 | 0.036072 | 2.3362e-09 | 0.00019558 | 4.4862e-05 | 1.1132e-05 | 4.3542e-08 | 0.55549 | 26.6891 | 0.00014336
| Civic Offices | Assembly only superstructure poured concrete m3 | 1700768 | 8402927 | 2.2 | Upper floors | 140m3/hr | Assembly | 0.0071429 | Hours | 80 | 44 | 1 | FALSE | 1 | FALSE | 1 | [6 empty] | 0 | A5 | 0.48843 | 8.9703e-08 | 0.0037364 | 0.00092948 | 0.00064239 | 1.6751e-07 | 7.0395 | 1.3916 | 0.0023087
| Civic Offices | Assembly only superstructure poured concrete m3 | 1700768 | 8402927 | 2.2 | Upper floors | 140m3/hr | Assembly | 0.0071429 | Hours | 80 | 44 | 1 | FALSE | 1 | FALSE | 1 | [6 empty] | 0 | A4 | 87.782 | 1.6158e-05 | 0.29354 | 0.077448 | 0.051207 | 0.00023118 | 1325.683 | 163.7939 | 0.36369
| Civic Offices | Assembly only superstructure poured concrete m3 | 1700768 | 8402928 | 2.2 | Upper floors | install | Assembly | 0.0071429 | Hours | 150 | 44 | 1 | FALSE | 1 | FALSE | 1 | [6 empty] | 0 | A5 | 0.00038626 | 2.5016e-11 | 2.0943e-06 | 4.8039e-07 | 1.1921e-07 | 4.6626e-10 | 0.0059483 | 0.28579 | 1.5351e-06
| Civic Offices | Assembly only superstructure poured concrete m3 | 1700768 | 8402928 | 2.2 | Upper floors | install | Assembly | 0.0071429 | Hours | 150 | 44 | 1 | FALSE | 1 | FALSE | 1 | [6 empty] | 0 | A4 | 0 | 0 | 0 | 0 | 0 | 0 | 0 | 0 | 0
| Civic Offices | Assembly only superstructure install steel (structural rebar etc) | 1700769 | 8402929 | 2.1 | Frame | install steel | Assembly | 0.06478 | Hours | 80 | 44 | 1 | FALSE | 1 | FALSE | 1 | [6 empty] | 0 | A5 | 0.0035031 | 2.2688e-10 | 1.8994e-05 | 4.3568e-06 | 1.0811e-06 | 4.2286e-09 | 0.053946 | 2.5919 | 1.3922e-05
| Civic Offices | Assembly only superstructure install steel (structural rebar etc) | 1700769 | 8402929 | 2.1 | Frame | install steel | Assembly | 0.06478 | Hours | 80 | 44 | 1 | FALSE | 1 | FALSE | 1 | [6 empty] | 0 | A4 | 0 | 0 | 0 | 0 | 0 | 0 | 0 | 0 | 0
| Civic Offices | Precast concrete stairway second floor through link total rise 1.69m wiidth 1.2m quarter landing (Staircase steel tread and frame) | 1700770 | 8402933 | 2.4 | Stairs and ramps | Install | Assembly | 2.6667 | Hours | 80 | 44 | 1 | FALSE | 1 | FALSE | 1 | [6 empty] | 0 | A5 | 0.1442 | 9.3393e-09 | 0.00078189 | 0.00017935 | 4.4504e-05 | 1.7407e-07 | 2.2207 | 106.6958 | 0.0005731
| Civic Offices | Precast concrete stairway second floor through link total rise 1.69m wiidth 1.2m quarter landing (Staircase steel tread and frame) | 1700770 | 8402933 | 2.4 | Stairs and ramps | Install | Assembly | 2.6667 | Hours | 80 | 44 | 1 | FALSE | 1 | FALSE | 1 | [6 empty] | 0 | A4 | 0 | 0 | 0 | 0 | 0 | 0 | 0 | 0 | 0
| Civic Offices | Feature stair combined balustrades and handrails: solid details to be confirmed 5m vertical rise of staircase. (Staircase timber tread and frame) | 1700771 | 8402937 | 2 | Superstructure | install | Assembly | 10 | Hours | 80 | 44 | 1 | FALSE | 1 | FALSE | 1 | [6 empty] | 0 | A5 | 0.54077 | 3.5022e-08 | 0.0029321 | 0.00067255 | 0.00016689 | 6.5276e-07 | 8.3276 | 400.1094 | 0.0021491
| Civic Offices | Feature stair combined balustrades and handrails: solid details to be confirmed 5m vertical rise of staircase. (Staircase timber tread and frame) | 1700771 | 8402937 | 2 | Superstructure | install | Assembly | 10 | Hours | 80 | 44 | 1 | FALSE | 1 | FALSE | 1 | [6 empty] | 0 | A4 | 0 | 0 | 0 | 0 | 0 | 0 | 0 | 0 | 0
| Civic Offices | External doors: Aluminium framed double glazd full height single leaf door sets including ironmongery approx 2.5 x 1m wide opening. (Door single aluminium frame glazed door) | 1700772 | 8402940 | 2.8 | Internal doors | install doors | Assembly | 1.875 | Hours | 20 | 44 | 1 | FALSE | 1 | FALSE | 1 | [6 empty] | 0 | A5 | 0.10139 | 6.5667e-09 | 0.00054977 | 0.0001261 | 3.1292e-05 | 1.2239e-07 | 1.5614 | 75.0205 | 0.00040296
| Civic Offices | External doors: Aluminium framed double glazd full height single leaf door sets including ironmongery approx 2.5 x 1m wide opening. (Door single aluminium frame glazed door) | 1700772 | 8402940 | 2.8 | Internal doors | install doors | Assembly | 1.875 | Hours | 20 | 44 | 1 | FALSE | 1 | FALSE | 1 | [6 empty] | 0 | A4 | 0 | 0 | 0 | 0 | 0 | 0 | 0 | 0 | 0
| Civic Offices | External doors: Aluminium framed double glazd full height single leaf door sets including ironmongery approx 2.5 x 1m wide opening. (Door single aluminium frame glazed door) | 1700772 | 8402940 | 2.8 | Internal doors | install doors | Assembly | 1.875 | Hours | 20 | 44 | 1 | FALSE | 1 | FALSE | 1 | [6 empty] | 20 | B4B5 | 0.10139 | 6.5667e-09 | 0.00054977 | 0.0001261 | 3.1292e-05 | 1.2239e-07 | 1.5614 | 75.0205 | 0.00040296
| Civic Offices | External doors: Aluminium framed double glazd full height single leaf door sets including ironmongery approx 2.5 x 1m wide opening. (Door single aluminium frame glazed door) | 1700772 | 8402940 | 2.8 | Internal doors | install doors | Assembly | 1.875 | Hours | 20 | 44 | 1 | FALSE | 1 | FALSE | 1 | [6 empty] | 40 | B4B5 | 0.10139 | 6.5667e-09 | 0.00054977 | 0.0001261 | 3.1292e-05 | 1.2239e-07 | 1.5614 | 75.0205 | 0.00040296
| Civic Offices | External doors: single leaf plant room door to roof metal doorset including ironmongery and decoration internal architraves complete. (Door steel door and steel frame hollow) | 1700774 | 8402944 | 2.8 | Internal doors | install doors | Assembly | 1.25 | Hours | 20 | 44 | 1 | FALSE | 1 | FALSE | 1 | [6 empty] | 0 | A5 | 0.067596 | 4.3778e-09 | 0.00036651 | 8.4069e-05 | 2.0861e-05 | 8.1595e-08 | 1.0409 | 50.0137 | 0.00026864
| Civic Offices | External doors: single leaf plant room door to roof metal doorset including ironmongery and decoration internal architraves complete. (Door steel door and steel frame hollow) | 1700774 | 8402944 | 2.8 | Internal doors | install doors | Assembly | 1.25 | Hours | 20 | 44 | 1 | FALSE | 1 | FALSE | 1 | [6 empty] | 0 | A4 | 0 | 0 | 0 | 0 | 0 | 0 | 0 | 0 | 0
| Civic Offices | External doors: single leaf plant room door to roof metal doorset including ironmongery and decoration internal architraves complete. (Door steel door and steel frame hollow) | 1700774 | 8402944 | 2.8 | Internal doors | install doors | Assembly | 1.25 | Hours | 20 | 44 | 1 | FALSE | 1 | FALSE | 1 | [6 empty] | 20 | B4B5 | 0.067596 | 4.3778e-09 | 0.00036651 | 8.4069e-05 | 2.0861e-05 | 8.1595e-08 | 1.0409 | 50.0137 | 0.00026864
| Civic Offices | External doors: single leaf plant room door to roof metal doorset including ironmongery and decoration internal architraves complete. (Door steel door and steel frame hollow) | 1700774 | 8402944 | 2.8 | Internal doors | install doors | Assembly | 1.25 | Hours | 20 | 44 | 1 | FALSE | 1 | FALSE | 1 | [6 empty] | 40 | B4B5 | 0.067596 | 4.3778e-09 | 0.00036651 | 8.4069e-05 | 2.0861e-05 | 8.1595e-08 | 1.0409 | 50.0137 | 0.00026864
| Civic Offices | Double door sets aluminium framed double glazed with fully glazed overpanel including ironmongery and accessories complete (3Nr). (Door single aluminium frame glazed door) | 1700776 | 8402948 | 2.8 | Internal doors | install doors | Assembly | 12.5 | Hours | 20 | 44 | 1 | FALSE | 1 | FALSE | 1 | [6 empty] | 0 | A5 | 0.67596 | 4.3778e-08 | 0.0036651 | 0.00084069 | 0.00020861 | 8.1595e-07 | 10.4095 | 500.1368 | 0.0026864
| Civic Offices | Double door sets aluminium framed double glazed with fully glazed overpanel including ironmongery and accessories complete (3Nr). (Door single aluminium frame glazed door) | 1700776 | 8402948 | 2.8 | Internal doors | install doors | Assembly | 12.5 | Hours | 20 | 44 | 1 | FALSE | 1 | FALSE | 1 | [6 empty] | 0 | A4 | 0 | 0 | 0 | 0 | 0 | 0 | 0 | 0 | 0
| Civic Offices | Double door sets aluminium framed double glazed with fully glazed overpanel including ironmongery and accessories complete (3Nr). (Door single aluminium frame glazed door) | 1700776 | 8402948 | 2.8 | Internal doors | install doors | Assembly | 12.5 | Hours | 20 | 44 | 1 | FALSE | 1 | FALSE | 1 | [6 empty] | 20 | B4B5 | 0.67596 | 4.3778e-08 | 0.0036651 | 0.00084069 | 0.00020861 | 8.1595e-07 | 10.4095 | 500.1368 | 0.0026864
| Civic Offices | Double door sets aluminium framed double glazed with fully glazed overpanel including ironmongery and accessories complete (3Nr). (Door single aluminium frame glazed door) | 1700776 | 8402948 | 2.8 | Internal doors | install doors | Assembly | 12.5 | Hours | 20 | 44 | 1 | FALSE | 1 | FALSE | 1 | [6 empty] | 40 | B4B5 | 0.67596 | 4.3778e-08 | 0.0036651 | 0.00084069 | 0.00020861 | 8.1595e-07 | 10.4095 | 500.1368 | 0.0026864
| Civic Offices | Internal wall framing steel stud metal framing (metsec 70mm) | 1700779 | 8402950 | 2.7 | Internal walls and partitions | wall framing | Assembly | 13.9629 | Hours | 80 | 44 | 1 | FALSE | 1 | FALSE | 1 | [6 empty] | 0 | A5 | 0.75507 | 4.8902e-08 | 0.004094 | 0.00093908 | 0.00023302 | 9.1145e-07 | 11.6277 | 558.6688 | 0.0030008
| Civic Offices | Internal wall framing steel stud metal framing (metsec 70mm) | 1700779 | 8402950 | 2.7 | Internal walls and partitions | wall framing | Assembly | 13.9629 | Hours | 80 | 44 | 1 | FALSE | 1 | FALSE | 1 | [6 empty] | 0 | A4 | 0 | 0 | 0 | 0 | 0 | 0 | 0 | 0 | 0
| Civic Offices | Assembly only internal wall finish paint (5 years) | 1700782 | 8402953 | 3.1 | Wall finishes | Paint | Assembly | 49.05 | Hours | 5 | 44 | 1 | FALSE | 1 | FALSE | 1 | [6 empty] | 0 | A5 | 2.6525 | 1.7179e-07 | 0.014382 | 0.0032989 | 0.00081859 | 3.2018e-06 | 40.8468 | 1962.5367 | 0.010541
| Civic Offices | Assembly only internal wall finish paint (5 years) | 1700782 | 8402953 | 3.1 | Wall finishes | Paint | Assembly | 49.05 | Hours | 5 | 44 | 1 | FALSE | 1 | FALSE | 1 | [6 empty] | 0 | A4 | 0 | 0 | 0 | 0 | 0 | 0 | 0 | 0 | 0
| Civic Offices | Assembly only internal wall finish paint (5 years) | 1700782 | 8402953 | 3.1 | Wall finishes | Paint | Assembly | 49.05 | Hours | 5 | 44 | 1 | FALSE | 1 | FALSE | 1 | [6 empty] | 5 | B4B5 | 2.6525 | 1.7179e-07 | 0.014382 | 0.0032989 | 0.00081859 | 3.2018e-06 | 40.8468 | 1962.5367 | 0.010541
| Civic Offices | Assembly only internal wall finish paint (5 years) | 1700782 | 8402953 | 3.1 | Wall finishes | Paint | Assembly | 49.05 | Hours | 5 | 44 | 1 | FALSE | 1 | FALSE | 1 | [6 empty] | 10 | B4B5 | 2.6525 | 1.7179e-07 | 0.014382 | 0.0032989 | 0.00081859 | 3.2018e-06 | 40.8468 | 1962.5367 | 0.010541
| Civic Offices | Assembly only internal wall finish paint (5 years) | 1700782 | 8402953 | 3.1 | Wall finishes | Paint | Assembly | 49.05 | Hours | 5 | 44 | 1 | FALSE | 1 | FALSE | 1 | [6 empty] | 15 | B4B5 | 2.6525 | 1.7179e-07 | 0.014382 | 0.0032989 | 0.00081859 | 3.2018e-06 | 40.8468 | 1962.5367 | 0.010541
| Civic Offices | Assembly only internal wall finish paint (5 years) | 1700782 | 8402953 | 3.1 | Wall finishes | Paint | Assembly | 49.05 | Hours | 5 | 44 | 1 | FALSE | 1 | FALSE | 1 | [6 empty] | 20 | B4B5 | 2.6525 | 1.7179e-07 | 0.014382 | 0.0032989 | 0.00081859 | 3.2018e-06 | 40.8468 | 1962.5367 | 0.010541
| Civic Offices | Assembly only internal wall finish paint (5 years) | 1700782 | 8402953 | 3.1 | Wall finishes | Paint | Assembly | 49.05 | Hours | 5 | 44 | 1 | FALSE | 1 | FALSE | 1 | [6 empty] | 25 | B4B5 | 2.6525 | 1.7179e-07 | 0.014382 | 0.0032989 | 0.00081859 | 3.2018e-06 | 40.8468 | 1962.5367 | 0.010541
| Civic Offices | Assembly only internal wall finish paint (5 years) | 1700782 | 8402953 | 3.1 | Wall finishes | Paint | Assembly | 49.05 | Hours | 5 | 44 | 1 | FALSE | 1 | FALSE | 1 | [6 empty] | 30 | B4B5 | 2.6525 | 1.7179e-07 | 0.014382 | 0.0032989 | 0.00081859 | 3.2018e-06 | 40.8468 | 1962.5367 | 0.010541
| Civic Offices | Assembly only internal wall finish paint (5 years) | 1700782 | 8402953 | 3.1 | Wall finishes | Paint | Assembly | 49.05 | Hours | 5 | 44 | 1 | FALSE | 1 | FALSE | 1 | [6 empty] | 35 | B4B5 | 2.6525 | 1.7179e-07 | 0.014382 | 0.0032989 | 0.00081859 | 3.2018e-06 | 40.8468 | 1962.5367 | 0.010541
| Civic Offices | Assembly only internal wall finish paint (5 years) | 1700782 | 8402953 | 3.1 | Wall finishes | Paint | Assembly | 49.05 | Hours | 5 | 44 | 1 | FALSE | 1 | FALSE | 1 | [6 empty] | 40 | B4B5 | 2.6525 | 1.7179e-07 | 0.014382 | 0.0032989 | 0.00081859 | 3.2018e-06 | 40.8468 | 1962.5367 | 0.010541
| Civic Offices | Assembly only internal wall finish paint (5 years) | 1700782 | 8402953 | 3.1 | Wall finishes | Paint | Assembly | 49.05 | Hours | 5 | 44 | 1 | FALSE | 1 | FALSE | 1 | [6 empty] | 45 | B4B5 | 2.6525 | 1.7179e-07 | 0.014382 | 0.0032989 | 0.00081859 | 3.2018e-06 | 40.8468 | 1962.5367 | 0.010541
| Civic Offices | Assembly only internal wall finish paint (5 years) | 1700782 | 8402953 | 3.1 | Wall finishes | Paint | Assembly | 49.05 | Hours | 5 | 44 | 1 | FALSE | 1 | FALSE | 1 | [6 empty] | 50 | B4B5 | 2.6525 | 1.7179e-07 | 0.014382 | 0.0032989 | 0.00081859 | 3.2018e-06 | 40.8468 | 1962.5367 | 0.010541
| Civic Offices | Assembly only internal wall finish paint (5 years) | 1700782 | 8402953 | 3.1 | Wall finishes | Paint | Assembly | 49.05 | Hours | 5 | 44 | 1 | FALSE | 1 | FALSE | 1 | [6 empty] | 55 | B4B5 | 2.6525 | 1.7179e-07 | 0.014382 | 0.0032989 | 0.00081859 | 3.2018e-06 | 40.8468 | 1962.5367 | 0.010541
| Civic Offices | Internal wall lining skim plaster finish 3mm | 1700783 | 8402954 | 2.7 | Internal walls and partitions | install | Assembly | 32.7 | Hours | 80 | 44 | 1 | FALSE | 1 | FALSE | 1 | [6 empty] | 0 | A5 | 1.7683 | 1.1452e-07 | 0.0095879 | 0.0021992 | 0.00054572 | 2.1345e-06 | 27.2312 | 1308.3578 | 0.0070276
| Civic Offices | Internal wall lining skim plaster finish 3mm | 1700783 | 8402954 | 2.7 | Internal walls and partitions | install | Assembly | 32.7 | Hours | 80 | 44 | 1 | FALSE | 1 | FALSE | 1 | [6 empty] | 0 | A4 | 0 | 0 | 0 | 0 | 0 | 0 | 0 | 0 | 0
| Civic Offices | Internal wall lining plasterboard 12.5mm | 1700784 | 8402956 | 2.7 | Internal walls and partitions | Install wall lining | Assembly | 196.2 | Hours | 80 | 44 | 1 | FALSE | 1 | FALSE | 1 | [6 empty] | 0 | A5 | 10.6098 | 6.8714e-07 | 0.057528 | 0.013195 | 0.0032743 | 1.2807e-05 | 163.3873 | 7850.1467 | 0.042166
| Civic Offices | Internal wall lining plasterboard 12.5mm | 1700784 | 8402956 | 2.7 | Internal walls and partitions | Install wall lining | Assembly | 196.2 | Hours | 80 | 44 | 1 | FALSE | 1 | FALSE | 1 | [6 empty] | 0 | A4 | 0 | 0 | 0 | 0 | 0 | 0 | 0 | 0 | 0
| Civic Offices | Internal wall framing steel stud metal framing (metsec 70mm) | 1700786 | 8402958 | 2.7 | Internal walls and partitions | wall framing | Assembly | 32.9217 | Hours | 80 | 44 | 1 | FALSE | 1 | FALSE | 1 | [6 empty] | 0 | A5 | 1.7803 | 1.153e-07 | 0.0096529 | 0.0022142 | 0.00054942 | 2.149e-06 | 27.4158 | 1317.2282 | 0.0070753
| Civic Offices | Internal wall framing steel stud metal framing (metsec 70mm) | 1700786 | 8402958 | 2.7 | Internal walls and partitions | wall framing | Assembly | 32.9217 | Hours | 80 | 44 | 1 | FALSE | 1 | FALSE | 1 | [6 empty] | 0 | A4 | 0 | 0 | 0 | 0 | 0 | 0 | 0 | 0 | 0
| Civic Offices | Assembly only internal wall finish paint (5 years) | 1700789 | 8402961 | 3.1 | Wall finishes | Paint | Assembly | 115.65 | Hours | 5 | 44 | 1 | FALSE | 1 | FALSE | 1 | [6 empty] | 0 | A5 | 6.254 | 4.0504e-07 | 0.03391 | 0.0077781 | 0.0019301 | 7.5492e-06 | 96.3086 | 4627.2654 | 0.024855
| Civic Offices | Assembly only internal wall finish paint (5 years) | 1700789 | 8402961 | 3.1 | Wall finishes | Paint | Assembly | 115.65 | Hours | 5 | 44 | 1 | FALSE | 1 | FALSE | 1 | [6 empty] | 0 | A4 | 0 | 0 | 0 | 0 | 0 | 0 | 0 | 0 | 0
| Civic Offices | Assembly only internal wall finish paint (5 years) | 1700789 | 8402961 | 3.1 | Wall finishes | Paint | Assembly | 115.65 | Hours | 5 | 44 | 1 | FALSE | 1 | FALSE | 1 | [6 empty] | 5 | B4B5 | 6.254 | 4.0504e-07 | 0.03391 | 0.0077781 | 0.0019301 | 7.5492e-06 | 96.3086 | 4627.2654 | 0.024855
| Civic Offices | Assembly only internal wall finish paint (5 years) | 1700789 | 8402961 | 3.1 | Wall finishes | Paint | Assembly | 115.65 | Hours | 5 | 44 | 1 | FALSE | 1 | FALSE | 1 | [6 empty] | 10 | B4B5 | 6.254 | 4.0504e-07 | 0.03391 | 0.0077781 | 0.0019301 | 7.5492e-06 | 96.3086 | 4627.2654 | 0.024855
| Civic Offices | Assembly only internal wall finish paint (5 years) | 1700789 | 8402961 | 3.1 | Wall finishes | Paint | Assembly | 115.65 | Hours | 5 | 44 | 1 | FALSE | 1 | FALSE | 1 | [6 empty] | 15 | B4B5 | 6.254 | 4.0504e-07 | 0.03391 | 0.0077781 | 0.0019301 | 7.5492e-06 | 96.3086 | 4627.2654 | 0.024855
| Civic Offices | Assembly only internal wall finish paint (5 years) | 1700789 | 8402961 | 3.1 | Wall finishes | Paint | Assembly | 115.65 | Hours | 5 | 44 | 1 | FALSE | 1 | FALSE | 1 | [6 empty] | 20 | B4B5 | 6.254 | 4.0504e-07 | 0.03391 | 0.0077781 | 0.0019301 | 7.5492e-06 | 96.3086 | 4627.2654 | 0.024855
| Civic Offices | Assembly only internal wall finish paint (5 years) | 1700789 | 8402961 | 3.1 | Wall finishes | Paint | Assembly | 115.65 | Hours | 5 | 44 | 1 | FALSE | 1 | FALSE | 1 | [6 empty] | 25 | B4B5 | 6.254 | 4.0504e-07 | 0.03391 | 0.0077781 | 0.0019301 | 7.5492e-06 | 96.3086 | 4627.2654 | 0.024855
| Civic Offices | Assembly only internal wall finish paint (5 years) | 1700789 | 8402961 | 3.1 | Wall finishes | Paint | Assembly | 115.65 | Hours | 5 | 44 | 1 | FALSE | 1 | FALSE | 1 | [6 empty] | 30 | B4B5 | 6.254 | 4.0504e-07 | 0.03391 | 0.0077781 | 0.0019301 | 7.5492e-06 | 96.3086 | 4627.2654 | 0.024855
| Civic Offices | Assembly only internal wall finish paint (5 years) | 1700789 | 8402961 | 3.1 | Wall finishes | Paint | Assembly | 115.65 | Hours | 5 | 44 | 1 | FALSE | 1 | FALSE | 1 | [6 empty] | 35 | B4B5 | 6.254 | 4.0504e-07 | 0.03391 | 0.0077781 | 0.0019301 | 7.5492e-06 | 96.3086 | 4627.2654 | 0.024855
| Civic Offices | Assembly only internal wall finish paint (5 years) | 1700789 | 8402961 | 3.1 | Wall finishes | Paint | Assembly | 115.65 | Hours | 5 | 44 | 1 | FALSE | 1 | FALSE | 1 | [6 empty] | 40 | B4B5 | 6.254 | 4.0504e-07 | 0.03391 | 0.0077781 | 0.0019301 | 7.5492e-06 | 96.3086 | 4627.2654 | 0.024855
| Civic Offices | Assembly only internal wall finish paint (5 years) | 1700789 | 8402961 | 3.1 | Wall finishes | Paint | Assembly | 115.65 | Hours | 5 | 44 | 1 | FALSE | 1 | FALSE | 1 | [6 empty] | 45 | B4B5 | 6.254 | 4.0504e-07 | 0.03391 | 0.0077781 | 0.0019301 | 7.5492e-06 | 96.3086 | 4627.2654 | 0.024855
| Civic Offices | Assembly only internal wall finish paint (5 years) | 1700789 | 8402961 | 3.1 | Wall finishes | Paint | Assembly | 115.65 | Hours | 5 | 44 | 1 | FALSE | 1 | FALSE | 1 | [6 empty] | 50 | B4B5 | 6.254 | 4.0504e-07 | 0.03391 | 0.0077781 | 0.0019301 | 7.5492e-06 | 96.3086 | 4627.2654 | 0.024855
| Civic Offices | Assembly only internal wall finish paint (5 years) | 1700789 | 8402961 | 3.1 | Wall finishes | Paint | Assembly | 115.65 | Hours | 5 | 44 | 1 | FALSE | 1 | FALSE | 1 | [6 empty] | 55 | B4B5 | 6.254 | 4.0504e-07 | 0.03391 | 0.0077781 | 0.0019301 | 7.5492e-06 | 96.3086 | 4627.2654 | 0.024855
| Civic Offices | Internal wall lining skim plaster finish 3mm | 1700790 | 8402962 | 2.7 | Internal walls and partitions | install | Assembly | 77.1 | Hours | 80 | 44 | 1 | FALSE | 1 | FALSE | 1 | [6 empty] | 0 | A5 | 4.1693 | 2.7002e-07 | 0.022606 | 0.0051854 | 0.0012867 | 5.0328e-06 | 64.2057 | 3084.8436 | 0.01657
| Civic Offices | Internal wall lining skim plaster finish 3mm | 1700790 | 8402962 | 2.7 | Internal walls and partitions | install | Assembly | 77.1 | Hours | 80 | 44 | 1 | FALSE | 1 | FALSE | 1 | [6 empty] | 0 | A4 | 0 | 0 | 0 | 0 | 0 | 0 | 0 | 0 | 0
| Civic Offices | Internal wall lining plasterboard 12.5mm | 1700791 | 8402964 | 2.7 | Internal walls and partitions | Install wall lining | Assembly | 462.6 | Hours | 80 | 44 | 1 | FALSE | 1 | FALSE | 1 | [6 empty] | 0 | A5 | 25.0159 | 1.6201e-06 | 0.13564 | 0.031112 | 0.0077203 | 3.0197e-05 | 385.2342 | 18509.0614 | 0.099418
| Civic Offices | Internal wall lining plasterboard 12.5mm | 1700791 | 8402964 | 2.7 | Internal walls and partitions | Install wall lining | Assembly | 462.6 | Hours | 80 | 44 | 1 | FALSE | 1 | FALSE | 1 | [6 empty] | 0 | A4 | 0 | 0 | 0 | 0 | 0 | 0 | 0 | 0 | 0
| Civic Offices | Assembly only finishes install insulation | 1700794 | 8402967 | 2.7 | Internal walls and partitions | Install insulation | Assembly | 195.27 | Hours | 80 | 44 | 1 | FALSE | 1 | FALSE | 1 | [6 empty] | 0 | A5 | 10.5595 | 6.8388e-07 | 0.057255 | 0.013133 | 0.0032588 | 1.2746e-05 | 162.6128 | 7812.9365 | 0.041966
| Civic Offices | Assembly only finishes install insulation | 1700794 | 8402967 | 2.7 | Internal walls and partitions | Install insulation | Assembly | 195.27 | Hours | 80 | 44 | 1 | FALSE | 1 | FALSE | 1 | [6 empty] | 0 | A4 | 0 | 0 | 0 | 0 | 0 | 0 | 0 | 0 | 0
| Civic Offices | Assembly only internal wall finish paint (5 years) | 1700797 | 8402969 | 3.1 | Wall finishes | Paint | Assembly | 42.45 | Hours | 5 | 44 | 1 | FALSE | 1 | FALSE | 1 | [6 empty] | 0 | A5 | 2.2956 | 1.4867e-07 | 0.012447 | 0.002855 | 0.00070844 | 2.771e-06 | 35.3506 | 1698.4645 | 0.009123
| Civic Offices | Assembly only internal wall finish paint (5 years) | 1700797 | 8402969 | 3.1 | Wall finishes | Paint | Assembly | 42.45 | Hours | 5 | 44 | 1 | FALSE | 1 | FALSE | 1 | [6 empty] | 0 | A4 | 0 | 0 | 0 | 0 | 0 | 0 | 0 | 0 | 0
| Civic Offices | Assembly only internal wall finish paint (5 years) | 1700797 | 8402969 | 3.1 | Wall finishes | Paint | Assembly | 42.45 | Hours | 5 | 44 | 1 | FALSE | 1 | FALSE | 1 | [6 empty] | 5 | B4B5 | 2.2956 | 1.4867e-07 | 0.012447 | 0.002855 | 0.00070844 | 2.771e-06 | 35.3506 | 1698.4645 | 0.009123
| Civic Offices | Assembly only internal wall finish paint (5 years) | 1700797 | 8402969 | 3.1 | Wall finishes | Paint | Assembly | 42.45 | Hours | 5 | 44 | 1 | FALSE | 1 | FALSE | 1 | [6 empty] | 10 | B4B5 | 2.2956 | 1.4867e-07 | 0.012447 | 0.002855 | 0.00070844 | 2.771e-06 | 35.3506 | 1698.4645 | 0.009123
| Civic Offices | Assembly only internal wall finish paint (5 years) | 1700797 | 8402969 | 3.1 | Wall finishes | Paint | Assembly | 42.45 | Hours | 5 | 44 | 1 | FALSE | 1 | FALSE | 1 | [6 empty] | 15 | B4B5 | 2.2956 | 1.4867e-07 | 0.012447 | 0.002855 | 0.00070844 | 2.771e-06 | 35.3506 | 1698.4645 | 0.009123
| Civic Offices | Assembly only internal wall finish paint (5 years) | 1700797 | 8402969 | 3.1 | Wall finishes | Paint | Assembly | 42.45 | Hours | 5 | 44 | 1 | FALSE | 1 | FALSE | 1 | [6 empty] | 20 | B4B5 | 2.2956 | 1.4867e-07 | 0.012447 | 0.002855 | 0.00070844 | 2.771e-06 | 35.3506 | 1698.4645 | 0.009123
| Civic Offices | Assembly only internal wall finish paint (5 years) | 1700797 | 8402969 | 3.1 | Wall finishes | Paint | Assembly | 42.45 | Hours | 5 | 44 | 1 | FALSE | 1 | FALSE | 1 | [6 empty] | 25 | B4B5 | 2.2956 | 1.4867e-07 | 0.012447 | 0.002855 | 0.00070844 | 2.771e-06 | 35.3506 | 1698.4645 | 0.009123
| Civic Offices | Assembly only internal wall finish paint (5 years) | 1700797 | 8402969 | 3.1 | Wall finishes | Paint | Assembly | 42.45 | Hours | 5 | 44 | 1 | FALSE | 1 | FALSE | 1 | [6 empty] | 30 | B4B5 | 2.2956 | 1.4867e-07 | 0.012447 | 0.002855 | 0.00070844 | 2.771e-06 | 35.3506 | 1698.4645 | 0.009123
| Civic Offices | Assembly only internal wall finish paint (5 years) | 1700797 | 8402969 | 3.1 | Wall finishes | Paint | Assembly | 42.45 | Hours | 5 | 44 | 1 | FALSE | 1 | FALSE | 1 | [6 empty] | 35 | B4B5 | 2.2956 | 1.4867e-07 | 0.012447 | 0.002855 | 0.00070844 | 2.771e-06 | 35.3506 | 1698.4645 | 0.009123
| Civic Offices | Assembly only internal wall finish paint (5 years) | 1700797 | 8402969 | 3.1 | Wall finishes | Paint | Assembly | 42.45 | Hours | 5 | 44 | 1 | FALSE | 1 | FALSE | 1 | [6 empty] | 40 | B4B5 | 2.2956 | 1.4867e-07 | 0.012447 | 0.002855 | 0.00070844 | 2.771e-06 | 35.3506 | 1698.4645 | 0.009123
| Civic Offices | Assembly only internal wall finish paint (5 years) | 1700797 | 8402969 | 3.1 | Wall finishes | Paint | Assembly | 42.45 | Hours | 5 | 44 | 1 | FALSE | 1 | FALSE | 1 | [6 empty] | 45 | B4B5 | 2.2956 | 1.4867e-07 | 0.012447 | 0.002855 | 0.00070844 | 2.771e-06 | 35.3506 | 1698.4645 | 0.009123
| Civic Offices | Assembly only internal wall finish paint (5 years) | 1700797 | 8402969 | 3.1 | Wall finishes | Paint | Assembly | 42.45 | Hours | 5 | 44 | 1 | FALSE | 1 | FALSE | 1 | [6 empty] | 50 | B4B5 | 2.2956 | 1.4867e-07 | 0.012447 | 0.002855 | 0.00070844 | 2.771e-06 | 35.3506 | 1698.4645 | 0.009123
| Civic Offices | Assembly only internal wall finish paint (5 years) | 1700797 | 8402969 | 3.1 | Wall finishes | Paint | Assembly | 42.45 | Hours | 5 | 44 | 1 | FALSE | 1 | FALSE | 1 | [6 empty] | 55 | B4B5 | 2.2956 | 1.4867e-07 | 0.012447 | 0.002855 | 0.00070844 | 2.771e-06 | 35.3506 | 1698.4645 | 0.009123
| Civic Offices | Internal wall lining skim plaster finish 3mm | 1700798 | 8402970 | 2.7 | Internal walls and partitions | install | Assembly | 28.3 | Hours | 80 | 44 | 1 | FALSE | 1 | FALSE | 1 | [6 empty] | 0 | A5 | 1.5304 | 9.9114e-08 | 0.0082978 | 0.0019033 | 0.00047229 | 1.8473e-06 | 23.5671 | 1132.3096 | 0.006082
| Civic Offices | Internal wall lining skim plaster finish 3mm | 1700798 | 8402970 | 2.7 | Internal walls and partitions | install | Assembly | 28.3 | Hours | 80 | 44 | 1 | FALSE | 1 | FALSE | 1 | [6 empty] | 0 | A4 | 0 | 0 | 0 | 0 | 0 | 0 | 0 | 0 | 0
| Civic Offices | Internal wall lining plasterboard 12.5mm | 1700799 | 8402972 | 2.7 | Internal walls and partitions | Install wall lining | Assembly | 169.8 | Hours | 80 | 44 | 1 | FALSE | 1 | FALSE | 1 | [6 empty] | 0 | A5 | 9.1822 | 5.9468e-07 | 0.049787 | 0.01142 | 0.0028338 | 1.1084e-05 | 141.4024 | 6793.8578 | 0.036492
| Civic Offices | Internal wall lining plasterboard 12.5mm | 1700799 | 8402972 | 2.7 | Internal walls and partitions | Install wall lining | Assembly | 169.8 | Hours | 80 | 44 | 1 | FALSE | 1 | FALSE | 1 | [6 empty] | 0 | A4 | 0 | 0 | 0 | 0 | 0 | 0 | 0 | 0 | 0
| Civic Offices | Internal wall framing steel stud metal framing (metsec 70mm) | 1700800 | 8402974 | 2.7 | Internal walls and partitions | wall framing | Assembly | 24.1682 | Hours | 80 | 44 | 1 | FALSE | 1 | FALSE | 1 | [6 empty] | 0 | A5 | 1.3069 | 8.4643e-08 | 0.0070863 | 0.0016254 | 0.00040334 | 1.5776e-06 | 20.1263 | 966.9924 | 0.005194
| Civic Offices | Internal wall framing steel stud metal framing (metsec 70mm) | 1700800 | 8402974 | 2.7 | Internal walls and partitions | wall framing | Assembly | 24.1682 | Hours | 80 | 44 | 1 | FALSE | 1 | FALSE | 1 | [6 empty] | 0 | A4 | 0 | 0 | 0 | 0 | 0 | 0 | 0 | 0 | 0
| Civic Offices | Assembly only finishes install insulation | 1700803 | 8402977 | 2.7 | Internal walls and partitions | Install insulation | Assembly | 353.28 | Hours | 80 | 44 | 1 | FALSE | 1 | FALSE | 1 | [6 empty] | 0 | A5 | 19.1042 | 1.2373e-06 | 0.10358 | 0.02376 | 0.0058958 | 2.3061e-05 | 294.197 | 14135.0653 | 0.075924
| Civic Offices | Assembly only finishes install insulation | 1700803 | 8402977 | 2.7 | Internal walls and partitions | Install insulation | Assembly | 353.28 | Hours | 80 | 44 | 1 | FALSE | 1 | FALSE | 1 | [6 empty] | 0 | A4 | 0 | 0 | 0 | 0 | 0 | 0 | 0 | 0 | 0
| Civic Offices | Assembly only internal wall finish paint (5 years) | 1700806 | 8402979 | 3.1 | Wall finishes | Paint | Assembly | 76.8 | Hours | 5 | 44 | 1 | FALSE | 1 | FALSE | 1 | [6 empty] | 0 | A5 | 4.1531 | 2.6897e-07 | 0.022518 | 0.0051652 | 0.0012817 | 5.0132e-06 | 63.9559 | 3072.8403 | 0.016505
| Civic Offices | Assembly only internal wall finish paint (5 years) | 1700806 | 8402979 | 3.1 | Wall finishes | Paint | Assembly | 76.8 | Hours | 5 | 44 | 1 | FALSE | 1 | FALSE | 1 | [6 empty] | 0 | A4 | 0 | 0 | 0 | 0 | 0 | 0 | 0 | 0 | 0
| Civic Offices | Assembly only internal wall finish paint (5 years) | 1700806 | 8402979 | 3.1 | Wall finishes | Paint | Assembly | 76.8 | Hours | 5 | 44 | 1 | FALSE | 1 | FALSE | 1 | [6 empty] | 5 | B4B5 | 4.1531 | 2.6897e-07 | 0.022518 | 0.0051652 | 0.0012817 | 5.0132e-06 | 63.9559 | 3072.8403 | 0.016505
| Civic Offices | Assembly only internal wall finish paint (5 years) | 1700806 | 8402979 | 3.1 | Wall finishes | Paint | Assembly | 76.8 | Hours | 5 | 44 | 1 | FALSE | 1 | FALSE | 1 | [6 empty] | 10 | B4B5 | 4.1531 | 2.6897e-07 | 0.022518 | 0.0051652 | 0.0012817 | 5.0132e-06 | 63.9559 | 3072.8403 | 0.016505
| Civic Offices | Assembly only internal wall finish paint (5 years) | 1700806 | 8402979 | 3.1 | Wall finishes | Paint | Assembly | 76.8 | Hours | 5 | 44 | 1 | FALSE | 1 | FALSE | 1 | [6 empty] | 15 | B4B5 | 4.1531 | 2.6897e-07 | 0.022518 | 0.0051652 | 0.0012817 | 5.0132e-06 | 63.9559 | 3072.8403 | 0.016505
| Civic Offices | Assembly only internal wall finish paint (5 years) | 1700806 | 8402979 | 3.1 | Wall finishes | Paint | Assembly | 76.8 | Hours | 5 | 44 | 1 | FALSE | 1 | FALSE | 1 | [6 empty] | 20 | B4B5 | 4.1531 | 2.6897e-07 | 0.022518 | 0.0051652 | 0.0012817 | 5.0132e-06 | 63.9559 | 3072.8403 | 0.016505
| Civic Offices | Assembly only internal wall finish paint (5 years) | 1700806 | 8402979 | 3.1 | Wall finishes | Paint | Assembly | 76.8 | Hours | 5 | 44 | 1 | FALSE | 1 | FALSE | 1 | [6 empty] | 25 | B4B5 | 4.1531 | 2.6897e-07 | 0.022518 | 0.0051652 | 0.0012817 | 5.0132e-06 | 63.9559 | 3072.8403 | 0.016505
| Civic Offices | Assembly only internal wall finish paint (5 years) | 1700806 | 8402979 | 3.1 | Wall finishes | Paint | Assembly | 76.8 | Hours | 5 | 44 | 1 | FALSE | 1 | FALSE | 1 | [6 empty] | 30 | B4B5 | 4.1531 | 2.6897e-07 | 0.022518 | 0.0051652 | 0.0012817 | 5.0132e-06 | 63.9559 | 3072.8403 | 0.016505
| Civic Offices | Assembly only internal wall finish paint (5 years) | 1700806 | 8402979 | 3.1 | Wall finishes | Paint | Assembly | 76.8 | Hours | 5 | 44 | 1 | FALSE | 1 | FALSE | 1 | [6 empty] | 35 | B4B5 | 4.1531 | 2.6897e-07 | 0.022518 | 0.0051652 | 0.0012817 | 5.0132e-06 | 63.9559 | 3072.8403 | 0.016505
| Civic Offices | Assembly only internal wall finish paint (5 years) | 1700806 | 8402979 | 3.1 | Wall finishes | Paint | Assembly | 76.8 | Hours | 5 | 44 | 1 | FALSE | 1 | FALSE | 1 | [6 empty] | 40 | B4B5 | 4.1531 | 2.6897e-07 | 0.022518 | 0.0051652 | 0.0012817 | 5.0132e-06 | 63.9559 | 3072.8403 | 0.016505
| Civic Offices | Assembly only internal wall finish paint (5 years) | 1700806 | 8402979 | 3.1 | Wall finishes | Paint | Assembly | 76.8 | Hours | 5 | 44 | 1 | FALSE | 1 | FALSE | 1 | [6 empty] | 45 | B4B5 | 4.1531 | 2.6897e-07 | 0.022518 | 0.0051652 | 0.0012817 | 5.0132e-06 | 63.9559 | 3072.8403 | 0.016505
| Civic Offices | Assembly only internal wall finish paint (5 years) | 1700806 | 8402979 | 3.1 | Wall finishes | Paint | Assembly | 76.8 | Hours | 5 | 44 | 1 | FALSE | 1 | FALSE | 1 | [6 empty] | 50 | B4B5 | 4.1531 | 2.6897e-07 | 0.022518 | 0.0051652 | 0.0012817 | 5.0132e-06 | 63.9559 | 3072.8403 | 0.016505
| Civic Offices | Assembly only internal wall finish paint (5 years) | 1700806 | 8402979 | 3.1 | Wall finishes | Paint | Assembly | 76.8 | Hours | 5 | 44 | 1 | FALSE | 1 | FALSE | 1 | [6 empty] | 55 | B4B5 | 4.1531 | 2.6897e-07 | 0.022518 | 0.0051652 | 0.0012817 | 5.0132e-06 | 63.9559 | 3072.8403 | 0.016505
| Civic Offices | Internal wall lining skim plaster finish 3mm | 1700807 | 8402980 | 2.7 | Internal walls and partitions | install | Assembly | 51.2 | Hours | 80 | 44 | 1 | FALSE | 1 | FALSE | 1 | [6 empty] | 0 | A5 | 2.7687 | 1.7932e-07 | 0.015012 | 0.0034435 | 0.00085447 | 3.3421e-06 | 42.6372 | 2048.5602 | 0.011004
| Civic Offices | Internal wall lining skim plaster finish 3mm | 1700807 | 8402980 | 2.7 | Internal walls and partitions | install | Assembly | 51.2 | Hours | 80 | 44 | 1 | FALSE | 1 | FALSE | 1 | [6 empty] | 0 | A4 | 0 | 0 | 0 | 0 | 0 | 0 | 0 | 0 | 0
| Civic Offices | Internal wall lining plasterboard 12.5mm | 1700808 | 8402982 | 2.7 | Internal walls and partitions | Install wall lining | Assembly | 307.2 | Hours | 80 | 44 | 1 | FALSE | 1 | FALSE | 1 | [6 empty] | 0 | A5 | 16.6124 | 1.0759e-06 | 0.090074 | 0.020661 | 0.0051268 | 2.0053e-05 | 255.8235 | 12291.3612 | 0.066021
| Civic Offices | Internal wall lining plasterboard 12.5mm | 1700808 | 8402982 | 2.7 | Internal walls and partitions | Install wall lining | Assembly | 307.2 | Hours | 80 | 44 | 1 | FALSE | 1 | FALSE | 1 | [6 empty] | 0 | A4 | 0 | 0 | 0 | 0 | 0 | 0 | 0 | 0 | 0
| Civic Offices | Internal wall framing steel stud metal framing (metsec 70mm) | 1700809 | 8402984 | 2.7 | Internal walls and partitions | wall framing | Assembly | 43.7248 | Hours | 80 | 44 | 1 | FALSE | 1 | FALSE | 1 | [6 empty] | 0 | A5 | 2.3645 | 1.5314e-07 | 0.01282 | 0.0029407 | 0.00072972 | 2.8542e-06 | 36.4122 | 1749.4704 | 0.009397
| Civic Offices | Internal wall framing steel stud metal framing (metsec 70mm) | 1700809 | 8402984 | 2.7 | Internal walls and partitions | wall framing | Assembly | 43.7248 | Hours | 80 | 44 | 1 | FALSE | 1 | FALSE | 1 | [6 empty] | 0 | A4 | 0 | 0 | 0 | 0 | 0 | 0 | 0 | 0 | 0
| Civic Offices | Assembly only finishes install insulation | 1700812 | 8402987 | 2.7 | Internal walls and partitions | Install insulation | Assembly | 24.15 | Hours | 80 | 44 | 1 | FALSE | 1 | FALSE | 1 | [6 empty] | 0 | A5 | 1.306 | 8.4579e-08 | 0.007081 | 0.0016242 | 0.00040304 | 1.5764e-06 | 20.1111 | 966.2642 | 0.0051901
| Civic Offices | Assembly only finishes install insulation | 1700812 | 8402987 | 2.7 | Internal walls and partitions | Install insulation | Assembly | 24.15 | Hours | 80 | 44 | 1 | FALSE | 1 | FALSE | 1 | [6 empty] | 0 | A4 | 0 | 0 | 0 | 0 | 0 | 0 | 0 | 0 | 0
| Civic Offices | Assembly only internal wall finish paint (5 years) | 1700815 | 8402989 | 3.1 | Wall finishes | Paint | Assembly | 5.25 | Hours | 5 | 44 | 1 | FALSE | 1 | FALSE | 1 | [6 empty] | 0 | A5 | 0.2839 | 1.8387e-08 | 0.0015393 | 0.00035309 | 8.7616e-05 | 3.427e-07 | 4.372 | 210.0574 | 0.0011283
| Civic Offices | Assembly only internal wall finish paint (5 years) | 1700815 | 8402989 | 3.1 | Wall finishes | Paint | Assembly | 5.25 | Hours | 5 | 44 | 1 | FALSE | 1 | FALSE | 1 | [6 empty] | 0 | A4 | 0 | 0 | 0 | 0 | 0 | 0 | 0 | 0 | 0
| Civic Offices | Assembly only internal wall finish paint (5 years) | 1700815 | 8402989 | 3.1 | Wall finishes | Paint | Assembly | 5.25 | Hours | 5 | 44 | 1 | FALSE | 1 | FALSE | 1 | [6 empty] | 5 | B4B5 | 0.2839 | 1.8387e-08 | 0.0015393 | 0.00035309 | 8.7616e-05 | 3.427e-07 | 4.372 | 210.0574 | 0.0011283
| Civic Offices | Assembly only internal wall finish paint (5 years) | 1700815 | 8402989 | 3.1 | Wall finishes | Paint | Assembly | 5.25 | Hours | 5 | 44 | 1 | FALSE | 1 | FALSE | 1 | [6 empty] | 10 | B4B5 | 0.2839 | 1.8387e-08 | 0.0015393 | 0.00035309 | 8.7616e-05 | 3.427e-07 | 4.372 | 210.0574 | 0.0011283
| Civic Offices | Assembly only internal wall finish paint (5 years) | 1700815 | 8402989 | 3.1 | Wall finishes | Paint | Assembly | 5.25 | Hours | 5 | 44 | 1 | FALSE | 1 | FALSE | 1 | [6 empty] | 15 | B4B5 | 0.2839 | 1.8387e-08 | 0.0015393 | 0.00035309 | 8.7616e-05 | 3.427e-07 | 4.372 | 210.0574 | 0.0011283
| Civic Offices | Assembly only internal wall finish paint (5 years) | 1700815 | 8402989 | 3.1 | Wall finishes | Paint | Assembly | 5.25 | Hours | 5 | 44 | 1 | FALSE | 1 | FALSE | 1 | [6 empty] | 20 | B4B5 | 0.2839 | 1.8387e-08 | 0.0015393 | 0.00035309 | 8.7616e-05 | 3.427e-07 | 4.372 | 210.0574 | 0.0011283
| Civic Offices | Assembly only internal wall finish paint (5 years) | 1700815 | 8402989 | 3.1 | Wall finishes | Paint | Assembly | 5.25 | Hours | 5 | 44 | 1 | FALSE | 1 | FALSE | 1 | [6 empty] | 25 | B4B5 | 0.2839 | 1.8387e-08 | 0.0015393 | 0.00035309 | 8.7616e-05 | 3.427e-07 | 4.372 | 210.0574 | 0.0011283
| Civic Offices | Assembly only internal wall finish paint (5 years) | 1700815 | 8402989 | 3.1 | Wall finishes | Paint | Assembly | 5.25 | Hours | 5 | 44 | 1 | FALSE | 1 | FALSE | 1 | [6 empty] | 30 | B4B5 | 0.2839 | 1.8387e-08 | 0.0015393 | 0.00035309 | 8.7616e-05 | 3.427e-07 | 4.372 | 210.0574 | 0.0011283
| Civic Offices | Assembly only internal wall finish paint (5 years) | 1700815 | 8402989 | 3.1 | Wall finishes | Paint | Assembly | 5.25 | Hours | 5 | 44 | 1 | FALSE | 1 | FALSE | 1 | [6 empty] | 35 | B4B5 | 0.2839 | 1.8387e-08 | 0.0015393 | 0.00035309 | 8.7616e-05 | 3.427e-07 | 4.372 | 210.0574 | 0.0011283
| Civic Offices | Assembly only internal wall finish paint (5 years) | 1700815 | 8402989 | 3.1 | Wall finishes | Paint | Assembly | 5.25 | Hours | 5 | 44 | 1 | FALSE | 1 | FALSE | 1 | [6 empty] | 40 | B4B5 | 0.2839 | 1.8387e-08 | 0.0015393 | 0.00035309 | 8.7616e-05 | 3.427e-07 | 4.372 | 210.0574 | 0.0011283
| Civic Offices | Assembly only internal wall finish paint (5 years) | 1700815 | 8402989 | 3.1 | Wall finishes | Paint | Assembly | 5.25 | Hours | 5 | 44 | 1 | FALSE | 1 | FALSE | 1 | [6 empty] | 45 | B4B5 | 0.2839 | 1.8387e-08 | 0.0015393 | 0.00035309 | 8.7616e-05 | 3.427e-07 | 4.372 | 210.0574 | 0.0011283
| Civic Offices | Assembly only internal wall finish paint (5 years) | 1700815 | 8402989 | 3.1 | Wall finishes | Paint | Assembly | 5.25 | Hours | 5 | 44 | 1 | FALSE | 1 | FALSE | 1 | [6 empty] | 50 | B4B5 | 0.2839 | 1.8387e-08 | 0.0015393 | 0.00035309 | 8.7616e-05 | 3.427e-07 | 4.372 | 210.0574 | 0.0011283
| Civic Offices | Assembly only internal wall finish paint (5 years) | 1700815 | 8402989 | 3.1 | Wall finishes | Paint | Assembly | 5.25 | Hours | 5 | 44 | 1 | FALSE | 1 | FALSE | 1 | [6 empty] | 55 | B4B5 | 0.2839 | 1.8387e-08 | 0.0015393 | 0.00035309 | 8.7616e-05 | 3.427e-07 | 4.372 | 210.0574 | 0.0011283
| Civic Offices | Internal wall lining skim plaster finish 3mm | 1700816 | 8402990 | 2.7 | Internal walls and partitions | install | Assembly | 3.5 | Hours | 80 | 44 | 1 | FALSE | 1 | FALSE | 1 | [6 empty] | 0 | A5 | 0.18927 | 1.2258e-08 | 0.0010262 | 0.00023539 | 5.8411e-05 | 2.2847e-07 | 2.9147 | 140.0383 | 0.00075219
| Civic Offices | Internal wall lining skim plaster finish 3mm | 1700816 | 8402990 | 2.7 | Internal walls and partitions | install | Assembly | 3.5 | Hours | 80 | 44 | 1 | FALSE | 1 | FALSE | 1 | [6 empty] | 0 | A4 | 0 | 0 | 0 | 0 | 0 | 0 | 0 | 0 | 0
| Civic Offices | Internal wall lining plasterboard 12.5mm | 1700817 | 8402992 | 2.7 | Internal walls and partitions | Install wall lining | Assembly | 21 | Hours | 80 | 44 | 1 | FALSE | 1 | FALSE | 1 | [6 empty] | 0 | A5 | 1.1356 | 7.3547e-08 | 0.0061574 | 0.0014124 | 0.00035047 | 1.3708e-06 | 17.4879 | 840.2298 | 0.0045132
| Civic Offices | Internal wall lining plasterboard 12.5mm | 1700817 | 8402992 | 2.7 | Internal walls and partitions | Install wall lining | Assembly | 21 | Hours | 80 | 44 | 1 | FALSE | 1 | FALSE | 1 | [6 empty] | 0 | A4 | 0 | 0 | 0 | 0 | 0 | 0 | 0 | 0 | 0
| Civic Offices | Internal wall framing steel stud metal framing (metsec 70mm) | 1700818 | 8402994 | 2.7 | Internal walls and partitions | wall framing | Assembly | 2.989 | Hours | 80 | 44 | 1 | FALSE | 1 | FALSE | 1 | [6 empty] | 0 | A5 | 0.16164 | 1.0468e-08 | 0.0008764 | 0.00020103 | 4.9883e-05 | 1.9511e-07 | 2.4891 | 119.5927 | 0.00064237
| Civic Offices | Internal wall framing steel stud metal framing (metsec 70mm) | 1700818 | 8402994 | 2.7 | Internal walls and partitions | wall framing | Assembly | 2.989 | Hours | 80 | 44 | 1 | FALSE | 1 | FALSE | 1 | [6 empty] | 0 | A4 | 0 | 0 | 0 | 0 | 0 | 0 | 0 | 0 | 0
| Civic Offices | Internal wall framing steel stud metal framing (metsec 70mm) | 1700820 | 8402996 | 2.7 | Internal walls and partitions | wall framing | Assembly | 6.0207 | Hours | 80 | 44 | 1 | FALSE | 1 | FALSE | 1 | [6 empty] | 0 | A5 | 0.32558 | 2.1086e-08 | 0.0017653 | 0.00040492 | 0.00010048 | 3.9301e-07 | 5.0138 | 240.8939 | 0.0012939
| Civic Offices | Internal wall framing steel stud metal framing (metsec 70mm) | 1700820 | 8402996 | 2.7 | Internal walls and partitions | wall framing | Assembly | 6.0207 | Hours | 80 | 44 | 1 | FALSE | 1 | FALSE | 1 | [6 empty] | 0 | A4 | 0 | 0 | 0 | 0 | 0 | 0 | 0 | 0 | 0
| Civic Offices | Assembly only internal wall finish paint (5 years) | 1700823 | 8402999 | 3.1 | Wall finishes | Paint | Assembly | 21.15 | Hours | 5 | 44 | 1 | FALSE | 1 | FALSE | 1 | [6 empty] | 0 | A5 | 1.1437 | 7.4073e-08 | 0.0062014 | 0.0014224 | 0.00035297 | 1.3806e-06 | 17.6128 | 846.2314 | 0.0045454
| Civic Offices | Assembly only internal wall finish paint (5 years) | 1700823 | 8402999 | 3.1 | Wall finishes | Paint | Assembly | 21.15 | Hours | 5 | 44 | 1 | FALSE | 1 | FALSE | 1 | [6 empty] | 0 | A4 | 0 | 0 | 0 | 0 | 0 | 0 | 0 | 0 | 0
| Civic Offices | Assembly only internal wall finish paint (5 years) | 1700823 | 8402999 | 3.1 | Wall finishes | Paint | Assembly | 21.15 | Hours | 5 | 44 | 1 | FALSE | 1 | FALSE | 1 | [6 empty] | 5 | B4B5 | 1.1437 | 7.4073e-08 | 0.0062014 | 0.0014224 | 0.00035297 | 1.3806e-06 | 17.6128 | 846.2314 | 0.0045454
| Civic Offices | Assembly only internal wall finish paint (5 years) | 1700823 | 8402999 | 3.1 | Wall finishes | Paint | Assembly | 21.15 | Hours | 5 | 44 | 1 | FALSE | 1 | FALSE | 1 | [6 empty] | 10 | B4B5 | 1.1437 | 7.4073e-08 | 0.0062014 | 0.0014224 | 0.00035297 | 1.3806e-06 | 17.6128 | 846.2314 | 0.0045454
| Civic Offices | Assembly only internal wall finish paint (5 years) | 1700823 | 8402999 | 3.1 | Wall finishes | Paint | Assembly | 21.15 | Hours | 5 | 44 | 1 | FALSE | 1 | FALSE | 1 | [6 empty] | 15 | B4B5 | 1.1437 | 7.4073e-08 | 0.0062014 | 0.0014224 | 0.00035297 | 1.3806e-06 | 17.6128 | 846.2314 | 0.0045454
| Civic Offices | Assembly only internal wall finish paint (5 years) | 1700823 | 8402999 | 3.1 | Wall finishes | Paint | Assembly | 21.15 | Hours | 5 | 44 | 1 | FALSE | 1 | FALSE | 1 | [6 empty] | 20 | B4B5 | 1.1437 | 7.4073e-08 | 0.0062014 | 0.0014224 | 0.00035297 | 1.3806e-06 | 17.6128 | 846.2314 | 0.0045454
| Civic Offices | Assembly only internal wall finish paint (5 years) | 1700823 | 8402999 | 3.1 | Wall finishes | Paint | Assembly | 21.15 | Hours | 5 | 44 | 1 | FALSE | 1 | FALSE | 1 | [6 empty] | 25 | B4B5 | 1.1437 | 7.4073e-08 | 0.0062014 | 0.0014224 | 0.00035297 | 1.3806e-06 | 17.6128 | 846.2314 | 0.0045454
| Civic Offices | Assembly only internal wall finish paint (5 years) | 1700823 | 8402999 | 3.1 | Wall finishes | Paint | Assembly | 21.15 | Hours | 5 | 44 | 1 | FALSE | 1 | FALSE | 1 | [6 empty] | 30 | B4B5 | 1.1437 | 7.4073e-08 | 0.0062014 | 0.0014224 | 0.00035297 | 1.3806e-06 | 17.6128 | 846.2314 | 0.0045454
| Civic Offices | Assembly only internal wall finish paint (5 years) | 1700823 | 8402999 | 3.1 | Wall finishes | Paint | Assembly | 21.15 | Hours | 5 | 44 | 1 | FALSE | 1 | FALSE | 1 | [6 empty] | 35 | B4B5 | 1.1437 | 7.4073e-08 | 0.0062014 | 0.0014224 | 0.00035297 | 1.3806e-06 | 17.6128 | 846.2314 | 0.0045454
| Civic Offices | Assembly only internal wall finish paint (5 years) | 1700823 | 8402999 | 3.1 | Wall finishes | Paint | Assembly | 21.15 | Hours | 5 | 44 | 1 | FALSE | 1 | FALSE | 1 | [6 empty] | 40 | B4B5 | 1.1437 | 7.4073e-08 | 0.0062014 | 0.0014224 | 0.00035297 | 1.3806e-06 | 17.6128 | 846.2314 | 0.0045454
| Civic Offices | Assembly only internal wall finish paint (5 years) | 1700823 | 8402999 | 3.1 | Wall finishes | Paint | Assembly | 21.15 | Hours | 5 | 44 | 1 | FALSE | 1 | FALSE | 1 | [6 empty] | 45 | B4B5 | 1.1437 | 7.4073e-08 | 0.0062014 | 0.0014224 | 0.00035297 | 1.3806e-06 | 17.6128 | 846.2314 | 0.0045454
| Civic Offices | Assembly only internal wall finish paint (5 years) | 1700823 | 8402999 | 3.1 | Wall finishes | Paint | Assembly | 21.15 | Hours | 5 | 44 | 1 | FALSE | 1 | FALSE | 1 | [6 empty] | 50 | B4B5 | 1.1437 | 7.4073e-08 | 0.0062014 | 0.0014224 | 0.00035297 | 1.3806e-06 | 17.6128 | 846.2314 | 0.0045454
| Civic Offices | Assembly only internal wall finish paint (5 years) | 1700823 | 8402999 | 3.1 | Wall finishes | Paint | Assembly | 21.15 | Hours | 5 | 44 | 1 | FALSE | 1 | FALSE | 1 | [6 empty] | 55 | B4B5 | 1.1437 | 7.4073e-08 | 0.0062014 | 0.0014224 | 0.00035297 | 1.3806e-06 | 17.6128 | 846.2314 | 0.0045454
| Civic Offices | Internal wall lining skim plaster finish 3mm | 1700824 | 8403000 | 2.7 | Internal walls and partitions | install | Assembly | 14.1 | Hours | 80 | 44 | 1 | FALSE | 1 | FALSE | 1 | [6 empty] | 0 | A5 | 0.76248 | 4.9382e-08 | 0.0041342 | 0.0009483 | 0.00023531 | 9.2039e-07 | 11.7419 | 564.1543 | 0.0030303
| Civic Offices | Internal wall lining skim plaster finish 3mm | 1700824 | 8403000 | 2.7 | Internal walls and partitions | install | Assembly | 14.1 | Hours | 80 | 44 | 1 | FALSE | 1 | FALSE | 1 | [6 empty] | 0 | A4 | 0 | 0 | 0 | 0 | 0 | 0 | 0 | 0 | 0
| Civic Offices | Internal wall lining plasterboard 12.5mm | 1700825 | 8403002 | 2.7 | Internal walls and partitions | Install wall lining | Assembly | 84.6 | Hours | 80 | 44 | 1 | FALSE | 1 | FALSE | 1 | [6 empty] | 0 | A5 | 4.5749 | 2.9629e-07 | 0.024805 | 0.0056898 | 0.0014119 | 5.5224e-06 | 70.4514 | 3384.9256 | 0.018182
| Civic Offices | Internal wall lining plasterboard 12.5mm | 1700825 | 8403002 | 2.7 | Internal walls and partitions | Install wall lining | Assembly | 84.6 | Hours | 80 | 44 | 1 | FALSE | 1 | FALSE | 1 | [6 empty] | 0 | A4 | 0 | 0 | 0 | 0 | 0 | 0 | 0 | 0 | 0
| Civic Offices | Extra over for Fire Rated Glazed Partition; 2700mm high (Wall lining glazed partition) | 1700826 | 8403005 | 3.1 | Wall finishes | install | Assembly | 22.5 | Hours | 15 | 44 | 1 | FALSE | 1 | FALSE | 1 | [6 empty] | 0 | A5 | 1.2167 | 7.8801e-08 | 0.0065972 | 0.0015132 | 0.0003755 | 1.4687e-06 | 18.7371 | 900.2462 | 0.0048355
| Civic Offices | Extra over for Fire Rated Glazed Partition; 2700mm high (Wall lining glazed partition) | 1700826 | 8403005 | 3.1 | Wall finishes | install | Assembly | 22.5 | Hours | 15 | 44 | 1 | FALSE | 1 | FALSE | 1 | [6 empty] | 0 | A4 | 0 | 0 | 0 | 0 | 0 | 0 | 0 | 0 | 0
| Civic Offices | Extra over for Fire Rated Glazed Partition; 2700mm high (Wall lining glazed partition) | 1700826 | 8403005 | 3.1 | Wall finishes | install | Assembly | 22.5 | Hours | 15 | 44 | 1 | FALSE | 1 | FALSE | 1 | [6 empty] | 15 | B4B5 | 1.2167 | 7.8801e-08 | 0.0065972 | 0.0015132 | 0.0003755 | 1.4687e-06 | 18.7371 | 900.2462 | 0.0048355
| Civic Offices | Extra over for Fire Rated Glazed Partition; 2700mm high (Wall lining glazed partition) | 1700826 | 8403005 | 3.1 | Wall finishes | install | Assembly | 22.5 | Hours | 15 | 44 | 1 | FALSE | 1 | FALSE | 1 | [6 empty] | 30 | B4B5 | 1.2167 | 7.8801e-08 | 0.0065972 | 0.0015132 | 0.0003755 | 1.4687e-06 | 18.7371 | 900.2462 | 0.0048355
| Civic Offices | Extra over for Fire Rated Glazed Partition; 2700mm high (Wall lining glazed partition) | 1700826 | 8403005 | 3.1 | Wall finishes | install | Assembly | 22.5 | Hours | 15 | 44 | 1 | FALSE | 1 | FALSE | 1 | [6 empty] | 45 | B4B5 | 1.2167 | 7.8801e-08 | 0.0065972 | 0.0015132 | 0.0003755 | 1.4687e-06 | 18.7371 | 900.2462 | 0.0048355
| Civic Offices | Wall lining laminate panel | 1700828 | 8403007 | 3 | Internal finishes | install | Assembly | 1.512 | Hours | 15 | 44 | 1 | FALSE | 1 | FALSE | 1 | [6 empty] | 0 | A5 | 0.081764 | 5.2954e-09 | 0.00044333 | 0.00010169 | 2.5234e-05 | 9.8698e-08 | 1.2591 | 60.4965 | 0.00032495
| Civic Offices | Wall lining laminate panel | 1700828 | 8403007 | 3 | Internal finishes | install | Assembly | 1.512 | Hours | 15 | 44 | 1 | FALSE | 1 | FALSE | 1 | [6 empty] | 0 | A4 | 0 | 0 | 0 | 0 | 0 | 0 | 0 | 0 | 0
| Civic Offices | Wall lining laminate panel | 1700828 | 8403007 | 3 | Internal finishes | install | Assembly | 1.512 | Hours | 15 | 44 | 1 | FALSE | 1 | FALSE | 1 | [6 empty] | 15 | B4B5 | 0.081764 | 5.2954e-09 | 0.00044333 | 0.00010169 | 2.5234e-05 | 9.8698e-08 | 1.2591 | 60.4965 | 0.00032495
| Civic Offices | Wall lining laminate panel | 1700828 | 8403007 | 3 | Internal finishes | install | Assembly | 1.512 | Hours | 15 | 44 | 1 | FALSE | 1 | FALSE | 1 | [6 empty] | 30 | B4B5 | 0.081764 | 5.2954e-09 | 0.00044333 | 0.00010169 | 2.5234e-05 | 9.8698e-08 | 1.2591 | 60.4965 | 0.00032495
| Civic Offices | Wall lining laminate panel | 1700828 | 8403007 | 3 | Internal finishes | install | Assembly | 1.512 | Hours | 15 | 44 | 1 | FALSE | 1 | FALSE | 1 | [6 empty] | 45 | B4B5 | 0.081764 | 5.2954e-09 | 0.00044333 | 0.00010169 | 2.5234e-05 | 9.8698e-08 | 1.2591 | 60.4965 | 0.00032495
| Civic Offices | Wall lining laminate panel | 1700830 | 8403009 | 3 | Internal finishes | install | Assembly | 24.696 | Hours | 15 | 44 | 1 | FALSE | 1 | FALSE | 1 | [6 empty] | 0 | A5 | 1.3355 | 8.6492e-08 | 0.0072411 | 0.0016609 | 0.00041215 | 1.6121e-06 | 20.5658 | 988.1102 | 0.0053075
| Civic Offices | Wall lining laminate panel | 1700830 | 8403009 | 3 | Internal finishes | install | Assembly | 24.696 | Hours | 15 | 44 | 1 | FALSE | 1 | FALSE | 1 | [6 empty] | 0 | A4 | 0 | 0 | 0 | 0 | 0 | 0 | 0 | 0 | 0
| Civic Offices | Wall lining laminate panel | 1700830 | 8403009 | 3 | Internal finishes | install | Assembly | 24.696 | Hours | 15 | 44 | 1 | FALSE | 1 | FALSE | 1 | [6 empty] | 15 | B4B5 | 1.3355 | 8.6492e-08 | 0.0072411 | 0.0016609 | 0.00041215 | 1.6121e-06 | 20.5658 | 988.1102 | 0.0053075
| Civic Offices | Wall lining laminate panel | 1700830 | 8403009 | 3 | Internal finishes | install | Assembly | 24.696 | Hours | 15 | 44 | 1 | FALSE | 1 | FALSE | 1 | [6 empty] | 30 | B4B5 | 1.3355 | 8.6492e-08 | 0.0072411 | 0.0016609 | 0.00041215 | 1.6121e-06 | 20.5658 | 988.1102 | 0.0053075
| Civic Offices | Wall lining laminate panel | 1700830 | 8403009 | 3 | Internal finishes | install | Assembly | 24.696 | Hours | 15 | 44 | 1 | FALSE | 1 | FALSE | 1 | [6 empty] | 45 | B4B5 | 1.3355 | 8.6492e-08 | 0.0072411 | 0.0016609 | 0.00041215 | 1.6121e-06 | 20.5658 | 988.1102 | 0.0053075
| Civic Offices | Wall lining laminate panel | 1700832 | 8403011 | 3 | Internal finishes | install | Assembly | 2.52 | Hours | 15 | 44 | 1 | FALSE | 1 | FALSE | 1 | [6 empty] | 0 | A5 | 0.13627 | 8.8257e-09 | 0.00073889 | 0.00016948 | 4.2056e-05 | 1.645e-07 | 2.0986 | 100.8276 | 0.00054158
| Civic Offices | Wall lining laminate panel | 1700832 | 8403011 | 3 | Internal finishes | install | Assembly | 2.52 | Hours | 15 | 44 | 1 | FALSE | 1 | FALSE | 1 | [6 empty] | 0 | A4 | 0 | 0 | 0 | 0 | 0 | 0 | 0 | 0 | 0
| Civic Offices | Wall lining laminate panel | 1700832 | 8403011 | 3 | Internal finishes | install | Assembly | 2.52 | Hours | 15 | 44 | 1 | FALSE | 1 | FALSE | 1 | [6 empty] | 15 | B4B5 | 0.13627 | 8.8257e-09 | 0.00073889 | 0.00016948 | 4.2056e-05 | 1.645e-07 | 2.0986 | 100.8276 | 0.00054158
| Civic Offices | Wall lining laminate panel | 1700832 | 8403011 | 3 | Internal finishes | install | Assembly | 2.52 | Hours | 15 | 44 | 1 | FALSE | 1 | FALSE | 1 | [6 empty] | 30 | B4B5 | 0.13627 | 8.8257e-09 | 0.00073889 | 0.00016948 | 4.2056e-05 | 1.645e-07 | 2.0986 | 100.8276 | 0.00054158
| Civic Offices | Wall lining laminate panel | 1700832 | 8403011 | 3 | Internal finishes | install | Assembly | 2.52 | Hours | 15 | 44 | 1 | FALSE | 1 | FALSE | 1 | [6 empty] | 45 | B4B5 | 0.13627 | 8.8257e-09 | 0.00073889 | 0.00016948 | 4.2056e-05 | 1.645e-07 | 2.0986 | 100.8276 | 0.00054158
| Civic Offices | Plaster skim coat to Internal face of External Walls (Internal wall lining skim plaster finish 3mm) | 1700834 | 8403014 | 2.7 | Internal walls and partitions | install | Assembly | 82.85 | Hours | 80 | 44 | 1 | FALSE | 1 | FALSE | 1 | [6 empty] | 0 | A5 | 4.4803 | 2.9016e-07 | 0.024292 | 0.0055721 | 0.0013827 | 5.4081e-06 | 68.9941 | 3314.9065 | 0.017805
| Civic Offices | Plaster skim coat to Internal face of External Walls (Internal wall lining skim plaster finish 3mm) | 1700834 | 8403014 | 2.7 | Internal walls and partitions | install | Assembly | 82.85 | Hours | 80 | 44 | 1 | FALSE | 1 | FALSE | 1 | [6 empty] | 0 | A4 | 0 | 0 | 0 | 0 | 0 | 0 | 0 | 0 | 0
| Civic Offices | Assembly only internal wall finish paint (5 years) | 1700836 | 8403017 | 3.1 | Wall finishes | Paint | Assembly | 124.275 | Hours | 5 | 44 | 1 | FALSE | 1 | FALSE | 1 | [6 empty] | 0 | A5 | 6.7204 | 4.3524e-07 | 0.036438 | 0.0083581 | 0.002074 | 8.1122e-06 | 103.4911 | 4972.3597 | 0.026708
| Civic Offices | Assembly only internal wall finish paint (5 years) | 1700836 | 8403017 | 3.1 | Wall finishes | Paint | Assembly | 124.275 | Hours | 5 | 44 | 1 | FALSE | 1 | FALSE | 1 | [6 empty] | 0 | A4 | 0 | 0 | 0 | 0 | 0 | 0 | 0 | 0 | 0
| Civic Offices | Assembly only internal wall finish paint (5 years) | 1700836 | 8403017 | 3.1 | Wall finishes | Paint | Assembly | 124.275 | Hours | 5 | 44 | 1 | FALSE | 1 | FALSE | 1 | [6 empty] | 5 | B4B5 | 6.7204 | 4.3524e-07 | 0.036438 | 0.0083581 | 0.002074 | 8.1122e-06 | 103.4911 | 4972.3597 | 0.026708
| Civic Offices | Assembly only internal wall finish paint (5 years) | 1700836 | 8403017 | 3.1 | Wall finishes | Paint | Assembly | 124.275 | Hours | 5 | 44 | 1 | FALSE | 1 | FALSE | 1 | [6 empty] | 10 | B4B5 | 6.7204 | 4.3524e-07 | 0.036438 | 0.0083581 | 0.002074 | 8.1122e-06 | 103.4911 | 4972.3597 | 0.026708
| Civic Offices | Assembly only internal wall finish paint (5 years) | 1700836 | 8403017 | 3.1 | Wall finishes | Paint | Assembly | 124.275 | Hours | 5 | 44 | 1 | FALSE | 1 | FALSE | 1 | [6 empty] | 15 | B4B5 | 6.7204 | 4.3524e-07 | 0.036438 | 0.0083581 | 0.002074 | 8.1122e-06 | 103.4911 | 4972.3597 | 0.026708
| Civic Offices | Assembly only internal wall finish paint (5 years) | 1700836 | 8403017 | 3.1 | Wall finishes | Paint | Assembly | 124.275 | Hours | 5 | 44 | 1 | FALSE | 1 | FALSE | 1 | [6 empty] | 20 | B4B5 | 6.7204 | 4.3524e-07 | 0.036438 | 0.0083581 | 0.002074 | 8.1122e-06 | 103.4911 | 4972.3597 | 0.026708
| Civic Offices | Assembly only internal wall finish paint (5 years) | 1700836 | 8403017 | 3.1 | Wall finishes | Paint | Assembly | 124.275 | Hours | 5 | 44 | 1 | FALSE | 1 | FALSE | 1 | [6 empty] | 25 | B4B5 | 6.7204 | 4.3524e-07 | 0.036438 | 0.0083581 | 0.002074 | 8.1122e-06 | 103.4911 | 4972.3597 | 0.026708
| Civic Offices | Assembly only internal wall finish paint (5 years) | 1700836 | 8403017 | 3.1 | Wall finishes | Paint | Assembly | 124.275 | Hours | 5 | 44 | 1 | FALSE | 1 | FALSE | 1 | [6 empty] | 30 | B4B5 | 6.7204 | 4.3524e-07 | 0.036438 | 0.0083581 | 0.002074 | 8.1122e-06 | 103.4911 | 4972.3597 | 0.026708
| Civic Offices | Assembly only internal wall finish paint (5 years) | 1700836 | 8403017 | 3.1 | Wall finishes | Paint | Assembly | 124.275 | Hours | 5 | 44 | 1 | FALSE | 1 | FALSE | 1 | [6 empty] | 35 | B4B5 | 6.7204 | 4.3524e-07 | 0.036438 | 0.0083581 | 0.002074 | 8.1122e-06 | 103.4911 | 4972.3597 | 0.026708
| Civic Offices | Assembly only internal wall finish paint (5 years) | 1700836 | 8403017 | 3.1 | Wall finishes | Paint | Assembly | 124.275 | Hours | 5 | 44 | 1 | FALSE | 1 | FALSE | 1 | [6 empty] | 40 | B4B5 | 6.7204 | 4.3524e-07 | 0.036438 | 0.0083581 | 0.002074 | 8.1122e-06 | 103.4911 | 4972.3597 | 0.026708
| Civic Offices | Assembly only internal wall finish paint (5 years) | 1700836 | 8403017 | 3.1 | Wall finishes | Paint | Assembly | 124.275 | Hours | 5 | 44 | 1 | FALSE | 1 | FALSE | 1 | [6 empty] | 45 | B4B5 | 6.7204 | 4.3524e-07 | 0.036438 | 0.0083581 | 0.002074 | 8.1122e-06 | 103.4911 | 4972.3597 | 0.026708
| Civic Offices | Assembly only internal wall finish paint (5 years) | 1700836 | 8403017 | 3.1 | Wall finishes | Paint | Assembly | 124.275 | Hours | 5 | 44 | 1 | FALSE | 1 | FALSE | 1 | [6 empty] | 50 | B4B5 | 6.7204 | 4.3524e-07 | 0.036438 | 0.0083581 | 0.002074 | 8.1122e-06 | 103.4911 | 4972.3597 | 0.026708
| Civic Offices | Assembly only internal wall finish paint (5 years) | 1700836 | 8403017 | 3.1 | Wall finishes | Paint | Assembly | 124.275 | Hours | 5 | 44 | 1 | FALSE | 1 | FALSE | 1 | [6 empty] | 55 | B4B5 | 6.7204 | 4.3524e-07 | 0.036438 | 0.0083581 | 0.002074 | 8.1122e-06 | 103.4911 | 4972.3597 | 0.026708
| Civic Offices | EO for Full Height Ceramic Tiling to WCs (Internal wall lining ceramic tiles) | 1700837 | 8403020 | 3.1 | Wall finishes | Install wall lining | Assembly | 331 | Hours | 25 | 44 | 1 | FALSE | 1 | FALSE | 1 | [6 empty] | 0 | A5 | 17.8994 | 1.1592e-06 | 0.097052 | 0.022261 | 0.005524 | 2.1606e-05 | 275.6432 | 13243.6216 | 0.071136
| Civic Offices | EO for Full Height Ceramic Tiling to WCs (Internal wall lining ceramic tiles) | 1700837 | 8403020 | 3.1 | Wall finishes | Install wall lining | Assembly | 331 | Hours | 25 | 44 | 1 | FALSE | 1 | FALSE | 1 | [6 empty] | 0 | A4 | 0 | 0 | 0 | 0 | 0 | 0 | 0 | 0 | 0
| Civic Offices | EO for Full Height Ceramic Tiling to WCs (Internal wall lining ceramic tiles) | 1700837 | 8403020 | 3.1 | Wall finishes | Install wall lining | Assembly | 331 | Hours | 25 | 44 | 1 | FALSE | 1 | FALSE | 1 | [6 empty] | 25 | B4B5 | 17.8994 | 1.1592e-06 | 0.097052 | 0.022261 | 0.005524 | 2.1606e-05 | 275.6432 | 13243.6216 | 0.071136
| Civic Offices | EO for Full Height Ceramic Tiling to WCs (Internal wall lining ceramic tiles) | 1700837 | 8403020 | 3.1 | Wall finishes | Install wall lining | Assembly | 331 | Hours | 25 | 44 | 1 | FALSE | 1 | FALSE | 1 | [6 empty] | 50 | B4B5 | 17.8994 | 1.1592e-06 | 0.097052 | 0.022261 | 0.005524 | 2.1606e-05 | 275.6432 | 13243.6216 | 0.071136
| Civic Offices | EO for hardwood acoustic panelling to Council Chamber - details to be confirmed (Internal wall lining Hardwood (22mm)) | 1700838 | 8403021 | 3 | Internal finishes | Install mdf | Assembly | 31.2 | Hours | 30 | 44 | 1 | FALSE | 1 | FALSE | 1 | [6 empty] | 0 | A5 | 1.6872 | 1.0927e-07 | 0.0091481 | 0.0020984 | 0.00052069 | 2.0366e-06 | 25.9821 | 1248.3414 | 0.0067053
| Civic Offices | EO for hardwood acoustic panelling to Council Chamber - details to be confirmed (Internal wall lining Hardwood (22mm)) | 1700838 | 8403021 | 3 | Internal finishes | Install mdf | Assembly | 31.2 | Hours | 30 | 44 | 1 | FALSE | 1 | FALSE | 1 | [6 empty] | 0 | A4 | 0 | 0 | 0 | 0 | 0 | 0 | 0 | 0 | 0
| Civic Offices | EO for hardwood acoustic panelling to Council Chamber - details to be confirmed (Internal wall lining Hardwood (22mm)) | 1700838 | 8403021 | 3 | Internal finishes | Install mdf | Assembly | 31.2 | Hours | 30 | 44 | 1 | FALSE | 1 | FALSE | 1 | [6 empty] | 30 | B4B5 | 1.6872 | 1.0927e-07 | 0.0091481 | 0.0020984 | 0.00052069 | 2.0366e-06 | 25.9821 | 1248.3414 | 0.0067053
| Civic Offices | Assembly only internal wall finish paint (5 years) | 1700840 | 8403024 | 3.1 | Wall finishes | Paint | Assembly | 209.1 | Hours | 5 | 44 | 1 | FALSE | 1 | FALSE | 1 | [6 empty] | 0 | A5 | 11.3074 | 7.3232e-07 | 0.06131 | 0.014063 | 0.0034896 | 1.3649e-05 | 174.1299 | 8366.2878 | 0.044938
| Civic Offices | Assembly only internal wall finish paint (5 years) | 1700840 | 8403024 | 3.1 | Wall finishes | Paint | Assembly | 209.1 | Hours | 5 | 44 | 1 | FALSE | 1 | FALSE | 1 | [6 empty] | 0 | A4 | 0 | 0 | 0 | 0 | 0 | 0 | 0 | 0 | 0
| Civic Offices | Assembly only internal wall finish paint (5 years) | 1700840 | 8403024 | 3.1 | Wall finishes | Paint | Assembly | 209.1 | Hours | 5 | 44 | 1 | FALSE | 1 | FALSE | 1 | [6 empty] | 5 | B4B5 | 11.3074 | 7.3232e-07 | 0.06131 | 0.014063 | 0.0034896 | 1.3649e-05 | 174.1299 | 8366.2878 | 0.044938
| Civic Offices | Assembly only internal wall finish paint (5 years) | 1700840 | 8403024 | 3.1 | Wall finishes | Paint | Assembly | 209.1 | Hours | 5 | 44 | 1 | FALSE | 1 | FALSE | 1 | [6 empty] | 10 | B4B5 | 11.3074 | 7.3232e-07 | 0.06131 | 0.014063 | 0.0034896 | 1.3649e-05 | 174.1299 | 8366.2878 | 0.044938
| Civic Offices | Assembly only internal wall finish paint (5 years) | 1700840 | 8403024 | 3.1 | Wall finishes | Paint | Assembly | 209.1 | Hours | 5 | 44 | 1 | FALSE | 1 | FALSE | 1 | [6 empty] | 15 | B4B5 | 11.3074 | 7.3232e-07 | 0.06131 | 0.014063 | 0.0034896 | 1.3649e-05 | 174.1299 | 8366.2878 | 0.044938
| Civic Offices | Assembly only internal wall finish paint (5 years) | 1700840 | 8403024 | 3.1 | Wall finishes | Paint | Assembly | 209.1 | Hours | 5 | 44 | 1 | FALSE | 1 | FALSE | 1 | [6 empty] | 20 | B4B5 | 11.3074 | 7.3232e-07 | 0.06131 | 0.014063 | 0.0034896 | 1.3649e-05 | 174.1299 | 8366.2878 | 0.044938
| Civic Offices | Assembly only internal wall finish paint (5 years) | 1700840 | 8403024 | 3.1 | Wall finishes | Paint | Assembly | 209.1 | Hours | 5 | 44 | 1 | FALSE | 1 | FALSE | 1 | [6 empty] | 25 | B4B5 | 11.3074 | 7.3232e-07 | 0.06131 | 0.014063 | 0.0034896 | 1.3649e-05 | 174.1299 | 8366.2878 | 0.044938
| Civic Offices | Assembly only internal wall finish paint (5 years) | 1700840 | 8403024 | 3.1 | Wall finishes | Paint | Assembly | 209.1 | Hours | 5 | 44 | 1 | FALSE | 1 | FALSE | 1 | [6 empty] | 30 | B4B5 | 11.3074 | 7.3232e-07 | 0.06131 | 0.014063 | 0.0034896 | 1.3649e-05 | 174.1299 | 8366.2878 | 0.044938
| Civic Offices | Assembly only internal wall finish paint (5 years) | 1700840 | 8403024 | 3.1 | Wall finishes | Paint | Assembly | 209.1 | Hours | 5 | 44 | 1 | FALSE | 1 | FALSE | 1 | [6 empty] | 35 | B4B5 | 11.3074 | 7.3232e-07 | 0.06131 | 0.014063 | 0.0034896 | 1.3649e-05 | 174.1299 | 8366.2878 | 0.044938
| Civic Offices | Assembly only internal wall finish paint (5 years) | 1700840 | 8403024 | 3.1 | Wall finishes | Paint | Assembly | 209.1 | Hours | 5 | 44 | 1 | FALSE | 1 | FALSE | 1 | [6 empty] | 40 | B4B5 | 11.3074 | 7.3232e-07 | 0.06131 | 0.014063 | 0.0034896 | 1.3649e-05 | 174.1299 | 8366.2878 | 0.044938
| Civic Offices | Assembly only internal wall finish paint (5 years) | 1700840 | 8403024 | 3.1 | Wall finishes | Paint | Assembly | 209.1 | Hours | 5 | 44 | 1 | FALSE | 1 | FALSE | 1 | [6 empty] | 45 | B4B5 | 11.3074 | 7.3232e-07 | 0.06131 | 0.014063 | 0.0034896 | 1.3649e-05 | 174.1299 | 8366.2878 | 0.044938
| Civic Offices | Assembly only internal wall finish paint (5 years) | 1700840 | 8403024 | 3.1 | Wall finishes | Paint | Assembly | 209.1 | Hours | 5 | 44 | 1 | FALSE | 1 | FALSE | 1 | [6 empty] | 50 | B4B5 | 11.3074 | 7.3232e-07 | 0.06131 | 0.014063 | 0.0034896 | 1.3649e-05 | 174.1299 | 8366.2878 | 0.044938
| Civic Offices | Assembly only internal wall finish paint (5 years) | 1700840 | 8403024 | 3.1 | Wall finishes | Paint | Assembly | 209.1 | Hours | 5 | 44 | 1 | FALSE | 1 | FALSE | 1 | [6 empty] | 55 | B4B5 | 11.3074 | 7.3232e-07 | 0.06131 | 0.014063 | 0.0034896 | 1.3649e-05 | 174.1299 | 8366.2878 | 0.044938
| Civic Offices | Internal wall lining skim plaster finish 3mm | 1700842 | 8403025 | 2.7 | Internal walls and partitions | install | Assembly | 9.15 | Hours | 80 | 44 | 1 | FALSE | 1 | FALSE | 1 | [6 empty] | 0 | A5 | 0.4948 | 3.2046e-08 | 0.0026829 | 0.00061538 | 0.0001527 | 5.9728e-07 | 7.6197 | 366.1001 | 0.0019664
| Civic Offices | Internal wall lining skim plaster finish 3mm | 1700842 | 8403025 | 2.7 | Internal walls and partitions | install | Assembly | 9.15 | Hours | 80 | 44 | 1 | FALSE | 1 | FALSE | 1 | [6 empty] | 0 | A4 | 0 | 0 | 0 | 0 | 0 | 0 | 0 | 0 | 0
| Civic Offices | Assembly only internal wall finish paint (5 years) | 1700845 | 8403028 | 3.1 | Wall finishes | Paint | Assembly | 27.45 | Hours | 5 | 44 | 1 | FALSE | 1 | FALSE | 1 | [6 empty] | 0 | A5 | 1.4844 | 9.6137e-08 | 0.0080486 | 0.0018462 | 0.00045811 | 1.7918e-06 | 22.8592 | 1098.3003 | 0.0058993
| Civic Offices | Assembly only internal wall finish paint (5 years) | 1700845 | 8403028 | 3.1 | Wall finishes | Paint | Assembly | 27.45 | Hours | 5 | 44 | 1 | FALSE | 1 | FALSE | 1 | [6 empty] | 0 | A4 | 0 | 0 | 0 | 0 | 0 | 0 | 0 | 0 | 0
| Civic Offices | Assembly only internal wall finish paint (5 years) | 1700845 | 8403028 | 3.1 | Wall finishes | Paint | Assembly | 27.45 | Hours | 5 | 44 | 1 | FALSE | 1 | FALSE | 1 | [6 empty] | 5 | B4B5 | 1.4844 | 9.6137e-08 | 0.0080486 | 0.0018462 | 0.00045811 | 1.7918e-06 | 22.8592 | 1098.3003 | 0.0058993
| Civic Offices | Assembly only internal wall finish paint (5 years) | 1700845 | 8403028 | 3.1 | Wall finishes | Paint | Assembly | 27.45 | Hours | 5 | 44 | 1 | FALSE | 1 | FALSE | 1 | [6 empty] | 10 | B4B5 | 1.4844 | 9.6137e-08 | 0.0080486 | 0.0018462 | 0.00045811 | 1.7918e-06 | 22.8592 | 1098.3003 | 0.0058993
| Civic Offices | Assembly only internal wall finish paint (5 years) | 1700845 | 8403028 | 3.1 | Wall finishes | Paint | Assembly | 27.45 | Hours | 5 | 44 | 1 | FALSE | 1 | FALSE | 1 | [6 empty] | 15 | B4B5 | 1.4844 | 9.6137e-08 | 0.0080486 | 0.0018462 | 0.00045811 | 1.7918e-06 | 22.8592 | 1098.3003 | 0.0058993
| Civic Offices | Assembly only internal wall finish paint (5 years) | 1700845 | 8403028 | 3.1 | Wall finishes | Paint | Assembly | 27.45 | Hours | 5 | 44 | 1 | FALSE | 1 | FALSE | 1 | [6 empty] | 20 | B4B5 | 1.4844 | 9.6137e-08 | 0.0080486 | 0.0018462 | 0.00045811 | 1.7918e-06 | 22.8592 | 1098.3003 | 0.0058993
| Civic Offices | Assembly only internal wall finish paint (5 years) | 1700845 | 8403028 | 3.1 | Wall finishes | Paint | Assembly | 27.45 | Hours | 5 | 44 | 1 | FALSE | 1 | FALSE | 1 | [6 empty] | 25 | B4B5 | 1.4844 | 9.6137e-08 | 0.0080486 | 0.0018462 | 0.00045811 | 1.7918e-06 | 22.8592 | 1098.3003 | 0.0058993
| Civic Offices | Assembly only internal wall finish paint (5 years) | 1700845 | 8403028 | 3.1 | Wall finishes | Paint | Assembly | 27.45 | Hours | 5 | 44 | 1 | FALSE | 1 | FALSE | 1 | [6 empty] | 30 | B4B5 | 1.4844 | 9.6137e-08 | 0.0080486 | 0.0018462 | 0.00045811 | 1.7918e-06 | 22.8592 | 1098.3003 | 0.0058993
| Civic Offices | Assembly only internal wall finish paint (5 years) | 1700845 | 8403028 | 3.1 | Wall finishes | Paint | Assembly | 27.45 | Hours | 5 | 44 | 1 | FALSE | 1 | FALSE | 1 | [6 empty] | 35 | B4B5 | 1.4844 | 9.6137e-08 | 0.0080486 | 0.0018462 | 0.00045811 | 1.7918e-06 | 22.8592 | 1098.3003 | 0.0058993
| Civic Offices | Assembly only internal wall finish paint (5 years) | 1700845 | 8403028 | 3.1 | Wall finishes | Paint | Assembly | 27.45 | Hours | 5 | 44 | 1 | FALSE | 1 | FALSE | 1 | [6 empty] | 40 | B4B5 | 1.4844 | 9.6137e-08 | 0.0080486 | 0.0018462 | 0.00045811 | 1.7918e-06 | 22.8592 | 1098.3003 | 0.0058993
| Civic Offices | Assembly only internal wall finish paint (5 years) | 1700845 | 8403028 | 3.1 | Wall finishes | Paint | Assembly | 27.45 | Hours | 5 | 44 | 1 | FALSE | 1 | FALSE | 1 | [6 empty] | 45 | B4B5 | 1.4844 | 9.6137e-08 | 0.0080486 | 0.0018462 | 0.00045811 | 1.7918e-06 | 22.8592 | 1098.3003 | 0.0058993
| Civic Offices | Assembly only internal wall finish paint (5 years) | 1700845 | 8403028 | 3.1 | Wall finishes | Paint | Assembly | 27.45 | Hours | 5 | 44 | 1 | FALSE | 1 | FALSE | 1 | [6 empty] | 50 | B4B5 | 1.4844 | 9.6137e-08 | 0.0080486 | 0.0018462 | 0.00045811 | 1.7918e-06 | 22.8592 | 1098.3003 | 0.0058993
| Civic Offices | Assembly only internal wall finish paint (5 years) | 1700845 | 8403028 | 3.1 | Wall finishes | Paint | Assembly | 27.45 | Hours | 5 | 44 | 1 | FALSE | 1 | FALSE | 1 | [6 empty] | 55 | B4B5 | 1.4844 | 9.6137e-08 | 0.0080486 | 0.0018462 | 0.00045811 | 1.7918e-06 | 22.8592 | 1098.3003 | 0.0058993
| Civic Offices | Assembly only finishes install carpet | 1700847 | 8403030 | 3.2 | Floor finishes | Install | Assembly | 403.52 | Hours | 7 | 44 | 1 | FALSE | 1 | FALSE | 1 | [6 empty] | 0 | A5 | 21.821 | 1.4132e-06 | 0.11832 | 0.027139 | 0.0067343 | 2.634e-05 | 336.0348 | 16145.215 | 0.086721
| Civic Offices | Assembly only finishes install carpet | 1700847 | 8403030 | 3.2 | Floor finishes | Install | Assembly | 403.52 | Hours | 7 | 44 | 1 | FALSE | 1 | FALSE | 1 | [6 empty] | 0 | A4 | 0 | 0 | 0 | 0 | 0 | 0 | 0 | 0 | 0
| Civic Offices | Assembly only finishes install carpet | 1700847 | 8403030 | 3.2 | Floor finishes | Install | Assembly | 403.52 | Hours | 7 | 44 | 1 | FALSE | 1 | FALSE | 1 | [6 empty] | 7 | B4B5 | 21.821 | 1.4132e-06 | 0.11832 | 0.027139 | 0.0067343 | 2.634e-05 | 336.0348 | 16145.215 | 0.086721
| Civic Offices | Assembly only finishes install carpet | 1700847 | 8403030 | 3.2 | Floor finishes | Install | Assembly | 403.52 | Hours | 7 | 44 | 1 | FALSE | 1 | FALSE | 1 | [6 empty] | 14 | B4B5 | 21.821 | 1.4132e-06 | 0.11832 | 0.027139 | 0.0067343 | 2.634e-05 | 336.0348 | 16145.215 | 0.086721
| Civic Offices | Assembly only finishes install carpet | 1700847 | 8403030 | 3.2 | Floor finishes | Install | Assembly | 403.52 | Hours | 7 | 44 | 1 | FALSE | 1 | FALSE | 1 | [6 empty] | 21 | B4B5 | 21.821 | 1.4132e-06 | 0.11832 | 0.027139 | 0.0067343 | 2.634e-05 | 336.0348 | 16145.215 | 0.086721
| Civic Offices | Assembly only finishes install carpet | 1700847 | 8403030 | 3.2 | Floor finishes | Install | Assembly | 403.52 | Hours | 7 | 44 | 1 | FALSE | 1 | FALSE | 1 | [6 empty] | 28 | B4B5 | 21.821 | 1.4132e-06 | 0.11832 | 0.027139 | 0.0067343 | 2.634e-05 | 336.0348 | 16145.215 | 0.086721
| Civic Offices | Assembly only finishes install carpet | 1700847 | 8403030 | 3.2 | Floor finishes | Install | Assembly | 403.52 | Hours | 7 | 44 | 1 | FALSE | 1 | FALSE | 1 | [6 empty] | 35 | B4B5 | 21.821 | 1.4132e-06 | 0.11832 | 0.027139 | 0.0067343 | 2.634e-05 | 336.0348 | 16145.215 | 0.086721
| Civic Offices | Assembly only finishes install carpet | 1700847 | 8403030 | 3.2 | Floor finishes | Install | Assembly | 403.52 | Hours | 7 | 44 | 1 | FALSE | 1 | FALSE | 1 | [6 empty] | 42 | B4B5 | 21.821 | 1.4132e-06 | 0.11832 | 0.027139 | 0.0067343 | 2.634e-05 | 336.0348 | 16145.215 | 0.086721
| Civic Offices | Assembly only finishes install carpet | 1700847 | 8403030 | 3.2 | Floor finishes | Install | Assembly | 403.52 | Hours | 7 | 44 | 1 | FALSE | 1 | FALSE | 1 | [6 empty] | 49 | B4B5 | 21.821 | 1.4132e-06 | 0.11832 | 0.027139 | 0.0067343 | 2.634e-05 | 336.0348 | 16145.215 | 0.086721
| Civic Offices | Assembly only finishes install carpet | 1700847 | 8403030 | 3.2 | Floor finishes | Install | Assembly | 403.52 | Hours | 7 | 44 | 1 | FALSE | 1 | FALSE | 1 | [6 empty] | 56 | B4B5 | 21.821 | 1.4132e-06 | 0.11832 | 0.027139 | 0.0067343 | 2.634e-05 | 336.0348 | 16145.215 | 0.086721
| Civic Offices | Floor covering glue adhesive | 1700849 | 8403033 | 3.2 | Floor finishes | Install Carpet | Assembly | 135.8 | Hours | 7 | 44 | 1 | FALSE | 1 | FALSE | 1 | [6 empty] | 0 | A5 | 7.3436 | 4.7561e-07 | 0.039818 | 0.0091332 | 0.0022663 | 8.8645e-06 | 113.0886 | 5433.4858 | 0.029185
| Civic Offices | Floor covering glue adhesive | 1700849 | 8403033 | 3.2 | Floor finishes | Install Carpet | Assembly | 135.8 | Hours | 7 | 44 | 1 | FALSE | 1 | FALSE | 1 | [6 empty] | 0 | A4 | 0 | 0 | 0 | 0 | 0 | 0 | 0 | 0 | 0
| Civic Offices | Floor covering glue adhesive | 1700849 | 8403033 | 3.2 | Floor finishes | Install Carpet | Assembly | 135.8 | Hours | 7 | 44 | 1 | FALSE | 1 | FALSE | 1 | [6 empty] | 7 | B4B5 | 7.3436 | 4.7561e-07 | 0.039818 | 0.0091332 | 0.0022663 | 8.8645e-06 | 113.0886 | 5433.4858 | 0.029185
| Civic Offices | Floor covering glue adhesive | 1700849 | 8403033 | 3.2 | Floor finishes | Install Carpet | Assembly | 135.8 | Hours | 7 | 44 | 1 | FALSE | 1 | FALSE | 1 | [6 empty] | 14 | B4B5 | 7.3436 | 4.7561e-07 | 0.039818 | 0.0091332 | 0.0022663 | 8.8645e-06 | 113.0886 | 5433.4858 | 0.029185
| Civic Offices | Floor covering glue adhesive | 1700849 | 8403033 | 3.2 | Floor finishes | Install Carpet | Assembly | 135.8 | Hours | 7 | 44 | 1 | FALSE | 1 | FALSE | 1 | [6 empty] | 21 | B4B5 | 7.3436 | 4.7561e-07 | 0.039818 | 0.0091332 | 0.0022663 | 8.8645e-06 | 113.0886 | 5433.4858 | 0.029185
| Civic Offices | Floor covering glue adhesive | 1700849 | 8403033 | 3.2 | Floor finishes | Install Carpet | Assembly | 135.8 | Hours | 7 | 44 | 1 | FALSE | 1 | FALSE | 1 | [6 empty] | 28 | B4B5 | 7.3436 | 4.7561e-07 | 0.039818 | 0.0091332 | 0.0022663 | 8.8645e-06 | 113.0886 | 5433.4858 | 0.029185
| Civic Offices | Floor covering glue adhesive | 1700849 | 8403033 | 3.2 | Floor finishes | Install Carpet | Assembly | 135.8 | Hours | 7 | 44 | 1 | FALSE | 1 | FALSE | 1 | [6 empty] | 35 | B4B5 | 7.3436 | 4.7561e-07 | 0.039818 | 0.0091332 | 0.0022663 | 8.8645e-06 | 113.0886 | 5433.4858 | 0.029185
| Civic Offices | Floor covering glue adhesive | 1700849 | 8403033 | 3.2 | Floor finishes | Install Carpet | Assembly | 135.8 | Hours | 7 | 44 | 1 | FALSE | 1 | FALSE | 1 | [6 empty] | 42 | B4B5 | 7.3436 | 4.7561e-07 | 0.039818 | 0.0091332 | 0.0022663 | 8.8645e-06 | 113.0886 | 5433.4858 | 0.029185
| Civic Offices | Floor covering glue adhesive | 1700849 | 8403033 | 3.2 | Floor finishes | Install Carpet | Assembly | 135.8 | Hours | 7 | 44 | 1 | FALSE | 1 | FALSE | 1 | [6 empty] | 49 | B4B5 | 7.3436 | 4.7561e-07 | 0.039818 | 0.0091332 | 0.0022663 | 8.8645e-06 | 113.0886 | 5433.4858 | 0.029185
| Civic Offices | Floor covering glue adhesive | 1700849 | 8403033 | 3.2 | Floor finishes | Install Carpet | Assembly | 135.8 | Hours | 7 | 44 | 1 | FALSE | 1 | FALSE | 1 | [6 empty] | 56 | B4B5 | 7.3436 | 4.7561e-07 | 0.039818 | 0.0091332 | 0.0022663 | 8.8645e-06 | 113.0886 | 5433.4858 | 0.029185
| Civic Offices | Assembly only finishes install carpet | 1700850 | 8403034 | 3.2 | Floor finishes | Install | Assembly | 403.52 | Hours | 7 | 44 | 1 | FALSE | 1 | FALSE | 1 | [6 empty] | 0 | A5 | 21.821 | 1.4132e-06 | 0.11832 | 0.027139 | 0.0067343 | 2.634e-05 | 336.0348 | 16145.215 | 0.086721
| Civic Offices | Assembly only finishes install carpet | 1700850 | 8403034 | 3.2 | Floor finishes | Install | Assembly | 403.52 | Hours | 7 | 44 | 1 | FALSE | 1 | FALSE | 1 | [6 empty] | 0 | A4 | 0 | 0 | 0 | 0 | 0 | 0 | 0 | 0 | 0
| Civic Offices | Assembly only finishes install carpet | 1700850 | 8403034 | 3.2 | Floor finishes | Install | Assembly | 403.52 | Hours | 7 | 44 | 1 | FALSE | 1 | FALSE | 1 | [6 empty] | 7 | B4B5 | 21.821 | 1.4132e-06 | 0.11832 | 0.027139 | 0.0067343 | 2.634e-05 | 336.0348 | 16145.215 | 0.086721
| Civic Offices | Assembly only finishes install carpet | 1700850 | 8403034 | 3.2 | Floor finishes | Install | Assembly | 403.52 | Hours | 7 | 44 | 1 | FALSE | 1 | FALSE | 1 | [6 empty] | 14 | B4B5 | 21.821 | 1.4132e-06 | 0.11832 | 0.027139 | 0.0067343 | 2.634e-05 | 336.0348 | 16145.215 | 0.086721
| Civic Offices | Assembly only finishes install carpet | 1700850 | 8403034 | 3.2 | Floor finishes | Install | Assembly | 403.52 | Hours | 7 | 44 | 1 | FALSE | 1 | FALSE | 1 | [6 empty] | 21 | B4B5 | 21.821 | 1.4132e-06 | 0.11832 | 0.027139 | 0.0067343 | 2.634e-05 | 336.0348 | 16145.215 | 0.086721
| Civic Offices | Assembly only finishes install carpet | 1700850 | 8403034 | 3.2 | Floor finishes | Install | Assembly | 403.52 | Hours | 7 | 44 | 1 | FALSE | 1 | FALSE | 1 | [6 empty] | 28 | B4B5 | 21.821 | 1.4132e-06 | 0.11832 | 0.027139 | 0.0067343 | 2.634e-05 | 336.0348 | 16145.215 | 0.086721
| Civic Offices | Assembly only finishes install carpet | 1700850 | 8403034 | 3.2 | Floor finishes | Install | Assembly | 403.52 | Hours | 7 | 44 | 1 | FALSE | 1 | FALSE | 1 | [6 empty] | 35 | B4B5 | 21.821 | 1.4132e-06 | 0.11832 | 0.027139 | 0.0067343 | 2.634e-05 | 336.0348 | 16145.215 | 0.086721
| Civic Offices | Assembly only finishes install carpet | 1700850 | 8403034 | 3.2 | Floor finishes | Install | Assembly | 403.52 | Hours | 7 | 44 | 1 | FALSE | 1 | FALSE | 1 | [6 empty] | 42 | B4B5 | 21.821 | 1.4132e-06 | 0.11832 | 0.027139 | 0.0067343 | 2.634e-05 | 336.0348 | 16145.215 | 0.086721
| Civic Offices | Assembly only finishes install carpet | 1700850 | 8403034 | 3.2 | Floor finishes | Install | Assembly | 403.52 | Hours | 7 | 44 | 1 | FALSE | 1 | FALSE | 1 | [6 empty] | 49 | B4B5 | 21.821 | 1.4132e-06 | 0.11832 | 0.027139 | 0.0067343 | 2.634e-05 | 336.0348 | 16145.215 | 0.086721
| Civic Offices | Assembly only finishes install carpet | 1700850 | 8403034 | 3.2 | Floor finishes | Install | Assembly | 403.52 | Hours | 7 | 44 | 1 | FALSE | 1 | FALSE | 1 | [6 empty] | 56 | B4B5 | 21.821 | 1.4132e-06 | 0.11832 | 0.027139 | 0.0067343 | 2.634e-05 | 336.0348 | 16145.215 | 0.086721
| Civic Offices | Assembly only finishes install carpet | 1700852 | 8403036 | 3.2 | Floor finishes | Install | Assembly | 148.72 | Hours | 7 | 44 | 1 | FALSE | 1 | FALSE | 1 | [6 empty] | 0 | A5 | 8.0423 | 5.2085e-07 | 0.043606 | 0.010002 | 0.002482 | 9.7079e-06 | 123.8479 | 5950.4272 | 0.031962
| Civic Offices | Assembly only finishes install carpet | 1700852 | 8403036 | 3.2 | Floor finishes | Install | Assembly | 148.72 | Hours | 7 | 44 | 1 | FALSE | 1 | FALSE | 1 | [6 empty] | 0 | A4 | 0 | 0 | 0 | 0 | 0 | 0 | 0 | 0 | 0
| Civic Offices | Assembly only finishes install carpet | 1700852 | 8403036 | 3.2 | Floor finishes | Install | Assembly | 148.72 | Hours | 7 | 44 | 1 | FALSE | 1 | FALSE | 1 | [6 empty] | 7 | B4B5 | 8.0423 | 5.2085e-07 | 0.043606 | 0.010002 | 0.002482 | 9.7079e-06 | 123.8479 | 5950.4272 | 0.031962
| Civic Offices | Assembly only finishes install carpet | 1700852 | 8403036 | 3.2 | Floor finishes | Install | Assembly | 148.72 | Hours | 7 | 44 | 1 | FALSE | 1 | FALSE | 1 | [6 empty] | 14 | B4B5 | 8.0423 | 5.2085e-07 | 0.043606 | 0.010002 | 0.002482 | 9.7079e-06 | 123.8479 | 5950.4272 | 0.031962
| Civic Offices | Assembly only finishes install carpet | 1700852 | 8403036 | 3.2 | Floor finishes | Install | Assembly | 148.72 | Hours | 7 | 44 | 1 | FALSE | 1 | FALSE | 1 | [6 empty] | 21 | B4B5 | 8.0423 | 5.2085e-07 | 0.043606 | 0.010002 | 0.002482 | 9.7079e-06 | 123.8479 | 5950.4272 | 0.031962
| Civic Offices | Assembly only finishes install carpet | 1700852 | 8403036 | 3.2 | Floor finishes | Install | Assembly | 148.72 | Hours | 7 | 44 | 1 | FALSE | 1 | FALSE | 1 | [6 empty] | 28 | B4B5 | 8.0423 | 5.2085e-07 | 0.043606 | 0.010002 | 0.002482 | 9.7079e-06 | 123.8479 | 5950.4272 | 0.031962
| Civic Offices | Assembly only finishes install carpet | 1700852 | 8403036 | 3.2 | Floor finishes | Install | Assembly | 148.72 | Hours | 7 | 44 | 1 | FALSE | 1 | FALSE | 1 | [6 empty] | 35 | B4B5 | 8.0423 | 5.2085e-07 | 0.043606 | 0.010002 | 0.002482 | 9.7079e-06 | 123.8479 | 5950.4272 | 0.031962
| Civic Offices | Assembly only finishes install carpet | 1700852 | 8403036 | 3.2 | Floor finishes | Install | Assembly | 148.72 | Hours | 7 | 44 | 1 | FALSE | 1 | FALSE | 1 | [6 empty] | 42 | B4B5 | 8.0423 | 5.2085e-07 | 0.043606 | 0.010002 | 0.002482 | 9.7079e-06 | 123.8479 | 5950.4272 | 0.031962
| Civic Offices | Assembly only finishes install carpet | 1700852 | 8403036 | 3.2 | Floor finishes | Install | Assembly | 148.72 | Hours | 7 | 44 | 1 | FALSE | 1 | FALSE | 1 | [6 empty] | 49 | B4B5 | 8.0423 | 5.2085e-07 | 0.043606 | 0.010002 | 0.002482 | 9.7079e-06 | 123.8479 | 5950.4272 | 0.031962
| Civic Offices | Assembly only finishes install carpet | 1700852 | 8403036 | 3.2 | Floor finishes | Install | Assembly | 148.72 | Hours | 7 | 44 | 1 | FALSE | 1 | FALSE | 1 | [6 empty] | 56 | B4B5 | 8.0423 | 5.2085e-07 | 0.043606 | 0.010002 | 0.002482 | 9.7079e-06 | 123.8479 | 5950.4272 | 0.031962
| Civic Offices | Floor covering glue adhesive | 1700854 | 8403039 | 3.2 | Floor finishes | Install Carpet | Assembly | 50.05 | Hours | 7 | 44 | 1 | FALSE | 1 | FALSE | 1 | [6 empty] | 0 | A5 | 2.7065 | 1.7529e-07 | 0.014675 | 0.0033661 | 0.00083528 | 3.2671e-06 | 41.6796 | 2002.5476 | 0.010756
| Civic Offices | Floor covering glue adhesive | 1700854 | 8403039 | 3.2 | Floor finishes | Install Carpet | Assembly | 50.05 | Hours | 7 | 44 | 1 | FALSE | 1 | FALSE | 1 | [6 empty] | 0 | A4 | 0 | 0 | 0 | 0 | 0 | 0 | 0 | 0 | 0
| Civic Offices | Floor covering glue adhesive | 1700854 | 8403039 | 3.2 | Floor finishes | Install Carpet | Assembly | 50.05 | Hours | 7 | 44 | 1 | FALSE | 1 | FALSE | 1 | [6 empty] | 7 | B4B5 | 2.7065 | 1.7529e-07 | 0.014675 | 0.0033661 | 0.00083528 | 3.2671e-06 | 41.6796 | 2002.5476 | 0.010756
| Civic Offices | Floor covering glue adhesive | 1700854 | 8403039 | 3.2 | Floor finishes | Install Carpet | Assembly | 50.05 | Hours | 7 | 44 | 1 | FALSE | 1 | FALSE | 1 | [6 empty] | 14 | B4B5 | 2.7065 | 1.7529e-07 | 0.014675 | 0.0033661 | 0.00083528 | 3.2671e-06 | 41.6796 | 2002.5476 | 0.010756
| Civic Offices | Floor covering glue adhesive | 1700854 | 8403039 | 3.2 | Floor finishes | Install Carpet | Assembly | 50.05 | Hours | 7 | 44 | 1 | FALSE | 1 | FALSE | 1 | [6 empty] | 21 | B4B5 | 2.7065 | 1.7529e-07 | 0.014675 | 0.0033661 | 0.00083528 | 3.2671e-06 | 41.6796 | 2002.5476 | 0.010756
| Civic Offices | Floor covering glue adhesive | 1700854 | 8403039 | 3.2 | Floor finishes | Install Carpet | Assembly | 50.05 | Hours | 7 | 44 | 1 | FALSE | 1 | FALSE | 1 | [6 empty] | 28 | B4B5 | 2.7065 | 1.7529e-07 | 0.014675 | 0.0033661 | 0.00083528 | 3.2671e-06 | 41.6796 | 2002.5476 | 0.010756
| Civic Offices | Floor covering glue adhesive | 1700854 | 8403039 | 3.2 | Floor finishes | Install Carpet | Assembly | 50.05 | Hours | 7 | 44 | 1 | FALSE | 1 | FALSE | 1 | [6 empty] | 35 | B4B5 | 2.7065 | 1.7529e-07 | 0.014675 | 0.0033661 | 0.00083528 | 3.2671e-06 | 41.6796 | 2002.5476 | 0.010756
| Civic Offices | Floor covering glue adhesive | 1700854 | 8403039 | 3.2 | Floor finishes | Install Carpet | Assembly | 50.05 | Hours | 7 | 44 | 1 | FALSE | 1 | FALSE | 1 | [6 empty] | 42 | B4B5 | 2.7065 | 1.7529e-07 | 0.014675 | 0.0033661 | 0.00083528 | 3.2671e-06 | 41.6796 | 2002.5476 | 0.010756
| Civic Offices | Floor covering glue adhesive | 1700854 | 8403039 | 3.2 | Floor finishes | Install Carpet | Assembly | 50.05 | Hours | 7 | 44 | 1 | FALSE | 1 | FALSE | 1 | [6 empty] | 49 | B4B5 | 2.7065 | 1.7529e-07 | 0.014675 | 0.0033661 | 0.00083528 | 3.2671e-06 | 41.6796 | 2002.5476 | 0.010756
| Civic Offices | Floor covering glue adhesive | 1700854 | 8403039 | 3.2 | Floor finishes | Install Carpet | Assembly | 50.05 | Hours | 7 | 44 | 1 | FALSE | 1 | FALSE | 1 | [6 empty] | 56 | B4B5 | 2.7065 | 1.7529e-07 | 0.014675 | 0.0033661 | 0.00083528 | 3.2671e-06 | 41.6796 | 2002.5476 | 0.010756
| Civic Offices | Assembly only finishes install carpet | 1700855 | 8403040 | 3.2 | Floor finishes | Install | Assembly | 148.72 | Hours | 7 | 44 | 1 | FALSE | 1 | FALSE | 1 | [6 empty] | 0 | A5 | 8.0423 | 5.2085e-07 | 0.043606 | 0.010002 | 0.002482 | 9.7079e-06 | 123.8479 | 5950.4272 | 0.031962
| Civic Offices | Assembly only finishes install carpet | 1700855 | 8403040 | 3.2 | Floor finishes | Install | Assembly | 148.72 | Hours | 7 | 44 | 1 | FALSE | 1 | FALSE | 1 | [6 empty] | 0 | A4 | 0 | 0 | 0 | 0 | 0 | 0 | 0 | 0 | 0
| Civic Offices | Assembly only finishes install carpet | 1700855 | 8403040 | 3.2 | Floor finishes | Install | Assembly | 148.72 | Hours | 7 | 44 | 1 | FALSE | 1 | FALSE | 1 | [6 empty] | 7 | B4B5 | 8.0423 | 5.2085e-07 | 0.043606 | 0.010002 | 0.002482 | 9.7079e-06 | 123.8479 | 5950.4272 | 0.031962
| Civic Offices | Assembly only finishes install carpet | 1700855 | 8403040 | 3.2 | Floor finishes | Install | Assembly | 148.72 | Hours | 7 | 44 | 1 | FALSE | 1 | FALSE | 1 | [6 empty] | 14 | B4B5 | 8.0423 | 5.2085e-07 | 0.043606 | 0.010002 | 0.002482 | 9.7079e-06 | 123.8479 | 5950.4272 | 0.031962
| Civic Offices | Assembly only finishes install carpet | 1700855 | 8403040 | 3.2 | Floor finishes | Install | Assembly | 148.72 | Hours | 7 | 44 | 1 | FALSE | 1 | FALSE | 1 | [6 empty] | 21 | B4B5 | 8.0423 | 5.2085e-07 | 0.043606 | 0.010002 | 0.002482 | 9.7079e-06 | 123.8479 | 5950.4272 | 0.031962
| Civic Offices | Assembly only finishes install carpet | 1700855 | 8403040 | 3.2 | Floor finishes | Install | Assembly | 148.72 | Hours | 7 | 44 | 1 | FALSE | 1 | FALSE | 1 | [6 empty] | 28 | B4B5 | 8.0423 | 5.2085e-07 | 0.043606 | 0.010002 | 0.002482 | 9.7079e-06 | 123.8479 | 5950.4272 | 0.031962
| Civic Offices | Assembly only finishes install carpet | 1700855 | 8403040 | 3.2 | Floor finishes | Install | Assembly | 148.72 | Hours | 7 | 44 | 1 | FALSE | 1 | FALSE | 1 | [6 empty] | 35 | B4B5 | 8.0423 | 5.2085e-07 | 0.043606 | 0.010002 | 0.002482 | 9.7079e-06 | 123.8479 | 5950.4272 | 0.031962
| Civic Offices | Assembly only finishes install carpet | 1700855 | 8403040 | 3.2 | Floor finishes | Install | Assembly | 148.72 | Hours | 7 | 44 | 1 | FALSE | 1 | FALSE | 1 | [6 empty] | 42 | B4B5 | 8.0423 | 5.2085e-07 | 0.043606 | 0.010002 | 0.002482 | 9.7079e-06 | 123.8479 | 5950.4272 | 0.031962
| Civic Offices | Assembly only finishes install carpet | 1700855 | 8403040 | 3.2 | Floor finishes | Install | Assembly | 148.72 | Hours | 7 | 44 | 1 | FALSE | 1 | FALSE | 1 | [6 empty] | 49 | B4B5 | 8.0423 | 5.2085e-07 | 0.043606 | 0.010002 | 0.002482 | 9.7079e-06 | 123.8479 | 5950.4272 | 0.031962
| Civic Offices | Assembly only finishes install carpet | 1700855 | 8403040 | 3.2 | Floor finishes | Install | Assembly | 148.72 | Hours | 7 | 44 | 1 | FALSE | 1 | FALSE | 1 | [6 empty] | 56 | B4B5 | 8.0423 | 5.2085e-07 | 0.043606 | 0.010002 | 0.002482 | 9.7079e-06 | 123.8479 | 5950.4272 | 0.031962
| Civic Offices | Barrier Matting; Entrance matting and matwell (Floor covering rubber crumb 10mm) | 1700856 | 8403042 | 3.2 | Floor finishes | Install laminate flooring | Assembly | 6 | Hours | 20 | 44 | 1 | FALSE | 1 | FALSE | 1 | [6 empty] | 0 | A5 | 0.32446 | 2.1013e-08 | 0.0017593 | 0.00040353 | 0.00010013 | 3.9166e-07 | 4.9966 | 240.0656 | 0.0012895
| Civic Offices | Barrier Matting; Entrance matting and matwell (Floor covering rubber crumb 10mm) | 1700856 | 8403042 | 3.2 | Floor finishes | Install laminate flooring | Assembly | 6 | Hours | 20 | 44 | 1 | FALSE | 1 | FALSE | 1 | [6 empty] | 0 | A4 | 0 | 0 | 0 | 0 | 0 | 0 | 0 | 0 | 0
| Civic Offices | Barrier Matting; Entrance matting and matwell (Floor covering rubber crumb 10mm) | 1700856 | 8403042 | 3.2 | Floor finishes | Install laminate flooring | Assembly | 6 | Hours | 20 | 44 | 1 | FALSE | 1 | FALSE | 1 | [6 empty] | 20 | B4B5 | 0.32446 | 2.1013e-08 | 0.0017593 | 0.00040353 | 0.00010013 | 3.9166e-07 | 4.9966 | 240.0656 | 0.0012895
| Civic Offices | Barrier Matting; Entrance matting and matwell (Floor covering rubber crumb 10mm) | 1700856 | 8403042 | 3.2 | Floor finishes | Install laminate flooring | Assembly | 6 | Hours | 20 | 44 | 1 | FALSE | 1 | FALSE | 1 | [6 empty] | 40 | B4B5 | 0.32446 | 2.1013e-08 | 0.0017593 | 0.00040353 | 0.00010013 | 3.9166e-07 | 4.9966 | 240.0656 | 0.0012895
| Civic Offices | Tile; Circulation and Entrance areas ground floor: porcelain tile on screed fix with adhesive and grout to match PC tiles (Floor covering porcelain floor tiles) | 1700857 | 8403045 | 3.2 | Floor finishes | Install flooring | Assembly | 278 | Hours | 25 | 44 | 1 | FALSE | 1 | FALSE | 1 | [6 empty] | 0 | A5 | 15.0333 | 9.7363e-07 | 0.081512 | 0.018697 | 0.0046395 | 1.8147e-05 | 231.5069 | 11123.0417 | 0.059746
| Civic Offices | Tile; Circulation and Entrance areas ground floor: porcelain tile on screed fix with adhesive and grout to match PC tiles (Floor covering porcelain floor tiles) | 1700857 | 8403045 | 3.2 | Floor finishes | Install flooring | Assembly | 278 | Hours | 25 | 44 | 1 | FALSE | 1 | FALSE | 1 | [6 empty] | 0 | A4 | 0 | 0 | 0 | 0 | 0 | 0 | 0 | 0 | 0
| Civic Offices | Tile; Circulation and Entrance areas ground floor: porcelain tile on screed fix with adhesive and grout to match PC tiles (Floor covering porcelain floor tiles) | 1700857 | 8403045 | 3.2 | Floor finishes | Install flooring | Assembly | 278 | Hours | 25 | 44 | 1 | FALSE | 1 | FALSE | 1 | [6 empty] | 25 | B4B5 | 15.0333 | 9.7363e-07 | 0.081512 | 0.018697 | 0.0046395 | 1.8147e-05 | 231.5069 | 11123.0417 | 0.059746
| Civic Offices | Tile; Circulation and Entrance areas ground floor: porcelain tile on screed fix with adhesive and grout to match PC tiles (Floor covering porcelain floor tiles) | 1700857 | 8403045 | 3.2 | Floor finishes | Install flooring | Assembly | 278 | Hours | 25 | 44 | 1 | FALSE | 1 | FALSE | 1 | [6 empty] | 50 | B4B5 | 15.0333 | 9.7363e-07 | 0.081512 | 0.018697 | 0.0046395 | 1.8147e-05 | 231.5069 | 11123.0417 | 0.059746
| Civic Offices | Tile circulation areas upper floors (Floor covering porcelain floor tiles) | 1700858 | 8403048 | 3.2 | Floor finishes | Install flooring | Assembly | 480 | Hours | 25 | 44 | 1 | FALSE | 1 | FALSE | 1 | [6 empty] | 0 | A5 | 25.9568 | 1.6811e-06 | 0.14074 | 0.032282 | 0.0080106 | 3.1333e-05 | 399.7242 | 19205.2518 | 0.10316
| Civic Offices | Tile circulation areas upper floors (Floor covering porcelain floor tiles) | 1700858 | 8403048 | 3.2 | Floor finishes | Install flooring | Assembly | 480 | Hours | 25 | 44 | 1 | FALSE | 1 | FALSE | 1 | [6 empty] | 0 | A4 | 0 | 0 | 0 | 0 | 0 | 0 | 0 | 0 | 0
| Civic Offices | Tile circulation areas upper floors (Floor covering porcelain floor tiles) | 1700858 | 8403048 | 3.2 | Floor finishes | Install flooring | Assembly | 480 | Hours | 25 | 44 | 1 | FALSE | 1 | FALSE | 1 | [6 empty] | 25 | B4B5 | 25.9568 | 1.6811e-06 | 0.14074 | 0.032282 | 0.0080106 | 3.1333e-05 | 399.7242 | 19205.2518 | 0.10316
| Civic Offices | Tile circulation areas upper floors (Floor covering porcelain floor tiles) | 1700858 | 8403048 | 3.2 | Floor finishes | Install flooring | Assembly | 480 | Hours | 25 | 44 | 1 | FALSE | 1 | FALSE | 1 | [6 empty] | 50 | B4B5 | 25.9568 | 1.6811e-06 | 0.14074 | 0.032282 | 0.0080106 | 3.1333e-05 | 399.7242 | 19205.2518 | 0.10316
| Civic Offices | Timber Floor; Registry Area engineered timber floor laid on screed (Floor covering timber hardwood 22mm (e.g. Oak)) | 1700859 | 8403050 | 3.2 | Floor finishes | Install decking | Assembly | 38.5 | Hours | 15 | 44 | 1 | FALSE | 1 | FALSE | 1 | [6 empty] | 0 | A5 | 2.082 | 1.3484e-07 | 0.011289 | 0.0025893 | 0.00064252 | 2.5131e-06 | 32.0612 | 1540.4212 | 0.0082741
| Civic Offices | Timber Floor; Registry Area engineered timber floor laid on screed (Floor covering timber hardwood 22mm (e.g. Oak)) | 1700859 | 8403050 | 3.2 | Floor finishes | Install decking | Assembly | 38.5 | Hours | 15 | 44 | 1 | FALSE | 1 | FALSE | 1 | [6 empty] | 0 | A4 | 0 | 0 | 0 | 0 | 0 | 0 | 0 | 0 | 0
| Civic Offices | Timber Floor; Registry Area engineered timber floor laid on screed (Floor covering timber hardwood 22mm (e.g. Oak)) | 1700859 | 8403050 | 3.2 | Floor finishes | Install decking | Assembly | 38.5 | Hours | 15 | 44 | 1 | FALSE | 1 | FALSE | 1 | [6 empty] | 15 | B4B5 | 2.082 | 1.3484e-07 | 0.011289 | 0.0025893 | 0.00064252 | 2.5131e-06 | 32.0612 | 1540.4212 | 0.0082741
| Civic Offices | Timber Floor; Registry Area engineered timber floor laid on screed (Floor covering timber hardwood 22mm (e.g. Oak)) | 1700859 | 8403050 | 3.2 | Floor finishes | Install decking | Assembly | 38.5 | Hours | 15 | 44 | 1 | FALSE | 1 | FALSE | 1 | [6 empty] | 30 | B4B5 | 2.082 | 1.3484e-07 | 0.011289 | 0.0025893 | 0.00064252 | 2.5131e-06 | 32.0612 | 1540.4212 | 0.0082741
| Civic Offices | Timber Floor; Registry Area engineered timber floor laid on screed (Floor covering timber hardwood 22mm (e.g. Oak)) | 1700859 | 8403050 | 3.2 | Floor finishes | Install decking | Assembly | 38.5 | Hours | 15 | 44 | 1 | FALSE | 1 | FALSE | 1 | [6 empty] | 45 | B4B5 | 2.082 | 1.3484e-07 | 0.011289 | 0.0025893 | 0.00064252 | 2.5131e-06 | 32.0612 | 1540.4212 | 0.0082741
| Civic Offices | WC Tile; WC and Cleaner areas laid on screed (Floor covering porcelain floor tiles) | 1700860 | 8403053 | 3.2 | Floor finishes | Install flooring | Assembly | 30 | Hours | 25 | 44 | 1 | FALSE | 1 | FALSE | 1 | [6 empty] | 0 | A5 | 1.6223 | 1.0507e-07 | 0.0087963 | 0.0020177 | 0.00050066 | 1.9583e-06 | 24.9828 | 1200.3282 | 0.0064474
| Civic Offices | WC Tile; WC and Cleaner areas laid on screed (Floor covering porcelain floor tiles) | 1700860 | 8403053 | 3.2 | Floor finishes | Install flooring | Assembly | 30 | Hours | 25 | 44 | 1 | FALSE | 1 | FALSE | 1 | [6 empty] | 0 | A4 | 0 | 0 | 0 | 0 | 0 | 0 | 0 | 0 | 0
| Civic Offices | WC Tile; WC and Cleaner areas laid on screed (Floor covering porcelain floor tiles) | 1700860 | 8403053 | 3.2 | Floor finishes | Install flooring | Assembly | 30 | Hours | 25 | 44 | 1 | FALSE | 1 | FALSE | 1 | [6 empty] | 25 | B4B5 | 1.6223 | 1.0507e-07 | 0.0087963 | 0.0020177 | 0.00050066 | 1.9583e-06 | 24.9828 | 1200.3282 | 0.0064474
| Civic Offices | WC Tile; WC and Cleaner areas laid on screed (Floor covering porcelain floor tiles) | 1700860 | 8403053 | 3.2 | Floor finishes | Install flooring | Assembly | 30 | Hours | 25 | 44 | 1 | FALSE | 1 | FALSE | 1 | [6 empty] | 50 | B4B5 | 1.6223 | 1.0507e-07 | 0.0087963 | 0.0020177 | 0.00050066 | 1.9583e-06 | 24.9828 | 1200.3282 | 0.0064474
| Civic Offices | WC Tile; WC and Cleaner areas laid on raised access floor (Floor covering porcelain floor tiles) | 1700861 | 8403056 | 3.2 | Floor finishes | Install flooring | Assembly | 59 | Hours | 25 | 44 | 1 | FALSE | 1 | FALSE | 1 | [6 empty] | 0 | A5 | 3.1905 | 2.0663e-07 | 0.017299 | 0.0039681 | 0.00098464 | 3.8513e-06 | 49.1328 | 2360.6455 | 0.01268
| Civic Offices | WC Tile; WC and Cleaner areas laid on raised access floor (Floor covering porcelain floor tiles) | 1700861 | 8403056 | 3.2 | Floor finishes | Install flooring | Assembly | 59 | Hours | 25 | 44 | 1 | FALSE | 1 | FALSE | 1 | [6 empty] | 0 | A4 | 0 | 0 | 0 | 0 | 0 | 0 | 0 | 0 | 0
| Civic Offices | WC Tile; WC and Cleaner areas laid on raised access floor (Floor covering porcelain floor tiles) | 1700861 | 8403056 | 3.2 | Floor finishes | Install flooring | Assembly | 59 | Hours | 25 | 44 | 1 | FALSE | 1 | FALSE | 1 | [6 empty] | 25 | B4B5 | 3.1905 | 2.0663e-07 | 0.017299 | 0.0039681 | 0.00098464 | 3.8513e-06 | 49.1328 | 2360.6455 | 0.01268
| Civic Offices | WC Tile; WC and Cleaner areas laid on raised access floor (Floor covering porcelain floor tiles) | 1700861 | 8403056 | 3.2 | Floor finishes | Install flooring | Assembly | 59 | Hours | 25 | 44 | 1 | FALSE | 1 | FALSE | 1 | [6 empty] | 50 | B4B5 | 3.1905 | 2.0663e-07 | 0.017299 | 0.0039681 | 0.00098464 | 3.8513e-06 | 49.1328 | 2360.6455 | 0.01268
| Civic Offices | Skirtings and the like: Skirtings to general carpet areas. timber 125mm high (Finish mdf skirting painted) | 1700862 | 8403058 | 3.1 | Wall finishes | install | Assembly | 44.654 | Hours | 15 | 44 | 1 | FALSE | 1 | FALSE | 1 | [6 empty] | 0 | A5 | 2.4147 | 1.5639e-07 | 0.013093 | 0.0030032 | 0.00074522 | 2.9148e-06 | 37.186 | 1786.6486 | 0.0095967
| Civic Offices | Skirtings and the like: Skirtings to general carpet areas. timber 125mm high (Finish mdf skirting painted) | 1700862 | 8403058 | 3.1 | Wall finishes | install | Assembly | 44.654 | Hours | 15 | 44 | 1 | FALSE | 1 | FALSE | 1 | [6 empty] | 0 | A4 | 0 | 0 | 0 | 0 | 0 | 0 | 0 | 0 | 0
| Civic Offices | Skirtings and the like: Skirtings to general carpet areas. timber 125mm high (Finish mdf skirting painted) | 1700862 | 8403058 | 3.1 | Wall finishes | install | Assembly | 44.654 | Hours | 15 | 44 | 1 | FALSE | 1 | FALSE | 1 | [6 empty] | 15 | B4B5 | 2.4147 | 1.5639e-07 | 0.013093 | 0.0030032 | 0.00074522 | 2.9148e-06 | 37.186 | 1786.6486 | 0.0095967
| Civic Offices | Skirtings and the like: Skirtings to general carpet areas. timber 125mm high (Finish mdf skirting painted) | 1700862 | 8403058 | 3.1 | Wall finishes | install | Assembly | 44.654 | Hours | 15 | 44 | 1 | FALSE | 1 | FALSE | 1 | [6 empty] | 30 | B4B5 | 2.4147 | 1.5639e-07 | 0.013093 | 0.0030032 | 0.00074522 | 2.9148e-06 | 37.186 | 1786.6486 | 0.0095967
| Civic Offices | Skirtings and the like: Skirtings to general carpet areas. timber 125mm high (Finish mdf skirting painted) | 1700862 | 8403058 | 3.1 | Wall finishes | install | Assembly | 44.654 | Hours | 15 | 44 | 1 | FALSE | 1 | FALSE | 1 | [6 empty] | 45 | B4B5 | 2.4147 | 1.5639e-07 | 0.013093 | 0.0030032 | 0.00074522 | 2.9148e-06 | 37.186 | 1786.6486 | 0.0095967
| Civic Offices | Assembly only internal wall finish paint (5 years) | 1700864 | 8403060 | 3.1 | Wall finishes | Paint | Assembly | 8.07 | Hours | 5 | 44 | 1 | FALSE | 1 | FALSE | 1 | [6 empty] | 0 | A5 | 0.4364 | 2.8263e-08 | 0.0023662 | 0.00054275 | 0.00013468 | 5.2678e-07 | 6.7204 | 322.8883 | 0.0017343
| Civic Offices | Assembly only internal wall finish paint (5 years) | 1700864 | 8403060 | 3.1 | Wall finishes | Paint | Assembly | 8.07 | Hours | 5 | 44 | 1 | FALSE | 1 | FALSE | 1 | [6 empty] | 0 | A4 | 0 | 0 | 0 | 0 | 0 | 0 | 0 | 0 | 0
| Civic Offices | Assembly only internal wall finish paint (5 years) | 1700864 | 8403060 | 3.1 | Wall finishes | Paint | Assembly | 8.07 | Hours | 5 | 44 | 1 | FALSE | 1 | FALSE | 1 | [6 empty] | 5 | B4B5 | 0.4364 | 2.8263e-08 | 0.0023662 | 0.00054275 | 0.00013468 | 5.2678e-07 | 6.7204 | 322.8883 | 0.0017343
| Civic Offices | Assembly only internal wall finish paint (5 years) | 1700864 | 8403060 | 3.1 | Wall finishes | Paint | Assembly | 8.07 | Hours | 5 | 44 | 1 | FALSE | 1 | FALSE | 1 | [6 empty] | 10 | B4B5 | 0.4364 | 2.8263e-08 | 0.0023662 | 0.00054275 | 0.00013468 | 5.2678e-07 | 6.7204 | 322.8883 | 0.0017343
| Civic Offices | Assembly only internal wall finish paint (5 years) | 1700864 | 8403060 | 3.1 | Wall finishes | Paint | Assembly | 8.07 | Hours | 5 | 44 | 1 | FALSE | 1 | FALSE | 1 | [6 empty] | 15 | B4B5 | 0.4364 | 2.8263e-08 | 0.0023662 | 0.00054275 | 0.00013468 | 5.2678e-07 | 6.7204 | 322.8883 | 0.0017343
| Civic Offices | Assembly only internal wall finish paint (5 years) | 1700864 | 8403060 | 3.1 | Wall finishes | Paint | Assembly | 8.07 | Hours | 5 | 44 | 1 | FALSE | 1 | FALSE | 1 | [6 empty] | 20 | B4B5 | 0.4364 | 2.8263e-08 | 0.0023662 | 0.00054275 | 0.00013468 | 5.2678e-07 | 6.7204 | 322.8883 | 0.0017343
| Civic Offices | Assembly only internal wall finish paint (5 years) | 1700864 | 8403060 | 3.1 | Wall finishes | Paint | Assembly | 8.07 | Hours | 5 | 44 | 1 | FALSE | 1 | FALSE | 1 | [6 empty] | 25 | B4B5 | 0.4364 | 2.8263e-08 | 0.0023662 | 0.00054275 | 0.00013468 | 5.2678e-07 | 6.7204 | 322.8883 | 0.0017343
| Civic Offices | Assembly only internal wall finish paint (5 years) | 1700864 | 8403060 | 3.1 | Wall finishes | Paint | Assembly | 8.07 | Hours | 5 | 44 | 1 | FALSE | 1 | FALSE | 1 | [6 empty] | 30 | B4B5 | 0.4364 | 2.8263e-08 | 0.0023662 | 0.00054275 | 0.00013468 | 5.2678e-07 | 6.7204 | 322.8883 | 0.0017343
| Civic Offices | Assembly only internal wall finish paint (5 years) | 1700864 | 8403060 | 3.1 | Wall finishes | Paint | Assembly | 8.07 | Hours | 5 | 44 | 1 | FALSE | 1 | FALSE | 1 | [6 empty] | 35 | B4B5 | 0.4364 | 2.8263e-08 | 0.0023662 | 0.00054275 | 0.00013468 | 5.2678e-07 | 6.7204 | 322.8883 | 0.0017343
| Civic Offices | Assembly only internal wall finish paint (5 years) | 1700864 | 8403060 | 3.1 | Wall finishes | Paint | Assembly | 8.07 | Hours | 5 | 44 | 1 | FALSE | 1 | FALSE | 1 | [6 empty] | 40 | B4B5 | 0.4364 | 2.8263e-08 | 0.0023662 | 0.00054275 | 0.00013468 | 5.2678e-07 | 6.7204 | 322.8883 | 0.0017343
| Civic Offices | Assembly only internal wall finish paint (5 years) | 1700864 | 8403060 | 3.1 | Wall finishes | Paint | Assembly | 8.07 | Hours | 5 | 44 | 1 | FALSE | 1 | FALSE | 1 | [6 empty] | 45 | B4B5 | 0.4364 | 2.8263e-08 | 0.0023662 | 0.00054275 | 0.00013468 | 5.2678e-07 | 6.7204 | 322.8883 | 0.0017343
| Civic Offices | Assembly only internal wall finish paint (5 years) | 1700864 | 8403060 | 3.1 | Wall finishes | Paint | Assembly | 8.07 | Hours | 5 | 44 | 1 | FALSE | 1 | FALSE | 1 | [6 empty] | 50 | B4B5 | 0.4364 | 2.8263e-08 | 0.0023662 | 0.00054275 | 0.00013468 | 5.2678e-07 | 6.7204 | 322.8883 | 0.0017343
| Civic Offices | Assembly only internal wall finish paint (5 years) | 1700864 | 8403060 | 3.1 | Wall finishes | Paint | Assembly | 8.07 | Hours | 5 | 44 | 1 | FALSE | 1 | FALSE | 1 | [6 empty] | 55 | B4B5 | 0.4364 | 2.8263e-08 | 0.0023662 | 0.00054275 | 0.00013468 | 5.2678e-07 | 6.7204 | 322.8883 | 0.0017343
| Civic Offices | Skirtings to council chamber and mayors parlour timber 225 high moulded (Finish mdf skirting painted) | 1700865 | 8403062 | 3.1 | Wall finishes | install | Assembly | 8.798 | Hours | 15 | 44 | 1 | FALSE | 1 | FALSE | 1 | [6 empty] | 0 | A5 | 0.47577 | 3.0813e-08 | 0.0025796 | 0.00059171 | 0.00014683 | 5.743e-07 | 7.3266 | 352.0163 | 0.0018908
| Civic Offices | Skirtings to council chamber and mayors parlour timber 225 high moulded (Finish mdf skirting painted) | 1700865 | 8403062 | 3.1 | Wall finishes | install | Assembly | 8.798 | Hours | 15 | 44 | 1 | FALSE | 1 | FALSE | 1 | [6 empty] | 0 | A4 | 0 | 0 | 0 | 0 | 0 | 0 | 0 | 0 | 0
| Civic Offices | Skirtings to council chamber and mayors parlour timber 225 high moulded (Finish mdf skirting painted) | 1700865 | 8403062 | 3.1 | Wall finishes | install | Assembly | 8.798 | Hours | 15 | 44 | 1 | FALSE | 1 | FALSE | 1 | [6 empty] | 15 | B4B5 | 0.47577 | 3.0813e-08 | 0.0025796 | 0.00059171 | 0.00014683 | 5.743e-07 | 7.3266 | 352.0163 | 0.0018908
| Civic Offices | Skirtings to council chamber and mayors parlour timber 225 high moulded (Finish mdf skirting painted) | 1700865 | 8403062 | 3.1 | Wall finishes | install | Assembly | 8.798 | Hours | 15 | 44 | 1 | FALSE | 1 | FALSE | 1 | [6 empty] | 30 | B4B5 | 0.47577 | 3.0813e-08 | 0.0025796 | 0.00059171 | 0.00014683 | 5.743e-07 | 7.3266 | 352.0163 | 0.0018908
| Civic Offices | Skirtings to council chamber and mayors parlour timber 225 high moulded (Finish mdf skirting painted) | 1700865 | 8403062 | 3.1 | Wall finishes | install | Assembly | 8.798 | Hours | 15 | 44 | 1 | FALSE | 1 | FALSE | 1 | [6 empty] | 45 | B4B5 | 0.47577 | 3.0813e-08 | 0.0025796 | 0.00059171 | 0.00014683 | 5.743e-07 | 7.3266 | 352.0163 | 0.0018908
| Civic Offices | Assembly only internal wall finish paint (5 years) | 1700867 | 8403064 | 3.1 | Wall finishes | Paint | Assembly | 1.59 | Hours | 5 | 44 | 1 | FALSE | 1 | FALSE | 1 | [6 empty] | 0 | A5 | 0.085982 | 5.5686e-09 | 0.0004662 | 0.00010694 | 2.6535e-05 | 1.0379e-07 | 1.3241 | 63.6174 | 0.00034171
| Civic Offices | Assembly only internal wall finish paint (5 years) | 1700867 | 8403064 | 3.1 | Wall finishes | Paint | Assembly | 1.59 | Hours | 5 | 44 | 1 | FALSE | 1 | FALSE | 1 | [6 empty] | 0 | A4 | 0 | 0 | 0 | 0 | 0 | 0 | 0 | 0 | 0
| Civic Offices | Assembly only internal wall finish paint (5 years) | 1700867 | 8403064 | 3.1 | Wall finishes | Paint | Assembly | 1.59 | Hours | 5 | 44 | 1 | FALSE | 1 | FALSE | 1 | [6 empty] | 5 | B4B5 | 0.085982 | 5.5686e-09 | 0.0004662 | 0.00010694 | 2.6535e-05 | 1.0379e-07 | 1.3241 | 63.6174 | 0.00034171
| Civic Offices | Assembly only internal wall finish paint (5 years) | 1700867 | 8403064 | 3.1 | Wall finishes | Paint | Assembly | 1.59 | Hours | 5 | 44 | 1 | FALSE | 1 | FALSE | 1 | [6 empty] | 10 | B4B5 | 0.085982 | 5.5686e-09 | 0.0004662 | 0.00010694 | 2.6535e-05 | 1.0379e-07 | 1.3241 | 63.6174 | 0.00034171
| Civic Offices | Assembly only internal wall finish paint (5 years) | 1700867 | 8403064 | 3.1 | Wall finishes | Paint | Assembly | 1.59 | Hours | 5 | 44 | 1 | FALSE | 1 | FALSE | 1 | [6 empty] | 15 | B4B5 | 0.085982 | 5.5686e-09 | 0.0004662 | 0.00010694 | 2.6535e-05 | 1.0379e-07 | 1.3241 | 63.6174 | 0.00034171
| Civic Offices | Assembly only internal wall finish paint (5 years) | 1700867 | 8403064 | 3.1 | Wall finishes | Paint | Assembly | 1.59 | Hours | 5 | 44 | 1 | FALSE | 1 | FALSE | 1 | [6 empty] | 20 | B4B5 | 0.085982 | 5.5686e-09 | 0.0004662 | 0.00010694 | 2.6535e-05 | 1.0379e-07 | 1.3241 | 63.6174 | 0.00034171
| Civic Offices | Assembly only internal wall finish paint (5 years) | 1700867 | 8403064 | 3.1 | Wall finishes | Paint | Assembly | 1.59 | Hours | 5 | 44 | 1 | FALSE | 1 | FALSE | 1 | [6 empty] | 25 | B4B5 | 0.085982 | 5.5686e-09 | 0.0004662 | 0.00010694 | 2.6535e-05 | 1.0379e-07 | 1.3241 | 63.6174 | 0.00034171
| Civic Offices | Assembly only internal wall finish paint (5 years) | 1700867 | 8403064 | 3.1 | Wall finishes | Paint | Assembly | 1.59 | Hours | 5 | 44 | 1 | FALSE | 1 | FALSE | 1 | [6 empty] | 30 | B4B5 | 0.085982 | 5.5686e-09 | 0.0004662 | 0.00010694 | 2.6535e-05 | 1.0379e-07 | 1.3241 | 63.6174 | 0.00034171
| Civic Offices | Assembly only internal wall finish paint (5 years) | 1700867 | 8403064 | 3.1 | Wall finishes | Paint | Assembly | 1.59 | Hours | 5 | 44 | 1 | FALSE | 1 | FALSE | 1 | [6 empty] | 35 | B4B5 | 0.085982 | 5.5686e-09 | 0.0004662 | 0.00010694 | 2.6535e-05 | 1.0379e-07 | 1.3241 | 63.6174 | 0.00034171
| Civic Offices | Assembly only internal wall finish paint (5 years) | 1700867 | 8403064 | 3.1 | Wall finishes | Paint | Assembly | 1.59 | Hours | 5 | 44 | 1 | FALSE | 1 | FALSE | 1 | [6 empty] | 40 | B4B5 | 0.085982 | 5.5686e-09 | 0.0004662 | 0.00010694 | 2.6535e-05 | 1.0379e-07 | 1.3241 | 63.6174 | 0.00034171
| Civic Offices | Assembly only internal wall finish paint (5 years) | 1700867 | 8403064 | 3.1 | Wall finishes | Paint | Assembly | 1.59 | Hours | 5 | 44 | 1 | FALSE | 1 | FALSE | 1 | [6 empty] | 45 | B4B5 | 0.085982 | 5.5686e-09 | 0.0004662 | 0.00010694 | 2.6535e-05 | 1.0379e-07 | 1.3241 | 63.6174 | 0.00034171
| Civic Offices | Assembly only internal wall finish paint (5 years) | 1700867 | 8403064 | 3.1 | Wall finishes | Paint | Assembly | 1.59 | Hours | 5 | 44 | 1 | FALSE | 1 | FALSE | 1 | [6 empty] | 50 | B4B5 | 0.085982 | 5.5686e-09 | 0.0004662 | 0.00010694 | 2.6535e-05 | 1.0379e-07 | 1.3241 | 63.6174 | 0.00034171
| Civic Offices | Assembly only internal wall finish paint (5 years) | 1700867 | 8403064 | 3.1 | Wall finishes | Paint | Assembly | 1.59 | Hours | 5 | 44 | 1 | FALSE | 1 | FALSE | 1 | [6 empty] | 55 | B4B5 | 0.085982 | 5.5686e-09 | 0.0004662 | 0.00010694 | 2.6535e-05 | 1.0379e-07 | 1.3241 | 63.6174 | 0.00034171
| Civic Offices | Skirting to tile in ground floor and upper floor circulation areas - details to be confirmed (Finish mdf skirting painted) | 1700868 | 8403066 | 3.1 | Wall finishes | install | Assembly | 33.283 | Hours | 15 | 44 | 1 | FALSE | 1 | FALSE | 1 | [6 empty] | 0 | A5 | 1.7998 | 1.1657e-07 | 0.0097589 | 0.0022385 | 0.00055545 | 2.1726e-06 | 27.7167 | 1331.6842 | 0.0071529
| Civic Offices | Skirting to tile in ground floor and upper floor circulation areas - details to be confirmed (Finish mdf skirting painted) | 1700868 | 8403066 | 3.1 | Wall finishes | install | Assembly | 33.283 | Hours | 15 | 44 | 1 | FALSE | 1 | FALSE | 1 | [6 empty] | 0 | A4 | 0 | 0 | 0 | 0 | 0 | 0 | 0 | 0 | 0
| Civic Offices | Skirting to tile in ground floor and upper floor circulation areas - details to be confirmed (Finish mdf skirting painted) | 1700868 | 8403066 | 3.1 | Wall finishes | install | Assembly | 33.283 | Hours | 15 | 44 | 1 | FALSE | 1 | FALSE | 1 | [6 empty] | 15 | B4B5 | 1.7998 | 1.1657e-07 | 0.0097589 | 0.0022385 | 0.00055545 | 2.1726e-06 | 27.7167 | 1331.6842 | 0.0071529
| Civic Offices | Skirting to tile in ground floor and upper floor circulation areas - details to be confirmed (Finish mdf skirting painted) | 1700868 | 8403066 | 3.1 | Wall finishes | install | Assembly | 33.283 | Hours | 15 | 44 | 1 | FALSE | 1 | FALSE | 1 | [6 empty] | 30 | B4B5 | 1.7998 | 1.1657e-07 | 0.0097589 | 0.0022385 | 0.00055545 | 2.1726e-06 | 27.7167 | 1331.6842 | 0.0071529
| Civic Offices | Skirting to tile in ground floor and upper floor circulation areas - details to be confirmed (Finish mdf skirting painted) | 1700868 | 8403066 | 3.1 | Wall finishes | install | Assembly | 33.283 | Hours | 15 | 44 | 1 | FALSE | 1 | FALSE | 1 | [6 empty] | 45 | B4B5 | 1.7998 | 1.1657e-07 | 0.0097589 | 0.0022385 | 0.00055545 | 2.1726e-06 | 27.7167 | 1331.6842 | 0.0071529
| Civic Offices | Assembly only internal wall finish paint (5 years) | 1700870 | 8403068 | 3.1 | Wall finishes | Paint | Assembly | 6.015 | Hours | 5 | 44 | 1 | FALSE | 1 | FALSE | 1 | [6 empty] | 0 | A5 | 0.32527 | 2.1066e-08 | 0.0017636 | 0.00040454 | 0.00010038 | 3.9264e-07 | 5.009 | 240.6658 | 0.0012927
| Civic Offices | Assembly only internal wall finish paint (5 years) | 1700870 | 8403068 | 3.1 | Wall finishes | Paint | Assembly | 6.015 | Hours | 5 | 44 | 1 | FALSE | 1 | FALSE | 1 | [6 empty] | 0 | A4 | 0 | 0 | 0 | 0 | 0 | 0 | 0 | 0 | 0
| Civic Offices | Assembly only internal wall finish paint (5 years) | 1700870 | 8403068 | 3.1 | Wall finishes | Paint | Assembly | 6.015 | Hours | 5 | 44 | 1 | FALSE | 1 | FALSE | 1 | [6 empty] | 5 | B4B5 | 0.32527 | 2.1066e-08 | 0.0017636 | 0.00040454 | 0.00010038 | 3.9264e-07 | 5.009 | 240.6658 | 0.0012927
| Civic Offices | Assembly only internal wall finish paint (5 years) | 1700870 | 8403068 | 3.1 | Wall finishes | Paint | Assembly | 6.015 | Hours | 5 | 44 | 1 | FALSE | 1 | FALSE | 1 | [6 empty] | 10 | B4B5 | 0.32527 | 2.1066e-08 | 0.0017636 | 0.00040454 | 0.00010038 | 3.9264e-07 | 5.009 | 240.6658 | 0.0012927
| Civic Offices | Assembly only internal wall finish paint (5 years) | 1700870 | 8403068 | 3.1 | Wall finishes | Paint | Assembly | 6.015 | Hours | 5 | 44 | 1 | FALSE | 1 | FALSE | 1 | [6 empty] | 15 | B4B5 | 0.32527 | 2.1066e-08 | 0.0017636 | 0.00040454 | 0.00010038 | 3.9264e-07 | 5.009 | 240.6658 | 0.0012927
| Civic Offices | Assembly only internal wall finish paint (5 years) | 1700870 | 8403068 | 3.1 | Wall finishes | Paint | Assembly | 6.015 | Hours | 5 | 44 | 1 | FALSE | 1 | FALSE | 1 | [6 empty] | 20 | B4B5 | 0.32527 | 2.1066e-08 | 0.0017636 | 0.00040454 | 0.00010038 | 3.9264e-07 | 5.009 | 240.6658 | 0.0012927
| Civic Offices | Assembly only internal wall finish paint (5 years) | 1700870 | 8403068 | 3.1 | Wall finishes | Paint | Assembly | 6.015 | Hours | 5 | 44 | 1 | FALSE | 1 | FALSE | 1 | [6 empty] | 25 | B4B5 | 0.32527 | 2.1066e-08 | 0.0017636 | 0.00040454 | 0.00010038 | 3.9264e-07 | 5.009 | 240.6658 | 0.0012927
| Civic Offices | Assembly only internal wall finish paint (5 years) | 1700870 | 8403068 | 3.1 | Wall finishes | Paint | Assembly | 6.015 | Hours | 5 | 44 | 1 | FALSE | 1 | FALSE | 1 | [6 empty] | 30 | B4B5 | 0.32527 | 2.1066e-08 | 0.0017636 | 0.00040454 | 0.00010038 | 3.9264e-07 | 5.009 | 240.6658 | 0.0012927
| Civic Offices | Assembly only internal wall finish paint (5 years) | 1700870 | 8403068 | 3.1 | Wall finishes | Paint | Assembly | 6.015 | Hours | 5 | 44 | 1 | FALSE | 1 | FALSE | 1 | [6 empty] | 35 | B4B5 | 0.32527 | 2.1066e-08 | 0.0017636 | 0.00040454 | 0.00010038 | 3.9264e-07 | 5.009 | 240.6658 | 0.0012927
| Civic Offices | Assembly only internal wall finish paint (5 years) | 1700870 | 8403068 | 3.1 | Wall finishes | Paint | Assembly | 6.015 | Hours | 5 | 44 | 1 | FALSE | 1 | FALSE | 1 | [6 empty] | 40 | B4B5 | 0.32527 | 2.1066e-08 | 0.0017636 | 0.00040454 | 0.00010038 | 3.9264e-07 | 5.009 | 240.6658 | 0.0012927
| Civic Offices | Assembly only internal wall finish paint (5 years) | 1700870 | 8403068 | 3.1 | Wall finishes | Paint | Assembly | 6.015 | Hours | 5 | 44 | 1 | FALSE | 1 | FALSE | 1 | [6 empty] | 45 | B4B5 | 0.32527 | 2.1066e-08 | 0.0017636 | 0.00040454 | 0.00010038 | 3.9264e-07 | 5.009 | 240.6658 | 0.0012927
| Civic Offices | Assembly only internal wall finish paint (5 years) | 1700870 | 8403068 | 3.1 | Wall finishes | Paint | Assembly | 6.015 | Hours | 5 | 44 | 1 | FALSE | 1 | FALSE | 1 | [6 empty] | 50 | B4B5 | 0.32527 | 2.1066e-08 | 0.0017636 | 0.00040454 | 0.00010038 | 3.9264e-07 | 5.009 | 240.6658 | 0.0012927
| Civic Offices | Assembly only internal wall finish paint (5 years) | 1700870 | 8403068 | 3.1 | Wall finishes | Paint | Assembly | 6.015 | Hours | 5 | 44 | 1 | FALSE | 1 | FALSE | 1 | [6 empty] | 55 | B4B5 | 0.32527 | 2.1066e-08 | 0.0017636 | 0.00040454 | 0.00010038 | 3.9264e-07 | 5.009 | 240.6658 | 0.0012927
| Civic Offices | skirting to WC tiled areas - details to be confirmed (Finish mdf skirting painted) | 1700871 | 8403070 | 3.1 | Wall finishes | install | Assembly | 11.537 | Hours | 15 | 44 | 1 | FALSE | 1 | FALSE | 1 | [6 empty] | 0 | A5 | 0.62388 | 4.0405e-08 | 0.0033827 | 0.00077592 | 0.00019254 | 7.5309e-07 | 9.6075 | 461.6062 | 0.0024794
| Civic Offices | skirting to WC tiled areas - details to be confirmed (Finish mdf skirting painted) | 1700871 | 8403070 | 3.1 | Wall finishes | install | Assembly | 11.537 | Hours | 15 | 44 | 1 | FALSE | 1 | FALSE | 1 | [6 empty] | 0 | A4 | 0 | 0 | 0 | 0 | 0 | 0 | 0 | 0 | 0
| Civic Offices | skirting to WC tiled areas - details to be confirmed (Finish mdf skirting painted) | 1700871 | 8403070 | 3.1 | Wall finishes | install | Assembly | 11.537 | Hours | 15 | 44 | 1 | FALSE | 1 | FALSE | 1 | [6 empty] | 15 | B4B5 | 0.62388 | 4.0405e-08 | 0.0033827 | 0.00077592 | 0.00019254 | 7.5309e-07 | 9.6075 | 461.6062 | 0.0024794
| Civic Offices | skirting to WC tiled areas - details to be confirmed (Finish mdf skirting painted) | 1700871 | 8403070 | 3.1 | Wall finishes | install | Assembly | 11.537 | Hours | 15 | 44 | 1 | FALSE | 1 | FALSE | 1 | [6 empty] | 30 | B4B5 | 0.62388 | 4.0405e-08 | 0.0033827 | 0.00077592 | 0.00019254 | 7.5309e-07 | 9.6075 | 461.6062 | 0.0024794
| Civic Offices | skirting to WC tiled areas - details to be confirmed (Finish mdf skirting painted) | 1700871 | 8403070 | 3.1 | Wall finishes | install | Assembly | 11.537 | Hours | 15 | 44 | 1 | FALSE | 1 | FALSE | 1 | [6 empty] | 45 | B4B5 | 0.62388 | 4.0405e-08 | 0.0033827 | 0.00077592 | 0.00019254 | 7.5309e-07 | 9.6075 | 461.6062 | 0.0024794
| Civic Offices | Assembly only internal wall finish paint (5 years) | 1700873 | 8403072 | 3.1 | Wall finishes | Paint | Assembly | 2.085 | Hours | 5 | 44 | 1 | FALSE | 1 | FALSE | 1 | [6 empty] | 0 | A5 | 0.11275 | 7.3022e-09 | 0.00061134 | 0.00014023 | 3.4796e-05 | 1.361e-07 | 1.7363 | 83.4228 | 0.00044809
| Civic Offices | Assembly only internal wall finish paint (5 years) | 1700873 | 8403072 | 3.1 | Wall finishes | Paint | Assembly | 2.085 | Hours | 5 | 44 | 1 | FALSE | 1 | FALSE | 1 | [6 empty] | 0 | A4 | 0 | 0 | 0 | 0 | 0 | 0 | 0 | 0 | 0
| Civic Offices | Assembly only internal wall finish paint (5 years) | 1700873 | 8403072 | 3.1 | Wall finishes | Paint | Assembly | 2.085 | Hours | 5 | 44 | 1 | FALSE | 1 | FALSE | 1 | [6 empty] | 5 | B4B5 | 0.11275 | 7.3022e-09 | 0.00061134 | 0.00014023 | 3.4796e-05 | 1.361e-07 | 1.7363 | 83.4228 | 0.00044809
| Civic Offices | Assembly only internal wall finish paint (5 years) | 1700873 | 8403072 | 3.1 | Wall finishes | Paint | Assembly | 2.085 | Hours | 5 | 44 | 1 | FALSE | 1 | FALSE | 1 | [6 empty] | 10 | B4B5 | 0.11275 | 7.3022e-09 | 0.00061134 | 0.00014023 | 3.4796e-05 | 1.361e-07 | 1.7363 | 83.4228 | 0.00044809
| Civic Offices | Assembly only internal wall finish paint (5 years) | 1700873 | 8403072 | 3.1 | Wall finishes | Paint | Assembly | 2.085 | Hours | 5 | 44 | 1 | FALSE | 1 | FALSE | 1 | [6 empty] | 15 | B4B5 | 0.11275 | 7.3022e-09 | 0.00061134 | 0.00014023 | 3.4796e-05 | 1.361e-07 | 1.7363 | 83.4228 | 0.00044809
| Civic Offices | Assembly only internal wall finish paint (5 years) | 1700873 | 8403072 | 3.1 | Wall finishes | Paint | Assembly | 2.085 | Hours | 5 | 44 | 1 | FALSE | 1 | FALSE | 1 | [6 empty] | 20 | B4B5 | 0.11275 | 7.3022e-09 | 0.00061134 | 0.00014023 | 3.4796e-05 | 1.361e-07 | 1.7363 | 83.4228 | 0.00044809
| Civic Offices | Assembly only internal wall finish paint (5 years) | 1700873 | 8403072 | 3.1 | Wall finishes | Paint | Assembly | 2.085 | Hours | 5 | 44 | 1 | FALSE | 1 | FALSE | 1 | [6 empty] | 25 | B4B5 | 0.11275 | 7.3022e-09 | 0.00061134 | 0.00014023 | 3.4796e-05 | 1.361e-07 | 1.7363 | 83.4228 | 0.00044809
| Civic Offices | Assembly only internal wall finish paint (5 years) | 1700873 | 8403072 | 3.1 | Wall finishes | Paint | Assembly | 2.085 | Hours | 5 | 44 | 1 | FALSE | 1 | FALSE | 1 | [6 empty] | 30 | B4B5 | 0.11275 | 7.3022e-09 | 0.00061134 | 0.00014023 | 3.4796e-05 | 1.361e-07 | 1.7363 | 83.4228 | 0.00044809
| Civic Offices | Assembly only internal wall finish paint (5 years) | 1700873 | 8403072 | 3.1 | Wall finishes | Paint | Assembly | 2.085 | Hours | 5 | 44 | 1 | FALSE | 1 | FALSE | 1 | [6 empty] | 35 | B4B5 | 0.11275 | 7.3022e-09 | 0.00061134 | 0.00014023 | 3.4796e-05 | 1.361e-07 | 1.7363 | 83.4228 | 0.00044809
| Civic Offices | Assembly only internal wall finish paint (5 years) | 1700873 | 8403072 | 3.1 | Wall finishes | Paint | Assembly | 2.085 | Hours | 5 | 44 | 1 | FALSE | 1 | FALSE | 1 | [6 empty] | 40 | B4B5 | 0.11275 | 7.3022e-09 | 0.00061134 | 0.00014023 | 3.4796e-05 | 1.361e-07 | 1.7363 | 83.4228 | 0.00044809
| Civic Offices | Assembly only internal wall finish paint (5 years) | 1700873 | 8403072 | 3.1 | Wall finishes | Paint | Assembly | 2.085 | Hours | 5 | 44 | 1 | FALSE | 1 | FALSE | 1 | [6 empty] | 45 | B4B5 | 0.11275 | 7.3022e-09 | 0.00061134 | 0.00014023 | 3.4796e-05 | 1.361e-07 | 1.7363 | 83.4228 | 0.00044809
| Civic Offices | Assembly only internal wall finish paint (5 years) | 1700873 | 8403072 | 3.1 | Wall finishes | Paint | Assembly | 2.085 | Hours | 5 | 44 | 1 | FALSE | 1 | FALSE | 1 | [6 empty] | 50 | B4B5 | 0.11275 | 7.3022e-09 | 0.00061134 | 0.00014023 | 3.4796e-05 | 1.361e-07 | 1.7363 | 83.4228 | 0.00044809
| Civic Offices | Assembly only internal wall finish paint (5 years) | 1700873 | 8403072 | 3.1 | Wall finishes | Paint | Assembly | 2.085 | Hours | 5 | 44 | 1 | FALSE | 1 | FALSE | 1 | [6 empty] | 55 | B4B5 | 0.11275 | 7.3022e-09 | 0.00061134 | 0.00014023 | 3.4796e-05 | 1.361e-07 | 1.7363 | 83.4228 | 0.00044809
| Civic Offices | Skirting to timber flooring area - details to be confirmed (Finish mdf skirting painted) | 1700874 | 8403074 | 3.1 | Wall finishes | install | Assembly | 4.98 | Hours | 15 | 44 | 1 | FALSE | 1 | FALSE | 1 | [6 empty] | 0 | A5 | 0.2693 | 1.7441e-08 | 0.0014602 | 0.00033493 | 8.311e-05 | 3.2508e-07 | 4.1471 | 199.2545 | 0.0010703
| Civic Offices | Skirting to timber flooring area - details to be confirmed (Finish mdf skirting painted) | 1700874 | 8403074 | 3.1 | Wall finishes | install | Assembly | 4.98 | Hours | 15 | 44 | 1 | FALSE | 1 | FALSE | 1 | [6 empty] | 0 | A4 | 0 | 0 | 0 | 0 | 0 | 0 | 0 | 0 | 0
| Civic Offices | Skirting to timber flooring area - details to be confirmed (Finish mdf skirting painted) | 1700874 | 8403074 | 3.1 | Wall finishes | install | Assembly | 4.98 | Hours | 15 | 44 | 1 | FALSE | 1 | FALSE | 1 | [6 empty] | 15 | B4B5 | 0.2693 | 1.7441e-08 | 0.0014602 | 0.00033493 | 8.311e-05 | 3.2508e-07 | 4.1471 | 199.2545 | 0.0010703
| Civic Offices | Skirting to timber flooring area - details to be confirmed (Finish mdf skirting painted) | 1700874 | 8403074 | 3.1 | Wall finishes | install | Assembly | 4.98 | Hours | 15 | 44 | 1 | FALSE | 1 | FALSE | 1 | [6 empty] | 30 | B4B5 | 0.2693 | 1.7441e-08 | 0.0014602 | 0.00033493 | 8.311e-05 | 3.2508e-07 | 4.1471 | 199.2545 | 0.0010703
| Civic Offices | Skirting to timber flooring area - details to be confirmed (Finish mdf skirting painted) | 1700874 | 8403074 | 3.1 | Wall finishes | install | Assembly | 4.98 | Hours | 15 | 44 | 1 | FALSE | 1 | FALSE | 1 | [6 empty] | 45 | B4B5 | 0.2693 | 1.7441e-08 | 0.0014602 | 0.00033493 | 8.311e-05 | 3.2508e-07 | 4.1471 | 199.2545 | 0.0010703
| Civic Offices | Assembly only internal wall finish paint (5 years) | 1700876 | 8403076 | 3.1 | Wall finishes | Paint | Assembly | 0.9 | Hours | 5 | 44 | 1 | FALSE | 1 | FALSE | 1 | [6 empty] | 0 | A5 | 0.048669 | 3.152e-09 | 0.00026389 | 6.053e-05 | 1.502e-05 | 5.8749e-08 | 0.74948 | 36.0098 | 0.00019342
| Civic Offices | Assembly only internal wall finish paint (5 years) | 1700876 | 8403076 | 3.1 | Wall finishes | Paint | Assembly | 0.9 | Hours | 5 | 44 | 1 | FALSE | 1 | FALSE | 1 | [6 empty] | 0 | A4 | 0 | 0 | 0 | 0 | 0 | 0 | 0 | 0 | 0
| Civic Offices | Assembly only internal wall finish paint (5 years) | 1700876 | 8403076 | 3.1 | Wall finishes | Paint | Assembly | 0.9 | Hours | 5 | 44 | 1 | FALSE | 1 | FALSE | 1 | [6 empty] | 5 | B4B5 | 0.048669 | 3.152e-09 | 0.00026389 | 6.053e-05 | 1.502e-05 | 5.8749e-08 | 0.74948 | 36.0098 | 0.00019342
| Civic Offices | Assembly only internal wall finish paint (5 years) | 1700876 | 8403076 | 3.1 | Wall finishes | Paint | Assembly | 0.9 | Hours | 5 | 44 | 1 | FALSE | 1 | FALSE | 1 | [6 empty] | 10 | B4B5 | 0.048669 | 3.152e-09 | 0.00026389 | 6.053e-05 | 1.502e-05 | 5.8749e-08 | 0.74948 | 36.0098 | 0.00019342
| Civic Offices | Assembly only internal wall finish paint (5 years) | 1700876 | 8403076 | 3.1 | Wall finishes | Paint | Assembly | 0.9 | Hours | 5 | 44 | 1 | FALSE | 1 | FALSE | 1 | [6 empty] | 15 | B4B5 | 0.048669 | 3.152e-09 | 0.00026389 | 6.053e-05 | 1.502e-05 | 5.8749e-08 | 0.74948 | 36.0098 | 0.00019342
| Civic Offices | Assembly only internal wall finish paint (5 years) | 1700876 | 8403076 | 3.1 | Wall finishes | Paint | Assembly | 0.9 | Hours | 5 | 44 | 1 | FALSE | 1 | FALSE | 1 | [6 empty] | 20 | B4B5 | 0.048669 | 3.152e-09 | 0.00026389 | 6.053e-05 | 1.502e-05 | 5.8749e-08 | 0.74948 | 36.0098 | 0.00019342
| Civic Offices | Assembly only internal wall finish paint (5 years) | 1700876 | 8403076 | 3.1 | Wall finishes | Paint | Assembly | 0.9 | Hours | 5 | 44 | 1 | FALSE | 1 | FALSE | 1 | [6 empty] | 25 | B4B5 | 0.048669 | 3.152e-09 | 0.00026389 | 6.053e-05 | 1.502e-05 | 5.8749e-08 | 0.74948 | 36.0098 | 0.00019342
| Civic Offices | Assembly only internal wall finish paint (5 years) | 1700876 | 8403076 | 3.1 | Wall finishes | Paint | Assembly | 0.9 | Hours | 5 | 44 | 1 | FALSE | 1 | FALSE | 1 | [6 empty] | 30 | B4B5 | 0.048669 | 3.152e-09 | 0.00026389 | 6.053e-05 | 1.502e-05 | 5.8749e-08 | 0.74948 | 36.0098 | 0.00019342
| Civic Offices | Assembly only internal wall finish paint (5 years) | 1700876 | 8403076 | 3.1 | Wall finishes | Paint | Assembly | 0.9 | Hours | 5 | 44 | 1 | FALSE | 1 | FALSE | 1 | [6 empty] | 35 | B4B5 | 0.048669 | 3.152e-09 | 0.00026389 | 6.053e-05 | 1.502e-05 | 5.8749e-08 | 0.74948 | 36.0098 | 0.00019342
| Civic Offices | Assembly only internal wall finish paint (5 years) | 1700876 | 8403076 | 3.1 | Wall finishes | Paint | Assembly | 0.9 | Hours | 5 | 44 | 1 | FALSE | 1 | FALSE | 1 | [6 empty] | 40 | B4B5 | 0.048669 | 3.152e-09 | 0.00026389 | 6.053e-05 | 1.502e-05 | 5.8749e-08 | 0.74948 | 36.0098 | 0.00019342
| Civic Offices | Assembly only internal wall finish paint (5 years) | 1700876 | 8403076 | 3.1 | Wall finishes | Paint | Assembly | 0.9 | Hours | 5 | 44 | 1 | FALSE | 1 | FALSE | 1 | [6 empty] | 45 | B4B5 | 0.048669 | 3.152e-09 | 0.00026389 | 6.053e-05 | 1.502e-05 | 5.8749e-08 | 0.74948 | 36.0098 | 0.00019342
| Civic Offices | Assembly only internal wall finish paint (5 years) | 1700876 | 8403076 | 3.1 | Wall finishes | Paint | Assembly | 0.9 | Hours | 5 | 44 | 1 | FALSE | 1 | FALSE | 1 | [6 empty] | 50 | B4B5 | 0.048669 | 3.152e-09 | 0.00026389 | 6.053e-05 | 1.502e-05 | 5.8749e-08 | 0.74948 | 36.0098 | 0.00019342
| Civic Offices | Assembly only internal wall finish paint (5 years) | 1700876 | 8403076 | 3.1 | Wall finishes | Paint | Assembly | 0.9 | Hours | 5 | 44 | 1 | FALSE | 1 | FALSE | 1 | [6 empty] | 55 | B4B5 | 0.048669 | 3.152e-09 | 0.00026389 | 6.053e-05 | 1.502e-05 | 5.8749e-08 | 0.74948 | 36.0098 | 0.00019342
| Civic Offices | Raised access floor systems: medium duty nominal 150mm high. (Floor covering raised access steel framing and pedestal) | 1700877 | 8403081 | 3 | Internal finishes | install | Assembly | 101.36 | Hours | 25 | 44 | 1 | FALSE | 1 | FALSE | 1 | [6 empty] | 0 | A5 | 5.4812 | 3.5499e-07 | 0.02972 | 0.006817 | 0.0016916 | 6.6164e-06 | 84.4084 | 4055.509 | 0.021784
| Civic Offices | Raised access floor systems: medium duty nominal 150mm high. (Floor covering raised access steel framing and pedestal) | 1700877 | 8403081 | 3 | Internal finishes | install | Assembly | 101.36 | Hours | 25 | 44 | 1 | FALSE | 1 | FALSE | 1 | [6 empty] | 0 | A4 | 0 | 0 | 0 | 0 | 0 | 0 | 0 | 0 | 0
| Civic Offices | Raised access floor systems: medium duty nominal 150mm high. (Floor covering raised access steel framing and pedestal) | 1700877 | 8403081 | 3 | Internal finishes | install | Assembly | 101.36 | Hours | 25 | 44 | 1 | FALSE | 1 | FALSE | 1 | [6 empty] | 25 | B4B5 | 5.4812 | 3.5499e-07 | 0.02972 | 0.006817 | 0.0016916 | 6.6164e-06 | 84.4084 | 4055.509 | 0.021784
| Civic Offices | Raised access floor systems: medium duty nominal 150mm high. (Floor covering raised access steel framing and pedestal) | 1700877 | 8403081 | 3 | Internal finishes | install | Assembly | 101.36 | Hours | 25 | 44 | 1 | FALSE | 1 | FALSE | 1 | [6 empty] | 50 | B4B5 | 5.4812 | 3.5499e-07 | 0.02972 | 0.006817 | 0.0016916 | 6.6164e-06 | 84.4084 | 4055.509 | 0.021784
| Civic Offices | Ceiling lining plasterboard (12mm) | 1700880 | 8403084 | 3.3 | Ceiling finishes | Install plasterboard | Assembly | 365.7 | Hours | 80 | 44 | 1 | FALSE | 1 | FALSE | 1 | [6 empty] | 0 | A5 | 19.7758 | 1.2808e-06 | 0.10723 | 0.024595 | 0.0061031 | 2.3872e-05 | 304.5399 | 14632.0012 | 0.078593
| Civic Offices | Ceiling lining plasterboard (12mm) | 1700880 | 8403084 | 3.3 | Ceiling finishes | Install plasterboard | Assembly | 365.7 | Hours | 80 | 44 | 1 | FALSE | 1 | FALSE | 1 | [6 empty] | 0 | A4 | 0 | 0 | 0 | 0 | 0 | 0 | 0 | 0 | 0
| Civic Offices | Internal ceiling finish (emulsion) | 1700881 | 8403086 | 3.3 | Ceiling finishes | Paint | Assembly | 182.85 | Hours | 5 | 44 | 1 | FALSE | 1 | FALSE | 1 | [6 empty] | 0 | A5 | 9.8879 | 6.4039e-07 | 0.053613 | 0.012298 | 0.0030516 | 1.1936e-05 | 152.2699 | 7316.0006 | 0.039297
| Civic Offices | Internal ceiling finish (emulsion) | 1700881 | 8403086 | 3.3 | Ceiling finishes | Paint | Assembly | 182.85 | Hours | 5 | 44 | 1 | FALSE | 1 | FALSE | 1 | [6 empty] | 0 | A4 | 0 | 0 | 0 | 0 | 0 | 0 | 0 | 0 | 0
| Civic Offices | Internal ceiling finish (emulsion) | 1700881 | 8403086 | 3.3 | Ceiling finishes | Paint | Assembly | 182.85 | Hours | 5 | 44 | 1 | FALSE | 1 | FALSE | 1 | [6 empty] | 5 | B4B5 | 9.8879 | 6.4039e-07 | 0.053613 | 0.012298 | 0.0030516 | 1.1936e-05 | 152.2699 | 7316.0006 | 0.039297
| Civic Offices | Internal ceiling finish (emulsion) | 1700881 | 8403086 | 3.3 | Ceiling finishes | Paint | Assembly | 182.85 | Hours | 5 | 44 | 1 | FALSE | 1 | FALSE | 1 | [6 empty] | 10 | B4B5 | 9.8879 | 6.4039e-07 | 0.053613 | 0.012298 | 0.0030516 | 1.1936e-05 | 152.2699 | 7316.0006 | 0.039297
| Civic Offices | Internal ceiling finish (emulsion) | 1700881 | 8403086 | 3.3 | Ceiling finishes | Paint | Assembly | 182.85 | Hours | 5 | 44 | 1 | FALSE | 1 | FALSE | 1 | [6 empty] | 15 | B4B5 | 9.8879 | 6.4039e-07 | 0.053613 | 0.012298 | 0.0030516 | 1.1936e-05 | 152.2699 | 7316.0006 | 0.039297
| Civic Offices | Internal ceiling finish (emulsion) | 1700881 | 8403086 | 3.3 | Ceiling finishes | Paint | Assembly | 182.85 | Hours | 5 | 44 | 1 | FALSE | 1 | FALSE | 1 | [6 empty] | 20 | B4B5 | 9.8879 | 6.4039e-07 | 0.053613 | 0.012298 | 0.0030516 | 1.1936e-05 | 152.2699 | 7316.0006 | 0.039297
| Civic Offices | Internal ceiling finish (emulsion) | 1700881 | 8403086 | 3.3 | Ceiling finishes | Paint | Assembly | 182.85 | Hours | 5 | 44 | 1 | FALSE | 1 | FALSE | 1 | [6 empty] | 25 | B4B5 | 9.8879 | 6.4039e-07 | 0.053613 | 0.012298 | 0.0030516 | 1.1936e-05 | 152.2699 | 7316.0006 | 0.039297
| Civic Offices | Internal ceiling finish (emulsion) | 1700881 | 8403086 | 3.3 | Ceiling finishes | Paint | Assembly | 182.85 | Hours | 5 | 44 | 1 | FALSE | 1 | FALSE | 1 | [6 empty] | 30 | B4B5 | 9.8879 | 6.4039e-07 | 0.053613 | 0.012298 | 0.0030516 | 1.1936e-05 | 152.2699 | 7316.0006 | 0.039297
| Civic Offices | Internal ceiling finish (emulsion) | 1700881 | 8403086 | 3.3 | Ceiling finishes | Paint | Assembly | 182.85 | Hours | 5 | 44 | 1 | FALSE | 1 | FALSE | 1 | [6 empty] | 35 | B4B5 | 9.8879 | 6.4039e-07 | 0.053613 | 0.012298 | 0.0030516 | 1.1936e-05 | 152.2699 | 7316.0006 | 0.039297
| Civic Offices | Internal ceiling finish (emulsion) | 1700881 | 8403086 | 3.3 | Ceiling finishes | Paint | Assembly | 182.85 | Hours | 5 | 44 | 1 | FALSE | 1 | FALSE | 1 | [6 empty] | 40 | B4B5 | 9.8879 | 6.4039e-07 | 0.053613 | 0.012298 | 0.0030516 | 1.1936e-05 | 152.2699 | 7316.0006 | 0.039297
| Civic Offices | Internal ceiling finish (emulsion) | 1700881 | 8403086 | 3.3 | Ceiling finishes | Paint | Assembly | 182.85 | Hours | 5 | 44 | 1 | FALSE | 1 | FALSE | 1 | [6 empty] | 45 | B4B5 | 9.8879 | 6.4039e-07 | 0.053613 | 0.012298 | 0.0030516 | 1.1936e-05 | 152.2699 | 7316.0006 | 0.039297
| Civic Offices | Internal ceiling finish (emulsion) | 1700881 | 8403086 | 3.3 | Ceiling finishes | Paint | Assembly | 182.85 | Hours | 5 | 44 | 1 | FALSE | 1 | FALSE | 1 | [6 empty] | 50 | B4B5 | 9.8879 | 6.4039e-07 | 0.053613 | 0.012298 | 0.0030516 | 1.1936e-05 | 152.2699 | 7316.0006 | 0.039297
| Civic Offices | Internal ceiling finish (emulsion) | 1700881 | 8403086 | 3.3 | Ceiling finishes | Paint | Assembly | 182.85 | Hours | 5 | 44 | 1 | FALSE | 1 | FALSE | 1 | [6 empty] | 55 | B4B5 | 9.8879 | 6.4039e-07 | 0.053613 | 0.012298 | 0.0030516 | 1.1936e-05 | 152.2699 | 7316.0006 | 0.039297
| Civic Offices | Ceiling lining plasterboard (12mm) | 1700884 | 8403089 | 3.3 | Ceiling finishes | Install plasterboard | Assembly | 216.6 | Hours | 80 | 44 | 1 | FALSE | 1 | FALSE | 1 | [6 empty] | 0 | A5 | 11.713 | 7.5859e-07 | 0.063509 | 0.014567 | 0.0036148 | 1.4139e-05 | 180.3756 | 8666.3699 | 0.04655
| Civic Offices | Ceiling lining plasterboard (12mm) | 1700884 | 8403089 | 3.3 | Ceiling finishes | Install plasterboard | Assembly | 216.6 | Hours | 80 | 44 | 1 | FALSE | 1 | FALSE | 1 | [6 empty] | 0 | A4 | 0 | 0 | 0 | 0 | 0 | 0 | 0 | 0 | 0
| Civic Offices | Internal ceiling finish (emulsion) | 1700885 | 8403091 | 3.3 | Ceiling finishes | Paint | Assembly | 108.3 | Hours | 5 | 44 | 1 | FALSE | 1 | FALSE | 1 | [6 empty] | 0 | A5 | 5.8565 | 3.7929e-07 | 0.031754 | 0.0072837 | 0.0018074 | 7.0694e-06 | 90.1878 | 4333.1849 | 0.023275
| Civic Offices | Internal ceiling finish (emulsion) | 1700885 | 8403091 | 3.3 | Ceiling finishes | Paint | Assembly | 108.3 | Hours | 5 | 44 | 1 | FALSE | 1 | FALSE | 1 | [6 empty] | 0 | A4 | 0 | 0 | 0 | 0 | 0 | 0 | 0 | 0 | 0
| Civic Offices | Internal ceiling finish (emulsion) | 1700885 | 8403091 | 3.3 | Ceiling finishes | Paint | Assembly | 108.3 | Hours | 5 | 44 | 1 | FALSE | 1 | FALSE | 1 | [6 empty] | 5 | B4B5 | 5.8565 | 3.7929e-07 | 0.031754 | 0.0072837 | 0.0018074 | 7.0694e-06 | 90.1878 | 4333.1849 | 0.023275
| Civic Offices | Internal ceiling finish (emulsion) | 1700885 | 8403091 | 3.3 | Ceiling finishes | Paint | Assembly | 108.3 | Hours | 5 | 44 | 1 | FALSE | 1 | FALSE | 1 | [6 empty] | 10 | B4B5 | 5.8565 | 3.7929e-07 | 0.031754 | 0.0072837 | 0.0018074 | 7.0694e-06 | 90.1878 | 4333.1849 | 0.023275
| Civic Offices | Internal ceiling finish (emulsion) | 1700885 | 8403091 | 3.3 | Ceiling finishes | Paint | Assembly | 108.3 | Hours | 5 | 44 | 1 | FALSE | 1 | FALSE | 1 | [6 empty] | 15 | B4B5 | 5.8565 | 3.7929e-07 | 0.031754 | 0.0072837 | 0.0018074 | 7.0694e-06 | 90.1878 | 4333.1849 | 0.023275
| Civic Offices | Internal ceiling finish (emulsion) | 1700885 | 8403091 | 3.3 | Ceiling finishes | Paint | Assembly | 108.3 | Hours | 5 | 44 | 1 | FALSE | 1 | FALSE | 1 | [6 empty] | 20 | B4B5 | 5.8565 | 3.7929e-07 | 0.031754 | 0.0072837 | 0.0018074 | 7.0694e-06 | 90.1878 | 4333.1849 | 0.023275
| Civic Offices | Internal ceiling finish (emulsion) | 1700885 | 8403091 | 3.3 | Ceiling finishes | Paint | Assembly | 108.3 | Hours | 5 | 44 | 1 | FALSE | 1 | FALSE | 1 | [6 empty] | 25 | B4B5 | 5.8565 | 3.7929e-07 | 0.031754 | 0.0072837 | 0.0018074 | 7.0694e-06 | 90.1878 | 4333.1849 | 0.023275
| Civic Offices | Internal ceiling finish (emulsion) | 1700885 | 8403091 | 3.3 | Ceiling finishes | Paint | Assembly | 108.3 | Hours | 5 | 44 | 1 | FALSE | 1 | FALSE | 1 | [6 empty] | 30 | B4B5 | 5.8565 | 3.7929e-07 | 0.031754 | 0.0072837 | 0.0018074 | 7.0694e-06 | 90.1878 | 4333.1849 | 0.023275
| Civic Offices | Internal ceiling finish (emulsion) | 1700885 | 8403091 | 3.3 | Ceiling finishes | Paint | Assembly | 108.3 | Hours | 5 | 44 | 1 | FALSE | 1 | FALSE | 1 | [6 empty] | 35 | B4B5 | 5.8565 | 3.7929e-07 | 0.031754 | 0.0072837 | 0.0018074 | 7.0694e-06 | 90.1878 | 4333.1849 | 0.023275
| Civic Offices | Internal ceiling finish (emulsion) | 1700885 | 8403091 | 3.3 | Ceiling finishes | Paint | Assembly | 108.3 | Hours | 5 | 44 | 1 | FALSE | 1 | FALSE | 1 | [6 empty] | 40 | B4B5 | 5.8565 | 3.7929e-07 | 0.031754 | 0.0072837 | 0.0018074 | 7.0694e-06 | 90.1878 | 4333.1849 | 0.023275
| Civic Offices | Internal ceiling finish (emulsion) | 1700885 | 8403091 | 3.3 | Ceiling finishes | Paint | Assembly | 108.3 | Hours | 5 | 44 | 1 | FALSE | 1 | FALSE | 1 | [6 empty] | 45 | B4B5 | 5.8565 | 3.7929e-07 | 0.031754 | 0.0072837 | 0.0018074 | 7.0694e-06 | 90.1878 | 4333.1849 | 0.023275
| Civic Offices | Internal ceiling finish (emulsion) | 1700885 | 8403091 | 3.3 | Ceiling finishes | Paint | Assembly | 108.3 | Hours | 5 | 44 | 1 | FALSE | 1 | FALSE | 1 | [6 empty] | 50 | B4B5 | 5.8565 | 3.7929e-07 | 0.031754 | 0.0072837 | 0.0018074 | 7.0694e-06 | 90.1878 | 4333.1849 | 0.023275
| Civic Offices | Internal ceiling finish (emulsion) | 1700885 | 8403091 | 3.3 | Ceiling finishes | Paint | Assembly | 108.3 | Hours | 5 | 44 | 1 | FALSE | 1 | FALSE | 1 | [6 empty] | 55 | B4B5 | 5.8565 | 3.7929e-07 | 0.031754 | 0.0072837 | 0.0018074 | 7.0694e-06 | 90.1878 | 4333.1849 | 0.023275
| Civic Offices | Ceiling lining plasterboard (12mm) | 1700888 | 8403094 | 3.3 | Ceiling finishes | Install plasterboard | Assembly | 73.8 | Hours | 80 | 44 | 1 | FALSE | 1 | FALSE | 1 | [6 empty] | 0 | A5 | 3.9909 | 2.5847e-07 | 0.021639 | 0.0049634 | 0.0012316 | 4.8174e-06 | 61.4576 | 2952.8075 | 0.015861
| Civic Offices | Ceiling lining plasterboard (12mm) | 1700888 | 8403094 | 3.3 | Ceiling finishes | Install plasterboard | Assembly | 73.8 | Hours | 80 | 44 | 1 | FALSE | 1 | FALSE | 1 | [6 empty] | 0 | A4 | 0 | 0 | 0 | 0 | 0 | 0 | 0 | 0 | 0
| Civic Offices | Internal ceiling finish (emulsion) | 1700889 | 8403096 | 3.3 | Ceiling finishes | Paint | Assembly | 36.9 | Hours | 5 | 44 | 1 | FALSE | 1 | FALSE | 1 | [6 empty] | 0 | A5 | 1.9954 | 1.2923e-07 | 0.010819 | 0.0024817 | 0.00061582 | 2.4087e-06 | 30.7288 | 1476.4037 | 0.0079303
| Civic Offices | Internal ceiling finish (emulsion) | 1700889 | 8403096 | 3.3 | Ceiling finishes | Paint | Assembly | 36.9 | Hours | 5 | 44 | 1 | FALSE | 1 | FALSE | 1 | [6 empty] | 0 | A4 | 0 | 0 | 0 | 0 | 0 | 0 | 0 | 0 | 0
| Civic Offices | Internal ceiling finish (emulsion) | 1700889 | 8403096 | 3.3 | Ceiling finishes | Paint | Assembly | 36.9 | Hours | 5 | 44 | 1 | FALSE | 1 | FALSE | 1 | [6 empty] | 5 | B4B5 | 1.9954 | 1.2923e-07 | 0.010819 | 0.0024817 | 0.00061582 | 2.4087e-06 | 30.7288 | 1476.4037 | 0.0079303
| Civic Offices | Internal ceiling finish (emulsion) | 1700889 | 8403096 | 3.3 | Ceiling finishes | Paint | Assembly | 36.9 | Hours | 5 | 44 | 1 | FALSE | 1 | FALSE | 1 | [6 empty] | 10 | B4B5 | 1.9954 | 1.2923e-07 | 0.010819 | 0.0024817 | 0.00061582 | 2.4087e-06 | 30.7288 | 1476.4037 | 0.0079303
| Civic Offices | Internal ceiling finish (emulsion) | 1700889 | 8403096 | 3.3 | Ceiling finishes | Paint | Assembly | 36.9 | Hours | 5 | 44 | 1 | FALSE | 1 | FALSE | 1 | [6 empty] | 15 | B4B5 | 1.9954 | 1.2923e-07 | 0.010819 | 0.0024817 | 0.00061582 | 2.4087e-06 | 30.7288 | 1476.4037 | 0.0079303
| Civic Offices | Internal ceiling finish (emulsion) | 1700889 | 8403096 | 3.3 | Ceiling finishes | Paint | Assembly | 36.9 | Hours | 5 | 44 | 1 | FALSE | 1 | FALSE | 1 | [6 empty] | 20 | B4B5 | 1.9954 | 1.2923e-07 | 0.010819 | 0.0024817 | 0.00061582 | 2.4087e-06 | 30.7288 | 1476.4037 | 0.0079303
| Civic Offices | Internal ceiling finish (emulsion) | 1700889 | 8403096 | 3.3 | Ceiling finishes | Paint | Assembly | 36.9 | Hours | 5 | 44 | 1 | FALSE | 1 | FALSE | 1 | [6 empty] | 25 | B4B5 | 1.9954 | 1.2923e-07 | 0.010819 | 0.0024817 | 0.00061582 | 2.4087e-06 | 30.7288 | 1476.4037 | 0.0079303
| Civic Offices | Internal ceiling finish (emulsion) | 1700889 | 8403096 | 3.3 | Ceiling finishes | Paint | Assembly | 36.9 | Hours | 5 | 44 | 1 | FALSE | 1 | FALSE | 1 | [6 empty] | 30 | B4B5 | 1.9954 | 1.2923e-07 | 0.010819 | 0.0024817 | 0.00061582 | 2.4087e-06 | 30.7288 | 1476.4037 | 0.0079303
| Civic Offices | Internal ceiling finish (emulsion) | 1700889 | 8403096 | 3.3 | Ceiling finishes | Paint | Assembly | 36.9 | Hours | 5 | 44 | 1 | FALSE | 1 | FALSE | 1 | [6 empty] | 35 | B4B5 | 1.9954 | 1.2923e-07 | 0.010819 | 0.0024817 | 0.00061582 | 2.4087e-06 | 30.7288 | 1476.4037 | 0.0079303
| Civic Offices | Internal ceiling finish (emulsion) | 1700889 | 8403096 | 3.3 | Ceiling finishes | Paint | Assembly | 36.9 | Hours | 5 | 44 | 1 | FALSE | 1 | FALSE | 1 | [6 empty] | 40 | B4B5 | 1.9954 | 1.2923e-07 | 0.010819 | 0.0024817 | 0.00061582 | 2.4087e-06 | 30.7288 | 1476.4037 | 0.0079303
| Civic Offices | Internal ceiling finish (emulsion) | 1700889 | 8403096 | 3.3 | Ceiling finishes | Paint | Assembly | 36.9 | Hours | 5 | 44 | 1 | FALSE | 1 | FALSE | 1 | [6 empty] | 45 | B4B5 | 1.9954 | 1.2923e-07 | 0.010819 | 0.0024817 | 0.00061582 | 2.4087e-06 | 30.7288 | 1476.4037 | 0.0079303
| Civic Offices | Internal ceiling finish (emulsion) | 1700889 | 8403096 | 3.3 | Ceiling finishes | Paint | Assembly | 36.9 | Hours | 5 | 44 | 1 | FALSE | 1 | FALSE | 1 | [6 empty] | 50 | B4B5 | 1.9954 | 1.2923e-07 | 0.010819 | 0.0024817 | 0.00061582 | 2.4087e-06 | 30.7288 | 1476.4037 | 0.0079303
| Civic Offices | Internal ceiling finish (emulsion) | 1700889 | 8403096 | 3.3 | Ceiling finishes | Paint | Assembly | 36.9 | Hours | 5 | 44 | 1 | FALSE | 1 | FALSE | 1 | [6 empty] | 55 | B4B5 | 1.9954 | 1.2923e-07 | 0.010819 | 0.0024817 | 0.00061582 | 2.4087e-06 | 30.7288 | 1476.4037 | 0.0079303
| Civic Offices | Ceiling lining plasterboard (12mm) | 1700892 | 8403099 | 3.3 | Ceiling finishes | Install plasterboard | Assembly | 24.9 | Hours | 80 | 44 | 1 | FALSE | 1 | FALSE | 1 | [6 empty] | 0 | A5 | 1.3465 | 8.7206e-08 | 0.0073009 | 0.0016747 | 0.00041555 | 1.6254e-06 | 20.7357 | 996.2724 | 0.0053513
| Civic Offices | Ceiling lining plasterboard (12mm) | 1700892 | 8403099 | 3.3 | Ceiling finishes | Install plasterboard | Assembly | 24.9 | Hours | 80 | 44 | 1 | FALSE | 1 | FALSE | 1 | [6 empty] | 0 | A4 | 0 | 0 | 0 | 0 | 0 | 0 | 0 | 0 | 0
| Civic Offices | Internal ceiling finish (emulsion) | 1700893 | 8403101 | 3.3 | Ceiling finishes | Paint | Assembly | 12.45 | Hours | 5 | 44 | 1 | FALSE | 1 | FALSE | 1 | [6 empty] | 0 | A5 | 0.67325 | 4.3603e-08 | 0.0036504 | 0.00083733 | 0.00020778 | 8.1269e-07 | 10.3678 | 498.1362 | 0.0026757
| Civic Offices | Internal ceiling finish (emulsion) | 1700893 | 8403101 | 3.3 | Ceiling finishes | Paint | Assembly | 12.45 | Hours | 5 | 44 | 1 | FALSE | 1 | FALSE | 1 | [6 empty] | 0 | A4 | 0 | 0 | 0 | 0 | 0 | 0 | 0 | 0 | 0
| Civic Offices | Internal ceiling finish (emulsion) | 1700893 | 8403101 | 3.3 | Ceiling finishes | Paint | Assembly | 12.45 | Hours | 5 | 44 | 1 | FALSE | 1 | FALSE | 1 | [6 empty] | 5 | B4B5 | 0.67325 | 4.3603e-08 | 0.0036504 | 0.00083733 | 0.00020778 | 8.1269e-07 | 10.3678 | 498.1362 | 0.0026757
| Civic Offices | Internal ceiling finish (emulsion) | 1700893 | 8403101 | 3.3 | Ceiling finishes | Paint | Assembly | 12.45 | Hours | 5 | 44 | 1 | FALSE | 1 | FALSE | 1 | [6 empty] | 10 | B4B5 | 0.67325 | 4.3603e-08 | 0.0036504 | 0.00083733 | 0.00020778 | 8.1269e-07 | 10.3678 | 498.1362 | 0.0026757
| Civic Offices | Internal ceiling finish (emulsion) | 1700893 | 8403101 | 3.3 | Ceiling finishes | Paint | Assembly | 12.45 | Hours | 5 | 44 | 1 | FALSE | 1 | FALSE | 1 | [6 empty] | 15 | B4B5 | 0.67325 | 4.3603e-08 | 0.0036504 | 0.00083733 | 0.00020778 | 8.1269e-07 | 10.3678 | 498.1362 | 0.0026757
| Civic Offices | Internal ceiling finish (emulsion) | 1700893 | 8403101 | 3.3 | Ceiling finishes | Paint | Assembly | 12.45 | Hours | 5 | 44 | 1 | FALSE | 1 | FALSE | 1 | [6 empty] | 20 | B4B5 | 0.67325 | 4.3603e-08 | 0.0036504 | 0.00083733 | 0.00020778 | 8.1269e-07 | 10.3678 | 498.1362 | 0.0026757
| Civic Offices | Internal ceiling finish (emulsion) | 1700893 | 8403101 | 3.3 | Ceiling finishes | Paint | Assembly | 12.45 | Hours | 5 | 44 | 1 | FALSE | 1 | FALSE | 1 | [6 empty] | 25 | B4B5 | 0.67325 | 4.3603e-08 | 0.0036504 | 0.00083733 | 0.00020778 | 8.1269e-07 | 10.3678 | 498.1362 | 0.0026757
| Civic Offices | Internal ceiling finish (emulsion) | 1700893 | 8403101 | 3.3 | Ceiling finishes | Paint | Assembly | 12.45 | Hours | 5 | 44 | 1 | FALSE | 1 | FALSE | 1 | [6 empty] | 30 | B4B5 | 0.67325 | 4.3603e-08 | 0.0036504 | 0.00083733 | 0.00020778 | 8.1269e-07 | 10.3678 | 498.1362 | 0.0026757
| Civic Offices | Internal ceiling finish (emulsion) | 1700893 | 8403101 | 3.3 | Ceiling finishes | Paint | Assembly | 12.45 | Hours | 5 | 44 | 1 | FALSE | 1 | FALSE | 1 | [6 empty] | 35 | B4B5 | 0.67325 | 4.3603e-08 | 0.0036504 | 0.00083733 | 0.00020778 | 8.1269e-07 | 10.3678 | 498.1362 | 0.0026757
| Civic Offices | Internal ceiling finish (emulsion) | 1700893 | 8403101 | 3.3 | Ceiling finishes | Paint | Assembly | 12.45 | Hours | 5 | 44 | 1 | FALSE | 1 | FALSE | 1 | [6 empty] | 40 | B4B5 | 0.67325 | 4.3603e-08 | 0.0036504 | 0.00083733 | 0.00020778 | 8.1269e-07 | 10.3678 | 498.1362 | 0.0026757
| Civic Offices | Internal ceiling finish (emulsion) | 1700893 | 8403101 | 3.3 | Ceiling finishes | Paint | Assembly | 12.45 | Hours | 5 | 44 | 1 | FALSE | 1 | FALSE | 1 | [6 empty] | 45 | B4B5 | 0.67325 | 4.3603e-08 | 0.0036504 | 0.00083733 | 0.00020778 | 8.1269e-07 | 10.3678 | 498.1362 | 0.0026757
| Civic Offices | Internal ceiling finish (emulsion) | 1700893 | 8403101 | 3.3 | Ceiling finishes | Paint | Assembly | 12.45 | Hours | 5 | 44 | 1 | FALSE | 1 | FALSE | 1 | [6 empty] | 50 | B4B5 | 0.67325 | 4.3603e-08 | 0.0036504 | 0.00083733 | 0.00020778 | 8.1269e-07 | 10.3678 | 498.1362 | 0.0026757
| Civic Offices | Internal ceiling finish (emulsion) | 1700893 | 8403101 | 3.3 | Ceiling finishes | Paint | Assembly | 12.45 | Hours | 5 | 44 | 1 | FALSE | 1 | FALSE | 1 | [6 empty] | 55 | B4B5 | 0.67325 | 4.3603e-08 | 0.0036504 | 0.00083733 | 0.00020778 | 8.1269e-07 | 10.3678 | 498.1362 | 0.0026757
| Civic Offices | Exposed Holorib Deck Acoustic Requirements TBC - nominal allowance only (Internal ceiling finish paint (emulsion)) | 1700894 | 8403103 | 3.3 | Ceiling finishes | Paint | Assembly | 9.675 | Hours | 5 | 44 | 1 | FALSE | 1 | FALSE | 1 | [6 empty] | 0 | A5 | 0.52319 | 3.3884e-08 | 0.0028368 | 0.00065069 | 0.00016146 | 6.3155e-07 | 8.0569 | 387.1059 | 0.0020793
| Civic Offices | Exposed Holorib Deck Acoustic Requirements TBC - nominal allowance only (Internal ceiling finish paint (emulsion)) | 1700894 | 8403103 | 3.3 | Ceiling finishes | Paint | Assembly | 9.675 | Hours | 5 | 44 | 1 | FALSE | 1 | FALSE | 1 | [6 empty] | 0 | A4 | 0 | 0 | 0 | 0 | 0 | 0 | 0 | 0 | 0
| Civic Offices | Exposed Holorib Deck Acoustic Requirements TBC - nominal allowance only (Internal ceiling finish paint (emulsion)) | 1700894 | 8403103 | 3.3 | Ceiling finishes | Paint | Assembly | 9.675 | Hours | 5 | 44 | 1 | FALSE | 1 | FALSE | 1 | [6 empty] | 5 | B4B5 | 0.52319 | 3.3884e-08 | 0.0028368 | 0.00065069 | 0.00016146 | 6.3155e-07 | 8.0569 | 387.1059 | 0.0020793
| Civic Offices | Exposed Holorib Deck Acoustic Requirements TBC - nominal allowance only (Internal ceiling finish paint (emulsion)) | 1700894 | 8403103 | 3.3 | Ceiling finishes | Paint | Assembly | 9.675 | Hours | 5 | 44 | 1 | FALSE | 1 | FALSE | 1 | [6 empty] | 10 | B4B5 | 0.52319 | 3.3884e-08 | 0.0028368 | 0.00065069 | 0.00016146 | 6.3155e-07 | 8.0569 | 387.1059 | 0.0020793
| Civic Offices | Exposed Holorib Deck Acoustic Requirements TBC - nominal allowance only (Internal ceiling finish paint (emulsion)) | 1700894 | 8403103 | 3.3 | Ceiling finishes | Paint | Assembly | 9.675 | Hours | 5 | 44 | 1 | FALSE | 1 | FALSE | 1 | [6 empty] | 15 | B4B5 | 0.52319 | 3.3884e-08 | 0.0028368 | 0.00065069 | 0.00016146 | 6.3155e-07 | 8.0569 | 387.1059 | 0.0020793
| Civic Offices | Exposed Holorib Deck Acoustic Requirements TBC - nominal allowance only (Internal ceiling finish paint (emulsion)) | 1700894 | 8403103 | 3.3 | Ceiling finishes | Paint | Assembly | 9.675 | Hours | 5 | 44 | 1 | FALSE | 1 | FALSE | 1 | [6 empty] | 20 | B4B5 | 0.52319 | 3.3884e-08 | 0.0028368 | 0.00065069 | 0.00016146 | 6.3155e-07 | 8.0569 | 387.1059 | 0.0020793
| Civic Offices | Exposed Holorib Deck Acoustic Requirements TBC - nominal allowance only (Internal ceiling finish paint (emulsion)) | 1700894 | 8403103 | 3.3 | Ceiling finishes | Paint | Assembly | 9.675 | Hours | 5 | 44 | 1 | FALSE | 1 | FALSE | 1 | [6 empty] | 25 | B4B5 | 0.52319 | 3.3884e-08 | 0.0028368 | 0.00065069 | 0.00016146 | 6.3155e-07 | 8.0569 | 387.1059 | 0.0020793
| Civic Offices | Exposed Holorib Deck Acoustic Requirements TBC - nominal allowance only (Internal ceiling finish paint (emulsion)) | 1700894 | 8403103 | 3.3 | Ceiling finishes | Paint | Assembly | 9.675 | Hours | 5 | 44 | 1 | FALSE | 1 | FALSE | 1 | [6 empty] | 30 | B4B5 | 0.52319 | 3.3884e-08 | 0.0028368 | 0.00065069 | 0.00016146 | 6.3155e-07 | 8.0569 | 387.1059 | 0.0020793
| Civic Offices | Exposed Holorib Deck Acoustic Requirements TBC - nominal allowance only (Internal ceiling finish paint (emulsion)) | 1700894 | 8403103 | 3.3 | Ceiling finishes | Paint | Assembly | 9.675 | Hours | 5 | 44 | 1 | FALSE | 1 | FALSE | 1 | [6 empty] | 35 | B4B5 | 0.52319 | 3.3884e-08 | 0.0028368 | 0.00065069 | 0.00016146 | 6.3155e-07 | 8.0569 | 387.1059 | 0.0020793
| Civic Offices | Exposed Holorib Deck Acoustic Requirements TBC - nominal allowance only (Internal ceiling finish paint (emulsion)) | 1700894 | 8403103 | 3.3 | Ceiling finishes | Paint | Assembly | 9.675 | Hours | 5 | 44 | 1 | FALSE | 1 | FALSE | 1 | [6 empty] | 40 | B4B5 | 0.52319 | 3.3884e-08 | 0.0028368 | 0.00065069 | 0.00016146 | 6.3155e-07 | 8.0569 | 387.1059 | 0.0020793
| Civic Offices | Exposed Holorib Deck Acoustic Requirements TBC - nominal allowance only (Internal ceiling finish paint (emulsion)) | 1700894 | 8403103 | 3.3 | Ceiling finishes | Paint | Assembly | 9.675 | Hours | 5 | 44 | 1 | FALSE | 1 | FALSE | 1 | [6 empty] | 45 | B4B5 | 0.52319 | 3.3884e-08 | 0.0028368 | 0.00065069 | 0.00016146 | 6.3155e-07 | 8.0569 | 387.1059 | 0.0020793
| Civic Offices | Exposed Holorib Deck Acoustic Requirements TBC - nominal allowance only (Internal ceiling finish paint (emulsion)) | 1700894 | 8403103 | 3.3 | Ceiling finishes | Paint | Assembly | 9.675 | Hours | 5 | 44 | 1 | FALSE | 1 | FALSE | 1 | [6 empty] | 50 | B4B5 | 0.52319 | 3.3884e-08 | 0.0028368 | 0.00065069 | 0.00016146 | 6.3155e-07 | 8.0569 | 387.1059 | 0.0020793
| Civic Offices | Exposed Holorib Deck Acoustic Requirements TBC - nominal allowance only (Internal ceiling finish paint (emulsion)) | 1700894 | 8403103 | 3.3 | Ceiling finishes | Paint | Assembly | 9.675 | Hours | 5 | 44 | 1 | FALSE | 1 | FALSE | 1 | [6 empty] | 55 | B4B5 | 0.52319 | 3.3884e-08 | 0.0028368 | 0.00065069 | 0.00016146 | 6.3155e-07 | 8.0569 | 387.1059 | 0.0020793
| Civic Offices | WCs including cistern seat and accessories (WC, Commercial Cubicle) | 1700895 | 8403105 | 4 | Fittings, furnishings and equipment | Install and replace sundries | Assembly | 24 | Hours | 5 | 44 | 1 | FALSE | 1 | FALSE | 1 | [6 empty] | 0 | A5 | 1.2978 | 8.4054e-08 | 0.007037 | 0.0016141 | 0.00040053 | 1.5666e-06 | 19.9862 | 960.2626 | 0.0051579
| Civic Offices | WCs including cistern seat and accessories (WC, Commercial Cubicle) | 1700895 | 8403105 | 4 | Fittings, furnishings and equipment | Install and replace sundries | Assembly | 24 | Hours | 5 | 44 | 1 | FALSE | 1 | FALSE | 1 | [6 empty] | 0 | A4 | 0 | 0 | 0 | 0 | 0 | 0 | 0 | 0 | 0
| Civic Offices | WCs including cistern seat and accessories (WC, Commercial Cubicle) | 1700895 | 8403105 | 4 | Fittings, furnishings and equipment | Install and replace sundries | Assembly | 24 | Hours | 5 | 44 | 1 | FALSE | 1 | FALSE | 1 | [6 empty] | 5 | B4B5 | 1.2978 | 8.4054e-08 | 0.007037 | 0.0016141 | 0.00040053 | 1.5666e-06 | 19.9862 | 960.2626 | 0.0051579
| Civic Offices | WCs including cistern seat and accessories (WC, Commercial Cubicle) | 1700895 | 8403105 | 4 | Fittings, furnishings and equipment | Install and replace sundries | Assembly | 24 | Hours | 5 | 44 | 1 | FALSE | 1 | FALSE | 1 | [6 empty] | 10 | B4B5 | 1.2978 | 8.4054e-08 | 0.007037 | 0.0016141 | 0.00040053 | 1.5666e-06 | 19.9862 | 960.2626 | 0.0051579
| Civic Offices | WCs including cistern seat and accessories (WC, Commercial Cubicle) | 1700895 | 8403105 | 4 | Fittings, furnishings and equipment | Install and replace sundries | Assembly | 24 | Hours | 5 | 44 | 1 | FALSE | 1 | FALSE | 1 | [6 empty] | 15 | B4B5 | 1.2978 | 8.4054e-08 | 0.007037 | 0.0016141 | 0.00040053 | 1.5666e-06 | 19.9862 | 960.2626 | 0.0051579
| Civic Offices | WCs including cistern seat and accessories (WC, Commercial Cubicle) | 1700895 | 8403105 | 4 | Fittings, furnishings and equipment | Install and replace sundries | Assembly | 24 | Hours | 5 | 44 | 1 | FALSE | 1 | FALSE | 1 | [6 empty] | 20 | B4B5 | 1.2978 | 8.4054e-08 | 0.007037 | 0.0016141 | 0.00040053 | 1.5666e-06 | 19.9862 | 960.2626 | 0.0051579
| Civic Offices | WCs including cistern seat and accessories (WC, Commercial Cubicle) | 1700895 | 8403105 | 4 | Fittings, furnishings and equipment | Install and replace sundries | Assembly | 24 | Hours | 5 | 44 | 1 | FALSE | 1 | FALSE | 1 | [6 empty] | 25 | B4B5 | 1.2978 | 8.4054e-08 | 0.007037 | 0.0016141 | 0.00040053 | 1.5666e-06 | 19.9862 | 960.2626 | 0.0051579
| Civic Offices | WCs including cistern seat and accessories (WC, Commercial Cubicle) | 1700895 | 8403105 | 4 | Fittings, furnishings and equipment | Install and replace sundries | Assembly | 24 | Hours | 5 | 44 | 1 | FALSE | 1 | FALSE | 1 | [6 empty] | 30 | B4B5 | 1.2978 | 8.4054e-08 | 0.007037 | 0.0016141 | 0.00040053 | 1.5666e-06 | 19.9862 | 960.2626 | 0.0051579
| Civic Offices | WCs including cistern seat and accessories (WC, Commercial Cubicle) | 1700895 | 8403105 | 4 | Fittings, furnishings and equipment | Install and replace sundries | Assembly | 24 | Hours | 5 | 44 | 1 | FALSE | 1 | FALSE | 1 | [6 empty] | 35 | B4B5 | 1.2978 | 8.4054e-08 | 0.007037 | 0.0016141 | 0.00040053 | 1.5666e-06 | 19.9862 | 960.2626 | 0.0051579
| Civic Offices | WCs including cistern seat and accessories (WC, Commercial Cubicle) | 1700895 | 8403105 | 4 | Fittings, furnishings and equipment | Install and replace sundries | Assembly | 24 | Hours | 5 | 44 | 1 | FALSE | 1 | FALSE | 1 | [6 empty] | 40 | B4B5 | 1.2978 | 8.4054e-08 | 0.007037 | 0.0016141 | 0.00040053 | 1.5666e-06 | 19.9862 | 960.2626 | 0.0051579
| Civic Offices | WCs including cistern seat and accessories (WC, Commercial Cubicle) | 1700895 | 8403105 | 4 | Fittings, furnishings and equipment | Install and replace sundries | Assembly | 24 | Hours | 5 | 44 | 1 | FALSE | 1 | FALSE | 1 | [6 empty] | 45 | B4B5 | 1.2978 | 8.4054e-08 | 0.007037 | 0.0016141 | 0.00040053 | 1.5666e-06 | 19.9862 | 960.2626 | 0.0051579
| Civic Offices | WCs including cistern seat and accessories (WC, Commercial Cubicle) | 1700895 | 8403105 | 4 | Fittings, furnishings and equipment | Install and replace sundries | Assembly | 24 | Hours | 5 | 44 | 1 | FALSE | 1 | FALSE | 1 | [6 empty] | 50 | B4B5 | 1.2978 | 8.4054e-08 | 0.007037 | 0.0016141 | 0.00040053 | 1.5666e-06 | 19.9862 | 960.2626 | 0.0051579
| Civic Offices | WCs including cistern seat and accessories (WC, Commercial Cubicle) | 1700895 | 8403105 | 4 | Fittings, furnishings and equipment | Install and replace sundries | Assembly | 24 | Hours | 5 | 44 | 1 | FALSE | 1 | FALSE | 1 | [6 empty] | 55 | B4B5 | 1.2978 | 8.4054e-08 | 0.007037 | 0.0016141 | 0.00040053 | 1.5666e-06 | 19.9862 | 960.2626 | 0.0051579
| Civic Offices | WC | 1700896 | 8403108 | 5 | Services equipment | Install | Assembly | 24 | Hours | 50 | 44 | 1 | FALSE | 1 | FALSE | 3 | [6 empty] | 50 | B2B3 | 1.2978 | 8.4054e-08 | 0.007037 | 0.0016141 | 0.00040053 | 1.5666e-06 | 19.9862 | 960.2626 | 0.0051579
| Civic Offices | WC | 1700896 | 8403109 | 5 | Services equipment | Fit flush | Assembly | 6 | Hours | 30 | 44 | 1 | FALSE | 1 | FALSE | 3 | [6 empty] | 30 | B2B3 | 0.32446 | 2.1013e-08 | 0.0017593 | 0.00040353 | 0.00010013 | 3.9166e-07 | 4.9966 | 240.0656 | 0.0012895
| Civic Offices | WC | 1700896 | 8403109 | 5 | Services equipment | Fit flush | Assembly | 6 | Hours | 30 | 44 | 1 | FALSE | 1 | FALSE | 3 | [6 empty] | 60 | B2B3 | 0.32446 | 2.1013e-08 | 0.0017593 | 0.00040353 | 0.00010013 | 3.9166e-07 | 4.9966 | 240.0656 | 0.0012895
| Civic Offices | Services pipework (copper water supplyx1 and PVC waste) | 1700897 | 8403112 | 5 | Services equipment | Install | Assembly | 3.6 | Hours | 200 | 44 | 1 | FALSE | 1 | FALSE | 1 | [6 empty] | 0 | A5 | 0.19468 | 1.2608e-08 | 0.0010556 | 0.00024212 | 6.008e-05 | 2.3499e-07 | 2.9979 | 144.0394 | 0.00077368
| Civic Offices | Services pipework (copper water supplyx1 and PVC waste) | 1700897 | 8403112 | 5 | Services equipment | Install | Assembly | 3.6 | Hours | 200 | 44 | 1 | FALSE | 1 | FALSE | 1 | [6 empty] | 0 | A4 | 0 | 0 | 0 | 0 | 0 | 0 | 0 | 0 | 0
| Civic Offices | Services pipework 22mm copper pipe (water supply) | 1700898 | 8403114 | 5 | Services equipment | Install | Assembly | 1.8 | Hours | 150 | 44 | 1 | FALSE | 1 | FALSE | 1 | [6 empty] | 0 | A5 | 0.097338 | 6.304e-09 | 0.00052778 | 0.00012106 | 3.004e-05 | 1.175e-07 | 1.499 | 72.0197 | 0.00038684
| Civic Offices | Services pipework 22mm copper pipe (water supply) | 1700898 | 8403114 | 5 | Services equipment | Install | Assembly | 1.8 | Hours | 150 | 44 | 1 | FALSE | 1 | FALSE | 1 | [6 empty] | 0 | A4 | 0 | 0 | 0 | 0 | 0 | 0 | 0 | 0 | 0
| Civic Offices | Services pipework PVC waste 94mm | 1700899 | 8403116 | 5 | Services equipment | Install | Assembly | 1.8 | Hours | 150 | 44 | 1 | FALSE | 1 | FALSE | 1 | [6 empty] | 0 | A5 | 0.097338 | 6.304e-09 | 0.00052778 | 0.00012106 | 3.004e-05 | 1.175e-07 | 1.499 | 72.0197 | 0.00038684
| Civic Offices | Services pipework PVC waste 94mm | 1700899 | 8403116 | 5 | Services equipment | Install | Assembly | 1.8 | Hours | 150 | 44 | 1 | FALSE | 1 | FALSE | 1 | [6 empty] | 0 | A4 | 0 | 0 | 0 | 0 | 0 | 0 | 0 | 0 | 0
| Civic Offices | Wall basin/sink ceramic | 1700900 | 8403119 | 5 | Services equipment | Install sink | Assembly | 24 | Hours | 50 | 44 | 1 | FALSE | 1 | FALSE | 1 | [6 empty] | 0 | A5 | 1.2978 | 8.4054e-08 | 0.007037 | 0.0016141 | 0.00040053 | 1.5666e-06 | 19.9862 | 960.2626 | 0.0051579
| Civic Offices | Wall basin/sink ceramic | 1700900 | 8403119 | 5 | Services equipment | Install sink | Assembly | 24 | Hours | 50 | 44 | 1 | FALSE | 1 | FALSE | 1 | [6 empty] | 0 | A4 | 0 | 0 | 0 | 0 | 0 | 0 | 0 | 0 | 0
| Civic Offices | Wall basin/sink ceramic | 1700900 | 8403119 | 5 | Services equipment | Install sink | Assembly | 24 | Hours | 50 | 44 | 1 | FALSE | 1 | FALSE | 1 | [6 empty] | 50 | B4B5 | 1.2978 | 8.4054e-08 | 0.007037 | 0.0016141 | 0.00040053 | 1.5666e-06 | 19.9862 | 960.2626 | 0.0051579
| Civic Offices | Wall basin/sink ceramic | 1700900 | 8403120 | 5 | Services equipment | Fit taps | Assembly | 6 | Hours | 20 | 44 | 1 | FALSE | 1 | FALSE | 1 | [6 empty] | 0 | A5 | 0.32446 | 2.1013e-08 | 0.0017593 | 0.00040353 | 0.00010013 | 3.9166e-07 | 4.9966 | 240.0656 | 0.0012895
| Civic Offices | Wall basin/sink ceramic | 1700900 | 8403120 | 5 | Services equipment | Fit taps | Assembly | 6 | Hours | 20 | 44 | 1 | FALSE | 1 | FALSE | 1 | [6 empty] | 0 | A4 | 0 | 0 | 0 | 0 | 0 | 0 | 0 | 0 | 0
| Civic Offices | Wall basin/sink ceramic | 1700900 | 8403120 | 5 | Services equipment | Fit taps | Assembly | 6 | Hours | 20 | 44 | 1 | FALSE | 1 | FALSE | 1 | [6 empty] | 20 | B4B5 | 0.32446 | 2.1013e-08 | 0.0017593 | 0.00040353 | 0.00010013 | 3.9166e-07 | 4.9966 | 240.0656 | 0.0012895
| Civic Offices | Wall basin/sink ceramic | 1700900 | 8403120 | 5 | Services equipment | Fit taps | Assembly | 6 | Hours | 20 | 44 | 1 | FALSE | 1 | FALSE | 1 | [6 empty] | 40 | B4B5 | 0.32446 | 2.1013e-08 | 0.0017593 | 0.00040353 | 0.00010013 | 3.9166e-07 | 4.9966 | 240.0656 | 0.0012895
| Civic Offices | Services pipework 22mm copper pipe (water supply) | 1700902 | 8403122 | 5 | Services equipment | Install | Assembly | 1.8 | Hours | 150 | 44 | 1 | FALSE | 1 | FALSE | 1 | [6 empty] | 0 | A5 | 0.097338 | 6.304e-09 | 0.00052778 | 0.00012106 | 3.004e-05 | 1.175e-07 | 1.499 | 72.0197 | 0.00038684
| Civic Offices | Services pipework 22mm copper pipe (water supply) | 1700902 | 8403122 | 5 | Services equipment | Install | Assembly | 1.8 | Hours | 150 | 44 | 1 | FALSE | 1 | FALSE | 1 | [6 empty] | 0 | A4 | 0 | 0 | 0 | 0 | 0 | 0 | 0 | 0 | 0
| Civic Offices | Services pipework PVC waste 94mm | 1700903 | 8403124 | 5 | Services equipment | Install | Assembly | 1.8 | Hours | 150 | 44 | 1 | FALSE | 1 | FALSE | 1 | [6 empty] | 0 | A5 | 0.097338 | 6.304e-09 | 0.00052778 | 0.00012106 | 3.004e-05 | 1.175e-07 | 1.499 | 72.0197 | 0.00038684
| Civic Offices | Services pipework PVC waste 94mm | 1700903 | 8403124 | 5 | Services equipment | Install | Assembly | 1.8 | Hours | 150 | 44 | 1 | FALSE | 1 | FALSE | 1 | [6 empty] | 0 | A4 | 0 | 0 | 0 | 0 | 0 | 0 | 0 | 0 | 0
| Civic Offices | Services pipework 22mm copper pipe (water supply) | 1700905 | 8403126 | 5 | Services equipment | Install | Assembly | 1.8 | Hours | 150 | 44 | 1 | FALSE | 1 | FALSE | 1 | [6 empty] | 0 | A5 | 0.097338 | 6.304e-09 | 0.00052778 | 0.00012106 | 3.004e-05 | 1.175e-07 | 1.499 | 72.0197 | 0.00038684
| Civic Offices | Services pipework 22mm copper pipe (water supply) | 1700905 | 8403126 | 5 | Services equipment | Install | Assembly | 1.8 | Hours | 150 | 44 | 1 | FALSE | 1 | FALSE | 1 | [6 empty] | 0 | A4 | 0 | 0 | 0 | 0 | 0 | 0 | 0 | 0 | 0
| Civic Offices | Services pipework insulation (50mm) | 1700906 | 8403128 | 5 | Services equipment | Install | Assembly | 0.1242 | Hours | 70 | 44 | 1 | FALSE | 1 | FALSE | 1 | [6 empty] | 0 | A5 | 0.0067163 | 4.3498e-10 | 3.6416e-05 | 8.3531e-06 | 2.0728e-06 | 8.1073e-09 | 0.10343 | 4.9694 | 2.6692e-05
| Civic Offices | Services pipework insulation (50mm) | 1700906 | 8403128 | 5 | Services equipment | Install | Assembly | 0.1242 | Hours | 70 | 44 | 1 | FALSE | 1 | FALSE | 1 | [6 empty] | 0 | A4 | 0 | 0 | 0 | 0 | 0 | 0 | 0 | 0 | 0
| Civic Offices | Wall lining laminate panel | 1700908 | 8403130 | 3 | Internal finishes | install | Assembly | 58.32 | Hours | 15 | 44 | 1 | FALSE | 1 | FALSE | 1 | [6 empty] | 0 | A5 | 3.1538 | 2.0425e-07 | 0.0171 | 0.0039223 | 0.00097329 | 3.8069e-06 | 48.5665 | 2333.4381 | 0.012534
| Civic Offices | Wall lining laminate panel | 1700908 | 8403130 | 3 | Internal finishes | install | Assembly | 58.32 | Hours | 15 | 44 | 1 | FALSE | 1 | FALSE | 1 | [6 empty] | 0 | A4 | 0 | 0 | 0 | 0 | 0 | 0 | 0 | 0 | 0
| Civic Offices | Wall lining laminate panel | 1700908 | 8403130 | 3 | Internal finishes | install | Assembly | 58.32 | Hours | 15 | 44 | 1 | FALSE | 1 | FALSE | 1 | [6 empty] | 15 | B4B5 | 3.1538 | 2.0425e-07 | 0.0171 | 0.0039223 | 0.00097329 | 3.8069e-06 | 48.5665 | 2333.4381 | 0.012534
| Civic Offices | Wall lining laminate panel | 1700908 | 8403130 | 3 | Internal finishes | install | Assembly | 58.32 | Hours | 15 | 44 | 1 | FALSE | 1 | FALSE | 1 | [6 empty] | 30 | B4B5 | 3.1538 | 2.0425e-07 | 0.0171 | 0.0039223 | 0.00097329 | 3.8069e-06 | 48.5665 | 2333.4381 | 0.012534
| Civic Offices | Wall lining laminate panel | 1700908 | 8403130 | 3 | Internal finishes | install | Assembly | 58.32 | Hours | 15 | 44 | 1 | FALSE | 1 | FALSE | 1 | [6 empty] | 45 | B4B5 | 3.1538 | 2.0425e-07 | 0.0171 | 0.0039223 | 0.00097329 | 3.8069e-06 | 48.5665 | 2333.4381 | 0.012534
| Civic Offices | Fittings mirror (m2) | 1700909 | 8403133 | 4.1.1 | General fittings, furnishings and equipment | install mirror | Assembly | 1.44 | Hours | 20 | 44 | 1 | FALSE | 1 | FALSE | 1 | [6 empty] | 0 | A5 | 0.07787 | 5.0432e-09 | 0.00042222 | 9.6847e-05 | 2.4032e-05 | 9.3998e-08 | 1.1992 | 84.9758 | 0.00030947
| Civic Offices | Fittings mirror (m2) | 1700909 | 8403133 | 4.1.1 | General fittings, furnishings and equipment | install mirror | Assembly | 1.44 | Hours | 20 | 44 | 1 | FALSE | 1 | FALSE | 1 | [6 empty] | 0 | A4 | 12.9182 | 2.3211e-06 | 0.042299 | 0.011433 | 0.0072161 | 4.5052e-05 | 192.5666 | 29.4035 | 0.05316
| Civic Offices | Fittings mirror (m2) | 1700909 | 8403133 | 4.1.1 | General fittings, furnishings and equipment | install mirror | Assembly | 1.44 | Hours | 20 | 44 | 1 | FALSE | 1 | FALSE | 1 | [6 empty] | 20 | B4B5 | 12.9961 | 2.3261e-06 | 0.042721 | 0.011529 | 0.0072401 | 4.5146e-05 | 193.7657 | 114.3793 | 0.05347
| Civic Offices | Fittings mirror (m2) | 1700909 | 8403133 | 4.1.1 | General fittings, furnishings and equipment | install mirror | Assembly | 1.44 | Hours | 20 | 44 | 1 | FALSE | 1 | FALSE | 1 | [6 empty] | 40 | B4B5 | 12.9961 | 2.3261e-06 | 0.042721 | 0.011529 | 0.0072401 | 4.5146e-05 | 193.7657 | 114.3793 | 0.05347
| Civic Offices | Mixer Tap | 1700911 | 8403135 | 5 | Services equipment | install | Assembly | 3 | Hours | 15 | 44 | 1 | FALSE | 1 | FALSE | 3 | [6 empty] | 15 | B2B3 | 0.16223 | 1.0507e-08 | 0.00087963 | 0.00020177 | 5.0066e-05 | 1.9583e-07 | 2.4983 | 120.0328 | 0.00064474
| Civic Offices | Mixer Tap | 1700911 | 8403135 | 5 | Services equipment | install | Assembly | 3 | Hours | 15 | 44 | 1 | FALSE | 1 | FALSE | 3 | [6 empty] | 30 | B2B3 | 0.16223 | 1.0507e-08 | 0.00087963 | 0.00020177 | 5.0066e-05 | 1.9583e-07 | 2.4983 | 120.0328 | 0.00064474
| Civic Offices | Mixer Tap | 1700911 | 8403135 | 5 | Services equipment | install | Assembly | 3 | Hours | 15 | 44 | 1 | FALSE | 1 | FALSE | 3 | [6 empty] | 45 | B2B3 | 0.16223 | 1.0507e-08 | 0.00087963 | 0.00020177 | 5.0066e-05 | 1.9583e-07 | 2.4983 | 120.0328 | 0.00064474
| Civic Offices | Mixer Tap | 1700911 | 8403135 | 5 | Services equipment | install | Assembly | 3 | Hours | 15 | 44 | 1 | FALSE | 1 | FALSE | 3 | [6 empty] | 60 | B2B3 | 0.16223 | 1.0507e-08 | 0.00087963 | 0.00020177 | 5.0066e-05 | 1.9583e-07 | 2.4983 | 120.0328 | 0.00064474
| Civic Offices | Services pipework 22mm copper pipe (water supply) | 1700913 | 8403137 | 5 | Services equipment | Install | Assembly | 9 | Hours | 150 | 44 | 1 | FALSE | 1 | FALSE | 1 | [6 empty] | 0 | A5 | 0.48669 | 3.152e-08 | 0.0026389 | 0.0006053 | 0.0001502 | 5.8749e-07 | 7.4948 | 360.0985 | 0.0019342
| Civic Offices | Services pipework 22mm copper pipe (water supply) | 1700913 | 8403137 | 5 | Services equipment | Install | Assembly | 9 | Hours | 150 | 44 | 1 | FALSE | 1 | FALSE | 1 | [6 empty] | 0 | A4 | 0 | 0 | 0 | 0 | 0 | 0 | 0 | 0 | 0
| Civic Offices | Services pipework PVC waste 94mm | 1700914 | 8403139 | 5 | Services equipment | Install | Assembly | 9 | Hours | 150 | 44 | 1 | FALSE | 1 | FALSE | 1 | [6 empty] | 0 | A5 | 0.48669 | 3.152e-08 | 0.0026389 | 0.0006053 | 0.0001502 | 5.8749e-07 | 7.4948 | 360.0985 | 0.0019342
| Civic Offices | Services pipework PVC waste 94mm | 1700914 | 8403139 | 5 | Services equipment | Install | Assembly | 9 | Hours | 150 | 44 | 1 | FALSE | 1 | FALSE | 1 | [6 empty] | 0 | A4 | 0 | 0 | 0 | 0 | 0 | 0 | 0 | 0 | 0
| Civic Offices | Services pipework 22mm copper pipe (water supply) | 1700916 | 8403141 | 5 | Services equipment | Install | Assembly | 9 | Hours | 150 | 44 | 1 | FALSE | 1 | FALSE | 1 | [6 empty] | 0 | A5 | 0.48669 | 3.152e-08 | 0.0026389 | 0.0006053 | 0.0001502 | 5.8749e-07 | 7.4948 | 360.0985 | 0.0019342
| Civic Offices | Services pipework 22mm copper pipe (water supply) | 1700916 | 8403141 | 5 | Services equipment | Install | Assembly | 9 | Hours | 150 | 44 | 1 | FALSE | 1 | FALSE | 1 | [6 empty] | 0 | A4 | 0 | 0 | 0 | 0 | 0 | 0 | 0 | 0 | 0
| Civic Offices | Services pipework insulation (50mm) | 1700917 | 8403143 | 5 | Services equipment | Install | Assembly | 0.621 | Hours | 70 | 44 | 1 | FALSE | 1 | FALSE | 1 | [6 empty] | 0 | A5 | 0.033582 | 2.1749e-09 | 0.00018208 | 4.1765e-05 | 1.0364e-05 | 4.0537e-08 | 0.51714 | 24.8468 | 0.00013346
| Civic Offices | Services pipework insulation (50mm) | 1700917 | 8403143 | 5 | Services equipment | Install | Assembly | 0.621 | Hours | 70 | 44 | 1 | FALSE | 1 | FALSE | 1 | [6 empty] | 0 | A4 | 0 | 0 | 0 | 0 | 0 | 0 | 0 | 0 | 0
| Civic Offices | Services pipework (copper water supplyx1 and PVC waste) | 1700919 | 8403146 | 5 | Services equipment | Install | Assembly | 18 | Hours | 200 | 44 | 1 | FALSE | 1 | FALSE | 1 | [6 empty] | 0 | A5 | 0.97338 | 6.304e-08 | 0.0052778 | 0.0012106 | 0.0003004 | 1.175e-06 | 14.9897 | 720.1969 | 0.0038684
| Civic Offices | Services pipework (copper water supplyx1 and PVC waste) | 1700919 | 8403146 | 5 | Services equipment | Install | Assembly | 18 | Hours | 200 | 44 | 1 | FALSE | 1 | FALSE | 1 | [6 empty] | 0 | A4 | 0 | 0 | 0 | 0 | 0 | 0 | 0 | 0 | 0
| Civic Offices | Services pipework 22mm copper pipe (water supply) | 1700920 | 8403148 | 5 | Services equipment | Install | Assembly | 9 | Hours | 150 | 44 | 1 | FALSE | 1 | FALSE | 1 | [6 empty] | 0 | A5 | 0.48669 | 3.152e-08 | 0.0026389 | 0.0006053 | 0.0001502 | 5.8749e-07 | 7.4948 | 360.0985 | 0.0019342
| Civic Offices | Services pipework 22mm copper pipe (water supply) | 1700920 | 8403148 | 5 | Services equipment | Install | Assembly | 9 | Hours | 150 | 44 | 1 | FALSE | 1 | FALSE | 1 | [6 empty] | 0 | A4 | 0 | 0 | 0 | 0 | 0 | 0 | 0 | 0 | 0
| Civic Offices | Services pipework PVC waste 94mm | 1700921 | 8403150 | 5 | Services equipment | Install | Assembly | 9 | Hours | 150 | 44 | 1 | FALSE | 1 | FALSE | 1 | [6 empty] | 0 | A5 | 0.48669 | 3.152e-08 | 0.0026389 | 0.0006053 | 0.0001502 | 5.8749e-07 | 7.4948 | 360.0985 | 0.0019342
| Civic Offices | Services pipework PVC waste 94mm | 1700921 | 8403150 | 5 | Services equipment | Install | Assembly | 9 | Hours | 150 | 44 | 1 | FALSE | 1 | FALSE | 1 | [6 empty] | 0 | A4 | 0 | 0 | 0 | 0 | 0 | 0 | 0 | 0 | 0
| Civic Offices | Disabled WCs including cistern seat and accessories (WC, Commercial Cubicle) | 1700922 | 8403152 | 4 | Fittings, furnishings and equipment | Install and replace sundries | Assembly | 6 | Hours | 5 | 44 | 1 | FALSE | 1 | FALSE | 1 | [6 empty] | 0 | A5 | 0.32446 | 2.1013e-08 | 0.0017593 | 0.00040353 | 0.00010013 | 3.9166e-07 | 4.9966 | 240.0656 | 0.0012895
| Civic Offices | Disabled WCs including cistern seat and accessories (WC, Commercial Cubicle) | 1700922 | 8403152 | 4 | Fittings, furnishings and equipment | Install and replace sundries | Assembly | 6 | Hours | 5 | 44 | 1 | FALSE | 1 | FALSE | 1 | [6 empty] | 0 | A4 | 0 | 0 | 0 | 0 | 0 | 0 | 0 | 0 | 0
| Civic Offices | Disabled WCs including cistern seat and accessories (WC, Commercial Cubicle) | 1700922 | 8403152 | 4 | Fittings, furnishings and equipment | Install and replace sundries | Assembly | 6 | Hours | 5 | 44 | 1 | FALSE | 1 | FALSE | 1 | [6 empty] | 5 | B4B5 | 0.32446 | 2.1013e-08 | 0.0017593 | 0.00040353 | 0.00010013 | 3.9166e-07 | 4.9966 | 240.0656 | 0.0012895
| Civic Offices | Disabled WCs including cistern seat and accessories (WC, Commercial Cubicle) | 1700922 | 8403152 | 4 | Fittings, furnishings and equipment | Install and replace sundries | Assembly | 6 | Hours | 5 | 44 | 1 | FALSE | 1 | FALSE | 1 | [6 empty] | 10 | B4B5 | 0.32446 | 2.1013e-08 | 0.0017593 | 0.00040353 | 0.00010013 | 3.9166e-07 | 4.9966 | 240.0656 | 0.0012895
| Civic Offices | Disabled WCs including cistern seat and accessories (WC, Commercial Cubicle) | 1700922 | 8403152 | 4 | Fittings, furnishings and equipment | Install and replace sundries | Assembly | 6 | Hours | 5 | 44 | 1 | FALSE | 1 | FALSE | 1 | [6 empty] | 15 | B4B5 | 0.32446 | 2.1013e-08 | 0.0017593 | 0.00040353 | 0.00010013 | 3.9166e-07 | 4.9966 | 240.0656 | 0.0012895
| Civic Offices | Disabled WCs including cistern seat and accessories (WC, Commercial Cubicle) | 1700922 | 8403152 | 4 | Fittings, furnishings and equipment | Install and replace sundries | Assembly | 6 | Hours | 5 | 44 | 1 | FALSE | 1 | FALSE | 1 | [6 empty] | 20 | B4B5 | 0.32446 | 2.1013e-08 | 0.0017593 | 0.00040353 | 0.00010013 | 3.9166e-07 | 4.9966 | 240.0656 | 0.0012895
| Civic Offices | Disabled WCs including cistern seat and accessories (WC, Commercial Cubicle) | 1700922 | 8403152 | 4 | Fittings, furnishings and equipment | Install and replace sundries | Assembly | 6 | Hours | 5 | 44 | 1 | FALSE | 1 | FALSE | 1 | [6 empty] | 25 | B4B5 | 0.32446 | 2.1013e-08 | 0.0017593 | 0.00040353 | 0.00010013 | 3.9166e-07 | 4.9966 | 240.0656 | 0.0012895
| Civic Offices | Disabled WCs including cistern seat and accessories (WC, Commercial Cubicle) | 1700922 | 8403152 | 4 | Fittings, furnishings and equipment | Install and replace sundries | Assembly | 6 | Hours | 5 | 44 | 1 | FALSE | 1 | FALSE | 1 | [6 empty] | 30 | B4B5 | 0.32446 | 2.1013e-08 | 0.0017593 | 0.00040353 | 0.00010013 | 3.9166e-07 | 4.9966 | 240.0656 | 0.0012895
| Civic Offices | Disabled WCs including cistern seat and accessories (WC, Commercial Cubicle) | 1700922 | 8403152 | 4 | Fittings, furnishings and equipment | Install and replace sundries | Assembly | 6 | Hours | 5 | 44 | 1 | FALSE | 1 | FALSE | 1 | [6 empty] | 35 | B4B5 | 0.32446 | 2.1013e-08 | 0.0017593 | 0.00040353 | 0.00010013 | 3.9166e-07 | 4.9966 | 240.0656 | 0.0012895
| Civic Offices | Disabled WCs including cistern seat and accessories (WC, Commercial Cubicle) | 1700922 | 8403152 | 4 | Fittings, furnishings and equipment | Install and replace sundries | Assembly | 6 | Hours | 5 | 44 | 1 | FALSE | 1 | FALSE | 1 | [6 empty] | 40 | B4B5 | 0.32446 | 2.1013e-08 | 0.0017593 | 0.00040353 | 0.00010013 | 3.9166e-07 | 4.9966 | 240.0656 | 0.0012895
| Civic Offices | Disabled WCs including cistern seat and accessories (WC, Commercial Cubicle) | 1700922 | 8403152 | 4 | Fittings, furnishings and equipment | Install and replace sundries | Assembly | 6 | Hours | 5 | 44 | 1 | FALSE | 1 | FALSE | 1 | [6 empty] | 45 | B4B5 | 0.32446 | 2.1013e-08 | 0.0017593 | 0.00040353 | 0.00010013 | 3.9166e-07 | 4.9966 | 240.0656 | 0.0012895
| Civic Offices | Disabled WCs including cistern seat and accessories (WC, Commercial Cubicle) | 1700922 | 8403152 | 4 | Fittings, furnishings and equipment | Install and replace sundries | Assembly | 6 | Hours | 5 | 44 | 1 | FALSE | 1 | FALSE | 1 | [6 empty] | 50 | B4B5 | 0.32446 | 2.1013e-08 | 0.0017593 | 0.00040353 | 0.00010013 | 3.9166e-07 | 4.9966 | 240.0656 | 0.0012895
| Civic Offices | Disabled WCs including cistern seat and accessories (WC, Commercial Cubicle) | 1700922 | 8403152 | 4 | Fittings, furnishings and equipment | Install and replace sundries | Assembly | 6 | Hours | 5 | 44 | 1 | FALSE | 1 | FALSE | 1 | [6 empty] | 55 | B4B5 | 0.32446 | 2.1013e-08 | 0.0017593 | 0.00040353 | 0.00010013 | 3.9166e-07 | 4.9966 | 240.0656 | 0.0012895
| Civic Offices | WC | 1700923 | 8403155 | 5 | Services equipment | Install | Assembly | 6 | Hours | 50 | 44 | 1 | FALSE | 1 | FALSE | 3 | [6 empty] | 50 | B2B3 | 0.32446 | 2.1013e-08 | 0.0017593 | 0.00040353 | 0.00010013 | 3.9166e-07 | 4.9966 | 240.0656 | 0.0012895
| Civic Offices | WC | 1700923 | 8403156 | 5 | Services equipment | Fit flush | Assembly | 1.5 | Hours | 30 | 44 | 1 | FALSE | 1 | FALSE | 3 | [6 empty] | 30 | B2B3 | 0.081115 | 5.2534e-09 | 0.00043981 | 0.00010088 | 2.5033e-05 | 9.7914e-08 | 1.2491 | 60.0164 | 0.00032237
| Civic Offices | WC | 1700923 | 8403156 | 5 | Services equipment | Fit flush | Assembly | 1.5 | Hours | 30 | 44 | 1 | FALSE | 1 | FALSE | 3 | [6 empty] | 60 | B2B3 | 0.081115 | 5.2534e-09 | 0.00043981 | 0.00010088 | 2.5033e-05 | 9.7914e-08 | 1.2491 | 60.0164 | 0.00032237
| Civic Offices | Services pipework (copper water supplyx1 and PVC waste) | 1700924 | 8403159 | 5 | Services equipment | Install | Assembly | 0.9 | Hours | 200 | 44 | 1 | FALSE | 1 | FALSE | 1 | [6 empty] | 0 | A5 | 0.048669 | 3.152e-09 | 0.00026389 | 6.053e-05 | 1.502e-05 | 5.8749e-08 | 0.74948 | 36.0098 | 0.00019342
| Civic Offices | Services pipework (copper water supplyx1 and PVC waste) | 1700924 | 8403159 | 5 | Services equipment | Install | Assembly | 0.9 | Hours | 200 | 44 | 1 | FALSE | 1 | FALSE | 1 | [6 empty] | 0 | A4 | 0 | 0 | 0 | 0 | 0 | 0 | 0 | 0 | 0
| Civic Offices | Services pipework 22mm copper pipe (water supply) | 1700925 | 8403161 | 5 | Services equipment | Install | Assembly | 0.45 | Hours | 150 | 44 | 1 | FALSE | 1 | FALSE | 1 | [6 empty] | 0 | A5 | 0.024334 | 1.576e-09 | 0.00013194 | 3.0265e-05 | 7.51e-06 | 2.9374e-08 | 0.37474 | 18.0049 | 9.6711e-05
| Civic Offices | Services pipework 22mm copper pipe (water supply) | 1700925 | 8403161 | 5 | Services equipment | Install | Assembly | 0.45 | Hours | 150 | 44 | 1 | FALSE | 1 | FALSE | 1 | [6 empty] | 0 | A4 | 0 | 0 | 0 | 0 | 0 | 0 | 0 | 0 | 0
| Civic Offices | Services pipework PVC waste 94mm | 1700926 | 8403163 | 5 | Services equipment | Install | Assembly | 0.45 | Hours | 150 | 44 | 1 | FALSE | 1 | FALSE | 1 | [6 empty] | 0 | A5 | 0.024334 | 1.576e-09 | 0.00013194 | 3.0265e-05 | 7.51e-06 | 2.9374e-08 | 0.37474 | 18.0049 | 9.6711e-05
| Civic Offices | Services pipework PVC waste 94mm | 1700926 | 8403163 | 5 | Services equipment | Install | Assembly | 0.45 | Hours | 150 | 44 | 1 | FALSE | 1 | FALSE | 1 | [6 empty] | 0 | A4 | 0 | 0 | 0 | 0 | 0 | 0 | 0 | 0 | 0
| Civic Offices | Wall basin/sink ceramic | 1700927 | 8403166 | 5 | Services equipment | Install sink | Assembly | 6 | Hours | 50 | 44 | 1 | FALSE | 1 | FALSE | 1 | [6 empty] | 0 | A5 | 0.32446 | 2.1013e-08 | 0.0017593 | 0.00040353 | 0.00010013 | 3.9166e-07 | 4.9966 | 240.0656 | 0.0012895
| Civic Offices | Wall basin/sink ceramic | 1700927 | 8403166 | 5 | Services equipment | Install sink | Assembly | 6 | Hours | 50 | 44 | 1 | FALSE | 1 | FALSE | 1 | [6 empty] | 0 | A4 | 0 | 0 | 0 | 0 | 0 | 0 | 0 | 0 | 0
| Civic Offices | Wall basin/sink ceramic | 1700927 | 8403166 | 5 | Services equipment | Install sink | Assembly | 6 | Hours | 50 | 44 | 1 | FALSE | 1 | FALSE | 1 | [6 empty] | 50 | B4B5 | 0.32446 | 2.1013e-08 | 0.0017593 | 0.00040353 | 0.00010013 | 3.9166e-07 | 4.9966 | 240.0656 | 0.0012895
| Civic Offices | Wall basin/sink ceramic | 1700927 | 8403167 | 5 | Services equipment | Fit taps | Assembly | 1.5 | Hours | 20 | 44 | 1 | FALSE | 1 | FALSE | 1 | [6 empty] | 0 | A5 | 0.081115 | 5.2534e-09 | 0.00043981 | 0.00010088 | 2.5033e-05 | 9.7914e-08 | 1.2491 | 60.0164 | 0.00032237
| Civic Offices | Wall basin/sink ceramic | 1700927 | 8403167 | 5 | Services equipment | Fit taps | Assembly | 1.5 | Hours | 20 | 44 | 1 | FALSE | 1 | FALSE | 1 | [6 empty] | 0 | A4 | 0 | 0 | 0 | 0 | 0 | 0 | 0 | 0 | 0
| Civic Offices | Wall basin/sink ceramic | 1700927 | 8403167 | 5 | Services equipment | Fit taps | Assembly | 1.5 | Hours | 20 | 44 | 1 | FALSE | 1 | FALSE | 1 | [6 empty] | 20 | B4B5 | 0.081115 | 5.2534e-09 | 0.00043981 | 0.00010088 | 2.5033e-05 | 9.7914e-08 | 1.2491 | 60.0164 | 0.00032237
| Civic Offices | Wall basin/sink ceramic | 1700927 | 8403167 | 5 | Services equipment | Fit taps | Assembly | 1.5 | Hours | 20 | 44 | 1 | FALSE | 1 | FALSE | 1 | [6 empty] | 40 | B4B5 | 0.081115 | 5.2534e-09 | 0.00043981 | 0.00010088 | 2.5033e-05 | 9.7914e-08 | 1.2491 | 60.0164 | 0.00032237
| Civic Offices | Services pipework 22mm copper pipe (water supply) | 1700929 | 8403169 | 5 | Services equipment | Install | Assembly | 0.45 | Hours | 150 | 44 | 1 | FALSE | 1 | FALSE | 1 | [6 empty] | 0 | A5 | 0.024334 | 1.576e-09 | 0.00013194 | 3.0265e-05 | 7.51e-06 | 2.9374e-08 | 0.37474 | 18.0049 | 9.6711e-05
| Civic Offices | Services pipework 22mm copper pipe (water supply) | 1700929 | 8403169 | 5 | Services equipment | Install | Assembly | 0.45 | Hours | 150 | 44 | 1 | FALSE | 1 | FALSE | 1 | [6 empty] | 0 | A4 | 0 | 0 | 0 | 0 | 0 | 0 | 0 | 0 | 0
| Civic Offices | Services pipework PVC waste 94mm | 1700930 | 8403171 | 5 | Services equipment | Install | Assembly | 0.45 | Hours | 150 | 44 | 1 | FALSE | 1 | FALSE | 1 | [6 empty] | 0 | A5 | 0.024334 | 1.576e-09 | 0.00013194 | 3.0265e-05 | 7.51e-06 | 2.9374e-08 | 0.37474 | 18.0049 | 9.6711e-05
| Civic Offices | Services pipework PVC waste 94mm | 1700930 | 8403171 | 5 | Services equipment | Install | Assembly | 0.45 | Hours | 150 | 44 | 1 | FALSE | 1 | FALSE | 1 | [6 empty] | 0 | A4 | 0 | 0 | 0 | 0 | 0 | 0 | 0 | 0 | 0
| Civic Offices | Services pipework 22mm copper pipe (water supply) | 1700932 | 8403173 | 5 | Services equipment | Install | Assembly | 0.45 | Hours | 150 | 44 | 1 | FALSE | 1 | FALSE | 1 | [6 empty] | 0 | A5 | 0.024334 | 1.576e-09 | 0.00013194 | 3.0265e-05 | 7.51e-06 | 2.9374e-08 | 0.37474 | 18.0049 | 9.6711e-05
| Civic Offices | Services pipework 22mm copper pipe (water supply) | 1700932 | 8403173 | 5 | Services equipment | Install | Assembly | 0.45 | Hours | 150 | 44 | 1 | FALSE | 1 | FALSE | 1 | [6 empty] | 0 | A4 | 0 | 0 | 0 | 0 | 0 | 0 | 0 | 0 | 0
| Civic Offices | Services pipework insulation (50mm) | 1700933 | 8403175 | 5 | Services equipment | Install | Assembly | 0.03105 | Hours | 70 | 44 | 1 | FALSE | 1 | FALSE | 1 | [6 empty] | 0 | A5 | 0.0016791 | 1.0874e-10 | 9.1041e-06 | 2.0883e-06 | 5.1819e-07 | 2.0268e-09 | 0.025857 | 1.2423 | 6.673e-06
| Civic Offices | Services pipework insulation (50mm) | 1700933 | 8403175 | 5 | Services equipment | Install | Assembly | 0.03105 | Hours | 70 | 44 | 1 | FALSE | 1 | FALSE | 1 | [6 empty] | 0 | A4 | 0 | 0 | 0 | 0 | 0 | 0 | 0 | 0 | 0
| Civic Offices | Wall lining laminate panel | 1700935 | 8403177 | 3 | Internal finishes | install | Assembly | 14.58 | Hours | 15 | 44 | 1 | FALSE | 1 | FALSE | 1 | [6 empty] | 0 | A5 | 0.78844 | 5.1063e-08 | 0.004275 | 0.00098058 | 0.00024332 | 9.5173e-07 | 12.1416 | 583.3595 | 0.0031334
| Civic Offices | Wall lining laminate panel | 1700935 | 8403177 | 3 | Internal finishes | install | Assembly | 14.58 | Hours | 15 | 44 | 1 | FALSE | 1 | FALSE | 1 | [6 empty] | 0 | A4 | 0 | 0 | 0 | 0 | 0 | 0 | 0 | 0 | 0
| Civic Offices | Wall lining laminate panel | 1700935 | 8403177 | 3 | Internal finishes | install | Assembly | 14.58 | Hours | 15 | 44 | 1 | FALSE | 1 | FALSE | 1 | [6 empty] | 15 | B4B5 | 0.78844 | 5.1063e-08 | 0.004275 | 0.00098058 | 0.00024332 | 9.5173e-07 | 12.1416 | 583.3595 | 0.0031334
| Civic Offices | Wall lining laminate panel | 1700935 | 8403177 | 3 | Internal finishes | install | Assembly | 14.58 | Hours | 15 | 44 | 1 | FALSE | 1 | FALSE | 1 | [6 empty] | 30 | B4B5 | 0.78844 | 5.1063e-08 | 0.004275 | 0.00098058 | 0.00024332 | 9.5173e-07 | 12.1416 | 583.3595 | 0.0031334
| Civic Offices | Wall lining laminate panel | 1700935 | 8403177 | 3 | Internal finishes | install | Assembly | 14.58 | Hours | 15 | 44 | 1 | FALSE | 1 | FALSE | 1 | [6 empty] | 45 | B4B5 | 0.78844 | 5.1063e-08 | 0.004275 | 0.00098058 | 0.00024332 | 9.5173e-07 | 12.1416 | 583.3595 | 0.0031334
| Civic Offices | Fittings mirror (m2) | 1700936 | 8403180 | 4.1.1 | General fittings, furnishings and equipment | install mirror | Assembly | 0.36 | Hours | 20 | 44 | 1 | FALSE | 1 | FALSE | 1 | [6 empty] | 0 | A5 | 0.019468 | 1.2608e-09 | 0.00010556 | 2.4212e-05 | 6.008e-06 | 2.3499e-08 | 0.29979 | 21.2439 | 7.7368e-05
| Civic Offices | Fittings mirror (m2) | 1700936 | 8403180 | 4.1.1 | General fittings, furnishings and equipment | install mirror | Assembly | 0.36 | Hours | 20 | 44 | 1 | FALSE | 1 | FALSE | 1 | [6 empty] | 0 | A4 | 12.9182 | 2.3211e-06 | 0.042299 | 0.011433 | 0.0072161 | 4.5052e-05 | 192.5666 | 29.4035 | 0.05316
| Civic Offices | Fittings mirror (m2) | 1700936 | 8403180 | 4.1.1 | General fittings, furnishings and equipment | install mirror | Assembly | 0.36 | Hours | 20 | 44 | 1 | FALSE | 1 | FALSE | 1 | [6 empty] | 20 | B4B5 | 12.9377 | 2.3223e-06 | 0.042404 | 0.011457 | 0.0072221 | 4.5075e-05 | 192.8664 | 50.6474 | 0.053238
| Civic Offices | Fittings mirror (m2) | 1700936 | 8403180 | 4.1.1 | General fittings, furnishings and equipment | install mirror | Assembly | 0.36 | Hours | 20 | 44 | 1 | FALSE | 1 | FALSE | 1 | [6 empty] | 40 | B4B5 | 12.9377 | 2.3223e-06 | 0.042404 | 0.011457 | 0.0072221 | 4.5075e-05 | 192.8664 | 50.6474 | 0.053238
| Civic Offices | Mixer Tap | 1700938 | 8403182 | 5 | Services equipment | install | Assembly | 0.75 | Hours | 15 | 44 | 1 | FALSE | 1 | FALSE | 3 | [6 empty] | 15 | B2B3 | 0.040557 | 2.6267e-09 | 0.00021991 | 5.0441e-05 | 1.2517e-05 | 4.8957e-08 | 0.62457 | 30.0082 | 0.00016118
| Civic Offices | Mixer Tap | 1700938 | 8403182 | 5 | Services equipment | install | Assembly | 0.75 | Hours | 15 | 44 | 1 | FALSE | 1 | FALSE | 3 | [6 empty] | 30 | B2B3 | 0.040557 | 2.6267e-09 | 0.00021991 | 5.0441e-05 | 1.2517e-05 | 4.8957e-08 | 0.62457 | 30.0082 | 0.00016118
| Civic Offices | Mixer Tap | 1700938 | 8403182 | 5 | Services equipment | install | Assembly | 0.75 | Hours | 15 | 44 | 1 | FALSE | 1 | FALSE | 3 | [6 empty] | 45 | B2B3 | 0.040557 | 2.6267e-09 | 0.00021991 | 5.0441e-05 | 1.2517e-05 | 4.8957e-08 | 0.62457 | 30.0082 | 0.00016118
| Civic Offices | Mixer Tap | 1700938 | 8403182 | 5 | Services equipment | install | Assembly | 0.75 | Hours | 15 | 44 | 1 | FALSE | 1 | FALSE | 3 | [6 empty] | 60 | B2B3 | 0.040557 | 2.6267e-09 | 0.00021991 | 5.0441e-05 | 1.2517e-05 | 4.8957e-08 | 0.62457 | 30.0082 | 0.00016118
| Civic Offices | Services pipework 22mm copper pipe (water supply) | 1700940 | 8403184 | 5 | Services equipment | Install | Assembly | 2.25 | Hours | 150 | 44 | 1 | FALSE | 1 | FALSE | 1 | [6 empty] | 0 | A5 | 0.12167 | 7.8801e-09 | 0.00065972 | 0.00015132 | 3.755e-05 | 1.4687e-07 | 1.8737 | 90.0246 | 0.00048355
| Civic Offices | Services pipework 22mm copper pipe (water supply) | 1700940 | 8403184 | 5 | Services equipment | Install | Assembly | 2.25 | Hours | 150 | 44 | 1 | FALSE | 1 | FALSE | 1 | [6 empty] | 0 | A4 | 0 | 0 | 0 | 0 | 0 | 0 | 0 | 0 | 0
| Civic Offices | Services pipework PVC waste 94mm | 1700941 | 8403186 | 5 | Services equipment | Install | Assembly | 2.25 | Hours | 150 | 44 | 1 | FALSE | 1 | FALSE | 1 | [6 empty] | 0 | A5 | 0.12167 | 7.8801e-09 | 0.00065972 | 0.00015132 | 3.755e-05 | 1.4687e-07 | 1.8737 | 90.0246 | 0.00048355
| Civic Offices | Services pipework PVC waste 94mm | 1700941 | 8403186 | 5 | Services equipment | Install | Assembly | 2.25 | Hours | 150 | 44 | 1 | FALSE | 1 | FALSE | 1 | [6 empty] | 0 | A4 | 0 | 0 | 0 | 0 | 0 | 0 | 0 | 0 | 0
| Civic Offices | Services pipework 22mm copper pipe (water supply) | 1700943 | 8403188 | 5 | Services equipment | Install | Assembly | 2.25 | Hours | 150 | 44 | 1 | FALSE | 1 | FALSE | 1 | [6 empty] | 0 | A5 | 0.12167 | 7.8801e-09 | 0.00065972 | 0.00015132 | 3.755e-05 | 1.4687e-07 | 1.8737 | 90.0246 | 0.00048355
| Civic Offices | Services pipework 22mm copper pipe (water supply) | 1700943 | 8403188 | 5 | Services equipment | Install | Assembly | 2.25 | Hours | 150 | 44 | 1 | FALSE | 1 | FALSE | 1 | [6 empty] | 0 | A4 | 0 | 0 | 0 | 0 | 0 | 0 | 0 | 0 | 0
| Civic Offices | Services pipework insulation (50mm) | 1700944 | 8403190 | 5 | Services equipment | Install | Assembly | 0.15525 | Hours | 70 | 44 | 1 | FALSE | 1 | FALSE | 1 | [6 empty] | 0 | A5 | 0.0083954 | 5.4372e-10 | 4.5521e-05 | 1.0441e-05 | 2.5909e-06 | 1.0134e-08 | 0.12929 | 6.2117 | 3.3365e-05
| Civic Offices | Services pipework insulation (50mm) | 1700944 | 8403190 | 5 | Services equipment | Install | Assembly | 0.15525 | Hours | 70 | 44 | 1 | FALSE | 1 | FALSE | 1 | [6 empty] | 0 | A4 | 0 | 0 | 0 | 0 | 0 | 0 | 0 | 0 | 0
| Civic Offices | Services pipework (copper water supplyx1 and PVC waste) | 1700946 | 8403193 | 5 | Services equipment | Install | Assembly | 4.5 | Hours | 200 | 44 | 1 | FALSE | 1 | FALSE | 1 | [6 empty] | 0 | A5 | 0.24334 | 1.576e-08 | 0.0013194 | 0.00030265 | 7.51e-05 | 2.9374e-07 | 3.7474 | 180.0492 | 0.00096711
| Civic Offices | Services pipework (copper water supplyx1 and PVC waste) | 1700946 | 8403193 | 5 | Services equipment | Install | Assembly | 4.5 | Hours | 200 | 44 | 1 | FALSE | 1 | FALSE | 1 | [6 empty] | 0 | A4 | 0 | 0 | 0 | 0 | 0 | 0 | 0 | 0 | 0
| Civic Offices | Services pipework 22mm copper pipe (water supply) | 1700947 | 8403195 | 5 | Services equipment | Install | Assembly | 2.25 | Hours | 150 | 44 | 1 | FALSE | 1 | FALSE | 1 | [6 empty] | 0 | A5 | 0.12167 | 7.8801e-09 | 0.00065972 | 0.00015132 | 3.755e-05 | 1.4687e-07 | 1.8737 | 90.0246 | 0.00048355
| Civic Offices | Services pipework 22mm copper pipe (water supply) | 1700947 | 8403195 | 5 | Services equipment | Install | Assembly | 2.25 | Hours | 150 | 44 | 1 | FALSE | 1 | FALSE | 1 | [6 empty] | 0 | A4 | 0 | 0 | 0 | 0 | 0 | 0 | 0 | 0 | 0
| Civic Offices | Services pipework PVC waste 94mm | 1700948 | 8403197 | 5 | Services equipment | Install | Assembly | 2.25 | Hours | 150 | 44 | 1 | FALSE | 1 | FALSE | 1 | [6 empty] | 0 | A5 | 0.12167 | 7.8801e-09 | 0.00065972 | 0.00015132 | 3.755e-05 | 1.4687e-07 | 1.8737 | 90.0246 | 0.00048355
| Civic Offices | Services pipework PVC waste 94mm | 1700948 | 8403197 | 5 | Services equipment | Install | Assembly | 2.25 | Hours | 150 | 44 | 1 | FALSE | 1 | FALSE | 1 | [6 empty] | 0 | A4 | 0 | 0 | 0 | 0 | 0 | 0 | 0 | 0 | 0
| Civic Offices | Urinals including flush and controls (WC, Commercial Cubicle) | 1700949 | 8403199 | 4 | Fittings, furnishings and equipment | Install and replace sundries | Assembly | 12 | Hours | 5 | 44 | 1 | FALSE | 1 | FALSE | 1 | [6 empty] | 0 | A5 | 0.64892 | 4.2027e-08 | 0.0035185 | 0.00080706 | 0.00020027 | 7.8331e-07 | 9.9931 | 480.1313 | 0.0025789
| Civic Offices | Urinals including flush and controls (WC, Commercial Cubicle) | 1700949 | 8403199 | 4 | Fittings, furnishings and equipment | Install and replace sundries | Assembly | 12 | Hours | 5 | 44 | 1 | FALSE | 1 | FALSE | 1 | [6 empty] | 0 | A4 | 0 | 0 | 0 | 0 | 0 | 0 | 0 | 0 | 0
| Civic Offices | Urinals including flush and controls (WC, Commercial Cubicle) | 1700949 | 8403199 | 4 | Fittings, furnishings and equipment | Install and replace sundries | Assembly | 12 | Hours | 5 | 44 | 1 | FALSE | 1 | FALSE | 1 | [6 empty] | 5 | B4B5 | 0.64892 | 4.2027e-08 | 0.0035185 | 0.00080706 | 0.00020027 | 7.8331e-07 | 9.9931 | 480.1313 | 0.0025789
| Civic Offices | Urinals including flush and controls (WC, Commercial Cubicle) | 1700949 | 8403199 | 4 | Fittings, furnishings and equipment | Install and replace sundries | Assembly | 12 | Hours | 5 | 44 | 1 | FALSE | 1 | FALSE | 1 | [6 empty] | 10 | B4B5 | 0.64892 | 4.2027e-08 | 0.0035185 | 0.00080706 | 0.00020027 | 7.8331e-07 | 9.9931 | 480.1313 | 0.0025789
| Civic Offices | Urinals including flush and controls (WC, Commercial Cubicle) | 1700949 | 8403199 | 4 | Fittings, furnishings and equipment | Install and replace sundries | Assembly | 12 | Hours | 5 | 44 | 1 | FALSE | 1 | FALSE | 1 | [6 empty] | 15 | B4B5 | 0.64892 | 4.2027e-08 | 0.0035185 | 0.00080706 | 0.00020027 | 7.8331e-07 | 9.9931 | 480.1313 | 0.0025789
| Civic Offices | Urinals including flush and controls (WC, Commercial Cubicle) | 1700949 | 8403199 | 4 | Fittings, furnishings and equipment | Install and replace sundries | Assembly | 12 | Hours | 5 | 44 | 1 | FALSE | 1 | FALSE | 1 | [6 empty] | 20 | B4B5 | 0.64892 | 4.2027e-08 | 0.0035185 | 0.00080706 | 0.00020027 | 7.8331e-07 | 9.9931 | 480.1313 | 0.0025789
| Civic Offices | Urinals including flush and controls (WC, Commercial Cubicle) | 1700949 | 8403199 | 4 | Fittings, furnishings and equipment | Install and replace sundries | Assembly | 12 | Hours | 5 | 44 | 1 | FALSE | 1 | FALSE | 1 | [6 empty] | 25 | B4B5 | 0.64892 | 4.2027e-08 | 0.0035185 | 0.00080706 | 0.00020027 | 7.8331e-07 | 9.9931 | 480.1313 | 0.0025789
| Civic Offices | Urinals including flush and controls (WC, Commercial Cubicle) | 1700949 | 8403199 | 4 | Fittings, furnishings and equipment | Install and replace sundries | Assembly | 12 | Hours | 5 | 44 | 1 | FALSE | 1 | FALSE | 1 | [6 empty] | 30 | B4B5 | 0.64892 | 4.2027e-08 | 0.0035185 | 0.00080706 | 0.00020027 | 7.8331e-07 | 9.9931 | 480.1313 | 0.0025789
| Civic Offices | Urinals including flush and controls (WC, Commercial Cubicle) | 1700949 | 8403199 | 4 | Fittings, furnishings and equipment | Install and replace sundries | Assembly | 12 | Hours | 5 | 44 | 1 | FALSE | 1 | FALSE | 1 | [6 empty] | 35 | B4B5 | 0.64892 | 4.2027e-08 | 0.0035185 | 0.00080706 | 0.00020027 | 7.8331e-07 | 9.9931 | 480.1313 | 0.0025789
| Civic Offices | Urinals including flush and controls (WC, Commercial Cubicle) | 1700949 | 8403199 | 4 | Fittings, furnishings and equipment | Install and replace sundries | Assembly | 12 | Hours | 5 | 44 | 1 | FALSE | 1 | FALSE | 1 | [6 empty] | 40 | B4B5 | 0.64892 | 4.2027e-08 | 0.0035185 | 0.00080706 | 0.00020027 | 7.8331e-07 | 9.9931 | 480.1313 | 0.0025789
| Civic Offices | Urinals including flush and controls (WC, Commercial Cubicle) | 1700949 | 8403199 | 4 | Fittings, furnishings and equipment | Install and replace sundries | Assembly | 12 | Hours | 5 | 44 | 1 | FALSE | 1 | FALSE | 1 | [6 empty] | 45 | B4B5 | 0.64892 | 4.2027e-08 | 0.0035185 | 0.00080706 | 0.00020027 | 7.8331e-07 | 9.9931 | 480.1313 | 0.0025789
| Civic Offices | Urinals including flush and controls (WC, Commercial Cubicle) | 1700949 | 8403199 | 4 | Fittings, furnishings and equipment | Install and replace sundries | Assembly | 12 | Hours | 5 | 44 | 1 | FALSE | 1 | FALSE | 1 | [6 empty] | 50 | B4B5 | 0.64892 | 4.2027e-08 | 0.0035185 | 0.00080706 | 0.00020027 | 7.8331e-07 | 9.9931 | 480.1313 | 0.0025789
| Civic Offices | Urinals including flush and controls (WC, Commercial Cubicle) | 1700949 | 8403199 | 4 | Fittings, furnishings and equipment | Install and replace sundries | Assembly | 12 | Hours | 5 | 44 | 1 | FALSE | 1 | FALSE | 1 | [6 empty] | 55 | B4B5 | 0.64892 | 4.2027e-08 | 0.0035185 | 0.00080706 | 0.00020027 | 7.8331e-07 | 9.9931 | 480.1313 | 0.0025789
| Civic Offices | WC | 1700950 | 8403202 | 5 | Services equipment | Install | Assembly | 12 | Hours | 50 | 44 | 1 | FALSE | 1 | FALSE | 3 | [6 empty] | 50 | B2B3 | 0.64892 | 4.2027e-08 | 0.0035185 | 0.00080706 | 0.00020027 | 7.8331e-07 | 9.9931 | 480.1313 | 0.0025789
| Civic Offices | WC | 1700950 | 8403203 | 5 | Services equipment | Fit flush | Assembly | 3 | Hours | 30 | 44 | 1 | FALSE | 1 | FALSE | 3 | [6 empty] | 30 | B2B3 | 0.16223 | 1.0507e-08 | 0.00087963 | 0.00020177 | 5.0066e-05 | 1.9583e-07 | 2.4983 | 120.0328 | 0.00064474
| Civic Offices | WC | 1700950 | 8403203 | 5 | Services equipment | Fit flush | Assembly | 3 | Hours | 30 | 44 | 1 | FALSE | 1 | FALSE | 3 | [6 empty] | 60 | B2B3 | 0.16223 | 1.0507e-08 | 0.00087963 | 0.00020177 | 5.0066e-05 | 1.9583e-07 | 2.4983 | 120.0328 | 0.00064474
| Civic Offices | Services pipework (copper water supplyx1 and PVC waste) | 1700951 | 8403206 | 5 | Services equipment | Install | Assembly | 1.8 | Hours | 200 | 44 | 1 | FALSE | 1 | FALSE | 1 | [6 empty] | 0 | A5 | 0.097338 | 6.304e-09 | 0.00052778 | 0.00012106 | 3.004e-05 | 1.175e-07 | 1.499 | 72.0197 | 0.00038684
| Civic Offices | Services pipework (copper water supplyx1 and PVC waste) | 1700951 | 8403206 | 5 | Services equipment | Install | Assembly | 1.8 | Hours | 200 | 44 | 1 | FALSE | 1 | FALSE | 1 | [6 empty] | 0 | A4 | 0 | 0 | 0 | 0 | 0 | 0 | 0 | 0 | 0
| Civic Offices | Services pipework 22mm copper pipe (water supply) | 1700952 | 8403208 | 5 | Services equipment | Install | Assembly | 0.9 | Hours | 150 | 44 | 1 | FALSE | 1 | FALSE | 1 | [6 empty] | 0 | A5 | 0.048669 | 3.152e-09 | 0.00026389 | 6.053e-05 | 1.502e-05 | 5.8749e-08 | 0.74948 | 36.0098 | 0.00019342
| Civic Offices | Services pipework 22mm copper pipe (water supply) | 1700952 | 8403208 | 5 | Services equipment | Install | Assembly | 0.9 | Hours | 150 | 44 | 1 | FALSE | 1 | FALSE | 1 | [6 empty] | 0 | A4 | 0 | 0 | 0 | 0 | 0 | 0 | 0 | 0 | 0
| Civic Offices | Services pipework PVC waste 94mm | 1700953 | 8403210 | 5 | Services equipment | Install | Assembly | 0.9 | Hours | 150 | 44 | 1 | FALSE | 1 | FALSE | 1 | [6 empty] | 0 | A5 | 0.048669 | 3.152e-09 | 0.00026389 | 6.053e-05 | 1.502e-05 | 5.8749e-08 | 0.74948 | 36.0098 | 0.00019342
| Civic Offices | Services pipework PVC waste 94mm | 1700953 | 8403210 | 5 | Services equipment | Install | Assembly | 0.9 | Hours | 150 | 44 | 1 | FALSE | 1 | FALSE | 1 | [6 empty] | 0 | A4 | 0 | 0 | 0 | 0 | 0 | 0 | 0 | 0 | 0
| Civic Offices | Wall basin/sink ceramic | 1700954 | 8403213 | 5 | Services equipment | Install sink | Assembly | 12 | Hours | 50 | 44 | 1 | FALSE | 1 | FALSE | 1 | [6 empty] | 0 | A5 | 0.64892 | 4.2027e-08 | 0.0035185 | 0.00080706 | 0.00020027 | 7.8331e-07 | 9.9931 | 480.1313 | 0.0025789
| Civic Offices | Wall basin/sink ceramic | 1700954 | 8403213 | 5 | Services equipment | Install sink | Assembly | 12 | Hours | 50 | 44 | 1 | FALSE | 1 | FALSE | 1 | [6 empty] | 0 | A4 | 0 | 0 | 0 | 0 | 0 | 0 | 0 | 0 | 0
| Civic Offices | Wall basin/sink ceramic | 1700954 | 8403213 | 5 | Services equipment | Install sink | Assembly | 12 | Hours | 50 | 44 | 1 | FALSE | 1 | FALSE | 1 | [6 empty] | 50 | B4B5 | 0.64892 | 4.2027e-08 | 0.0035185 | 0.00080706 | 0.00020027 | 7.8331e-07 | 9.9931 | 480.1313 | 0.0025789
| Civic Offices | Wall basin/sink ceramic | 1700954 | 8403214 | 5 | Services equipment | Fit taps | Assembly | 3 | Hours | 20 | 44 | 1 | FALSE | 1 | FALSE | 1 | [6 empty] | 0 | A5 | 0.16223 | 1.0507e-08 | 0.00087963 | 0.00020177 | 5.0066e-05 | 1.9583e-07 | 2.4983 | 120.0328 | 0.00064474
| Civic Offices | Wall basin/sink ceramic | 1700954 | 8403214 | 5 | Services equipment | Fit taps | Assembly | 3 | Hours | 20 | 44 | 1 | FALSE | 1 | FALSE | 1 | [6 empty] | 0 | A4 | 0 | 0 | 0 | 0 | 0 | 0 | 0 | 0 | 0
| Civic Offices | Wall basin/sink ceramic | 1700954 | 8403214 | 5 | Services equipment | Fit taps | Assembly | 3 | Hours | 20 | 44 | 1 | FALSE | 1 | FALSE | 1 | [6 empty] | 20 | B4B5 | 0.16223 | 1.0507e-08 | 0.00087963 | 0.00020177 | 5.0066e-05 | 1.9583e-07 | 2.4983 | 120.0328 | 0.00064474
| Civic Offices | Wall basin/sink ceramic | 1700954 | 8403214 | 5 | Services equipment | Fit taps | Assembly | 3 | Hours | 20 | 44 | 1 | FALSE | 1 | FALSE | 1 | [6 empty] | 40 | B4B5 | 0.16223 | 1.0507e-08 | 0.00087963 | 0.00020177 | 5.0066e-05 | 1.9583e-07 | 2.4983 | 120.0328 | 0.00064474
| Civic Offices | Services pipework 22mm copper pipe (water supply) | 1700956 | 8403216 | 5 | Services equipment | Install | Assembly | 0.9 | Hours | 150 | 44 | 1 | FALSE | 1 | FALSE | 1 | [6 empty] | 0 | A5 | 0.048669 | 3.152e-09 | 0.00026389 | 6.053e-05 | 1.502e-05 | 5.8749e-08 | 0.74948 | 36.0098 | 0.00019342
| Civic Offices | Services pipework 22mm copper pipe (water supply) | 1700956 | 8403216 | 5 | Services equipment | Install | Assembly | 0.9 | Hours | 150 | 44 | 1 | FALSE | 1 | FALSE | 1 | [6 empty] | 0 | A4 | 0 | 0 | 0 | 0 | 0 | 0 | 0 | 0 | 0
| Civic Offices | Services pipework PVC waste 94mm | 1700957 | 8403218 | 5 | Services equipment | Install | Assembly | 0.9 | Hours | 150 | 44 | 1 | FALSE | 1 | FALSE | 1 | [6 empty] | 0 | A5 | 0.048669 | 3.152e-09 | 0.00026389 | 6.053e-05 | 1.502e-05 | 5.8749e-08 | 0.74948 | 36.0098 | 0.00019342
| Civic Offices | Services pipework PVC waste 94mm | 1700957 | 8403218 | 5 | Services equipment | Install | Assembly | 0.9 | Hours | 150 | 44 | 1 | FALSE | 1 | FALSE | 1 | [6 empty] | 0 | A4 | 0 | 0 | 0 | 0 | 0 | 0 | 0 | 0 | 0
| Civic Offices | Services pipework 22mm copper pipe (water supply) | 1700959 | 8403220 | 5 | Services equipment | Install | Assembly | 0.9 | Hours | 150 | 44 | 1 | FALSE | 1 | FALSE | 1 | [6 empty] | 0 | A5 | 0.048669 | 3.152e-09 | 0.00026389 | 6.053e-05 | 1.502e-05 | 5.8749e-08 | 0.74948 | 36.0098 | 0.00019342
| Civic Offices | Services pipework 22mm copper pipe (water supply) | 1700959 | 8403220 | 5 | Services equipment | Install | Assembly | 0.9 | Hours | 150 | 44 | 1 | FALSE | 1 | FALSE | 1 | [6 empty] | 0 | A4 | 0 | 0 | 0 | 0 | 0 | 0 | 0 | 0 | 0
| Civic Offices | Services pipework insulation (50mm) | 1700960 | 8403222 | 5 | Services equipment | Install | Assembly | 0.0621 | Hours | 70 | 44 | 1 | FALSE | 1 | FALSE | 1 | [6 empty] | 0 | A5 | 0.0033582 | 2.1749e-10 | 1.8208e-05 | 4.1765e-06 | 1.0364e-06 | 4.0537e-09 | 0.051714 | 2.4847 | 1.3346e-05
| Civic Offices | Services pipework insulation (50mm) | 1700960 | 8403222 | 5 | Services equipment | Install | Assembly | 0.0621 | Hours | 70 | 44 | 1 | FALSE | 1 | FALSE | 1 | [6 empty] | 0 | A4 | 0 | 0 | 0 | 0 | 0 | 0 | 0 | 0 | 0
| Civic Offices | Wall lining laminate panel | 1700962 | 8403224 | 3 | Internal finishes | install | Assembly | 29.16 | Hours | 15 | 44 | 1 | FALSE | 1 | FALSE | 1 | [6 empty] | 0 | A5 | 1.5769 | 1.0213e-07 | 0.00855 | 0.0019612 | 0.00048665 | 1.9035e-06 | 24.2832 | 1166.719 | 0.0062668
| Civic Offices | Wall lining laminate panel | 1700962 | 8403224 | 3 | Internal finishes | install | Assembly | 29.16 | Hours | 15 | 44 | 1 | FALSE | 1 | FALSE | 1 | [6 empty] | 0 | A4 | 0 | 0 | 0 | 0 | 0 | 0 | 0 | 0 | 0
| Civic Offices | Wall lining laminate panel | 1700962 | 8403224 | 3 | Internal finishes | install | Assembly | 29.16 | Hours | 15 | 44 | 1 | FALSE | 1 | FALSE | 1 | [6 empty] | 15 | B4B5 | 1.5769 | 1.0213e-07 | 0.00855 | 0.0019612 | 0.00048665 | 1.9035e-06 | 24.2832 | 1166.719 | 0.0062668
| Civic Offices | Wall lining laminate panel | 1700962 | 8403224 | 3 | Internal finishes | install | Assembly | 29.16 | Hours | 15 | 44 | 1 | FALSE | 1 | FALSE | 1 | [6 empty] | 30 | B4B5 | 1.5769 | 1.0213e-07 | 0.00855 | 0.0019612 | 0.00048665 | 1.9035e-06 | 24.2832 | 1166.719 | 0.0062668
| Civic Offices | Wall lining laminate panel | 1700962 | 8403224 | 3 | Internal finishes | install | Assembly | 29.16 | Hours | 15 | 44 | 1 | FALSE | 1 | FALSE | 1 | [6 empty] | 45 | B4B5 | 1.5769 | 1.0213e-07 | 0.00855 | 0.0019612 | 0.00048665 | 1.9035e-06 | 24.2832 | 1166.719 | 0.0062668
| Civic Offices | Fittings mirror (m2) | 1700963 | 8403227 | 4.1.1 | General fittings, furnishings and equipment | install mirror | Assembly | 0.72 | Hours | 20 | 44 | 1 | FALSE | 1 | FALSE | 1 | [6 empty] | 0 | A5 | 0.038935 | 2.5216e-09 | 0.00021111 | 4.8424e-05 | 1.2016e-05 | 4.6999e-08 | 0.59959 | 42.4879 | 0.00015474
| Civic Offices | Fittings mirror (m2) | 1700963 | 8403227 | 4.1.1 | General fittings, furnishings and equipment | install mirror | Assembly | 0.72 | Hours | 20 | 44 | 1 | FALSE | 1 | FALSE | 1 | [6 empty] | 0 | A4 | 12.9182 | 2.3211e-06 | 0.042299 | 0.011433 | 0.0072161 | 4.5052e-05 | 192.5666 | 29.4035 | 0.05316
| Civic Offices | Fittings mirror (m2) | 1700963 | 8403227 | 4.1.1 | General fittings, furnishings and equipment | install mirror | Assembly | 0.72 | Hours | 20 | 44 | 1 | FALSE | 1 | FALSE | 1 | [6 empty] | 20 | B4B5 | 12.9571 | 2.3236e-06 | 0.04251 | 0.011481 | 0.0072281 | 4.5099e-05 | 193.1662 | 71.8914 | 0.053315
| Civic Offices | Fittings mirror (m2) | 1700963 | 8403227 | 4.1.1 | General fittings, furnishings and equipment | install mirror | Assembly | 0.72 | Hours | 20 | 44 | 1 | FALSE | 1 | FALSE | 1 | [6 empty] | 40 | B4B5 | 12.9571 | 2.3236e-06 | 0.04251 | 0.011481 | 0.0072281 | 4.5099e-05 | 193.1662 | 71.8914 | 0.053315
| Civic Offices | Mixer Tap | 1700965 | 8403229 | 5 | Services equipment | install | Assembly | 1.5 | Hours | 15 | 44 | 1 | FALSE | 1 | FALSE | 3 | [6 empty] | 15 | B2B3 | 0.081115 | 5.2534e-09 | 0.00043981 | 0.00010088 | 2.5033e-05 | 9.7914e-08 | 1.2491 | 60.0164 | 0.00032237
| Civic Offices | Mixer Tap | 1700965 | 8403229 | 5 | Services equipment | install | Assembly | 1.5 | Hours | 15 | 44 | 1 | FALSE | 1 | FALSE | 3 | [6 empty] | 30 | B2B3 | 0.081115 | 5.2534e-09 | 0.00043981 | 0.00010088 | 2.5033e-05 | 9.7914e-08 | 1.2491 | 60.0164 | 0.00032237
| Civic Offices | Mixer Tap | 1700965 | 8403229 | 5 | Services equipment | install | Assembly | 1.5 | Hours | 15 | 44 | 1 | FALSE | 1 | FALSE | 3 | [6 empty] | 45 | B2B3 | 0.081115 | 5.2534e-09 | 0.00043981 | 0.00010088 | 2.5033e-05 | 9.7914e-08 | 1.2491 | 60.0164 | 0.00032237
| Civic Offices | Mixer Tap | 1700965 | 8403229 | 5 | Services equipment | install | Assembly | 1.5 | Hours | 15 | 44 | 1 | FALSE | 1 | FALSE | 3 | [6 empty] | 60 | B2B3 | 0.081115 | 5.2534e-09 | 0.00043981 | 0.00010088 | 2.5033e-05 | 9.7914e-08 | 1.2491 | 60.0164 | 0.00032237
| Civic Offices | Services pipework 22mm copper pipe (water supply) | 1700967 | 8403231 | 5 | Services equipment | Install | Assembly | 4.5 | Hours | 150 | 44 | 1 | FALSE | 1 | FALSE | 1 | [6 empty] | 0 | A5 | 0.24334 | 1.576e-08 | 0.0013194 | 0.00030265 | 7.51e-05 | 2.9374e-07 | 3.7474 | 180.0492 | 0.00096711
| Civic Offices | Services pipework 22mm copper pipe (water supply) | 1700967 | 8403231 | 5 | Services equipment | Install | Assembly | 4.5 | Hours | 150 | 44 | 1 | FALSE | 1 | FALSE | 1 | [6 empty] | 0 | A4 | 0 | 0 | 0 | 0 | 0 | 0 | 0 | 0 | 0
| Civic Offices | Services pipework PVC waste 94mm | 1700968 | 8403233 | 5 | Services equipment | Install | Assembly | 4.5 | Hours | 150 | 44 | 1 | FALSE | 1 | FALSE | 1 | [6 empty] | 0 | A5 | 0.24334 | 1.576e-08 | 0.0013194 | 0.00030265 | 7.51e-05 | 2.9374e-07 | 3.7474 | 180.0492 | 0.00096711
| Civic Offices | Services pipework PVC waste 94mm | 1700968 | 8403233 | 5 | Services equipment | Install | Assembly | 4.5 | Hours | 150 | 44 | 1 | FALSE | 1 | FALSE | 1 | [6 empty] | 0 | A4 | 0 | 0 | 0 | 0 | 0 | 0 | 0 | 0 | 0
| Civic Offices | Services pipework 22mm copper pipe (water supply) | 1700970 | 8403235 | 5 | Services equipment | Install | Assembly | 4.5 | Hours | 150 | 44 | 1 | FALSE | 1 | FALSE | 1 | [6 empty] | 0 | A5 | 0.24334 | 1.576e-08 | 0.0013194 | 0.00030265 | 7.51e-05 | 2.9374e-07 | 3.7474 | 180.0492 | 0.00096711
| Civic Offices | Services pipework 22mm copper pipe (water supply) | 1700970 | 8403235 | 5 | Services equipment | Install | Assembly | 4.5 | Hours | 150 | 44 | 1 | FALSE | 1 | FALSE | 1 | [6 empty] | 0 | A4 | 0 | 0 | 0 | 0 | 0 | 0 | 0 | 0 | 0
| Civic Offices | Services pipework insulation (50mm) | 1700971 | 8403237 | 5 | Services equipment | Install | Assembly | 0.3105 | Hours | 70 | 44 | 1 | FALSE | 1 | FALSE | 1 | [6 empty] | 0 | A5 | 0.016791 | 1.0874e-09 | 9.1041e-05 | 2.0883e-05 | 5.1819e-06 | 2.0268e-08 | 0.25857 | 12.4234 | 6.673e-05
| Civic Offices | Services pipework insulation (50mm) | 1700971 | 8403237 | 5 | Services equipment | Install | Assembly | 0.3105 | Hours | 70 | 44 | 1 | FALSE | 1 | FALSE | 1 | [6 empty] | 0 | A4 | 0 | 0 | 0 | 0 | 0 | 0 | 0 | 0 | 0
| Civic Offices | Services pipework (copper water supplyx1 and PVC waste) | 1700973 | 8403240 | 5 | Services equipment | Install | Assembly | 9 | Hours | 200 | 44 | 1 | FALSE | 1 | FALSE | 1 | [6 empty] | 0 | A5 | 0.48669 | 3.152e-08 | 0.0026389 | 0.0006053 | 0.0001502 | 5.8749e-07 | 7.4948 | 360.0985 | 0.0019342
| Civic Offices | Services pipework (copper water supplyx1 and PVC waste) | 1700973 | 8403240 | 5 | Services equipment | Install | Assembly | 9 | Hours | 200 | 44 | 1 | FALSE | 1 | FALSE | 1 | [6 empty] | 0 | A4 | 0 | 0 | 0 | 0 | 0 | 0 | 0 | 0 | 0
| Civic Offices | Services pipework 22mm copper pipe (water supply) | 1700974 | 8403242 | 5 | Services equipment | Install | Assembly | 4.5 | Hours | 150 | 44 | 1 | FALSE | 1 | FALSE | 1 | [6 empty] | 0 | A5 | 0.24334 | 1.576e-08 | 0.0013194 | 0.00030265 | 7.51e-05 | 2.9374e-07 | 3.7474 | 180.0492 | 0.00096711
| Civic Offices | Services pipework 22mm copper pipe (water supply) | 1700974 | 8403242 | 5 | Services equipment | Install | Assembly | 4.5 | Hours | 150 | 44 | 1 | FALSE | 1 | FALSE | 1 | [6 empty] | 0 | A4 | 0 | 0 | 0 | 0 | 0 | 0 | 0 | 0 | 0
| Civic Offices | Services pipework PVC waste 94mm | 1700975 | 8403244 | 5 | Services equipment | Install | Assembly | 4.5 | Hours | 150 | 44 | 1 | FALSE | 1 | FALSE | 1 | [6 empty] | 0 | A5 | 0.24334 | 1.576e-08 | 0.0013194 | 0.00030265 | 7.51e-05 | 2.9374e-07 | 3.7474 | 180.0492 | 0.00096711
| Civic Offices | Services pipework PVC waste 94mm | 1700975 | 8403244 | 5 | Services equipment | Install | Assembly | 4.5 | Hours | 150 | 44 | 1 | FALSE | 1 | FALSE | 1 | [6 empty] | 0 | A4 | 0 | 0 | 0 | 0 | 0 | 0 | 0 | 0 | 0
| Civic Offices | Mixer Tap | 1700977 | 8403246 | 5 | Services equipment | install | Assembly | 3 | Hours | 15 | 44 | 1 | FALSE | 1 | FALSE | 3 | [6 empty] | 15 | B2B3 | 0.16223 | 1.0507e-08 | 0.00087963 | 0.00020177 | 5.0066e-05 | 1.9583e-07 | 2.4983 | 120.0328 | 0.00064474
| Civic Offices | Mixer Tap | 1700977 | 8403246 | 5 | Services equipment | install | Assembly | 3 | Hours | 15 | 44 | 1 | FALSE | 1 | FALSE | 3 | [6 empty] | 30 | B2B3 | 0.16223 | 1.0507e-08 | 0.00087963 | 0.00020177 | 5.0066e-05 | 1.9583e-07 | 2.4983 | 120.0328 | 0.00064474
| Civic Offices | Mixer Tap | 1700977 | 8403246 | 5 | Services equipment | install | Assembly | 3 | Hours | 15 | 44 | 1 | FALSE | 1 | FALSE | 3 | [6 empty] | 45 | B2B3 | 0.16223 | 1.0507e-08 | 0.00087963 | 0.00020177 | 5.0066e-05 | 1.9583e-07 | 2.4983 | 120.0328 | 0.00064474
| Civic Offices | Mixer Tap | 1700977 | 8403246 | 5 | Services equipment | install | Assembly | 3 | Hours | 15 | 44 | 1 | FALSE | 1 | FALSE | 3 | [6 empty] | 60 | B2B3 | 0.16223 | 1.0507e-08 | 0.00087963 | 0.00020177 | 5.0066e-05 | 1.9583e-07 | 2.4983 | 120.0328 | 0.00064474
| Civic Offices | Services pipework 22mm copper pipe (water supply) | 1700979 | 8403248 | 5 | Services equipment | Install | Assembly | 9 | Hours | 150 | 44 | 1 | FALSE | 1 | FALSE | 1 | [6 empty] | 0 | A5 | 0.48669 | 3.152e-08 | 0.0026389 | 0.0006053 | 0.0001502 | 5.8749e-07 | 7.4948 | 360.0985 | 0.0019342
| Civic Offices | Services pipework 22mm copper pipe (water supply) | 1700979 | 8403248 | 5 | Services equipment | Install | Assembly | 9 | Hours | 150 | 44 | 1 | FALSE | 1 | FALSE | 1 | [6 empty] | 0 | A4 | 0 | 0 | 0 | 0 | 0 | 0 | 0 | 0 | 0
| Civic Offices | Services pipework PVC waste 94mm | 1700980 | 8403250 | 5 | Services equipment | Install | Assembly | 9 | Hours | 150 | 44 | 1 | FALSE | 1 | FALSE | 1 | [6 empty] | 0 | A5 | 0.48669 | 3.152e-08 | 0.0026389 | 0.0006053 | 0.0001502 | 5.8749e-07 | 7.4948 | 360.0985 | 0.0019342
| Civic Offices | Services pipework PVC waste 94mm | 1700980 | 8403250 | 5 | Services equipment | Install | Assembly | 9 | Hours | 150 | 44 | 1 | FALSE | 1 | FALSE | 1 | [6 empty] | 0 | A4 | 0 | 0 | 0 | 0 | 0 | 0 | 0 | 0 | 0
| Civic Offices | Services pipework 22mm copper pipe (water supply) | 1700982 | 8403252 | 5 | Services equipment | Install | Assembly | 9 | Hours | 150 | 44 | 1 | FALSE | 1 | FALSE | 1 | [6 empty] | 0 | A5 | 0.48669 | 3.152e-08 | 0.0026389 | 0.0006053 | 0.0001502 | 5.8749e-07 | 7.4948 | 360.0985 | 0.0019342
| Civic Offices | Services pipework 22mm copper pipe (water supply) | 1700982 | 8403252 | 5 | Services equipment | Install | Assembly | 9 | Hours | 150 | 44 | 1 | FALSE | 1 | FALSE | 1 | [6 empty] | 0 | A4 | 0 | 0 | 0 | 0 | 0 | 0 | 0 | 0 | 0
| Civic Offices | Services pipework insulation (50mm) | 1700983 | 8403254 | 5 | Services equipment | Install | Assembly | 0.621 | Hours | 70 | 44 | 1 | FALSE | 1 | FALSE | 1 | [6 empty] | 0 | A5 | 0.033582 | 2.1749e-09 | 0.00018208 | 4.1765e-05 | 1.0364e-05 | 4.0537e-08 | 0.51714 | 24.8468 | 0.00013346
| Civic Offices | Services pipework insulation (50mm) | 1700983 | 8403254 | 5 | Services equipment | Install | Assembly | 0.621 | Hours | 70 | 44 | 1 | FALSE | 1 | FALSE | 1 | [6 empty] | 0 | A4 | 0 | 0 | 0 | 0 | 0 | 0 | 0 | 0 | 0
| Civic Offices | Mixer Tap | 1700985 | 8403256 | 5 | Services equipment | install | Assembly | 0.75 | Hours | 15 | 44 | 1 | FALSE | 1 | FALSE | 3 | [6 empty] | 15 | B2B3 | 0.040557 | 2.6267e-09 | 0.00021991 | 5.0441e-05 | 1.2517e-05 | 4.8957e-08 | 0.62457 | 30.0082 | 0.00016118
| Civic Offices | Mixer Tap | 1700985 | 8403256 | 5 | Services equipment | install | Assembly | 0.75 | Hours | 15 | 44 | 1 | FALSE | 1 | FALSE | 3 | [6 empty] | 30 | B2B3 | 0.040557 | 2.6267e-09 | 0.00021991 | 5.0441e-05 | 1.2517e-05 | 4.8957e-08 | 0.62457 | 30.0082 | 0.00016118
| Civic Offices | Mixer Tap | 1700985 | 8403256 | 5 | Services equipment | install | Assembly | 0.75 | Hours | 15 | 44 | 1 | FALSE | 1 | FALSE | 3 | [6 empty] | 45 | B2B3 | 0.040557 | 2.6267e-09 | 0.00021991 | 5.0441e-05 | 1.2517e-05 | 4.8957e-08 | 0.62457 | 30.0082 | 0.00016118
| Civic Offices | Mixer Tap | 1700985 | 8403256 | 5 | Services equipment | install | Assembly | 0.75 | Hours | 15 | 44 | 1 | FALSE | 1 | FALSE | 3 | [6 empty] | 60 | B2B3 | 0.040557 | 2.6267e-09 | 0.00021991 | 5.0441e-05 | 1.2517e-05 | 4.8957e-08 | 0.62457 | 30.0082 | 0.00016118
| Civic Offices | Services pipework 22mm copper pipe (water supply) | 1700987 | 8403258 | 5 | Services equipment | Install | Assembly | 2.25 | Hours | 150 | 44 | 1 | FALSE | 1 | FALSE | 1 | [6 empty] | 0 | A5 | 0.12167 | 7.8801e-09 | 0.00065972 | 0.00015132 | 3.755e-05 | 1.4687e-07 | 1.8737 | 90.0246 | 0.00048355
| Civic Offices | Services pipework 22mm copper pipe (water supply) | 1700987 | 8403258 | 5 | Services equipment | Install | Assembly | 2.25 | Hours | 150 | 44 | 1 | FALSE | 1 | FALSE | 1 | [6 empty] | 0 | A4 | 0 | 0 | 0 | 0 | 0 | 0 | 0 | 0 | 0
| Civic Offices | Services pipework PVC waste 94mm | 1700988 | 8403260 | 5 | Services equipment | Install | Assembly | 2.25 | Hours | 150 | 44 | 1 | FALSE | 1 | FALSE | 1 | [6 empty] | 0 | A5 | 0.12167 | 7.8801e-09 | 0.00065972 | 0.00015132 | 3.755e-05 | 1.4687e-07 | 1.8737 | 90.0246 | 0.00048355
| Civic Offices | Services pipework PVC waste 94mm | 1700988 | 8403260 | 5 | Services equipment | Install | Assembly | 2.25 | Hours | 150 | 44 | 1 | FALSE | 1 | FALSE | 1 | [6 empty] | 0 | A4 | 0 | 0 | 0 | 0 | 0 | 0 | 0 | 0 | 0
| Civic Offices | Services pipework 22mm copper pipe (water supply) | 1700990 | 8403262 | 5 | Services equipment | Install | Assembly | 2.25 | Hours | 150 | 44 | 1 | FALSE | 1 | FALSE | 1 | [6 empty] | 0 | A5 | 0.12167 | 7.8801e-09 | 0.00065972 | 0.00015132 | 3.755e-05 | 1.4687e-07 | 1.8737 | 90.0246 | 0.00048355
| Civic Offices | Services pipework 22mm copper pipe (water supply) | 1700990 | 8403262 | 5 | Services equipment | Install | Assembly | 2.25 | Hours | 150 | 44 | 1 | FALSE | 1 | FALSE | 1 | [6 empty] | 0 | A4 | 0 | 0 | 0 | 0 | 0 | 0 | 0 | 0 | 0
| Civic Offices | Services pipework insulation (50mm) | 1700991 | 8403264 | 5 | Services equipment | Install | Assembly | 0.15525 | Hours | 70 | 44 | 1 | FALSE | 1 | FALSE | 1 | [6 empty] | 0 | A5 | 0.0083954 | 5.4372e-10 | 4.5521e-05 | 1.0441e-05 | 2.5909e-06 | 1.0134e-08 | 0.12929 | 6.2117 | 3.3365e-05
| Civic Offices | Services pipework insulation (50mm) | 1700991 | 8403264 | 5 | Services equipment | Install | Assembly | 0.15525 | Hours | 70 | 44 | 1 | FALSE | 1 | FALSE | 1 | [6 empty] | 0 | A4 | 0 | 0 | 0 | 0 | 0 | 0 | 0 | 0 | 0
| Civic Offices | Disabled grab rail set including additional patress (Fittings steel hand rail 50mm) | 1700992 | 8403266 | 4 | Fittings, furnishings and equipment | install | Assembly | 0.57 | Hours | 80 | 44 | 1 | FALSE | 1 | FALSE | 1 | [6 empty] | 0 | A5 | 0.030824 | 1.9963e-09 | 0.00016713 | 3.8335e-05 | 9.5126e-06 | 3.7207e-08 | 0.47467 | 22.8062 | 0.0001225
| Civic Offices | Disabled grab rail set including additional patress (Fittings steel hand rail 50mm) | 1700992 | 8403266 | 4 | Fittings, furnishings and equipment | install | Assembly | 0.57 | Hours | 80 | 44 | 1 | FALSE | 1 | FALSE | 1 | [6 empty] | 0 | A4 | 0 | 0 | 0 | 0 | 0 | 0 | 0 | 0 | 0
| Civic Offices | Cleaners sink including taps and grating (Wall basin/sink ceramic) | 1700993 | 8403269 | 5 | Services equipment | Install sink | Assembly | 6 | Hours | 50 | 44 | 1 | FALSE | 1 | FALSE | 1 | [6 empty] | 0 | A5 | 0.32446 | 2.1013e-08 | 0.0017593 | 0.00040353 | 0.00010013 | 3.9166e-07 | 4.9966 | 240.0656 | 0.0012895
| Civic Offices | Cleaners sink including taps and grating (Wall basin/sink ceramic) | 1700993 | 8403269 | 5 | Services equipment | Install sink | Assembly | 6 | Hours | 50 | 44 | 1 | FALSE | 1 | FALSE | 1 | [6 empty] | 0 | A4 | 0 | 0 | 0 | 0 | 0 | 0 | 0 | 0 | 0
| Civic Offices | Cleaners sink including taps and grating (Wall basin/sink ceramic) | 1700993 | 8403269 | 5 | Services equipment | Install sink | Assembly | 6 | Hours | 50 | 44 | 1 | FALSE | 1 | FALSE | 1 | [6 empty] | 50 | B4B5 | 0.32446 | 2.1013e-08 | 0.0017593 | 0.00040353 | 0.00010013 | 3.9166e-07 | 4.9966 | 240.0656 | 0.0012895
| Civic Offices | Cleaners sink including taps and grating (Wall basin/sink ceramic) | 1700993 | 8403270 | 5 | Services equipment | Fit taps | Assembly | 1.5 | Hours | 20 | 44 | 1 | FALSE | 1 | FALSE | 1 | [6 empty] | 0 | A5 | 0.081115 | 5.2534e-09 | 0.00043981 | 0.00010088 | 2.5033e-05 | 9.7914e-08 | 1.2491 | 60.0164 | 0.00032237
| Civic Offices | Cleaners sink including taps and grating (Wall basin/sink ceramic) | 1700993 | 8403270 | 5 | Services equipment | Fit taps | Assembly | 1.5 | Hours | 20 | 44 | 1 | FALSE | 1 | FALSE | 1 | [6 empty] | 0 | A4 | 0 | 0 | 0 | 0 | 0 | 0 | 0 | 0 | 0
| Civic Offices | Cleaners sink including taps and grating (Wall basin/sink ceramic) | 1700993 | 8403270 | 5 | Services equipment | Fit taps | Assembly | 1.5 | Hours | 20 | 44 | 1 | FALSE | 1 | FALSE | 1 | [6 empty] | 20 | B4B5 | 0.081115 | 5.2534e-09 | 0.00043981 | 0.00010088 | 2.5033e-05 | 9.7914e-08 | 1.2491 | 60.0164 | 0.00032237
| Civic Offices | Cleaners sink including taps and grating (Wall basin/sink ceramic) | 1700993 | 8403270 | 5 | Services equipment | Fit taps | Assembly | 1.5 | Hours | 20 | 44 | 1 | FALSE | 1 | FALSE | 1 | [6 empty] | 40 | B4B5 | 0.081115 | 5.2534e-09 | 0.00043981 | 0.00010088 | 2.5033e-05 | 9.7914e-08 | 1.2491 | 60.0164 | 0.00032237
| Civic Offices | Services pipework 22mm copper pipe (water supply) | 1700995 | 8403272 | 5 | Services equipment | Install | Assembly | 0.45 | Hours | 150 | 44 | 1 | FALSE | 1 | FALSE | 1 | [6 empty] | 0 | A5 | 0.024334 | 1.576e-09 | 0.00013194 | 3.0265e-05 | 7.51e-06 | 2.9374e-08 | 0.37474 | 18.0049 | 9.6711e-05
| Civic Offices | Services pipework 22mm copper pipe (water supply) | 1700995 | 8403272 | 5 | Services equipment | Install | Assembly | 0.45 | Hours | 150 | 44 | 1 | FALSE | 1 | FALSE | 1 | [6 empty] | 0 | A4 | 0 | 0 | 0 | 0 | 0 | 0 | 0 | 0 | 0
| Civic Offices | Services pipework PVC waste 94mm | 1700996 | 8403274 | 5 | Services equipment | Install | Assembly | 0.45 | Hours | 150 | 44 | 1 | FALSE | 1 | FALSE | 1 | [6 empty] | 0 | A5 | 0.024334 | 1.576e-09 | 0.00013194 | 3.0265e-05 | 7.51e-06 | 2.9374e-08 | 0.37474 | 18.0049 | 9.6711e-05
| Civic Offices | Services pipework PVC waste 94mm | 1700996 | 8403274 | 5 | Services equipment | Install | Assembly | 0.45 | Hours | 150 | 44 | 1 | FALSE | 1 | FALSE | 1 | [6 empty] | 0 | A4 | 0 | 0 | 0 | 0 | 0 | 0 | 0 | 0 | 0
| Civic Offices | Services pipework 22mm copper pipe (water supply) | 1700998 | 8403276 | 5 | Services equipment | Install | Assembly | 0.45 | Hours | 150 | 44 | 1 | FALSE | 1 | FALSE | 1 | [6 empty] | 0 | A5 | 0.024334 | 1.576e-09 | 0.00013194 | 3.0265e-05 | 7.51e-06 | 2.9374e-08 | 0.37474 | 18.0049 | 9.6711e-05
| Civic Offices | Services pipework 22mm copper pipe (water supply) | 1700998 | 8403276 | 5 | Services equipment | Install | Assembly | 0.45 | Hours | 150 | 44 | 1 | FALSE | 1 | FALSE | 1 | [6 empty] | 0 | A4 | 0 | 0 | 0 | 0 | 0 | 0 | 0 | 0 | 0
| Civic Offices | Services pipework insulation (50mm) | 1700999 | 8403278 | 5 | Services equipment | Install | Assembly | 0.03105 | Hours | 70 | 44 | 1 | FALSE | 1 | FALSE | 1 | [6 empty] | 0 | A5 | 0.0016791 | 1.0874e-10 | 9.1041e-06 | 2.0883e-06 | 5.1819e-07 | 2.0268e-09 | 0.025857 | 1.2423 | 6.673e-06
| Civic Offices | Services pipework insulation (50mm) | 1700999 | 8403278 | 5 | Services equipment | Install | Assembly | 0.03105 | Hours | 70 | 44 | 1 | FALSE | 1 | FALSE | 1 | [6 empty] | 0 | A4 | 0 | 0 | 0 | 0 | 0 | 0 | 0 | 0 | 0
| Civic Offices | Stainless steel kitchen single drainer sink including taps TMV and accessories (Wall basin/sink ceramic) | 1701000 | 8403281 | 5 | Services equipment | Install sink | Assembly | 4 | Hours | 50 | 44 | 1 | FALSE | 1 | FALSE | 1 | [6 empty] | 0 | A5 | 0.21631 | 1.4009e-08 | 0.0011728 | 0.00026902 | 6.6755e-05 | 2.611e-07 | 3.331 | 160.0438 | 0.00085965
| Civic Offices | Stainless steel kitchen single drainer sink including taps TMV and accessories (Wall basin/sink ceramic) | 1701000 | 8403281 | 5 | Services equipment | Install sink | Assembly | 4 | Hours | 50 | 44 | 1 | FALSE | 1 | FALSE | 1 | [6 empty] | 0 | A4 | 0 | 0 | 0 | 0 | 0 | 0 | 0 | 0 | 0
| Civic Offices | Stainless steel kitchen single drainer sink including taps TMV and accessories (Wall basin/sink ceramic) | 1701000 | 8403281 | 5 | Services equipment | Install sink | Assembly | 4 | Hours | 50 | 44 | 1 | FALSE | 1 | FALSE | 1 | [6 empty] | 50 | B4B5 | 0.21631 | 1.4009e-08 | 0.0011728 | 0.00026902 | 6.6755e-05 | 2.611e-07 | 3.331 | 160.0438 | 0.00085965
| Civic Offices | Stainless steel kitchen single drainer sink including taps TMV and accessories (Wall basin/sink ceramic) | 1701000 | 8403282 | 5 | Services equipment | Fit taps | Assembly | 1 | Hours | 20 | 44 | 1 | FALSE | 1 | FALSE | 1 | [6 empty] | 0 | A5 | 0.054077 | 3.5022e-09 | 0.00029321 | 6.7255e-05 | 1.6689e-05 | 6.5276e-08 | 0.83276 | 40.0109 | 0.00021491
| Civic Offices | Stainless steel kitchen single drainer sink including taps TMV and accessories (Wall basin/sink ceramic) | 1701000 | 8403282 | 5 | Services equipment | Fit taps | Assembly | 1 | Hours | 20 | 44 | 1 | FALSE | 1 | FALSE | 1 | [6 empty] | 0 | A4 | 0 | 0 | 0 | 0 | 0 | 0 | 0 | 0 | 0
| Civic Offices | Stainless steel kitchen single drainer sink including taps TMV and accessories (Wall basin/sink ceramic) | 1701000 | 8403282 | 5 | Services equipment | Fit taps | Assembly | 1 | Hours | 20 | 44 | 1 | FALSE | 1 | FALSE | 1 | [6 empty] | 20 | B4B5 | 0.054077 | 3.5022e-09 | 0.00029321 | 6.7255e-05 | 1.6689e-05 | 6.5276e-08 | 0.83276 | 40.0109 | 0.00021491
| Civic Offices | Stainless steel kitchen single drainer sink including taps TMV and accessories (Wall basin/sink ceramic) | 1701000 | 8403282 | 5 | Services equipment | Fit taps | Assembly | 1 | Hours | 20 | 44 | 1 | FALSE | 1 | FALSE | 1 | [6 empty] | 40 | B4B5 | 0.054077 | 3.5022e-09 | 0.00029321 | 6.7255e-05 | 1.6689e-05 | 6.5276e-08 | 0.83276 | 40.0109 | 0.00021491
| Civic Offices | Services pipework 22mm copper pipe (water supply) | 1701002 | 8403284 | 5 | Services equipment | Install | Assembly | 0.3 | Hours | 150 | 44 | 1 | FALSE | 1 | FALSE | 1 | [6 empty] | 0 | A5 | 0.016223 | 1.0507e-09 | 8.7963e-05 | 2.0177e-05 | 5.0066e-06 | 1.9583e-08 | 0.24983 | 12.0033 | 6.4474e-05
| Civic Offices | Services pipework 22mm copper pipe (water supply) | 1701002 | 8403284 | 5 | Services equipment | Install | Assembly | 0.3 | Hours | 150 | 44 | 1 | FALSE | 1 | FALSE | 1 | [6 empty] | 0 | A4 | 0 | 0 | 0 | 0 | 0 | 0 | 0 | 0 | 0
| Civic Offices | Services pipework PVC waste 94mm | 1701003 | 8403286 | 5 | Services equipment | Install | Assembly | 0.3 | Hours | 150 | 44 | 1 | FALSE | 1 | FALSE | 1 | [6 empty] | 0 | A5 | 0.016223 | 1.0507e-09 | 8.7963e-05 | 2.0177e-05 | 5.0066e-06 | 1.9583e-08 | 0.24983 | 12.0033 | 6.4474e-05
| Civic Offices | Services pipework PVC waste 94mm | 1701003 | 8403286 | 5 | Services equipment | Install | Assembly | 0.3 | Hours | 150 | 44 | 1 | FALSE | 1 | FALSE | 1 | [6 empty] | 0 | A4 | 0 | 0 | 0 | 0 | 0 | 0 | 0 | 0 | 0
| Civic Offices | Services pipework 22mm copper pipe (water supply) | 1701005 | 8403288 | 5 | Services equipment | Install | Assembly | 0.3 | Hours | 150 | 44 | 1 | FALSE | 1 | FALSE | 1 | [6 empty] | 0 | A5 | 0.016223 | 1.0507e-09 | 8.7963e-05 | 2.0177e-05 | 5.0066e-06 | 1.9583e-08 | 0.24983 | 12.0033 | 6.4474e-05
| Civic Offices | Services pipework 22mm copper pipe (water supply) | 1701005 | 8403288 | 5 | Services equipment | Install | Assembly | 0.3 | Hours | 150 | 44 | 1 | FALSE | 1 | FALSE | 1 | [6 empty] | 0 | A4 | 0 | 0 | 0 | 0 | 0 | 0 | 0 | 0 | 0
| Civic Offices | Services pipework insulation (50mm) | 1701006 | 8403290 | 5 | Services equipment | Install | Assembly | 0.0207 | Hours | 70 | 44 | 1 | FALSE | 1 | FALSE | 1 | [6 empty] | 0 | A5 | 0.0011194 | 7.2497e-11 | 6.0694e-06 | 1.3922e-06 | 3.4546e-07 | 1.3512e-09 | 0.017238 | 0.82823 | 4.4487e-06
| Civic Offices | Services pipework insulation (50mm) | 1701006 | 8403290 | 5 | Services equipment | Install | Assembly | 0.0207 | Hours | 70 | 44 | 1 | FALSE | 1 | FALSE | 1 | [6 empty] | 0 | A4 | 0 | 0 | 0 | 0 | 0 | 0 | 0 | 0 | 0
| Civic Offices | Ductwork supply and extract including fittings grilles supports and insulation (Services ducting whole office (m2 GFA)) | 1701007 | 8403291 | 5 | Services equipment | Inspection and maintenance | Assembly | 0.62854 | Hours | 1 | 44 | 1 | FALSE | 1 | FALSE | 3 | [6 empty] | 1 | B2B3 | 0.033989 | 2.2013e-09 | 0.00018429 | 4.2272e-05 | 1.049e-05 | 4.1029e-08 | 0.52342 | 25.1484 | 0.00013508
| Civic Offices | Ductwork supply and extract including fittings grilles supports and insulation (Services ducting whole office (m2 GFA)) | 1701007 | 8403291 | 5 | Services equipment | Inspection and maintenance | Assembly | 0.62854 | Hours | 1 | 44 | 1 | FALSE | 1 | FALSE | 3 | [6 empty] | 2 | B2B3 | 0.033989 | 2.2013e-09 | 0.00018429 | 4.2272e-05 | 1.049e-05 | 4.1029e-08 | 0.52342 | 25.1484 | 0.00013508
| Civic Offices | Ductwork supply and extract including fittings grilles supports and insulation (Services ducting whole office (m2 GFA)) | 1701007 | 8403291 | 5 | Services equipment | Inspection and maintenance | Assembly | 0.62854 | Hours | 1 | 44 | 1 | FALSE | 1 | FALSE | 3 | [6 empty] | 3 | B2B3 | 0.033989 | 2.2013e-09 | 0.00018429 | 4.2272e-05 | 1.049e-05 | 4.1029e-08 | 0.52342 | 25.1484 | 0.00013508
| Civic Offices | Ductwork supply and extract including fittings grilles supports and insulation (Services ducting whole office (m2 GFA)) | 1701007 | 8403291 | 5 | Services equipment | Inspection and maintenance | Assembly | 0.62854 | Hours | 1 | 44 | 1 | FALSE | 1 | FALSE | 3 | [6 empty] | 4 | B2B3 | 0.033989 | 2.2013e-09 | 0.00018429 | 4.2272e-05 | 1.049e-05 | 4.1029e-08 | 0.52342 | 25.1484 | 0.00013508
| Civic Offices | Ductwork supply and extract including fittings grilles supports and insulation (Services ducting whole office (m2 GFA)) | 1701007 | 8403291 | 5 | Services equipment | Inspection and maintenance | Assembly | 0.62854 | Hours | 1 | 44 | 1 | FALSE | 1 | FALSE | 3 | [6 empty] | 5 | B2B3 | 0.033989 | 2.2013e-09 | 0.00018429 | 4.2272e-05 | 1.049e-05 | 4.1029e-08 | 0.52342 | 25.1484 | 0.00013508
| Civic Offices | Ductwork supply and extract including fittings grilles supports and insulation (Services ducting whole office (m2 GFA)) | 1701007 | 8403291 | 5 | Services equipment | Inspection and maintenance | Assembly | 0.62854 | Hours | 1 | 44 | 1 | FALSE | 1 | FALSE | 3 | [6 empty] | 6 | B2B3 | 0.033989 | 2.2013e-09 | 0.00018429 | 4.2272e-05 | 1.049e-05 | 4.1029e-08 | 0.52342 | 25.1484 | 0.00013508
| Civic Offices | Ductwork supply and extract including fittings grilles supports and insulation (Services ducting whole office (m2 GFA)) | 1701007 | 8403291 | 5 | Services equipment | Inspection and maintenance | Assembly | 0.62854 | Hours | 1 | 44 | 1 | FALSE | 1 | FALSE | 3 | [6 empty] | 7 | B2B3 | 0.033989 | 2.2013e-09 | 0.00018429 | 4.2272e-05 | 1.049e-05 | 4.1029e-08 | 0.52342 | 25.1484 | 0.00013508
| Civic Offices | Ductwork supply and extract including fittings grilles supports and insulation (Services ducting whole office (m2 GFA)) | 1701007 | 8403291 | 5 | Services equipment | Inspection and maintenance | Assembly | 0.62854 | Hours | 1 | 44 | 1 | FALSE | 1 | FALSE | 3 | [6 empty] | 8 | B2B3 | 0.033989 | 2.2013e-09 | 0.00018429 | 4.2272e-05 | 1.049e-05 | 4.1029e-08 | 0.52342 | 25.1484 | 0.00013508
| Civic Offices | Ductwork supply and extract including fittings grilles supports and insulation (Services ducting whole office (m2 GFA)) | 1701007 | 8403291 | 5 | Services equipment | Inspection and maintenance | Assembly | 0.62854 | Hours | 1 | 44 | 1 | FALSE | 1 | FALSE | 3 | [6 empty] | 9 | B2B3 | 0.033989 | 2.2013e-09 | 0.00018429 | 4.2272e-05 | 1.049e-05 | 4.1029e-08 | 0.52342 | 25.1484 | 0.00013508
| Civic Offices | Ductwork supply and extract including fittings grilles supports and insulation (Services ducting whole office (m2 GFA)) | 1701007 | 8403291 | 5 | Services equipment | Inspection and maintenance | Assembly | 0.62854 | Hours | 1 | 44 | 1 | FALSE | 1 | FALSE | 3 | [6 empty] | 10 | B2B3 | 0.033989 | 2.2013e-09 | 0.00018429 | 4.2272e-05 | 1.049e-05 | 4.1029e-08 | 0.52342 | 25.1484 | 0.00013508
| Civic Offices | Ductwork supply and extract including fittings grilles supports and insulation (Services ducting whole office (m2 GFA)) | 1701007 | 8403291 | 5 | Services equipment | Inspection and maintenance | Assembly | 0.62854 | Hours | 1 | 44 | 1 | FALSE | 1 | FALSE | 3 | [6 empty] | 11 | B2B3 | 0.033989 | 2.2013e-09 | 0.00018429 | 4.2272e-05 | 1.049e-05 | 4.1029e-08 | 0.52342 | 25.1484 | 0.00013508
| Civic Offices | Ductwork supply and extract including fittings grilles supports and insulation (Services ducting whole office (m2 GFA)) | 1701007 | 8403291 | 5 | Services equipment | Inspection and maintenance | Assembly | 0.62854 | Hours | 1 | 44 | 1 | FALSE | 1 | FALSE | 3 | [6 empty] | 12 | B2B3 | 0.033989 | 2.2013e-09 | 0.00018429 | 4.2272e-05 | 1.049e-05 | 4.1029e-08 | 0.52342 | 25.1484 | 0.00013508
| Civic Offices | Ductwork supply and extract including fittings grilles supports and insulation (Services ducting whole office (m2 GFA)) | 1701007 | 8403291 | 5 | Services equipment | Inspection and maintenance | Assembly | 0.62854 | Hours | 1 | 44 | 1 | FALSE | 1 | FALSE | 3 | [6 empty] | 13 | B2B3 | 0.033989 | 2.2013e-09 | 0.00018429 | 4.2272e-05 | 1.049e-05 | 4.1029e-08 | 0.52342 | 25.1484 | 0.00013508
| Civic Offices | Ductwork supply and extract including fittings grilles supports and insulation (Services ducting whole office (m2 GFA)) | 1701007 | 8403291 | 5 | Services equipment | Inspection and maintenance | Assembly | 0.62854 | Hours | 1 | 44 | 1 | FALSE | 1 | FALSE | 3 | [6 empty] | 14 | B2B3 | 0.033989 | 2.2013e-09 | 0.00018429 | 4.2272e-05 | 1.049e-05 | 4.1029e-08 | 0.52342 | 25.1484 | 0.00013508
| Civic Offices | Ductwork supply and extract including fittings grilles supports and insulation (Services ducting whole office (m2 GFA)) | 1701007 | 8403291 | 5 | Services equipment | Inspection and maintenance | Assembly | 0.62854 | Hours | 1 | 44 | 1 | FALSE | 1 | FALSE | 3 | [6 empty] | 15 | B2B3 | 0.033989 | 2.2013e-09 | 0.00018429 | 4.2272e-05 | 1.049e-05 | 4.1029e-08 | 0.52342 | 25.1484 | 0.00013508
| Civic Offices | Ductwork supply and extract including fittings grilles supports and insulation (Services ducting whole office (m2 GFA)) | 1701007 | 8403291 | 5 | Services equipment | Inspection and maintenance | Assembly | 0.62854 | Hours | 1 | 44 | 1 | FALSE | 1 | FALSE | 3 | [6 empty] | 16 | B2B3 | 0.033989 | 2.2013e-09 | 0.00018429 | 4.2272e-05 | 1.049e-05 | 4.1029e-08 | 0.52342 | 25.1484 | 0.00013508
| Civic Offices | Ductwork supply and extract including fittings grilles supports and insulation (Services ducting whole office (m2 GFA)) | 1701007 | 8403291 | 5 | Services equipment | Inspection and maintenance | Assembly | 0.62854 | Hours | 1 | 44 | 1 | FALSE | 1 | FALSE | 3 | [6 empty] | 17 | B2B3 | 0.033989 | 2.2013e-09 | 0.00018429 | 4.2272e-05 | 1.049e-05 | 4.1029e-08 | 0.52342 | 25.1484 | 0.00013508
| Civic Offices | Ductwork supply and extract including fittings grilles supports and insulation (Services ducting whole office (m2 GFA)) | 1701007 | 8403291 | 5 | Services equipment | Inspection and maintenance | Assembly | 0.62854 | Hours | 1 | 44 | 1 | FALSE | 1 | FALSE | 3 | [6 empty] | 18 | B2B3 | 0.033989 | 2.2013e-09 | 0.00018429 | 4.2272e-05 | 1.049e-05 | 4.1029e-08 | 0.52342 | 25.1484 | 0.00013508
| Civic Offices | Ductwork supply and extract including fittings grilles supports and insulation (Services ducting whole office (m2 GFA)) | 1701007 | 8403291 | 5 | Services equipment | Inspection and maintenance | Assembly | 0.62854 | Hours | 1 | 44 | 1 | FALSE | 1 | FALSE | 3 | [6 empty] | 19 | B2B3 | 0.033989 | 2.2013e-09 | 0.00018429 | 4.2272e-05 | 1.049e-05 | 4.1029e-08 | 0.52342 | 25.1484 | 0.00013508
| Civic Offices | Ductwork supply and extract including fittings grilles supports and insulation (Services ducting whole office (m2 GFA)) | 1701007 | 8403291 | 5 | Services equipment | Inspection and maintenance | Assembly | 0.62854 | Hours | 1 | 44 | 1 | FALSE | 1 | FALSE | 3 | [6 empty] | 20 | B2B3 | 0.033989 | 2.2013e-09 | 0.00018429 | 4.2272e-05 | 1.049e-05 | 4.1029e-08 | 0.52342 | 25.1484 | 0.00013508
| Civic Offices | Ductwork supply and extract including fittings grilles supports and insulation (Services ducting whole office (m2 GFA)) | 1701007 | 8403291 | 5 | Services equipment | Inspection and maintenance | Assembly | 0.62854 | Hours | 1 | 44 | 1 | FALSE | 1 | FALSE | 3 | [6 empty] | 21 | B2B3 | 0.033989 | 2.2013e-09 | 0.00018429 | 4.2272e-05 | 1.049e-05 | 4.1029e-08 | 0.52342 | 25.1484 | 0.00013508
| Civic Offices | Ductwork supply and extract including fittings grilles supports and insulation (Services ducting whole office (m2 GFA)) | 1701007 | 8403291 | 5 | Services equipment | Inspection and maintenance | Assembly | 0.62854 | Hours | 1 | 44 | 1 | FALSE | 1 | FALSE | 3 | [6 empty] | 22 | B2B3 | 0.033989 | 2.2013e-09 | 0.00018429 | 4.2272e-05 | 1.049e-05 | 4.1029e-08 | 0.52342 | 25.1484 | 0.00013508
| Civic Offices | Ductwork supply and extract including fittings grilles supports and insulation (Services ducting whole office (m2 GFA)) | 1701007 | 8403291 | 5 | Services equipment | Inspection and maintenance | Assembly | 0.62854 | Hours | 1 | 44 | 1 | FALSE | 1 | FALSE | 3 | [6 empty] | 23 | B2B3 | 0.033989 | 2.2013e-09 | 0.00018429 | 4.2272e-05 | 1.049e-05 | 4.1029e-08 | 0.52342 | 25.1484 | 0.00013508
| Civic Offices | Ductwork supply and extract including fittings grilles supports and insulation (Services ducting whole office (m2 GFA)) | 1701007 | 8403291 | 5 | Services equipment | Inspection and maintenance | Assembly | 0.62854 | Hours | 1 | 44 | 1 | FALSE | 1 | FALSE | 3 | [6 empty] | 24 | B2B3 | 0.033989 | 2.2013e-09 | 0.00018429 | 4.2272e-05 | 1.049e-05 | 4.1029e-08 | 0.52342 | 25.1484 | 0.00013508
| Civic Offices | Ductwork supply and extract including fittings grilles supports and insulation (Services ducting whole office (m2 GFA)) | 1701007 | 8403291 | 5 | Services equipment | Inspection and maintenance | Assembly | 0.62854 | Hours | 1 | 44 | 1 | FALSE | 1 | FALSE | 3 | [6 empty] | 25 | B2B3 | 0.033989 | 2.2013e-09 | 0.00018429 | 4.2272e-05 | 1.049e-05 | 4.1029e-08 | 0.52342 | 25.1484 | 0.00013508
| Civic Offices | Ductwork supply and extract including fittings grilles supports and insulation (Services ducting whole office (m2 GFA)) | 1701007 | 8403291 | 5 | Services equipment | Inspection and maintenance | Assembly | 0.62854 | Hours | 1 | 44 | 1 | FALSE | 1 | FALSE | 3 | [6 empty] | 26 | B2B3 | 0.033989 | 2.2013e-09 | 0.00018429 | 4.2272e-05 | 1.049e-05 | 4.1029e-08 | 0.52342 | 25.1484 | 0.00013508
| Civic Offices | Ductwork supply and extract including fittings grilles supports and insulation (Services ducting whole office (m2 GFA)) | 1701007 | 8403291 | 5 | Services equipment | Inspection and maintenance | Assembly | 0.62854 | Hours | 1 | 44 | 1 | FALSE | 1 | FALSE | 3 | [6 empty] | 27 | B2B3 | 0.033989 | 2.2013e-09 | 0.00018429 | 4.2272e-05 | 1.049e-05 | 4.1029e-08 | 0.52342 | 25.1484 | 0.00013508
| Civic Offices | Ductwork supply and extract including fittings grilles supports and insulation (Services ducting whole office (m2 GFA)) | 1701007 | 8403291 | 5 | Services equipment | Inspection and maintenance | Assembly | 0.62854 | Hours | 1 | 44 | 1 | FALSE | 1 | FALSE | 3 | [6 empty] | 28 | B2B3 | 0.033989 | 2.2013e-09 | 0.00018429 | 4.2272e-05 | 1.049e-05 | 4.1029e-08 | 0.52342 | 25.1484 | 0.00013508
| Civic Offices | Ductwork supply and extract including fittings grilles supports and insulation (Services ducting whole office (m2 GFA)) | 1701007 | 8403291 | 5 | Services equipment | Inspection and maintenance | Assembly | 0.62854 | Hours | 1 | 44 | 1 | FALSE | 1 | FALSE | 3 | [6 empty] | 29 | B2B3 | 0.033989 | 2.2013e-09 | 0.00018429 | 4.2272e-05 | 1.049e-05 | 4.1029e-08 | 0.52342 | 25.1484 | 0.00013508
| Civic Offices | Ductwork supply and extract including fittings grilles supports and insulation (Services ducting whole office (m2 GFA)) | 1701007 | 8403291 | 5 | Services equipment | Inspection and maintenance | Assembly | 0.62854 | Hours | 1 | 44 | 1 | FALSE | 1 | FALSE | 3 | [6 empty] | 30 | B2B3 | 0.033989 | 2.2013e-09 | 0.00018429 | 4.2272e-05 | 1.049e-05 | 4.1029e-08 | 0.52342 | 25.1484 | 0.00013508
| Civic Offices | Ductwork supply and extract including fittings grilles supports and insulation (Services ducting whole office (m2 GFA)) | 1701007 | 8403291 | 5 | Services equipment | Inspection and maintenance | Assembly | 0.62854 | Hours | 1 | 44 | 1 | FALSE | 1 | FALSE | 3 | [6 empty] | 31 | B2B3 | 0.033989 | 2.2013e-09 | 0.00018429 | 4.2272e-05 | 1.049e-05 | 4.1029e-08 | 0.52342 | 25.1484 | 0.00013508
| Civic Offices | Ductwork supply and extract including fittings grilles supports and insulation (Services ducting whole office (m2 GFA)) | 1701007 | 8403291 | 5 | Services equipment | Inspection and maintenance | Assembly | 0.62854 | Hours | 1 | 44 | 1 | FALSE | 1 | FALSE | 3 | [6 empty] | 32 | B2B3 | 0.033989 | 2.2013e-09 | 0.00018429 | 4.2272e-05 | 1.049e-05 | 4.1029e-08 | 0.52342 | 25.1484 | 0.00013508
| Civic Offices | Ductwork supply and extract including fittings grilles supports and insulation (Services ducting whole office (m2 GFA)) | 1701007 | 8403291 | 5 | Services equipment | Inspection and maintenance | Assembly | 0.62854 | Hours | 1 | 44 | 1 | FALSE | 1 | FALSE | 3 | [6 empty] | 33 | B2B3 | 0.033989 | 2.2013e-09 | 0.00018429 | 4.2272e-05 | 1.049e-05 | 4.1029e-08 | 0.52342 | 25.1484 | 0.00013508
| Civic Offices | Ductwork supply and extract including fittings grilles supports and insulation (Services ducting whole office (m2 GFA)) | 1701007 | 8403291 | 5 | Services equipment | Inspection and maintenance | Assembly | 0.62854 | Hours | 1 | 44 | 1 | FALSE | 1 | FALSE | 3 | [6 empty] | 34 | B2B3 | 0.033989 | 2.2013e-09 | 0.00018429 | 4.2272e-05 | 1.049e-05 | 4.1029e-08 | 0.52342 | 25.1484 | 0.00013508
| Civic Offices | Ductwork supply and extract including fittings grilles supports and insulation (Services ducting whole office (m2 GFA)) | 1701007 | 8403291 | 5 | Services equipment | Inspection and maintenance | Assembly | 0.62854 | Hours | 1 | 44 | 1 | FALSE | 1 | FALSE | 3 | [6 empty] | 35 | B2B3 | 0.033989 | 2.2013e-09 | 0.00018429 | 4.2272e-05 | 1.049e-05 | 4.1029e-08 | 0.52342 | 25.1484 | 0.00013508
| Civic Offices | Ductwork supply and extract including fittings grilles supports and insulation (Services ducting whole office (m2 GFA)) | 1701007 | 8403291 | 5 | Services equipment | Inspection and maintenance | Assembly | 0.62854 | Hours | 1 | 44 | 1 | FALSE | 1 | FALSE | 3 | [6 empty] | 36 | B2B3 | 0.033989 | 2.2013e-09 | 0.00018429 | 4.2272e-05 | 1.049e-05 | 4.1029e-08 | 0.52342 | 25.1484 | 0.00013508
| Civic Offices | Ductwork supply and extract including fittings grilles supports and insulation (Services ducting whole office (m2 GFA)) | 1701007 | 8403291 | 5 | Services equipment | Inspection and maintenance | Assembly | 0.62854 | Hours | 1 | 44 | 1 | FALSE | 1 | FALSE | 3 | [6 empty] | 37 | B2B3 | 0.033989 | 2.2013e-09 | 0.00018429 | 4.2272e-05 | 1.049e-05 | 4.1029e-08 | 0.52342 | 25.1484 | 0.00013508
| Civic Offices | Ductwork supply and extract including fittings grilles supports and insulation (Services ducting whole office (m2 GFA)) | 1701007 | 8403291 | 5 | Services equipment | Inspection and maintenance | Assembly | 0.62854 | Hours | 1 | 44 | 1 | FALSE | 1 | FALSE | 3 | [6 empty] | 38 | B2B3 | 0.033989 | 2.2013e-09 | 0.00018429 | 4.2272e-05 | 1.049e-05 | 4.1029e-08 | 0.52342 | 25.1484 | 0.00013508
| Civic Offices | Ductwork supply and extract including fittings grilles supports and insulation (Services ducting whole office (m2 GFA)) | 1701007 | 8403291 | 5 | Services equipment | Inspection and maintenance | Assembly | 0.62854 | Hours | 1 | 44 | 1 | FALSE | 1 | FALSE | 3 | [6 empty] | 39 | B2B3 | 0.033989 | 2.2013e-09 | 0.00018429 | 4.2272e-05 | 1.049e-05 | 4.1029e-08 | 0.52342 | 25.1484 | 0.00013508
| Civic Offices | Ductwork supply and extract including fittings grilles supports and insulation (Services ducting whole office (m2 GFA)) | 1701007 | 8403291 | 5 | Services equipment | Inspection and maintenance | Assembly | 0.62854 | Hours | 1 | 44 | 1 | FALSE | 1 | FALSE | 3 | [6 empty] | 40 | B2B3 | 0.033989 | 2.2013e-09 | 0.00018429 | 4.2272e-05 | 1.049e-05 | 4.1029e-08 | 0.52342 | 25.1484 | 0.00013508
| Civic Offices | Ductwork supply and extract including fittings grilles supports and insulation (Services ducting whole office (m2 GFA)) | 1701007 | 8403291 | 5 | Services equipment | Inspection and maintenance | Assembly | 0.62854 | Hours | 1 | 44 | 1 | FALSE | 1 | FALSE | 3 | [6 empty] | 41 | B2B3 | 0.033989 | 2.2013e-09 | 0.00018429 | 4.2272e-05 | 1.049e-05 | 4.1029e-08 | 0.52342 | 25.1484 | 0.00013508
| Civic Offices | Ductwork supply and extract including fittings grilles supports and insulation (Services ducting whole office (m2 GFA)) | 1701007 | 8403291 | 5 | Services equipment | Inspection and maintenance | Assembly | 0.62854 | Hours | 1 | 44 | 1 | FALSE | 1 | FALSE | 3 | [6 empty] | 42 | B2B3 | 0.033989 | 2.2013e-09 | 0.00018429 | 4.2272e-05 | 1.049e-05 | 4.1029e-08 | 0.52342 | 25.1484 | 0.00013508
| Civic Offices | Ductwork supply and extract including fittings grilles supports and insulation (Services ducting whole office (m2 GFA)) | 1701007 | 8403291 | 5 | Services equipment | Inspection and maintenance | Assembly | 0.62854 | Hours | 1 | 44 | 1 | FALSE | 1 | FALSE | 3 | [6 empty] | 43 | B2B3 | 0.033989 | 2.2013e-09 | 0.00018429 | 4.2272e-05 | 1.049e-05 | 4.1029e-08 | 0.52342 | 25.1484 | 0.00013508
| Civic Offices | Ductwork supply and extract including fittings grilles supports and insulation (Services ducting whole office (m2 GFA)) | 1701007 | 8403291 | 5 | Services equipment | Inspection and maintenance | Assembly | 0.62854 | Hours | 1 | 44 | 1 | FALSE | 1 | FALSE | 3 | [6 empty] | 44 | B2B3 | 0.033989 | 2.2013e-09 | 0.00018429 | 4.2272e-05 | 1.049e-05 | 4.1029e-08 | 0.52342 | 25.1484 | 0.00013508
| Civic Offices | Ductwork supply and extract including fittings grilles supports and insulation (Services ducting whole office (m2 GFA)) | 1701007 | 8403291 | 5 | Services equipment | Inspection and maintenance | Assembly | 0.62854 | Hours | 1 | 44 | 1 | FALSE | 1 | FALSE | 3 | [6 empty] | 45 | B2B3 | 0.033989 | 2.2013e-09 | 0.00018429 | 4.2272e-05 | 1.049e-05 | 4.1029e-08 | 0.52342 | 25.1484 | 0.00013508
| Civic Offices | Ductwork supply and extract including fittings grilles supports and insulation (Services ducting whole office (m2 GFA)) | 1701007 | 8403291 | 5 | Services equipment | Inspection and maintenance | Assembly | 0.62854 | Hours | 1 | 44 | 1 | FALSE | 1 | FALSE | 3 | [6 empty] | 46 | B2B3 | 0.033989 | 2.2013e-09 | 0.00018429 | 4.2272e-05 | 1.049e-05 | 4.1029e-08 | 0.52342 | 25.1484 | 0.00013508
| Civic Offices | Ductwork supply and extract including fittings grilles supports and insulation (Services ducting whole office (m2 GFA)) | 1701007 | 8403291 | 5 | Services equipment | Inspection and maintenance | Assembly | 0.62854 | Hours | 1 | 44 | 1 | FALSE | 1 | FALSE | 3 | [6 empty] | 47 | B2B3 | 0.033989 | 2.2013e-09 | 0.00018429 | 4.2272e-05 | 1.049e-05 | 4.1029e-08 | 0.52342 | 25.1484 | 0.00013508
| Civic Offices | Ductwork supply and extract including fittings grilles supports and insulation (Services ducting whole office (m2 GFA)) | 1701007 | 8403291 | 5 | Services equipment | Inspection and maintenance | Assembly | 0.62854 | Hours | 1 | 44 | 1 | FALSE | 1 | FALSE | 3 | [6 empty] | 48 | B2B3 | 0.033989 | 2.2013e-09 | 0.00018429 | 4.2272e-05 | 1.049e-05 | 4.1029e-08 | 0.52342 | 25.1484 | 0.00013508
| Civic Offices | Ductwork supply and extract including fittings grilles supports and insulation (Services ducting whole office (m2 GFA)) | 1701007 | 8403291 | 5 | Services equipment | Inspection and maintenance | Assembly | 0.62854 | Hours | 1 | 44 | 1 | FALSE | 1 | FALSE | 3 | [6 empty] | 49 | B2B3 | 0.033989 | 2.2013e-09 | 0.00018429 | 4.2272e-05 | 1.049e-05 | 4.1029e-08 | 0.52342 | 25.1484 | 0.00013508
| Civic Offices | Ductwork supply and extract including fittings grilles supports and insulation (Services ducting whole office (m2 GFA)) | 1701007 | 8403291 | 5 | Services equipment | Inspection and maintenance | Assembly | 0.62854 | Hours | 1 | 44 | 1 | FALSE | 1 | FALSE | 3 | [6 empty] | 50 | B2B3 | 0.033989 | 2.2013e-09 | 0.00018429 | 4.2272e-05 | 1.049e-05 | 4.1029e-08 | 0.52342 | 25.1484 | 0.00013508
| Civic Offices | Ductwork supply and extract including fittings grilles supports and insulation (Services ducting whole office (m2 GFA)) | 1701007 | 8403291 | 5 | Services equipment | Inspection and maintenance | Assembly | 0.62854 | Hours | 1 | 44 | 1 | FALSE | 1 | FALSE | 3 | [6 empty] | 51 | B2B3 | 0.033989 | 2.2013e-09 | 0.00018429 | 4.2272e-05 | 1.049e-05 | 4.1029e-08 | 0.52342 | 25.1484 | 0.00013508
| Civic Offices | Ductwork supply and extract including fittings grilles supports and insulation (Services ducting whole office (m2 GFA)) | 1701007 | 8403291 | 5 | Services equipment | Inspection and maintenance | Assembly | 0.62854 | Hours | 1 | 44 | 1 | FALSE | 1 | FALSE | 3 | [6 empty] | 52 | B2B3 | 0.033989 | 2.2013e-09 | 0.00018429 | 4.2272e-05 | 1.049e-05 | 4.1029e-08 | 0.52342 | 25.1484 | 0.00013508
| Civic Offices | Ductwork supply and extract including fittings grilles supports and insulation (Services ducting whole office (m2 GFA)) | 1701007 | 8403291 | 5 | Services equipment | Inspection and maintenance | Assembly | 0.62854 | Hours | 1 | 44 | 1 | FALSE | 1 | FALSE | 3 | [6 empty] | 53 | B2B3 | 0.033989 | 2.2013e-09 | 0.00018429 | 4.2272e-05 | 1.049e-05 | 4.1029e-08 | 0.52342 | 25.1484 | 0.00013508
| Civic Offices | Ductwork supply and extract including fittings grilles supports and insulation (Services ducting whole office (m2 GFA)) | 1701007 | 8403291 | 5 | Services equipment | Inspection and maintenance | Assembly | 0.62854 | Hours | 1 | 44 | 1 | FALSE | 1 | FALSE | 3 | [6 empty] | 54 | B2B3 | 0.033989 | 2.2013e-09 | 0.00018429 | 4.2272e-05 | 1.049e-05 | 4.1029e-08 | 0.52342 | 25.1484 | 0.00013508
| Civic Offices | Ductwork supply and extract including fittings grilles supports and insulation (Services ducting whole office (m2 GFA)) | 1701007 | 8403291 | 5 | Services equipment | Inspection and maintenance | Assembly | 0.62854 | Hours | 1 | 44 | 1 | FALSE | 1 | FALSE | 3 | [6 empty] | 55 | B2B3 | 0.033989 | 2.2013e-09 | 0.00018429 | 4.2272e-05 | 1.049e-05 | 4.1029e-08 | 0.52342 | 25.1484 | 0.00013508
| Civic Offices | Ductwork supply and extract including fittings grilles supports and insulation (Services ducting whole office (m2 GFA)) | 1701007 | 8403291 | 5 | Services equipment | Inspection and maintenance | Assembly | 0.62854 | Hours | 1 | 44 | 1 | FALSE | 1 | FALSE | 3 | [6 empty] | 56 | B2B3 | 0.033989 | 2.2013e-09 | 0.00018429 | 4.2272e-05 | 1.049e-05 | 4.1029e-08 | 0.52342 | 25.1484 | 0.00013508
| Civic Offices | Ductwork supply and extract including fittings grilles supports and insulation (Services ducting whole office (m2 GFA)) | 1701007 | 8403291 | 5 | Services equipment | Inspection and maintenance | Assembly | 0.62854 | Hours | 1 | 44 | 1 | FALSE | 1 | FALSE | 3 | [6 empty] | 57 | B2B3 | 0.033989 | 2.2013e-09 | 0.00018429 | 4.2272e-05 | 1.049e-05 | 4.1029e-08 | 0.52342 | 25.1484 | 0.00013508
| Civic Offices | Ductwork supply and extract including fittings grilles supports and insulation (Services ducting whole office (m2 GFA)) | 1701007 | 8403291 | 5 | Services equipment | Inspection and maintenance | Assembly | 0.62854 | Hours | 1 | 44 | 1 | FALSE | 1 | FALSE | 3 | [6 empty] | 58 | B2B3 | 0.033989 | 2.2013e-09 | 0.00018429 | 4.2272e-05 | 1.049e-05 | 4.1029e-08 | 0.52342 | 25.1484 | 0.00013508
| Civic Offices | Ductwork supply and extract including fittings grilles supports and insulation (Services ducting whole office (m2 GFA)) | 1701007 | 8403291 | 5 | Services equipment | Inspection and maintenance | Assembly | 0.62854 | Hours | 1 | 44 | 1 | FALSE | 1 | FALSE | 3 | [6 empty] | 59 | B2B3 | 0.033989 | 2.2013e-09 | 0.00018429 | 4.2272e-05 | 1.049e-05 | 4.1029e-08 | 0.52342 | 25.1484 | 0.00013508
| Civic Offices | Ductwork supply and extract including fittings grilles supports and insulation (Services ducting whole office (m2 GFA)) | 1701007 | 8403291 | 5 | Services equipment | Inspection and maintenance | Assembly | 0.62854 | Hours | 1 | 44 | 1 | FALSE | 1 | FALSE | 3 | [6 empty] | 60 | B2B3 | 0.033989 | 2.2013e-09 | 0.00018429 | 4.2272e-05 | 1.049e-05 | 4.1029e-08 | 0.52342 | 25.1484 | 0.00013508
| Civic Offices | Services steel circular ducting (250mm) | 1701008 | 8403293 | 5 | Services equipment | install | Assembly | 169.8625 | Hours | 40 | 44 | 1 | FALSE | 1 | FALSE | 1 | [6 empty] | 0 | A5 | 9.1856 | 5.949e-07 | 0.049805 | 0.011424 | 0.0028348 | 1.1088e-05 | 141.4545 | 6796.3605 | 0.036506
| Civic Offices | Services steel circular ducting (250mm) | 1701008 | 8403293 | 5 | Services equipment | install | Assembly | 169.8625 | Hours | 40 | 44 | 1 | FALSE | 1 | FALSE | 1 | [6 empty] | 0 | A4 | 0 | 0 | 0 | 0 | 0 | 0 | 0 | 0 | 0
| Civic Offices | Services steel circular ducting (250mm) | 1701008 | 8403293 | 5 | Services equipment | install | Assembly | 169.8625 | Hours | 40 | 44 | 1 | FALSE | 1 | FALSE | 1 | [6 empty] | 40 | B4B5 | 9.1856 | 5.949e-07 | 0.049805 | 0.011424 | 0.0028348 | 1.1088e-05 | 141.4545 | 6796.3605 | 0.036506
| Civic Offices | Ductwork and grilles supply and multiple extract (Services ducting whole office (m2 GFA)) | 1701009 | 8403294 | 5 | Services equipment | Inspection and maintenance | Assembly | 0.06281 | Hours | 1 | 44 | 1 | FALSE | 1 | FALSE | 3 | [6 empty] | 1 | B2B3 | 0.0033965 | 2.1997e-10 | 1.8416e-05 | 4.2243e-06 | 1.0482e-06 | 4.1e-09 | 0.052305 | 2.5131 | 1.3499e-05
| Civic Offices | Ductwork and grilles supply and multiple extract (Services ducting whole office (m2 GFA)) | 1701009 | 8403294 | 5 | Services equipment | Inspection and maintenance | Assembly | 0.06281 | Hours | 1 | 44 | 1 | FALSE | 1 | FALSE | 3 | [6 empty] | 2 | B2B3 | 0.0033965 | 2.1997e-10 | 1.8416e-05 | 4.2243e-06 | 1.0482e-06 | 4.1e-09 | 0.052305 | 2.5131 | 1.3499e-05
| Civic Offices | Ductwork and grilles supply and multiple extract (Services ducting whole office (m2 GFA)) | 1701009 | 8403294 | 5 | Services equipment | Inspection and maintenance | Assembly | 0.06281 | Hours | 1 | 44 | 1 | FALSE | 1 | FALSE | 3 | [6 empty] | 3 | B2B3 | 0.0033965 | 2.1997e-10 | 1.8416e-05 | 4.2243e-06 | 1.0482e-06 | 4.1e-09 | 0.052305 | 2.5131 | 1.3499e-05
| Civic Offices | Ductwork and grilles supply and multiple extract (Services ducting whole office (m2 GFA)) | 1701009 | 8403294 | 5 | Services equipment | Inspection and maintenance | Assembly | 0.06281 | Hours | 1 | 44 | 1 | FALSE | 1 | FALSE | 3 | [6 empty] | 4 | B2B3 | 0.0033965 | 2.1997e-10 | 1.8416e-05 | 4.2243e-06 | 1.0482e-06 | 4.1e-09 | 0.052305 | 2.5131 | 1.3499e-05
| Civic Offices | Ductwork and grilles supply and multiple extract (Services ducting whole office (m2 GFA)) | 1701009 | 8403294 | 5 | Services equipment | Inspection and maintenance | Assembly | 0.06281 | Hours | 1 | 44 | 1 | FALSE | 1 | FALSE | 3 | [6 empty] | 5 | B2B3 | 0.0033965 | 2.1997e-10 | 1.8416e-05 | 4.2243e-06 | 1.0482e-06 | 4.1e-09 | 0.052305 | 2.5131 | 1.3499e-05
| Civic Offices | Ductwork and grilles supply and multiple extract (Services ducting whole office (m2 GFA)) | 1701009 | 8403294 | 5 | Services equipment | Inspection and maintenance | Assembly | 0.06281 | Hours | 1 | 44 | 1 | FALSE | 1 | FALSE | 3 | [6 empty] | 6 | B2B3 | 0.0033965 | 2.1997e-10 | 1.8416e-05 | 4.2243e-06 | 1.0482e-06 | 4.1e-09 | 0.052305 | 2.5131 | 1.3499e-05
| Civic Offices | Ductwork and grilles supply and multiple extract (Services ducting whole office (m2 GFA)) | 1701009 | 8403294 | 5 | Services equipment | Inspection and maintenance | Assembly | 0.06281 | Hours | 1 | 44 | 1 | FALSE | 1 | FALSE | 3 | [6 empty] | 7 | B2B3 | 0.0033965 | 2.1997e-10 | 1.8416e-05 | 4.2243e-06 | 1.0482e-06 | 4.1e-09 | 0.052305 | 2.5131 | 1.3499e-05
| Civic Offices | Ductwork and grilles supply and multiple extract (Services ducting whole office (m2 GFA)) | 1701009 | 8403294 | 5 | Services equipment | Inspection and maintenance | Assembly | 0.06281 | Hours | 1 | 44 | 1 | FALSE | 1 | FALSE | 3 | [6 empty] | 8 | B2B3 | 0.0033965 | 2.1997e-10 | 1.8416e-05 | 4.2243e-06 | 1.0482e-06 | 4.1e-09 | 0.052305 | 2.5131 | 1.3499e-05
| Civic Offices | Ductwork and grilles supply and multiple extract (Services ducting whole office (m2 GFA)) | 1701009 | 8403294 | 5 | Services equipment | Inspection and maintenance | Assembly | 0.06281 | Hours | 1 | 44 | 1 | FALSE | 1 | FALSE | 3 | [6 empty] | 9 | B2B3 | 0.0033965 | 2.1997e-10 | 1.8416e-05 | 4.2243e-06 | 1.0482e-06 | 4.1e-09 | 0.052305 | 2.5131 | 1.3499e-05
| Civic Offices | Ductwork and grilles supply and multiple extract (Services ducting whole office (m2 GFA)) | 1701009 | 8403294 | 5 | Services equipment | Inspection and maintenance | Assembly | 0.06281 | Hours | 1 | 44 | 1 | FALSE | 1 | FALSE | 3 | [6 empty] | 10 | B2B3 | 0.0033965 | 2.1997e-10 | 1.8416e-05 | 4.2243e-06 | 1.0482e-06 | 4.1e-09 | 0.052305 | 2.5131 | 1.3499e-05
| Civic Offices | Ductwork and grilles supply and multiple extract (Services ducting whole office (m2 GFA)) | 1701009 | 8403294 | 5 | Services equipment | Inspection and maintenance | Assembly | 0.06281 | Hours | 1 | 44 | 1 | FALSE | 1 | FALSE | 3 | [6 empty] | 11 | B2B3 | 0.0033965 | 2.1997e-10 | 1.8416e-05 | 4.2243e-06 | 1.0482e-06 | 4.1e-09 | 0.052305 | 2.5131 | 1.3499e-05
| Civic Offices | Ductwork and grilles supply and multiple extract (Services ducting whole office (m2 GFA)) | 1701009 | 8403294 | 5 | Services equipment | Inspection and maintenance | Assembly | 0.06281 | Hours | 1 | 44 | 1 | FALSE | 1 | FALSE | 3 | [6 empty] | 12 | B2B3 | 0.0033965 | 2.1997e-10 | 1.8416e-05 | 4.2243e-06 | 1.0482e-06 | 4.1e-09 | 0.052305 | 2.5131 | 1.3499e-05
| Civic Offices | Ductwork and grilles supply and multiple extract (Services ducting whole office (m2 GFA)) | 1701009 | 8403294 | 5 | Services equipment | Inspection and maintenance | Assembly | 0.06281 | Hours | 1 | 44 | 1 | FALSE | 1 | FALSE | 3 | [6 empty] | 13 | B2B3 | 0.0033965 | 2.1997e-10 | 1.8416e-05 | 4.2243e-06 | 1.0482e-06 | 4.1e-09 | 0.052305 | 2.5131 | 1.3499e-05
| Civic Offices | Ductwork and grilles supply and multiple extract (Services ducting whole office (m2 GFA)) | 1701009 | 8403294 | 5 | Services equipment | Inspection and maintenance | Assembly | 0.06281 | Hours | 1 | 44 | 1 | FALSE | 1 | FALSE | 3 | [6 empty] | 14 | B2B3 | 0.0033965 | 2.1997e-10 | 1.8416e-05 | 4.2243e-06 | 1.0482e-06 | 4.1e-09 | 0.052305 | 2.5131 | 1.3499e-05
| Civic Offices | Ductwork and grilles supply and multiple extract (Services ducting whole office (m2 GFA)) | 1701009 | 8403294 | 5 | Services equipment | Inspection and maintenance | Assembly | 0.06281 | Hours | 1 | 44 | 1 | FALSE | 1 | FALSE | 3 | [6 empty] | 15 | B2B3 | 0.0033965 | 2.1997e-10 | 1.8416e-05 | 4.2243e-06 | 1.0482e-06 | 4.1e-09 | 0.052305 | 2.5131 | 1.3499e-05
| Civic Offices | Ductwork and grilles supply and multiple extract (Services ducting whole office (m2 GFA)) | 1701009 | 8403294 | 5 | Services equipment | Inspection and maintenance | Assembly | 0.06281 | Hours | 1 | 44 | 1 | FALSE | 1 | FALSE | 3 | [6 empty] | 16 | B2B3 | 0.0033965 | 2.1997e-10 | 1.8416e-05 | 4.2243e-06 | 1.0482e-06 | 4.1e-09 | 0.052305 | 2.5131 | 1.3499e-05
| Civic Offices | Ductwork and grilles supply and multiple extract (Services ducting whole office (m2 GFA)) | 1701009 | 8403294 | 5 | Services equipment | Inspection and maintenance | Assembly | 0.06281 | Hours | 1 | 44 | 1 | FALSE | 1 | FALSE | 3 | [6 empty] | 17 | B2B3 | 0.0033965 | 2.1997e-10 | 1.8416e-05 | 4.2243e-06 | 1.0482e-06 | 4.1e-09 | 0.052305 | 2.5131 | 1.3499e-05
| Civic Offices | Ductwork and grilles supply and multiple extract (Services ducting whole office (m2 GFA)) | 1701009 | 8403294 | 5 | Services equipment | Inspection and maintenance | Assembly | 0.06281 | Hours | 1 | 44 | 1 | FALSE | 1 | FALSE | 3 | [6 empty] | 18 | B2B3 | 0.0033965 | 2.1997e-10 | 1.8416e-05 | 4.2243e-06 | 1.0482e-06 | 4.1e-09 | 0.052305 | 2.5131 | 1.3499e-05
| Civic Offices | Ductwork and grilles supply and multiple extract (Services ducting whole office (m2 GFA)) | 1701009 | 8403294 | 5 | Services equipment | Inspection and maintenance | Assembly | 0.06281 | Hours | 1 | 44 | 1 | FALSE | 1 | FALSE | 3 | [6 empty] | 19 | B2B3 | 0.0033965 | 2.1997e-10 | 1.8416e-05 | 4.2243e-06 | 1.0482e-06 | 4.1e-09 | 0.052305 | 2.5131 | 1.3499e-05
| Civic Offices | Ductwork and grilles supply and multiple extract (Services ducting whole office (m2 GFA)) | 1701009 | 8403294 | 5 | Services equipment | Inspection and maintenance | Assembly | 0.06281 | Hours | 1 | 44 | 1 | FALSE | 1 | FALSE | 3 | [6 empty] | 20 | B2B3 | 0.0033965 | 2.1997e-10 | 1.8416e-05 | 4.2243e-06 | 1.0482e-06 | 4.1e-09 | 0.052305 | 2.5131 | 1.3499e-05
| Civic Offices | Ductwork and grilles supply and multiple extract (Services ducting whole office (m2 GFA)) | 1701009 | 8403294 | 5 | Services equipment | Inspection and maintenance | Assembly | 0.06281 | Hours | 1 | 44 | 1 | FALSE | 1 | FALSE | 3 | [6 empty] | 21 | B2B3 | 0.0033965 | 2.1997e-10 | 1.8416e-05 | 4.2243e-06 | 1.0482e-06 | 4.1e-09 | 0.052305 | 2.5131 | 1.3499e-05
| Civic Offices | Ductwork and grilles supply and multiple extract (Services ducting whole office (m2 GFA)) | 1701009 | 8403294 | 5 | Services equipment | Inspection and maintenance | Assembly | 0.06281 | Hours | 1 | 44 | 1 | FALSE | 1 | FALSE | 3 | [6 empty] | 22 | B2B3 | 0.0033965 | 2.1997e-10 | 1.8416e-05 | 4.2243e-06 | 1.0482e-06 | 4.1e-09 | 0.052305 | 2.5131 | 1.3499e-05
| Civic Offices | Ductwork and grilles supply and multiple extract (Services ducting whole office (m2 GFA)) | 1701009 | 8403294 | 5 | Services equipment | Inspection and maintenance | Assembly | 0.06281 | Hours | 1 | 44 | 1 | FALSE | 1 | FALSE | 3 | [6 empty] | 23 | B2B3 | 0.0033965 | 2.1997e-10 | 1.8416e-05 | 4.2243e-06 | 1.0482e-06 | 4.1e-09 | 0.052305 | 2.5131 | 1.3499e-05
| Civic Offices | Ductwork and grilles supply and multiple extract (Services ducting whole office (m2 GFA)) | 1701009 | 8403294 | 5 | Services equipment | Inspection and maintenance | Assembly | 0.06281 | Hours | 1 | 44 | 1 | FALSE | 1 | FALSE | 3 | [6 empty] | 24 | B2B3 | 0.0033965 | 2.1997e-10 | 1.8416e-05 | 4.2243e-06 | 1.0482e-06 | 4.1e-09 | 0.052305 | 2.5131 | 1.3499e-05
| Civic Offices | Ductwork and grilles supply and multiple extract (Services ducting whole office (m2 GFA)) | 1701009 | 8403294 | 5 | Services equipment | Inspection and maintenance | Assembly | 0.06281 | Hours | 1 | 44 | 1 | FALSE | 1 | FALSE | 3 | [6 empty] | 25 | B2B3 | 0.0033965 | 2.1997e-10 | 1.8416e-05 | 4.2243e-06 | 1.0482e-06 | 4.1e-09 | 0.052305 | 2.5131 | 1.3499e-05
| Civic Offices | Ductwork and grilles supply and multiple extract (Services ducting whole office (m2 GFA)) | 1701009 | 8403294 | 5 | Services equipment | Inspection and maintenance | Assembly | 0.06281 | Hours | 1 | 44 | 1 | FALSE | 1 | FALSE | 3 | [6 empty] | 26 | B2B3 | 0.0033965 | 2.1997e-10 | 1.8416e-05 | 4.2243e-06 | 1.0482e-06 | 4.1e-09 | 0.052305 | 2.5131 | 1.3499e-05
| Civic Offices | Ductwork and grilles supply and multiple extract (Services ducting whole office (m2 GFA)) | 1701009 | 8403294 | 5 | Services equipment | Inspection and maintenance | Assembly | 0.06281 | Hours | 1 | 44 | 1 | FALSE | 1 | FALSE | 3 | [6 empty] | 27 | B2B3 | 0.0033965 | 2.1997e-10 | 1.8416e-05 | 4.2243e-06 | 1.0482e-06 | 4.1e-09 | 0.052305 | 2.5131 | 1.3499e-05
| Civic Offices | Ductwork and grilles supply and multiple extract (Services ducting whole office (m2 GFA)) | 1701009 | 8403294 | 5 | Services equipment | Inspection and maintenance | Assembly | 0.06281 | Hours | 1 | 44 | 1 | FALSE | 1 | FALSE | 3 | [6 empty] | 28 | B2B3 | 0.0033965 | 2.1997e-10 | 1.8416e-05 | 4.2243e-06 | 1.0482e-06 | 4.1e-09 | 0.052305 | 2.5131 | 1.3499e-05
| Civic Offices | Ductwork and grilles supply and multiple extract (Services ducting whole office (m2 GFA)) | 1701009 | 8403294 | 5 | Services equipment | Inspection and maintenance | Assembly | 0.06281 | Hours | 1 | 44 | 1 | FALSE | 1 | FALSE | 3 | [6 empty] | 29 | B2B3 | 0.0033965 | 2.1997e-10 | 1.8416e-05 | 4.2243e-06 | 1.0482e-06 | 4.1e-09 | 0.052305 | 2.5131 | 1.3499e-05
| Civic Offices | Ductwork and grilles supply and multiple extract (Services ducting whole office (m2 GFA)) | 1701009 | 8403294 | 5 | Services equipment | Inspection and maintenance | Assembly | 0.06281 | Hours | 1 | 44 | 1 | FALSE | 1 | FALSE | 3 | [6 empty] | 30 | B2B3 | 0.0033965 | 2.1997e-10 | 1.8416e-05 | 4.2243e-06 | 1.0482e-06 | 4.1e-09 | 0.052305 | 2.5131 | 1.3499e-05
| Civic Offices | Ductwork and grilles supply and multiple extract (Services ducting whole office (m2 GFA)) | 1701009 | 8403294 | 5 | Services equipment | Inspection and maintenance | Assembly | 0.06281 | Hours | 1 | 44 | 1 | FALSE | 1 | FALSE | 3 | [6 empty] | 31 | B2B3 | 0.0033965 | 2.1997e-10 | 1.8416e-05 | 4.2243e-06 | 1.0482e-06 | 4.1e-09 | 0.052305 | 2.5131 | 1.3499e-05
| Civic Offices | Ductwork and grilles supply and multiple extract (Services ducting whole office (m2 GFA)) | 1701009 | 8403294 | 5 | Services equipment | Inspection and maintenance | Assembly | 0.06281 | Hours | 1 | 44 | 1 | FALSE | 1 | FALSE | 3 | [6 empty] | 32 | B2B3 | 0.0033965 | 2.1997e-10 | 1.8416e-05 | 4.2243e-06 | 1.0482e-06 | 4.1e-09 | 0.052305 | 2.5131 | 1.3499e-05
| Civic Offices | Ductwork and grilles supply and multiple extract (Services ducting whole office (m2 GFA)) | 1701009 | 8403294 | 5 | Services equipment | Inspection and maintenance | Assembly | 0.06281 | Hours | 1 | 44 | 1 | FALSE | 1 | FALSE | 3 | [6 empty] | 33 | B2B3 | 0.0033965 | 2.1997e-10 | 1.8416e-05 | 4.2243e-06 | 1.0482e-06 | 4.1e-09 | 0.052305 | 2.5131 | 1.3499e-05
| Civic Offices | Ductwork and grilles supply and multiple extract (Services ducting whole office (m2 GFA)) | 1701009 | 8403294 | 5 | Services equipment | Inspection and maintenance | Assembly | 0.06281 | Hours | 1 | 44 | 1 | FALSE | 1 | FALSE | 3 | [6 empty] | 34 | B2B3 | 0.0033965 | 2.1997e-10 | 1.8416e-05 | 4.2243e-06 | 1.0482e-06 | 4.1e-09 | 0.052305 | 2.5131 | 1.3499e-05
| Civic Offices | Ductwork and grilles supply and multiple extract (Services ducting whole office (m2 GFA)) | 1701009 | 8403294 | 5 | Services equipment | Inspection and maintenance | Assembly | 0.06281 | Hours | 1 | 44 | 1 | FALSE | 1 | FALSE | 3 | [6 empty] | 35 | B2B3 | 0.0033965 | 2.1997e-10 | 1.8416e-05 | 4.2243e-06 | 1.0482e-06 | 4.1e-09 | 0.052305 | 2.5131 | 1.3499e-05
| Civic Offices | Ductwork and grilles supply and multiple extract (Services ducting whole office (m2 GFA)) | 1701009 | 8403294 | 5 | Services equipment | Inspection and maintenance | Assembly | 0.06281 | Hours | 1 | 44 | 1 | FALSE | 1 | FALSE | 3 | [6 empty] | 36 | B2B3 | 0.0033965 | 2.1997e-10 | 1.8416e-05 | 4.2243e-06 | 1.0482e-06 | 4.1e-09 | 0.052305 | 2.5131 | 1.3499e-05
| Civic Offices | Ductwork and grilles supply and multiple extract (Services ducting whole office (m2 GFA)) | 1701009 | 8403294 | 5 | Services equipment | Inspection and maintenance | Assembly | 0.06281 | Hours | 1 | 44 | 1 | FALSE | 1 | FALSE | 3 | [6 empty] | 37 | B2B3 | 0.0033965 | 2.1997e-10 | 1.8416e-05 | 4.2243e-06 | 1.0482e-06 | 4.1e-09 | 0.052305 | 2.5131 | 1.3499e-05
| Civic Offices | Ductwork and grilles supply and multiple extract (Services ducting whole office (m2 GFA)) | 1701009 | 8403294 | 5 | Services equipment | Inspection and maintenance | Assembly | 0.06281 | Hours | 1 | 44 | 1 | FALSE | 1 | FALSE | 3 | [6 empty] | 38 | B2B3 | 0.0033965 | 2.1997e-10 | 1.8416e-05 | 4.2243e-06 | 1.0482e-06 | 4.1e-09 | 0.052305 | 2.5131 | 1.3499e-05
| Civic Offices | Ductwork and grilles supply and multiple extract (Services ducting whole office (m2 GFA)) | 1701009 | 8403294 | 5 | Services equipment | Inspection and maintenance | Assembly | 0.06281 | Hours | 1 | 44 | 1 | FALSE | 1 | FALSE | 3 | [6 empty] | 39 | B2B3 | 0.0033965 | 2.1997e-10 | 1.8416e-05 | 4.2243e-06 | 1.0482e-06 | 4.1e-09 | 0.052305 | 2.5131 | 1.3499e-05
| Civic Offices | Ductwork and grilles supply and multiple extract (Services ducting whole office (m2 GFA)) | 1701009 | 8403294 | 5 | Services equipment | Inspection and maintenance | Assembly | 0.06281 | Hours | 1 | 44 | 1 | FALSE | 1 | FALSE | 3 | [6 empty] | 40 | B2B3 | 0.0033965 | 2.1997e-10 | 1.8416e-05 | 4.2243e-06 | 1.0482e-06 | 4.1e-09 | 0.052305 | 2.5131 | 1.3499e-05
| Civic Offices | Ductwork and grilles supply and multiple extract (Services ducting whole office (m2 GFA)) | 1701009 | 8403294 | 5 | Services equipment | Inspection and maintenance | Assembly | 0.06281 | Hours | 1 | 44 | 1 | FALSE | 1 | FALSE | 3 | [6 empty] | 41 | B2B3 | 0.0033965 | 2.1997e-10 | 1.8416e-05 | 4.2243e-06 | 1.0482e-06 | 4.1e-09 | 0.052305 | 2.5131 | 1.3499e-05
| Civic Offices | Ductwork and grilles supply and multiple extract (Services ducting whole office (m2 GFA)) | 1701009 | 8403294 | 5 | Services equipment | Inspection and maintenance | Assembly | 0.06281 | Hours | 1 | 44 | 1 | FALSE | 1 | FALSE | 3 | [6 empty] | 42 | B2B3 | 0.0033965 | 2.1997e-10 | 1.8416e-05 | 4.2243e-06 | 1.0482e-06 | 4.1e-09 | 0.052305 | 2.5131 | 1.3499e-05
| Civic Offices | Ductwork and grilles supply and multiple extract (Services ducting whole office (m2 GFA)) | 1701009 | 8403294 | 5 | Services equipment | Inspection and maintenance | Assembly | 0.06281 | Hours | 1 | 44 | 1 | FALSE | 1 | FALSE | 3 | [6 empty] | 43 | B2B3 | 0.0033965 | 2.1997e-10 | 1.8416e-05 | 4.2243e-06 | 1.0482e-06 | 4.1e-09 | 0.052305 | 2.5131 | 1.3499e-05
| Civic Offices | Ductwork and grilles supply and multiple extract (Services ducting whole office (m2 GFA)) | 1701009 | 8403294 | 5 | Services equipment | Inspection and maintenance | Assembly | 0.06281 | Hours | 1 | 44 | 1 | FALSE | 1 | FALSE | 3 | [6 empty] | 44 | B2B3 | 0.0033965 | 2.1997e-10 | 1.8416e-05 | 4.2243e-06 | 1.0482e-06 | 4.1e-09 | 0.052305 | 2.5131 | 1.3499e-05
| Civic Offices | Ductwork and grilles supply and multiple extract (Services ducting whole office (m2 GFA)) | 1701009 | 8403294 | 5 | Services equipment | Inspection and maintenance | Assembly | 0.06281 | Hours | 1 | 44 | 1 | FALSE | 1 | FALSE | 3 | [6 empty] | 45 | B2B3 | 0.0033965 | 2.1997e-10 | 1.8416e-05 | 4.2243e-06 | 1.0482e-06 | 4.1e-09 | 0.052305 | 2.5131 | 1.3499e-05
| Civic Offices | Ductwork and grilles supply and multiple extract (Services ducting whole office (m2 GFA)) | 1701009 | 8403294 | 5 | Services equipment | Inspection and maintenance | Assembly | 0.06281 | Hours | 1 | 44 | 1 | FALSE | 1 | FALSE | 3 | [6 empty] | 46 | B2B3 | 0.0033965 | 2.1997e-10 | 1.8416e-05 | 4.2243e-06 | 1.0482e-06 | 4.1e-09 | 0.052305 | 2.5131 | 1.3499e-05
| Civic Offices | Ductwork and grilles supply and multiple extract (Services ducting whole office (m2 GFA)) | 1701009 | 8403294 | 5 | Services equipment | Inspection and maintenance | Assembly | 0.06281 | Hours | 1 | 44 | 1 | FALSE | 1 | FALSE | 3 | [6 empty] | 47 | B2B3 | 0.0033965 | 2.1997e-10 | 1.8416e-05 | 4.2243e-06 | 1.0482e-06 | 4.1e-09 | 0.052305 | 2.5131 | 1.3499e-05
| Civic Offices | Ductwork and grilles supply and multiple extract (Services ducting whole office (m2 GFA)) | 1701009 | 8403294 | 5 | Services equipment | Inspection and maintenance | Assembly | 0.06281 | Hours | 1 | 44 | 1 | FALSE | 1 | FALSE | 3 | [6 empty] | 48 | B2B3 | 0.0033965 | 2.1997e-10 | 1.8416e-05 | 4.2243e-06 | 1.0482e-06 | 4.1e-09 | 0.052305 | 2.5131 | 1.3499e-05
| Civic Offices | Ductwork and grilles supply and multiple extract (Services ducting whole office (m2 GFA)) | 1701009 | 8403294 | 5 | Services equipment | Inspection and maintenance | Assembly | 0.06281 | Hours | 1 | 44 | 1 | FALSE | 1 | FALSE | 3 | [6 empty] | 49 | B2B3 | 0.0033965 | 2.1997e-10 | 1.8416e-05 | 4.2243e-06 | 1.0482e-06 | 4.1e-09 | 0.052305 | 2.5131 | 1.3499e-05
| Civic Offices | Ductwork and grilles supply and multiple extract (Services ducting whole office (m2 GFA)) | 1701009 | 8403294 | 5 | Services equipment | Inspection and maintenance | Assembly | 0.06281 | Hours | 1 | 44 | 1 | FALSE | 1 | FALSE | 3 | [6 empty] | 50 | B2B3 | 0.0033965 | 2.1997e-10 | 1.8416e-05 | 4.2243e-06 | 1.0482e-06 | 4.1e-09 | 0.052305 | 2.5131 | 1.3499e-05
| Civic Offices | Ductwork and grilles supply and multiple extract (Services ducting whole office (m2 GFA)) | 1701009 | 8403294 | 5 | Services equipment | Inspection and maintenance | Assembly | 0.06281 | Hours | 1 | 44 | 1 | FALSE | 1 | FALSE | 3 | [6 empty] | 51 | B2B3 | 0.0033965 | 2.1997e-10 | 1.8416e-05 | 4.2243e-06 | 1.0482e-06 | 4.1e-09 | 0.052305 | 2.5131 | 1.3499e-05
| Civic Offices | Ductwork and grilles supply and multiple extract (Services ducting whole office (m2 GFA)) | 1701009 | 8403294 | 5 | Services equipment | Inspection and maintenance | Assembly | 0.06281 | Hours | 1 | 44 | 1 | FALSE | 1 | FALSE | 3 | [6 empty] | 52 | B2B3 | 0.0033965 | 2.1997e-10 | 1.8416e-05 | 4.2243e-06 | 1.0482e-06 | 4.1e-09 | 0.052305 | 2.5131 | 1.3499e-05
| Civic Offices | Ductwork and grilles supply and multiple extract (Services ducting whole office (m2 GFA)) | 1701009 | 8403294 | 5 | Services equipment | Inspection and maintenance | Assembly | 0.06281 | Hours | 1 | 44 | 1 | FALSE | 1 | FALSE | 3 | [6 empty] | 53 | B2B3 | 0.0033965 | 2.1997e-10 | 1.8416e-05 | 4.2243e-06 | 1.0482e-06 | 4.1e-09 | 0.052305 | 2.5131 | 1.3499e-05
| Civic Offices | Ductwork and grilles supply and multiple extract (Services ducting whole office (m2 GFA)) | 1701009 | 8403294 | 5 | Services equipment | Inspection and maintenance | Assembly | 0.06281 | Hours | 1 | 44 | 1 | FALSE | 1 | FALSE | 3 | [6 empty] | 54 | B2B3 | 0.0033965 | 2.1997e-10 | 1.8416e-05 | 4.2243e-06 | 1.0482e-06 | 4.1e-09 | 0.052305 | 2.5131 | 1.3499e-05
| Civic Offices | Ductwork and grilles supply and multiple extract (Services ducting whole office (m2 GFA)) | 1701009 | 8403294 | 5 | Services equipment | Inspection and maintenance | Assembly | 0.06281 | Hours | 1 | 44 | 1 | FALSE | 1 | FALSE | 3 | [6 empty] | 55 | B2B3 | 0.0033965 | 2.1997e-10 | 1.8416e-05 | 4.2243e-06 | 1.0482e-06 | 4.1e-09 | 0.052305 | 2.5131 | 1.3499e-05
| Civic Offices | Ductwork and grilles supply and multiple extract (Services ducting whole office (m2 GFA)) | 1701009 | 8403294 | 5 | Services equipment | Inspection and maintenance | Assembly | 0.06281 | Hours | 1 | 44 | 1 | FALSE | 1 | FALSE | 3 | [6 empty] | 56 | B2B3 | 0.0033965 | 2.1997e-10 | 1.8416e-05 | 4.2243e-06 | 1.0482e-06 | 4.1e-09 | 0.052305 | 2.5131 | 1.3499e-05
| Civic Offices | Ductwork and grilles supply and multiple extract (Services ducting whole office (m2 GFA)) | 1701009 | 8403294 | 5 | Services equipment | Inspection and maintenance | Assembly | 0.06281 | Hours | 1 | 44 | 1 | FALSE | 1 | FALSE | 3 | [6 empty] | 57 | B2B3 | 0.0033965 | 2.1997e-10 | 1.8416e-05 | 4.2243e-06 | 1.0482e-06 | 4.1e-09 | 0.052305 | 2.5131 | 1.3499e-05
| Civic Offices | Ductwork and grilles supply and multiple extract (Services ducting whole office (m2 GFA)) | 1701009 | 8403294 | 5 | Services equipment | Inspection and maintenance | Assembly | 0.06281 | Hours | 1 | 44 | 1 | FALSE | 1 | FALSE | 3 | [6 empty] | 58 | B2B3 | 0.0033965 | 2.1997e-10 | 1.8416e-05 | 4.2243e-06 | 1.0482e-06 | 4.1e-09 | 0.052305 | 2.5131 | 1.3499e-05
| Civic Offices | Ductwork and grilles supply and multiple extract (Services ducting whole office (m2 GFA)) | 1701009 | 8403294 | 5 | Services equipment | Inspection and maintenance | Assembly | 0.06281 | Hours | 1 | 44 | 1 | FALSE | 1 | FALSE | 3 | [6 empty] | 59 | B2B3 | 0.0033965 | 2.1997e-10 | 1.8416e-05 | 4.2243e-06 | 1.0482e-06 | 4.1e-09 | 0.052305 | 2.5131 | 1.3499e-05
| Civic Offices | Ductwork and grilles supply and multiple extract (Services ducting whole office (m2 GFA)) | 1701009 | 8403294 | 5 | Services equipment | Inspection and maintenance | Assembly | 0.06281 | Hours | 1 | 44 | 1 | FALSE | 1 | FALSE | 3 | [6 empty] | 60 | B2B3 | 0.0033965 | 2.1997e-10 | 1.8416e-05 | 4.2243e-06 | 1.0482e-06 | 4.1e-09 | 0.052305 | 2.5131 | 1.3499e-05
| Civic Offices | Services steel circular ducting (250mm) | 1701010 | 8403296 | 5 | Services equipment | install | Assembly | 16.9743 | Hours | 40 | 44 | 1 | FALSE | 1 | FALSE | 1 | [6 empty] | 0 | A5 | 0.91791 | 5.9448e-08 | 0.004977 | 0.0011416 | 0.00028328 | 1.108e-06 | 14.1355 | 679.1578 | 0.003648
| Civic Offices | Services steel circular ducting (250mm) | 1701010 | 8403296 | 5 | Services equipment | install | Assembly | 16.9743 | Hours | 40 | 44 | 1 | FALSE | 1 | FALSE | 1 | [6 empty] | 0 | A4 | 0 | 0 | 0 | 0 | 0 | 0 | 0 | 0 | 0
| Civic Offices | Services steel circular ducting (250mm) | 1701010 | 8403296 | 5 | Services equipment | install | Assembly | 16.9743 | Hours | 40 | 44 | 1 | FALSE | 1 | FALSE | 1 | [6 empty] | 40 | B4B5 | 0.91791 | 5.9448e-08 | 0.004977 | 0.0011416 | 0.00028328 | 1.108e-06 | 14.1355 | 679.1578 | 0.003648
| Civic Offices | Glazed partition | 1701012 | 8403298 | 3.1 | Wall finishes | install | Assembly | 6.3 | Hours | 15 | 44 | 1 | FALSE | 1 | FALSE | 1 | [6 empty] | 0 | A5 | 0.34068 | 2.2064e-08 | 0.0018472 | 0.00042371 | 0.00010514 | 4.1124e-07 | 5.2464 | 252.0689 | 0.0013539
| Civic Offices | Glazed partition | 1701012 | 8403298 | 3.1 | Wall finishes | install | Assembly | 6.3 | Hours | 15 | 44 | 1 | FALSE | 1 | FALSE | 1 | [6 empty] | 0 | A4 | 0 | 0 | 0 | 0 | 0 | 0 | 0 | 0 | 0
| Civic Offices | Glazed partition | 1701012 | 8403298 | 3.1 | Wall finishes | install | Assembly | 6.3 | Hours | 15 | 44 | 1 | FALSE | 1 | FALSE | 1 | [6 empty] | 15 | B4B5 | 0.34068 | 2.2064e-08 | 0.0018472 | 0.00042371 | 0.00010514 | 4.1124e-07 | 5.2464 | 252.0689 | 0.0013539
| Civic Offices | Glazed partition | 1701012 | 8403298 | 3.1 | Wall finishes | install | Assembly | 6.3 | Hours | 15 | 44 | 1 | FALSE | 1 | FALSE | 1 | [6 empty] | 30 | B4B5 | 0.34068 | 2.2064e-08 | 0.0018472 | 0.00042371 | 0.00010514 | 4.1124e-07 | 5.2464 | 252.0689 | 0.0013539
| Civic Offices | Glazed partition | 1701012 | 8403298 | 3.1 | Wall finishes | install | Assembly | 6.3 | Hours | 15 | 44 | 1 | FALSE | 1 | FALSE | 1 | [6 empty] | 45 | B4B5 | 0.34068 | 2.2064e-08 | 0.0018472 | 0.00042371 | 0.00010514 | 4.1124e-07 | 5.2464 | 252.0689 | 0.0013539
| Civic Offices | Fittings Hardood hand rail 50mm | 1701013 | 8403300 | 4 | Fittings, furnishings and equipment | install | Assembly | 3.99 | Hours | 80 | 44 | 1 | FALSE | 1 | FALSE | 1 | [6 empty] | 0 | A5 | 0.21577 | 1.3974e-08 | 0.0011699 | 0.00026835 | 6.6588e-05 | 2.6045e-07 | 3.3227 | 159.6437 | 0.0008575
| Civic Offices | Fittings Hardood hand rail 50mm | 1701013 | 8403300 | 4 | Fittings, furnishings and equipment | install | Assembly | 3.99 | Hours | 80 | 44 | 1 | FALSE | 1 | FALSE | 1 | [6 empty] | 0 | A4 | 0 | 0 | 0 | 0 | 0 | 0 | 0 | 0 | 0
| Civic Offices | Glazed partition | 1701015 | 8403302 | 3.1 | Wall finishes | install | Assembly | 9.3 | Hours | 15 | 44 | 1 | FALSE | 1 | FALSE | 1 | [6 empty] | 0 | A5 | 0.50291 | 3.2571e-08 | 0.0027268 | 0.00062547 | 0.00015521 | 6.0707e-07 | 7.7447 | 372.1018 | 0.0019987
| Civic Offices | Glazed partition | 1701015 | 8403302 | 3.1 | Wall finishes | install | Assembly | 9.3 | Hours | 15 | 44 | 1 | FALSE | 1 | FALSE | 1 | [6 empty] | 0 | A4 | 0 | 0 | 0 | 0 | 0 | 0 | 0 | 0 | 0
| Civic Offices | Glazed partition | 1701015 | 8403302 | 3.1 | Wall finishes | install | Assembly | 9.3 | Hours | 15 | 44 | 1 | FALSE | 1 | FALSE | 1 | [6 empty] | 15 | B4B5 | 0.50291 | 3.2571e-08 | 0.0027268 | 0.00062547 | 0.00015521 | 6.0707e-07 | 7.7447 | 372.1018 | 0.0019987
| Civic Offices | Glazed partition | 1701015 | 8403302 | 3.1 | Wall finishes | install | Assembly | 9.3 | Hours | 15 | 44 | 1 | FALSE | 1 | FALSE | 1 | [6 empty] | 30 | B4B5 | 0.50291 | 3.2571e-08 | 0.0027268 | 0.00062547 | 0.00015521 | 6.0707e-07 | 7.7447 | 372.1018 | 0.0019987
| Civic Offices | Glazed partition | 1701015 | 8403302 | 3.1 | Wall finishes | install | Assembly | 9.3 | Hours | 15 | 44 | 1 | FALSE | 1 | FALSE | 1 | [6 empty] | 45 | B4B5 | 0.50291 | 3.2571e-08 | 0.0027268 | 0.00062547 | 0.00015521 | 6.0707e-07 | 7.7447 | 372.1018 | 0.0019987
| Civic Offices | Fittings Hardood hand rail 50mm | 1701016 | 8403304 | 4 | Fittings, furnishings and equipment | install | Assembly | 5.89 | Hours | 80 | 44 | 1 | FALSE | 1 | FALSE | 1 | [6 empty] | 0 | A5 | 0.31851 | 2.0628e-08 | 0.001727 | 0.00039613 | 9.8297e-05 | 3.8448e-07 | 4.9049 | 235.6644 | 0.0012658
| Civic Offices | Fittings Hardood hand rail 50mm | 1701016 | 8403304 | 4 | Fittings, furnishings and equipment | install | Assembly | 5.89 | Hours | 80 | 44 | 1 | FALSE | 1 | FALSE | 1 | [6 empty] | 0 | A4 | 0 | 0 | 0 | 0 | 0 | 0 | 0 | 0 | 0
| Civic Offices | Link stairway Wall handrails: hardwood with mild steel painted brackets including pattress fixing to wall (Fittings Hardood hand rail 50mm) | 1701017 | 8403306 | 4 | Fittings, furnishings and equipment | install | Assembly | 3.04 | Hours | 80 | 44 | 1 | FALSE | 1 | FALSE | 1 | [6 empty] | 0 | A5 | 0.16439 | 1.0647e-08 | 0.00089135 | 0.00020446 | 5.0734e-05 | 1.9844e-07 | 2.5316 | 121.6333 | 0.00065333
| Civic Offices | Link stairway Wall handrails: hardwood with mild steel painted brackets including pattress fixing to wall (Fittings Hardood hand rail 50mm) | 1701017 | 8403306 | 4 | Fittings, furnishings and equipment | install | Assembly | 3.04 | Hours | 80 | 44 | 1 | FALSE | 1 | FALSE | 1 | [6 empty] | 0 | A4 | 0 | 0 | 0 | 0 | 0 | 0 | 0 | 0 | 0
| Civic Offices | Link stairway balustracees where protrude beyond lift shaft - nominal allowance (Fittings Hardood hand rail 50mm) | 1701018 | 8403308 | 4 | Fittings, furnishings and equipment | install | Assembly | 0.19 | Hours | 80 | 44 | 1 | FALSE | 1 | FALSE | 1 | [6 empty] | 0 | A5 | 0.010275 | 6.6543e-10 | 5.571e-05 | 1.2778e-05 | 3.1709e-06 | 1.2402e-08 | 0.15822 | 7.6021 | 4.0833e-05
| Civic Offices | Link stairway balustracees where protrude beyond lift shaft - nominal allowance (Fittings Hardood hand rail 50mm) | 1701018 | 8403308 | 4 | Fittings, furnishings and equipment | install | Assembly | 0.19 | Hours | 80 | 44 | 1 | FALSE | 1 | FALSE | 1 | [6 empty] | 0 | A4 | 0 | 0 | 0 | 0 | 0 | 0 | 0 | 0 | 0
| Civic Offices | Ladders: Galvanized steel stairway between lower roof and upper roof over council chamber. (Staircase steel tread and frame) | 1701019 | 8403312 | 2.4 | Stairs and ramps | Install | Assembly | 2.6667 | Hours | 80 | 44 | 1 | FALSE | 1 | FALSE | 1 | [6 empty] | 0 | A5 | 0.1442 | 9.3393e-09 | 0.00078189 | 0.00017935 | 4.4504e-05 | 1.7407e-07 | 2.2207 | 106.6958 | 0.0005731
| Civic Offices | Ladders: Galvanized steel stairway between lower roof and upper roof over council chamber. (Staircase steel tread and frame) | 1701019 | 8403312 | 2.4 | Stairs and ramps | Install | Assembly | 2.6667 | Hours | 80 | 44 | 1 | FALSE | 1 | FALSE | 1 | [6 empty] | 0 | A4 | 0 | 0 | 0 | 0 | 0 | 0 | 0 | 0 | 0
| Civic Offices | Assembly only superstructure lay bricks | 1701021 | 8403315 | 2.5 | External walls | labourer | Assembly | 4582 | Hours | 80 | 44 | 1 | FALSE | 1 | FALSE | 1 | [6 empty] | 0 | A5 | 247.7793 | 1.6047e-05 | 1.3435 | 0.30816 | 0.076468 | 0.0002991 | 3815.7007 | 183330.133 | 0.98473
| Civic Offices | Assembly only superstructure lay bricks | 1701021 | 8403315 | 2.5 | External walls | labourer | Assembly | 4582 | Hours | 80 | 44 | 1 | FALSE | 1 | FALSE | 1 | [6 empty] | 0 | A4 | 0 | 0 | 0 | 0 | 0 | 0 | 0 | 0 | 0
| Civic Offices | Assembly only superstructure lay bricks | 1701021 | 8403316 | 2.5 | External walls | mortar | Assembly | 128.296 | Hours | 80 | 44 | 1 | FALSE | 1 | FALSE | 1 | [6 empty] | 0 | A5 | 73.2325 | 4.7429e-06 | 0.39707 | 0.091079 | 0.022601 | 8.8399e-05 | 1127.7515 | 7584.2811 | 0.29104
| Civic Offices | Assembly only superstructure lay bricks | 1701021 | 8403316 | 2.5 | External walls | mortar | Assembly | 128.296 | Hours | 80 | 44 | 1 | FALSE | 1 | FALSE | 1 | [6 empty] | 0 | A4 | 710.5002 | 0.00012766 | 2.3264 | 0.6288 | 0.39689 | 0.0024779 | 10591.1616 | 1617.193 | 2.9238
| Civic Offices | Assembly only superstructure lay bricks | 1701023 | 8403319 | 2.5 | External walls | labourer | Assembly | 426 | Hours | 80 | 44 | 1 | FALSE | 1 | FALSE | 1 | [6 empty] | 0 | A5 | 23.0367 | 1.492e-06 | 0.12491 | 0.028651 | 0.0071094 | 2.7808e-05 | 354.7552 | 17044.661 | 0.091553
| Civic Offices | Assembly only superstructure lay bricks | 1701023 | 8403319 | 2.5 | External walls | labourer | Assembly | 426 | Hours | 80 | 44 | 1 | FALSE | 1 | FALSE | 1 | [6 empty] | 0 | A4 | 0 | 0 | 0 | 0 | 0 | 0 | 0 | 0 | 0
| Civic Offices | Assembly only superstructure lay bricks | 1701023 | 8403320 | 2.5 | External walls | mortar | Assembly | 11.928 | Hours | 80 | 44 | 1 | FALSE | 1 | FALSE | 1 | [6 empty] | 0 | A5 | 6.8086 | 4.4096e-07 | 0.036917 | 0.0084679 | 0.0021012 | 8.2187e-06 | 104.8499 | 705.1296 | 0.027059
| Civic Offices | Assembly only superstructure lay bricks | 1701023 | 8403320 | 2.5 | External walls | mortar | Assembly | 11.928 | Hours | 80 | 44 | 1 | FALSE | 1 | FALSE | 1 | [6 empty] | 0 | A4 | 64.5909 | 1.1605e-05 | 0.21149 | 0.057163 | 0.03608 | 0.00022526 | 962.8329 | 147.0175 | 0.2658
| Civic Offices | Assembly only superstructure masonry stonework cleaning | 1701024 | 8403321 | 2.5 | External walls | Clean wall | Assembly | 53.25 | Hours | 20 | 44 | 1 | FALSE | 1 | FALSE | 3 | [6 empty] | 20 | B2B3 | 2.8796 | 1.8649e-07 | 0.015613 | 0.0035813 | 0.00088868 | 3.476e-06 | 44.3444 | 2130.5826 | 0.011444
| Civic Offices | Assembly only superstructure masonry stonework cleaning | 1701024 | 8403321 | 2.5 | External walls | Clean wall | Assembly | 53.25 | Hours | 20 | 44 | 1 | FALSE | 1 | FALSE | 3 | [6 empty] | 40 | B2B3 | 2.8796 | 1.8649e-07 | 0.015613 | 0.0035813 | 0.00088868 | 3.476e-06 | 44.3444 | 2130.5826 | 0.011444
| Civic Offices | Assembly only superstructure masonry stonework cleaning | 1701024 | 8403321 | 2.5 | External walls | Clean wall | Assembly | 53.25 | Hours | 20 | 44 | 1 | FALSE | 1 | FALSE | 3 | [6 empty] | 60 | B2B3 | 2.8796 | 1.8649e-07 | 0.015613 | 0.0035813 | 0.00088868 | 3.476e-06 | 44.3444 | 2130.5826 | 0.011444
| Civic Offices | Assembly only superstructure lay blocks | 1701026 | 8403324 | 2.5 | External walls | labourer | Assembly | 128 | Hours | 80 | 44 | 1 | FALSE | 1 | FALSE | 1 | [6 empty] | 0 | A5 | 6.9218 | 4.4829e-07 | 0.037531 | 0.0086087 | 0.0021362 | 8.3554e-06 | 106.5931 | 5121.4005 | 0.027509
| Civic Offices | Assembly only superstructure lay blocks | 1701026 | 8403324 | 2.5 | External walls | labourer | Assembly | 128 | Hours | 80 | 44 | 1 | FALSE | 1 | FALSE | 1 | [6 empty] | 0 | A4 | 0 | 0 | 0 | 0 | 0 | 0 | 0 | 0 | 0
| Civic Offices | Assembly only superstructure lay blocks | 1701026 | 8403325 | 2.5 | External walls | mortar | Assembly | 7.168 | Hours | 80 | 44 | 1 | FALSE | 1 | FALSE | 1 | [6 empty] | 0 | A5 | 4.0916 | 2.6499e-07 | 0.022185 | 0.0050887 | 0.0012627 | 4.9389e-06 | 63.0084 | 423.7398 | 0.016261
| Civic Offices | Assembly only superstructure lay blocks | 1701026 | 8403325 | 2.5 | External walls | mortar | Assembly | 7.168 | Hours | 80 | 44 | 1 | FALSE | 1 | FALSE | 1 | [6 empty] | 0 | A4 | 43.0606 | 7.737e-06 | 0.141 | 0.038109 | 0.024054 | 0.00015017 | 641.8886 | 98.0117 | 0.1772
| Civic Offices | Assembly only superstructure lay bricks | 1701028 | 8403328 | 2.5 | External walls | labourer | Assembly | 18 | Hours | 80 | 44 | 1 | FALSE | 1 | FALSE | 1 | [6 empty] | 0 | A5 | 0.97338 | 6.304e-08 | 0.0052778 | 0.0012106 | 0.0003004 | 1.175e-06 | 14.9897 | 720.1969 | 0.0038684
| Civic Offices | Assembly only superstructure lay bricks | 1701028 | 8403328 | 2.5 | External walls | labourer | Assembly | 18 | Hours | 80 | 44 | 1 | FALSE | 1 | FALSE | 1 | [6 empty] | 0 | A4 | 0 | 0 | 0 | 0 | 0 | 0 | 0 | 0 | 0
| Civic Offices | Assembly only superstructure lay bricks | 1701028 | 8403329 | 2.5 | External walls | mortar | Assembly | 0.504 | Hours | 80 | 44 | 1 | FALSE | 1 | FALSE | 1 | [6 empty] | 0 | A5 | 0.28769 | 1.8632e-08 | 0.0015599 | 0.0003578 | 8.8785e-05 | 3.4727e-07 | 4.4303 | 29.7942 | 0.0011433
| Civic Offices | Assembly only superstructure lay bricks | 1701028 | 8403329 | 2.5 | External walls | mortar | Assembly | 0.504 | Hours | 80 | 44 | 1 | FALSE | 1 | FALSE | 1 | [6 empty] | 0 | A4 | 21.5303 | 3.8685e-06 | 0.070498 | 0.019054 | 0.012027 | 7.5087e-05 | 320.9443 | 49.0058 | 0.0886
| Civic Offices | Windows commercial aluminium double glaze | 1701031 | 8403335 | 2.6 | Windows and external doors | manufacture | Assembly | 2790 | Hours | 40 | 44 | 1 | FALSE | 1 | FALSE | 1 | [6 empty] | 0 | A5 | 787.897 | 5.1028e-05 | 4.272 | 0.97991 | 0.24316 | 0.00095107 | 12133.2954 | 16620.4147 | 3.1313
| Civic Offices | Windows commercial aluminium double glaze | 1701031 | 8403335 | 2.6 | Windows and external doors | manufacture | Assembly | 2790 | Hours | 40 | 44 | 1 | FALSE | 1 | FALSE | 1 | [6 empty] | 0 | A4 | 0 | 0 | 0 | 0 | 0 | 0 | 0 | 0 | 0
| Civic Offices | Windows commercial aluminium double glaze | 1701031 | 8403335 | 2.6 | Windows and external doors | manufacture | Assembly | 2790 | Hours | 40 | 44 | 1 | FALSE | 1 | FALSE | 1 | [6 empty] | 40 | B4B5 | 787.897 | 5.1028e-05 | 4.272 | 0.97991 | 0.24316 | 0.00095107 | 12133.2954 | 16620.4147 | 3.1313
| Civic Offices | Assembly only services commercial window cleaning suspended platform | 1701032 | 8403338 | 5 | Services equipment | Window cleaner 1m2/minute/3months | Assembly | 12.4062 | Hours | 1 | 44 | 1 | FALSE | 1 | FALSE | 5 | [6 empty] | 1 | B2B3 | 0.67089 | 4.345e-08 | 0.0036376 | 0.00083438 | 0.00020704 | 8.0983e-07 | 10.3314 | 496.3837 | 0.0026662
| Civic Offices | Assembly only services commercial window cleaning suspended platform | 1701032 | 8403338 | 5 | Services equipment | Window cleaner 1m2/minute/3months | Assembly | 12.4062 | Hours | 1 | 44 | 1 | FALSE | 1 | FALSE | 5 | [6 empty] | 2 | B2B3 | 0.67089 | 4.345e-08 | 0.0036376 | 0.00083438 | 0.00020704 | 8.0983e-07 | 10.3314 | 496.3837 | 0.0026662
| Civic Offices | Assembly only services commercial window cleaning suspended platform | 1701032 | 8403338 | 5 | Services equipment | Window cleaner 1m2/minute/3months | Assembly | 12.4062 | Hours | 1 | 44 | 1 | FALSE | 1 | FALSE | 5 | [6 empty] | 3 | B2B3 | 0.67089 | 4.345e-08 | 0.0036376 | 0.00083438 | 0.00020704 | 8.0983e-07 | 10.3314 | 496.3837 | 0.0026662
| Civic Offices | Assembly only services commercial window cleaning suspended platform | 1701032 | 8403338 | 5 | Services equipment | Window cleaner 1m2/minute/3months | Assembly | 12.4062 | Hours | 1 | 44 | 1 | FALSE | 1 | FALSE | 5 | [6 empty] | 4 | B2B3 | 0.67089 | 4.345e-08 | 0.0036376 | 0.00083438 | 0.00020704 | 8.0983e-07 | 10.3314 | 496.3837 | 0.0026662
| Civic Offices | Assembly only services commercial window cleaning suspended platform | 1701032 | 8403338 | 5 | Services equipment | Window cleaner 1m2/minute/3months | Assembly | 12.4062 | Hours | 1 | 44 | 1 | FALSE | 1 | FALSE | 5 | [6 empty] | 5 | B2B3 | 0.67089 | 4.345e-08 | 0.0036376 | 0.00083438 | 0.00020704 | 8.0983e-07 | 10.3314 | 496.3837 | 0.0026662
| Civic Offices | Assembly only services commercial window cleaning suspended platform | 1701032 | 8403338 | 5 | Services equipment | Window cleaner 1m2/minute/3months | Assembly | 12.4062 | Hours | 1 | 44 | 1 | FALSE | 1 | FALSE | 5 | [6 empty] | 6 | B2B3 | 0.67089 | 4.345e-08 | 0.0036376 | 0.00083438 | 0.00020704 | 8.0983e-07 | 10.3314 | 496.3837 | 0.0026662
| Civic Offices | Assembly only services commercial window cleaning suspended platform | 1701032 | 8403338 | 5 | Services equipment | Window cleaner 1m2/minute/3months | Assembly | 12.4062 | Hours | 1 | 44 | 1 | FALSE | 1 | FALSE | 5 | [6 empty] | 7 | B2B3 | 0.67089 | 4.345e-08 | 0.0036376 | 0.00083438 | 0.00020704 | 8.0983e-07 | 10.3314 | 496.3837 | 0.0026662
| Civic Offices | Assembly only services commercial window cleaning suspended platform | 1701032 | 8403338 | 5 | Services equipment | Window cleaner 1m2/minute/3months | Assembly | 12.4062 | Hours | 1 | 44 | 1 | FALSE | 1 | FALSE | 5 | [6 empty] | 8 | B2B3 | 0.67089 | 4.345e-08 | 0.0036376 | 0.00083438 | 0.00020704 | 8.0983e-07 | 10.3314 | 496.3837 | 0.0026662
| Civic Offices | Assembly only services commercial window cleaning suspended platform | 1701032 | 8403338 | 5 | Services equipment | Window cleaner 1m2/minute/3months | Assembly | 12.4062 | Hours | 1 | 44 | 1 | FALSE | 1 | FALSE | 5 | [6 empty] | 9 | B2B3 | 0.67089 | 4.345e-08 | 0.0036376 | 0.00083438 | 0.00020704 | 8.0983e-07 | 10.3314 | 496.3837 | 0.0026662
| Civic Offices | Assembly only services commercial window cleaning suspended platform | 1701032 | 8403338 | 5 | Services equipment | Window cleaner 1m2/minute/3months | Assembly | 12.4062 | Hours | 1 | 44 | 1 | FALSE | 1 | FALSE | 5 | [6 empty] | 10 | B2B3 | 0.67089 | 4.345e-08 | 0.0036376 | 0.00083438 | 0.00020704 | 8.0983e-07 | 10.3314 | 496.3837 | 0.0026662
| Civic Offices | Assembly only services commercial window cleaning suspended platform | 1701032 | 8403338 | 5 | Services equipment | Window cleaner 1m2/minute/3months | Assembly | 12.4062 | Hours | 1 | 44 | 1 | FALSE | 1 | FALSE | 5 | [6 empty] | 11 | B2B3 | 0.67089 | 4.345e-08 | 0.0036376 | 0.00083438 | 0.00020704 | 8.0983e-07 | 10.3314 | 496.3837 | 0.0026662
| Civic Offices | Assembly only services commercial window cleaning suspended platform | 1701032 | 8403338 | 5 | Services equipment | Window cleaner 1m2/minute/3months | Assembly | 12.4062 | Hours | 1 | 44 | 1 | FALSE | 1 | FALSE | 5 | [6 empty] | 12 | B2B3 | 0.67089 | 4.345e-08 | 0.0036376 | 0.00083438 | 0.00020704 | 8.0983e-07 | 10.3314 | 496.3837 | 0.0026662
| Civic Offices | Assembly only services commercial window cleaning suspended platform | 1701032 | 8403338 | 5 | Services equipment | Window cleaner 1m2/minute/3months | Assembly | 12.4062 | Hours | 1 | 44 | 1 | FALSE | 1 | FALSE | 5 | [6 empty] | 13 | B2B3 | 0.67089 | 4.345e-08 | 0.0036376 | 0.00083438 | 0.00020704 | 8.0983e-07 | 10.3314 | 496.3837 | 0.0026662
| Civic Offices | Assembly only services commercial window cleaning suspended platform | 1701032 | 8403338 | 5 | Services equipment | Window cleaner 1m2/minute/3months | Assembly | 12.4062 | Hours | 1 | 44 | 1 | FALSE | 1 | FALSE | 5 | [6 empty] | 14 | B2B3 | 0.67089 | 4.345e-08 | 0.0036376 | 0.00083438 | 0.00020704 | 8.0983e-07 | 10.3314 | 496.3837 | 0.0026662
| Civic Offices | Assembly only services commercial window cleaning suspended platform | 1701032 | 8403338 | 5 | Services equipment | Window cleaner 1m2/minute/3months | Assembly | 12.4062 | Hours | 1 | 44 | 1 | FALSE | 1 | FALSE | 5 | [6 empty] | 15 | B2B3 | 0.67089 | 4.345e-08 | 0.0036376 | 0.00083438 | 0.00020704 | 8.0983e-07 | 10.3314 | 496.3837 | 0.0026662
| Civic Offices | Assembly only services commercial window cleaning suspended platform | 1701032 | 8403338 | 5 | Services equipment | Window cleaner 1m2/minute/3months | Assembly | 12.4062 | Hours | 1 | 44 | 1 | FALSE | 1 | FALSE | 5 | [6 empty] | 16 | B2B3 | 0.67089 | 4.345e-08 | 0.0036376 | 0.00083438 | 0.00020704 | 8.0983e-07 | 10.3314 | 496.3837 | 0.0026662
| Civic Offices | Assembly only services commercial window cleaning suspended platform | 1701032 | 8403338 | 5 | Services equipment | Window cleaner 1m2/minute/3months | Assembly | 12.4062 | Hours | 1 | 44 | 1 | FALSE | 1 | FALSE | 5 | [6 empty] | 17 | B2B3 | 0.67089 | 4.345e-08 | 0.0036376 | 0.00083438 | 0.00020704 | 8.0983e-07 | 10.3314 | 496.3837 | 0.0026662
| Civic Offices | Assembly only services commercial window cleaning suspended platform | 1701032 | 8403338 | 5 | Services equipment | Window cleaner 1m2/minute/3months | Assembly | 12.4062 | Hours | 1 | 44 | 1 | FALSE | 1 | FALSE | 5 | [6 empty] | 18 | B2B3 | 0.67089 | 4.345e-08 | 0.0036376 | 0.00083438 | 0.00020704 | 8.0983e-07 | 10.3314 | 496.3837 | 0.0026662
| Civic Offices | Assembly only services commercial window cleaning suspended platform | 1701032 | 8403338 | 5 | Services equipment | Window cleaner 1m2/minute/3months | Assembly | 12.4062 | Hours | 1 | 44 | 1 | FALSE | 1 | FALSE | 5 | [6 empty] | 19 | B2B3 | 0.67089 | 4.345e-08 | 0.0036376 | 0.00083438 | 0.00020704 | 8.0983e-07 | 10.3314 | 496.3837 | 0.0026662
| Civic Offices | Assembly only services commercial window cleaning suspended platform | 1701032 | 8403338 | 5 | Services equipment | Window cleaner 1m2/minute/3months | Assembly | 12.4062 | Hours | 1 | 44 | 1 | FALSE | 1 | FALSE | 5 | [6 empty] | 20 | B2B3 | 0.67089 | 4.345e-08 | 0.0036376 | 0.00083438 | 0.00020704 | 8.0983e-07 | 10.3314 | 496.3837 | 0.0026662
| Civic Offices | Assembly only services commercial window cleaning suspended platform | 1701032 | 8403338 | 5 | Services equipment | Window cleaner 1m2/minute/3months | Assembly | 12.4062 | Hours | 1 | 44 | 1 | FALSE | 1 | FALSE | 5 | [6 empty] | 21 | B2B3 | 0.67089 | 4.345e-08 | 0.0036376 | 0.00083438 | 0.00020704 | 8.0983e-07 | 10.3314 | 496.3837 | 0.0026662
| Civic Offices | Assembly only services commercial window cleaning suspended platform | 1701032 | 8403338 | 5 | Services equipment | Window cleaner 1m2/minute/3months | Assembly | 12.4062 | Hours | 1 | 44 | 1 | FALSE | 1 | FALSE | 5 | [6 empty] | 22 | B2B3 | 0.67089 | 4.345e-08 | 0.0036376 | 0.00083438 | 0.00020704 | 8.0983e-07 | 10.3314 | 496.3837 | 0.0026662
| Civic Offices | Assembly only services commercial window cleaning suspended platform | 1701032 | 8403338 | 5 | Services equipment | Window cleaner 1m2/minute/3months | Assembly | 12.4062 | Hours | 1 | 44 | 1 | FALSE | 1 | FALSE | 5 | [6 empty] | 23 | B2B3 | 0.67089 | 4.345e-08 | 0.0036376 | 0.00083438 | 0.00020704 | 8.0983e-07 | 10.3314 | 496.3837 | 0.0026662
| Civic Offices | Assembly only services commercial window cleaning suspended platform | 1701032 | 8403338 | 5 | Services equipment | Window cleaner 1m2/minute/3months | Assembly | 12.4062 | Hours | 1 | 44 | 1 | FALSE | 1 | FALSE | 5 | [6 empty] | 24 | B2B3 | 0.67089 | 4.345e-08 | 0.0036376 | 0.00083438 | 0.00020704 | 8.0983e-07 | 10.3314 | 496.3837 | 0.0026662
| Civic Offices | Assembly only services commercial window cleaning suspended platform | 1701032 | 8403338 | 5 | Services equipment | Window cleaner 1m2/minute/3months | Assembly | 12.4062 | Hours | 1 | 44 | 1 | FALSE | 1 | FALSE | 5 | [6 empty] | 25 | B2B3 | 0.67089 | 4.345e-08 | 0.0036376 | 0.00083438 | 0.00020704 | 8.0983e-07 | 10.3314 | 496.3837 | 0.0026662
| Civic Offices | Assembly only services commercial window cleaning suspended platform | 1701032 | 8403338 | 5 | Services equipment | Window cleaner 1m2/minute/3months | Assembly | 12.4062 | Hours | 1 | 44 | 1 | FALSE | 1 | FALSE | 5 | [6 empty] | 26 | B2B3 | 0.67089 | 4.345e-08 | 0.0036376 | 0.00083438 | 0.00020704 | 8.0983e-07 | 10.3314 | 496.3837 | 0.0026662
| Civic Offices | Assembly only services commercial window cleaning suspended platform | 1701032 | 8403338 | 5 | Services equipment | Window cleaner 1m2/minute/3months | Assembly | 12.4062 | Hours | 1 | 44 | 1 | FALSE | 1 | FALSE | 5 | [6 empty] | 27 | B2B3 | 0.67089 | 4.345e-08 | 0.0036376 | 0.00083438 | 0.00020704 | 8.0983e-07 | 10.3314 | 496.3837 | 0.0026662
| Civic Offices | Assembly only services commercial window cleaning suspended platform | 1701032 | 8403338 | 5 | Services equipment | Window cleaner 1m2/minute/3months | Assembly | 12.4062 | Hours | 1 | 44 | 1 | FALSE | 1 | FALSE | 5 | [6 empty] | 28 | B2B3 | 0.67089 | 4.345e-08 | 0.0036376 | 0.00083438 | 0.00020704 | 8.0983e-07 | 10.3314 | 496.3837 | 0.0026662
| Civic Offices | Assembly only services commercial window cleaning suspended platform | 1701032 | 8403338 | 5 | Services equipment | Window cleaner 1m2/minute/3months | Assembly | 12.4062 | Hours | 1 | 44 | 1 | FALSE | 1 | FALSE | 5 | [6 empty] | 29 | B2B3 | 0.67089 | 4.345e-08 | 0.0036376 | 0.00083438 | 0.00020704 | 8.0983e-07 | 10.3314 | 496.3837 | 0.0026662
| Civic Offices | Assembly only services commercial window cleaning suspended platform | 1701032 | 8403338 | 5 | Services equipment | Window cleaner 1m2/minute/3months | Assembly | 12.4062 | Hours | 1 | 44 | 1 | FALSE | 1 | FALSE | 5 | [6 empty] | 30 | B2B3 | 0.67089 | 4.345e-08 | 0.0036376 | 0.00083438 | 0.00020704 | 8.0983e-07 | 10.3314 | 496.3837 | 0.0026662
| Civic Offices | Assembly only services commercial window cleaning suspended platform | 1701032 | 8403338 | 5 | Services equipment | Window cleaner 1m2/minute/3months | Assembly | 12.4062 | Hours | 1 | 44 | 1 | FALSE | 1 | FALSE | 5 | [6 empty] | 31 | B2B3 | 0.67089 | 4.345e-08 | 0.0036376 | 0.00083438 | 0.00020704 | 8.0983e-07 | 10.3314 | 496.3837 | 0.0026662
| Civic Offices | Assembly only services commercial window cleaning suspended platform | 1701032 | 8403338 | 5 | Services equipment | Window cleaner 1m2/minute/3months | Assembly | 12.4062 | Hours | 1 | 44 | 1 | FALSE | 1 | FALSE | 5 | [6 empty] | 32 | B2B3 | 0.67089 | 4.345e-08 | 0.0036376 | 0.00083438 | 0.00020704 | 8.0983e-07 | 10.3314 | 496.3837 | 0.0026662
| Civic Offices | Assembly only services commercial window cleaning suspended platform | 1701032 | 8403338 | 5 | Services equipment | Window cleaner 1m2/minute/3months | Assembly | 12.4062 | Hours | 1 | 44 | 1 | FALSE | 1 | FALSE | 5 | [6 empty] | 33 | B2B3 | 0.67089 | 4.345e-08 | 0.0036376 | 0.00083438 | 0.00020704 | 8.0983e-07 | 10.3314 | 496.3837 | 0.0026662
| Civic Offices | Assembly only services commercial window cleaning suspended platform | 1701032 | 8403338 | 5 | Services equipment | Window cleaner 1m2/minute/3months | Assembly | 12.4062 | Hours | 1 | 44 | 1 | FALSE | 1 | FALSE | 5 | [6 empty] | 34 | B2B3 | 0.67089 | 4.345e-08 | 0.0036376 | 0.00083438 | 0.00020704 | 8.0983e-07 | 10.3314 | 496.3837 | 0.0026662
| Civic Offices | Assembly only services commercial window cleaning suspended platform | 1701032 | 8403338 | 5 | Services equipment | Window cleaner 1m2/minute/3months | Assembly | 12.4062 | Hours | 1 | 44 | 1 | FALSE | 1 | FALSE | 5 | [6 empty] | 35 | B2B3 | 0.67089 | 4.345e-08 | 0.0036376 | 0.00083438 | 0.00020704 | 8.0983e-07 | 10.3314 | 496.3837 | 0.0026662
| Civic Offices | Assembly only services commercial window cleaning suspended platform | 1701032 | 8403338 | 5 | Services equipment | Window cleaner 1m2/minute/3months | Assembly | 12.4062 | Hours | 1 | 44 | 1 | FALSE | 1 | FALSE | 5 | [6 empty] | 36 | B2B3 | 0.67089 | 4.345e-08 | 0.0036376 | 0.00083438 | 0.00020704 | 8.0983e-07 | 10.3314 | 496.3837 | 0.0026662
| Civic Offices | Assembly only services commercial window cleaning suspended platform | 1701032 | 8403338 | 5 | Services equipment | Window cleaner 1m2/minute/3months | Assembly | 12.4062 | Hours | 1 | 44 | 1 | FALSE | 1 | FALSE | 5 | [6 empty] | 37 | B2B3 | 0.67089 | 4.345e-08 | 0.0036376 | 0.00083438 | 0.00020704 | 8.0983e-07 | 10.3314 | 496.3837 | 0.0026662
| Civic Offices | Assembly only services commercial window cleaning suspended platform | 1701032 | 8403338 | 5 | Services equipment | Window cleaner 1m2/minute/3months | Assembly | 12.4062 | Hours | 1 | 44 | 1 | FALSE | 1 | FALSE | 5 | [6 empty] | 38 | B2B3 | 0.67089 | 4.345e-08 | 0.0036376 | 0.00083438 | 0.00020704 | 8.0983e-07 | 10.3314 | 496.3837 | 0.0026662
| Civic Offices | Assembly only services commercial window cleaning suspended platform | 1701032 | 8403338 | 5 | Services equipment | Window cleaner 1m2/minute/3months | Assembly | 12.4062 | Hours | 1 | 44 | 1 | FALSE | 1 | FALSE | 5 | [6 empty] | 39 | B2B3 | 0.67089 | 4.345e-08 | 0.0036376 | 0.00083438 | 0.00020704 | 8.0983e-07 | 10.3314 | 496.3837 | 0.0026662
| Civic Offices | Assembly only services commercial window cleaning suspended platform | 1701032 | 8403338 | 5 | Services equipment | Window cleaner 1m2/minute/3months | Assembly | 12.4062 | Hours | 1 | 44 | 1 | FALSE | 1 | FALSE | 5 | [6 empty] | 40 | B2B3 | 0.67089 | 4.345e-08 | 0.0036376 | 0.00083438 | 0.00020704 | 8.0983e-07 | 10.3314 | 496.3837 | 0.0026662
| Civic Offices | Assembly only services commercial window cleaning suspended platform | 1701032 | 8403338 | 5 | Services equipment | Window cleaner 1m2/minute/3months | Assembly | 12.4062 | Hours | 1 | 44 | 1 | FALSE | 1 | FALSE | 5 | [6 empty] | 41 | B2B3 | 0.67089 | 4.345e-08 | 0.0036376 | 0.00083438 | 0.00020704 | 8.0983e-07 | 10.3314 | 496.3837 | 0.0026662
| Civic Offices | Assembly only services commercial window cleaning suspended platform | 1701032 | 8403338 | 5 | Services equipment | Window cleaner 1m2/minute/3months | Assembly | 12.4062 | Hours | 1 | 44 | 1 | FALSE | 1 | FALSE | 5 | [6 empty] | 42 | B2B3 | 0.67089 | 4.345e-08 | 0.0036376 | 0.00083438 | 0.00020704 | 8.0983e-07 | 10.3314 | 496.3837 | 0.0026662
| Civic Offices | Assembly only services commercial window cleaning suspended platform | 1701032 | 8403338 | 5 | Services equipment | Window cleaner 1m2/minute/3months | Assembly | 12.4062 | Hours | 1 | 44 | 1 | FALSE | 1 | FALSE | 5 | [6 empty] | 43 | B2B3 | 0.67089 | 4.345e-08 | 0.0036376 | 0.00083438 | 0.00020704 | 8.0983e-07 | 10.3314 | 496.3837 | 0.0026662
| Civic Offices | Assembly only services commercial window cleaning suspended platform | 1701032 | 8403338 | 5 | Services equipment | Window cleaner 1m2/minute/3months | Assembly | 12.4062 | Hours | 1 | 44 | 1 | FALSE | 1 | FALSE | 5 | [6 empty] | 44 | B2B3 | 0.67089 | 4.345e-08 | 0.0036376 | 0.00083438 | 0.00020704 | 8.0983e-07 | 10.3314 | 496.3837 | 0.0026662
| Civic Offices | Assembly only services commercial window cleaning suspended platform | 1701032 | 8403338 | 5 | Services equipment | Window cleaner 1m2/minute/3months | Assembly | 12.4062 | Hours | 1 | 44 | 1 | FALSE | 1 | FALSE | 5 | [6 empty] | 45 | B2B3 | 0.67089 | 4.345e-08 | 0.0036376 | 0.00083438 | 0.00020704 | 8.0983e-07 | 10.3314 | 496.3837 | 0.0026662
| Civic Offices | Assembly only services commercial window cleaning suspended platform | 1701032 | 8403338 | 5 | Services equipment | Window cleaner 1m2/minute/3months | Assembly | 12.4062 | Hours | 1 | 44 | 1 | FALSE | 1 | FALSE | 5 | [6 empty] | 46 | B2B3 | 0.67089 | 4.345e-08 | 0.0036376 | 0.00083438 | 0.00020704 | 8.0983e-07 | 10.3314 | 496.3837 | 0.0026662
| Civic Offices | Assembly only services commercial window cleaning suspended platform | 1701032 | 8403338 | 5 | Services equipment | Window cleaner 1m2/minute/3months | Assembly | 12.4062 | Hours | 1 | 44 | 1 | FALSE | 1 | FALSE | 5 | [6 empty] | 47 | B2B3 | 0.67089 | 4.345e-08 | 0.0036376 | 0.00083438 | 0.00020704 | 8.0983e-07 | 10.3314 | 496.3837 | 0.0026662
| Civic Offices | Assembly only services commercial window cleaning suspended platform | 1701032 | 8403338 | 5 | Services equipment | Window cleaner 1m2/minute/3months | Assembly | 12.4062 | Hours | 1 | 44 | 1 | FALSE | 1 | FALSE | 5 | [6 empty] | 48 | B2B3 | 0.67089 | 4.345e-08 | 0.0036376 | 0.00083438 | 0.00020704 | 8.0983e-07 | 10.3314 | 496.3837 | 0.0026662
| Civic Offices | Assembly only services commercial window cleaning suspended platform | 1701032 | 8403338 | 5 | Services equipment | Window cleaner 1m2/minute/3months | Assembly | 12.4062 | Hours | 1 | 44 | 1 | FALSE | 1 | FALSE | 5 | [6 empty] | 49 | B2B3 | 0.67089 | 4.345e-08 | 0.0036376 | 0.00083438 | 0.00020704 | 8.0983e-07 | 10.3314 | 496.3837 | 0.0026662
| Civic Offices | Assembly only services commercial window cleaning suspended platform | 1701032 | 8403338 | 5 | Services equipment | Window cleaner 1m2/minute/3months | Assembly | 12.4062 | Hours | 1 | 44 | 1 | FALSE | 1 | FALSE | 5 | [6 empty] | 50 | B2B3 | 0.67089 | 4.345e-08 | 0.0036376 | 0.00083438 | 0.00020704 | 8.0983e-07 | 10.3314 | 496.3837 | 0.0026662
| Civic Offices | Assembly only services commercial window cleaning suspended platform | 1701032 | 8403338 | 5 | Services equipment | Window cleaner 1m2/minute/3months | Assembly | 12.4062 | Hours | 1 | 44 | 1 | FALSE | 1 | FALSE | 5 | [6 empty] | 51 | B2B3 | 0.67089 | 4.345e-08 | 0.0036376 | 0.00083438 | 0.00020704 | 8.0983e-07 | 10.3314 | 496.3837 | 0.0026662
| Civic Offices | Assembly only services commercial window cleaning suspended platform | 1701032 | 8403338 | 5 | Services equipment | Window cleaner 1m2/minute/3months | Assembly | 12.4062 | Hours | 1 | 44 | 1 | FALSE | 1 | FALSE | 5 | [6 empty] | 52 | B2B3 | 0.67089 | 4.345e-08 | 0.0036376 | 0.00083438 | 0.00020704 | 8.0983e-07 | 10.3314 | 496.3837 | 0.0026662
| Civic Offices | Assembly only services commercial window cleaning suspended platform | 1701032 | 8403338 | 5 | Services equipment | Window cleaner 1m2/minute/3months | Assembly | 12.4062 | Hours | 1 | 44 | 1 | FALSE | 1 | FALSE | 5 | [6 empty] | 53 | B2B3 | 0.67089 | 4.345e-08 | 0.0036376 | 0.00083438 | 0.00020704 | 8.0983e-07 | 10.3314 | 496.3837 | 0.0026662
| Civic Offices | Assembly only services commercial window cleaning suspended platform | 1701032 | 8403338 | 5 | Services equipment | Window cleaner 1m2/minute/3months | Assembly | 12.4062 | Hours | 1 | 44 | 1 | FALSE | 1 | FALSE | 5 | [6 empty] | 54 | B2B3 | 0.67089 | 4.345e-08 | 0.0036376 | 0.00083438 | 0.00020704 | 8.0983e-07 | 10.3314 | 496.3837 | 0.0026662
| Civic Offices | Assembly only services commercial window cleaning suspended platform | 1701032 | 8403338 | 5 | Services equipment | Window cleaner 1m2/minute/3months | Assembly | 12.4062 | Hours | 1 | 44 | 1 | FALSE | 1 | FALSE | 5 | [6 empty] | 55 | B2B3 | 0.67089 | 4.345e-08 | 0.0036376 | 0.00083438 | 0.00020704 | 8.0983e-07 | 10.3314 | 496.3837 | 0.0026662
| Civic Offices | Assembly only services commercial window cleaning suspended platform | 1701032 | 8403338 | 5 | Services equipment | Window cleaner 1m2/minute/3months | Assembly | 12.4062 | Hours | 1 | 44 | 1 | FALSE | 1 | FALSE | 5 | [6 empty] | 56 | B2B3 | 0.67089 | 4.345e-08 | 0.0036376 | 0.00083438 | 0.00020704 | 8.0983e-07 | 10.3314 | 496.3837 | 0.0026662
| Civic Offices | Assembly only services commercial window cleaning suspended platform | 1701032 | 8403338 | 5 | Services equipment | Window cleaner 1m2/minute/3months | Assembly | 12.4062 | Hours | 1 | 44 | 1 | FALSE | 1 | FALSE | 5 | [6 empty] | 57 | B2B3 | 0.67089 | 4.345e-08 | 0.0036376 | 0.00083438 | 0.00020704 | 8.0983e-07 | 10.3314 | 496.3837 | 0.0026662
| Civic Offices | Assembly only services commercial window cleaning suspended platform | 1701032 | 8403338 | 5 | Services equipment | Window cleaner 1m2/minute/3months | Assembly | 12.4062 | Hours | 1 | 44 | 1 | FALSE | 1 | FALSE | 5 | [6 empty] | 58 | B2B3 | 0.67089 | 4.345e-08 | 0.0036376 | 0.00083438 | 0.00020704 | 8.0983e-07 | 10.3314 | 496.3837 | 0.0026662
| Civic Offices | Assembly only services commercial window cleaning suspended platform | 1701032 | 8403338 | 5 | Services equipment | Window cleaner 1m2/minute/3months | Assembly | 12.4062 | Hours | 1 | 44 | 1 | FALSE | 1 | FALSE | 5 | [6 empty] | 59 | B2B3 | 0.67089 | 4.345e-08 | 0.0036376 | 0.00083438 | 0.00020704 | 8.0983e-07 | 10.3314 | 496.3837 | 0.0026662
| Civic Offices | Assembly only services commercial window cleaning suspended platform | 1701032 | 8403338 | 5 | Services equipment | Window cleaner 1m2/minute/3months | Assembly | 12.4062 | Hours | 1 | 44 | 1 | FALSE | 1 | FALSE | 5 | [6 empty] | 60 | B2B3 | 0.67089 | 4.345e-08 | 0.0036376 | 0.00083438 | 0.00020704 | 8.0983e-07 | 10.3314 | 496.3837 | 0.0026662
| Civic Offices | Assembly only install windows commercial | 1701033 | 8403339 | 2.6 | Windows and external doors | Install windows | Assembly | 279 | Hours | 20 | 44 | 1 | FALSE | 1 | FALSE | 1 | [6 empty] | 0 | A5 | 15.0874 | 9.7713e-07 | 0.081805 | 0.018764 | 0.0046562 | 1.8212e-05 | 232.3397 | 11163.0526 | 0.059961
| Civic Offices | Assembly only install windows commercial | 1701033 | 8403339 | 2.6 | Windows and external doors | Install windows | Assembly | 279 | Hours | 20 | 44 | 1 | FALSE | 1 | FALSE | 1 | [6 empty] | 0 | A4 | 0 | 0 | 0 | 0 | 0 | 0 | 0 | 0 | 0
| Civic Offices | Assembly only install windows commercial | 1701033 | 8403339 | 2.6 | Windows and external doors | Install windows | Assembly | 279 | Hours | 20 | 44 | 1 | FALSE | 1 | FALSE | 1 | [6 empty] | 20 | B4B5 | 15.0874 | 9.7713e-07 | 0.081805 | 0.018764 | 0.0046562 | 1.8212e-05 | 232.3397 | 11163.0526 | 0.059961
| Civic Offices | Assembly only install windows commercial | 1701033 | 8403339 | 2.6 | Windows and external doors | Install windows | Assembly | 279 | Hours | 20 | 44 | 1 | FALSE | 1 | FALSE | 1 | [6 empty] | 40 | B4B5 | 15.0874 | 9.7713e-07 | 0.081805 | 0.018764 | 0.0046562 | 1.8212e-05 | 232.3397 | 11163.0526 | 0.059961
| Civic Offices | Assembly only install windows commercial | 1701033 | 8403340 | 2.6 | Windows and external doors | Install windows | Assembly | 37.2 | Hours | 40 | 44 | 1 | FALSE | 1 | FALSE | 1 | [6 empty] | 0 | A5 | 3052.5006 | 0.00056061 | 23.351 | 5.8089 | 4.0146 | 0.0010469 | 43993.9878 | 24536.6945 | 14.4283
| Civic Offices | Assembly only install windows commercial | 1701033 | 8403340 | 2.6 | Windows and external doors | Install windows | Assembly | 37.2 | Hours | 40 | 44 | 1 | FALSE | 1 | FALSE | 1 | [6 empty] | 0 | A4 | 326.0474 | 6.0016e-05 | 1.0903 | 0.28766 | 0.1902 | 0.00085868 | 4923.9653 | 608.3772 | 1.3508
| Civic Offices | Assembly only install windows commercial | 1701033 | 8403340 | 2.6 | Windows and external doors | Install windows | Assembly | 37.2 | Hours | 40 | 44 | 1 | FALSE | 1 | FALSE | 1 | [6 empty] | 40 | B4B5 | 3378.5479 | 0.00062062 | 24.4413 | 6.0965 | 4.2048 | 0.0019056 | 48917.953 | 25145.0717 | 15.7791
| Civic Offices | Assembly only install windows commercial | 1701033 | 8403341 | 2 | Superstructure | maintenance check windows | Assembly | 18.6 | Hours | 5 | 44 | 1 | FALSE | 1 | FALSE | 3 | [6 empty] | 5 | B2B3 | 1.0058 | 6.5142e-08 | 0.0054537 | 0.0012509 | 0.00031041 | 1.2141e-06 | 15.4893 | 744.2035 | 0.0039974
| Civic Offices | Assembly only install windows commercial | 1701033 | 8403341 | 2 | Superstructure | maintenance check windows | Assembly | 18.6 | Hours | 5 | 44 | 1 | FALSE | 1 | FALSE | 3 | [6 empty] | 10 | B2B3 | 1.0058 | 6.5142e-08 | 0.0054537 | 0.0012509 | 0.00031041 | 1.2141e-06 | 15.4893 | 744.2035 | 0.0039974
| Civic Offices | Assembly only install windows commercial | 1701033 | 8403341 | 2 | Superstructure | maintenance check windows | Assembly | 18.6 | Hours | 5 | 44 | 1 | FALSE | 1 | FALSE | 3 | [6 empty] | 15 | B2B3 | 1.0058 | 6.5142e-08 | 0.0054537 | 0.0012509 | 0.00031041 | 1.2141e-06 | 15.4893 | 744.2035 | 0.0039974
| Civic Offices | Assembly only install windows commercial | 1701033 | 8403341 | 2 | Superstructure | maintenance check windows | Assembly | 18.6 | Hours | 5 | 44 | 1 | FALSE | 1 | FALSE | 3 | [6 empty] | 20 | B2B3 | 1.0058 | 6.5142e-08 | 0.0054537 | 0.0012509 | 0.00031041 | 1.2141e-06 | 15.4893 | 744.2035 | 0.0039974
| Civic Offices | Assembly only install windows commercial | 1701033 | 8403341 | 2 | Superstructure | maintenance check windows | Assembly | 18.6 | Hours | 5 | 44 | 1 | FALSE | 1 | FALSE | 3 | [6 empty] | 25 | B2B3 | 1.0058 | 6.5142e-08 | 0.0054537 | 0.0012509 | 0.00031041 | 1.2141e-06 | 15.4893 | 744.2035 | 0.0039974
| Civic Offices | Assembly only install windows commercial | 1701033 | 8403341 | 2 | Superstructure | maintenance check windows | Assembly | 18.6 | Hours | 5 | 44 | 1 | FALSE | 1 | FALSE | 3 | [6 empty] | 30 | B2B3 | 1.0058 | 6.5142e-08 | 0.0054537 | 0.0012509 | 0.00031041 | 1.2141e-06 | 15.4893 | 744.2035 | 0.0039974
| Civic Offices | Assembly only install windows commercial | 1701033 | 8403341 | 2 | Superstructure | maintenance check windows | Assembly | 18.6 | Hours | 5 | 44 | 1 | FALSE | 1 | FALSE | 3 | [6 empty] | 35 | B2B3 | 1.0058 | 6.5142e-08 | 0.0054537 | 0.0012509 | 0.00031041 | 1.2141e-06 | 15.4893 | 744.2035 | 0.0039974
| Civic Offices | Assembly only install windows commercial | 1701033 | 8403341 | 2 | Superstructure | maintenance check windows | Assembly | 18.6 | Hours | 5 | 44 | 1 | FALSE | 1 | FALSE | 3 | [6 empty] | 40 | B2B3 | 1.0058 | 6.5142e-08 | 0.0054537 | 0.0012509 | 0.00031041 | 1.2141e-06 | 15.4893 | 744.2035 | 0.0039974
| Civic Offices | Assembly only install windows commercial | 1701033 | 8403341 | 2 | Superstructure | maintenance check windows | Assembly | 18.6 | Hours | 5 | 44 | 1 | FALSE | 1 | FALSE | 3 | [6 empty] | 45 | B2B3 | 1.0058 | 6.5142e-08 | 0.0054537 | 0.0012509 | 0.00031041 | 1.2141e-06 | 15.4893 | 744.2035 | 0.0039974
| Civic Offices | Assembly only install windows commercial | 1701033 | 8403341 | 2 | Superstructure | maintenance check windows | Assembly | 18.6 | Hours | 5 | 44 | 1 | FALSE | 1 | FALSE | 3 | [6 empty] | 50 | B2B3 | 1.0058 | 6.5142e-08 | 0.0054537 | 0.0012509 | 0.00031041 | 1.2141e-06 | 15.4893 | 744.2035 | 0.0039974
| Civic Offices | Assembly only install windows commercial | 1701033 | 8403341 | 2 | Superstructure | maintenance check windows | Assembly | 18.6 | Hours | 5 | 44 | 1 | FALSE | 1 | FALSE | 3 | [6 empty] | 55 | B2B3 | 1.0058 | 6.5142e-08 | 0.0054537 | 0.0012509 | 0.00031041 | 1.2141e-06 | 15.4893 | 744.2035 | 0.0039974
| Civic Offices | Assembly only install windows commercial | 1701033 | 8403341 | 2 | Superstructure | maintenance check windows | Assembly | 18.6 | Hours | 5 | 44 | 1 | FALSE | 1 | FALSE | 3 | [6 empty] | 60 | B2B3 | 1.0058 | 6.5142e-08 | 0.0054537 | 0.0012509 | 0.00031041 | 1.2141e-06 | 15.4893 | 744.2035 | 0.0039974
| Civic Offices | Wall lining breather membrane polypropylene | 1701036 | 8403344 | 2.5 | External walls | install | Assembly | 398.2 | Hours | 70 | 44 | 1 | FALSE | 1 | FALSE | 1 | [6 empty] | 0 | A5 | 21.5333 | 1.3946e-06 | 0.11676 | 0.026781 | 0.0066455 | 2.5993e-05 | 331.6045 | 15932.3568 | 0.085578
| Civic Offices | Wall lining breather membrane polypropylene | 1701036 | 8403344 | 2.5 | External walls | install | Assembly | 398.2 | Hours | 70 | 44 | 1 | FALSE | 1 | FALSE | 1 | [6 empty] | 0 | A4 | 0 | 0 | 0 | 0 | 0 | 0 | 0 | 0 | 0
| Civic Offices | Assembly only superstructure install insulation | 1701038 | 8403346 | 2.5 | External walls | Install insulation | Assembly | 1373.79 | Hours | 80 | 44 | 1 | FALSE | 1 | FALSE | 1 | [6 empty] | 0 | A5 | 74.29 | 4.8114e-06 | 0.40281 | 0.092394 | 0.022927 | 8.9676e-05 | 1144.0357 | 54966.631 | 0.29524
| Civic Offices | Assembly only superstructure install insulation | 1701038 | 8403346 | 2.5 | External walls | Install insulation | Assembly | 1373.79 | Hours | 80 | 44 | 1 | FALSE | 1 | FALSE | 1 | [6 empty] | 0 | A4 | 0 | 0 | 0 | 0 | 0 | 0 | 0 | 0 | 0
| Civic Offices | External wall cladding fibre cement sheathing 8mm | 1701039 | 8403348 | 2 | Superstructure | External Walls | Assembly | 398.2 | Hours | 60 | 44 | 1 | FALSE | 1 | FALSE | 1 | [6 empty] | 0 | A5 | 21.5333 | 1.3946e-06 | 0.11676 | 0.026781 | 0.0066455 | 2.5993e-05 | 331.6045 | 15932.3568 | 0.085578
| Civic Offices | External wall cladding fibre cement sheathing 8mm | 1701039 | 8403348 | 2 | Superstructure | External Walls | Assembly | 398.2 | Hours | 60 | 44 | 1 | FALSE | 1 | FALSE | 1 | [6 empty] | 0 | A4 | 0 | 0 | 0 | 0 | 0 | 0 | 0 | 0 | 0
| Civic Offices | Assembly only superstructure install insulation | 1701041 | 8403350 | 2.5 | External walls | Install insulation | Assembly | 801.3775 | Hours | 80 | 44 | 1 | FALSE | 1 | FALSE | 1 | [6 empty] | 0 | A5 | 43.3358 | 2.8066e-06 | 0.23497 | 0.053897 | 0.013374 | 5.2311e-05 | 667.3541 | 32063.8681 | 0.17223
| Civic Offices | Assembly only superstructure install insulation | 1701041 | 8403350 | 2.5 | External walls | Install insulation | Assembly | 801.3775 | Hours | 80 | 44 | 1 | FALSE | 1 | FALSE | 1 | [6 empty] | 0 | A4 | 0 | 0 | 0 | 0 | 0 | 0 | 0 | 0 | 0
| Civic Offices | Internal wall framing steel stud metal framing (metsec 70mm) | 1701042 | 8403351 | 2.7 | Internal walls and partitions | wall framing | Assembly | 85.0157 | Hours | 80 | 44 | 1 | FALSE | 1 | FALSE | 1 | [6 empty] | 0 | A5 | 4.5974 | 2.9775e-07 | 0.024927 | 0.0057177 | 0.0014188 | 5.5495e-06 | 70.7976 | 3401.5582 | 0.018271
| Civic Offices | Internal wall framing steel stud metal framing (metsec 70mm) | 1701042 | 8403351 | 2.7 | Internal walls and partitions | wall framing | Assembly | 85.0157 | Hours | 80 | 44 | 1 | FALSE | 1 | FALSE | 1 | [6 empty] | 0 | A4 | 0 | 0 | 0 | 0 | 0 | 0 | 0 | 0 | 0
| Civic Offices | Assembly only internal wall finish paint (5 years) | 1701045 | 8403354 | 3.1 | Wall finishes | Paint | Assembly | 149.325 | Hours | 5 | 44 | 1 | FALSE | 1 | FALSE | 1 | [6 empty] | 0 | A5 | 8.075 | 5.2297e-07 | 0.043783 | 0.010043 | 0.0024921 | 9.7474e-06 | 124.3517 | 5974.6338 | 0.032092
| Civic Offices | Assembly only internal wall finish paint (5 years) | 1701045 | 8403354 | 3.1 | Wall finishes | Paint | Assembly | 149.325 | Hours | 5 | 44 | 1 | FALSE | 1 | FALSE | 1 | [6 empty] | 0 | A4 | 0 | 0 | 0 | 0 | 0 | 0 | 0 | 0 | 0
| Civic Offices | Assembly only internal wall finish paint (5 years) | 1701045 | 8403354 | 3.1 | Wall finishes | Paint | Assembly | 149.325 | Hours | 5 | 44 | 1 | FALSE | 1 | FALSE | 1 | [6 empty] | 5 | B4B5 | 8.075 | 5.2297e-07 | 0.043783 | 0.010043 | 0.0024921 | 9.7474e-06 | 124.3517 | 5974.6338 | 0.032092
| Civic Offices | Assembly only internal wall finish paint (5 years) | 1701045 | 8403354 | 3.1 | Wall finishes | Paint | Assembly | 149.325 | Hours | 5 | 44 | 1 | FALSE | 1 | FALSE | 1 | [6 empty] | 10 | B4B5 | 8.075 | 5.2297e-07 | 0.043783 | 0.010043 | 0.0024921 | 9.7474e-06 | 124.3517 | 5974.6338 | 0.032092
| Civic Offices | Assembly only internal wall finish paint (5 years) | 1701045 | 8403354 | 3.1 | Wall finishes | Paint | Assembly | 149.325 | Hours | 5 | 44 | 1 | FALSE | 1 | FALSE | 1 | [6 empty] | 15 | B4B5 | 8.075 | 5.2297e-07 | 0.043783 | 0.010043 | 0.0024921 | 9.7474e-06 | 124.3517 | 5974.6338 | 0.032092
| Civic Offices | Assembly only internal wall finish paint (5 years) | 1701045 | 8403354 | 3.1 | Wall finishes | Paint | Assembly | 149.325 | Hours | 5 | 44 | 1 | FALSE | 1 | FALSE | 1 | [6 empty] | 20 | B4B5 | 8.075 | 5.2297e-07 | 0.043783 | 0.010043 | 0.0024921 | 9.7474e-06 | 124.3517 | 5974.6338 | 0.032092
| Civic Offices | Assembly only internal wall finish paint (5 years) | 1701045 | 8403354 | 3.1 | Wall finishes | Paint | Assembly | 149.325 | Hours | 5 | 44 | 1 | FALSE | 1 | FALSE | 1 | [6 empty] | 25 | B4B5 | 8.075 | 5.2297e-07 | 0.043783 | 0.010043 | 0.0024921 | 9.7474e-06 | 124.3517 | 5974.6338 | 0.032092
| Civic Offices | Assembly only internal wall finish paint (5 years) | 1701045 | 8403354 | 3.1 | Wall finishes | Paint | Assembly | 149.325 | Hours | 5 | 44 | 1 | FALSE | 1 | FALSE | 1 | [6 empty] | 30 | B4B5 | 8.075 | 5.2297e-07 | 0.043783 | 0.010043 | 0.0024921 | 9.7474e-06 | 124.3517 | 5974.6338 | 0.032092
| Civic Offices | Assembly only internal wall finish paint (5 years) | 1701045 | 8403354 | 3.1 | Wall finishes | Paint | Assembly | 149.325 | Hours | 5 | 44 | 1 | FALSE | 1 | FALSE | 1 | [6 empty] | 35 | B4B5 | 8.075 | 5.2297e-07 | 0.043783 | 0.010043 | 0.0024921 | 9.7474e-06 | 124.3517 | 5974.6338 | 0.032092
| Civic Offices | Assembly only internal wall finish paint (5 years) | 1701045 | 8403354 | 3.1 | Wall finishes | Paint | Assembly | 149.325 | Hours | 5 | 44 | 1 | FALSE | 1 | FALSE | 1 | [6 empty] | 40 | B4B5 | 8.075 | 5.2297e-07 | 0.043783 | 0.010043 | 0.0024921 | 9.7474e-06 | 124.3517 | 5974.6338 | 0.032092
| Civic Offices | Assembly only internal wall finish paint (5 years) | 1701045 | 8403354 | 3.1 | Wall finishes | Paint | Assembly | 149.325 | Hours | 5 | 44 | 1 | FALSE | 1 | FALSE | 1 | [6 empty] | 45 | B4B5 | 8.075 | 5.2297e-07 | 0.043783 | 0.010043 | 0.0024921 | 9.7474e-06 | 124.3517 | 5974.6338 | 0.032092
| Civic Offices | Assembly only internal wall finish paint (5 years) | 1701045 | 8403354 | 3.1 | Wall finishes | Paint | Assembly | 149.325 | Hours | 5 | 44 | 1 | FALSE | 1 | FALSE | 1 | [6 empty] | 50 | B4B5 | 8.075 | 5.2297e-07 | 0.043783 | 0.010043 | 0.0024921 | 9.7474e-06 | 124.3517 | 5974.6338 | 0.032092
| Civic Offices | Assembly only internal wall finish paint (5 years) | 1701045 | 8403354 | 3.1 | Wall finishes | Paint | Assembly | 149.325 | Hours | 5 | 44 | 1 | FALSE | 1 | FALSE | 1 | [6 empty] | 55 | B4B5 | 8.075 | 5.2297e-07 | 0.043783 | 0.010043 | 0.0024921 | 9.7474e-06 | 124.3517 | 5974.6338 | 0.032092
| Civic Offices | Internal wall lining skim plaster finish 3mm | 1701046 | 8403355 | 2.7 | Internal walls and partitions | install | Assembly | 99.55 | Hours | 80 | 44 | 1 | FALSE | 1 | FALSE | 1 | [6 empty] | 0 | A5 | 5.3833 | 3.4865e-07 | 0.029189 | 0.0066952 | 0.0016614 | 6.4982e-06 | 82.9011 | 3983.0892 | 0.021395
| Civic Offices | Internal wall lining skim plaster finish 3mm | 1701046 | 8403355 | 2.7 | Internal walls and partitions | install | Assembly | 99.55 | Hours | 80 | 44 | 1 | FALSE | 1 | FALSE | 1 | [6 empty] | 0 | A4 | 0 | 0 | 0 | 0 | 0 | 0 | 0 | 0 | 0
| Civic Offices | Internal wall lining plasterboard 12.5mm | 1701047 | 8403357 | 2.7 | Internal walls and partitions | Install wall lining | Assembly | 597.3 | Hours | 80 | 44 | 1 | FALSE | 1 | FALSE | 1 | [6 empty] | 0 | A5 | 32.3 | 2.0919e-06 | 0.17513 | 0.040171 | 0.0099682 | 3.8989e-05 | 497.4068 | 23898.5352 | 0.12837
| Civic Offices | Internal wall lining plasterboard 12.5mm | 1701047 | 8403357 | 2.7 | Internal walls and partitions | Install wall lining | Assembly | 597.3 | Hours | 80 | 44 | 1 | FALSE | 1 | FALSE | 1 | [6 empty] | 0 | A4 | 0 | 0 | 0 | 0 | 0 | 0 | 0 | 0 | 0
| Civic Offices | External wall cladding fibre cement sheathing 8mm | 1701048 | 8403360 | 2 | Superstructure | External Walls | Assembly | 398.2 | Hours | 60 | 44 | 1 | FALSE | 1 | FALSE | 1 | [6 empty] | 0 | A5 | 21.5333 | 1.3946e-06 | 0.11676 | 0.026781 | 0.0066455 | 2.5993e-05 | 331.6045 | 15932.3568 | 0.085578
| Civic Offices | External wall cladding fibre cement sheathing 8mm | 1701048 | 8403360 | 2 | Superstructure | External Walls | Assembly | 398.2 | Hours | 60 | 44 | 1 | FALSE | 1 | FALSE | 1 | [6 empty] | 0 | A4 | 0 | 0 | 0 | 0 | 0 | 0 | 0 | 0 | 0
| Civic Offices | Assembly only superstructure install insulation | 1701050 | 8403362 | 2.5 | External walls | Install insulation | Assembly | 1144.825 | Hours | 80 | 44 | 1 | FALSE | 1 | FALSE | 1 | [6 empty] | 0 | A5 | 61.9083 | 4.0095e-06 | 0.33567 | 0.076995 | 0.019106 | 7.473e-05 | 953.3631 | 45805.5259 | 0.24604
| Civic Offices | Assembly only superstructure install insulation | 1701050 | 8403362 | 2.5 | External walls | Install insulation | Assembly | 1144.825 | Hours | 80 | 44 | 1 | FALSE | 1 | FALSE | 1 | [6 empty] | 0 | A4 | 0 | 0 | 0 | 0 | 0 | 0 | 0 | 0 | 0
| Civic Offices | Wind lobby full height framed glazed walls 3m high (Windows commercial aluminium double glaze) | 1701051 | 8403365 | 2.6 | Windows and external doors | manufacture | Assembly | 390 | Hours | 40 | 44 | 1 | FALSE | 1 | FALSE | 1 | [6 empty] | 0 | A5 | 110.1361 | 7.1329e-06 | 0.59717 | 0.13698 | 0.03399 | 0.00013295 | 1696.052 | 2323.2838 | 0.4377
| Civic Offices | Wind lobby full height framed glazed walls 3m high (Windows commercial aluminium double glaze) | 1701051 | 8403365 | 2.6 | Windows and external doors | manufacture | Assembly | 390 | Hours | 40 | 44 | 1 | FALSE | 1 | FALSE | 1 | [6 empty] | 0 | A4 | 0 | 0 | 0 | 0 | 0 | 0 | 0 | 0 | 0
| Civic Offices | Wind lobby full height framed glazed walls 3m high (Windows commercial aluminium double glaze) | 1701051 | 8403365 | 2.6 | Windows and external doors | manufacture | Assembly | 390 | Hours | 40 | 44 | 1 | FALSE | 1 | FALSE | 1 | [6 empty] | 40 | B4B5 | 110.1361 | 7.1329e-06 | 0.59717 | 0.13698 | 0.03399 | 0.00013295 | 1696.052 | 2323.2838 | 0.4377
| Civic Offices | Assembly only services commercial window cleaning suspended platform | 1701052 | 8403368 | 5 | Services equipment | Window cleaner 1m2/minute/3months | Assembly | 1.7342 | Hours | 1 | 44 | 1 | FALSE | 1 | FALSE | 5 | [6 empty] | 1 | B2B3 | 0.09378 | 6.0736e-09 | 0.00050848 | 0.00011663 | 2.8942e-05 | 1.132e-07 | 1.4442 | 69.387 | 0.0003727
| Civic Offices | Assembly only services commercial window cleaning suspended platform | 1701052 | 8403368 | 5 | Services equipment | Window cleaner 1m2/minute/3months | Assembly | 1.7342 | Hours | 1 | 44 | 1 | FALSE | 1 | FALSE | 5 | [6 empty] | 2 | B2B3 | 0.09378 | 6.0736e-09 | 0.00050848 | 0.00011663 | 2.8942e-05 | 1.132e-07 | 1.4442 | 69.387 | 0.0003727
| Civic Offices | Assembly only services commercial window cleaning suspended platform | 1701052 | 8403368 | 5 | Services equipment | Window cleaner 1m2/minute/3months | Assembly | 1.7342 | Hours | 1 | 44 | 1 | FALSE | 1 | FALSE | 5 | [6 empty] | 3 | B2B3 | 0.09378 | 6.0736e-09 | 0.00050848 | 0.00011663 | 2.8942e-05 | 1.132e-07 | 1.4442 | 69.387 | 0.0003727
| Civic Offices | Assembly only services commercial window cleaning suspended platform | 1701052 | 8403368 | 5 | Services equipment | Window cleaner 1m2/minute/3months | Assembly | 1.7342 | Hours | 1 | 44 | 1 | FALSE | 1 | FALSE | 5 | [6 empty] | 4 | B2B3 | 0.09378 | 6.0736e-09 | 0.00050848 | 0.00011663 | 2.8942e-05 | 1.132e-07 | 1.4442 | 69.387 | 0.0003727
| Civic Offices | Assembly only services commercial window cleaning suspended platform | 1701052 | 8403368 | 5 | Services equipment | Window cleaner 1m2/minute/3months | Assembly | 1.7342 | Hours | 1 | 44 | 1 | FALSE | 1 | FALSE | 5 | [6 empty] | 5 | B2B3 | 0.09378 | 6.0736e-09 | 0.00050848 | 0.00011663 | 2.8942e-05 | 1.132e-07 | 1.4442 | 69.387 | 0.0003727
| Civic Offices | Assembly only services commercial window cleaning suspended platform | 1701052 | 8403368 | 5 | Services equipment | Window cleaner 1m2/minute/3months | Assembly | 1.7342 | Hours | 1 | 44 | 1 | FALSE | 1 | FALSE | 5 | [6 empty] | 6 | B2B3 | 0.09378 | 6.0736e-09 | 0.00050848 | 0.00011663 | 2.8942e-05 | 1.132e-07 | 1.4442 | 69.387 | 0.0003727
| Civic Offices | Assembly only services commercial window cleaning suspended platform | 1701052 | 8403368 | 5 | Services equipment | Window cleaner 1m2/minute/3months | Assembly | 1.7342 | Hours | 1 | 44 | 1 | FALSE | 1 | FALSE | 5 | [6 empty] | 7 | B2B3 | 0.09378 | 6.0736e-09 | 0.00050848 | 0.00011663 | 2.8942e-05 | 1.132e-07 | 1.4442 | 69.387 | 0.0003727
| Civic Offices | Assembly only services commercial window cleaning suspended platform | 1701052 | 8403368 | 5 | Services equipment | Window cleaner 1m2/minute/3months | Assembly | 1.7342 | Hours | 1 | 44 | 1 | FALSE | 1 | FALSE | 5 | [6 empty] | 8 | B2B3 | 0.09378 | 6.0736e-09 | 0.00050848 | 0.00011663 | 2.8942e-05 | 1.132e-07 | 1.4442 | 69.387 | 0.0003727
| Civic Offices | Assembly only services commercial window cleaning suspended platform | 1701052 | 8403368 | 5 | Services equipment | Window cleaner 1m2/minute/3months | Assembly | 1.7342 | Hours | 1 | 44 | 1 | FALSE | 1 | FALSE | 5 | [6 empty] | 9 | B2B3 | 0.09378 | 6.0736e-09 | 0.00050848 | 0.00011663 | 2.8942e-05 | 1.132e-07 | 1.4442 | 69.387 | 0.0003727
| Civic Offices | Assembly only services commercial window cleaning suspended platform | 1701052 | 8403368 | 5 | Services equipment | Window cleaner 1m2/minute/3months | Assembly | 1.7342 | Hours | 1 | 44 | 1 | FALSE | 1 | FALSE | 5 | [6 empty] | 10 | B2B3 | 0.09378 | 6.0736e-09 | 0.00050848 | 0.00011663 | 2.8942e-05 | 1.132e-07 | 1.4442 | 69.387 | 0.0003727
| Civic Offices | Assembly only services commercial window cleaning suspended platform | 1701052 | 8403368 | 5 | Services equipment | Window cleaner 1m2/minute/3months | Assembly | 1.7342 | Hours | 1 | 44 | 1 | FALSE | 1 | FALSE | 5 | [6 empty] | 11 | B2B3 | 0.09378 | 6.0736e-09 | 0.00050848 | 0.00011663 | 2.8942e-05 | 1.132e-07 | 1.4442 | 69.387 | 0.0003727
| Civic Offices | Assembly only services commercial window cleaning suspended platform | 1701052 | 8403368 | 5 | Services equipment | Window cleaner 1m2/minute/3months | Assembly | 1.7342 | Hours | 1 | 44 | 1 | FALSE | 1 | FALSE | 5 | [6 empty] | 12 | B2B3 | 0.09378 | 6.0736e-09 | 0.00050848 | 0.00011663 | 2.8942e-05 | 1.132e-07 | 1.4442 | 69.387 | 0.0003727
| Civic Offices | Assembly only services commercial window cleaning suspended platform | 1701052 | 8403368 | 5 | Services equipment | Window cleaner 1m2/minute/3months | Assembly | 1.7342 | Hours | 1 | 44 | 1 | FALSE | 1 | FALSE | 5 | [6 empty] | 13 | B2B3 | 0.09378 | 6.0736e-09 | 0.00050848 | 0.00011663 | 2.8942e-05 | 1.132e-07 | 1.4442 | 69.387 | 0.0003727
| Civic Offices | Assembly only services commercial window cleaning suspended platform | 1701052 | 8403368 | 5 | Services equipment | Window cleaner 1m2/minute/3months | Assembly | 1.7342 | Hours | 1 | 44 | 1 | FALSE | 1 | FALSE | 5 | [6 empty] | 14 | B2B3 | 0.09378 | 6.0736e-09 | 0.00050848 | 0.00011663 | 2.8942e-05 | 1.132e-07 | 1.4442 | 69.387 | 0.0003727
| Civic Offices | Assembly only services commercial window cleaning suspended platform | 1701052 | 8403368 | 5 | Services equipment | Window cleaner 1m2/minute/3months | Assembly | 1.7342 | Hours | 1 | 44 | 1 | FALSE | 1 | FALSE | 5 | [6 empty] | 15 | B2B3 | 0.09378 | 6.0736e-09 | 0.00050848 | 0.00011663 | 2.8942e-05 | 1.132e-07 | 1.4442 | 69.387 | 0.0003727
| Civic Offices | Assembly only services commercial window cleaning suspended platform | 1701052 | 8403368 | 5 | Services equipment | Window cleaner 1m2/minute/3months | Assembly | 1.7342 | Hours | 1 | 44 | 1 | FALSE | 1 | FALSE | 5 | [6 empty] | 16 | B2B3 | 0.09378 | 6.0736e-09 | 0.00050848 | 0.00011663 | 2.8942e-05 | 1.132e-07 | 1.4442 | 69.387 | 0.0003727
| Civic Offices | Assembly only services commercial window cleaning suspended platform | 1701052 | 8403368 | 5 | Services equipment | Window cleaner 1m2/minute/3months | Assembly | 1.7342 | Hours | 1 | 44 | 1 | FALSE | 1 | FALSE | 5 | [6 empty] | 17 | B2B3 | 0.09378 | 6.0736e-09 | 0.00050848 | 0.00011663 | 2.8942e-05 | 1.132e-07 | 1.4442 | 69.387 | 0.0003727
| Civic Offices | Assembly only services commercial window cleaning suspended platform | 1701052 | 8403368 | 5 | Services equipment | Window cleaner 1m2/minute/3months | Assembly | 1.7342 | Hours | 1 | 44 | 1 | FALSE | 1 | FALSE | 5 | [6 empty] | 18 | B2B3 | 0.09378 | 6.0736e-09 | 0.00050848 | 0.00011663 | 2.8942e-05 | 1.132e-07 | 1.4442 | 69.387 | 0.0003727
| Civic Offices | Assembly only services commercial window cleaning suspended platform | 1701052 | 8403368 | 5 | Services equipment | Window cleaner 1m2/minute/3months | Assembly | 1.7342 | Hours | 1 | 44 | 1 | FALSE | 1 | FALSE | 5 | [6 empty] | 19 | B2B3 | 0.09378 | 6.0736e-09 | 0.00050848 | 0.00011663 | 2.8942e-05 | 1.132e-07 | 1.4442 | 69.387 | 0.0003727
| Civic Offices | Assembly only services commercial window cleaning suspended platform | 1701052 | 8403368 | 5 | Services equipment | Window cleaner 1m2/minute/3months | Assembly | 1.7342 | Hours | 1 | 44 | 1 | FALSE | 1 | FALSE | 5 | [6 empty] | 20 | B2B3 | 0.09378 | 6.0736e-09 | 0.00050848 | 0.00011663 | 2.8942e-05 | 1.132e-07 | 1.4442 | 69.387 | 0.0003727
| Civic Offices | Assembly only services commercial window cleaning suspended platform | 1701052 | 8403368 | 5 | Services equipment | Window cleaner 1m2/minute/3months | Assembly | 1.7342 | Hours | 1 | 44 | 1 | FALSE | 1 | FALSE | 5 | [6 empty] | 21 | B2B3 | 0.09378 | 6.0736e-09 | 0.00050848 | 0.00011663 | 2.8942e-05 | 1.132e-07 | 1.4442 | 69.387 | 0.0003727
| Civic Offices | Assembly only services commercial window cleaning suspended platform | 1701052 | 8403368 | 5 | Services equipment | Window cleaner 1m2/minute/3months | Assembly | 1.7342 | Hours | 1 | 44 | 1 | FALSE | 1 | FALSE | 5 | [6 empty] | 22 | B2B3 | 0.09378 | 6.0736e-09 | 0.00050848 | 0.00011663 | 2.8942e-05 | 1.132e-07 | 1.4442 | 69.387 | 0.0003727
| Civic Offices | Assembly only services commercial window cleaning suspended platform | 1701052 | 8403368 | 5 | Services equipment | Window cleaner 1m2/minute/3months | Assembly | 1.7342 | Hours | 1 | 44 | 1 | FALSE | 1 | FALSE | 5 | [6 empty] | 23 | B2B3 | 0.09378 | 6.0736e-09 | 0.00050848 | 0.00011663 | 2.8942e-05 | 1.132e-07 | 1.4442 | 69.387 | 0.0003727
| Civic Offices | Assembly only services commercial window cleaning suspended platform | 1701052 | 8403368 | 5 | Services equipment | Window cleaner 1m2/minute/3months | Assembly | 1.7342 | Hours | 1 | 44 | 1 | FALSE | 1 | FALSE | 5 | [6 empty] | 24 | B2B3 | 0.09378 | 6.0736e-09 | 0.00050848 | 0.00011663 | 2.8942e-05 | 1.132e-07 | 1.4442 | 69.387 | 0.0003727
| Civic Offices | Assembly only services commercial window cleaning suspended platform | 1701052 | 8403368 | 5 | Services equipment | Window cleaner 1m2/minute/3months | Assembly | 1.7342 | Hours | 1 | 44 | 1 | FALSE | 1 | FALSE | 5 | [6 empty] | 25 | B2B3 | 0.09378 | 6.0736e-09 | 0.00050848 | 0.00011663 | 2.8942e-05 | 1.132e-07 | 1.4442 | 69.387 | 0.0003727
| Civic Offices | Assembly only services commercial window cleaning suspended platform | 1701052 | 8403368 | 5 | Services equipment | Window cleaner 1m2/minute/3months | Assembly | 1.7342 | Hours | 1 | 44 | 1 | FALSE | 1 | FALSE | 5 | [6 empty] | 26 | B2B3 | 0.09378 | 6.0736e-09 | 0.00050848 | 0.00011663 | 2.8942e-05 | 1.132e-07 | 1.4442 | 69.387 | 0.0003727
| Civic Offices | Assembly only services commercial window cleaning suspended platform | 1701052 | 8403368 | 5 | Services equipment | Window cleaner 1m2/minute/3months | Assembly | 1.7342 | Hours | 1 | 44 | 1 | FALSE | 1 | FALSE | 5 | [6 empty] | 27 | B2B3 | 0.09378 | 6.0736e-09 | 0.00050848 | 0.00011663 | 2.8942e-05 | 1.132e-07 | 1.4442 | 69.387 | 0.0003727
| Civic Offices | Assembly only services commercial window cleaning suspended platform | 1701052 | 8403368 | 5 | Services equipment | Window cleaner 1m2/minute/3months | Assembly | 1.7342 | Hours | 1 | 44 | 1 | FALSE | 1 | FALSE | 5 | [6 empty] | 28 | B2B3 | 0.09378 | 6.0736e-09 | 0.00050848 | 0.00011663 | 2.8942e-05 | 1.132e-07 | 1.4442 | 69.387 | 0.0003727
| Civic Offices | Assembly only services commercial window cleaning suspended platform | 1701052 | 8403368 | 5 | Services equipment | Window cleaner 1m2/minute/3months | Assembly | 1.7342 | Hours | 1 | 44 | 1 | FALSE | 1 | FALSE | 5 | [6 empty] | 29 | B2B3 | 0.09378 | 6.0736e-09 | 0.00050848 | 0.00011663 | 2.8942e-05 | 1.132e-07 | 1.4442 | 69.387 | 0.0003727
| Civic Offices | Assembly only services commercial window cleaning suspended platform | 1701052 | 8403368 | 5 | Services equipment | Window cleaner 1m2/minute/3months | Assembly | 1.7342 | Hours | 1 | 44 | 1 | FALSE | 1 | FALSE | 5 | [6 empty] | 30 | B2B3 | 0.09378 | 6.0736e-09 | 0.00050848 | 0.00011663 | 2.8942e-05 | 1.132e-07 | 1.4442 | 69.387 | 0.0003727
| Civic Offices | Assembly only services commercial window cleaning suspended platform | 1701052 | 8403368 | 5 | Services equipment | Window cleaner 1m2/minute/3months | Assembly | 1.7342 | Hours | 1 | 44 | 1 | FALSE | 1 | FALSE | 5 | [6 empty] | 31 | B2B3 | 0.09378 | 6.0736e-09 | 0.00050848 | 0.00011663 | 2.8942e-05 | 1.132e-07 | 1.4442 | 69.387 | 0.0003727
| Civic Offices | Assembly only services commercial window cleaning suspended platform | 1701052 | 8403368 | 5 | Services equipment | Window cleaner 1m2/minute/3months | Assembly | 1.7342 | Hours | 1 | 44 | 1 | FALSE | 1 | FALSE | 5 | [6 empty] | 32 | B2B3 | 0.09378 | 6.0736e-09 | 0.00050848 | 0.00011663 | 2.8942e-05 | 1.132e-07 | 1.4442 | 69.387 | 0.0003727
| Civic Offices | Assembly only services commercial window cleaning suspended platform | 1701052 | 8403368 | 5 | Services equipment | Window cleaner 1m2/minute/3months | Assembly | 1.7342 | Hours | 1 | 44 | 1 | FALSE | 1 | FALSE | 5 | [6 empty] | 33 | B2B3 | 0.09378 | 6.0736e-09 | 0.00050848 | 0.00011663 | 2.8942e-05 | 1.132e-07 | 1.4442 | 69.387 | 0.0003727
| Civic Offices | Assembly only services commercial window cleaning suspended platform | 1701052 | 8403368 | 5 | Services equipment | Window cleaner 1m2/minute/3months | Assembly | 1.7342 | Hours | 1 | 44 | 1 | FALSE | 1 | FALSE | 5 | [6 empty] | 34 | B2B3 | 0.09378 | 6.0736e-09 | 0.00050848 | 0.00011663 | 2.8942e-05 | 1.132e-07 | 1.4442 | 69.387 | 0.0003727
| Civic Offices | Assembly only services commercial window cleaning suspended platform | 1701052 | 8403368 | 5 | Services equipment | Window cleaner 1m2/minute/3months | Assembly | 1.7342 | Hours | 1 | 44 | 1 | FALSE | 1 | FALSE | 5 | [6 empty] | 35 | B2B3 | 0.09378 | 6.0736e-09 | 0.00050848 | 0.00011663 | 2.8942e-05 | 1.132e-07 | 1.4442 | 69.387 | 0.0003727
| Civic Offices | Assembly only services commercial window cleaning suspended platform | 1701052 | 8403368 | 5 | Services equipment | Window cleaner 1m2/minute/3months | Assembly | 1.7342 | Hours | 1 | 44 | 1 | FALSE | 1 | FALSE | 5 | [6 empty] | 36 | B2B3 | 0.09378 | 6.0736e-09 | 0.00050848 | 0.00011663 | 2.8942e-05 | 1.132e-07 | 1.4442 | 69.387 | 0.0003727
| Civic Offices | Assembly only services commercial window cleaning suspended platform | 1701052 | 8403368 | 5 | Services equipment | Window cleaner 1m2/minute/3months | Assembly | 1.7342 | Hours | 1 | 44 | 1 | FALSE | 1 | FALSE | 5 | [6 empty] | 37 | B2B3 | 0.09378 | 6.0736e-09 | 0.00050848 | 0.00011663 | 2.8942e-05 | 1.132e-07 | 1.4442 | 69.387 | 0.0003727
| Civic Offices | Assembly only services commercial window cleaning suspended platform | 1701052 | 8403368 | 5 | Services equipment | Window cleaner 1m2/minute/3months | Assembly | 1.7342 | Hours | 1 | 44 | 1 | FALSE | 1 | FALSE | 5 | [6 empty] | 38 | B2B3 | 0.09378 | 6.0736e-09 | 0.00050848 | 0.00011663 | 2.8942e-05 | 1.132e-07 | 1.4442 | 69.387 | 0.0003727
| Civic Offices | Assembly only services commercial window cleaning suspended platform | 1701052 | 8403368 | 5 | Services equipment | Window cleaner 1m2/minute/3months | Assembly | 1.7342 | Hours | 1 | 44 | 1 | FALSE | 1 | FALSE | 5 | [6 empty] | 39 | B2B3 | 0.09378 | 6.0736e-09 | 0.00050848 | 0.00011663 | 2.8942e-05 | 1.132e-07 | 1.4442 | 69.387 | 0.0003727
| Civic Offices | Assembly only services commercial window cleaning suspended platform | 1701052 | 8403368 | 5 | Services equipment | Window cleaner 1m2/minute/3months | Assembly | 1.7342 | Hours | 1 | 44 | 1 | FALSE | 1 | FALSE | 5 | [6 empty] | 40 | B2B3 | 0.09378 | 6.0736e-09 | 0.00050848 | 0.00011663 | 2.8942e-05 | 1.132e-07 | 1.4442 | 69.387 | 0.0003727
| Civic Offices | Assembly only services commercial window cleaning suspended platform | 1701052 | 8403368 | 5 | Services equipment | Window cleaner 1m2/minute/3months | Assembly | 1.7342 | Hours | 1 | 44 | 1 | FALSE | 1 | FALSE | 5 | [6 empty] | 41 | B2B3 | 0.09378 | 6.0736e-09 | 0.00050848 | 0.00011663 | 2.8942e-05 | 1.132e-07 | 1.4442 | 69.387 | 0.0003727
| Civic Offices | Assembly only services commercial window cleaning suspended platform | 1701052 | 8403368 | 5 | Services equipment | Window cleaner 1m2/minute/3months | Assembly | 1.7342 | Hours | 1 | 44 | 1 | FALSE | 1 | FALSE | 5 | [6 empty] | 42 | B2B3 | 0.09378 | 6.0736e-09 | 0.00050848 | 0.00011663 | 2.8942e-05 | 1.132e-07 | 1.4442 | 69.387 | 0.0003727
| Civic Offices | Assembly only services commercial window cleaning suspended platform | 1701052 | 8403368 | 5 | Services equipment | Window cleaner 1m2/minute/3months | Assembly | 1.7342 | Hours | 1 | 44 | 1 | FALSE | 1 | FALSE | 5 | [6 empty] | 43 | B2B3 | 0.09378 | 6.0736e-09 | 0.00050848 | 0.00011663 | 2.8942e-05 | 1.132e-07 | 1.4442 | 69.387 | 0.0003727
| Civic Offices | Assembly only services commercial window cleaning suspended platform | 1701052 | 8403368 | 5 | Services equipment | Window cleaner 1m2/minute/3months | Assembly | 1.7342 | Hours | 1 | 44 | 1 | FALSE | 1 | FALSE | 5 | [6 empty] | 44 | B2B3 | 0.09378 | 6.0736e-09 | 0.00050848 | 0.00011663 | 2.8942e-05 | 1.132e-07 | 1.4442 | 69.387 | 0.0003727
| Civic Offices | Assembly only services commercial window cleaning suspended platform | 1701052 | 8403368 | 5 | Services equipment | Window cleaner 1m2/minute/3months | Assembly | 1.7342 | Hours | 1 | 44 | 1 | FALSE | 1 | FALSE | 5 | [6 empty] | 45 | B2B3 | 0.09378 | 6.0736e-09 | 0.00050848 | 0.00011663 | 2.8942e-05 | 1.132e-07 | 1.4442 | 69.387 | 0.0003727
| Civic Offices | Assembly only services commercial window cleaning suspended platform | 1701052 | 8403368 | 5 | Services equipment | Window cleaner 1m2/minute/3months | Assembly | 1.7342 | Hours | 1 | 44 | 1 | FALSE | 1 | FALSE | 5 | [6 empty] | 46 | B2B3 | 0.09378 | 6.0736e-09 | 0.00050848 | 0.00011663 | 2.8942e-05 | 1.132e-07 | 1.4442 | 69.387 | 0.0003727
| Civic Offices | Assembly only services commercial window cleaning suspended platform | 1701052 | 8403368 | 5 | Services equipment | Window cleaner 1m2/minute/3months | Assembly | 1.7342 | Hours | 1 | 44 | 1 | FALSE | 1 | FALSE | 5 | [6 empty] | 47 | B2B3 | 0.09378 | 6.0736e-09 | 0.00050848 | 0.00011663 | 2.8942e-05 | 1.132e-07 | 1.4442 | 69.387 | 0.0003727
| Civic Offices | Assembly only services commercial window cleaning suspended platform | 1701052 | 8403368 | 5 | Services equipment | Window cleaner 1m2/minute/3months | Assembly | 1.7342 | Hours | 1 | 44 | 1 | FALSE | 1 | FALSE | 5 | [6 empty] | 48 | B2B3 | 0.09378 | 6.0736e-09 | 0.00050848 | 0.00011663 | 2.8942e-05 | 1.132e-07 | 1.4442 | 69.387 | 0.0003727
| Civic Offices | Assembly only services commercial window cleaning suspended platform | 1701052 | 8403368 | 5 | Services equipment | Window cleaner 1m2/minute/3months | Assembly | 1.7342 | Hours | 1 | 44 | 1 | FALSE | 1 | FALSE | 5 | [6 empty] | 49 | B2B3 | 0.09378 | 6.0736e-09 | 0.00050848 | 0.00011663 | 2.8942e-05 | 1.132e-07 | 1.4442 | 69.387 | 0.0003727
| Civic Offices | Assembly only services commercial window cleaning suspended platform | 1701052 | 8403368 | 5 | Services equipment | Window cleaner 1m2/minute/3months | Assembly | 1.7342 | Hours | 1 | 44 | 1 | FALSE | 1 | FALSE | 5 | [6 empty] | 50 | B2B3 | 0.09378 | 6.0736e-09 | 0.00050848 | 0.00011663 | 2.8942e-05 | 1.132e-07 | 1.4442 | 69.387 | 0.0003727
| Civic Offices | Assembly only services commercial window cleaning suspended platform | 1701052 | 8403368 | 5 | Services equipment | Window cleaner 1m2/minute/3months | Assembly | 1.7342 | Hours | 1 | 44 | 1 | FALSE | 1 | FALSE | 5 | [6 empty] | 51 | B2B3 | 0.09378 | 6.0736e-09 | 0.00050848 | 0.00011663 | 2.8942e-05 | 1.132e-07 | 1.4442 | 69.387 | 0.0003727
| Civic Offices | Assembly only services commercial window cleaning suspended platform | 1701052 | 8403368 | 5 | Services equipment | Window cleaner 1m2/minute/3months | Assembly | 1.7342 | Hours | 1 | 44 | 1 | FALSE | 1 | FALSE | 5 | [6 empty] | 52 | B2B3 | 0.09378 | 6.0736e-09 | 0.00050848 | 0.00011663 | 2.8942e-05 | 1.132e-07 | 1.4442 | 69.387 | 0.0003727
| Civic Offices | Assembly only services commercial window cleaning suspended platform | 1701052 | 8403368 | 5 | Services equipment | Window cleaner 1m2/minute/3months | Assembly | 1.7342 | Hours | 1 | 44 | 1 | FALSE | 1 | FALSE | 5 | [6 empty] | 53 | B2B3 | 0.09378 | 6.0736e-09 | 0.00050848 | 0.00011663 | 2.8942e-05 | 1.132e-07 | 1.4442 | 69.387 | 0.0003727
| Civic Offices | Assembly only services commercial window cleaning suspended platform | 1701052 | 8403368 | 5 | Services equipment | Window cleaner 1m2/minute/3months | Assembly | 1.7342 | Hours | 1 | 44 | 1 | FALSE | 1 | FALSE | 5 | [6 empty] | 54 | B2B3 | 0.09378 | 6.0736e-09 | 0.00050848 | 0.00011663 | 2.8942e-05 | 1.132e-07 | 1.4442 | 69.387 | 0.0003727
| Civic Offices | Assembly only services commercial window cleaning suspended platform | 1701052 | 8403368 | 5 | Services equipment | Window cleaner 1m2/minute/3months | Assembly | 1.7342 | Hours | 1 | 44 | 1 | FALSE | 1 | FALSE | 5 | [6 empty] | 55 | B2B3 | 0.09378 | 6.0736e-09 | 0.00050848 | 0.00011663 | 2.8942e-05 | 1.132e-07 | 1.4442 | 69.387 | 0.0003727
| Civic Offices | Assembly only services commercial window cleaning suspended platform | 1701052 | 8403368 | 5 | Services equipment | Window cleaner 1m2/minute/3months | Assembly | 1.7342 | Hours | 1 | 44 | 1 | FALSE | 1 | FALSE | 5 | [6 empty] | 56 | B2B3 | 0.09378 | 6.0736e-09 | 0.00050848 | 0.00011663 | 2.8942e-05 | 1.132e-07 | 1.4442 | 69.387 | 0.0003727
| Civic Offices | Assembly only services commercial window cleaning suspended platform | 1701052 | 8403368 | 5 | Services equipment | Window cleaner 1m2/minute/3months | Assembly | 1.7342 | Hours | 1 | 44 | 1 | FALSE | 1 | FALSE | 5 | [6 empty] | 57 | B2B3 | 0.09378 | 6.0736e-09 | 0.00050848 | 0.00011663 | 2.8942e-05 | 1.132e-07 | 1.4442 | 69.387 | 0.0003727
| Civic Offices | Assembly only services commercial window cleaning suspended platform | 1701052 | 8403368 | 5 | Services equipment | Window cleaner 1m2/minute/3months | Assembly | 1.7342 | Hours | 1 | 44 | 1 | FALSE | 1 | FALSE | 5 | [6 empty] | 58 | B2B3 | 0.09378 | 6.0736e-09 | 0.00050848 | 0.00011663 | 2.8942e-05 | 1.132e-07 | 1.4442 | 69.387 | 0.0003727
| Civic Offices | Assembly only services commercial window cleaning suspended platform | 1701052 | 8403368 | 5 | Services equipment | Window cleaner 1m2/minute/3months | Assembly | 1.7342 | Hours | 1 | 44 | 1 | FALSE | 1 | FALSE | 5 | [6 empty] | 59 | B2B3 | 0.09378 | 6.0736e-09 | 0.00050848 | 0.00011663 | 2.8942e-05 | 1.132e-07 | 1.4442 | 69.387 | 0.0003727
| Civic Offices | Assembly only services commercial window cleaning suspended platform | 1701052 | 8403368 | 5 | Services equipment | Window cleaner 1m2/minute/3months | Assembly | 1.7342 | Hours | 1 | 44 | 1 | FALSE | 1 | FALSE | 5 | [6 empty] | 60 | B2B3 | 0.09378 | 6.0736e-09 | 0.00050848 | 0.00011663 | 2.8942e-05 | 1.132e-07 | 1.4442 | 69.387 | 0.0003727
| Civic Offices | Assembly only install windows commercial | 1701053 | 8403369 | 2.6 | Windows and external doors | Install windows | Assembly | 39 | Hours | 20 | 44 | 1 | FALSE | 1 | FALSE | 1 | [6 empty] | 0 | A5 | 2.109 | 1.3659e-07 | 0.011435 | 0.0026229 | 0.00065086 | 2.5458e-06 | 32.4776 | 1560.4267 | 0.0083816
| Civic Offices | Assembly only install windows commercial | 1701053 | 8403369 | 2.6 | Windows and external doors | Install windows | Assembly | 39 | Hours | 20 | 44 | 1 | FALSE | 1 | FALSE | 1 | [6 empty] | 0 | A4 | 0 | 0 | 0 | 0 | 0 | 0 | 0 | 0 | 0
| Civic Offices | Assembly only install windows commercial | 1701053 | 8403369 | 2.6 | Windows and external doors | Install windows | Assembly | 39 | Hours | 20 | 44 | 1 | FALSE | 1 | FALSE | 1 | [6 empty] | 20 | B4B5 | 2.109 | 1.3659e-07 | 0.011435 | 0.0026229 | 0.00065086 | 2.5458e-06 | 32.4776 | 1560.4267 | 0.0083816
| Civic Offices | Assembly only install windows commercial | 1701053 | 8403369 | 2.6 | Windows and external doors | Install windows | Assembly | 39 | Hours | 20 | 44 | 1 | FALSE | 1 | FALSE | 1 | [6 empty] | 40 | B4B5 | 2.109 | 1.3659e-07 | 0.011435 | 0.0026229 | 0.00065086 | 2.5458e-06 | 32.4776 | 1560.4267 | 0.0083816
| Civic Offices | Assembly only install windows commercial | 1701053 | 8403370 | 2.6 | Windows and external doors | Install windows | Assembly | 5.2 | Hours | 40 | 44 | 1 | FALSE | 1 | FALSE | 1 | [6 empty] | 0 | A5 | 426.6936 | 7.8364e-05 | 3.2641 | 0.81199 | 0.56119 | 0.00014634 | 6149.6972 | 3429.8605 | 2.0169
| Civic Offices | Assembly only install windows commercial | 1701053 | 8403370 | 2.6 | Windows and external doors | Install windows | Assembly | 5.2 | Hours | 40 | 44 | 1 | FALSE | 1 | FALSE | 1 | [6 empty] | 0 | A4 | 108.6825 | 2.0005e-05 | 0.36342 | 0.095888 | 0.063399 | 0.00028623 | 1641.3218 | 202.7924 | 0.45028
| Civic Offices | Assembly only install windows commercial | 1701053 | 8403370 | 2.6 | Windows and external doors | Install windows | Assembly | 5.2 | Hours | 40 | 44 | 1 | FALSE | 1 | FALSE | 1 | [6 empty] | 40 | B4B5 | 535.3761 | 9.8369e-05 | 3.6275 | 0.90788 | 0.62459 | 0.00043256 | 7791.019 | 3632.6529 | 2.4671
| Civic Offices | Assembly only install windows commercial | 1701053 | 8403371 | 2 | Superstructure | maintenance check windows | Assembly | 2.6 | Hours | 5 | 44 | 1 | FALSE | 1 | FALSE | 3 | [6 empty] | 5 | B2B3 | 0.1406 | 9.1058e-09 | 0.00076234 | 0.00017486 | 4.3391e-05 | 1.6972e-07 | 2.1652 | 104.0284 | 0.00055877
| Civic Offices | Assembly only install windows commercial | 1701053 | 8403371 | 2 | Superstructure | maintenance check windows | Assembly | 2.6 | Hours | 5 | 44 | 1 | FALSE | 1 | FALSE | 3 | [6 empty] | 10 | B2B3 | 0.1406 | 9.1058e-09 | 0.00076234 | 0.00017486 | 4.3391e-05 | 1.6972e-07 | 2.1652 | 104.0284 | 0.00055877
| Civic Offices | Assembly only install windows commercial | 1701053 | 8403371 | 2 | Superstructure | maintenance check windows | Assembly | 2.6 | Hours | 5 | 44 | 1 | FALSE | 1 | FALSE | 3 | [6 empty] | 15 | B2B3 | 0.1406 | 9.1058e-09 | 0.00076234 | 0.00017486 | 4.3391e-05 | 1.6972e-07 | 2.1652 | 104.0284 | 0.00055877
| Civic Offices | Assembly only install windows commercial | 1701053 | 8403371 | 2 | Superstructure | maintenance check windows | Assembly | 2.6 | Hours | 5 | 44 | 1 | FALSE | 1 | FALSE | 3 | [6 empty] | 20 | B2B3 | 0.1406 | 9.1058e-09 | 0.00076234 | 0.00017486 | 4.3391e-05 | 1.6972e-07 | 2.1652 | 104.0284 | 0.00055877
| Civic Offices | Assembly only install windows commercial | 1701053 | 8403371 | 2 | Superstructure | maintenance check windows | Assembly | 2.6 | Hours | 5 | 44 | 1 | FALSE | 1 | FALSE | 3 | [6 empty] | 25 | B2B3 | 0.1406 | 9.1058e-09 | 0.00076234 | 0.00017486 | 4.3391e-05 | 1.6972e-07 | 2.1652 | 104.0284 | 0.00055877
| Civic Offices | Assembly only install windows commercial | 1701053 | 8403371 | 2 | Superstructure | maintenance check windows | Assembly | 2.6 | Hours | 5 | 44 | 1 | FALSE | 1 | FALSE | 3 | [6 empty] | 30 | B2B3 | 0.1406 | 9.1058e-09 | 0.00076234 | 0.00017486 | 4.3391e-05 | 1.6972e-07 | 2.1652 | 104.0284 | 0.00055877
| Civic Offices | Assembly only install windows commercial | 1701053 | 8403371 | 2 | Superstructure | maintenance check windows | Assembly | 2.6 | Hours | 5 | 44 | 1 | FALSE | 1 | FALSE | 3 | [6 empty] | 35 | B2B3 | 0.1406 | 9.1058e-09 | 0.00076234 | 0.00017486 | 4.3391e-05 | 1.6972e-07 | 2.1652 | 104.0284 | 0.00055877
| Civic Offices | Assembly only install windows commercial | 1701053 | 8403371 | 2 | Superstructure | maintenance check windows | Assembly | 2.6 | Hours | 5 | 44 | 1 | FALSE | 1 | FALSE | 3 | [6 empty] | 40 | B2B3 | 0.1406 | 9.1058e-09 | 0.00076234 | 0.00017486 | 4.3391e-05 | 1.6972e-07 | 2.1652 | 104.0284 | 0.00055877
| Civic Offices | Assembly only install windows commercial | 1701053 | 8403371 | 2 | Superstructure | maintenance check windows | Assembly | 2.6 | Hours | 5 | 44 | 1 | FALSE | 1 | FALSE | 3 | [6 empty] | 45 | B2B3 | 0.1406 | 9.1058e-09 | 0.00076234 | 0.00017486 | 4.3391e-05 | 1.6972e-07 | 2.1652 | 104.0284 | 0.00055877
| Civic Offices | Assembly only install windows commercial | 1701053 | 8403371 | 2 | Superstructure | maintenance check windows | Assembly | 2.6 | Hours | 5 | 44 | 1 | FALSE | 1 | FALSE | 3 | [6 empty] | 50 | B2B3 | 0.1406 | 9.1058e-09 | 0.00076234 | 0.00017486 | 4.3391e-05 | 1.6972e-07 | 2.1652 | 104.0284 | 0.00055877
| Civic Offices | Assembly only install windows commercial | 1701053 | 8403371 | 2 | Superstructure | maintenance check windows | Assembly | 2.6 | Hours | 5 | 44 | 1 | FALSE | 1 | FALSE | 3 | [6 empty] | 55 | B2B3 | 0.1406 | 9.1058e-09 | 0.00076234 | 0.00017486 | 4.3391e-05 | 1.6972e-07 | 2.1652 | 104.0284 | 0.00055877
| Civic Offices | Assembly only install windows commercial | 1701053 | 8403371 | 2 | Superstructure | maintenance check windows | Assembly | 2.6 | Hours | 5 | 44 | 1 | FALSE | 1 | FALSE | 3 | [6 empty] | 60 | B2B3 | 0.1406 | 9.1058e-09 | 0.00076234 | 0.00017486 | 4.3391e-05 | 1.6972e-07 | 2.1652 | 104.0284 | 0.00055877
| Civic Offices | Wind lobby roof glazed (Windows rooflights commercial aluminium double glaze) | 1701054 | 8403374 | 2.6 | Windows and external doors | manufacture | Assembly | 270 | Hours | 40 | 44 | 1 | FALSE | 1 | FALSE | 1 | [6 empty] | 0 | A5 | 76.2481 | 4.9382e-06 | 0.41342 | 0.09483 | 0.023531 | 9.2039e-05 | 1174.1899 | 1608.4272 | 0.30303
| Civic Offices | Wind lobby roof glazed (Windows rooflights commercial aluminium double glaze) | 1701054 | 8403374 | 2.6 | Windows and external doors | manufacture | Assembly | 270 | Hours | 40 | 44 | 1 | FALSE | 1 | FALSE | 1 | [6 empty] | 0 | A4 | 0 | 0 | 0 | 0 | 0 | 0 | 0 | 0 | 0
| Civic Offices | Wind lobby roof glazed (Windows rooflights commercial aluminium double glaze) | 1701054 | 8403374 | 2.6 | Windows and external doors | manufacture | Assembly | 270 | Hours | 40 | 44 | 1 | FALSE | 1 | FALSE | 1 | [6 empty] | 40 | B4B5 | 76.2481 | 4.9382e-06 | 0.41342 | 0.09483 | 0.023531 | 9.2039e-05 | 1174.1899 | 1608.4272 | 0.30303
| Civic Offices | Wind lobby roof glazed (Windows rooflights commercial aluminium double glaze) | 1701054 | 8403375 | 2 | Superstructure | gerneral maintenance check | Assembly | 18 | Hours | 5 | 44 | 1 | FALSE | 1 | FALSE | 1 | [6 empty] | 0 | A5 | 0.97338 | 6.304e-08 | 0.0052778 | 0.0012106 | 0.0003004 | 1.175e-06 | 14.9897 | 720.1969 | 0.0038684
| Civic Offices | Wind lobby roof glazed (Windows rooflights commercial aluminium double glaze) | 1701054 | 8403375 | 2 | Superstructure | gerneral maintenance check | Assembly | 18 | Hours | 5 | 44 | 1 | FALSE | 1 | FALSE | 1 | [6 empty] | 0 | A4 | 0 | 0 | 0 | 0 | 0 | 0 | 0 | 0 | 0
| Civic Offices | Wind lobby roof glazed (Windows rooflights commercial aluminium double glaze) | 1701054 | 8403375 | 2 | Superstructure | gerneral maintenance check | Assembly | 18 | Hours | 5 | 44 | 1 | FALSE | 1 | FALSE | 1 | [6 empty] | 5 | B4B5 | 0.97338 | 6.304e-08 | 0.0052778 | 0.0012106 | 0.0003004 | 1.175e-06 | 14.9897 | 720.1969 | 0.0038684
| Civic Offices | Wind lobby roof glazed (Windows rooflights commercial aluminium double glaze) | 1701054 | 8403375 | 2 | Superstructure | gerneral maintenance check | Assembly | 18 | Hours | 5 | 44 | 1 | FALSE | 1 | FALSE | 1 | [6 empty] | 10 | B4B5 | 0.97338 | 6.304e-08 | 0.0052778 | 0.0012106 | 0.0003004 | 1.175e-06 | 14.9897 | 720.1969 | 0.0038684
| Civic Offices | Wind lobby roof glazed (Windows rooflights commercial aluminium double glaze) | 1701054 | 8403375 | 2 | Superstructure | gerneral maintenance check | Assembly | 18 | Hours | 5 | 44 | 1 | FALSE | 1 | FALSE | 1 | [6 empty] | 15 | B4B5 | 0.97338 | 6.304e-08 | 0.0052778 | 0.0012106 | 0.0003004 | 1.175e-06 | 14.9897 | 720.1969 | 0.0038684
| Civic Offices | Wind lobby roof glazed (Windows rooflights commercial aluminium double glaze) | 1701054 | 8403375 | 2 | Superstructure | gerneral maintenance check | Assembly | 18 | Hours | 5 | 44 | 1 | FALSE | 1 | FALSE | 1 | [6 empty] | 20 | B4B5 | 0.97338 | 6.304e-08 | 0.0052778 | 0.0012106 | 0.0003004 | 1.175e-06 | 14.9897 | 720.1969 | 0.0038684
| Civic Offices | Wind lobby roof glazed (Windows rooflights commercial aluminium double glaze) | 1701054 | 8403375 | 2 | Superstructure | gerneral maintenance check | Assembly | 18 | Hours | 5 | 44 | 1 | FALSE | 1 | FALSE | 1 | [6 empty] | 25 | B4B5 | 0.97338 | 6.304e-08 | 0.0052778 | 0.0012106 | 0.0003004 | 1.175e-06 | 14.9897 | 720.1969 | 0.0038684
| Civic Offices | Wind lobby roof glazed (Windows rooflights commercial aluminium double glaze) | 1701054 | 8403375 | 2 | Superstructure | gerneral maintenance check | Assembly | 18 | Hours | 5 | 44 | 1 | FALSE | 1 | FALSE | 1 | [6 empty] | 30 | B4B5 | 0.97338 | 6.304e-08 | 0.0052778 | 0.0012106 | 0.0003004 | 1.175e-06 | 14.9897 | 720.1969 | 0.0038684
| Civic Offices | Wind lobby roof glazed (Windows rooflights commercial aluminium double glaze) | 1701054 | 8403375 | 2 | Superstructure | gerneral maintenance check | Assembly | 18 | Hours | 5 | 44 | 1 | FALSE | 1 | FALSE | 1 | [6 empty] | 35 | B4B5 | 0.97338 | 6.304e-08 | 0.0052778 | 0.0012106 | 0.0003004 | 1.175e-06 | 14.9897 | 720.1969 | 0.0038684
| Civic Offices | Wind lobby roof glazed (Windows rooflights commercial aluminium double glaze) | 1701054 | 8403375 | 2 | Superstructure | gerneral maintenance check | Assembly | 18 | Hours | 5 | 44 | 1 | FALSE | 1 | FALSE | 1 | [6 empty] | 40 | B4B5 | 0.97338 | 6.304e-08 | 0.0052778 | 0.0012106 | 0.0003004 | 1.175e-06 | 14.9897 | 720.1969 | 0.0038684
| Civic Offices | Wind lobby roof glazed (Windows rooflights commercial aluminium double glaze) | 1701054 | 8403375 | 2 | Superstructure | gerneral maintenance check | Assembly | 18 | Hours | 5 | 44 | 1 | FALSE | 1 | FALSE | 1 | [6 empty] | 45 | B4B5 | 0.97338 | 6.304e-08 | 0.0052778 | 0.0012106 | 0.0003004 | 1.175e-06 | 14.9897 | 720.1969 | 0.0038684
| Civic Offices | Wind lobby roof glazed (Windows rooflights commercial aluminium double glaze) | 1701054 | 8403375 | 2 | Superstructure | gerneral maintenance check | Assembly | 18 | Hours | 5 | 44 | 1 | FALSE | 1 | FALSE | 1 | [6 empty] | 50 | B4B5 | 0.97338 | 6.304e-08 | 0.0052778 | 0.0012106 | 0.0003004 | 1.175e-06 | 14.9897 | 720.1969 | 0.0038684
| Civic Offices | Wind lobby roof glazed (Windows rooflights commercial aluminium double glaze) | 1701054 | 8403375 | 2 | Superstructure | gerneral maintenance check | Assembly | 18 | Hours | 5 | 44 | 1 | FALSE | 1 | FALSE | 1 | [6 empty] | 55 | B4B5 | 0.97338 | 6.304e-08 | 0.0052778 | 0.0012106 | 0.0003004 | 1.175e-06 | 14.9897 | 720.1969 | 0.0038684
| Civic Offices | Assembly only services commercial window cleaning suspended platform | 1701055 | 8403378 | 5 | Services equipment | Window cleaner 1m2/minute/3months | Assembly | 1.2006 | Hours | 1 | 44 | 1 | FALSE | 1 | FALSE | 5 | [6 empty] | 1 | B2B3 | 0.064924 | 4.2048e-09 | 0.00035203 | 8.0746e-05 | 2.0037e-05 | 7.8371e-08 | 0.99981 | 48.0371 | 0.00025802
| Civic Offices | Assembly only services commercial window cleaning suspended platform | 1701055 | 8403378 | 5 | Services equipment | Window cleaner 1m2/minute/3months | Assembly | 1.2006 | Hours | 1 | 44 | 1 | FALSE | 1 | FALSE | 5 | [6 empty] | 2 | B2B3 | 0.064924 | 4.2048e-09 | 0.00035203 | 8.0746e-05 | 2.0037e-05 | 7.8371e-08 | 0.99981 | 48.0371 | 0.00025802
| Civic Offices | Assembly only services commercial window cleaning suspended platform | 1701055 | 8403378 | 5 | Services equipment | Window cleaner 1m2/minute/3months | Assembly | 1.2006 | Hours | 1 | 44 | 1 | FALSE | 1 | FALSE | 5 | [6 empty] | 3 | B2B3 | 0.064924 | 4.2048e-09 | 0.00035203 | 8.0746e-05 | 2.0037e-05 | 7.8371e-08 | 0.99981 | 48.0371 | 0.00025802
| Civic Offices | Assembly only services commercial window cleaning suspended platform | 1701055 | 8403378 | 5 | Services equipment | Window cleaner 1m2/minute/3months | Assembly | 1.2006 | Hours | 1 | 44 | 1 | FALSE | 1 | FALSE | 5 | [6 empty] | 4 | B2B3 | 0.064924 | 4.2048e-09 | 0.00035203 | 8.0746e-05 | 2.0037e-05 | 7.8371e-08 | 0.99981 | 48.0371 | 0.00025802
| Civic Offices | Assembly only services commercial window cleaning suspended platform | 1701055 | 8403378 | 5 | Services equipment | Window cleaner 1m2/minute/3months | Assembly | 1.2006 | Hours | 1 | 44 | 1 | FALSE | 1 | FALSE | 5 | [6 empty] | 5 | B2B3 | 0.064924 | 4.2048e-09 | 0.00035203 | 8.0746e-05 | 2.0037e-05 | 7.8371e-08 | 0.99981 | 48.0371 | 0.00025802
| Civic Offices | Assembly only services commercial window cleaning suspended platform | 1701055 | 8403378 | 5 | Services equipment | Window cleaner 1m2/minute/3months | Assembly | 1.2006 | Hours | 1 | 44 | 1 | FALSE | 1 | FALSE | 5 | [6 empty] | 6 | B2B3 | 0.064924 | 4.2048e-09 | 0.00035203 | 8.0746e-05 | 2.0037e-05 | 7.8371e-08 | 0.99981 | 48.0371 | 0.00025802
| Civic Offices | Assembly only services commercial window cleaning suspended platform | 1701055 | 8403378 | 5 | Services equipment | Window cleaner 1m2/minute/3months | Assembly | 1.2006 | Hours | 1 | 44 | 1 | FALSE | 1 | FALSE | 5 | [6 empty] | 7 | B2B3 | 0.064924 | 4.2048e-09 | 0.00035203 | 8.0746e-05 | 2.0037e-05 | 7.8371e-08 | 0.99981 | 48.0371 | 0.00025802
| Civic Offices | Assembly only services commercial window cleaning suspended platform | 1701055 | 8403378 | 5 | Services equipment | Window cleaner 1m2/minute/3months | Assembly | 1.2006 | Hours | 1 | 44 | 1 | FALSE | 1 | FALSE | 5 | [6 empty] | 8 | B2B3 | 0.064924 | 4.2048e-09 | 0.00035203 | 8.0746e-05 | 2.0037e-05 | 7.8371e-08 | 0.99981 | 48.0371 | 0.00025802
| Civic Offices | Assembly only services commercial window cleaning suspended platform | 1701055 | 8403378 | 5 | Services equipment | Window cleaner 1m2/minute/3months | Assembly | 1.2006 | Hours | 1 | 44 | 1 | FALSE | 1 | FALSE | 5 | [6 empty] | 9 | B2B3 | 0.064924 | 4.2048e-09 | 0.00035203 | 8.0746e-05 | 2.0037e-05 | 7.8371e-08 | 0.99981 | 48.0371 | 0.00025802
| Civic Offices | Assembly only services commercial window cleaning suspended platform | 1701055 | 8403378 | 5 | Services equipment | Window cleaner 1m2/minute/3months | Assembly | 1.2006 | Hours | 1 | 44 | 1 | FALSE | 1 | FALSE | 5 | [6 empty] | 10 | B2B3 | 0.064924 | 4.2048e-09 | 0.00035203 | 8.0746e-05 | 2.0037e-05 | 7.8371e-08 | 0.99981 | 48.0371 | 0.00025802
| Civic Offices | Assembly only services commercial window cleaning suspended platform | 1701055 | 8403378 | 5 | Services equipment | Window cleaner 1m2/minute/3months | Assembly | 1.2006 | Hours | 1 | 44 | 1 | FALSE | 1 | FALSE | 5 | [6 empty] | 11 | B2B3 | 0.064924 | 4.2048e-09 | 0.00035203 | 8.0746e-05 | 2.0037e-05 | 7.8371e-08 | 0.99981 | 48.0371 | 0.00025802
| Civic Offices | Assembly only services commercial window cleaning suspended platform | 1701055 | 8403378 | 5 | Services equipment | Window cleaner 1m2/minute/3months | Assembly | 1.2006 | Hours | 1 | 44 | 1 | FALSE | 1 | FALSE | 5 | [6 empty] | 12 | B2B3 | 0.064924 | 4.2048e-09 | 0.00035203 | 8.0746e-05 | 2.0037e-05 | 7.8371e-08 | 0.99981 | 48.0371 | 0.00025802
| Civic Offices | Assembly only services commercial window cleaning suspended platform | 1701055 | 8403378 | 5 | Services equipment | Window cleaner 1m2/minute/3months | Assembly | 1.2006 | Hours | 1 | 44 | 1 | FALSE | 1 | FALSE | 5 | [6 empty] | 13 | B2B3 | 0.064924 | 4.2048e-09 | 0.00035203 | 8.0746e-05 | 2.0037e-05 | 7.8371e-08 | 0.99981 | 48.0371 | 0.00025802
| Civic Offices | Assembly only services commercial window cleaning suspended platform | 1701055 | 8403378 | 5 | Services equipment | Window cleaner 1m2/minute/3months | Assembly | 1.2006 | Hours | 1 | 44 | 1 | FALSE | 1 | FALSE | 5 | [6 empty] | 14 | B2B3 | 0.064924 | 4.2048e-09 | 0.00035203 | 8.0746e-05 | 2.0037e-05 | 7.8371e-08 | 0.99981 | 48.0371 | 0.00025802
| Civic Offices | Assembly only services commercial window cleaning suspended platform | 1701055 | 8403378 | 5 | Services equipment | Window cleaner 1m2/minute/3months | Assembly | 1.2006 | Hours | 1 | 44 | 1 | FALSE | 1 | FALSE | 5 | [6 empty] | 15 | B2B3 | 0.064924 | 4.2048e-09 | 0.00035203 | 8.0746e-05 | 2.0037e-05 | 7.8371e-08 | 0.99981 | 48.0371 | 0.00025802
| Civic Offices | Assembly only services commercial window cleaning suspended platform | 1701055 | 8403378 | 5 | Services equipment | Window cleaner 1m2/minute/3months | Assembly | 1.2006 | Hours | 1 | 44 | 1 | FALSE | 1 | FALSE | 5 | [6 empty] | 16 | B2B3 | 0.064924 | 4.2048e-09 | 0.00035203 | 8.0746e-05 | 2.0037e-05 | 7.8371e-08 | 0.99981 | 48.0371 | 0.00025802
| Civic Offices | Assembly only services commercial window cleaning suspended platform | 1701055 | 8403378 | 5 | Services equipment | Window cleaner 1m2/minute/3months | Assembly | 1.2006 | Hours | 1 | 44 | 1 | FALSE | 1 | FALSE | 5 | [6 empty] | 17 | B2B3 | 0.064924 | 4.2048e-09 | 0.00035203 | 8.0746e-05 | 2.0037e-05 | 7.8371e-08 | 0.99981 | 48.0371 | 0.00025802
| Civic Offices | Assembly only services commercial window cleaning suspended platform | 1701055 | 8403378 | 5 | Services equipment | Window cleaner 1m2/minute/3months | Assembly | 1.2006 | Hours | 1 | 44 | 1 | FALSE | 1 | FALSE | 5 | [6 empty] | 18 | B2B3 | 0.064924 | 4.2048e-09 | 0.00035203 | 8.0746e-05 | 2.0037e-05 | 7.8371e-08 | 0.99981 | 48.0371 | 0.00025802
| Civic Offices | Assembly only services commercial window cleaning suspended platform | 1701055 | 8403378 | 5 | Services equipment | Window cleaner 1m2/minute/3months | Assembly | 1.2006 | Hours | 1 | 44 | 1 | FALSE | 1 | FALSE | 5 | [6 empty] | 19 | B2B3 | 0.064924 | 4.2048e-09 | 0.00035203 | 8.0746e-05 | 2.0037e-05 | 7.8371e-08 | 0.99981 | 48.0371 | 0.00025802
| Civic Offices | Assembly only services commercial window cleaning suspended platform | 1701055 | 8403378 | 5 | Services equipment | Window cleaner 1m2/minute/3months | Assembly | 1.2006 | Hours | 1 | 44 | 1 | FALSE | 1 | FALSE | 5 | [6 empty] | 20 | B2B3 | 0.064924 | 4.2048e-09 | 0.00035203 | 8.0746e-05 | 2.0037e-05 | 7.8371e-08 | 0.99981 | 48.0371 | 0.00025802
| Civic Offices | Assembly only services commercial window cleaning suspended platform | 1701055 | 8403378 | 5 | Services equipment | Window cleaner 1m2/minute/3months | Assembly | 1.2006 | Hours | 1 | 44 | 1 | FALSE | 1 | FALSE | 5 | [6 empty] | 21 | B2B3 | 0.064924 | 4.2048e-09 | 0.00035203 | 8.0746e-05 | 2.0037e-05 | 7.8371e-08 | 0.99981 | 48.0371 | 0.00025802
| Civic Offices | Assembly only services commercial window cleaning suspended platform | 1701055 | 8403378 | 5 | Services equipment | Window cleaner 1m2/minute/3months | Assembly | 1.2006 | Hours | 1 | 44 | 1 | FALSE | 1 | FALSE | 5 | [6 empty] | 22 | B2B3 | 0.064924 | 4.2048e-09 | 0.00035203 | 8.0746e-05 | 2.0037e-05 | 7.8371e-08 | 0.99981 | 48.0371 | 0.00025802
| Civic Offices | Assembly only services commercial window cleaning suspended platform | 1701055 | 8403378 | 5 | Services equipment | Window cleaner 1m2/minute/3months | Assembly | 1.2006 | Hours | 1 | 44 | 1 | FALSE | 1 | FALSE | 5 | [6 empty] | 23 | B2B3 | 0.064924 | 4.2048e-09 | 0.00035203 | 8.0746e-05 | 2.0037e-05 | 7.8371e-08 | 0.99981 | 48.0371 | 0.00025802
| Civic Offices | Assembly only services commercial window cleaning suspended platform | 1701055 | 8403378 | 5 | Services equipment | Window cleaner 1m2/minute/3months | Assembly | 1.2006 | Hours | 1 | 44 | 1 | FALSE | 1 | FALSE | 5 | [6 empty] | 24 | B2B3 | 0.064924 | 4.2048e-09 | 0.00035203 | 8.0746e-05 | 2.0037e-05 | 7.8371e-08 | 0.99981 | 48.0371 | 0.00025802
| Civic Offices | Assembly only services commercial window cleaning suspended platform | 1701055 | 8403378 | 5 | Services equipment | Window cleaner 1m2/minute/3months | Assembly | 1.2006 | Hours | 1 | 44 | 1 | FALSE | 1 | FALSE | 5 | [6 empty] | 25 | B2B3 | 0.064924 | 4.2048e-09 | 0.00035203 | 8.0746e-05 | 2.0037e-05 | 7.8371e-08 | 0.99981 | 48.0371 | 0.00025802
| Civic Offices | Assembly only services commercial window cleaning suspended platform | 1701055 | 8403378 | 5 | Services equipment | Window cleaner 1m2/minute/3months | Assembly | 1.2006 | Hours | 1 | 44 | 1 | FALSE | 1 | FALSE | 5 | [6 empty] | 26 | B2B3 | 0.064924 | 4.2048e-09 | 0.00035203 | 8.0746e-05 | 2.0037e-05 | 7.8371e-08 | 0.99981 | 48.0371 | 0.00025802
| Civic Offices | Assembly only services commercial window cleaning suspended platform | 1701055 | 8403378 | 5 | Services equipment | Window cleaner 1m2/minute/3months | Assembly | 1.2006 | Hours | 1 | 44 | 1 | FALSE | 1 | FALSE | 5 | [6 empty] | 27 | B2B3 | 0.064924 | 4.2048e-09 | 0.00035203 | 8.0746e-05 | 2.0037e-05 | 7.8371e-08 | 0.99981 | 48.0371 | 0.00025802
| Civic Offices | Assembly only services commercial window cleaning suspended platform | 1701055 | 8403378 | 5 | Services equipment | Window cleaner 1m2/minute/3months | Assembly | 1.2006 | Hours | 1 | 44 | 1 | FALSE | 1 | FALSE | 5 | [6 empty] | 28 | B2B3 | 0.064924 | 4.2048e-09 | 0.00035203 | 8.0746e-05 | 2.0037e-05 | 7.8371e-08 | 0.99981 | 48.0371 | 0.00025802
| Civic Offices | Assembly only services commercial window cleaning suspended platform | 1701055 | 8403378 | 5 | Services equipment | Window cleaner 1m2/minute/3months | Assembly | 1.2006 | Hours | 1 | 44 | 1 | FALSE | 1 | FALSE | 5 | [6 empty] | 29 | B2B3 | 0.064924 | 4.2048e-09 | 0.00035203 | 8.0746e-05 | 2.0037e-05 | 7.8371e-08 | 0.99981 | 48.0371 | 0.00025802
| Civic Offices | Assembly only services commercial window cleaning suspended platform | 1701055 | 8403378 | 5 | Services equipment | Window cleaner 1m2/minute/3months | Assembly | 1.2006 | Hours | 1 | 44 | 1 | FALSE | 1 | FALSE | 5 | [6 empty] | 30 | B2B3 | 0.064924 | 4.2048e-09 | 0.00035203 | 8.0746e-05 | 2.0037e-05 | 7.8371e-08 | 0.99981 | 48.0371 | 0.00025802
| Civic Offices | Assembly only services commercial window cleaning suspended platform | 1701055 | 8403378 | 5 | Services equipment | Window cleaner 1m2/minute/3months | Assembly | 1.2006 | Hours | 1 | 44 | 1 | FALSE | 1 | FALSE | 5 | [6 empty] | 31 | B2B3 | 0.064924 | 4.2048e-09 | 0.00035203 | 8.0746e-05 | 2.0037e-05 | 7.8371e-08 | 0.99981 | 48.0371 | 0.00025802
| Civic Offices | Assembly only services commercial window cleaning suspended platform | 1701055 | 8403378 | 5 | Services equipment | Window cleaner 1m2/minute/3months | Assembly | 1.2006 | Hours | 1 | 44 | 1 | FALSE | 1 | FALSE | 5 | [6 empty] | 32 | B2B3 | 0.064924 | 4.2048e-09 | 0.00035203 | 8.0746e-05 | 2.0037e-05 | 7.8371e-08 | 0.99981 | 48.0371 | 0.00025802
| Civic Offices | Assembly only services commercial window cleaning suspended platform | 1701055 | 8403378 | 5 | Services equipment | Window cleaner 1m2/minute/3months | Assembly | 1.2006 | Hours | 1 | 44 | 1 | FALSE | 1 | FALSE | 5 | [6 empty] | 33 | B2B3 | 0.064924 | 4.2048e-09 | 0.00035203 | 8.0746e-05 | 2.0037e-05 | 7.8371e-08 | 0.99981 | 48.0371 | 0.00025802
| Civic Offices | Assembly only services commercial window cleaning suspended platform | 1701055 | 8403378 | 5 | Services equipment | Window cleaner 1m2/minute/3months | Assembly | 1.2006 | Hours | 1 | 44 | 1 | FALSE | 1 | FALSE | 5 | [6 empty] | 34 | B2B3 | 0.064924 | 4.2048e-09 | 0.00035203 | 8.0746e-05 | 2.0037e-05 | 7.8371e-08 | 0.99981 | 48.0371 | 0.00025802
| Civic Offices | Assembly only services commercial window cleaning suspended platform | 1701055 | 8403378 | 5 | Services equipment | Window cleaner 1m2/minute/3months | Assembly | 1.2006 | Hours | 1 | 44 | 1 | FALSE | 1 | FALSE | 5 | [6 empty] | 35 | B2B3 | 0.064924 | 4.2048e-09 | 0.00035203 | 8.0746e-05 | 2.0037e-05 | 7.8371e-08 | 0.99981 | 48.0371 | 0.00025802
| Civic Offices | Assembly only services commercial window cleaning suspended platform | 1701055 | 8403378 | 5 | Services equipment | Window cleaner 1m2/minute/3months | Assembly | 1.2006 | Hours | 1 | 44 | 1 | FALSE | 1 | FALSE | 5 | [6 empty] | 36 | B2B3 | 0.064924 | 4.2048e-09 | 0.00035203 | 8.0746e-05 | 2.0037e-05 | 7.8371e-08 | 0.99981 | 48.0371 | 0.00025802
| Civic Offices | Assembly only services commercial window cleaning suspended platform | 1701055 | 8403378 | 5 | Services equipment | Window cleaner 1m2/minute/3months | Assembly | 1.2006 | Hours | 1 | 44 | 1 | FALSE | 1 | FALSE | 5 | [6 empty] | 37 | B2B3 | 0.064924 | 4.2048e-09 | 0.00035203 | 8.0746e-05 | 2.0037e-05 | 7.8371e-08 | 0.99981 | 48.0371 | 0.00025802
| Civic Offices | Assembly only services commercial window cleaning suspended platform | 1701055 | 8403378 | 5 | Services equipment | Window cleaner 1m2/minute/3months | Assembly | 1.2006 | Hours | 1 | 44 | 1 | FALSE | 1 | FALSE | 5 | [6 empty] | 38 | B2B3 | 0.064924 | 4.2048e-09 | 0.00035203 | 8.0746e-05 | 2.0037e-05 | 7.8371e-08 | 0.99981 | 48.0371 | 0.00025802
| Civic Offices | Assembly only services commercial window cleaning suspended platform | 1701055 | 8403378 | 5 | Services equipment | Window cleaner 1m2/minute/3months | Assembly | 1.2006 | Hours | 1 | 44 | 1 | FALSE | 1 | FALSE | 5 | [6 empty] | 39 | B2B3 | 0.064924 | 4.2048e-09 | 0.00035203 | 8.0746e-05 | 2.0037e-05 | 7.8371e-08 | 0.99981 | 48.0371 | 0.00025802
| Civic Offices | Assembly only services commercial window cleaning suspended platform | 1701055 | 8403378 | 5 | Services equipment | Window cleaner 1m2/minute/3months | Assembly | 1.2006 | Hours | 1 | 44 | 1 | FALSE | 1 | FALSE | 5 | [6 empty] | 40 | B2B3 | 0.064924 | 4.2048e-09 | 0.00035203 | 8.0746e-05 | 2.0037e-05 | 7.8371e-08 | 0.99981 | 48.0371 | 0.00025802
| Civic Offices | Assembly only services commercial window cleaning suspended platform | 1701055 | 8403378 | 5 | Services equipment | Window cleaner 1m2/minute/3months | Assembly | 1.2006 | Hours | 1 | 44 | 1 | FALSE | 1 | FALSE | 5 | [6 empty] | 41 | B2B3 | 0.064924 | 4.2048e-09 | 0.00035203 | 8.0746e-05 | 2.0037e-05 | 7.8371e-08 | 0.99981 | 48.0371 | 0.00025802
| Civic Offices | Assembly only services commercial window cleaning suspended platform | 1701055 | 8403378 | 5 | Services equipment | Window cleaner 1m2/minute/3months | Assembly | 1.2006 | Hours | 1 | 44 | 1 | FALSE | 1 | FALSE | 5 | [6 empty] | 42 | B2B3 | 0.064924 | 4.2048e-09 | 0.00035203 | 8.0746e-05 | 2.0037e-05 | 7.8371e-08 | 0.99981 | 48.0371 | 0.00025802
| Civic Offices | Assembly only services commercial window cleaning suspended platform | 1701055 | 8403378 | 5 | Services equipment | Window cleaner 1m2/minute/3months | Assembly | 1.2006 | Hours | 1 | 44 | 1 | FALSE | 1 | FALSE | 5 | [6 empty] | 43 | B2B3 | 0.064924 | 4.2048e-09 | 0.00035203 | 8.0746e-05 | 2.0037e-05 | 7.8371e-08 | 0.99981 | 48.0371 | 0.00025802
| Civic Offices | Assembly only services commercial window cleaning suspended platform | 1701055 | 8403378 | 5 | Services equipment | Window cleaner 1m2/minute/3months | Assembly | 1.2006 | Hours | 1 | 44 | 1 | FALSE | 1 | FALSE | 5 | [6 empty] | 44 | B2B3 | 0.064924 | 4.2048e-09 | 0.00035203 | 8.0746e-05 | 2.0037e-05 | 7.8371e-08 | 0.99981 | 48.0371 | 0.00025802
| Civic Offices | Assembly only services commercial window cleaning suspended platform | 1701055 | 8403378 | 5 | Services equipment | Window cleaner 1m2/minute/3months | Assembly | 1.2006 | Hours | 1 | 44 | 1 | FALSE | 1 | FALSE | 5 | [6 empty] | 45 | B2B3 | 0.064924 | 4.2048e-09 | 0.00035203 | 8.0746e-05 | 2.0037e-05 | 7.8371e-08 | 0.99981 | 48.0371 | 0.00025802
| Civic Offices | Assembly only services commercial window cleaning suspended platform | 1701055 | 8403378 | 5 | Services equipment | Window cleaner 1m2/minute/3months | Assembly | 1.2006 | Hours | 1 | 44 | 1 | FALSE | 1 | FALSE | 5 | [6 empty] | 46 | B2B3 | 0.064924 | 4.2048e-09 | 0.00035203 | 8.0746e-05 | 2.0037e-05 | 7.8371e-08 | 0.99981 | 48.0371 | 0.00025802
| Civic Offices | Assembly only services commercial window cleaning suspended platform | 1701055 | 8403378 | 5 | Services equipment | Window cleaner 1m2/minute/3months | Assembly | 1.2006 | Hours | 1 | 44 | 1 | FALSE | 1 | FALSE | 5 | [6 empty] | 47 | B2B3 | 0.064924 | 4.2048e-09 | 0.00035203 | 8.0746e-05 | 2.0037e-05 | 7.8371e-08 | 0.99981 | 48.0371 | 0.00025802
| Civic Offices | Assembly only services commercial window cleaning suspended platform | 1701055 | 8403378 | 5 | Services equipment | Window cleaner 1m2/minute/3months | Assembly | 1.2006 | Hours | 1 | 44 | 1 | FALSE | 1 | FALSE | 5 | [6 empty] | 48 | B2B3 | 0.064924 | 4.2048e-09 | 0.00035203 | 8.0746e-05 | 2.0037e-05 | 7.8371e-08 | 0.99981 | 48.0371 | 0.00025802
| Civic Offices | Assembly only services commercial window cleaning suspended platform | 1701055 | 8403378 | 5 | Services equipment | Window cleaner 1m2/minute/3months | Assembly | 1.2006 | Hours | 1 | 44 | 1 | FALSE | 1 | FALSE | 5 | [6 empty] | 49 | B2B3 | 0.064924 | 4.2048e-09 | 0.00035203 | 8.0746e-05 | 2.0037e-05 | 7.8371e-08 | 0.99981 | 48.0371 | 0.00025802
| Civic Offices | Assembly only services commercial window cleaning suspended platform | 1701055 | 8403378 | 5 | Services equipment | Window cleaner 1m2/minute/3months | Assembly | 1.2006 | Hours | 1 | 44 | 1 | FALSE | 1 | FALSE | 5 | [6 empty] | 50 | B2B3 | 0.064924 | 4.2048e-09 | 0.00035203 | 8.0746e-05 | 2.0037e-05 | 7.8371e-08 | 0.99981 | 48.0371 | 0.00025802
| Civic Offices | Assembly only services commercial window cleaning suspended platform | 1701055 | 8403378 | 5 | Services equipment | Window cleaner 1m2/minute/3months | Assembly | 1.2006 | Hours | 1 | 44 | 1 | FALSE | 1 | FALSE | 5 | [6 empty] | 51 | B2B3 | 0.064924 | 4.2048e-09 | 0.00035203 | 8.0746e-05 | 2.0037e-05 | 7.8371e-08 | 0.99981 | 48.0371 | 0.00025802
| Civic Offices | Assembly only services commercial window cleaning suspended platform | 1701055 | 8403378 | 5 | Services equipment | Window cleaner 1m2/minute/3months | Assembly | 1.2006 | Hours | 1 | 44 | 1 | FALSE | 1 | FALSE | 5 | [6 empty] | 52 | B2B3 | 0.064924 | 4.2048e-09 | 0.00035203 | 8.0746e-05 | 2.0037e-05 | 7.8371e-08 | 0.99981 | 48.0371 | 0.00025802
| Civic Offices | Assembly only services commercial window cleaning suspended platform | 1701055 | 8403378 | 5 | Services equipment | Window cleaner 1m2/minute/3months | Assembly | 1.2006 | Hours | 1 | 44 | 1 | FALSE | 1 | FALSE | 5 | [6 empty] | 53 | B2B3 | 0.064924 | 4.2048e-09 | 0.00035203 | 8.0746e-05 | 2.0037e-05 | 7.8371e-08 | 0.99981 | 48.0371 | 0.00025802
| Civic Offices | Assembly only services commercial window cleaning suspended platform | 1701055 | 8403378 | 5 | Services equipment | Window cleaner 1m2/minute/3months | Assembly | 1.2006 | Hours | 1 | 44 | 1 | FALSE | 1 | FALSE | 5 | [6 empty] | 54 | B2B3 | 0.064924 | 4.2048e-09 | 0.00035203 | 8.0746e-05 | 2.0037e-05 | 7.8371e-08 | 0.99981 | 48.0371 | 0.00025802
| Civic Offices | Assembly only services commercial window cleaning suspended platform | 1701055 | 8403378 | 5 | Services equipment | Window cleaner 1m2/minute/3months | Assembly | 1.2006 | Hours | 1 | 44 | 1 | FALSE | 1 | FALSE | 5 | [6 empty] | 55 | B2B3 | 0.064924 | 4.2048e-09 | 0.00035203 | 8.0746e-05 | 2.0037e-05 | 7.8371e-08 | 0.99981 | 48.0371 | 0.00025802
| Civic Offices | Assembly only services commercial window cleaning suspended platform | 1701055 | 8403378 | 5 | Services equipment | Window cleaner 1m2/minute/3months | Assembly | 1.2006 | Hours | 1 | 44 | 1 | FALSE | 1 | FALSE | 5 | [6 empty] | 56 | B2B3 | 0.064924 | 4.2048e-09 | 0.00035203 | 8.0746e-05 | 2.0037e-05 | 7.8371e-08 | 0.99981 | 48.0371 | 0.00025802
| Civic Offices | Assembly only services commercial window cleaning suspended platform | 1701055 | 8403378 | 5 | Services equipment | Window cleaner 1m2/minute/3months | Assembly | 1.2006 | Hours | 1 | 44 | 1 | FALSE | 1 | FALSE | 5 | [6 empty] | 57 | B2B3 | 0.064924 | 4.2048e-09 | 0.00035203 | 8.0746e-05 | 2.0037e-05 | 7.8371e-08 | 0.99981 | 48.0371 | 0.00025802
| Civic Offices | Assembly only services commercial window cleaning suspended platform | 1701055 | 8403378 | 5 | Services equipment | Window cleaner 1m2/minute/3months | Assembly | 1.2006 | Hours | 1 | 44 | 1 | FALSE | 1 | FALSE | 5 | [6 empty] | 58 | B2B3 | 0.064924 | 4.2048e-09 | 0.00035203 | 8.0746e-05 | 2.0037e-05 | 7.8371e-08 | 0.99981 | 48.0371 | 0.00025802
| Civic Offices | Assembly only services commercial window cleaning suspended platform | 1701055 | 8403378 | 5 | Services equipment | Window cleaner 1m2/minute/3months | Assembly | 1.2006 | Hours | 1 | 44 | 1 | FALSE | 1 | FALSE | 5 | [6 empty] | 59 | B2B3 | 0.064924 | 4.2048e-09 | 0.00035203 | 8.0746e-05 | 2.0037e-05 | 7.8371e-08 | 0.99981 | 48.0371 | 0.00025802
| Civic Offices | Assembly only services commercial window cleaning suspended platform | 1701055 | 8403378 | 5 | Services equipment | Window cleaner 1m2/minute/3months | Assembly | 1.2006 | Hours | 1 | 44 | 1 | FALSE | 1 | FALSE | 5 | [6 empty] | 60 | B2B3 | 0.064924 | 4.2048e-09 | 0.00035203 | 8.0746e-05 | 2.0037e-05 | 7.8371e-08 | 0.99981 | 48.0371 | 0.00025802
| Civic Offices | Assembly only install windows commercial | 1701056 | 8403379 | 2.6 | Windows and external doors | Install windows | Assembly | 27 | Hours | 20 | 44 | 1 | FALSE | 1 | FALSE | 1 | [6 empty] | 0 | A5 | 1.4601 | 9.4561e-08 | 0.0079166 | 0.0018159 | 0.0004506 | 1.7625e-06 | 22.4845 | 1080.2954 | 0.0058026
| Civic Offices | Assembly only install windows commercial | 1701056 | 8403379 | 2.6 | Windows and external doors | Install windows | Assembly | 27 | Hours | 20 | 44 | 1 | FALSE | 1 | FALSE | 1 | [6 empty] | 0 | A4 | 0 | 0 | 0 | 0 | 0 | 0 | 0 | 0 | 0
| Civic Offices | Assembly only install windows commercial | 1701056 | 8403379 | 2.6 | Windows and external doors | Install windows | Assembly | 27 | Hours | 20 | 44 | 1 | FALSE | 1 | FALSE | 1 | [6 empty] | 20 | B4B5 | 1.4601 | 9.4561e-08 | 0.0079166 | 0.0018159 | 0.0004506 | 1.7625e-06 | 22.4845 | 1080.2954 | 0.0058026
| Civic Offices | Assembly only install windows commercial | 1701056 | 8403379 | 2.6 | Windows and external doors | Install windows | Assembly | 27 | Hours | 20 | 44 | 1 | FALSE | 1 | FALSE | 1 | [6 empty] | 40 | B4B5 | 1.4601 | 9.4561e-08 | 0.0079166 | 0.0018159 | 0.0004506 | 1.7625e-06 | 22.4845 | 1080.2954 | 0.0058026
| Civic Offices | Assembly only install windows commercial | 1701056 | 8403380 | 2.6 | Windows and external doors | Install windows | Assembly | 3.6 | Hours | 40 | 44 | 1 | FALSE | 1 | FALSE | 1 | [6 empty] | 0 | A5 | 295.4033 | 5.4252e-05 | 2.2598 | 0.56215 | 0.38851 | 0.00010131 | 4257.4827 | 2374.5188 | 1.3963
| Civic Offices | Assembly only install windows commercial | 1701056 | 8403380 | 2.6 | Windows and external doors | Install windows | Assembly | 3.6 | Hours | 40 | 44 | 1 | FALSE | 1 | FALSE | 1 | [6 empty] | 0 | A4 | 108.6825 | 2.0005e-05 | 0.36342 | 0.095888 | 0.063399 | 0.00028623 | 1641.3218 | 202.7924 | 0.45028
| Civic Offices | Assembly only install windows commercial | 1701056 | 8403380 | 2.6 | Windows and external doors | Install windows | Assembly | 3.6 | Hours | 40 | 44 | 1 | FALSE | 1 | FALSE | 1 | [6 empty] | 40 | B4B5 | 404.0857 | 7.4257e-05 | 2.6232 | 0.65804 | 0.45191 | 0.00038754 | 5898.8044 | 2577.3112 | 1.8466
| Civic Offices | Assembly only install windows commercial | 1701056 | 8403381 | 2 | Superstructure | maintenance check windows | Assembly | 1.8 | Hours | 5 | 44 | 1 | FALSE | 1 | FALSE | 3 | [6 empty] | 5 | B2B3 | 0.097338 | 6.304e-09 | 0.00052778 | 0.00012106 | 3.004e-05 | 1.175e-07 | 1.499 | 72.0197 | 0.00038684
| Civic Offices | Assembly only install windows commercial | 1701056 | 8403381 | 2 | Superstructure | maintenance check windows | Assembly | 1.8 | Hours | 5 | 44 | 1 | FALSE | 1 | FALSE | 3 | [6 empty] | 10 | B2B3 | 0.097338 | 6.304e-09 | 0.00052778 | 0.00012106 | 3.004e-05 | 1.175e-07 | 1.499 | 72.0197 | 0.00038684
| Civic Offices | Assembly only install windows commercial | 1701056 | 8403381 | 2 | Superstructure | maintenance check windows | Assembly | 1.8 | Hours | 5 | 44 | 1 | FALSE | 1 | FALSE | 3 | [6 empty] | 15 | B2B3 | 0.097338 | 6.304e-09 | 0.00052778 | 0.00012106 | 3.004e-05 | 1.175e-07 | 1.499 | 72.0197 | 0.00038684
| Civic Offices | Assembly only install windows commercial | 1701056 | 8403381 | 2 | Superstructure | maintenance check windows | Assembly | 1.8 | Hours | 5 | 44 | 1 | FALSE | 1 | FALSE | 3 | [6 empty] | 20 | B2B3 | 0.097338 | 6.304e-09 | 0.00052778 | 0.00012106 | 3.004e-05 | 1.175e-07 | 1.499 | 72.0197 | 0.00038684
| Civic Offices | Assembly only install windows commercial | 1701056 | 8403381 | 2 | Superstructure | maintenance check windows | Assembly | 1.8 | Hours | 5 | 44 | 1 | FALSE | 1 | FALSE | 3 | [6 empty] | 25 | B2B3 | 0.097338 | 6.304e-09 | 0.00052778 | 0.00012106 | 3.004e-05 | 1.175e-07 | 1.499 | 72.0197 | 0.00038684
| Civic Offices | Assembly only install windows commercial | 1701056 | 8403381 | 2 | Superstructure | maintenance check windows | Assembly | 1.8 | Hours | 5 | 44 | 1 | FALSE | 1 | FALSE | 3 | [6 empty] | 30 | B2B3 | 0.097338 | 6.304e-09 | 0.00052778 | 0.00012106 | 3.004e-05 | 1.175e-07 | 1.499 | 72.0197 | 0.00038684
| Civic Offices | Assembly only install windows commercial | 1701056 | 8403381 | 2 | Superstructure | maintenance check windows | Assembly | 1.8 | Hours | 5 | 44 | 1 | FALSE | 1 | FALSE | 3 | [6 empty] | 35 | B2B3 | 0.097338 | 6.304e-09 | 0.00052778 | 0.00012106 | 3.004e-05 | 1.175e-07 | 1.499 | 72.0197 | 0.00038684
| Civic Offices | Assembly only install windows commercial | 1701056 | 8403381 | 2 | Superstructure | maintenance check windows | Assembly | 1.8 | Hours | 5 | 44 | 1 | FALSE | 1 | FALSE | 3 | [6 empty] | 40 | B2B3 | 0.097338 | 6.304e-09 | 0.00052778 | 0.00012106 | 3.004e-05 | 1.175e-07 | 1.499 | 72.0197 | 0.00038684
| Civic Offices | Assembly only install windows commercial | 1701056 | 8403381 | 2 | Superstructure | maintenance check windows | Assembly | 1.8 | Hours | 5 | 44 | 1 | FALSE | 1 | FALSE | 3 | [6 empty] | 45 | B2B3 | 0.097338 | 6.304e-09 | 0.00052778 | 0.00012106 | 3.004e-05 | 1.175e-07 | 1.499 | 72.0197 | 0.00038684
| Civic Offices | Assembly only install windows commercial | 1701056 | 8403381 | 2 | Superstructure | maintenance check windows | Assembly | 1.8 | Hours | 5 | 44 | 1 | FALSE | 1 | FALSE | 3 | [6 empty] | 50 | B2B3 | 0.097338 | 6.304e-09 | 0.00052778 | 0.00012106 | 3.004e-05 | 1.175e-07 | 1.499 | 72.0197 | 0.00038684
| Civic Offices | Assembly only install windows commercial | 1701056 | 8403381 | 2 | Superstructure | maintenance check windows | Assembly | 1.8 | Hours | 5 | 44 | 1 | FALSE | 1 | FALSE | 3 | [6 empty] | 55 | B2B3 | 0.097338 | 6.304e-09 | 0.00052778 | 0.00012106 | 3.004e-05 | 1.175e-07 | 1.499 | 72.0197 | 0.00038684
| Civic Offices | Assembly only install windows commercial | 1701056 | 8403381 | 2 | Superstructure | maintenance check windows | Assembly | 1.8 | Hours | 5 | 44 | 1 | FALSE | 1 | FALSE | 3 | [6 empty] | 60 | B2B3 | 0.097338 | 6.304e-09 | 0.00052778 | 0.00012106 | 3.004e-05 | 1.175e-07 | 1.499 | 72.0197 | 0.00038684
| Civic Offices | Ceiling framing (MF) steel grid | 1701058 | 8403383 | 3.3 | Ceiling finishes | Install steel frame | Assembly | 5.6364 | Hours | 25 | 44 | 1 | FALSE | 1 | FALSE | 1 | [6 empty] | 0 | A5 | 0.3048 | 1.974e-08 | 0.0016526 | 0.00037908 | 9.4065e-05 | 3.6792e-07 | 4.6938 | 225.5177 | 0.0012113
| Civic Offices | Ceiling framing (MF) steel grid | 1701058 | 8403383 | 3.3 | Ceiling finishes | Install steel frame | Assembly | 5.6364 | Hours | 25 | 44 | 1 | FALSE | 1 | FALSE | 1 | [6 empty] | 0 | A4 | 0 | 0 | 0 | 0 | 0 | 0 | 0 | 0 | 0
| Civic Offices | Ceiling framing (MF) steel grid | 1701058 | 8403383 | 3.3 | Ceiling finishes | Install steel frame | Assembly | 5.6364 | Hours | 25 | 44 | 1 | FALSE | 1 | FALSE | 1 | [6 empty] | 25 | B4B5 | 0.3048 | 1.974e-08 | 0.0016526 | 0.00037908 | 9.4065e-05 | 3.6792e-07 | 4.6938 | 225.5177 | 0.0012113
| Civic Offices | Ceiling framing (MF) steel grid | 1701058 | 8403383 | 3.3 | Ceiling finishes | Install steel frame | Assembly | 5.6364 | Hours | 25 | 44 | 1 | FALSE | 1 | FALSE | 1 | [6 empty] | 50 | B4B5 | 0.3048 | 1.974e-08 | 0.0016526 | 0.00037908 | 9.4065e-05 | 3.6792e-07 | 4.6938 | 225.5177 | 0.0012113
| Civic Offices | Ceiling lining laminate tile (PVC/vinyl) | 1701059 | 8403385 | 3 | Internal finishes | install tile | Assembly | 39.6 | Hours | 15 | 44 | 1 | FALSE | 1 | FALSE | 1 | [6 empty] | 0 | A5 | 2.1414 | 1.3869e-07 | 0.011611 | 0.0026633 | 0.00066088 | 2.5849e-06 | 32.9772 | 1584.4333 | 0.0085105
| Civic Offices | Ceiling lining laminate tile (PVC/vinyl) | 1701059 | 8403385 | 3 | Internal finishes | install tile | Assembly | 39.6 | Hours | 15 | 44 | 1 | FALSE | 1 | FALSE | 1 | [6 empty] | 0 | A4 | 0 | 0 | 0 | 0 | 0 | 0 | 0 | 0 | 0
| Civic Offices | Ceiling lining laminate tile (PVC/vinyl) | 1701059 | 8403385 | 3 | Internal finishes | install tile | Assembly | 39.6 | Hours | 15 | 44 | 1 | FALSE | 1 | FALSE | 1 | [6 empty] | 15 | B4B5 | 2.1414 | 1.3869e-07 | 0.011611 | 0.0026633 | 0.00066088 | 2.5849e-06 | 32.9772 | 1584.4333 | 0.0085105
| Civic Offices | Ceiling lining laminate tile (PVC/vinyl) | 1701059 | 8403385 | 3 | Internal finishes | install tile | Assembly | 39.6 | Hours | 15 | 44 | 1 | FALSE | 1 | FALSE | 1 | [6 empty] | 30 | B4B5 | 2.1414 | 1.3869e-07 | 0.011611 | 0.0026633 | 0.00066088 | 2.5849e-06 | 32.9772 | 1584.4333 | 0.0085105
| Civic Offices | Ceiling lining laminate tile (PVC/vinyl) | 1701059 | 8403385 | 3 | Internal finishes | install tile | Assembly | 39.6 | Hours | 15 | 44 | 1 | FALSE | 1 | FALSE | 1 | [6 empty] | 45 | B4B5 | 2.1414 | 1.3869e-07 | 0.011611 | 0.0026633 | 0.00066088 | 2.5849e-06 | 32.9772 | 1584.4333 | 0.0085105
| Civic Offices | Glazed partition | 1701061 | 8403387 | 3.1 | Wall finishes | install | Assembly | 7.8 | Hours | 15 | 44 | 1 | FALSE | 1 | FALSE | 1 | [6 empty] | 0 | A5 | 0.4218 | 2.7318e-08 | 0.002287 | 0.00052459 | 0.00013017 | 5.0915e-07 | 6.4955 | 312.0853 | 0.0016763
| Civic Offices | Glazed partition | 1701061 | 8403387 | 3.1 | Wall finishes | install | Assembly | 7.8 | Hours | 15 | 44 | 1 | FALSE | 1 | FALSE | 1 | [6 empty] | 0 | A4 | 0 | 0 | 0 | 0 | 0 | 0 | 0 | 0 | 0
| Civic Offices | Glazed partition | 1701061 | 8403387 | 3.1 | Wall finishes | install | Assembly | 7.8 | Hours | 15 | 44 | 1 | FALSE | 1 | FALSE | 1 | [6 empty] | 15 | B4B5 | 0.4218 | 2.7318e-08 | 0.002287 | 0.00052459 | 0.00013017 | 5.0915e-07 | 6.4955 | 312.0853 | 0.0016763
| Civic Offices | Glazed partition | 1701061 | 8403387 | 3.1 | Wall finishes | install | Assembly | 7.8 | Hours | 15 | 44 | 1 | FALSE | 1 | FALSE | 1 | [6 empty] | 30 | B4B5 | 0.4218 | 2.7318e-08 | 0.002287 | 0.00052459 | 0.00013017 | 5.0915e-07 | 6.4955 | 312.0853 | 0.0016763
| Civic Offices | Glazed partition | 1701061 | 8403387 | 3.1 | Wall finishes | install | Assembly | 7.8 | Hours | 15 | 44 | 1 | FALSE | 1 | FALSE | 1 | [6 empty] | 45 | B4B5 | 0.4218 | 2.7318e-08 | 0.002287 | 0.00052459 | 0.00013017 | 5.0915e-07 | 6.4955 | 312.0853 | 0.0016763
| Civic Offices | Fittings Hardood hand rail 50mm | 1701062 | 8403389 | 4 | Fittings, furnishings and equipment | install | Assembly | 4.94 | Hours | 80 | 44 | 1 | FALSE | 1 | FALSE | 1 | [6 empty] | 0 | A5 | 0.26714 | 1.7301e-08 | 0.0014485 | 0.00033224 | 8.2443e-05 | 3.2246e-07 | 4.1138 | 197.6541 | 0.0010617
| Civic Offices | Fittings Hardood hand rail 50mm | 1701062 | 8403389 | 4 | Fittings, furnishings and equipment | install | Assembly | 4.94 | Hours | 80 | 44 | 1 | FALSE | 1 | FALSE | 1 | [6 empty] | 0 | A4 | 0 | 0 | 0 | 0 | 0 | 0 | 0 | 0 | 0
| Civic Offices | Windows: details Double glazed aluminium framed (84 nr). (Windows commercial aluminium double glaze) | 1701063 | 8403392 | 2.6 | Windows and external doors | manufacture | Assembly | 5820 | Hours | 40 | 44 | 1 | FALSE | 1 | FALSE | 1 | [6 empty] | 0 | A5 | 1643.57 | 0.00010645 | 8.9116 | 2.0441 | 0.50723 | 0.001984 | 25310.3151 | 34670.5426 | 6.5319
| Civic Offices | Windows: details Double glazed aluminium framed (84 nr). (Windows commercial aluminium double glaze) | 1701063 | 8403392 | 2.6 | Windows and external doors | manufacture | Assembly | 5820 | Hours | 40 | 44 | 1 | FALSE | 1 | FALSE | 1 | [6 empty] | 0 | A4 | 0 | 0 | 0 | 0 | 0 | 0 | 0 | 0 | 0
| Civic Offices | Windows: details Double glazed aluminium framed (84 nr). (Windows commercial aluminium double glaze) | 1701063 | 8403392 | 2.6 | Windows and external doors | manufacture | Assembly | 5820 | Hours | 40 | 44 | 1 | FALSE | 1 | FALSE | 1 | [6 empty] | 40 | B4B5 | 1643.57 | 0.00010645 | 8.9116 | 2.0441 | 0.50723 | 0.001984 | 25310.3151 | 34670.5426 | 6.5319
| Civic Offices | Assembly only services commercial window cleaning suspended platform | 1701064 | 8403395 | 5 | Services equipment | Window cleaner 1m2/minute/3months | Assembly | 25.8796 | Hours | 1 | 44 | 1 | FALSE | 1 | FALSE | 5 | [6 empty] | 1 | B2B3 | 1.3995 | 9.0637e-08 | 0.0075881 | 0.0017405 | 0.0004319 | 1.6893e-06 | 21.5515 | 1035.4672 | 0.0055618
| Civic Offices | Assembly only services commercial window cleaning suspended platform | 1701064 | 8403395 | 5 | Services equipment | Window cleaner 1m2/minute/3months | Assembly | 25.8796 | Hours | 1 | 44 | 1 | FALSE | 1 | FALSE | 5 | [6 empty] | 2 | B2B3 | 1.3995 | 9.0637e-08 | 0.0075881 | 0.0017405 | 0.0004319 | 1.6893e-06 | 21.5515 | 1035.4672 | 0.0055618
| Civic Offices | Assembly only services commercial window cleaning suspended platform | 1701064 | 8403395 | 5 | Services equipment | Window cleaner 1m2/minute/3months | Assembly | 25.8796 | Hours | 1 | 44 | 1 | FALSE | 1 | FALSE | 5 | [6 empty] | 3 | B2B3 | 1.3995 | 9.0637e-08 | 0.0075881 | 0.0017405 | 0.0004319 | 1.6893e-06 | 21.5515 | 1035.4672 | 0.0055618
| Civic Offices | Assembly only services commercial window cleaning suspended platform | 1701064 | 8403395 | 5 | Services equipment | Window cleaner 1m2/minute/3months | Assembly | 25.8796 | Hours | 1 | 44 | 1 | FALSE | 1 | FALSE | 5 | [6 empty] | 4 | B2B3 | 1.3995 | 9.0637e-08 | 0.0075881 | 0.0017405 | 0.0004319 | 1.6893e-06 | 21.5515 | 1035.4672 | 0.0055618
| Civic Offices | Assembly only services commercial window cleaning suspended platform | 1701064 | 8403395 | 5 | Services equipment | Window cleaner 1m2/minute/3months | Assembly | 25.8796 | Hours | 1 | 44 | 1 | FALSE | 1 | FALSE | 5 | [6 empty] | 5 | B2B3 | 1.3995 | 9.0637e-08 | 0.0075881 | 0.0017405 | 0.0004319 | 1.6893e-06 | 21.5515 | 1035.4672 | 0.0055618
| Civic Offices | Assembly only services commercial window cleaning suspended platform | 1701064 | 8403395 | 5 | Services equipment | Window cleaner 1m2/minute/3months | Assembly | 25.8796 | Hours | 1 | 44 | 1 | FALSE | 1 | FALSE | 5 | [6 empty] | 6 | B2B3 | 1.3995 | 9.0637e-08 | 0.0075881 | 0.0017405 | 0.0004319 | 1.6893e-06 | 21.5515 | 1035.4672 | 0.0055618
| Civic Offices | Assembly only services commercial window cleaning suspended platform | 1701064 | 8403395 | 5 | Services equipment | Window cleaner 1m2/minute/3months | Assembly | 25.8796 | Hours | 1 | 44 | 1 | FALSE | 1 | FALSE | 5 | [6 empty] | 7 | B2B3 | 1.3995 | 9.0637e-08 | 0.0075881 | 0.0017405 | 0.0004319 | 1.6893e-06 | 21.5515 | 1035.4672 | 0.0055618
| Civic Offices | Assembly only services commercial window cleaning suspended platform | 1701064 | 8403395 | 5 | Services equipment | Window cleaner 1m2/minute/3months | Assembly | 25.8796 | Hours | 1 | 44 | 1 | FALSE | 1 | FALSE | 5 | [6 empty] | 8 | B2B3 | 1.3995 | 9.0637e-08 | 0.0075881 | 0.0017405 | 0.0004319 | 1.6893e-06 | 21.5515 | 1035.4672 | 0.0055618
| Civic Offices | Assembly only services commercial window cleaning suspended platform | 1701064 | 8403395 | 5 | Services equipment | Window cleaner 1m2/minute/3months | Assembly | 25.8796 | Hours | 1 | 44 | 1 | FALSE | 1 | FALSE | 5 | [6 empty] | 9 | B2B3 | 1.3995 | 9.0637e-08 | 0.0075881 | 0.0017405 | 0.0004319 | 1.6893e-06 | 21.5515 | 1035.4672 | 0.0055618
| Civic Offices | Assembly only services commercial window cleaning suspended platform | 1701064 | 8403395 | 5 | Services equipment | Window cleaner 1m2/minute/3months | Assembly | 25.8796 | Hours | 1 | 44 | 1 | FALSE | 1 | FALSE | 5 | [6 empty] | 10 | B2B3 | 1.3995 | 9.0637e-08 | 0.0075881 | 0.0017405 | 0.0004319 | 1.6893e-06 | 21.5515 | 1035.4672 | 0.0055618
| Civic Offices | Assembly only services commercial window cleaning suspended platform | 1701064 | 8403395 | 5 | Services equipment | Window cleaner 1m2/minute/3months | Assembly | 25.8796 | Hours | 1 | 44 | 1 | FALSE | 1 | FALSE | 5 | [6 empty] | 11 | B2B3 | 1.3995 | 9.0637e-08 | 0.0075881 | 0.0017405 | 0.0004319 | 1.6893e-06 | 21.5515 | 1035.4672 | 0.0055618
| Civic Offices | Assembly only services commercial window cleaning suspended platform | 1701064 | 8403395 | 5 | Services equipment | Window cleaner 1m2/minute/3months | Assembly | 25.8796 | Hours | 1 | 44 | 1 | FALSE | 1 | FALSE | 5 | [6 empty] | 12 | B2B3 | 1.3995 | 9.0637e-08 | 0.0075881 | 0.0017405 | 0.0004319 | 1.6893e-06 | 21.5515 | 1035.4672 | 0.0055618
| Civic Offices | Assembly only services commercial window cleaning suspended platform | 1701064 | 8403395 | 5 | Services equipment | Window cleaner 1m2/minute/3months | Assembly | 25.8796 | Hours | 1 | 44 | 1 | FALSE | 1 | FALSE | 5 | [6 empty] | 13 | B2B3 | 1.3995 | 9.0637e-08 | 0.0075881 | 0.0017405 | 0.0004319 | 1.6893e-06 | 21.5515 | 1035.4672 | 0.0055618
| Civic Offices | Assembly only services commercial window cleaning suspended platform | 1701064 | 8403395 | 5 | Services equipment | Window cleaner 1m2/minute/3months | Assembly | 25.8796 | Hours | 1 | 44 | 1 | FALSE | 1 | FALSE | 5 | [6 empty] | 14 | B2B3 | 1.3995 | 9.0637e-08 | 0.0075881 | 0.0017405 | 0.0004319 | 1.6893e-06 | 21.5515 | 1035.4672 | 0.0055618
| Civic Offices | Assembly only services commercial window cleaning suspended platform | 1701064 | 8403395 | 5 | Services equipment | Window cleaner 1m2/minute/3months | Assembly | 25.8796 | Hours | 1 | 44 | 1 | FALSE | 1 | FALSE | 5 | [6 empty] | 15 | B2B3 | 1.3995 | 9.0637e-08 | 0.0075881 | 0.0017405 | 0.0004319 | 1.6893e-06 | 21.5515 | 1035.4672 | 0.0055618
| Civic Offices | Assembly only services commercial window cleaning suspended platform | 1701064 | 8403395 | 5 | Services equipment | Window cleaner 1m2/minute/3months | Assembly | 25.8796 | Hours | 1 | 44 | 1 | FALSE | 1 | FALSE | 5 | [6 empty] | 16 | B2B3 | 1.3995 | 9.0637e-08 | 0.0075881 | 0.0017405 | 0.0004319 | 1.6893e-06 | 21.5515 | 1035.4672 | 0.0055618
| Civic Offices | Assembly only services commercial window cleaning suspended platform | 1701064 | 8403395 | 5 | Services equipment | Window cleaner 1m2/minute/3months | Assembly | 25.8796 | Hours | 1 | 44 | 1 | FALSE | 1 | FALSE | 5 | [6 empty] | 17 | B2B3 | 1.3995 | 9.0637e-08 | 0.0075881 | 0.0017405 | 0.0004319 | 1.6893e-06 | 21.5515 | 1035.4672 | 0.0055618
| Civic Offices | Assembly only services commercial window cleaning suspended platform | 1701064 | 8403395 | 5 | Services equipment | Window cleaner 1m2/minute/3months | Assembly | 25.8796 | Hours | 1 | 44 | 1 | FALSE | 1 | FALSE | 5 | [6 empty] | 18 | B2B3 | 1.3995 | 9.0637e-08 | 0.0075881 | 0.0017405 | 0.0004319 | 1.6893e-06 | 21.5515 | 1035.4672 | 0.0055618
| Civic Offices | Assembly only services commercial window cleaning suspended platform | 1701064 | 8403395 | 5 | Services equipment | Window cleaner 1m2/minute/3months | Assembly | 25.8796 | Hours | 1 | 44 | 1 | FALSE | 1 | FALSE | 5 | [6 empty] | 19 | B2B3 | 1.3995 | 9.0637e-08 | 0.0075881 | 0.0017405 | 0.0004319 | 1.6893e-06 | 21.5515 | 1035.4672 | 0.0055618
| Civic Offices | Assembly only services commercial window cleaning suspended platform | 1701064 | 8403395 | 5 | Services equipment | Window cleaner 1m2/minute/3months | Assembly | 25.8796 | Hours | 1 | 44 | 1 | FALSE | 1 | FALSE | 5 | [6 empty] | 20 | B2B3 | 1.3995 | 9.0637e-08 | 0.0075881 | 0.0017405 | 0.0004319 | 1.6893e-06 | 21.5515 | 1035.4672 | 0.0055618
| Civic Offices | Assembly only services commercial window cleaning suspended platform | 1701064 | 8403395 | 5 | Services equipment | Window cleaner 1m2/minute/3months | Assembly | 25.8796 | Hours | 1 | 44 | 1 | FALSE | 1 | FALSE | 5 | [6 empty] | 21 | B2B3 | 1.3995 | 9.0637e-08 | 0.0075881 | 0.0017405 | 0.0004319 | 1.6893e-06 | 21.5515 | 1035.4672 | 0.0055618
| Civic Offices | Assembly only services commercial window cleaning suspended platform | 1701064 | 8403395 | 5 | Services equipment | Window cleaner 1m2/minute/3months | Assembly | 25.8796 | Hours | 1 | 44 | 1 | FALSE | 1 | FALSE | 5 | [6 empty] | 22 | B2B3 | 1.3995 | 9.0637e-08 | 0.0075881 | 0.0017405 | 0.0004319 | 1.6893e-06 | 21.5515 | 1035.4672 | 0.0055618
| Civic Offices | Assembly only services commercial window cleaning suspended platform | 1701064 | 8403395 | 5 | Services equipment | Window cleaner 1m2/minute/3months | Assembly | 25.8796 | Hours | 1 | 44 | 1 | FALSE | 1 | FALSE | 5 | [6 empty] | 23 | B2B3 | 1.3995 | 9.0637e-08 | 0.0075881 | 0.0017405 | 0.0004319 | 1.6893e-06 | 21.5515 | 1035.4672 | 0.0055618
| Civic Offices | Assembly only services commercial window cleaning suspended platform | 1701064 | 8403395 | 5 | Services equipment | Window cleaner 1m2/minute/3months | Assembly | 25.8796 | Hours | 1 | 44 | 1 | FALSE | 1 | FALSE | 5 | [6 empty] | 24 | B2B3 | 1.3995 | 9.0637e-08 | 0.0075881 | 0.0017405 | 0.0004319 | 1.6893e-06 | 21.5515 | 1035.4672 | 0.0055618
| Civic Offices | Assembly only services commercial window cleaning suspended platform | 1701064 | 8403395 | 5 | Services equipment | Window cleaner 1m2/minute/3months | Assembly | 25.8796 | Hours | 1 | 44 | 1 | FALSE | 1 | FALSE | 5 | [6 empty] | 25 | B2B3 | 1.3995 | 9.0637e-08 | 0.0075881 | 0.0017405 | 0.0004319 | 1.6893e-06 | 21.5515 | 1035.4672 | 0.0055618
| Civic Offices | Assembly only services commercial window cleaning suspended platform | 1701064 | 8403395 | 5 | Services equipment | Window cleaner 1m2/minute/3months | Assembly | 25.8796 | Hours | 1 | 44 | 1 | FALSE | 1 | FALSE | 5 | [6 empty] | 26 | B2B3 | 1.3995 | 9.0637e-08 | 0.0075881 | 0.0017405 | 0.0004319 | 1.6893e-06 | 21.5515 | 1035.4672 | 0.0055618
| Civic Offices | Assembly only services commercial window cleaning suspended platform | 1701064 | 8403395 | 5 | Services equipment | Window cleaner 1m2/minute/3months | Assembly | 25.8796 | Hours | 1 | 44 | 1 | FALSE | 1 | FALSE | 5 | [6 empty] | 27 | B2B3 | 1.3995 | 9.0637e-08 | 0.0075881 | 0.0017405 | 0.0004319 | 1.6893e-06 | 21.5515 | 1035.4672 | 0.0055618
| Civic Offices | Assembly only services commercial window cleaning suspended platform | 1701064 | 8403395 | 5 | Services equipment | Window cleaner 1m2/minute/3months | Assembly | 25.8796 | Hours | 1 | 44 | 1 | FALSE | 1 | FALSE | 5 | [6 empty] | 28 | B2B3 | 1.3995 | 9.0637e-08 | 0.0075881 | 0.0017405 | 0.0004319 | 1.6893e-06 | 21.5515 | 1035.4672 | 0.0055618
| Civic Offices | Assembly only services commercial window cleaning suspended platform | 1701064 | 8403395 | 5 | Services equipment | Window cleaner 1m2/minute/3months | Assembly | 25.8796 | Hours | 1 | 44 | 1 | FALSE | 1 | FALSE | 5 | [6 empty] | 29 | B2B3 | 1.3995 | 9.0637e-08 | 0.0075881 | 0.0017405 | 0.0004319 | 1.6893e-06 | 21.5515 | 1035.4672 | 0.0055618
| Civic Offices | Assembly only services commercial window cleaning suspended platform | 1701064 | 8403395 | 5 | Services equipment | Window cleaner 1m2/minute/3months | Assembly | 25.8796 | Hours | 1 | 44 | 1 | FALSE | 1 | FALSE | 5 | [6 empty] | 30 | B2B3 | 1.3995 | 9.0637e-08 | 0.0075881 | 0.0017405 | 0.0004319 | 1.6893e-06 | 21.5515 | 1035.4672 | 0.0055618
| Civic Offices | Assembly only services commercial window cleaning suspended platform | 1701064 | 8403395 | 5 | Services equipment | Window cleaner 1m2/minute/3months | Assembly | 25.8796 | Hours | 1 | 44 | 1 | FALSE | 1 | FALSE | 5 | [6 empty] | 31 | B2B3 | 1.3995 | 9.0637e-08 | 0.0075881 | 0.0017405 | 0.0004319 | 1.6893e-06 | 21.5515 | 1035.4672 | 0.0055618
| Civic Offices | Assembly only services commercial window cleaning suspended platform | 1701064 | 8403395 | 5 | Services equipment | Window cleaner 1m2/minute/3months | Assembly | 25.8796 | Hours | 1 | 44 | 1 | FALSE | 1 | FALSE | 5 | [6 empty] | 32 | B2B3 | 1.3995 | 9.0637e-08 | 0.0075881 | 0.0017405 | 0.0004319 | 1.6893e-06 | 21.5515 | 1035.4672 | 0.0055618
| Civic Offices | Assembly only services commercial window cleaning suspended platform | 1701064 | 8403395 | 5 | Services equipment | Window cleaner 1m2/minute/3months | Assembly | 25.8796 | Hours | 1 | 44 | 1 | FALSE | 1 | FALSE | 5 | [6 empty] | 33 | B2B3 | 1.3995 | 9.0637e-08 | 0.0075881 | 0.0017405 | 0.0004319 | 1.6893e-06 | 21.5515 | 1035.4672 | 0.0055618
| Civic Offices | Assembly only services commercial window cleaning suspended platform | 1701064 | 8403395 | 5 | Services equipment | Window cleaner 1m2/minute/3months | Assembly | 25.8796 | Hours | 1 | 44 | 1 | FALSE | 1 | FALSE | 5 | [6 empty] | 34 | B2B3 | 1.3995 | 9.0637e-08 | 0.0075881 | 0.0017405 | 0.0004319 | 1.6893e-06 | 21.5515 | 1035.4672 | 0.0055618
| Civic Offices | Assembly only services commercial window cleaning suspended platform | 1701064 | 8403395 | 5 | Services equipment | Window cleaner 1m2/minute/3months | Assembly | 25.8796 | Hours | 1 | 44 | 1 | FALSE | 1 | FALSE | 5 | [6 empty] | 35 | B2B3 | 1.3995 | 9.0637e-08 | 0.0075881 | 0.0017405 | 0.0004319 | 1.6893e-06 | 21.5515 | 1035.4672 | 0.0055618
| Civic Offices | Assembly only services commercial window cleaning suspended platform | 1701064 | 8403395 | 5 | Services equipment | Window cleaner 1m2/minute/3months | Assembly | 25.8796 | Hours | 1 | 44 | 1 | FALSE | 1 | FALSE | 5 | [6 empty] | 36 | B2B3 | 1.3995 | 9.0637e-08 | 0.0075881 | 0.0017405 | 0.0004319 | 1.6893e-06 | 21.5515 | 1035.4672 | 0.0055618
| Civic Offices | Assembly only services commercial window cleaning suspended platform | 1701064 | 8403395 | 5 | Services equipment | Window cleaner 1m2/minute/3months | Assembly | 25.8796 | Hours | 1 | 44 | 1 | FALSE | 1 | FALSE | 5 | [6 empty] | 37 | B2B3 | 1.3995 | 9.0637e-08 | 0.0075881 | 0.0017405 | 0.0004319 | 1.6893e-06 | 21.5515 | 1035.4672 | 0.0055618
| Civic Offices | Assembly only services commercial window cleaning suspended platform | 1701064 | 8403395 | 5 | Services equipment | Window cleaner 1m2/minute/3months | Assembly | 25.8796 | Hours | 1 | 44 | 1 | FALSE | 1 | FALSE | 5 | [6 empty] | 38 | B2B3 | 1.3995 | 9.0637e-08 | 0.0075881 | 0.0017405 | 0.0004319 | 1.6893e-06 | 21.5515 | 1035.4672 | 0.0055618
| Civic Offices | Assembly only services commercial window cleaning suspended platform | 1701064 | 8403395 | 5 | Services equipment | Window cleaner 1m2/minute/3months | Assembly | 25.8796 | Hours | 1 | 44 | 1 | FALSE | 1 | FALSE | 5 | [6 empty] | 39 | B2B3 | 1.3995 | 9.0637e-08 | 0.0075881 | 0.0017405 | 0.0004319 | 1.6893e-06 | 21.5515 | 1035.4672 | 0.0055618
| Civic Offices | Assembly only services commercial window cleaning suspended platform | 1701064 | 8403395 | 5 | Services equipment | Window cleaner 1m2/minute/3months | Assembly | 25.8796 | Hours | 1 | 44 | 1 | FALSE | 1 | FALSE | 5 | [6 empty] | 40 | B2B3 | 1.3995 | 9.0637e-08 | 0.0075881 | 0.0017405 | 0.0004319 | 1.6893e-06 | 21.5515 | 1035.4672 | 0.0055618
| Civic Offices | Assembly only services commercial window cleaning suspended platform | 1701064 | 8403395 | 5 | Services equipment | Window cleaner 1m2/minute/3months | Assembly | 25.8796 | Hours | 1 | 44 | 1 | FALSE | 1 | FALSE | 5 | [6 empty] | 41 | B2B3 | 1.3995 | 9.0637e-08 | 0.0075881 | 0.0017405 | 0.0004319 | 1.6893e-06 | 21.5515 | 1035.4672 | 0.0055618
| Civic Offices | Assembly only services commercial window cleaning suspended platform | 1701064 | 8403395 | 5 | Services equipment | Window cleaner 1m2/minute/3months | Assembly | 25.8796 | Hours | 1 | 44 | 1 | FALSE | 1 | FALSE | 5 | [6 empty] | 42 | B2B3 | 1.3995 | 9.0637e-08 | 0.0075881 | 0.0017405 | 0.0004319 | 1.6893e-06 | 21.5515 | 1035.4672 | 0.0055618
| Civic Offices | Assembly only services commercial window cleaning suspended platform | 1701064 | 8403395 | 5 | Services equipment | Window cleaner 1m2/minute/3months | Assembly | 25.8796 | Hours | 1 | 44 | 1 | FALSE | 1 | FALSE | 5 | [6 empty] | 43 | B2B3 | 1.3995 | 9.0637e-08 | 0.0075881 | 0.0017405 | 0.0004319 | 1.6893e-06 | 21.5515 | 1035.4672 | 0.0055618
| Civic Offices | Assembly only services commercial window cleaning suspended platform | 1701064 | 8403395 | 5 | Services equipment | Window cleaner 1m2/minute/3months | Assembly | 25.8796 | Hours | 1 | 44 | 1 | FALSE | 1 | FALSE | 5 | [6 empty] | 44 | B2B3 | 1.3995 | 9.0637e-08 | 0.0075881 | 0.0017405 | 0.0004319 | 1.6893e-06 | 21.5515 | 1035.4672 | 0.0055618
| Civic Offices | Assembly only services commercial window cleaning suspended platform | 1701064 | 8403395 | 5 | Services equipment | Window cleaner 1m2/minute/3months | Assembly | 25.8796 | Hours | 1 | 44 | 1 | FALSE | 1 | FALSE | 5 | [6 empty] | 45 | B2B3 | 1.3995 | 9.0637e-08 | 0.0075881 | 0.0017405 | 0.0004319 | 1.6893e-06 | 21.5515 | 1035.4672 | 0.0055618
| Civic Offices | Assembly only services commercial window cleaning suspended platform | 1701064 | 8403395 | 5 | Services equipment | Window cleaner 1m2/minute/3months | Assembly | 25.8796 | Hours | 1 | 44 | 1 | FALSE | 1 | FALSE | 5 | [6 empty] | 46 | B2B3 | 1.3995 | 9.0637e-08 | 0.0075881 | 0.0017405 | 0.0004319 | 1.6893e-06 | 21.5515 | 1035.4672 | 0.0055618
| Civic Offices | Assembly only services commercial window cleaning suspended platform | 1701064 | 8403395 | 5 | Services equipment | Window cleaner 1m2/minute/3months | Assembly | 25.8796 | Hours | 1 | 44 | 1 | FALSE | 1 | FALSE | 5 | [6 empty] | 47 | B2B3 | 1.3995 | 9.0637e-08 | 0.0075881 | 0.0017405 | 0.0004319 | 1.6893e-06 | 21.5515 | 1035.4672 | 0.0055618
| Civic Offices | Assembly only services commercial window cleaning suspended platform | 1701064 | 8403395 | 5 | Services equipment | Window cleaner 1m2/minute/3months | Assembly | 25.8796 | Hours | 1 | 44 | 1 | FALSE | 1 | FALSE | 5 | [6 empty] | 48 | B2B3 | 1.3995 | 9.0637e-08 | 0.0075881 | 0.0017405 | 0.0004319 | 1.6893e-06 | 21.5515 | 1035.4672 | 0.0055618
| Civic Offices | Assembly only services commercial window cleaning suspended platform | 1701064 | 8403395 | 5 | Services equipment | Window cleaner 1m2/minute/3months | Assembly | 25.8796 | Hours | 1 | 44 | 1 | FALSE | 1 | FALSE | 5 | [6 empty] | 49 | B2B3 | 1.3995 | 9.0637e-08 | 0.0075881 | 0.0017405 | 0.0004319 | 1.6893e-06 | 21.5515 | 1035.4672 | 0.0055618
| Civic Offices | Assembly only services commercial window cleaning suspended platform | 1701064 | 8403395 | 5 | Services equipment | Window cleaner 1m2/minute/3months | Assembly | 25.8796 | Hours | 1 | 44 | 1 | FALSE | 1 | FALSE | 5 | [6 empty] | 50 | B2B3 | 1.3995 | 9.0637e-08 | 0.0075881 | 0.0017405 | 0.0004319 | 1.6893e-06 | 21.5515 | 1035.4672 | 0.0055618
| Civic Offices | Assembly only services commercial window cleaning suspended platform | 1701064 | 8403395 | 5 | Services equipment | Window cleaner 1m2/minute/3months | Assembly | 25.8796 | Hours | 1 | 44 | 1 | FALSE | 1 | FALSE | 5 | [6 empty] | 51 | B2B3 | 1.3995 | 9.0637e-08 | 0.0075881 | 0.0017405 | 0.0004319 | 1.6893e-06 | 21.5515 | 1035.4672 | 0.0055618
| Civic Offices | Assembly only services commercial window cleaning suspended platform | 1701064 | 8403395 | 5 | Services equipment | Window cleaner 1m2/minute/3months | Assembly | 25.8796 | Hours | 1 | 44 | 1 | FALSE | 1 | FALSE | 5 | [6 empty] | 52 | B2B3 | 1.3995 | 9.0637e-08 | 0.0075881 | 0.0017405 | 0.0004319 | 1.6893e-06 | 21.5515 | 1035.4672 | 0.0055618
| Civic Offices | Assembly only services commercial window cleaning suspended platform | 1701064 | 8403395 | 5 | Services equipment | Window cleaner 1m2/minute/3months | Assembly | 25.8796 | Hours | 1 | 44 | 1 | FALSE | 1 | FALSE | 5 | [6 empty] | 53 | B2B3 | 1.3995 | 9.0637e-08 | 0.0075881 | 0.0017405 | 0.0004319 | 1.6893e-06 | 21.5515 | 1035.4672 | 0.0055618
| Civic Offices | Assembly only services commercial window cleaning suspended platform | 1701064 | 8403395 | 5 | Services equipment | Window cleaner 1m2/minute/3months | Assembly | 25.8796 | Hours | 1 | 44 | 1 | FALSE | 1 | FALSE | 5 | [6 empty] | 54 | B2B3 | 1.3995 | 9.0637e-08 | 0.0075881 | 0.0017405 | 0.0004319 | 1.6893e-06 | 21.5515 | 1035.4672 | 0.0055618
| Civic Offices | Assembly only services commercial window cleaning suspended platform | 1701064 | 8403395 | 5 | Services equipment | Window cleaner 1m2/minute/3months | Assembly | 25.8796 | Hours | 1 | 44 | 1 | FALSE | 1 | FALSE | 5 | [6 empty] | 55 | B2B3 | 1.3995 | 9.0637e-08 | 0.0075881 | 0.0017405 | 0.0004319 | 1.6893e-06 | 21.5515 | 1035.4672 | 0.0055618
| Civic Offices | Assembly only services commercial window cleaning suspended platform | 1701064 | 8403395 | 5 | Services equipment | Window cleaner 1m2/minute/3months | Assembly | 25.8796 | Hours | 1 | 44 | 1 | FALSE | 1 | FALSE | 5 | [6 empty] | 56 | B2B3 | 1.3995 | 9.0637e-08 | 0.0075881 | 0.0017405 | 0.0004319 | 1.6893e-06 | 21.5515 | 1035.4672 | 0.0055618
| Civic Offices | Assembly only services commercial window cleaning suspended platform | 1701064 | 8403395 | 5 | Services equipment | Window cleaner 1m2/minute/3months | Assembly | 25.8796 | Hours | 1 | 44 | 1 | FALSE | 1 | FALSE | 5 | [6 empty] | 57 | B2B3 | 1.3995 | 9.0637e-08 | 0.0075881 | 0.0017405 | 0.0004319 | 1.6893e-06 | 21.5515 | 1035.4672 | 0.0055618
| Civic Offices | Assembly only services commercial window cleaning suspended platform | 1701064 | 8403395 | 5 | Services equipment | Window cleaner 1m2/minute/3months | Assembly | 25.8796 | Hours | 1 | 44 | 1 | FALSE | 1 | FALSE | 5 | [6 empty] | 58 | B2B3 | 1.3995 | 9.0637e-08 | 0.0075881 | 0.0017405 | 0.0004319 | 1.6893e-06 | 21.5515 | 1035.4672 | 0.0055618
| Civic Offices | Assembly only services commercial window cleaning suspended platform | 1701064 | 8403395 | 5 | Services equipment | Window cleaner 1m2/minute/3months | Assembly | 25.8796 | Hours | 1 | 44 | 1 | FALSE | 1 | FALSE | 5 | [6 empty] | 59 | B2B3 | 1.3995 | 9.0637e-08 | 0.0075881 | 0.0017405 | 0.0004319 | 1.6893e-06 | 21.5515 | 1035.4672 | 0.0055618
| Civic Offices | Assembly only services commercial window cleaning suspended platform | 1701064 | 8403395 | 5 | Services equipment | Window cleaner 1m2/minute/3months | Assembly | 25.8796 | Hours | 1 | 44 | 1 | FALSE | 1 | FALSE | 5 | [6 empty] | 60 | B2B3 | 1.3995 | 9.0637e-08 | 0.0075881 | 0.0017405 | 0.0004319 | 1.6893e-06 | 21.5515 | 1035.4672 | 0.0055618
| Civic Offices | Assembly only install windows commercial | 1701065 | 8403396 | 2.6 | Windows and external doors | Install windows | Assembly | 582 | Hours | 20 | 44 | 1 | FALSE | 1 | FALSE | 1 | [6 empty] | 0 | A5 | 31.4726 | 2.0383e-06 | 0.17065 | 0.039142 | 0.0097129 | 3.7991e-05 | 484.6656 | 23286.3678 | 0.12508
| Civic Offices | Assembly only install windows commercial | 1701065 | 8403396 | 2.6 | Windows and external doors | Install windows | Assembly | 582 | Hours | 20 | 44 | 1 | FALSE | 1 | FALSE | 1 | [6 empty] | 0 | A4 | 0 | 0 | 0 | 0 | 0 | 0 | 0 | 0 | 0
| Civic Offices | Assembly only install windows commercial | 1701065 | 8403396 | 2.6 | Windows and external doors | Install windows | Assembly | 582 | Hours | 20 | 44 | 1 | FALSE | 1 | FALSE | 1 | [6 empty] | 20 | B4B5 | 31.4726 | 2.0383e-06 | 0.17065 | 0.039142 | 0.0097129 | 3.7991e-05 | 484.6656 | 23286.3678 | 0.12508
| Civic Offices | Assembly only install windows commercial | 1701065 | 8403396 | 2.6 | Windows and external doors | Install windows | Assembly | 582 | Hours | 20 | 44 | 1 | FALSE | 1 | FALSE | 1 | [6 empty] | 40 | B4B5 | 31.4726 | 2.0383e-06 | 0.17065 | 0.039142 | 0.0097129 | 3.7991e-05 | 484.6656 | 23286.3678 | 0.12508
| Civic Offices | Assembly only install windows commercial | 1701065 | 8403397 | 2.6 | Windows and external doors | Install windows | Assembly | 77.6 | Hours | 40 | 44 | 1 | FALSE | 1 | FALSE | 1 | [6 empty] | 0 | A5 | 6367.5818 | 0.0011694 | 48.7107 | 12.1174 | 8.3746 | 0.0021838 | 91772.4046 | 51184.0724 | 30.0977
| Civic Offices | Assembly only install windows commercial | 1701065 | 8403397 | 2.6 | Windows and external doors | Install windows | Assembly | 77.6 | Hours | 40 | 44 | 1 | FALSE | 1 | FALSE | 1 | [6 empty] | 0 | A4 | 652.0947 | 0.00012003 | 2.1805 | 0.57533 | 0.38039 | 0.0017174 | 9847.9306 | 1216.7544 | 2.7017
| Civic Offices | Assembly only install windows commercial | 1701065 | 8403397 | 2.6 | Windows and external doors | Install windows | Assembly | 77.6 | Hours | 40 | 44 | 1 | FALSE | 1 | FALSE | 1 | [6 empty] | 40 | B4B5 | 7019.6765 | 0.0012895 | 50.8912 | 12.6928 | 8.755 | 0.0039012 | 101620.3352 | 52400.8268 | 32.7994
| Civic Offices | Assembly only install windows commercial | 1701065 | 8403398 | 2 | Superstructure | maintenance check windows | Assembly | 38.8 | Hours | 5 | 44 | 1 | FALSE | 1 | FALSE | 3 | [6 empty] | 5 | B2B3 | 2.0982 | 1.3589e-07 | 0.011376 | 0.0026095 | 0.00064753 | 2.5327e-06 | 32.311 | 1552.4245 | 0.0083386
| Civic Offices | Assembly only install windows commercial | 1701065 | 8403398 | 2 | Superstructure | maintenance check windows | Assembly | 38.8 | Hours | 5 | 44 | 1 | FALSE | 1 | FALSE | 3 | [6 empty] | 10 | B2B3 | 2.0982 | 1.3589e-07 | 0.011376 | 0.0026095 | 0.00064753 | 2.5327e-06 | 32.311 | 1552.4245 | 0.0083386
| Civic Offices | Assembly only install windows commercial | 1701065 | 8403398 | 2 | Superstructure | maintenance check windows | Assembly | 38.8 | Hours | 5 | 44 | 1 | FALSE | 1 | FALSE | 3 | [6 empty] | 15 | B2B3 | 2.0982 | 1.3589e-07 | 0.011376 | 0.0026095 | 0.00064753 | 2.5327e-06 | 32.311 | 1552.4245 | 0.0083386
| Civic Offices | Assembly only install windows commercial | 1701065 | 8403398 | 2 | Superstructure | maintenance check windows | Assembly | 38.8 | Hours | 5 | 44 | 1 | FALSE | 1 | FALSE | 3 | [6 empty] | 20 | B2B3 | 2.0982 | 1.3589e-07 | 0.011376 | 0.0026095 | 0.00064753 | 2.5327e-06 | 32.311 | 1552.4245 | 0.0083386
| Civic Offices | Assembly only install windows commercial | 1701065 | 8403398 | 2 | Superstructure | maintenance check windows | Assembly | 38.8 | Hours | 5 | 44 | 1 | FALSE | 1 | FALSE | 3 | [6 empty] | 25 | B2B3 | 2.0982 | 1.3589e-07 | 0.011376 | 0.0026095 | 0.00064753 | 2.5327e-06 | 32.311 | 1552.4245 | 0.0083386
| Civic Offices | Assembly only install windows commercial | 1701065 | 8403398 | 2 | Superstructure | maintenance check windows | Assembly | 38.8 | Hours | 5 | 44 | 1 | FALSE | 1 | FALSE | 3 | [6 empty] | 30 | B2B3 | 2.0982 | 1.3589e-07 | 0.011376 | 0.0026095 | 0.00064753 | 2.5327e-06 | 32.311 | 1552.4245 | 0.0083386
| Civic Offices | Assembly only install windows commercial | 1701065 | 8403398 | 2 | Superstructure | maintenance check windows | Assembly | 38.8 | Hours | 5 | 44 | 1 | FALSE | 1 | FALSE | 3 | [6 empty] | 35 | B2B3 | 2.0982 | 1.3589e-07 | 0.011376 | 0.0026095 | 0.00064753 | 2.5327e-06 | 32.311 | 1552.4245 | 0.0083386
| Civic Offices | Assembly only install windows commercial | 1701065 | 8403398 | 2 | Superstructure | maintenance check windows | Assembly | 38.8 | Hours | 5 | 44 | 1 | FALSE | 1 | FALSE | 3 | [6 empty] | 40 | B2B3 | 2.0982 | 1.3589e-07 | 0.011376 | 0.0026095 | 0.00064753 | 2.5327e-06 | 32.311 | 1552.4245 | 0.0083386
| Civic Offices | Assembly only install windows commercial | 1701065 | 8403398 | 2 | Superstructure | maintenance check windows | Assembly | 38.8 | Hours | 5 | 44 | 1 | FALSE | 1 | FALSE | 3 | [6 empty] | 45 | B2B3 | 2.0982 | 1.3589e-07 | 0.011376 | 0.0026095 | 0.00064753 | 2.5327e-06 | 32.311 | 1552.4245 | 0.0083386
| Civic Offices | Assembly only install windows commercial | 1701065 | 8403398 | 2 | Superstructure | maintenance check windows | Assembly | 38.8 | Hours | 5 | 44 | 1 | FALSE | 1 | FALSE | 3 | [6 empty] | 50 | B2B3 | 2.0982 | 1.3589e-07 | 0.011376 | 0.0026095 | 0.00064753 | 2.5327e-06 | 32.311 | 1552.4245 | 0.0083386
| Civic Offices | Assembly only install windows commercial | 1701065 | 8403398 | 2 | Superstructure | maintenance check windows | Assembly | 38.8 | Hours | 5 | 44 | 1 | FALSE | 1 | FALSE | 3 | [6 empty] | 55 | B2B3 | 2.0982 | 1.3589e-07 | 0.011376 | 0.0026095 | 0.00064753 | 2.5327e-06 | 32.311 | 1552.4245 | 0.0083386
| Civic Offices | Assembly only install windows commercial | 1701065 | 8403398 | 2 | Superstructure | maintenance check windows | Assembly | 38.8 | Hours | 5 | 44 | 1 | FALSE | 1 | FALSE | 3 | [6 empty] | 60 | B2B3 | 2.0982 | 1.3589e-07 | 0.011376 | 0.0026095 | 0.00064753 | 2.5327e-06 | 32.311 | 1552.4245 | 0.0083386
| Civic Offices | Glazed partition | 1701068 | 8403401 | 3.1 | Wall finishes | install | Assembly | 8.7 | Hours | 15 | 44 | 1 | FALSE | 1 | FALSE | 1 | [6 empty] | 0 | A5 | 0.47047 | 3.047e-08 | 0.0025509 | 0.00058512 | 0.00014519 | 5.679e-07 | 7.245 | 348.0952 | 0.0018697
| Civic Offices | Glazed partition | 1701068 | 8403401 | 3.1 | Wall finishes | install | Assembly | 8.7 | Hours | 15 | 44 | 1 | FALSE | 1 | FALSE | 1 | [6 empty] | 0 | A4 | 0 | 0 | 0 | 0 | 0 | 0 | 0 | 0 | 0
| Civic Offices | Glazed partition | 1701068 | 8403401 | 3.1 | Wall finishes | install | Assembly | 8.7 | Hours | 15 | 44 | 1 | FALSE | 1 | FALSE | 1 | [6 empty] | 15 | B4B5 | 0.47047 | 3.047e-08 | 0.0025509 | 0.00058512 | 0.00014519 | 5.679e-07 | 7.245 | 348.0952 | 0.0018697
| Civic Offices | Glazed partition | 1701068 | 8403401 | 3.1 | Wall finishes | install | Assembly | 8.7 | Hours | 15 | 44 | 1 | FALSE | 1 | FALSE | 1 | [6 empty] | 30 | B4B5 | 0.47047 | 3.047e-08 | 0.0025509 | 0.00058512 | 0.00014519 | 5.679e-07 | 7.245 | 348.0952 | 0.0018697
| Civic Offices | Glazed partition | 1701068 | 8403401 | 3.1 | Wall finishes | install | Assembly | 8.7 | Hours | 15 | 44 | 1 | FALSE | 1 | FALSE | 1 | [6 empty] | 45 | B4B5 | 0.47047 | 3.047e-08 | 0.0025509 | 0.00058512 | 0.00014519 | 5.679e-07 | 7.245 | 348.0952 | 0.0018697
| Civic Offices | Fittings Hardood hand rail 50mm | 1701069 | 8403403 | 4 | Fittings, furnishings and equipment | install | Assembly | 5.51 | Hours | 80 | 44 | 1 | FALSE | 1 | FALSE | 1 | [6 empty] | 0 | A5 | 0.29796 | 1.9297e-08 | 0.0016156 | 0.00037058 | 9.1955e-05 | 3.5967e-07 | 4.5885 | 220.4603 | 0.0011842
| Civic Offices | Fittings Hardood hand rail 50mm | 1701069 | 8403403 | 4 | Fittings, furnishings and equipment | install | Assembly | 5.51 | Hours | 80 | 44 | 1 | FALSE | 1 | FALSE | 1 | [6 empty] | 0 | A4 | 0 | 0 | 0 | 0 | 0 | 0 | 0 | 0 | 0
| Civic Offices | Glazed partition | 1701071 | 8403405 | 3.1 | Wall finishes | install | Assembly | 3.3 | Hours | 15 | 44 | 1 | FALSE | 1 | FALSE | 1 | [6 empty] | 0 | A5 | 0.17845 | 1.1557e-08 | 0.00096759 | 0.00022194 | 5.5073e-05 | 2.1541e-07 | 2.7481 | 132.0361 | 0.00070921
| Civic Offices | Glazed partition | 1701071 | 8403405 | 3.1 | Wall finishes | install | Assembly | 3.3 | Hours | 15 | 44 | 1 | FALSE | 1 | FALSE | 1 | [6 empty] | 0 | A4 | 0 | 0 | 0 | 0 | 0 | 0 | 0 | 0 | 0
| Civic Offices | Glazed partition | 1701071 | 8403405 | 3.1 | Wall finishes | install | Assembly | 3.3 | Hours | 15 | 44 | 1 | FALSE | 1 | FALSE | 1 | [6 empty] | 15 | B4B5 | 0.17845 | 1.1557e-08 | 0.00096759 | 0.00022194 | 5.5073e-05 | 2.1541e-07 | 2.7481 | 132.0361 | 0.00070921
| Civic Offices | Glazed partition | 1701071 | 8403405 | 3.1 | Wall finishes | install | Assembly | 3.3 | Hours | 15 | 44 | 1 | FALSE | 1 | FALSE | 1 | [6 empty] | 30 | B4B5 | 0.17845 | 1.1557e-08 | 0.00096759 | 0.00022194 | 5.5073e-05 | 2.1541e-07 | 2.7481 | 132.0361 | 0.00070921
| Civic Offices | Glazed partition | 1701071 | 8403405 | 3.1 | Wall finishes | install | Assembly | 3.3 | Hours | 15 | 44 | 1 | FALSE | 1 | FALSE | 1 | [6 empty] | 45 | B4B5 | 0.17845 | 1.1557e-08 | 0.00096759 | 0.00022194 | 5.5073e-05 | 2.1541e-07 | 2.7481 | 132.0361 | 0.00070921
| Civic Offices | Fittings Hardood hand rail 50mm | 1701072 | 8403407 | 4 | Fittings, furnishings and equipment | install | Assembly | 2.09 | Hours | 80 | 44 | 1 | FALSE | 1 | FALSE | 1 | [6 empty] | 0 | A5 | 0.11302 | 7.3197e-09 | 0.00061281 | 0.00014056 | 3.488e-05 | 1.3643e-07 | 1.7405 | 83.6229 | 0.00044917
| Civic Offices | Fittings Hardood hand rail 50mm | 1701072 | 8403407 | 4 | Fittings, furnishings and equipment | install | Assembly | 2.09 | Hours | 80 | 44 | 1 | FALSE | 1 | FALSE | 1 | [6 empty] | 0 | A4 | 0 | 0 | 0 | 0 | 0 | 0 | 0 | 0 | 0
| Civic Offices | Wall lining laminate panel | 1701074 | 8403409 | 3 | Internal finishes | install | Assembly | 4.536 | Hours | 15 | 44 | 1 | FALSE | 1 | FALSE | 1 | [6 empty] | 0 | A5 | 0.24529 | 1.5886e-08 | 0.00133 | 0.00030507 | 7.5701e-05 | 2.9609e-07 | 3.7774 | 181.4896 | 0.00097484
| Civic Offices | Wall lining laminate panel | 1701074 | 8403409 | 3 | Internal finishes | install | Assembly | 4.536 | Hours | 15 | 44 | 1 | FALSE | 1 | FALSE | 1 | [6 empty] | 0 | A4 | 0 | 0 | 0 | 0 | 0 | 0 | 0 | 0 | 0
| Civic Offices | Wall lining laminate panel | 1701074 | 8403409 | 3 | Internal finishes | install | Assembly | 4.536 | Hours | 15 | 44 | 1 | FALSE | 1 | FALSE | 1 | [6 empty] | 15 | B4B5 | 0.24529 | 1.5886e-08 | 0.00133 | 0.00030507 | 7.5701e-05 | 2.9609e-07 | 3.7774 | 181.4896 | 0.00097484
| Civic Offices | Wall lining laminate panel | 1701074 | 8403409 | 3 | Internal finishes | install | Assembly | 4.536 | Hours | 15 | 44 | 1 | FALSE | 1 | FALSE | 1 | [6 empty] | 30 | B4B5 | 0.24529 | 1.5886e-08 | 0.00133 | 0.00030507 | 7.5701e-05 | 2.9609e-07 | 3.7774 | 181.4896 | 0.00097484
| Civic Offices | Wall lining laminate panel | 1701074 | 8403409 | 3 | Internal finishes | install | Assembly | 4.536 | Hours | 15 | 44 | 1 | FALSE | 1 | FALSE | 1 | [6 empty] | 45 | B4B5 | 0.24529 | 1.5886e-08 | 0.00133 | 0.00030507 | 7.5701e-05 | 2.9609e-07 | 3.7774 | 181.4896 | 0.00097484
| Civic Offices | Wall lining laminate panel | 1701076 | 8403411 | 3 | Internal finishes | install | Assembly | 0.504 | Hours | 15 | 44 | 1 | FALSE | 1 | FALSE | 1 | [6 empty] | 0 | A5 | 0.027255 | 1.7651e-09 | 0.00014778 | 3.3897e-05 | 8.4112e-06 | 3.2899e-08 | 0.41971 | 20.1655 | 0.00010832
| Civic Offices | Wall lining laminate panel | 1701076 | 8403411 | 3 | Internal finishes | install | Assembly | 0.504 | Hours | 15 | 44 | 1 | FALSE | 1 | FALSE | 1 | [6 empty] | 0 | A4 | 0 | 0 | 0 | 0 | 0 | 0 | 0 | 0 | 0
| Civic Offices | Wall lining laminate panel | 1701076 | 8403411 | 3 | Internal finishes | install | Assembly | 0.504 | Hours | 15 | 44 | 1 | FALSE | 1 | FALSE | 1 | [6 empty] | 15 | B4B5 | 0.027255 | 1.7651e-09 | 0.00014778 | 3.3897e-05 | 8.4112e-06 | 3.2899e-08 | 0.41971 | 20.1655 | 0.00010832
| Civic Offices | Wall lining laminate panel | 1701076 | 8403411 | 3 | Internal finishes | install | Assembly | 0.504 | Hours | 15 | 44 | 1 | FALSE | 1 | FALSE | 1 | [6 empty] | 30 | B4B5 | 0.027255 | 1.7651e-09 | 0.00014778 | 3.3897e-05 | 8.4112e-06 | 3.2899e-08 | 0.41971 | 20.1655 | 0.00010832
| Civic Offices | Wall lining laminate panel | 1701076 | 8403411 | 3 | Internal finishes | install | Assembly | 0.504 | Hours | 15 | 44 | 1 | FALSE | 1 | FALSE | 1 | [6 empty] | 45 | B4B5 | 0.027255 | 1.7651e-09 | 0.00014778 | 3.3897e-05 | 8.4112e-06 | 3.2899e-08 | 0.41971 | 20.1655 | 0.00010832
| Civic Offices | Fittings: vanity units twin basin. (Wall basin/sink ceramic) | 1701077 | 8403414 | 5 | Services equipment | Install sink | Assembly | 12 | Hours | 50 | 44 | 1 | FALSE | 1 | FALSE | 1 | [6 empty] | 0 | A5 | 0.64892 | 4.2027e-08 | 0.0035185 | 0.00080706 | 0.00020027 | 7.8331e-07 | 9.9931 | 480.1313 | 0.0025789
| Civic Offices | Fittings: vanity units twin basin. (Wall basin/sink ceramic) | 1701077 | 8403414 | 5 | Services equipment | Install sink | Assembly | 12 | Hours | 50 | 44 | 1 | FALSE | 1 | FALSE | 1 | [6 empty] | 0 | A4 | 0 | 0 | 0 | 0 | 0 | 0 | 0 | 0 | 0
| Civic Offices | Fittings: vanity units twin basin. (Wall basin/sink ceramic) | 1701077 | 8403414 | 5 | Services equipment | Install sink | Assembly | 12 | Hours | 50 | 44 | 1 | FALSE | 1 | FALSE | 1 | [6 empty] | 50 | B4B5 | 0.64892 | 4.2027e-08 | 0.0035185 | 0.00080706 | 0.00020027 | 7.8331e-07 | 9.9931 | 480.1313 | 0.0025789
| Civic Offices | Fittings: vanity units twin basin. (Wall basin/sink ceramic) | 1701077 | 8403415 | 5 | Services equipment | Fit taps | Assembly | 3 | Hours | 20 | 44 | 1 | FALSE | 1 | FALSE | 1 | [6 empty] | 0 | A5 | 0.16223 | 1.0507e-08 | 0.00087963 | 0.00020177 | 5.0066e-05 | 1.9583e-07 | 2.4983 | 120.0328 | 0.00064474
| Civic Offices | Fittings: vanity units twin basin. (Wall basin/sink ceramic) | 1701077 | 8403415 | 5 | Services equipment | Fit taps | Assembly | 3 | Hours | 20 | 44 | 1 | FALSE | 1 | FALSE | 1 | [6 empty] | 0 | A4 | 0 | 0 | 0 | 0 | 0 | 0 | 0 | 0 | 0
| Civic Offices | Fittings: vanity units twin basin. (Wall basin/sink ceramic) | 1701077 | 8403415 | 5 | Services equipment | Fit taps | Assembly | 3 | Hours | 20 | 44 | 1 | FALSE | 1 | FALSE | 1 | [6 empty] | 20 | B4B5 | 0.16223 | 1.0507e-08 | 0.00087963 | 0.00020177 | 5.0066e-05 | 1.9583e-07 | 2.4983 | 120.0328 | 0.00064474
| Civic Offices | Fittings: vanity units twin basin. (Wall basin/sink ceramic) | 1701077 | 8403415 | 5 | Services equipment | Fit taps | Assembly | 3 | Hours | 20 | 44 | 1 | FALSE | 1 | FALSE | 1 | [6 empty] | 40 | B4B5 | 0.16223 | 1.0507e-08 | 0.00087963 | 0.00020177 | 5.0066e-05 | 1.9583e-07 | 2.4983 | 120.0328 | 0.00064474
| Civic Offices | Services pipework 22mm copper pipe (water supply) | 1701079 | 8403417 | 5 | Services equipment | Install | Assembly | 0.9 | Hours | 150 | 44 | 1 | FALSE | 1 | FALSE | 1 | [6 empty] | 0 | A5 | 0.048669 | 3.152e-09 | 0.00026389 | 6.053e-05 | 1.502e-05 | 5.8749e-08 | 0.74948 | 36.0098 | 0.00019342
| Civic Offices | Services pipework 22mm copper pipe (water supply) | 1701079 | 8403417 | 5 | Services equipment | Install | Assembly | 0.9 | Hours | 150 | 44 | 1 | FALSE | 1 | FALSE | 1 | [6 empty] | 0 | A4 | 0 | 0 | 0 | 0 | 0 | 0 | 0 | 0 | 0
| Civic Offices | Services pipework PVC waste 94mm | 1701080 | 8403419 | 5 | Services equipment | Install | Assembly | 0.9 | Hours | 150 | 44 | 1 | FALSE | 1 | FALSE | 1 | [6 empty] | 0 | A5 | 0.048669 | 3.152e-09 | 0.00026389 | 6.053e-05 | 1.502e-05 | 5.8749e-08 | 0.74948 | 36.0098 | 0.00019342
| Civic Offices | Services pipework PVC waste 94mm | 1701080 | 8403419 | 5 | Services equipment | Install | Assembly | 0.9 | Hours | 150 | 44 | 1 | FALSE | 1 | FALSE | 1 | [6 empty] | 0 | A4 | 0 | 0 | 0 | 0 | 0 | 0 | 0 | 0 | 0
| Civic Offices | Services pipework 22mm copper pipe (water supply) | 1701082 | 8403421 | 5 | Services equipment | Install | Assembly | 0.9 | Hours | 150 | 44 | 1 | FALSE | 1 | FALSE | 1 | [6 empty] | 0 | A5 | 0.048669 | 3.152e-09 | 0.00026389 | 6.053e-05 | 1.502e-05 | 5.8749e-08 | 0.74948 | 36.0098 | 0.00019342
| Civic Offices | Services pipework 22mm copper pipe (water supply) | 1701082 | 8403421 | 5 | Services equipment | Install | Assembly | 0.9 | Hours | 150 | 44 | 1 | FALSE | 1 | FALSE | 1 | [6 empty] | 0 | A4 | 0 | 0 | 0 | 0 | 0 | 0 | 0 | 0 | 0
| Civic Offices | Services pipework insulation (50mm) | 1701083 | 8403423 | 5 | Services equipment | Install | Assembly | 0.0621 | Hours | 70 | 44 | 1 | FALSE | 1 | FALSE | 1 | [6 empty] | 0 | A5 | 0.0033582 | 2.1749e-10 | 1.8208e-05 | 4.1765e-06 | 1.0364e-06 | 4.0537e-09 | 0.051714 | 2.4847 | 1.3346e-05
| Civic Offices | Services pipework insulation (50mm) | 1701083 | 8403423 | 5 | Services equipment | Install | Assembly | 0.0621 | Hours | 70 | 44 | 1 | FALSE | 1 | FALSE | 1 | [6 empty] | 0 | A4 | 0 | 0 | 0 | 0 | 0 | 0 | 0 | 0 | 0
| Civic Offices | Fittings: Mirrors to WCs fix to wall (Fittings mirror (m2)) | 1701084 | 8403426 | 4.1.1 | General fittings, furnishings and equipment | install mirror | Assembly | 1.2 | Hours | 20 | 44 | 1 | FALSE | 1 | FALSE | 1 | [6 empty] | 0 | A5 | 0.064892 | 4.2027e-09 | 0.00035185 | 8.0706e-05 | 2.0027e-05 | 7.8331e-08 | 0.99931 | 70.8131 | 0.00025789
| Civic Offices | Fittings: Mirrors to WCs fix to wall (Fittings mirror (m2)) | 1701084 | 8403426 | 4.1.1 | General fittings, furnishings and equipment | install mirror | Assembly | 1.2 | Hours | 20 | 44 | 1 | FALSE | 1 | FALSE | 1 | [6 empty] | 0 | A4 | 12.9182 | 2.3211e-06 | 0.042299 | 0.011433 | 0.0072161 | 4.5052e-05 | 192.5666 | 29.4035 | 0.05316
| Civic Offices | Fittings: Mirrors to WCs fix to wall (Fittings mirror (m2)) | 1701084 | 8403426 | 4.1.1 | General fittings, furnishings and equipment | install mirror | Assembly | 1.2 | Hours | 20 | 44 | 1 | FALSE | 1 | FALSE | 1 | [6 empty] | 20 | B4B5 | 12.9831 | 2.3253e-06 | 0.04265 | 0.011513 | 0.0072361 | 4.513e-05 | 193.5659 | 100.2166 | 0.053418
| Civic Offices | Fittings: Mirrors to WCs fix to wall (Fittings mirror (m2)) | 1701084 | 8403426 | 4.1.1 | General fittings, furnishings and equipment | install mirror | Assembly | 1.2 | Hours | 20 | 44 | 1 | FALSE | 1 | FALSE | 1 | [6 empty] | 40 | B4B5 | 12.9831 | 2.3253e-06 | 0.04265 | 0.011513 | 0.0072361 | 4.513e-05 | 193.5659 | 100.2166 | 0.053418
| Civic Offices | Lift 1; in shaft motor traction lift including single openings on all floors; architraves controls and in shaft equipment; 4 stops (Services lift elevator car) | 1701085 | 8403437 | 5 | Services equipment | install | Assembly | 96 | Hours | 25 | 44 | 1 | FALSE | 1 | FALSE | 1 | [6 empty] | 0 | A5 | 5.1914 | 3.3622e-07 | 0.028148 | 0.0064565 | 0.0016021 | 6.2665e-06 | 79.9448 | 3841.0504 | 0.020632
| Civic Offices | Lift 1; in shaft motor traction lift including single openings on all floors; architraves controls and in shaft equipment; 4 stops (Services lift elevator car) | 1701085 | 8403437 | 5 | Services equipment | install | Assembly | 96 | Hours | 25 | 44 | 1 | FALSE | 1 | FALSE | 1 | [6 empty] | 0 | A4 | 0 | 0 | 0 | 0 | 0 | 0 | 0 | 0 | 0
| Civic Offices | Lift 1; in shaft motor traction lift including single openings on all floors; architraves controls and in shaft equipment; 4 stops (Services lift elevator car) | 1701085 | 8403437 | 5 | Services equipment | install | Assembly | 96 | Hours | 25 | 44 | 1 | FALSE | 1 | FALSE | 1 | [6 empty] | 25 | B4B5 | 5.1914 | 3.3622e-07 | 0.028148 | 0.0064565 | 0.0016021 | 6.2665e-06 | 79.9448 | 3841.0504 | 0.020632
| Civic Offices | Lift 1; in shaft motor traction lift including single openings on all floors; architraves controls and in shaft equipment; 4 stops (Services lift elevator car) | 1701085 | 8403437 | 5 | Services equipment | install | Assembly | 96 | Hours | 25 | 44 | 1 | FALSE | 1 | FALSE | 1 | [6 empty] | 50 | B4B5 | 5.1914 | 3.3622e-07 | 0.028148 | 0.0064565 | 0.0016021 | 6.2665e-06 | 79.9448 | 3841.0504 | 0.020632
| Civic Offices | Lift 1; in shaft motor traction lift including single openings on all floors; architraves controls and in shaft equipment; 4 stops (Services lift elevator car) | 1701085 | 8403438 | 5.2 | Services equipment | service lift | Assembly | 8 | Hours | 1 | 44 | 1 | FALSE | 1 | FALSE | 3 | [6 empty] | 1 | B2B3 | 0.43261 | 2.8018e-08 | 0.0023457 | 0.00053804 | 0.00013351 | 5.2221e-07 | 6.6621 | 320.0875 | 0.0017193
| Civic Offices | Lift 1; in shaft motor traction lift including single openings on all floors; architraves controls and in shaft equipment; 4 stops (Services lift elevator car) | 1701085 | 8403438 | 5.2 | Services equipment | service lift | Assembly | 8 | Hours | 1 | 44 | 1 | FALSE | 1 | FALSE | 3 | [6 empty] | 2 | B2B3 | 0.43261 | 2.8018e-08 | 0.0023457 | 0.00053804 | 0.00013351 | 5.2221e-07 | 6.6621 | 320.0875 | 0.0017193
| Civic Offices | Lift 1; in shaft motor traction lift including single openings on all floors; architraves controls and in shaft equipment; 4 stops (Services lift elevator car) | 1701085 | 8403438 | 5.2 | Services equipment | service lift | Assembly | 8 | Hours | 1 | 44 | 1 | FALSE | 1 | FALSE | 3 | [6 empty] | 3 | B2B3 | 0.43261 | 2.8018e-08 | 0.0023457 | 0.00053804 | 0.00013351 | 5.2221e-07 | 6.6621 | 320.0875 | 0.0017193
| Civic Offices | Lift 1; in shaft motor traction lift including single openings on all floors; architraves controls and in shaft equipment; 4 stops (Services lift elevator car) | 1701085 | 8403438 | 5.2 | Services equipment | service lift | Assembly | 8 | Hours | 1 | 44 | 1 | FALSE | 1 | FALSE | 3 | [6 empty] | 4 | B2B3 | 0.43261 | 2.8018e-08 | 0.0023457 | 0.00053804 | 0.00013351 | 5.2221e-07 | 6.6621 | 320.0875 | 0.0017193
| Civic Offices | Lift 1; in shaft motor traction lift including single openings on all floors; architraves controls and in shaft equipment; 4 stops (Services lift elevator car) | 1701085 | 8403438 | 5.2 | Services equipment | service lift | Assembly | 8 | Hours | 1 | 44 | 1 | FALSE | 1 | FALSE | 3 | [6 empty] | 5 | B2B3 | 0.43261 | 2.8018e-08 | 0.0023457 | 0.00053804 | 0.00013351 | 5.2221e-07 | 6.6621 | 320.0875 | 0.0017193
| Civic Offices | Lift 1; in shaft motor traction lift including single openings on all floors; architraves controls and in shaft equipment; 4 stops (Services lift elevator car) | 1701085 | 8403438 | 5.2 | Services equipment | service lift | Assembly | 8 | Hours | 1 | 44 | 1 | FALSE | 1 | FALSE | 3 | [6 empty] | 6 | B2B3 | 0.43261 | 2.8018e-08 | 0.0023457 | 0.00053804 | 0.00013351 | 5.2221e-07 | 6.6621 | 320.0875 | 0.0017193
| Civic Offices | Lift 1; in shaft motor traction lift including single openings on all floors; architraves controls and in shaft equipment; 4 stops (Services lift elevator car) | 1701085 | 8403438 | 5.2 | Services equipment | service lift | Assembly | 8 | Hours | 1 | 44 | 1 | FALSE | 1 | FALSE | 3 | [6 empty] | 7 | B2B3 | 0.43261 | 2.8018e-08 | 0.0023457 | 0.00053804 | 0.00013351 | 5.2221e-07 | 6.6621 | 320.0875 | 0.0017193
| Civic Offices | Lift 1; in shaft motor traction lift including single openings on all floors; architraves controls and in shaft equipment; 4 stops (Services lift elevator car) | 1701085 | 8403438 | 5.2 | Services equipment | service lift | Assembly | 8 | Hours | 1 | 44 | 1 | FALSE | 1 | FALSE | 3 | [6 empty] | 8 | B2B3 | 0.43261 | 2.8018e-08 | 0.0023457 | 0.00053804 | 0.00013351 | 5.2221e-07 | 6.6621 | 320.0875 | 0.0017193
| Civic Offices | Lift 1; in shaft motor traction lift including single openings on all floors; architraves controls and in shaft equipment; 4 stops (Services lift elevator car) | 1701085 | 8403438 | 5.2 | Services equipment | service lift | Assembly | 8 | Hours | 1 | 44 | 1 | FALSE | 1 | FALSE | 3 | [6 empty] | 9 | B2B3 | 0.43261 | 2.8018e-08 | 0.0023457 | 0.00053804 | 0.00013351 | 5.2221e-07 | 6.6621 | 320.0875 | 0.0017193
| Civic Offices | Lift 1; in shaft motor traction lift including single openings on all floors; architraves controls and in shaft equipment; 4 stops (Services lift elevator car) | 1701085 | 8403438 | 5.2 | Services equipment | service lift | Assembly | 8 | Hours | 1 | 44 | 1 | FALSE | 1 | FALSE | 3 | [6 empty] | 10 | B2B3 | 0.43261 | 2.8018e-08 | 0.0023457 | 0.00053804 | 0.00013351 | 5.2221e-07 | 6.6621 | 320.0875 | 0.0017193
| Civic Offices | Lift 1; in shaft motor traction lift including single openings on all floors; architraves controls and in shaft equipment; 4 stops (Services lift elevator car) | 1701085 | 8403438 | 5.2 | Services equipment | service lift | Assembly | 8 | Hours | 1 | 44 | 1 | FALSE | 1 | FALSE | 3 | [6 empty] | 11 | B2B3 | 0.43261 | 2.8018e-08 | 0.0023457 | 0.00053804 | 0.00013351 | 5.2221e-07 | 6.6621 | 320.0875 | 0.0017193
| Civic Offices | Lift 1; in shaft motor traction lift including single openings on all floors; architraves controls and in shaft equipment; 4 stops (Services lift elevator car) | 1701085 | 8403438 | 5.2 | Services equipment | service lift | Assembly | 8 | Hours | 1 | 44 | 1 | FALSE | 1 | FALSE | 3 | [6 empty] | 12 | B2B3 | 0.43261 | 2.8018e-08 | 0.0023457 | 0.00053804 | 0.00013351 | 5.2221e-07 | 6.6621 | 320.0875 | 0.0017193
| Civic Offices | Lift 1; in shaft motor traction lift including single openings on all floors; architraves controls and in shaft equipment; 4 stops (Services lift elevator car) | 1701085 | 8403438 | 5.2 | Services equipment | service lift | Assembly | 8 | Hours | 1 | 44 | 1 | FALSE | 1 | FALSE | 3 | [6 empty] | 13 | B2B3 | 0.43261 | 2.8018e-08 | 0.0023457 | 0.00053804 | 0.00013351 | 5.2221e-07 | 6.6621 | 320.0875 | 0.0017193
| Civic Offices | Lift 1; in shaft motor traction lift including single openings on all floors; architraves controls and in shaft equipment; 4 stops (Services lift elevator car) | 1701085 | 8403438 | 5.2 | Services equipment | service lift | Assembly | 8 | Hours | 1 | 44 | 1 | FALSE | 1 | FALSE | 3 | [6 empty] | 14 | B2B3 | 0.43261 | 2.8018e-08 | 0.0023457 | 0.00053804 | 0.00013351 | 5.2221e-07 | 6.6621 | 320.0875 | 0.0017193
| Civic Offices | Lift 1; in shaft motor traction lift including single openings on all floors; architraves controls and in shaft equipment; 4 stops (Services lift elevator car) | 1701085 | 8403438 | 5.2 | Services equipment | service lift | Assembly | 8 | Hours | 1 | 44 | 1 | FALSE | 1 | FALSE | 3 | [6 empty] | 15 | B2B3 | 0.43261 | 2.8018e-08 | 0.0023457 | 0.00053804 | 0.00013351 | 5.2221e-07 | 6.6621 | 320.0875 | 0.0017193
| Civic Offices | Lift 1; in shaft motor traction lift including single openings on all floors; architraves controls and in shaft equipment; 4 stops (Services lift elevator car) | 1701085 | 8403438 | 5.2 | Services equipment | service lift | Assembly | 8 | Hours | 1 | 44 | 1 | FALSE | 1 | FALSE | 3 | [6 empty] | 16 | B2B3 | 0.43261 | 2.8018e-08 | 0.0023457 | 0.00053804 | 0.00013351 | 5.2221e-07 | 6.6621 | 320.0875 | 0.0017193
| Civic Offices | Lift 1; in shaft motor traction lift including single openings on all floors; architraves controls and in shaft equipment; 4 stops (Services lift elevator car) | 1701085 | 8403438 | 5.2 | Services equipment | service lift | Assembly | 8 | Hours | 1 | 44 | 1 | FALSE | 1 | FALSE | 3 | [6 empty] | 17 | B2B3 | 0.43261 | 2.8018e-08 | 0.0023457 | 0.00053804 | 0.00013351 | 5.2221e-07 | 6.6621 | 320.0875 | 0.0017193
| Civic Offices | Lift 1; in shaft motor traction lift including single openings on all floors; architraves controls and in shaft equipment; 4 stops (Services lift elevator car) | 1701085 | 8403438 | 5.2 | Services equipment | service lift | Assembly | 8 | Hours | 1 | 44 | 1 | FALSE | 1 | FALSE | 3 | [6 empty] | 18 | B2B3 | 0.43261 | 2.8018e-08 | 0.0023457 | 0.00053804 | 0.00013351 | 5.2221e-07 | 6.6621 | 320.0875 | 0.0017193
| Civic Offices | Lift 1; in shaft motor traction lift including single openings on all floors; architraves controls and in shaft equipment; 4 stops (Services lift elevator car) | 1701085 | 8403438 | 5.2 | Services equipment | service lift | Assembly | 8 | Hours | 1 | 44 | 1 | FALSE | 1 | FALSE | 3 | [6 empty] | 19 | B2B3 | 0.43261 | 2.8018e-08 | 0.0023457 | 0.00053804 | 0.00013351 | 5.2221e-07 | 6.6621 | 320.0875 | 0.0017193
| Civic Offices | Lift 1; in shaft motor traction lift including single openings on all floors; architraves controls and in shaft equipment; 4 stops (Services lift elevator car) | 1701085 | 8403438 | 5.2 | Services equipment | service lift | Assembly | 8 | Hours | 1 | 44 | 1 | FALSE | 1 | FALSE | 3 | [6 empty] | 20 | B2B3 | 0.43261 | 2.8018e-08 | 0.0023457 | 0.00053804 | 0.00013351 | 5.2221e-07 | 6.6621 | 320.0875 | 0.0017193
| Civic Offices | Lift 1; in shaft motor traction lift including single openings on all floors; architraves controls and in shaft equipment; 4 stops (Services lift elevator car) | 1701085 | 8403438 | 5.2 | Services equipment | service lift | Assembly | 8 | Hours | 1 | 44 | 1 | FALSE | 1 | FALSE | 3 | [6 empty] | 21 | B2B3 | 0.43261 | 2.8018e-08 | 0.0023457 | 0.00053804 | 0.00013351 | 5.2221e-07 | 6.6621 | 320.0875 | 0.0017193
| Civic Offices | Lift 1; in shaft motor traction lift including single openings on all floors; architraves controls and in shaft equipment; 4 stops (Services lift elevator car) | 1701085 | 8403438 | 5.2 | Services equipment | service lift | Assembly | 8 | Hours | 1 | 44 | 1 | FALSE | 1 | FALSE | 3 | [6 empty] | 22 | B2B3 | 0.43261 | 2.8018e-08 | 0.0023457 | 0.00053804 | 0.00013351 | 5.2221e-07 | 6.6621 | 320.0875 | 0.0017193
| Civic Offices | Lift 1; in shaft motor traction lift including single openings on all floors; architraves controls and in shaft equipment; 4 stops (Services lift elevator car) | 1701085 | 8403438 | 5.2 | Services equipment | service lift | Assembly | 8 | Hours | 1 | 44 | 1 | FALSE | 1 | FALSE | 3 | [6 empty] | 23 | B2B3 | 0.43261 | 2.8018e-08 | 0.0023457 | 0.00053804 | 0.00013351 | 5.2221e-07 | 6.6621 | 320.0875 | 0.0017193
| Civic Offices | Lift 1; in shaft motor traction lift including single openings on all floors; architraves controls and in shaft equipment; 4 stops (Services lift elevator car) | 1701085 | 8403438 | 5.2 | Services equipment | service lift | Assembly | 8 | Hours | 1 | 44 | 1 | FALSE | 1 | FALSE | 3 | [6 empty] | 24 | B2B3 | 0.43261 | 2.8018e-08 | 0.0023457 | 0.00053804 | 0.00013351 | 5.2221e-07 | 6.6621 | 320.0875 | 0.0017193
| Civic Offices | Lift 1; in shaft motor traction lift including single openings on all floors; architraves controls and in shaft equipment; 4 stops (Services lift elevator car) | 1701085 | 8403438 | 5.2 | Services equipment | service lift | Assembly | 8 | Hours | 1 | 44 | 1 | FALSE | 1 | FALSE | 3 | [6 empty] | 25 | B2B3 | 0.43261 | 2.8018e-08 | 0.0023457 | 0.00053804 | 0.00013351 | 5.2221e-07 | 6.6621 | 320.0875 | 0.0017193
| Civic Offices | Lift 1; in shaft motor traction lift including single openings on all floors; architraves controls and in shaft equipment; 4 stops (Services lift elevator car) | 1701085 | 8403438 | 5.2 | Services equipment | service lift | Assembly | 8 | Hours | 1 | 44 | 1 | FALSE | 1 | FALSE | 3 | [6 empty] | 26 | B2B3 | 0.43261 | 2.8018e-08 | 0.0023457 | 0.00053804 | 0.00013351 | 5.2221e-07 | 6.6621 | 320.0875 | 0.0017193
| Civic Offices | Lift 1; in shaft motor traction lift including single openings on all floors; architraves controls and in shaft equipment; 4 stops (Services lift elevator car) | 1701085 | 8403438 | 5.2 | Services equipment | service lift | Assembly | 8 | Hours | 1 | 44 | 1 | FALSE | 1 | FALSE | 3 | [6 empty] | 27 | B2B3 | 0.43261 | 2.8018e-08 | 0.0023457 | 0.00053804 | 0.00013351 | 5.2221e-07 | 6.6621 | 320.0875 | 0.0017193
| Civic Offices | Lift 1; in shaft motor traction lift including single openings on all floors; architraves controls and in shaft equipment; 4 stops (Services lift elevator car) | 1701085 | 8403438 | 5.2 | Services equipment | service lift | Assembly | 8 | Hours | 1 | 44 | 1 | FALSE | 1 | FALSE | 3 | [6 empty] | 28 | B2B3 | 0.43261 | 2.8018e-08 | 0.0023457 | 0.00053804 | 0.00013351 | 5.2221e-07 | 6.6621 | 320.0875 | 0.0017193
| Civic Offices | Lift 1; in shaft motor traction lift including single openings on all floors; architraves controls and in shaft equipment; 4 stops (Services lift elevator car) | 1701085 | 8403438 | 5.2 | Services equipment | service lift | Assembly | 8 | Hours | 1 | 44 | 1 | FALSE | 1 | FALSE | 3 | [6 empty] | 29 | B2B3 | 0.43261 | 2.8018e-08 | 0.0023457 | 0.00053804 | 0.00013351 | 5.2221e-07 | 6.6621 | 320.0875 | 0.0017193
| Civic Offices | Lift 1; in shaft motor traction lift including single openings on all floors; architraves controls and in shaft equipment; 4 stops (Services lift elevator car) | 1701085 | 8403438 | 5.2 | Services equipment | service lift | Assembly | 8 | Hours | 1 | 44 | 1 | FALSE | 1 | FALSE | 3 | [6 empty] | 30 | B2B3 | 0.43261 | 2.8018e-08 | 0.0023457 | 0.00053804 | 0.00013351 | 5.2221e-07 | 6.6621 | 320.0875 | 0.0017193
| Civic Offices | Lift 1; in shaft motor traction lift including single openings on all floors; architraves controls and in shaft equipment; 4 stops (Services lift elevator car) | 1701085 | 8403438 | 5.2 | Services equipment | service lift | Assembly | 8 | Hours | 1 | 44 | 1 | FALSE | 1 | FALSE | 3 | [6 empty] | 31 | B2B3 | 0.43261 | 2.8018e-08 | 0.0023457 | 0.00053804 | 0.00013351 | 5.2221e-07 | 6.6621 | 320.0875 | 0.0017193
| Civic Offices | Lift 1; in shaft motor traction lift including single openings on all floors; architraves controls and in shaft equipment; 4 stops (Services lift elevator car) | 1701085 | 8403438 | 5.2 | Services equipment | service lift | Assembly | 8 | Hours | 1 | 44 | 1 | FALSE | 1 | FALSE | 3 | [6 empty] | 32 | B2B3 | 0.43261 | 2.8018e-08 | 0.0023457 | 0.00053804 | 0.00013351 | 5.2221e-07 | 6.6621 | 320.0875 | 0.0017193
| Civic Offices | Lift 1; in shaft motor traction lift including single openings on all floors; architraves controls and in shaft equipment; 4 stops (Services lift elevator car) | 1701085 | 8403438 | 5.2 | Services equipment | service lift | Assembly | 8 | Hours | 1 | 44 | 1 | FALSE | 1 | FALSE | 3 | [6 empty] | 33 | B2B3 | 0.43261 | 2.8018e-08 | 0.0023457 | 0.00053804 | 0.00013351 | 5.2221e-07 | 6.6621 | 320.0875 | 0.0017193
| Civic Offices | Lift 1; in shaft motor traction lift including single openings on all floors; architraves controls and in shaft equipment; 4 stops (Services lift elevator car) | 1701085 | 8403438 | 5.2 | Services equipment | service lift | Assembly | 8 | Hours | 1 | 44 | 1 | FALSE | 1 | FALSE | 3 | [6 empty] | 34 | B2B3 | 0.43261 | 2.8018e-08 | 0.0023457 | 0.00053804 | 0.00013351 | 5.2221e-07 | 6.6621 | 320.0875 | 0.0017193
| Civic Offices | Lift 1; in shaft motor traction lift including single openings on all floors; architraves controls and in shaft equipment; 4 stops (Services lift elevator car) | 1701085 | 8403438 | 5.2 | Services equipment | service lift | Assembly | 8 | Hours | 1 | 44 | 1 | FALSE | 1 | FALSE | 3 | [6 empty] | 35 | B2B3 | 0.43261 | 2.8018e-08 | 0.0023457 | 0.00053804 | 0.00013351 | 5.2221e-07 | 6.6621 | 320.0875 | 0.0017193
| Civic Offices | Lift 1; in shaft motor traction lift including single openings on all floors; architraves controls and in shaft equipment; 4 stops (Services lift elevator car) | 1701085 | 8403438 | 5.2 | Services equipment | service lift | Assembly | 8 | Hours | 1 | 44 | 1 | FALSE | 1 | FALSE | 3 | [6 empty] | 36 | B2B3 | 0.43261 | 2.8018e-08 | 0.0023457 | 0.00053804 | 0.00013351 | 5.2221e-07 | 6.6621 | 320.0875 | 0.0017193
| Civic Offices | Lift 1; in shaft motor traction lift including single openings on all floors; architraves controls and in shaft equipment; 4 stops (Services lift elevator car) | 1701085 | 8403438 | 5.2 | Services equipment | service lift | Assembly | 8 | Hours | 1 | 44 | 1 | FALSE | 1 | FALSE | 3 | [6 empty] | 37 | B2B3 | 0.43261 | 2.8018e-08 | 0.0023457 | 0.00053804 | 0.00013351 | 5.2221e-07 | 6.6621 | 320.0875 | 0.0017193
| Civic Offices | Lift 1; in shaft motor traction lift including single openings on all floors; architraves controls and in shaft equipment; 4 stops (Services lift elevator car) | 1701085 | 8403438 | 5.2 | Services equipment | service lift | Assembly | 8 | Hours | 1 | 44 | 1 | FALSE | 1 | FALSE | 3 | [6 empty] | 38 | B2B3 | 0.43261 | 2.8018e-08 | 0.0023457 | 0.00053804 | 0.00013351 | 5.2221e-07 | 6.6621 | 320.0875 | 0.0017193
| Civic Offices | Lift 1; in shaft motor traction lift including single openings on all floors; architraves controls and in shaft equipment; 4 stops (Services lift elevator car) | 1701085 | 8403438 | 5.2 | Services equipment | service lift | Assembly | 8 | Hours | 1 | 44 | 1 | FALSE | 1 | FALSE | 3 | [6 empty] | 39 | B2B3 | 0.43261 | 2.8018e-08 | 0.0023457 | 0.00053804 | 0.00013351 | 5.2221e-07 | 6.6621 | 320.0875 | 0.0017193
| Civic Offices | Lift 1; in shaft motor traction lift including single openings on all floors; architraves controls and in shaft equipment; 4 stops (Services lift elevator car) | 1701085 | 8403438 | 5.2 | Services equipment | service lift | Assembly | 8 | Hours | 1 | 44 | 1 | FALSE | 1 | FALSE | 3 | [6 empty] | 40 | B2B3 | 0.43261 | 2.8018e-08 | 0.0023457 | 0.00053804 | 0.00013351 | 5.2221e-07 | 6.6621 | 320.0875 | 0.0017193
| Civic Offices | Lift 1; in shaft motor traction lift including single openings on all floors; architraves controls and in shaft equipment; 4 stops (Services lift elevator car) | 1701085 | 8403438 | 5.2 | Services equipment | service lift | Assembly | 8 | Hours | 1 | 44 | 1 | FALSE | 1 | FALSE | 3 | [6 empty] | 41 | B2B3 | 0.43261 | 2.8018e-08 | 0.0023457 | 0.00053804 | 0.00013351 | 5.2221e-07 | 6.6621 | 320.0875 | 0.0017193
| Civic Offices | Lift 1; in shaft motor traction lift including single openings on all floors; architraves controls and in shaft equipment; 4 stops (Services lift elevator car) | 1701085 | 8403438 | 5.2 | Services equipment | service lift | Assembly | 8 | Hours | 1 | 44 | 1 | FALSE | 1 | FALSE | 3 | [6 empty] | 42 | B2B3 | 0.43261 | 2.8018e-08 | 0.0023457 | 0.00053804 | 0.00013351 | 5.2221e-07 | 6.6621 | 320.0875 | 0.0017193
| Civic Offices | Lift 1; in shaft motor traction lift including single openings on all floors; architraves controls and in shaft equipment; 4 stops (Services lift elevator car) | 1701085 | 8403438 | 5.2 | Services equipment | service lift | Assembly | 8 | Hours | 1 | 44 | 1 | FALSE | 1 | FALSE | 3 | [6 empty] | 43 | B2B3 | 0.43261 | 2.8018e-08 | 0.0023457 | 0.00053804 | 0.00013351 | 5.2221e-07 | 6.6621 | 320.0875 | 0.0017193
| Civic Offices | Lift 1; in shaft motor traction lift including single openings on all floors; architraves controls and in shaft equipment; 4 stops (Services lift elevator car) | 1701085 | 8403438 | 5.2 | Services equipment | service lift | Assembly | 8 | Hours | 1 | 44 | 1 | FALSE | 1 | FALSE | 3 | [6 empty] | 44 | B2B3 | 0.43261 | 2.8018e-08 | 0.0023457 | 0.00053804 | 0.00013351 | 5.2221e-07 | 6.6621 | 320.0875 | 0.0017193
| Civic Offices | Lift 1; in shaft motor traction lift including single openings on all floors; architraves controls and in shaft equipment; 4 stops (Services lift elevator car) | 1701085 | 8403438 | 5.2 | Services equipment | service lift | Assembly | 8 | Hours | 1 | 44 | 1 | FALSE | 1 | FALSE | 3 | [6 empty] | 45 | B2B3 | 0.43261 | 2.8018e-08 | 0.0023457 | 0.00053804 | 0.00013351 | 5.2221e-07 | 6.6621 | 320.0875 | 0.0017193
| Civic Offices | Lift 1; in shaft motor traction lift including single openings on all floors; architraves controls and in shaft equipment; 4 stops (Services lift elevator car) | 1701085 | 8403438 | 5.2 | Services equipment | service lift | Assembly | 8 | Hours | 1 | 44 | 1 | FALSE | 1 | FALSE | 3 | [6 empty] | 46 | B2B3 | 0.43261 | 2.8018e-08 | 0.0023457 | 0.00053804 | 0.00013351 | 5.2221e-07 | 6.6621 | 320.0875 | 0.0017193
| Civic Offices | Lift 1; in shaft motor traction lift including single openings on all floors; architraves controls and in shaft equipment; 4 stops (Services lift elevator car) | 1701085 | 8403438 | 5.2 | Services equipment | service lift | Assembly | 8 | Hours | 1 | 44 | 1 | FALSE | 1 | FALSE | 3 | [6 empty] | 47 | B2B3 | 0.43261 | 2.8018e-08 | 0.0023457 | 0.00053804 | 0.00013351 | 5.2221e-07 | 6.6621 | 320.0875 | 0.0017193
| Civic Offices | Lift 1; in shaft motor traction lift including single openings on all floors; architraves controls and in shaft equipment; 4 stops (Services lift elevator car) | 1701085 | 8403438 | 5.2 | Services equipment | service lift | Assembly | 8 | Hours | 1 | 44 | 1 | FALSE | 1 | FALSE | 3 | [6 empty] | 48 | B2B3 | 0.43261 | 2.8018e-08 | 0.0023457 | 0.00053804 | 0.00013351 | 5.2221e-07 | 6.6621 | 320.0875 | 0.0017193
| Civic Offices | Lift 1; in shaft motor traction lift including single openings on all floors; architraves controls and in shaft equipment; 4 stops (Services lift elevator car) | 1701085 | 8403438 | 5.2 | Services equipment | service lift | Assembly | 8 | Hours | 1 | 44 | 1 | FALSE | 1 | FALSE | 3 | [6 empty] | 49 | B2B3 | 0.43261 | 2.8018e-08 | 0.0023457 | 0.00053804 | 0.00013351 | 5.2221e-07 | 6.6621 | 320.0875 | 0.0017193
| Civic Offices | Lift 1; in shaft motor traction lift including single openings on all floors; architraves controls and in shaft equipment; 4 stops (Services lift elevator car) | 1701085 | 8403438 | 5.2 | Services equipment | service lift | Assembly | 8 | Hours | 1 | 44 | 1 | FALSE | 1 | FALSE | 3 | [6 empty] | 50 | B2B3 | 0.43261 | 2.8018e-08 | 0.0023457 | 0.00053804 | 0.00013351 | 5.2221e-07 | 6.6621 | 320.0875 | 0.0017193
| Civic Offices | Lift 1; in shaft motor traction lift including single openings on all floors; architraves controls and in shaft equipment; 4 stops (Services lift elevator car) | 1701085 | 8403438 | 5.2 | Services equipment | service lift | Assembly | 8 | Hours | 1 | 44 | 1 | FALSE | 1 | FALSE | 3 | [6 empty] | 51 | B2B3 | 0.43261 | 2.8018e-08 | 0.0023457 | 0.00053804 | 0.00013351 | 5.2221e-07 | 6.6621 | 320.0875 | 0.0017193
| Civic Offices | Lift 1; in shaft motor traction lift including single openings on all floors; architraves controls and in shaft equipment; 4 stops (Services lift elevator car) | 1701085 | 8403438 | 5.2 | Services equipment | service lift | Assembly | 8 | Hours | 1 | 44 | 1 | FALSE | 1 | FALSE | 3 | [6 empty] | 52 | B2B3 | 0.43261 | 2.8018e-08 | 0.0023457 | 0.00053804 | 0.00013351 | 5.2221e-07 | 6.6621 | 320.0875 | 0.0017193
| Civic Offices | Lift 1; in shaft motor traction lift including single openings on all floors; architraves controls and in shaft equipment; 4 stops (Services lift elevator car) | 1701085 | 8403438 | 5.2 | Services equipment | service lift | Assembly | 8 | Hours | 1 | 44 | 1 | FALSE | 1 | FALSE | 3 | [6 empty] | 53 | B2B3 | 0.43261 | 2.8018e-08 | 0.0023457 | 0.00053804 | 0.00013351 | 5.2221e-07 | 6.6621 | 320.0875 | 0.0017193
| Civic Offices | Lift 1; in shaft motor traction lift including single openings on all floors; architraves controls and in shaft equipment; 4 stops (Services lift elevator car) | 1701085 | 8403438 | 5.2 | Services equipment | service lift | Assembly | 8 | Hours | 1 | 44 | 1 | FALSE | 1 | FALSE | 3 | [6 empty] | 54 | B2B3 | 0.43261 | 2.8018e-08 | 0.0023457 | 0.00053804 | 0.00013351 | 5.2221e-07 | 6.6621 | 320.0875 | 0.0017193
| Civic Offices | Lift 1; in shaft motor traction lift including single openings on all floors; architraves controls and in shaft equipment; 4 stops (Services lift elevator car) | 1701085 | 8403438 | 5.2 | Services equipment | service lift | Assembly | 8 | Hours | 1 | 44 | 1 | FALSE | 1 | FALSE | 3 | [6 empty] | 55 | B2B3 | 0.43261 | 2.8018e-08 | 0.0023457 | 0.00053804 | 0.00013351 | 5.2221e-07 | 6.6621 | 320.0875 | 0.0017193
| Civic Offices | Lift 1; in shaft motor traction lift including single openings on all floors; architraves controls and in shaft equipment; 4 stops (Services lift elevator car) | 1701085 | 8403438 | 5.2 | Services equipment | service lift | Assembly | 8 | Hours | 1 | 44 | 1 | FALSE | 1 | FALSE | 3 | [6 empty] | 56 | B2B3 | 0.43261 | 2.8018e-08 | 0.0023457 | 0.00053804 | 0.00013351 | 5.2221e-07 | 6.6621 | 320.0875 | 0.0017193
| Civic Offices | Lift 1; in shaft motor traction lift including single openings on all floors; architraves controls and in shaft equipment; 4 stops (Services lift elevator car) | 1701085 | 8403438 | 5.2 | Services equipment | service lift | Assembly | 8 | Hours | 1 | 44 | 1 | FALSE | 1 | FALSE | 3 | [6 empty] | 57 | B2B3 | 0.43261 | 2.8018e-08 | 0.0023457 | 0.00053804 | 0.00013351 | 5.2221e-07 | 6.6621 | 320.0875 | 0.0017193
| Civic Offices | Lift 1; in shaft motor traction lift including single openings on all floors; architraves controls and in shaft equipment; 4 stops (Services lift elevator car) | 1701085 | 8403438 | 5.2 | Services equipment | service lift | Assembly | 8 | Hours | 1 | 44 | 1 | FALSE | 1 | FALSE | 3 | [6 empty] | 58 | B2B3 | 0.43261 | 2.8018e-08 | 0.0023457 | 0.00053804 | 0.00013351 | 5.2221e-07 | 6.6621 | 320.0875 | 0.0017193
| Civic Offices | Lift 1; in shaft motor traction lift including single openings on all floors; architraves controls and in shaft equipment; 4 stops (Services lift elevator car) | 1701085 | 8403438 | 5.2 | Services equipment | service lift | Assembly | 8 | Hours | 1 | 44 | 1 | FALSE | 1 | FALSE | 3 | [6 empty] | 59 | B2B3 | 0.43261 | 2.8018e-08 | 0.0023457 | 0.00053804 | 0.00013351 | 5.2221e-07 | 6.6621 | 320.0875 | 0.0017193
| Civic Offices | Lift 1; in shaft motor traction lift including single openings on all floors; architraves controls and in shaft equipment; 4 stops (Services lift elevator car) | 1701085 | 8403438 | 5.2 | Services equipment | service lift | Assembly | 8 | Hours | 1 | 44 | 1 | FALSE | 1 | FALSE | 3 | [6 empty] | 60 | B2B3 | 0.43261 | 2.8018e-08 | 0.0023457 | 0.00053804 | 0.00013351 | 5.2221e-07 | 6.6621 | 320.0875 | 0.0017193
| Civic Offices | Lift 2; in shaft motor traction lift including single openings on all floors floors; architraves controls and in shaft equipment; 3 stops (Services lift elevator car) | 1701086 | 8403449 | 5 | Services equipment | install | Assembly | 96 | Hours | 25 | 44 | 1 | FALSE | 1 | FALSE | 1 | [6 empty] | 0 | A5 | 5.1914 | 3.3622e-07 | 0.028148 | 0.0064565 | 0.0016021 | 6.2665e-06 | 79.9448 | 3841.0504 | 0.020632
| Civic Offices | Lift 2; in shaft motor traction lift including single openings on all floors floors; architraves controls and in shaft equipment; 3 stops (Services lift elevator car) | 1701086 | 8403449 | 5 | Services equipment | install | Assembly | 96 | Hours | 25 | 44 | 1 | FALSE | 1 | FALSE | 1 | [6 empty] | 0 | A4 | 0 | 0 | 0 | 0 | 0 | 0 | 0 | 0 | 0
| Civic Offices | Lift 2; in shaft motor traction lift including single openings on all floors floors; architraves controls and in shaft equipment; 3 stops (Services lift elevator car) | 1701086 | 8403449 | 5 | Services equipment | install | Assembly | 96 | Hours | 25 | 44 | 1 | FALSE | 1 | FALSE | 1 | [6 empty] | 25 | B4B5 | 5.1914 | 3.3622e-07 | 0.028148 | 0.0064565 | 0.0016021 | 6.2665e-06 | 79.9448 | 3841.0504 | 0.020632
| Civic Offices | Lift 2; in shaft motor traction lift including single openings on all floors floors; architraves controls and in shaft equipment; 3 stops (Services lift elevator car) | 1701086 | 8403449 | 5 | Services equipment | install | Assembly | 96 | Hours | 25 | 44 | 1 | FALSE | 1 | FALSE | 1 | [6 empty] | 50 | B4B5 | 5.1914 | 3.3622e-07 | 0.028148 | 0.0064565 | 0.0016021 | 6.2665e-06 | 79.9448 | 3841.0504 | 0.020632
| Civic Offices | Lift 2; in shaft motor traction lift including single openings on all floors floors; architraves controls and in shaft equipment; 3 stops (Services lift elevator car) | 1701086 | 8403450 | 5.2 | Services equipment | service lift | Assembly | 8 | Hours | 1 | 44 | 1 | FALSE | 1 | FALSE | 3 | [6 empty] | 1 | B2B3 | 0.43261 | 2.8018e-08 | 0.0023457 | 0.00053804 | 0.00013351 | 5.2221e-07 | 6.6621 | 320.0875 | 0.0017193
| Civic Offices | Lift 2; in shaft motor traction lift including single openings on all floors floors; architraves controls and in shaft equipment; 3 stops (Services lift elevator car) | 1701086 | 8403450 | 5.2 | Services equipment | service lift | Assembly | 8 | Hours | 1 | 44 | 1 | FALSE | 1 | FALSE | 3 | [6 empty] | 2 | B2B3 | 0.43261 | 2.8018e-08 | 0.0023457 | 0.00053804 | 0.00013351 | 5.2221e-07 | 6.6621 | 320.0875 | 0.0017193
| Civic Offices | Lift 2; in shaft motor traction lift including single openings on all floors floors; architraves controls and in shaft equipment; 3 stops (Services lift elevator car) | 1701086 | 8403450 | 5.2 | Services equipment | service lift | Assembly | 8 | Hours | 1 | 44 | 1 | FALSE | 1 | FALSE | 3 | [6 empty] | 3 | B2B3 | 0.43261 | 2.8018e-08 | 0.0023457 | 0.00053804 | 0.00013351 | 5.2221e-07 | 6.6621 | 320.0875 | 0.0017193
| Civic Offices | Lift 2; in shaft motor traction lift including single openings on all floors floors; architraves controls and in shaft equipment; 3 stops (Services lift elevator car) | 1701086 | 8403450 | 5.2 | Services equipment | service lift | Assembly | 8 | Hours | 1 | 44 | 1 | FALSE | 1 | FALSE | 3 | [6 empty] | 4 | B2B3 | 0.43261 | 2.8018e-08 | 0.0023457 | 0.00053804 | 0.00013351 | 5.2221e-07 | 6.6621 | 320.0875 | 0.0017193
| Civic Offices | Lift 2; in shaft motor traction lift including single openings on all floors floors; architraves controls and in shaft equipment; 3 stops (Services lift elevator car) | 1701086 | 8403450 | 5.2 | Services equipment | service lift | Assembly | 8 | Hours | 1 | 44 | 1 | FALSE | 1 | FALSE | 3 | [6 empty] | 5 | B2B3 | 0.43261 | 2.8018e-08 | 0.0023457 | 0.00053804 | 0.00013351 | 5.2221e-07 | 6.6621 | 320.0875 | 0.0017193
| Civic Offices | Lift 2; in shaft motor traction lift including single openings on all floors floors; architraves controls and in shaft equipment; 3 stops (Services lift elevator car) | 1701086 | 8403450 | 5.2 | Services equipment | service lift | Assembly | 8 | Hours | 1 | 44 | 1 | FALSE | 1 | FALSE | 3 | [6 empty] | 6 | B2B3 | 0.43261 | 2.8018e-08 | 0.0023457 | 0.00053804 | 0.00013351 | 5.2221e-07 | 6.6621 | 320.0875 | 0.0017193
| Civic Offices | Lift 2; in shaft motor traction lift including single openings on all floors floors; architraves controls and in shaft equipment; 3 stops (Services lift elevator car) | 1701086 | 8403450 | 5.2 | Services equipment | service lift | Assembly | 8 | Hours | 1 | 44 | 1 | FALSE | 1 | FALSE | 3 | [6 empty] | 7 | B2B3 | 0.43261 | 2.8018e-08 | 0.0023457 | 0.00053804 | 0.00013351 | 5.2221e-07 | 6.6621 | 320.0875 | 0.0017193
| Civic Offices | Lift 2; in shaft motor traction lift including single openings on all floors floors; architraves controls and in shaft equipment; 3 stops (Services lift elevator car) | 1701086 | 8403450 | 5.2 | Services equipment | service lift | Assembly | 8 | Hours | 1 | 44 | 1 | FALSE | 1 | FALSE | 3 | [6 empty] | 8 | B2B3 | 0.43261 | 2.8018e-08 | 0.0023457 | 0.00053804 | 0.00013351 | 5.2221e-07 | 6.6621 | 320.0875 | 0.0017193
| Civic Offices | Lift 2; in shaft motor traction lift including single openings on all floors floors; architraves controls and in shaft equipment; 3 stops (Services lift elevator car) | 1701086 | 8403450 | 5.2 | Services equipment | service lift | Assembly | 8 | Hours | 1 | 44 | 1 | FALSE | 1 | FALSE | 3 | [6 empty] | 9 | B2B3 | 0.43261 | 2.8018e-08 | 0.0023457 | 0.00053804 | 0.00013351 | 5.2221e-07 | 6.6621 | 320.0875 | 0.0017193
| Civic Offices | Lift 2; in shaft motor traction lift including single openings on all floors floors; architraves controls and in shaft equipment; 3 stops (Services lift elevator car) | 1701086 | 8403450 | 5.2 | Services equipment | service lift | Assembly | 8 | Hours | 1 | 44 | 1 | FALSE | 1 | FALSE | 3 | [6 empty] | 10 | B2B3 | 0.43261 | 2.8018e-08 | 0.0023457 | 0.00053804 | 0.00013351 | 5.2221e-07 | 6.6621 | 320.0875 | 0.0017193
| Civic Offices | Lift 2; in shaft motor traction lift including single openings on all floors floors; architraves controls and in shaft equipment; 3 stops (Services lift elevator car) | 1701086 | 8403450 | 5.2 | Services equipment | service lift | Assembly | 8 | Hours | 1 | 44 | 1 | FALSE | 1 | FALSE | 3 | [6 empty] | 11 | B2B3 | 0.43261 | 2.8018e-08 | 0.0023457 | 0.00053804 | 0.00013351 | 5.2221e-07 | 6.6621 | 320.0875 | 0.0017193
| Civic Offices | Lift 2; in shaft motor traction lift including single openings on all floors floors; architraves controls and in shaft equipment; 3 stops (Services lift elevator car) | 1701086 | 8403450 | 5.2 | Services equipment | service lift | Assembly | 8 | Hours | 1 | 44 | 1 | FALSE | 1 | FALSE | 3 | [6 empty] | 12 | B2B3 | 0.43261 | 2.8018e-08 | 0.0023457 | 0.00053804 | 0.00013351 | 5.2221e-07 | 6.6621 | 320.0875 | 0.0017193
| Civic Offices | Lift 2; in shaft motor traction lift including single openings on all floors floors; architraves controls and in shaft equipment; 3 stops (Services lift elevator car) | 1701086 | 8403450 | 5.2 | Services equipment | service lift | Assembly | 8 | Hours | 1 | 44 | 1 | FALSE | 1 | FALSE | 3 | [6 empty] | 13 | B2B3 | 0.43261 | 2.8018e-08 | 0.0023457 | 0.00053804 | 0.00013351 | 5.2221e-07 | 6.6621 | 320.0875 | 0.0017193
| Civic Offices | Lift 2; in shaft motor traction lift including single openings on all floors floors; architraves controls and in shaft equipment; 3 stops (Services lift elevator car) | 1701086 | 8403450 | 5.2 | Services equipment | service lift | Assembly | 8 | Hours | 1 | 44 | 1 | FALSE | 1 | FALSE | 3 | [6 empty] | 14 | B2B3 | 0.43261 | 2.8018e-08 | 0.0023457 | 0.00053804 | 0.00013351 | 5.2221e-07 | 6.6621 | 320.0875 | 0.0017193
| Civic Offices | Lift 2; in shaft motor traction lift including single openings on all floors floors; architraves controls and in shaft equipment; 3 stops (Services lift elevator car) | 1701086 | 8403450 | 5.2 | Services equipment | service lift | Assembly | 8 | Hours | 1 | 44 | 1 | FALSE | 1 | FALSE | 3 | [6 empty] | 15 | B2B3 | 0.43261 | 2.8018e-08 | 0.0023457 | 0.00053804 | 0.00013351 | 5.2221e-07 | 6.6621 | 320.0875 | 0.0017193
| Civic Offices | Lift 2; in shaft motor traction lift including single openings on all floors floors; architraves controls and in shaft equipment; 3 stops (Services lift elevator car) | 1701086 | 8403450 | 5.2 | Services equipment | service lift | Assembly | 8 | Hours | 1 | 44 | 1 | FALSE | 1 | FALSE | 3 | [6 empty] | 16 | B2B3 | 0.43261 | 2.8018e-08 | 0.0023457 | 0.00053804 | 0.00013351 | 5.2221e-07 | 6.6621 | 320.0875 | 0.0017193
| Civic Offices | Lift 2; in shaft motor traction lift including single openings on all floors floors; architraves controls and in shaft equipment; 3 stops (Services lift elevator car) | 1701086 | 8403450 | 5.2 | Services equipment | service lift | Assembly | 8 | Hours | 1 | 44 | 1 | FALSE | 1 | FALSE | 3 | [6 empty] | 17 | B2B3 | 0.43261 | 2.8018e-08 | 0.0023457 | 0.00053804 | 0.00013351 | 5.2221e-07 | 6.6621 | 320.0875 | 0.0017193
| Civic Offices | Lift 2; in shaft motor traction lift including single openings on all floors floors; architraves controls and in shaft equipment; 3 stops (Services lift elevator car) | 1701086 | 8403450 | 5.2 | Services equipment | service lift | Assembly | 8 | Hours | 1 | 44 | 1 | FALSE | 1 | FALSE | 3 | [6 empty] | 18 | B2B3 | 0.43261 | 2.8018e-08 | 0.0023457 | 0.00053804 | 0.00013351 | 5.2221e-07 | 6.6621 | 320.0875 | 0.0017193
| Civic Offices | Lift 2; in shaft motor traction lift including single openings on all floors floors; architraves controls and in shaft equipment; 3 stops (Services lift elevator car) | 1701086 | 8403450 | 5.2 | Services equipment | service lift | Assembly | 8 | Hours | 1 | 44 | 1 | FALSE | 1 | FALSE | 3 | [6 empty] | 19 | B2B3 | 0.43261 | 2.8018e-08 | 0.0023457 | 0.00053804 | 0.00013351 | 5.2221e-07 | 6.6621 | 320.0875 | 0.0017193
| Civic Offices | Lift 2; in shaft motor traction lift including single openings on all floors floors; architraves controls and in shaft equipment; 3 stops (Services lift elevator car) | 1701086 | 8403450 | 5.2 | Services equipment | service lift | Assembly | 8 | Hours | 1 | 44 | 1 | FALSE | 1 | FALSE | 3 | [6 empty] | 20 | B2B3 | 0.43261 | 2.8018e-08 | 0.0023457 | 0.00053804 | 0.00013351 | 5.2221e-07 | 6.6621 | 320.0875 | 0.0017193
| Civic Offices | Lift 2; in shaft motor traction lift including single openings on all floors floors; architraves controls and in shaft equipment; 3 stops (Services lift elevator car) | 1701086 | 8403450 | 5.2 | Services equipment | service lift | Assembly | 8 | Hours | 1 | 44 | 1 | FALSE | 1 | FALSE | 3 | [6 empty] | 21 | B2B3 | 0.43261 | 2.8018e-08 | 0.0023457 | 0.00053804 | 0.00013351 | 5.2221e-07 | 6.6621 | 320.0875 | 0.0017193
| Civic Offices | Lift 2; in shaft motor traction lift including single openings on all floors floors; architraves controls and in shaft equipment; 3 stops (Services lift elevator car) | 1701086 | 8403450 | 5.2 | Services equipment | service lift | Assembly | 8 | Hours | 1 | 44 | 1 | FALSE | 1 | FALSE | 3 | [6 empty] | 22 | B2B3 | 0.43261 | 2.8018e-08 | 0.0023457 | 0.00053804 | 0.00013351 | 5.2221e-07 | 6.6621 | 320.0875 | 0.0017193
| Civic Offices | Lift 2; in shaft motor traction lift including single openings on all floors floors; architraves controls and in shaft equipment; 3 stops (Services lift elevator car) | 1701086 | 8403450 | 5.2 | Services equipment | service lift | Assembly | 8 | Hours | 1 | 44 | 1 | FALSE | 1 | FALSE | 3 | [6 empty] | 23 | B2B3 | 0.43261 | 2.8018e-08 | 0.0023457 | 0.00053804 | 0.00013351 | 5.2221e-07 | 6.6621 | 320.0875 | 0.0017193
| Civic Offices | Lift 2; in shaft motor traction lift including single openings on all floors floors; architraves controls and in shaft equipment; 3 stops (Services lift elevator car) | 1701086 | 8403450 | 5.2 | Services equipment | service lift | Assembly | 8 | Hours | 1 | 44 | 1 | FALSE | 1 | FALSE | 3 | [6 empty] | 24 | B2B3 | 0.43261 | 2.8018e-08 | 0.0023457 | 0.00053804 | 0.00013351 | 5.2221e-07 | 6.6621 | 320.0875 | 0.0017193
| Civic Offices | Lift 2; in shaft motor traction lift including single openings on all floors floors; architraves controls and in shaft equipment; 3 stops (Services lift elevator car) | 1701086 | 8403450 | 5.2 | Services equipment | service lift | Assembly | 8 | Hours | 1 | 44 | 1 | FALSE | 1 | FALSE | 3 | [6 empty] | 25 | B2B3 | 0.43261 | 2.8018e-08 | 0.0023457 | 0.00053804 | 0.00013351 | 5.2221e-07 | 6.6621 | 320.0875 | 0.0017193
| Civic Offices | Lift 2; in shaft motor traction lift including single openings on all floors floors; architraves controls and in shaft equipment; 3 stops (Services lift elevator car) | 1701086 | 8403450 | 5.2 | Services equipment | service lift | Assembly | 8 | Hours | 1 | 44 | 1 | FALSE | 1 | FALSE | 3 | [6 empty] | 26 | B2B3 | 0.43261 | 2.8018e-08 | 0.0023457 | 0.00053804 | 0.00013351 | 5.2221e-07 | 6.6621 | 320.0875 | 0.0017193
| Civic Offices | Lift 2; in shaft motor traction lift including single openings on all floors floors; architraves controls and in shaft equipment; 3 stops (Services lift elevator car) | 1701086 | 8403450 | 5.2 | Services equipment | service lift | Assembly | 8 | Hours | 1 | 44 | 1 | FALSE | 1 | FALSE | 3 | [6 empty] | 27 | B2B3 | 0.43261 | 2.8018e-08 | 0.0023457 | 0.00053804 | 0.00013351 | 5.2221e-07 | 6.6621 | 320.0875 | 0.0017193
| Civic Offices | Lift 2; in shaft motor traction lift including single openings on all floors floors; architraves controls and in shaft equipment; 3 stops (Services lift elevator car) | 1701086 | 8403450 | 5.2 | Services equipment | service lift | Assembly | 8 | Hours | 1 | 44 | 1 | FALSE | 1 | FALSE | 3 | [6 empty] | 28 | B2B3 | 0.43261 | 2.8018e-08 | 0.0023457 | 0.00053804 | 0.00013351 | 5.2221e-07 | 6.6621 | 320.0875 | 0.0017193
| Civic Offices | Lift 2; in shaft motor traction lift including single openings on all floors floors; architraves controls and in shaft equipment; 3 stops (Services lift elevator car) | 1701086 | 8403450 | 5.2 | Services equipment | service lift | Assembly | 8 | Hours | 1 | 44 | 1 | FALSE | 1 | FALSE | 3 | [6 empty] | 29 | B2B3 | 0.43261 | 2.8018e-08 | 0.0023457 | 0.00053804 | 0.00013351 | 5.2221e-07 | 6.6621 | 320.0875 | 0.0017193
| Civic Offices | Lift 2; in shaft motor traction lift including single openings on all floors floors; architraves controls and in shaft equipment; 3 stops (Services lift elevator car) | 1701086 | 8403450 | 5.2 | Services equipment | service lift | Assembly | 8 | Hours | 1 | 44 | 1 | FALSE | 1 | FALSE | 3 | [6 empty] | 30 | B2B3 | 0.43261 | 2.8018e-08 | 0.0023457 | 0.00053804 | 0.00013351 | 5.2221e-07 | 6.6621 | 320.0875 | 0.0017193
| Civic Offices | Lift 2; in shaft motor traction lift including single openings on all floors floors; architraves controls and in shaft equipment; 3 stops (Services lift elevator car) | 1701086 | 8403450 | 5.2 | Services equipment | service lift | Assembly | 8 | Hours | 1 | 44 | 1 | FALSE | 1 | FALSE | 3 | [6 empty] | 31 | B2B3 | 0.43261 | 2.8018e-08 | 0.0023457 | 0.00053804 | 0.00013351 | 5.2221e-07 | 6.6621 | 320.0875 | 0.0017193
| Civic Offices | Lift 2; in shaft motor traction lift including single openings on all floors floors; architraves controls and in shaft equipment; 3 stops (Services lift elevator car) | 1701086 | 8403450 | 5.2 | Services equipment | service lift | Assembly | 8 | Hours | 1 | 44 | 1 | FALSE | 1 | FALSE | 3 | [6 empty] | 32 | B2B3 | 0.43261 | 2.8018e-08 | 0.0023457 | 0.00053804 | 0.00013351 | 5.2221e-07 | 6.6621 | 320.0875 | 0.0017193
| Civic Offices | Lift 2; in shaft motor traction lift including single openings on all floors floors; architraves controls and in shaft equipment; 3 stops (Services lift elevator car) | 1701086 | 8403450 | 5.2 | Services equipment | service lift | Assembly | 8 | Hours | 1 | 44 | 1 | FALSE | 1 | FALSE | 3 | [6 empty] | 33 | B2B3 | 0.43261 | 2.8018e-08 | 0.0023457 | 0.00053804 | 0.00013351 | 5.2221e-07 | 6.6621 | 320.0875 | 0.0017193
| Civic Offices | Lift 2; in shaft motor traction lift including single openings on all floors floors; architraves controls and in shaft equipment; 3 stops (Services lift elevator car) | 1701086 | 8403450 | 5.2 | Services equipment | service lift | Assembly | 8 | Hours | 1 | 44 | 1 | FALSE | 1 | FALSE | 3 | [6 empty] | 34 | B2B3 | 0.43261 | 2.8018e-08 | 0.0023457 | 0.00053804 | 0.00013351 | 5.2221e-07 | 6.6621 | 320.0875 | 0.0017193
| Civic Offices | Lift 2; in shaft motor traction lift including single openings on all floors floors; architraves controls and in shaft equipment; 3 stops (Services lift elevator car) | 1701086 | 8403450 | 5.2 | Services equipment | service lift | Assembly | 8 | Hours | 1 | 44 | 1 | FALSE | 1 | FALSE | 3 | [6 empty] | 35 | B2B3 | 0.43261 | 2.8018e-08 | 0.0023457 | 0.00053804 | 0.00013351 | 5.2221e-07 | 6.6621 | 320.0875 | 0.0017193
| Civic Offices | Lift 2; in shaft motor traction lift including single openings on all floors floors; architraves controls and in shaft equipment; 3 stops (Services lift elevator car) | 1701086 | 8403450 | 5.2 | Services equipment | service lift | Assembly | 8 | Hours | 1 | 44 | 1 | FALSE | 1 | FALSE | 3 | [6 empty] | 36 | B2B3 | 0.43261 | 2.8018e-08 | 0.0023457 | 0.00053804 | 0.00013351 | 5.2221e-07 | 6.6621 | 320.0875 | 0.0017193
| Civic Offices | Lift 2; in shaft motor traction lift including single openings on all floors floors; architraves controls and in shaft equipment; 3 stops (Services lift elevator car) | 1701086 | 8403450 | 5.2 | Services equipment | service lift | Assembly | 8 | Hours | 1 | 44 | 1 | FALSE | 1 | FALSE | 3 | [6 empty] | 37 | B2B3 | 0.43261 | 2.8018e-08 | 0.0023457 | 0.00053804 | 0.00013351 | 5.2221e-07 | 6.6621 | 320.0875 | 0.0017193
| Civic Offices | Lift 2; in shaft motor traction lift including single openings on all floors floors; architraves controls and in shaft equipment; 3 stops (Services lift elevator car) | 1701086 | 8403450 | 5.2 | Services equipment | service lift | Assembly | 8 | Hours | 1 | 44 | 1 | FALSE | 1 | FALSE | 3 | [6 empty] | 38 | B2B3 | 0.43261 | 2.8018e-08 | 0.0023457 | 0.00053804 | 0.00013351 | 5.2221e-07 | 6.6621 | 320.0875 | 0.0017193
| Civic Offices | Lift 2; in shaft motor traction lift including single openings on all floors floors; architraves controls and in shaft equipment; 3 stops (Services lift elevator car) | 1701086 | 8403450 | 5.2 | Services equipment | service lift | Assembly | 8 | Hours | 1 | 44 | 1 | FALSE | 1 | FALSE | 3 | [6 empty] | 39 | B2B3 | 0.43261 | 2.8018e-08 | 0.0023457 | 0.00053804 | 0.00013351 | 5.2221e-07 | 6.6621 | 320.0875 | 0.0017193
| Civic Offices | Lift 2; in shaft motor traction lift including single openings on all floors floors; architraves controls and in shaft equipment; 3 stops (Services lift elevator car) | 1701086 | 8403450 | 5.2 | Services equipment | service lift | Assembly | 8 | Hours | 1 | 44 | 1 | FALSE | 1 | FALSE | 3 | [6 empty] | 40 | B2B3 | 0.43261 | 2.8018e-08 | 0.0023457 | 0.00053804 | 0.00013351 | 5.2221e-07 | 6.6621 | 320.0875 | 0.0017193
| Civic Offices | Lift 2; in shaft motor traction lift including single openings on all floors floors; architraves controls and in shaft equipment; 3 stops (Services lift elevator car) | 1701086 | 8403450 | 5.2 | Services equipment | service lift | Assembly | 8 | Hours | 1 | 44 | 1 | FALSE | 1 | FALSE | 3 | [6 empty] | 41 | B2B3 | 0.43261 | 2.8018e-08 | 0.0023457 | 0.00053804 | 0.00013351 | 5.2221e-07 | 6.6621 | 320.0875 | 0.0017193
| Civic Offices | Lift 2; in shaft motor traction lift including single openings on all floors floors; architraves controls and in shaft equipment; 3 stops (Services lift elevator car) | 1701086 | 8403450 | 5.2 | Services equipment | service lift | Assembly | 8 | Hours | 1 | 44 | 1 | FALSE | 1 | FALSE | 3 | [6 empty] | 42 | B2B3 | 0.43261 | 2.8018e-08 | 0.0023457 | 0.00053804 | 0.00013351 | 5.2221e-07 | 6.6621 | 320.0875 | 0.0017193
| Civic Offices | Lift 2; in shaft motor traction lift including single openings on all floors floors; architraves controls and in shaft equipment; 3 stops (Services lift elevator car) | 1701086 | 8403450 | 5.2 | Services equipment | service lift | Assembly | 8 | Hours | 1 | 44 | 1 | FALSE | 1 | FALSE | 3 | [6 empty] | 43 | B2B3 | 0.43261 | 2.8018e-08 | 0.0023457 | 0.00053804 | 0.00013351 | 5.2221e-07 | 6.6621 | 320.0875 | 0.0017193
| Civic Offices | Lift 2; in shaft motor traction lift including single openings on all floors floors; architraves controls and in shaft equipment; 3 stops (Services lift elevator car) | 1701086 | 8403450 | 5.2 | Services equipment | service lift | Assembly | 8 | Hours | 1 | 44 | 1 | FALSE | 1 | FALSE | 3 | [6 empty] | 44 | B2B3 | 0.43261 | 2.8018e-08 | 0.0023457 | 0.00053804 | 0.00013351 | 5.2221e-07 | 6.6621 | 320.0875 | 0.0017193
| Civic Offices | Lift 2; in shaft motor traction lift including single openings on all floors floors; architraves controls and in shaft equipment; 3 stops (Services lift elevator car) | 1701086 | 8403450 | 5.2 | Services equipment | service lift | Assembly | 8 | Hours | 1 | 44 | 1 | FALSE | 1 | FALSE | 3 | [6 empty] | 45 | B2B3 | 0.43261 | 2.8018e-08 | 0.0023457 | 0.00053804 | 0.00013351 | 5.2221e-07 | 6.6621 | 320.0875 | 0.0017193
| Civic Offices | Lift 2; in shaft motor traction lift including single openings on all floors floors; architraves controls and in shaft equipment; 3 stops (Services lift elevator car) | 1701086 | 8403450 | 5.2 | Services equipment | service lift | Assembly | 8 | Hours | 1 | 44 | 1 | FALSE | 1 | FALSE | 3 | [6 empty] | 46 | B2B3 | 0.43261 | 2.8018e-08 | 0.0023457 | 0.00053804 | 0.00013351 | 5.2221e-07 | 6.6621 | 320.0875 | 0.0017193
| Civic Offices | Lift 2; in shaft motor traction lift including single openings on all floors floors; architraves controls and in shaft equipment; 3 stops (Services lift elevator car) | 1701086 | 8403450 | 5.2 | Services equipment | service lift | Assembly | 8 | Hours | 1 | 44 | 1 | FALSE | 1 | FALSE | 3 | [6 empty] | 47 | B2B3 | 0.43261 | 2.8018e-08 | 0.0023457 | 0.00053804 | 0.00013351 | 5.2221e-07 | 6.6621 | 320.0875 | 0.0017193
| Civic Offices | Lift 2; in shaft motor traction lift including single openings on all floors floors; architraves controls and in shaft equipment; 3 stops (Services lift elevator car) | 1701086 | 8403450 | 5.2 | Services equipment | service lift | Assembly | 8 | Hours | 1 | 44 | 1 | FALSE | 1 | FALSE | 3 | [6 empty] | 48 | B2B3 | 0.43261 | 2.8018e-08 | 0.0023457 | 0.00053804 | 0.00013351 | 5.2221e-07 | 6.6621 | 320.0875 | 0.0017193
| Civic Offices | Lift 2; in shaft motor traction lift including single openings on all floors floors; architraves controls and in shaft equipment; 3 stops (Services lift elevator car) | 1701086 | 8403450 | 5.2 | Services equipment | service lift | Assembly | 8 | Hours | 1 | 44 | 1 | FALSE | 1 | FALSE | 3 | [6 empty] | 49 | B2B3 | 0.43261 | 2.8018e-08 | 0.0023457 | 0.00053804 | 0.00013351 | 5.2221e-07 | 6.6621 | 320.0875 | 0.0017193
| Civic Offices | Lift 2; in shaft motor traction lift including single openings on all floors floors; architraves controls and in shaft equipment; 3 stops (Services lift elevator car) | 1701086 | 8403450 | 5.2 | Services equipment | service lift | Assembly | 8 | Hours | 1 | 44 | 1 | FALSE | 1 | FALSE | 3 | [6 empty] | 50 | B2B3 | 0.43261 | 2.8018e-08 | 0.0023457 | 0.00053804 | 0.00013351 | 5.2221e-07 | 6.6621 | 320.0875 | 0.0017193
| Civic Offices | Lift 2; in shaft motor traction lift including single openings on all floors floors; architraves controls and in shaft equipment; 3 stops (Services lift elevator car) | 1701086 | 8403450 | 5.2 | Services equipment | service lift | Assembly | 8 | Hours | 1 | 44 | 1 | FALSE | 1 | FALSE | 3 | [6 empty] | 51 | B2B3 | 0.43261 | 2.8018e-08 | 0.0023457 | 0.00053804 | 0.00013351 | 5.2221e-07 | 6.6621 | 320.0875 | 0.0017193
| Civic Offices | Lift 2; in shaft motor traction lift including single openings on all floors floors; architraves controls and in shaft equipment; 3 stops (Services lift elevator car) | 1701086 | 8403450 | 5.2 | Services equipment | service lift | Assembly | 8 | Hours | 1 | 44 | 1 | FALSE | 1 | FALSE | 3 | [6 empty] | 52 | B2B3 | 0.43261 | 2.8018e-08 | 0.0023457 | 0.00053804 | 0.00013351 | 5.2221e-07 | 6.6621 | 320.0875 | 0.0017193
| Civic Offices | Lift 2; in shaft motor traction lift including single openings on all floors floors; architraves controls and in shaft equipment; 3 stops (Services lift elevator car) | 1701086 | 8403450 | 5.2 | Services equipment | service lift | Assembly | 8 | Hours | 1 | 44 | 1 | FALSE | 1 | FALSE | 3 | [6 empty] | 53 | B2B3 | 0.43261 | 2.8018e-08 | 0.0023457 | 0.00053804 | 0.00013351 | 5.2221e-07 | 6.6621 | 320.0875 | 0.0017193
| Civic Offices | Lift 2; in shaft motor traction lift including single openings on all floors floors; architraves controls and in shaft equipment; 3 stops (Services lift elevator car) | 1701086 | 8403450 | 5.2 | Services equipment | service lift | Assembly | 8 | Hours | 1 | 44 | 1 | FALSE | 1 | FALSE | 3 | [6 empty] | 54 | B2B3 | 0.43261 | 2.8018e-08 | 0.0023457 | 0.00053804 | 0.00013351 | 5.2221e-07 | 6.6621 | 320.0875 | 0.0017193
| Civic Offices | Lift 2; in shaft motor traction lift including single openings on all floors floors; architraves controls and in shaft equipment; 3 stops (Services lift elevator car) | 1701086 | 8403450 | 5.2 | Services equipment | service lift | Assembly | 8 | Hours | 1 | 44 | 1 | FALSE | 1 | FALSE | 3 | [6 empty] | 55 | B2B3 | 0.43261 | 2.8018e-08 | 0.0023457 | 0.00053804 | 0.00013351 | 5.2221e-07 | 6.6621 | 320.0875 | 0.0017193
| Civic Offices | Lift 2; in shaft motor traction lift including single openings on all floors floors; architraves controls and in shaft equipment; 3 stops (Services lift elevator car) | 1701086 | 8403450 | 5.2 | Services equipment | service lift | Assembly | 8 | Hours | 1 | 44 | 1 | FALSE | 1 | FALSE | 3 | [6 empty] | 56 | B2B3 | 0.43261 | 2.8018e-08 | 0.0023457 | 0.00053804 | 0.00013351 | 5.2221e-07 | 6.6621 | 320.0875 | 0.0017193
| Civic Offices | Lift 2; in shaft motor traction lift including single openings on all floors floors; architraves controls and in shaft equipment; 3 stops (Services lift elevator car) | 1701086 | 8403450 | 5.2 | Services equipment | service lift | Assembly | 8 | Hours | 1 | 44 | 1 | FALSE | 1 | FALSE | 3 | [6 empty] | 57 | B2B3 | 0.43261 | 2.8018e-08 | 0.0023457 | 0.00053804 | 0.00013351 | 5.2221e-07 | 6.6621 | 320.0875 | 0.0017193
| Civic Offices | Lift 2; in shaft motor traction lift including single openings on all floors floors; architraves controls and in shaft equipment; 3 stops (Services lift elevator car) | 1701086 | 8403450 | 5.2 | Services equipment | service lift | Assembly | 8 | Hours | 1 | 44 | 1 | FALSE | 1 | FALSE | 3 | [6 empty] | 58 | B2B3 | 0.43261 | 2.8018e-08 | 0.0023457 | 0.00053804 | 0.00013351 | 5.2221e-07 | 6.6621 | 320.0875 | 0.0017193
| Civic Offices | Lift 2; in shaft motor traction lift including single openings on all floors floors; architraves controls and in shaft equipment; 3 stops (Services lift elevator car) | 1701086 | 8403450 | 5.2 | Services equipment | service lift | Assembly | 8 | Hours | 1 | 44 | 1 | FALSE | 1 | FALSE | 3 | [6 empty] | 59 | B2B3 | 0.43261 | 2.8018e-08 | 0.0023457 | 0.00053804 | 0.00013351 | 5.2221e-07 | 6.6621 | 320.0875 | 0.0017193
| Civic Offices | Lift 2; in shaft motor traction lift including single openings on all floors floors; architraves controls and in shaft equipment; 3 stops (Services lift elevator car) | 1701086 | 8403450 | 5.2 | Services equipment | service lift | Assembly | 8 | Hours | 1 | 44 | 1 | FALSE | 1 | FALSE | 3 | [6 empty] | 60 | B2B3 | 0.43261 | 2.8018e-08 | 0.0023457 | 0.00053804 | 0.00013351 | 5.2221e-07 | 6.6621 | 320.0875 | 0.0017193
| Civic Offices | Lift 3; in shaft motor traction lift including dual door openings on all floors; architraves controls and in shaft equipment; 5 stops (Services lift elevator car) | 1701087 | 8403461 | 5 | Services equipment | install | Assembly | 96 | Hours | 25 | 44 | 1 | FALSE | 1 | FALSE | 1 | [6 empty] | 0 | A5 | 5.1914 | 3.3622e-07 | 0.028148 | 0.0064565 | 0.0016021 | 6.2665e-06 | 79.9448 | 3841.0504 | 0.020632
| Civic Offices | Lift 3; in shaft motor traction lift including dual door openings on all floors; architraves controls and in shaft equipment; 5 stops (Services lift elevator car) | 1701087 | 8403461 | 5 | Services equipment | install | Assembly | 96 | Hours | 25 | 44 | 1 | FALSE | 1 | FALSE | 1 | [6 empty] | 0 | A4 | 0 | 0 | 0 | 0 | 0 | 0 | 0 | 0 | 0
| Civic Offices | Lift 3; in shaft motor traction lift including dual door openings on all floors; architraves controls and in shaft equipment; 5 stops (Services lift elevator car) | 1701087 | 8403461 | 5 | Services equipment | install | Assembly | 96 | Hours | 25 | 44 | 1 | FALSE | 1 | FALSE | 1 | [6 empty] | 25 | B4B5 | 5.1914 | 3.3622e-07 | 0.028148 | 0.0064565 | 0.0016021 | 6.2665e-06 | 79.9448 | 3841.0504 | 0.020632
| Civic Offices | Lift 3; in shaft motor traction lift including dual door openings on all floors; architraves controls and in shaft equipment; 5 stops (Services lift elevator car) | 1701087 | 8403461 | 5 | Services equipment | install | Assembly | 96 | Hours | 25 | 44 | 1 | FALSE | 1 | FALSE | 1 | [6 empty] | 50 | B4B5 | 5.1914 | 3.3622e-07 | 0.028148 | 0.0064565 | 0.0016021 | 6.2665e-06 | 79.9448 | 3841.0504 | 0.020632
| Civic Offices | Lift 3; in shaft motor traction lift including dual door openings on all floors; architraves controls and in shaft equipment; 5 stops (Services lift elevator car) | 1701087 | 8403462 | 5.2 | Services equipment | service lift | Assembly | 8 | Hours | 1 | 44 | 1 | FALSE | 1 | FALSE | 3 | [6 empty] | 1 | B2B3 | 0.43261 | 2.8018e-08 | 0.0023457 | 0.00053804 | 0.00013351 | 5.2221e-07 | 6.6621 | 320.0875 | 0.0017193
| Civic Offices | Lift 3; in shaft motor traction lift including dual door openings on all floors; architraves controls and in shaft equipment; 5 stops (Services lift elevator car) | 1701087 | 8403462 | 5.2 | Services equipment | service lift | Assembly | 8 | Hours | 1 | 44 | 1 | FALSE | 1 | FALSE | 3 | [6 empty] | 2 | B2B3 | 0.43261 | 2.8018e-08 | 0.0023457 | 0.00053804 | 0.00013351 | 5.2221e-07 | 6.6621 | 320.0875 | 0.0017193
| Civic Offices | Lift 3; in shaft motor traction lift including dual door openings on all floors; architraves controls and in shaft equipment; 5 stops (Services lift elevator car) | 1701087 | 8403462 | 5.2 | Services equipment | service lift | Assembly | 8 | Hours | 1 | 44 | 1 | FALSE | 1 | FALSE | 3 | [6 empty] | 3 | B2B3 | 0.43261 | 2.8018e-08 | 0.0023457 | 0.00053804 | 0.00013351 | 5.2221e-07 | 6.6621 | 320.0875 | 0.0017193
| Civic Offices | Lift 3; in shaft motor traction lift including dual door openings on all floors; architraves controls and in shaft equipment; 5 stops (Services lift elevator car) | 1701087 | 8403462 | 5.2 | Services equipment | service lift | Assembly | 8 | Hours | 1 | 44 | 1 | FALSE | 1 | FALSE | 3 | [6 empty] | 4 | B2B3 | 0.43261 | 2.8018e-08 | 0.0023457 | 0.00053804 | 0.00013351 | 5.2221e-07 | 6.6621 | 320.0875 | 0.0017193
| Civic Offices | Lift 3; in shaft motor traction lift including dual door openings on all floors; architraves controls and in shaft equipment; 5 stops (Services lift elevator car) | 1701087 | 8403462 | 5.2 | Services equipment | service lift | Assembly | 8 | Hours | 1 | 44 | 1 | FALSE | 1 | FALSE | 3 | [6 empty] | 5 | B2B3 | 0.43261 | 2.8018e-08 | 0.0023457 | 0.00053804 | 0.00013351 | 5.2221e-07 | 6.6621 | 320.0875 | 0.0017193
| Civic Offices | Lift 3; in shaft motor traction lift including dual door openings on all floors; architraves controls and in shaft equipment; 5 stops (Services lift elevator car) | 1701087 | 8403462 | 5.2 | Services equipment | service lift | Assembly | 8 | Hours | 1 | 44 | 1 | FALSE | 1 | FALSE | 3 | [6 empty] | 6 | B2B3 | 0.43261 | 2.8018e-08 | 0.0023457 | 0.00053804 | 0.00013351 | 5.2221e-07 | 6.6621 | 320.0875 | 0.0017193
| Civic Offices | Lift 3; in shaft motor traction lift including dual door openings on all floors; architraves controls and in shaft equipment; 5 stops (Services lift elevator car) | 1701087 | 8403462 | 5.2 | Services equipment | service lift | Assembly | 8 | Hours | 1 | 44 | 1 | FALSE | 1 | FALSE | 3 | [6 empty] | 7 | B2B3 | 0.43261 | 2.8018e-08 | 0.0023457 | 0.00053804 | 0.00013351 | 5.2221e-07 | 6.6621 | 320.0875 | 0.0017193
| Civic Offices | Lift 3; in shaft motor traction lift including dual door openings on all floors; architraves controls and in shaft equipment; 5 stops (Services lift elevator car) | 1701087 | 8403462 | 5.2 | Services equipment | service lift | Assembly | 8 | Hours | 1 | 44 | 1 | FALSE | 1 | FALSE | 3 | [6 empty] | 8 | B2B3 | 0.43261 | 2.8018e-08 | 0.0023457 | 0.00053804 | 0.00013351 | 5.2221e-07 | 6.6621 | 320.0875 | 0.0017193
| Civic Offices | Lift 3; in shaft motor traction lift including dual door openings on all floors; architraves controls and in shaft equipment; 5 stops (Services lift elevator car) | 1701087 | 8403462 | 5.2 | Services equipment | service lift | Assembly | 8 | Hours | 1 | 44 | 1 | FALSE | 1 | FALSE | 3 | [6 empty] | 9 | B2B3 | 0.43261 | 2.8018e-08 | 0.0023457 | 0.00053804 | 0.00013351 | 5.2221e-07 | 6.6621 | 320.0875 | 0.0017193
| Civic Offices | Lift 3; in shaft motor traction lift including dual door openings on all floors; architraves controls and in shaft equipment; 5 stops (Services lift elevator car) | 1701087 | 8403462 | 5.2 | Services equipment | service lift | Assembly | 8 | Hours | 1 | 44 | 1 | FALSE | 1 | FALSE | 3 | [6 empty] | 10 | B2B3 | 0.43261 | 2.8018e-08 | 0.0023457 | 0.00053804 | 0.00013351 | 5.2221e-07 | 6.6621 | 320.0875 | 0.0017193
| Civic Offices | Lift 3; in shaft motor traction lift including dual door openings on all floors; architraves controls and in shaft equipment; 5 stops (Services lift elevator car) | 1701087 | 8403462 | 5.2 | Services equipment | service lift | Assembly | 8 | Hours | 1 | 44 | 1 | FALSE | 1 | FALSE | 3 | [6 empty] | 11 | B2B3 | 0.43261 | 2.8018e-08 | 0.0023457 | 0.00053804 | 0.00013351 | 5.2221e-07 | 6.6621 | 320.0875 | 0.0017193
| Civic Offices | Lift 3; in shaft motor traction lift including dual door openings on all floors; architraves controls and in shaft equipment; 5 stops (Services lift elevator car) | 1701087 | 8403462 | 5.2 | Services equipment | service lift | Assembly | 8 | Hours | 1 | 44 | 1 | FALSE | 1 | FALSE | 3 | [6 empty] | 12 | B2B3 | 0.43261 | 2.8018e-08 | 0.0023457 | 0.00053804 | 0.00013351 | 5.2221e-07 | 6.6621 | 320.0875 | 0.0017193
| Civic Offices | Lift 3; in shaft motor traction lift including dual door openings on all floors; architraves controls and in shaft equipment; 5 stops (Services lift elevator car) | 1701087 | 8403462 | 5.2 | Services equipment | service lift | Assembly | 8 | Hours | 1 | 44 | 1 | FALSE | 1 | FALSE | 3 | [6 empty] | 13 | B2B3 | 0.43261 | 2.8018e-08 | 0.0023457 | 0.00053804 | 0.00013351 | 5.2221e-07 | 6.6621 | 320.0875 | 0.0017193
| Civic Offices | Lift 3; in shaft motor traction lift including dual door openings on all floors; architraves controls and in shaft equipment; 5 stops (Services lift elevator car) | 1701087 | 8403462 | 5.2 | Services equipment | service lift | Assembly | 8 | Hours | 1 | 44 | 1 | FALSE | 1 | FALSE | 3 | [6 empty] | 14 | B2B3 | 0.43261 | 2.8018e-08 | 0.0023457 | 0.00053804 | 0.00013351 | 5.2221e-07 | 6.6621 | 320.0875 | 0.0017193
| Civic Offices | Lift 3; in shaft motor traction lift including dual door openings on all floors; architraves controls and in shaft equipment; 5 stops (Services lift elevator car) | 1701087 | 8403462 | 5.2 | Services equipment | service lift | Assembly | 8 | Hours | 1 | 44 | 1 | FALSE | 1 | FALSE | 3 | [6 empty] | 15 | B2B3 | 0.43261 | 2.8018e-08 | 0.0023457 | 0.00053804 | 0.00013351 | 5.2221e-07 | 6.6621 | 320.0875 | 0.0017193
| Civic Offices | Lift 3; in shaft motor traction lift including dual door openings on all floors; architraves controls and in shaft equipment; 5 stops (Services lift elevator car) | 1701087 | 8403462 | 5.2 | Services equipment | service lift | Assembly | 8 | Hours | 1 | 44 | 1 | FALSE | 1 | FALSE | 3 | [6 empty] | 16 | B2B3 | 0.43261 | 2.8018e-08 | 0.0023457 | 0.00053804 | 0.00013351 | 5.2221e-07 | 6.6621 | 320.0875 | 0.0017193
| Civic Offices | Lift 3; in shaft motor traction lift including dual door openings on all floors; architraves controls and in shaft equipment; 5 stops (Services lift elevator car) | 1701087 | 8403462 | 5.2 | Services equipment | service lift | Assembly | 8 | Hours | 1 | 44 | 1 | FALSE | 1 | FALSE | 3 | [6 empty] | 17 | B2B3 | 0.43261 | 2.8018e-08 | 0.0023457 | 0.00053804 | 0.00013351 | 5.2221e-07 | 6.6621 | 320.0875 | 0.0017193
| Civic Offices | Lift 3; in shaft motor traction lift including dual door openings on all floors; architraves controls and in shaft equipment; 5 stops (Services lift elevator car) | 1701087 | 8403462 | 5.2 | Services equipment | service lift | Assembly | 8 | Hours | 1 | 44 | 1 | FALSE | 1 | FALSE | 3 | [6 empty] | 18 | B2B3 | 0.43261 | 2.8018e-08 | 0.0023457 | 0.00053804 | 0.00013351 | 5.2221e-07 | 6.6621 | 320.0875 | 0.0017193
| Civic Offices | Lift 3; in shaft motor traction lift including dual door openings on all floors; architraves controls and in shaft equipment; 5 stops (Services lift elevator car) | 1701087 | 8403462 | 5.2 | Services equipment | service lift | Assembly | 8 | Hours | 1 | 44 | 1 | FALSE | 1 | FALSE | 3 | [6 empty] | 19 | B2B3 | 0.43261 | 2.8018e-08 | 0.0023457 | 0.00053804 | 0.00013351 | 5.2221e-07 | 6.6621 | 320.0875 | 0.0017193
| Civic Offices | Lift 3; in shaft motor traction lift including dual door openings on all floors; architraves controls and in shaft equipment; 5 stops (Services lift elevator car) | 1701087 | 8403462 | 5.2 | Services equipment | service lift | Assembly | 8 | Hours | 1 | 44 | 1 | FALSE | 1 | FALSE | 3 | [6 empty] | 20 | B2B3 | 0.43261 | 2.8018e-08 | 0.0023457 | 0.00053804 | 0.00013351 | 5.2221e-07 | 6.6621 | 320.0875 | 0.0017193
| Civic Offices | Lift 3; in shaft motor traction lift including dual door openings on all floors; architraves controls and in shaft equipment; 5 stops (Services lift elevator car) | 1701087 | 8403462 | 5.2 | Services equipment | service lift | Assembly | 8 | Hours | 1 | 44 | 1 | FALSE | 1 | FALSE | 3 | [6 empty] | 21 | B2B3 | 0.43261 | 2.8018e-08 | 0.0023457 | 0.00053804 | 0.00013351 | 5.2221e-07 | 6.6621 | 320.0875 | 0.0017193
| Civic Offices | Lift 3; in shaft motor traction lift including dual door openings on all floors; architraves controls and in shaft equipment; 5 stops (Services lift elevator car) | 1701087 | 8403462 | 5.2 | Services equipment | service lift | Assembly | 8 | Hours | 1 | 44 | 1 | FALSE | 1 | FALSE | 3 | [6 empty] | 22 | B2B3 | 0.43261 | 2.8018e-08 | 0.0023457 | 0.00053804 | 0.00013351 | 5.2221e-07 | 6.6621 | 320.0875 | 0.0017193
| Civic Offices | Lift 3; in shaft motor traction lift including dual door openings on all floors; architraves controls and in shaft equipment; 5 stops (Services lift elevator car) | 1701087 | 8403462 | 5.2 | Services equipment | service lift | Assembly | 8 | Hours | 1 | 44 | 1 | FALSE | 1 | FALSE | 3 | [6 empty] | 23 | B2B3 | 0.43261 | 2.8018e-08 | 0.0023457 | 0.00053804 | 0.00013351 | 5.2221e-07 | 6.6621 | 320.0875 | 0.0017193
| Civic Offices | Lift 3; in shaft motor traction lift including dual door openings on all floors; architraves controls and in shaft equipment; 5 stops (Services lift elevator car) | 1701087 | 8403462 | 5.2 | Services equipment | service lift | Assembly | 8 | Hours | 1 | 44 | 1 | FALSE | 1 | FALSE | 3 | [6 empty] | 24 | B2B3 | 0.43261 | 2.8018e-08 | 0.0023457 | 0.00053804 | 0.00013351 | 5.2221e-07 | 6.6621 | 320.0875 | 0.0017193
| Civic Offices | Lift 3; in shaft motor traction lift including dual door openings on all floors; architraves controls and in shaft equipment; 5 stops (Services lift elevator car) | 1701087 | 8403462 | 5.2 | Services equipment | service lift | Assembly | 8 | Hours | 1 | 44 | 1 | FALSE | 1 | FALSE | 3 | [6 empty] | 25 | B2B3 | 0.43261 | 2.8018e-08 | 0.0023457 | 0.00053804 | 0.00013351 | 5.2221e-07 | 6.6621 | 320.0875 | 0.0017193
| Civic Offices | Lift 3; in shaft motor traction lift including dual door openings on all floors; architraves controls and in shaft equipment; 5 stops (Services lift elevator car) | 1701087 | 8403462 | 5.2 | Services equipment | service lift | Assembly | 8 | Hours | 1 | 44 | 1 | FALSE | 1 | FALSE | 3 | [6 empty] | 26 | B2B3 | 0.43261 | 2.8018e-08 | 0.0023457 | 0.00053804 | 0.00013351 | 5.2221e-07 | 6.6621 | 320.0875 | 0.0017193
| Civic Offices | Lift 3; in shaft motor traction lift including dual door openings on all floors; architraves controls and in shaft equipment; 5 stops (Services lift elevator car) | 1701087 | 8403462 | 5.2 | Services equipment | service lift | Assembly | 8 | Hours | 1 | 44 | 1 | FALSE | 1 | FALSE | 3 | [6 empty] | 27 | B2B3 | 0.43261 | 2.8018e-08 | 0.0023457 | 0.00053804 | 0.00013351 | 5.2221e-07 | 6.6621 | 320.0875 | 0.0017193
| Civic Offices | Lift 3; in shaft motor traction lift including dual door openings on all floors; architraves controls and in shaft equipment; 5 stops (Services lift elevator car) | 1701087 | 8403462 | 5.2 | Services equipment | service lift | Assembly | 8 | Hours | 1 | 44 | 1 | FALSE | 1 | FALSE | 3 | [6 empty] | 28 | B2B3 | 0.43261 | 2.8018e-08 | 0.0023457 | 0.00053804 | 0.00013351 | 5.2221e-07 | 6.6621 | 320.0875 | 0.0017193
| Civic Offices | Lift 3; in shaft motor traction lift including dual door openings on all floors; architraves controls and in shaft equipment; 5 stops (Services lift elevator car) | 1701087 | 8403462 | 5.2 | Services equipment | service lift | Assembly | 8 | Hours | 1 | 44 | 1 | FALSE | 1 | FALSE | 3 | [6 empty] | 29 | B2B3 | 0.43261 | 2.8018e-08 | 0.0023457 | 0.00053804 | 0.00013351 | 5.2221e-07 | 6.6621 | 320.0875 | 0.0017193
| Civic Offices | Lift 3; in shaft motor traction lift including dual door openings on all floors; architraves controls and in shaft equipment; 5 stops (Services lift elevator car) | 1701087 | 8403462 | 5.2 | Services equipment | service lift | Assembly | 8 | Hours | 1 | 44 | 1 | FALSE | 1 | FALSE | 3 | [6 empty] | 30 | B2B3 | 0.43261 | 2.8018e-08 | 0.0023457 | 0.00053804 | 0.00013351 | 5.2221e-07 | 6.6621 | 320.0875 | 0.0017193
| Civic Offices | Lift 3; in shaft motor traction lift including dual door openings on all floors; architraves controls and in shaft equipment; 5 stops (Services lift elevator car) | 1701087 | 8403462 | 5.2 | Services equipment | service lift | Assembly | 8 | Hours | 1 | 44 | 1 | FALSE | 1 | FALSE | 3 | [6 empty] | 31 | B2B3 | 0.43261 | 2.8018e-08 | 0.0023457 | 0.00053804 | 0.00013351 | 5.2221e-07 | 6.6621 | 320.0875 | 0.0017193
| Civic Offices | Lift 3; in shaft motor traction lift including dual door openings on all floors; architraves controls and in shaft equipment; 5 stops (Services lift elevator car) | 1701087 | 8403462 | 5.2 | Services equipment | service lift | Assembly | 8 | Hours | 1 | 44 | 1 | FALSE | 1 | FALSE | 3 | [6 empty] | 32 | B2B3 | 0.43261 | 2.8018e-08 | 0.0023457 | 0.00053804 | 0.00013351 | 5.2221e-07 | 6.6621 | 320.0875 | 0.0017193
| Civic Offices | Lift 3; in shaft motor traction lift including dual door openings on all floors; architraves controls and in shaft equipment; 5 stops (Services lift elevator car) | 1701087 | 8403462 | 5.2 | Services equipment | service lift | Assembly | 8 | Hours | 1 | 44 | 1 | FALSE | 1 | FALSE | 3 | [6 empty] | 33 | B2B3 | 0.43261 | 2.8018e-08 | 0.0023457 | 0.00053804 | 0.00013351 | 5.2221e-07 | 6.6621 | 320.0875 | 0.0017193
| Civic Offices | Lift 3; in shaft motor traction lift including dual door openings on all floors; architraves controls and in shaft equipment; 5 stops (Services lift elevator car) | 1701087 | 8403462 | 5.2 | Services equipment | service lift | Assembly | 8 | Hours | 1 | 44 | 1 | FALSE | 1 | FALSE | 3 | [6 empty] | 34 | B2B3 | 0.43261 | 2.8018e-08 | 0.0023457 | 0.00053804 | 0.00013351 | 5.2221e-07 | 6.6621 | 320.0875 | 0.0017193
| Civic Offices | Lift 3; in shaft motor traction lift including dual door openings on all floors; architraves controls and in shaft equipment; 5 stops (Services lift elevator car) | 1701087 | 8403462 | 5.2 | Services equipment | service lift | Assembly | 8 | Hours | 1 | 44 | 1 | FALSE | 1 | FALSE | 3 | [6 empty] | 35 | B2B3 | 0.43261 | 2.8018e-08 | 0.0023457 | 0.00053804 | 0.00013351 | 5.2221e-07 | 6.6621 | 320.0875 | 0.0017193
| Civic Offices | Lift 3; in shaft motor traction lift including dual door openings on all floors; architraves controls and in shaft equipment; 5 stops (Services lift elevator car) | 1701087 | 8403462 | 5.2 | Services equipment | service lift | Assembly | 8 | Hours | 1 | 44 | 1 | FALSE | 1 | FALSE | 3 | [6 empty] | 36 | B2B3 | 0.43261 | 2.8018e-08 | 0.0023457 | 0.00053804 | 0.00013351 | 5.2221e-07 | 6.6621 | 320.0875 | 0.0017193
| Civic Offices | Lift 3; in shaft motor traction lift including dual door openings on all floors; architraves controls and in shaft equipment; 5 stops (Services lift elevator car) | 1701087 | 8403462 | 5.2 | Services equipment | service lift | Assembly | 8 | Hours | 1 | 44 | 1 | FALSE | 1 | FALSE | 3 | [6 empty] | 37 | B2B3 | 0.43261 | 2.8018e-08 | 0.0023457 | 0.00053804 | 0.00013351 | 5.2221e-07 | 6.6621 | 320.0875 | 0.0017193
| Civic Offices | Lift 3; in shaft motor traction lift including dual door openings on all floors; architraves controls and in shaft equipment; 5 stops (Services lift elevator car) | 1701087 | 8403462 | 5.2 | Services equipment | service lift | Assembly | 8 | Hours | 1 | 44 | 1 | FALSE | 1 | FALSE | 3 | [6 empty] | 38 | B2B3 | 0.43261 | 2.8018e-08 | 0.0023457 | 0.00053804 | 0.00013351 | 5.2221e-07 | 6.6621 | 320.0875 | 0.0017193
| Civic Offices | Lift 3; in shaft motor traction lift including dual door openings on all floors; architraves controls and in shaft equipment; 5 stops (Services lift elevator car) | 1701087 | 8403462 | 5.2 | Services equipment | service lift | Assembly | 8 | Hours | 1 | 44 | 1 | FALSE | 1 | FALSE | 3 | [6 empty] | 39 | B2B3 | 0.43261 | 2.8018e-08 | 0.0023457 | 0.00053804 | 0.00013351 | 5.2221e-07 | 6.6621 | 320.0875 | 0.0017193
| Civic Offices | Lift 3; in shaft motor traction lift including dual door openings on all floors; architraves controls and in shaft equipment; 5 stops (Services lift elevator car) | 1701087 | 8403462 | 5.2 | Services equipment | service lift | Assembly | 8 | Hours | 1 | 44 | 1 | FALSE | 1 | FALSE | 3 | [6 empty] | 40 | B2B3 | 0.43261 | 2.8018e-08 | 0.0023457 | 0.00053804 | 0.00013351 | 5.2221e-07 | 6.6621 | 320.0875 | 0.0017193
| Civic Offices | Lift 3; in shaft motor traction lift including dual door openings on all floors; architraves controls and in shaft equipment; 5 stops (Services lift elevator car) | 1701087 | 8403462 | 5.2 | Services equipment | service lift | Assembly | 8 | Hours | 1 | 44 | 1 | FALSE | 1 | FALSE | 3 | [6 empty] | 41 | B2B3 | 0.43261 | 2.8018e-08 | 0.0023457 | 0.00053804 | 0.00013351 | 5.2221e-07 | 6.6621 | 320.0875 | 0.0017193
| Civic Offices | Lift 3; in shaft motor traction lift including dual door openings on all floors; architraves controls and in shaft equipment; 5 stops (Services lift elevator car) | 1701087 | 8403462 | 5.2 | Services equipment | service lift | Assembly | 8 | Hours | 1 | 44 | 1 | FALSE | 1 | FALSE | 3 | [6 empty] | 42 | B2B3 | 0.43261 | 2.8018e-08 | 0.0023457 | 0.00053804 | 0.00013351 | 5.2221e-07 | 6.6621 | 320.0875 | 0.0017193
| Civic Offices | Lift 3; in shaft motor traction lift including dual door openings on all floors; architraves controls and in shaft equipment; 5 stops (Services lift elevator car) | 1701087 | 8403462 | 5.2 | Services equipment | service lift | Assembly | 8 | Hours | 1 | 44 | 1 | FALSE | 1 | FALSE | 3 | [6 empty] | 43 | B2B3 | 0.43261 | 2.8018e-08 | 0.0023457 | 0.00053804 | 0.00013351 | 5.2221e-07 | 6.6621 | 320.0875 | 0.0017193
| Civic Offices | Lift 3; in shaft motor traction lift including dual door openings on all floors; architraves controls and in shaft equipment; 5 stops (Services lift elevator car) | 1701087 | 8403462 | 5.2 | Services equipment | service lift | Assembly | 8 | Hours | 1 | 44 | 1 | FALSE | 1 | FALSE | 3 | [6 empty] | 44 | B2B3 | 0.43261 | 2.8018e-08 | 0.0023457 | 0.00053804 | 0.00013351 | 5.2221e-07 | 6.6621 | 320.0875 | 0.0017193
| Civic Offices | Lift 3; in shaft motor traction lift including dual door openings on all floors; architraves controls and in shaft equipment; 5 stops (Services lift elevator car) | 1701087 | 8403462 | 5.2 | Services equipment | service lift | Assembly | 8 | Hours | 1 | 44 | 1 | FALSE | 1 | FALSE | 3 | [6 empty] | 45 | B2B3 | 0.43261 | 2.8018e-08 | 0.0023457 | 0.00053804 | 0.00013351 | 5.2221e-07 | 6.6621 | 320.0875 | 0.0017193
| Civic Offices | Lift 3; in shaft motor traction lift including dual door openings on all floors; architraves controls and in shaft equipment; 5 stops (Services lift elevator car) | 1701087 | 8403462 | 5.2 | Services equipment | service lift | Assembly | 8 | Hours | 1 | 44 | 1 | FALSE | 1 | FALSE | 3 | [6 empty] | 46 | B2B3 | 0.43261 | 2.8018e-08 | 0.0023457 | 0.00053804 | 0.00013351 | 5.2221e-07 | 6.6621 | 320.0875 | 0.0017193
| Civic Offices | Lift 3; in shaft motor traction lift including dual door openings on all floors; architraves controls and in shaft equipment; 5 stops (Services lift elevator car) | 1701087 | 8403462 | 5.2 | Services equipment | service lift | Assembly | 8 | Hours | 1 | 44 | 1 | FALSE | 1 | FALSE | 3 | [6 empty] | 47 | B2B3 | 0.43261 | 2.8018e-08 | 0.0023457 | 0.00053804 | 0.00013351 | 5.2221e-07 | 6.6621 | 320.0875 | 0.0017193
| Civic Offices | Lift 3; in shaft motor traction lift including dual door openings on all floors; architraves controls and in shaft equipment; 5 stops (Services lift elevator car) | 1701087 | 8403462 | 5.2 | Services equipment | service lift | Assembly | 8 | Hours | 1 | 44 | 1 | FALSE | 1 | FALSE | 3 | [6 empty] | 48 | B2B3 | 0.43261 | 2.8018e-08 | 0.0023457 | 0.00053804 | 0.00013351 | 5.2221e-07 | 6.6621 | 320.0875 | 0.0017193
| Civic Offices | Lift 3; in shaft motor traction lift including dual door openings on all floors; architraves controls and in shaft equipment; 5 stops (Services lift elevator car) | 1701087 | 8403462 | 5.2 | Services equipment | service lift | Assembly | 8 | Hours | 1 | 44 | 1 | FALSE | 1 | FALSE | 3 | [6 empty] | 49 | B2B3 | 0.43261 | 2.8018e-08 | 0.0023457 | 0.00053804 | 0.00013351 | 5.2221e-07 | 6.6621 | 320.0875 | 0.0017193
| Civic Offices | Lift 3; in shaft motor traction lift including dual door openings on all floors; architraves controls and in shaft equipment; 5 stops (Services lift elevator car) | 1701087 | 8403462 | 5.2 | Services equipment | service lift | Assembly | 8 | Hours | 1 | 44 | 1 | FALSE | 1 | FALSE | 3 | [6 empty] | 50 | B2B3 | 0.43261 | 2.8018e-08 | 0.0023457 | 0.00053804 | 0.00013351 | 5.2221e-07 | 6.6621 | 320.0875 | 0.0017193
| Civic Offices | Lift 3; in shaft motor traction lift including dual door openings on all floors; architraves controls and in shaft equipment; 5 stops (Services lift elevator car) | 1701087 | 8403462 | 5.2 | Services equipment | service lift | Assembly | 8 | Hours | 1 | 44 | 1 | FALSE | 1 | FALSE | 3 | [6 empty] | 51 | B2B3 | 0.43261 | 2.8018e-08 | 0.0023457 | 0.00053804 | 0.00013351 | 5.2221e-07 | 6.6621 | 320.0875 | 0.0017193
| Civic Offices | Lift 3; in shaft motor traction lift including dual door openings on all floors; architraves controls and in shaft equipment; 5 stops (Services lift elevator car) | 1701087 | 8403462 | 5.2 | Services equipment | service lift | Assembly | 8 | Hours | 1 | 44 | 1 | FALSE | 1 | FALSE | 3 | [6 empty] | 52 | B2B3 | 0.43261 | 2.8018e-08 | 0.0023457 | 0.00053804 | 0.00013351 | 5.2221e-07 | 6.6621 | 320.0875 | 0.0017193
| Civic Offices | Lift 3; in shaft motor traction lift including dual door openings on all floors; architraves controls and in shaft equipment; 5 stops (Services lift elevator car) | 1701087 | 8403462 | 5.2 | Services equipment | service lift | Assembly | 8 | Hours | 1 | 44 | 1 | FALSE | 1 | FALSE | 3 | [6 empty] | 53 | B2B3 | 0.43261 | 2.8018e-08 | 0.0023457 | 0.00053804 | 0.00013351 | 5.2221e-07 | 6.6621 | 320.0875 | 0.0017193
| Civic Offices | Lift 3; in shaft motor traction lift including dual door openings on all floors; architraves controls and in shaft equipment; 5 stops (Services lift elevator car) | 1701087 | 8403462 | 5.2 | Services equipment | service lift | Assembly | 8 | Hours | 1 | 44 | 1 | FALSE | 1 | FALSE | 3 | [6 empty] | 54 | B2B3 | 0.43261 | 2.8018e-08 | 0.0023457 | 0.00053804 | 0.00013351 | 5.2221e-07 | 6.6621 | 320.0875 | 0.0017193
| Civic Offices | Lift 3; in shaft motor traction lift including dual door openings on all floors; architraves controls and in shaft equipment; 5 stops (Services lift elevator car) | 1701087 | 8403462 | 5.2 | Services equipment | service lift | Assembly | 8 | Hours | 1 | 44 | 1 | FALSE | 1 | FALSE | 3 | [6 empty] | 55 | B2B3 | 0.43261 | 2.8018e-08 | 0.0023457 | 0.00053804 | 0.00013351 | 5.2221e-07 | 6.6621 | 320.0875 | 0.0017193
| Civic Offices | Lift 3; in shaft motor traction lift including dual door openings on all floors; architraves controls and in shaft equipment; 5 stops (Services lift elevator car) | 1701087 | 8403462 | 5.2 | Services equipment | service lift | Assembly | 8 | Hours | 1 | 44 | 1 | FALSE | 1 | FALSE | 3 | [6 empty] | 56 | B2B3 | 0.43261 | 2.8018e-08 | 0.0023457 | 0.00053804 | 0.00013351 | 5.2221e-07 | 6.6621 | 320.0875 | 0.0017193
| Civic Offices | Lift 3; in shaft motor traction lift including dual door openings on all floors; architraves controls and in shaft equipment; 5 stops (Services lift elevator car) | 1701087 | 8403462 | 5.2 | Services equipment | service lift | Assembly | 8 | Hours | 1 | 44 | 1 | FALSE | 1 | FALSE | 3 | [6 empty] | 57 | B2B3 | 0.43261 | 2.8018e-08 | 0.0023457 | 0.00053804 | 0.00013351 | 5.2221e-07 | 6.6621 | 320.0875 | 0.0017193
| Civic Offices | Lift 3; in shaft motor traction lift including dual door openings on all floors; architraves controls and in shaft equipment; 5 stops (Services lift elevator car) | 1701087 | 8403462 | 5.2 | Services equipment | service lift | Assembly | 8 | Hours | 1 | 44 | 1 | FALSE | 1 | FALSE | 3 | [6 empty] | 58 | B2B3 | 0.43261 | 2.8018e-08 | 0.0023457 | 0.00053804 | 0.00013351 | 5.2221e-07 | 6.6621 | 320.0875 | 0.0017193
| Civic Offices | Lift 3; in shaft motor traction lift including dual door openings on all floors; architraves controls and in shaft equipment; 5 stops (Services lift elevator car) | 1701087 | 8403462 | 5.2 | Services equipment | service lift | Assembly | 8 | Hours | 1 | 44 | 1 | FALSE | 1 | FALSE | 3 | [6 empty] | 59 | B2B3 | 0.43261 | 2.8018e-08 | 0.0023457 | 0.00053804 | 0.00013351 | 5.2221e-07 | 6.6621 | 320.0875 | 0.0017193
| Civic Offices | Lift 3; in shaft motor traction lift including dual door openings on all floors; architraves controls and in shaft equipment; 5 stops (Services lift elevator car) | 1701087 | 8403462 | 5.2 | Services equipment | service lift | Assembly | 8 | Hours | 1 | 44 | 1 | FALSE | 1 | FALSE | 3 | [6 empty] | 60 | B2B3 | 0.43261 | 2.8018e-08 | 0.0023457 | 0.00053804 | 0.00013351 | 5.2221e-07 | 6.6621 | 320.0875 | 0.0017193
| Civic Offices | Landscaping concrete paving slabs 63mm | 1701089 | 8403463 | 8 | External works | Install | Assembly | 469 | Hours | 60 | 44 | 1 | FALSE | 1 | FALSE | 1 | [6 empty] | 0 | A5 | 25.362 | 1.6426e-06 | 0.13751 | 0.031543 | 0.0078271 | 3.0615e-05 | 390.5639 | 18765.1315 | 0.10079
| Civic Offices | Landscaping concrete paving slabs 63mm | 1701089 | 8403463 | 8 | External works | Install | Assembly | 469 | Hours | 60 | 44 | 1 | FALSE | 1 | FALSE | 1 | [6 empty] | 0 | A4 | 0 | 0 | 0 | 0 | 0 | 0 | 0 | 0 | 0
| Civic Offices | Landscaping aggregate loose gravel sub-base (m3) | 1701091 | 8403466 | 8 | External works | Install | Assembly | 23.45 | Hours | 60 | 44 | 1 | FALSE | 1 | FALSE | 1 | [6 empty] | 0 | A5 | 1.2681 | 8.2128e-08 | 0.0068757 | 0.0015771 | 0.00039135 | 1.5307e-06 | 19.5282 | 938.2566 | 0.0050397
| Civic Offices | Landscaping aggregate loose gravel sub-base (m3) | 1701091 | 8403466 | 8 | External works | Install | Assembly | 23.45 | Hours | 60 | 44 | 1 | FALSE | 1 | FALSE | 1 | [6 empty] | 0 | A4 | 0 | 0 | 0 | 0 | 0 | 0 | 0 | 0 | 0
| Civic Offices | Paved areas granite sets. (Landscaping granite slabs) | 1701092 | 8403468 | 8 | External works | Lay Pavers | Assembly | 10.4 | Hours | 60 | 44 | 1 | FALSE | 1 | FALSE | 1 | [6 empty] | 0 | A5 | 0.5624 | 3.6423e-08 | 0.0030494 | 0.00069945 | 0.00017356 | 6.7887e-07 | 8.6607 | 416.1138 | 0.0022351
| Civic Offices | Paved areas granite sets. (Landscaping granite slabs) | 1701092 | 8403468 | 8 | External works | Lay Pavers | Assembly | 10.4 | Hours | 60 | 44 | 1 | FALSE | 1 | FALSE | 1 | [6 empty] | 0 | A4 | 0 | 0 | 0 | 0 | 0 | 0 | 0 | 0 | 0
| Civic Offices | Fencing: detailsnominal allowance for 1.8m high design to be determined. (Landscaping iron fence) | 1701093 | 8403472 | 8 | External works | Assemble Fence | Assembly | 4.9 | Hours | 75 | 44 | 1 | FALSE | 1 | FALSE | 1 | [6 empty] | 0 | A5 | 0.26498 | 1.7161e-08 | 0.0014367 | 0.00032955 | 8.1775e-05 | 3.1985e-07 | 4.0805 | 196.0536 | 0.0010531
| Civic Offices | Fencing: detailsnominal allowance for 1.8m high design to be determined. (Landscaping iron fence) | 1701093 | 8403472 | 8 | External works | Assemble Fence | Assembly | 4.9 | Hours | 75 | 44 | 1 | FALSE | 1 | FALSE | 1 | [6 empty] | 0 | A4 | 0 | 0 | 0 | 0 | 0 | 0 | 0 | 0 | 0
| Civic Offices | Fencing: detailsnominal allowance for 1.8m high design to be determined. (Landscaping iron fence) | 1701093 | 8403473 | 8 | External works | drill post holes | Assembly | 0.9625 | Hours | 75 | 44 | 1 | FALSE | 1 | FALSE | 1 | [6 empty] | 0 | A5 | 4.9494 | 9.0897e-07 | 0.037862 | 0.0094186 | 0.0065094 | 1.6974e-06 | 71.3325 | 166.3119 | 0.023394
| Civic Offices | Fencing: detailsnominal allowance for 1.8m high design to be determined. (Landscaping iron fence) | 1701093 | 8403473 | 8 | External works | drill post holes | Assembly | 0.9625 | Hours | 75 | 44 | 1 | FALSE | 1 | FALSE | 1 | [6 empty] | 0 | A4 | 64.5909 | 1.1605e-05 | 0.21149 | 0.057163 | 0.03608 | 0.00022526 | 962.8329 | 147.0175 | 0.2658
| Civic Offices | Fencing: detailsnominal allowance for 1.8m high design to be determined. (Landscaping iron fence) | 1701093 | 8403474 | 8 | External works | post hole fill | Assembly | 0.9625 | Hours | 75 | 44 | 1 | FALSE | 1 | FALSE | 1 | [6 empty] | 0 | A5 | 0.5494 | 3.5582e-08 | 0.0029789 | 0.00068329 | 0.00016955 | 6.6319e-07 | 8.4606 | 56.8987 | 0.0021834
| Civic Offices | Fencing: detailsnominal allowance for 1.8m high design to be determined. (Landscaping iron fence) | 1701093 | 8403474 | 8 | External works | post hole fill | Assembly | 0.9625 | Hours | 75 | 44 | 1 | FALSE | 1 | FALSE | 1 | [6 empty] | 0 | A4 | 21.5303 | 3.8685e-06 | 0.070498 | 0.019054 | 0.012027 | 7.5087e-05 | 320.9443 | 49.0058 | 0.0886
| Civic Offices | Assembly only superstructure lay blocks | 1701095 | 8403477 | 2.5 | External walls | labourer | Assembly | 145 | Hours | 80 | 44 | 1 | FALSE | 1 | FALSE | 1 | [6 empty] | 0 | A5 | 7.8411 | 5.0783e-07 | 0.042515 | 0.009752 | 0.0024199 | 9.4651e-06 | 120.75 | 5801.5865 | 0.031162
| Civic Offices | Assembly only superstructure lay blocks | 1701095 | 8403477 | 2.5 | External walls | labourer | Assembly | 145 | Hours | 80 | 44 | 1 | FALSE | 1 | FALSE | 1 | [6 empty] | 0 | A4 | 0 | 0 | 0 | 0 | 0 | 0 | 0 | 0 | 0
| Civic Offices | Assembly only superstructure lay blocks | 1701095 | 8403478 | 2.5 | External walls | mortar | Assembly | 8.12 | Hours | 80 | 44 | 1 | FALSE | 1 | FALSE | 1 | [6 empty] | 0 | A5 | 4.635 | 3.0018e-07 | 0.025131 | 0.0057645 | 0.0014304 | 5.5949e-06 | 71.3767 | 480.0178 | 0.01842
| Civic Offices | Assembly only superstructure lay blocks | 1701095 | 8403478 | 2.5 | External walls | mortar | Assembly | 8.12 | Hours | 80 | 44 | 1 | FALSE | 1 | FALSE | 1 | [6 empty] | 0 | A4 | 64.5909 | 1.1605e-05 | 0.21149 | 0.057163 | 0.03608 | 0.00022526 | 962.8329 | 147.0175 | 0.2658
| Civic Offices | Fittings steel rail 50mm | 1701097 | 8403480 | 4 | Fittings, furnishings and equipment | install | Assembly | 0.57 | Hours | 80 | 44 | 1 | FALSE | 1 | FALSE | 1 | [6 empty] | 0 | A5 | 0.030824 | 1.9963e-09 | 0.00016713 | 3.8335e-05 | 9.5126e-06 | 3.7207e-08 | 0.47467 | 22.8062 | 0.0001225
| Civic Offices | Fittings steel rail 50mm | 1701097 | 8403480 | 4 | Fittings, furnishings and equipment | install | Assembly | 0.57 | Hours | 80 | 44 | 1 | FALSE | 1 | FALSE | 1 | [6 empty] | 0 | A4 | 0 | 0 | 0 | 0 | 0 | 0 | 0 | 0 | 0
| Civic Offices | Benches built into landscaping (Fittings bench painted galv steel) | 1701098 | 8403484 | 4 | Fittings, furnishings and equipment | Install | Assembly | 0.16 | Hours | 20 | 44 | 1 | FALSE | 1 | FALSE | 1 | [6 empty] | 0 | A5 | 0.0086523 | 5.6036e-10 | 4.6913e-05 | 1.0761e-05 | 2.6702e-06 | 1.0444e-08 | 0.13324 | 6.4018 | 3.4386e-05
| Civic Offices | Benches built into landscaping (Fittings bench painted galv steel) | 1701098 | 8403484 | 4 | Fittings, furnishings and equipment | Install | Assembly | 0.16 | Hours | 20 | 44 | 1 | FALSE | 1 | FALSE | 1 | [6 empty] | 0 | A4 | 0 | 0 | 0 | 0 | 0 | 0 | 0 | 0 | 0
| Civic Offices | Benches built into landscaping (Fittings bench painted galv steel) | 1701098 | 8403484 | 4 | Fittings, furnishings and equipment | Install | Assembly | 0.16 | Hours | 20 | 44 | 1 | FALSE | 1 | FALSE | 1 | [6 empty] | 20 | B4B5 | 0.0086523 | 5.6036e-10 | 4.6913e-05 | 1.0761e-05 | 2.6702e-06 | 1.0444e-08 | 0.13324 | 6.4018 | 3.4386e-05
| Civic Offices | Benches built into landscaping (Fittings bench painted galv steel) | 1701098 | 8403484 | 4 | Fittings, furnishings and equipment | Install | Assembly | 0.16 | Hours | 20 | 44 | 1 | FALSE | 1 | FALSE | 1 | [6 empty] | 40 | B4B5 | 0.0086523 | 5.6036e-10 | 4.6913e-05 | 1.0761e-05 | 2.6702e-06 | 1.0444e-08 | 0.13324 | 6.4018 | 3.4386e-05
| Civic Offices | Assembly only internal wall finish paint (5 years) | 1701101 | 8403486 | 3.1 | Wall finishes | Paint | Assembly | 0.48657 | Hours | 5 | 44 | 1 | FALSE | 1 | FALSE | 1 | [6 empty] | 0 | A5 | 0.026312 | 1.7041e-09 | 0.00014267 | 3.2724e-05 | 8.1203e-06 | 3.1761e-08 | 0.4052 | 19.4681 | 0.00010457
| Civic Offices | Assembly only internal wall finish paint (5 years) | 1701101 | 8403486 | 3.1 | Wall finishes | Paint | Assembly | 0.48657 | Hours | 5 | 44 | 1 | FALSE | 1 | FALSE | 1 | [6 empty] | 0 | A4 | 0 | 0 | 0 | 0 | 0 | 0 | 0 | 0 | 0
| Civic Offices | Assembly only internal wall finish paint (5 years) | 1701101 | 8403486 | 3.1 | Wall finishes | Paint | Assembly | 0.48657 | Hours | 5 | 44 | 1 | FALSE | 1 | FALSE | 1 | [6 empty] | 5 | B4B5 | 0.026312 | 1.7041e-09 | 0.00014267 | 3.2724e-05 | 8.1203e-06 | 3.1761e-08 | 0.4052 | 19.4681 | 0.00010457
| Civic Offices | Assembly only internal wall finish paint (5 years) | 1701101 | 8403486 | 3.1 | Wall finishes | Paint | Assembly | 0.48657 | Hours | 5 | 44 | 1 | FALSE | 1 | FALSE | 1 | [6 empty] | 10 | B4B5 | 0.026312 | 1.7041e-09 | 0.00014267 | 3.2724e-05 | 8.1203e-06 | 3.1761e-08 | 0.4052 | 19.4681 | 0.00010457
| Civic Offices | Assembly only internal wall finish paint (5 years) | 1701101 | 8403486 | 3.1 | Wall finishes | Paint | Assembly | 0.48657 | Hours | 5 | 44 | 1 | FALSE | 1 | FALSE | 1 | [6 empty] | 15 | B4B5 | 0.026312 | 1.7041e-09 | 0.00014267 | 3.2724e-05 | 8.1203e-06 | 3.1761e-08 | 0.4052 | 19.4681 | 0.00010457
| Civic Offices | Assembly only internal wall finish paint (5 years) | 1701101 | 8403486 | 3.1 | Wall finishes | Paint | Assembly | 0.48657 | Hours | 5 | 44 | 1 | FALSE | 1 | FALSE | 1 | [6 empty] | 20 | B4B5 | 0.026312 | 1.7041e-09 | 0.00014267 | 3.2724e-05 | 8.1203e-06 | 3.1761e-08 | 0.4052 | 19.4681 | 0.00010457
| Civic Offices | Assembly only internal wall finish paint (5 years) | 1701101 | 8403486 | 3.1 | Wall finishes | Paint | Assembly | 0.48657 | Hours | 5 | 44 | 1 | FALSE | 1 | FALSE | 1 | [6 empty] | 25 | B4B5 | 0.026312 | 1.7041e-09 | 0.00014267 | 3.2724e-05 | 8.1203e-06 | 3.1761e-08 | 0.4052 | 19.4681 | 0.00010457
| Civic Offices | Assembly only internal wall finish paint (5 years) | 1701101 | 8403486 | 3.1 | Wall finishes | Paint | Assembly | 0.48657 | Hours | 5 | 44 | 1 | FALSE | 1 | FALSE | 1 | [6 empty] | 30 | B4B5 | 0.026312 | 1.7041e-09 | 0.00014267 | 3.2724e-05 | 8.1203e-06 | 3.1761e-08 | 0.4052 | 19.4681 | 0.00010457
| Civic Offices | Assembly only internal wall finish paint (5 years) | 1701101 | 8403486 | 3.1 | Wall finishes | Paint | Assembly | 0.48657 | Hours | 5 | 44 | 1 | FALSE | 1 | FALSE | 1 | [6 empty] | 35 | B4B5 | 0.026312 | 1.7041e-09 | 0.00014267 | 3.2724e-05 | 8.1203e-06 | 3.1761e-08 | 0.4052 | 19.4681 | 0.00010457
| Civic Offices | Assembly only internal wall finish paint (5 years) | 1701101 | 8403486 | 3.1 | Wall finishes | Paint | Assembly | 0.48657 | Hours | 5 | 44 | 1 | FALSE | 1 | FALSE | 1 | [6 empty] | 40 | B4B5 | 0.026312 | 1.7041e-09 | 0.00014267 | 3.2724e-05 | 8.1203e-06 | 3.1761e-08 | 0.4052 | 19.4681 | 0.00010457
| Civic Offices | Assembly only internal wall finish paint (5 years) | 1701101 | 8403486 | 3.1 | Wall finishes | Paint | Assembly | 0.48657 | Hours | 5 | 44 | 1 | FALSE | 1 | FALSE | 1 | [6 empty] | 45 | B4B5 | 0.026312 | 1.7041e-09 | 0.00014267 | 3.2724e-05 | 8.1203e-06 | 3.1761e-08 | 0.4052 | 19.4681 | 0.00010457
| Civic Offices | Assembly only internal wall finish paint (5 years) | 1701101 | 8403486 | 3.1 | Wall finishes | Paint | Assembly | 0.48657 | Hours | 5 | 44 | 1 | FALSE | 1 | FALSE | 1 | [6 empty] | 50 | B4B5 | 0.026312 | 1.7041e-09 | 0.00014267 | 3.2724e-05 | 8.1203e-06 | 3.1761e-08 | 0.4052 | 19.4681 | 0.00010457
| Civic Offices | Assembly only internal wall finish paint (5 years) | 1701101 | 8403486 | 3.1 | Wall finishes | Paint | Assembly | 0.48657 | Hours | 5 | 44 | 1 | FALSE | 1 | FALSE | 1 | [6 empty] | 55 | B4B5 | 0.026312 | 1.7041e-09 | 0.00014267 | 3.2724e-05 | 8.1203e-06 | 3.1761e-08 | 0.4052 | 19.4681 | 0.00010457
| Civic Offices | Assembly only internal wall finish paint (5 years) | 1701104 | 8403488 | 3.1 | Wall finishes | Paint | Assembly | 1.0255 | Hours | 5 | 44 | 1 | FALSE | 1 | FALSE | 1 | [6 empty] | 0 | A5 | 0.055453 | 3.5914e-09 | 0.00030067 | 6.8967e-05 | 1.7114e-05 | 6.6938e-08 | 0.85396 | 41.0296 | 0.00022038
| Civic Offices | Assembly only internal wall finish paint (5 years) | 1701104 | 8403488 | 3.1 | Wall finishes | Paint | Assembly | 1.0255 | Hours | 5 | 44 | 1 | FALSE | 1 | FALSE | 1 | [6 empty] | 0 | A4 | 0 | 0 | 0 | 0 | 0 | 0 | 0 | 0 | 0
| Civic Offices | Assembly only internal wall finish paint (5 years) | 1701104 | 8403488 | 3.1 | Wall finishes | Paint | Assembly | 1.0255 | Hours | 5 | 44 | 1 | FALSE | 1 | FALSE | 1 | [6 empty] | 5 | B4B5 | 0.055453 | 3.5914e-09 | 0.00030067 | 6.8967e-05 | 1.7114e-05 | 6.6938e-08 | 0.85396 | 41.0296 | 0.00022038
| Civic Offices | Assembly only internal wall finish paint (5 years) | 1701104 | 8403488 | 3.1 | Wall finishes | Paint | Assembly | 1.0255 | Hours | 5 | 44 | 1 | FALSE | 1 | FALSE | 1 | [6 empty] | 10 | B4B5 | 0.055453 | 3.5914e-09 | 0.00030067 | 6.8967e-05 | 1.7114e-05 | 6.6938e-08 | 0.85396 | 41.0296 | 0.00022038
| Civic Offices | Assembly only internal wall finish paint (5 years) | 1701104 | 8403488 | 3.1 | Wall finishes | Paint | Assembly | 1.0255 | Hours | 5 | 44 | 1 | FALSE | 1 | FALSE | 1 | [6 empty] | 15 | B4B5 | 0.055453 | 3.5914e-09 | 0.00030067 | 6.8967e-05 | 1.7114e-05 | 6.6938e-08 | 0.85396 | 41.0296 | 0.00022038
| Civic Offices | Assembly only internal wall finish paint (5 years) | 1701104 | 8403488 | 3.1 | Wall finishes | Paint | Assembly | 1.0255 | Hours | 5 | 44 | 1 | FALSE | 1 | FALSE | 1 | [6 empty] | 20 | B4B5 | 0.055453 | 3.5914e-09 | 0.00030067 | 6.8967e-05 | 1.7114e-05 | 6.6938e-08 | 0.85396 | 41.0296 | 0.00022038
| Civic Offices | Assembly only internal wall finish paint (5 years) | 1701104 | 8403488 | 3.1 | Wall finishes | Paint | Assembly | 1.0255 | Hours | 5 | 44 | 1 | FALSE | 1 | FALSE | 1 | [6 empty] | 25 | B4B5 | 0.055453 | 3.5914e-09 | 0.00030067 | 6.8967e-05 | 1.7114e-05 | 6.6938e-08 | 0.85396 | 41.0296 | 0.00022038
| Civic Offices | Assembly only internal wall finish paint (5 years) | 1701104 | 8403488 | 3.1 | Wall finishes | Paint | Assembly | 1.0255 | Hours | 5 | 44 | 1 | FALSE | 1 | FALSE | 1 | [6 empty] | 30 | B4B5 | 0.055453 | 3.5914e-09 | 0.00030067 | 6.8967e-05 | 1.7114e-05 | 6.6938e-08 | 0.85396 | 41.0296 | 0.00022038
| Civic Offices | Assembly only internal wall finish paint (5 years) | 1701104 | 8403488 | 3.1 | Wall finishes | Paint | Assembly | 1.0255 | Hours | 5 | 44 | 1 | FALSE | 1 | FALSE | 1 | [6 empty] | 35 | B4B5 | 0.055453 | 3.5914e-09 | 0.00030067 | 6.8967e-05 | 1.7114e-05 | 6.6938e-08 | 0.85396 | 41.0296 | 0.00022038
| Civic Offices | Assembly only internal wall finish paint (5 years) | 1701104 | 8403488 | 3.1 | Wall finishes | Paint | Assembly | 1.0255 | Hours | 5 | 44 | 1 | FALSE | 1 | FALSE | 1 | [6 empty] | 40 | B4B5 | 0.055453 | 3.5914e-09 | 0.00030067 | 6.8967e-05 | 1.7114e-05 | 6.6938e-08 | 0.85396 | 41.0296 | 0.00022038
| Civic Offices | Assembly only internal wall finish paint (5 years) | 1701104 | 8403488 | 3.1 | Wall finishes | Paint | Assembly | 1.0255 | Hours | 5 | 44 | 1 | FALSE | 1 | FALSE | 1 | [6 empty] | 45 | B4B5 | 0.055453 | 3.5914e-09 | 0.00030067 | 6.8967e-05 | 1.7114e-05 | 6.6938e-08 | 0.85396 | 41.0296 | 0.00022038
| Civic Offices | Assembly only internal wall finish paint (5 years) | 1701104 | 8403488 | 3.1 | Wall finishes | Paint | Assembly | 1.0255 | Hours | 5 | 44 | 1 | FALSE | 1 | FALSE | 1 | [6 empty] | 50 | B4B5 | 0.055453 | 3.5914e-09 | 0.00030067 | 6.8967e-05 | 1.7114e-05 | 6.6938e-08 | 0.85396 | 41.0296 | 0.00022038
| Civic Offices | Assembly only internal wall finish paint (5 years) | 1701104 | 8403488 | 3.1 | Wall finishes | Paint | Assembly | 1.0255 | Hours | 5 | 44 | 1 | FALSE | 1 | FALSE | 1 | [6 empty] | 55 | B4B5 | 0.055453 | 3.5914e-09 | 0.00030067 | 6.8967e-05 | 1.7114e-05 | 6.6938e-08 | 0.85396 | 41.0296 | 0.00022038
| Civic Offices | Nominal allwoance for external door and steps from cafe are to cafe bin store (Door steel door and steel frame hollow) | 1701105 | 8403491 | 2.8 | Internal doors | install doors | Assembly | 1.25 | Hours | 20 | 44 | 1 | FALSE | 1 | FALSE | 1 | [6 empty] | 0 | A5 | 0.067596 | 4.3778e-09 | 0.00036651 | 8.4069e-05 | 2.0861e-05 | 8.1595e-08 | 1.0409 | 50.0137 | 0.00026864
| Civic Offices | Nominal allwoance for external door and steps from cafe are to cafe bin store (Door steel door and steel frame hollow) | 1701105 | 8403491 | 2.8 | Internal doors | install doors | Assembly | 1.25 | Hours | 20 | 44 | 1 | FALSE | 1 | FALSE | 1 | [6 empty] | 0 | A4 | 0 | 0 | 0 | 0 | 0 | 0 | 0 | 0 | 0
| Civic Offices | Nominal allwoance for external door and steps from cafe are to cafe bin store (Door steel door and steel frame hollow) | 1701105 | 8403491 | 2.8 | Internal doors | install doors | Assembly | 1.25 | Hours | 20 | 44 | 1 | FALSE | 1 | FALSE | 1 | [6 empty] | 20 | B4B5 | 0.067596 | 4.3778e-09 | 0.00036651 | 8.4069e-05 | 2.0861e-05 | 8.1595e-08 | 1.0409 | 50.0137 | 0.00026864
| Civic Offices | Nominal allwoance for external door and steps from cafe are to cafe bin store (Door steel door and steel frame hollow) | 1701105 | 8403491 | 2.8 | Internal doors | install doors | Assembly | 1.25 | Hours | 20 | 44 | 1 | FALSE | 1 | FALSE | 1 | [6 empty] | 40 | B4B5 | 0.067596 | 4.3778e-09 | 0.00036651 | 8.4069e-05 | 2.0861e-05 | 8.1595e-08 | 1.0409 | 50.0137 | 0.00026864
| Civic Offices | Assembly only large scale demolition (End-of-Life) | 1701111 | 8403505 | 0.2.1 | Demolition works | Trade staff (2x) strip sort and demolish | Assembly | 655.5686 | Hours | 0 | 44 | 1 | FALSE | 1 | FALSE | 2 | [6 empty] | 60 | C1 | 35.451 | 2.296e-06 | 0.19222 | 0.04409 | 0.010941 | 4.2793e-05 | 545.9305 | 26229.9179 | 0.14089
| Civic Offices | Assembly only large scale demolition (End-of-Life) | 1701111 | 8403506 | 0.2.1 | Demolition works | digger | Assembly | 71.8431 | Hours | 0 | 44 | 1 | FALSE | 1 | FALSE | 2 | [6 empty] | 60 | C1 | 13671.4305 | 0.0025116 | 96.484 | 24.0966 | 16.604 | 0.0089975 | 198335.777 | 25865.8092 | 63.5231
| Civic Offices | Assembly only large scale demolition (End-of-Life) | 1701111 | 8403507 | 0.2.1 | Demolition works | cruncher | Assembly | 71.8431 | Hours | 0 | 44 | 1 | FALSE | 1 | FALSE | 2 | [6 empty] | 60 | C1 | 428.5543 | 7.2288e-05 | 1.4913 | 0.39398 | 0.22914 | 0.0014011 | 6408.515 | 5129.1476 | 1.7578
| Civic Offices | Assembly only cleaning (internal office) | 1701112 | 8403509 | 7.5.1 | Cleaning Existing Surfaces | Deep Clean 1 day a week | Assembly | 428.23 | Hours | 1 | 44 | 1 | FALSE | 1 | FALSE | 3 | [6 empty] | 1 | B2B3 | 23.1572 | 1.4998e-06 | 0.12556 | 0.028801 | 0.0071467 | 2.7953e-05 | 356.6123 | 17133.8854 | 0.092032
| Civic Offices | Assembly only cleaning (internal office) | 1701112 | 8403509 | 7.5.1 | Cleaning Existing Surfaces | Deep Clean 1 day a week | Assembly | 428.23 | Hours | 1 | 44 | 1 | FALSE | 1 | FALSE | 3 | [6 empty] | 2 | B2B3 | 23.1572 | 1.4998e-06 | 0.12556 | 0.028801 | 0.0071467 | 2.7953e-05 | 356.6123 | 17133.8854 | 0.092032
| Civic Offices | Assembly only cleaning (internal office) | 1701112 | 8403509 | 7.5.1 | Cleaning Existing Surfaces | Deep Clean 1 day a week | Assembly | 428.23 | Hours | 1 | 44 | 1 | FALSE | 1 | FALSE | 3 | [6 empty] | 3 | B2B3 | 23.1572 | 1.4998e-06 | 0.12556 | 0.028801 | 0.0071467 | 2.7953e-05 | 356.6123 | 17133.8854 | 0.092032
| Civic Offices | Assembly only cleaning (internal office) | 1701112 | 8403509 | 7.5.1 | Cleaning Existing Surfaces | Deep Clean 1 day a week | Assembly | 428.23 | Hours | 1 | 44 | 1 | FALSE | 1 | FALSE | 3 | [6 empty] | 4 | B2B3 | 23.1572 | 1.4998e-06 | 0.12556 | 0.028801 | 0.0071467 | 2.7953e-05 | 356.6123 | 17133.8854 | 0.092032
| Civic Offices | Assembly only cleaning (internal office) | 1701112 | 8403509 | 7.5.1 | Cleaning Existing Surfaces | Deep Clean 1 day a week | Assembly | 428.23 | Hours | 1 | 44 | 1 | FALSE | 1 | FALSE | 3 | [6 empty] | 5 | B2B3 | 23.1572 | 1.4998e-06 | 0.12556 | 0.028801 | 0.0071467 | 2.7953e-05 | 356.6123 | 17133.8854 | 0.092032
| Civic Offices | Assembly only cleaning (internal office) | 1701112 | 8403509 | 7.5.1 | Cleaning Existing Surfaces | Deep Clean 1 day a week | Assembly | 428.23 | Hours | 1 | 44 | 1 | FALSE | 1 | FALSE | 3 | [6 empty] | 6 | B2B3 | 23.1572 | 1.4998e-06 | 0.12556 | 0.028801 | 0.0071467 | 2.7953e-05 | 356.6123 | 17133.8854 | 0.092032
| Civic Offices | Assembly only cleaning (internal office) | 1701112 | 8403509 | 7.5.1 | Cleaning Existing Surfaces | Deep Clean 1 day a week | Assembly | 428.23 | Hours | 1 | 44 | 1 | FALSE | 1 | FALSE | 3 | [6 empty] | 7 | B2B3 | 23.1572 | 1.4998e-06 | 0.12556 | 0.028801 | 0.0071467 | 2.7953e-05 | 356.6123 | 17133.8854 | 0.092032
| Civic Offices | Assembly only cleaning (internal office) | 1701112 | 8403509 | 7.5.1 | Cleaning Existing Surfaces | Deep Clean 1 day a week | Assembly | 428.23 | Hours | 1 | 44 | 1 | FALSE | 1 | FALSE | 3 | [6 empty] | 8 | B2B3 | 23.1572 | 1.4998e-06 | 0.12556 | 0.028801 | 0.0071467 | 2.7953e-05 | 356.6123 | 17133.8854 | 0.092032
| Civic Offices | Assembly only cleaning (internal office) | 1701112 | 8403509 | 7.5.1 | Cleaning Existing Surfaces | Deep Clean 1 day a week | Assembly | 428.23 | Hours | 1 | 44 | 1 | FALSE | 1 | FALSE | 3 | [6 empty] | 9 | B2B3 | 23.1572 | 1.4998e-06 | 0.12556 | 0.028801 | 0.0071467 | 2.7953e-05 | 356.6123 | 17133.8854 | 0.092032
| Civic Offices | Assembly only cleaning (internal office) | 1701112 | 8403509 | 7.5.1 | Cleaning Existing Surfaces | Deep Clean 1 day a week | Assembly | 428.23 | Hours | 1 | 44 | 1 | FALSE | 1 | FALSE | 3 | [6 empty] | 10 | B2B3 | 23.1572 | 1.4998e-06 | 0.12556 | 0.028801 | 0.0071467 | 2.7953e-05 | 356.6123 | 17133.8854 | 0.092032
| Civic Offices | Assembly only cleaning (internal office) | 1701112 | 8403509 | 7.5.1 | Cleaning Existing Surfaces | Deep Clean 1 day a week | Assembly | 428.23 | Hours | 1 | 44 | 1 | FALSE | 1 | FALSE | 3 | [6 empty] | 11 | B2B3 | 23.1572 | 1.4998e-06 | 0.12556 | 0.028801 | 0.0071467 | 2.7953e-05 | 356.6123 | 17133.8854 | 0.092032
| Civic Offices | Assembly only cleaning (internal office) | 1701112 | 8403509 | 7.5.1 | Cleaning Existing Surfaces | Deep Clean 1 day a week | Assembly | 428.23 | Hours | 1 | 44 | 1 | FALSE | 1 | FALSE | 3 | [6 empty] | 12 | B2B3 | 23.1572 | 1.4998e-06 | 0.12556 | 0.028801 | 0.0071467 | 2.7953e-05 | 356.6123 | 17133.8854 | 0.092032
| Civic Offices | Assembly only cleaning (internal office) | 1701112 | 8403509 | 7.5.1 | Cleaning Existing Surfaces | Deep Clean 1 day a week | Assembly | 428.23 | Hours | 1 | 44 | 1 | FALSE | 1 | FALSE | 3 | [6 empty] | 13 | B2B3 | 23.1572 | 1.4998e-06 | 0.12556 | 0.028801 | 0.0071467 | 2.7953e-05 | 356.6123 | 17133.8854 | 0.092032
| Civic Offices | Assembly only cleaning (internal office) | 1701112 | 8403509 | 7.5.1 | Cleaning Existing Surfaces | Deep Clean 1 day a week | Assembly | 428.23 | Hours | 1 | 44 | 1 | FALSE | 1 | FALSE | 3 | [6 empty] | 14 | B2B3 | 23.1572 | 1.4998e-06 | 0.12556 | 0.028801 | 0.0071467 | 2.7953e-05 | 356.6123 | 17133.8854 | 0.092032
| Civic Offices | Assembly only cleaning (internal office) | 1701112 | 8403509 | 7.5.1 | Cleaning Existing Surfaces | Deep Clean 1 day a week | Assembly | 428.23 | Hours | 1 | 44 | 1 | FALSE | 1 | FALSE | 3 | [6 empty] | 15 | B2B3 | 23.1572 | 1.4998e-06 | 0.12556 | 0.028801 | 0.0071467 | 2.7953e-05 | 356.6123 | 17133.8854 | 0.092032
| Civic Offices | Assembly only cleaning (internal office) | 1701112 | 8403509 | 7.5.1 | Cleaning Existing Surfaces | Deep Clean 1 day a week | Assembly | 428.23 | Hours | 1 | 44 | 1 | FALSE | 1 | FALSE | 3 | [6 empty] | 16 | B2B3 | 23.1572 | 1.4998e-06 | 0.12556 | 0.028801 | 0.0071467 | 2.7953e-05 | 356.6123 | 17133.8854 | 0.092032
| Civic Offices | Assembly only cleaning (internal office) | 1701112 | 8403509 | 7.5.1 | Cleaning Existing Surfaces | Deep Clean 1 day a week | Assembly | 428.23 | Hours | 1 | 44 | 1 | FALSE | 1 | FALSE | 3 | [6 empty] | 17 | B2B3 | 23.1572 | 1.4998e-06 | 0.12556 | 0.028801 | 0.0071467 | 2.7953e-05 | 356.6123 | 17133.8854 | 0.092032
| Civic Offices | Assembly only cleaning (internal office) | 1701112 | 8403509 | 7.5.1 | Cleaning Existing Surfaces | Deep Clean 1 day a week | Assembly | 428.23 | Hours | 1 | 44 | 1 | FALSE | 1 | FALSE | 3 | [6 empty] | 18 | B2B3 | 23.1572 | 1.4998e-06 | 0.12556 | 0.028801 | 0.0071467 | 2.7953e-05 | 356.6123 | 17133.8854 | 0.092032
| Civic Offices | Assembly only cleaning (internal office) | 1701112 | 8403509 | 7.5.1 | Cleaning Existing Surfaces | Deep Clean 1 day a week | Assembly | 428.23 | Hours | 1 | 44 | 1 | FALSE | 1 | FALSE | 3 | [6 empty] | 19 | B2B3 | 23.1572 | 1.4998e-06 | 0.12556 | 0.028801 | 0.0071467 | 2.7953e-05 | 356.6123 | 17133.8854 | 0.092032
| Civic Offices | Assembly only cleaning (internal office) | 1701112 | 8403509 | 7.5.1 | Cleaning Existing Surfaces | Deep Clean 1 day a week | Assembly | 428.23 | Hours | 1 | 44 | 1 | FALSE | 1 | FALSE | 3 | [6 empty] | 20 | B2B3 | 23.1572 | 1.4998e-06 | 0.12556 | 0.028801 | 0.0071467 | 2.7953e-05 | 356.6123 | 17133.8854 | 0.092032
| Civic Offices | Assembly only cleaning (internal office) | 1701112 | 8403509 | 7.5.1 | Cleaning Existing Surfaces | Deep Clean 1 day a week | Assembly | 428.23 | Hours | 1 | 44 | 1 | FALSE | 1 | FALSE | 3 | [6 empty] | 21 | B2B3 | 23.1572 | 1.4998e-06 | 0.12556 | 0.028801 | 0.0071467 | 2.7953e-05 | 356.6123 | 17133.8854 | 0.092032
| Civic Offices | Assembly only cleaning (internal office) | 1701112 | 8403509 | 7.5.1 | Cleaning Existing Surfaces | Deep Clean 1 day a week | Assembly | 428.23 | Hours | 1 | 44 | 1 | FALSE | 1 | FALSE | 3 | [6 empty] | 22 | B2B3 | 23.1572 | 1.4998e-06 | 0.12556 | 0.028801 | 0.0071467 | 2.7953e-05 | 356.6123 | 17133.8854 | 0.092032
| Civic Offices | Assembly only cleaning (internal office) | 1701112 | 8403509 | 7.5.1 | Cleaning Existing Surfaces | Deep Clean 1 day a week | Assembly | 428.23 | Hours | 1 | 44 | 1 | FALSE | 1 | FALSE | 3 | [6 empty] | 23 | B2B3 | 23.1572 | 1.4998e-06 | 0.12556 | 0.028801 | 0.0071467 | 2.7953e-05 | 356.6123 | 17133.8854 | 0.092032
| Civic Offices | Assembly only cleaning (internal office) | 1701112 | 8403509 | 7.5.1 | Cleaning Existing Surfaces | Deep Clean 1 day a week | Assembly | 428.23 | Hours | 1 | 44 | 1 | FALSE | 1 | FALSE | 3 | [6 empty] | 24 | B2B3 | 23.1572 | 1.4998e-06 | 0.12556 | 0.028801 | 0.0071467 | 2.7953e-05 | 356.6123 | 17133.8854 | 0.092032
| Civic Offices | Assembly only cleaning (internal office) | 1701112 | 8403509 | 7.5.1 | Cleaning Existing Surfaces | Deep Clean 1 day a week | Assembly | 428.23 | Hours | 1 | 44 | 1 | FALSE | 1 | FALSE | 3 | [6 empty] | 25 | B2B3 | 23.1572 | 1.4998e-06 | 0.12556 | 0.028801 | 0.0071467 | 2.7953e-05 | 356.6123 | 17133.8854 | 0.092032
| Civic Offices | Assembly only cleaning (internal office) | 1701112 | 8403509 | 7.5.1 | Cleaning Existing Surfaces | Deep Clean 1 day a week | Assembly | 428.23 | Hours | 1 | 44 | 1 | FALSE | 1 | FALSE | 3 | [6 empty] | 26 | B2B3 | 23.1572 | 1.4998e-06 | 0.12556 | 0.028801 | 0.0071467 | 2.7953e-05 | 356.6123 | 17133.8854 | 0.092032
| Civic Offices | Assembly only cleaning (internal office) | 1701112 | 8403509 | 7.5.1 | Cleaning Existing Surfaces | Deep Clean 1 day a week | Assembly | 428.23 | Hours | 1 | 44 | 1 | FALSE | 1 | FALSE | 3 | [6 empty] | 27 | B2B3 | 23.1572 | 1.4998e-06 | 0.12556 | 0.028801 | 0.0071467 | 2.7953e-05 | 356.6123 | 17133.8854 | 0.092032
| Civic Offices | Assembly only cleaning (internal office) | 1701112 | 8403509 | 7.5.1 | Cleaning Existing Surfaces | Deep Clean 1 day a week | Assembly | 428.23 | Hours | 1 | 44 | 1 | FALSE | 1 | FALSE | 3 | [6 empty] | 28 | B2B3 | 23.1572 | 1.4998e-06 | 0.12556 | 0.028801 | 0.0071467 | 2.7953e-05 | 356.6123 | 17133.8854 | 0.092032
| Civic Offices | Assembly only cleaning (internal office) | 1701112 | 8403509 | 7.5.1 | Cleaning Existing Surfaces | Deep Clean 1 day a week | Assembly | 428.23 | Hours | 1 | 44 | 1 | FALSE | 1 | FALSE | 3 | [6 empty] | 29 | B2B3 | 23.1572 | 1.4998e-06 | 0.12556 | 0.028801 | 0.0071467 | 2.7953e-05 | 356.6123 | 17133.8854 | 0.092032
| Civic Offices | Assembly only cleaning (internal office) | 1701112 | 8403509 | 7.5.1 | Cleaning Existing Surfaces | Deep Clean 1 day a week | Assembly | 428.23 | Hours | 1 | 44 | 1 | FALSE | 1 | FALSE | 3 | [6 empty] | 30 | B2B3 | 23.1572 | 1.4998e-06 | 0.12556 | 0.028801 | 0.0071467 | 2.7953e-05 | 356.6123 | 17133.8854 | 0.092032
| Civic Offices | Assembly only cleaning (internal office) | 1701112 | 8403509 | 7.5.1 | Cleaning Existing Surfaces | Deep Clean 1 day a week | Assembly | 428.23 | Hours | 1 | 44 | 1 | FALSE | 1 | FALSE | 3 | [6 empty] | 31 | B2B3 | 23.1572 | 1.4998e-06 | 0.12556 | 0.028801 | 0.0071467 | 2.7953e-05 | 356.6123 | 17133.8854 | 0.092032
| Civic Offices | Assembly only cleaning (internal office) | 1701112 | 8403509 | 7.5.1 | Cleaning Existing Surfaces | Deep Clean 1 day a week | Assembly | 428.23 | Hours | 1 | 44 | 1 | FALSE | 1 | FALSE | 3 | [6 empty] | 32 | B2B3 | 23.1572 | 1.4998e-06 | 0.12556 | 0.028801 | 0.0071467 | 2.7953e-05 | 356.6123 | 17133.8854 | 0.092032
| Civic Offices | Assembly only cleaning (internal office) | 1701112 | 8403509 | 7.5.1 | Cleaning Existing Surfaces | Deep Clean 1 day a week | Assembly | 428.23 | Hours | 1 | 44 | 1 | FALSE | 1 | FALSE | 3 | [6 empty] | 33 | B2B3 | 23.1572 | 1.4998e-06 | 0.12556 | 0.028801 | 0.0071467 | 2.7953e-05 | 356.6123 | 17133.8854 | 0.092032
| Civic Offices | Assembly only cleaning (internal office) | 1701112 | 8403509 | 7.5.1 | Cleaning Existing Surfaces | Deep Clean 1 day a week | Assembly | 428.23 | Hours | 1 | 44 | 1 | FALSE | 1 | FALSE | 3 | [6 empty] | 34 | B2B3 | 23.1572 | 1.4998e-06 | 0.12556 | 0.028801 | 0.0071467 | 2.7953e-05 | 356.6123 | 17133.8854 | 0.092032
| Civic Offices | Assembly only cleaning (internal office) | 1701112 | 8403509 | 7.5.1 | Cleaning Existing Surfaces | Deep Clean 1 day a week | Assembly | 428.23 | Hours | 1 | 44 | 1 | FALSE | 1 | FALSE | 3 | [6 empty] | 35 | B2B3 | 23.1572 | 1.4998e-06 | 0.12556 | 0.028801 | 0.0071467 | 2.7953e-05 | 356.6123 | 17133.8854 | 0.092032
| Civic Offices | Assembly only cleaning (internal office) | 1701112 | 8403509 | 7.5.1 | Cleaning Existing Surfaces | Deep Clean 1 day a week | Assembly | 428.23 | Hours | 1 | 44 | 1 | FALSE | 1 | FALSE | 3 | [6 empty] | 36 | B2B3 | 23.1572 | 1.4998e-06 | 0.12556 | 0.028801 | 0.0071467 | 2.7953e-05 | 356.6123 | 17133.8854 | 0.092032
| Civic Offices | Assembly only cleaning (internal office) | 1701112 | 8403509 | 7.5.1 | Cleaning Existing Surfaces | Deep Clean 1 day a week | Assembly | 428.23 | Hours | 1 | 44 | 1 | FALSE | 1 | FALSE | 3 | [6 empty] | 37 | B2B3 | 23.1572 | 1.4998e-06 | 0.12556 | 0.028801 | 0.0071467 | 2.7953e-05 | 356.6123 | 17133.8854 | 0.092032
| Civic Offices | Assembly only cleaning (internal office) | 1701112 | 8403509 | 7.5.1 | Cleaning Existing Surfaces | Deep Clean 1 day a week | Assembly | 428.23 | Hours | 1 | 44 | 1 | FALSE | 1 | FALSE | 3 | [6 empty] | 38 | B2B3 | 23.1572 | 1.4998e-06 | 0.12556 | 0.028801 | 0.0071467 | 2.7953e-05 | 356.6123 | 17133.8854 | 0.092032
| Civic Offices | Assembly only cleaning (internal office) | 1701112 | 8403509 | 7.5.1 | Cleaning Existing Surfaces | Deep Clean 1 day a week | Assembly | 428.23 | Hours | 1 | 44 | 1 | FALSE | 1 | FALSE | 3 | [6 empty] | 39 | B2B3 | 23.1572 | 1.4998e-06 | 0.12556 | 0.028801 | 0.0071467 | 2.7953e-05 | 356.6123 | 17133.8854 | 0.092032
| Civic Offices | Assembly only cleaning (internal office) | 1701112 | 8403509 | 7.5.1 | Cleaning Existing Surfaces | Deep Clean 1 day a week | Assembly | 428.23 | Hours | 1 | 44 | 1 | FALSE | 1 | FALSE | 3 | [6 empty] | 40 | B2B3 | 23.1572 | 1.4998e-06 | 0.12556 | 0.028801 | 0.0071467 | 2.7953e-05 | 356.6123 | 17133.8854 | 0.092032
| Civic Offices | Assembly only cleaning (internal office) | 1701112 | 8403509 | 7.5.1 | Cleaning Existing Surfaces | Deep Clean 1 day a week | Assembly | 428.23 | Hours | 1 | 44 | 1 | FALSE | 1 | FALSE | 3 | [6 empty] | 41 | B2B3 | 23.1572 | 1.4998e-06 | 0.12556 | 0.028801 | 0.0071467 | 2.7953e-05 | 356.6123 | 17133.8854 | 0.092032
| Civic Offices | Assembly only cleaning (internal office) | 1701112 | 8403509 | 7.5.1 | Cleaning Existing Surfaces | Deep Clean 1 day a week | Assembly | 428.23 | Hours | 1 | 44 | 1 | FALSE | 1 | FALSE | 3 | [6 empty] | 42 | B2B3 | 23.1572 | 1.4998e-06 | 0.12556 | 0.028801 | 0.0071467 | 2.7953e-05 | 356.6123 | 17133.8854 | 0.092032
| Civic Offices | Assembly only cleaning (internal office) | 1701112 | 8403509 | 7.5.1 | Cleaning Existing Surfaces | Deep Clean 1 day a week | Assembly | 428.23 | Hours | 1 | 44 | 1 | FALSE | 1 | FALSE | 3 | [6 empty] | 43 | B2B3 | 23.1572 | 1.4998e-06 | 0.12556 | 0.028801 | 0.0071467 | 2.7953e-05 | 356.6123 | 17133.8854 | 0.092032
| Civic Offices | Assembly only cleaning (internal office) | 1701112 | 8403509 | 7.5.1 | Cleaning Existing Surfaces | Deep Clean 1 day a week | Assembly | 428.23 | Hours | 1 | 44 | 1 | FALSE | 1 | FALSE | 3 | [6 empty] | 44 | B2B3 | 23.1572 | 1.4998e-06 | 0.12556 | 0.028801 | 0.0071467 | 2.7953e-05 | 356.6123 | 17133.8854 | 0.092032
| Civic Offices | Assembly only cleaning (internal office) | 1701112 | 8403509 | 7.5.1 | Cleaning Existing Surfaces | Deep Clean 1 day a week | Assembly | 428.23 | Hours | 1 | 44 | 1 | FALSE | 1 | FALSE | 3 | [6 empty] | 45 | B2B3 | 23.1572 | 1.4998e-06 | 0.12556 | 0.028801 | 0.0071467 | 2.7953e-05 | 356.6123 | 17133.8854 | 0.092032
| Civic Offices | Assembly only cleaning (internal office) | 1701112 | 8403509 | 7.5.1 | Cleaning Existing Surfaces | Deep Clean 1 day a week | Assembly | 428.23 | Hours | 1 | 44 | 1 | FALSE | 1 | FALSE | 3 | [6 empty] | 46 | B2B3 | 23.1572 | 1.4998e-06 | 0.12556 | 0.028801 | 0.0071467 | 2.7953e-05 | 356.6123 | 17133.8854 | 0.092032
| Civic Offices | Assembly only cleaning (internal office) | 1701112 | 8403509 | 7.5.1 | Cleaning Existing Surfaces | Deep Clean 1 day a week | Assembly | 428.23 | Hours | 1 | 44 | 1 | FALSE | 1 | FALSE | 3 | [6 empty] | 47 | B2B3 | 23.1572 | 1.4998e-06 | 0.12556 | 0.028801 | 0.0071467 | 2.7953e-05 | 356.6123 | 17133.8854 | 0.092032
| Civic Offices | Assembly only cleaning (internal office) | 1701112 | 8403509 | 7.5.1 | Cleaning Existing Surfaces | Deep Clean 1 day a week | Assembly | 428.23 | Hours | 1 | 44 | 1 | FALSE | 1 | FALSE | 3 | [6 empty] | 48 | B2B3 | 23.1572 | 1.4998e-06 | 0.12556 | 0.028801 | 0.0071467 | 2.7953e-05 | 356.6123 | 17133.8854 | 0.092032
| Civic Offices | Assembly only cleaning (internal office) | 1701112 | 8403509 | 7.5.1 | Cleaning Existing Surfaces | Deep Clean 1 day a week | Assembly | 428.23 | Hours | 1 | 44 | 1 | FALSE | 1 | FALSE | 3 | [6 empty] | 49 | B2B3 | 23.1572 | 1.4998e-06 | 0.12556 | 0.028801 | 0.0071467 | 2.7953e-05 | 356.6123 | 17133.8854 | 0.092032
| Civic Offices | Assembly only cleaning (internal office) | 1701112 | 8403509 | 7.5.1 | Cleaning Existing Surfaces | Deep Clean 1 day a week | Assembly | 428.23 | Hours | 1 | 44 | 1 | FALSE | 1 | FALSE | 3 | [6 empty] | 50 | B2B3 | 23.1572 | 1.4998e-06 | 0.12556 | 0.028801 | 0.0071467 | 2.7953e-05 | 356.6123 | 17133.8854 | 0.092032
| Civic Offices | Assembly only cleaning (internal office) | 1701112 | 8403509 | 7.5.1 | Cleaning Existing Surfaces | Deep Clean 1 day a week | Assembly | 428.23 | Hours | 1 | 44 | 1 | FALSE | 1 | FALSE | 3 | [6 empty] | 51 | B2B3 | 23.1572 | 1.4998e-06 | 0.12556 | 0.028801 | 0.0071467 | 2.7953e-05 | 356.6123 | 17133.8854 | 0.092032
| Civic Offices | Assembly only cleaning (internal office) | 1701112 | 8403509 | 7.5.1 | Cleaning Existing Surfaces | Deep Clean 1 day a week | Assembly | 428.23 | Hours | 1 | 44 | 1 | FALSE | 1 | FALSE | 3 | [6 empty] | 52 | B2B3 | 23.1572 | 1.4998e-06 | 0.12556 | 0.028801 | 0.0071467 | 2.7953e-05 | 356.6123 | 17133.8854 | 0.092032
| Civic Offices | Assembly only cleaning (internal office) | 1701112 | 8403509 | 7.5.1 | Cleaning Existing Surfaces | Deep Clean 1 day a week | Assembly | 428.23 | Hours | 1 | 44 | 1 | FALSE | 1 | FALSE | 3 | [6 empty] | 53 | B2B3 | 23.1572 | 1.4998e-06 | 0.12556 | 0.028801 | 0.0071467 | 2.7953e-05 | 356.6123 | 17133.8854 | 0.092032
| Civic Offices | Assembly only cleaning (internal office) | 1701112 | 8403509 | 7.5.1 | Cleaning Existing Surfaces | Deep Clean 1 day a week | Assembly | 428.23 | Hours | 1 | 44 | 1 | FALSE | 1 | FALSE | 3 | [6 empty] | 54 | B2B3 | 23.1572 | 1.4998e-06 | 0.12556 | 0.028801 | 0.0071467 | 2.7953e-05 | 356.6123 | 17133.8854 | 0.092032
| Civic Offices | Assembly only cleaning (internal office) | 1701112 | 8403509 | 7.5.1 | Cleaning Existing Surfaces | Deep Clean 1 day a week | Assembly | 428.23 | Hours | 1 | 44 | 1 | FALSE | 1 | FALSE | 3 | [6 empty] | 55 | B2B3 | 23.1572 | 1.4998e-06 | 0.12556 | 0.028801 | 0.0071467 | 2.7953e-05 | 356.6123 | 17133.8854 | 0.092032
| Civic Offices | Assembly only cleaning (internal office) | 1701112 | 8403509 | 7.5.1 | Cleaning Existing Surfaces | Deep Clean 1 day a week | Assembly | 428.23 | Hours | 1 | 44 | 1 | FALSE | 1 | FALSE | 3 | [6 empty] | 56 | B2B3 | 23.1572 | 1.4998e-06 | 0.12556 | 0.028801 | 0.0071467 | 2.7953e-05 | 356.6123 | 17133.8854 | 0.092032
| Civic Offices | Assembly only cleaning (internal office) | 1701112 | 8403509 | 7.5.1 | Cleaning Existing Surfaces | Deep Clean 1 day a week | Assembly | 428.23 | Hours | 1 | 44 | 1 | FALSE | 1 | FALSE | 3 | [6 empty] | 57 | B2B3 | 23.1572 | 1.4998e-06 | 0.12556 | 0.028801 | 0.0071467 | 2.7953e-05 | 356.6123 | 17133.8854 | 0.092032
| Civic Offices | Assembly only cleaning (internal office) | 1701112 | 8403509 | 7.5.1 | Cleaning Existing Surfaces | Deep Clean 1 day a week | Assembly | 428.23 | Hours | 1 | 44 | 1 | FALSE | 1 | FALSE | 3 | [6 empty] | 58 | B2B3 | 23.1572 | 1.4998e-06 | 0.12556 | 0.028801 | 0.0071467 | 2.7953e-05 | 356.6123 | 17133.8854 | 0.092032
| Civic Offices | Assembly only cleaning (internal office) | 1701112 | 8403509 | 7.5.1 | Cleaning Existing Surfaces | Deep Clean 1 day a week | Assembly | 428.23 | Hours | 1 | 44 | 1 | FALSE | 1 | FALSE | 3 | [6 empty] | 59 | B2B3 | 23.1572 | 1.4998e-06 | 0.12556 | 0.028801 | 0.0071467 | 2.7953e-05 | 356.6123 | 17133.8854 | 0.092032
| Civic Offices | Assembly only cleaning (internal office) | 1701112 | 8403509 | 7.5.1 | Cleaning Existing Surfaces | Deep Clean 1 day a week | Assembly | 428.23 | Hours | 1 | 44 | 1 | FALSE | 1 | FALSE | 3 | [6 empty] | 60 | B2B3 | 23.1572 | 1.4998e-06 | 0.12556 | 0.028801 | 0.0071467 | 2.7953e-05 | 356.6123 | 17133.8854 | 0.092032
| Civic Offices | Assembly only cleaning (internal office) | 1701112 | 8403510 | 7.5.1 | Cleaning Existing Surfaces | Light Clean 4 days a week | Assembly | 571.584 | Hours | 1 | 44 | 1 | FALSE | 1 | FALSE | 3 | [6 empty] | 1 | B2B3 | 30.9094 | 2.0018e-06 | 0.16759 | 0.038442 | 0.0095391 | 3.7311e-05 | 475.9916 | 22869.6139 | 0.12284
| Civic Offices | Assembly only cleaning (internal office) | 1701112 | 8403510 | 7.5.1 | Cleaning Existing Surfaces | Light Clean 4 days a week | Assembly | 571.584 | Hours | 1 | 44 | 1 | FALSE | 1 | FALSE | 3 | [6 empty] | 2 | B2B3 | 30.9094 | 2.0018e-06 | 0.16759 | 0.038442 | 0.0095391 | 3.7311e-05 | 475.9916 | 22869.6139 | 0.12284
| Civic Offices | Assembly only cleaning (internal office) | 1701112 | 8403510 | 7.5.1 | Cleaning Existing Surfaces | Light Clean 4 days a week | Assembly | 571.584 | Hours | 1 | 44 | 1 | FALSE | 1 | FALSE | 3 | [6 empty] | 3 | B2B3 | 30.9094 | 2.0018e-06 | 0.16759 | 0.038442 | 0.0095391 | 3.7311e-05 | 475.9916 | 22869.6139 | 0.12284
| Civic Offices | Assembly only cleaning (internal office) | 1701112 | 8403510 | 7.5.1 | Cleaning Existing Surfaces | Light Clean 4 days a week | Assembly | 571.584 | Hours | 1 | 44 | 1 | FALSE | 1 | FALSE | 3 | [6 empty] | 4 | B2B3 | 30.9094 | 2.0018e-06 | 0.16759 | 0.038442 | 0.0095391 | 3.7311e-05 | 475.9916 | 22869.6139 | 0.12284
| Civic Offices | Assembly only cleaning (internal office) | 1701112 | 8403510 | 7.5.1 | Cleaning Existing Surfaces | Light Clean 4 days a week | Assembly | 571.584 | Hours | 1 | 44 | 1 | FALSE | 1 | FALSE | 3 | [6 empty] | 5 | B2B3 | 30.9094 | 2.0018e-06 | 0.16759 | 0.038442 | 0.0095391 | 3.7311e-05 | 475.9916 | 22869.6139 | 0.12284
| Civic Offices | Assembly only cleaning (internal office) | 1701112 | 8403510 | 7.5.1 | Cleaning Existing Surfaces | Light Clean 4 days a week | Assembly | 571.584 | Hours | 1 | 44 | 1 | FALSE | 1 | FALSE | 3 | [6 empty] | 6 | B2B3 | 30.9094 | 2.0018e-06 | 0.16759 | 0.038442 | 0.0095391 | 3.7311e-05 | 475.9916 | 22869.6139 | 0.12284
| Civic Offices | Assembly only cleaning (internal office) | 1701112 | 8403510 | 7.5.1 | Cleaning Existing Surfaces | Light Clean 4 days a week | Assembly | 571.584 | Hours | 1 | 44 | 1 | FALSE | 1 | FALSE | 3 | [6 empty] | 7 | B2B3 | 30.9094 | 2.0018e-06 | 0.16759 | 0.038442 | 0.0095391 | 3.7311e-05 | 475.9916 | 22869.6139 | 0.12284
| Civic Offices | Assembly only cleaning (internal office) | 1701112 | 8403510 | 7.5.1 | Cleaning Existing Surfaces | Light Clean 4 days a week | Assembly | 571.584 | Hours | 1 | 44 | 1 | FALSE | 1 | FALSE | 3 | [6 empty] | 8 | B2B3 | 30.9094 | 2.0018e-06 | 0.16759 | 0.038442 | 0.0095391 | 3.7311e-05 | 475.9916 | 22869.6139 | 0.12284
| Civic Offices | Assembly only cleaning (internal office) | 1701112 | 8403510 | 7.5.1 | Cleaning Existing Surfaces | Light Clean 4 days a week | Assembly | 571.584 | Hours | 1 | 44 | 1 | FALSE | 1 | FALSE | 3 | [6 empty] | 9 | B2B3 | 30.9094 | 2.0018e-06 | 0.16759 | 0.038442 | 0.0095391 | 3.7311e-05 | 475.9916 | 22869.6139 | 0.12284
| Civic Offices | Assembly only cleaning (internal office) | 1701112 | 8403510 | 7.5.1 | Cleaning Existing Surfaces | Light Clean 4 days a week | Assembly | 571.584 | Hours | 1 | 44 | 1 | FALSE | 1 | FALSE | 3 | [6 empty] | 10 | B2B3 | 30.9094 | 2.0018e-06 | 0.16759 | 0.038442 | 0.0095391 | 3.7311e-05 | 475.9916 | 22869.6139 | 0.12284
| Civic Offices | Assembly only cleaning (internal office) | 1701112 | 8403510 | 7.5.1 | Cleaning Existing Surfaces | Light Clean 4 days a week | Assembly | 571.584 | Hours | 1 | 44 | 1 | FALSE | 1 | FALSE | 3 | [6 empty] | 11 | B2B3 | 30.9094 | 2.0018e-06 | 0.16759 | 0.038442 | 0.0095391 | 3.7311e-05 | 475.9916 | 22869.6139 | 0.12284
| Civic Offices | Assembly only cleaning (internal office) | 1701112 | 8403510 | 7.5.1 | Cleaning Existing Surfaces | Light Clean 4 days a week | Assembly | 571.584 | Hours | 1 | 44 | 1 | FALSE | 1 | FALSE | 3 | [6 empty] | 12 | B2B3 | 30.9094 | 2.0018e-06 | 0.16759 | 0.038442 | 0.0095391 | 3.7311e-05 | 475.9916 | 22869.6139 | 0.12284
| Civic Offices | Assembly only cleaning (internal office) | 1701112 | 8403510 | 7.5.1 | Cleaning Existing Surfaces | Light Clean 4 days a week | Assembly | 571.584 | Hours | 1 | 44 | 1 | FALSE | 1 | FALSE | 3 | [6 empty] | 13 | B2B3 | 30.9094 | 2.0018e-06 | 0.16759 | 0.038442 | 0.0095391 | 3.7311e-05 | 475.9916 | 22869.6139 | 0.12284
| Civic Offices | Assembly only cleaning (internal office) | 1701112 | 8403510 | 7.5.1 | Cleaning Existing Surfaces | Light Clean 4 days a week | Assembly | 571.584 | Hours | 1 | 44 | 1 | FALSE | 1 | FALSE | 3 | [6 empty] | 14 | B2B3 | 30.9094 | 2.0018e-06 | 0.16759 | 0.038442 | 0.0095391 | 3.7311e-05 | 475.9916 | 22869.6139 | 0.12284
| Civic Offices | Assembly only cleaning (internal office) | 1701112 | 8403510 | 7.5.1 | Cleaning Existing Surfaces | Light Clean 4 days a week | Assembly | 571.584 | Hours | 1 | 44 | 1 | FALSE | 1 | FALSE | 3 | [6 empty] | 15 | B2B3 | 30.9094 | 2.0018e-06 | 0.16759 | 0.038442 | 0.0095391 | 3.7311e-05 | 475.9916 | 22869.6139 | 0.12284
| Civic Offices | Assembly only cleaning (internal office) | 1701112 | 8403510 | 7.5.1 | Cleaning Existing Surfaces | Light Clean 4 days a week | Assembly | 571.584 | Hours | 1 | 44 | 1 | FALSE | 1 | FALSE | 3 | [6 empty] | 16 | B2B3 | 30.9094 | 2.0018e-06 | 0.16759 | 0.038442 | 0.0095391 | 3.7311e-05 | 475.9916 | 22869.6139 | 0.12284
| Civic Offices | Assembly only cleaning (internal office) | 1701112 | 8403510 | 7.5.1 | Cleaning Existing Surfaces | Light Clean 4 days a week | Assembly | 571.584 | Hours | 1 | 44 | 1 | FALSE | 1 | FALSE | 3 | [6 empty] | 17 | B2B3 | 30.9094 | 2.0018e-06 | 0.16759 | 0.038442 | 0.0095391 | 3.7311e-05 | 475.9916 | 22869.6139 | 0.12284
| Civic Offices | Assembly only cleaning (internal office) | 1701112 | 8403510 | 7.5.1 | Cleaning Existing Surfaces | Light Clean 4 days a week | Assembly | 571.584 | Hours | 1 | 44 | 1 | FALSE | 1 | FALSE | 3 | [6 empty] | 18 | B2B3 | 30.9094 | 2.0018e-06 | 0.16759 | 0.038442 | 0.0095391 | 3.7311e-05 | 475.9916 | 22869.6139 | 0.12284
| Civic Offices | Assembly only cleaning (internal office) | 1701112 | 8403510 | 7.5.1 | Cleaning Existing Surfaces | Light Clean 4 days a week | Assembly | 571.584 | Hours | 1 | 44 | 1 | FALSE | 1 | FALSE | 3 | [6 empty] | 19 | B2B3 | 30.9094 | 2.0018e-06 | 0.16759 | 0.038442 | 0.0095391 | 3.7311e-05 | 475.9916 | 22869.6139 | 0.12284
| Civic Offices | Assembly only cleaning (internal office) | 1701112 | 8403510 | 7.5.1 | Cleaning Existing Surfaces | Light Clean 4 days a week | Assembly | 571.584 | Hours | 1 | 44 | 1 | FALSE | 1 | FALSE | 3 | [6 empty] | 20 | B2B3 | 30.9094 | 2.0018e-06 | 0.16759 | 0.038442 | 0.0095391 | 3.7311e-05 | 475.9916 | 22869.6139 | 0.12284
| Civic Offices | Assembly only cleaning (internal office) | 1701112 | 8403510 | 7.5.1 | Cleaning Existing Surfaces | Light Clean 4 days a week | Assembly | 571.584 | Hours | 1 | 44 | 1 | FALSE | 1 | FALSE | 3 | [6 empty] | 21 | B2B3 | 30.9094 | 2.0018e-06 | 0.16759 | 0.038442 | 0.0095391 | 3.7311e-05 | 475.9916 | 22869.6139 | 0.12284
| Civic Offices | Assembly only cleaning (internal office) | 1701112 | 8403510 | 7.5.1 | Cleaning Existing Surfaces | Light Clean 4 days a week | Assembly | 571.584 | Hours | 1 | 44 | 1 | FALSE | 1 | FALSE | 3 | [6 empty] | 22 | B2B3 | 30.9094 | 2.0018e-06 | 0.16759 | 0.038442 | 0.0095391 | 3.7311e-05 | 475.9916 | 22869.6139 | 0.12284
| Civic Offices | Assembly only cleaning (internal office) | 1701112 | 8403510 | 7.5.1 | Cleaning Existing Surfaces | Light Clean 4 days a week | Assembly | 571.584 | Hours | 1 | 44 | 1 | FALSE | 1 | FALSE | 3 | [6 empty] | 23 | B2B3 | 30.9094 | 2.0018e-06 | 0.16759 | 0.038442 | 0.0095391 | 3.7311e-05 | 475.9916 | 22869.6139 | 0.12284
| Civic Offices | Assembly only cleaning (internal office) | 1701112 | 8403510 | 7.5.1 | Cleaning Existing Surfaces | Light Clean 4 days a week | Assembly | 571.584 | Hours | 1 | 44 | 1 | FALSE | 1 | FALSE | 3 | [6 empty] | 24 | B2B3 | 30.9094 | 2.0018e-06 | 0.16759 | 0.038442 | 0.0095391 | 3.7311e-05 | 475.9916 | 22869.6139 | 0.12284
| Civic Offices | Assembly only cleaning (internal office) | 1701112 | 8403510 | 7.5.1 | Cleaning Existing Surfaces | Light Clean 4 days a week | Assembly | 571.584 | Hours | 1 | 44 | 1 | FALSE | 1 | FALSE | 3 | [6 empty] | 25 | B2B3 | 30.9094 | 2.0018e-06 | 0.16759 | 0.038442 | 0.0095391 | 3.7311e-05 | 475.9916 | 22869.6139 | 0.12284
| Civic Offices | Assembly only cleaning (internal office) | 1701112 | 8403510 | 7.5.1 | Cleaning Existing Surfaces | Light Clean 4 days a week | Assembly | 571.584 | Hours | 1 | 44 | 1 | FALSE | 1 | FALSE | 3 | [6 empty] | 26 | B2B3 | 30.9094 | 2.0018e-06 | 0.16759 | 0.038442 | 0.0095391 | 3.7311e-05 | 475.9916 | 22869.6139 | 0.12284
| Civic Offices | Assembly only cleaning (internal office) | 1701112 | 8403510 | 7.5.1 | Cleaning Existing Surfaces | Light Clean 4 days a week | Assembly | 571.584 | Hours | 1 | 44 | 1 | FALSE | 1 | FALSE | 3 | [6 empty] | 27 | B2B3 | 30.9094 | 2.0018e-06 | 0.16759 | 0.038442 | 0.0095391 | 3.7311e-05 | 475.9916 | 22869.6139 | 0.12284
| Civic Offices | Assembly only cleaning (internal office) | 1701112 | 8403510 | 7.5.1 | Cleaning Existing Surfaces | Light Clean 4 days a week | Assembly | 571.584 | Hours | 1 | 44 | 1 | FALSE | 1 | FALSE | 3 | [6 empty] | 28 | B2B3 | 30.9094 | 2.0018e-06 | 0.16759 | 0.038442 | 0.0095391 | 3.7311e-05 | 475.9916 | 22869.6139 | 0.12284
| Civic Offices | Assembly only cleaning (internal office) | 1701112 | 8403510 | 7.5.1 | Cleaning Existing Surfaces | Light Clean 4 days a week | Assembly | 571.584 | Hours | 1 | 44 | 1 | FALSE | 1 | FALSE | 3 | [6 empty] | 29 | B2B3 | 30.9094 | 2.0018e-06 | 0.16759 | 0.038442 | 0.0095391 | 3.7311e-05 | 475.9916 | 22869.6139 | 0.12284
| Civic Offices | Assembly only cleaning (internal office) | 1701112 | 8403510 | 7.5.1 | Cleaning Existing Surfaces | Light Clean 4 days a week | Assembly | 571.584 | Hours | 1 | 44 | 1 | FALSE | 1 | FALSE | 3 | [6 empty] | 30 | B2B3 | 30.9094 | 2.0018e-06 | 0.16759 | 0.038442 | 0.0095391 | 3.7311e-05 | 475.9916 | 22869.6139 | 0.12284
| Civic Offices | Assembly only cleaning (internal office) | 1701112 | 8403510 | 7.5.1 | Cleaning Existing Surfaces | Light Clean 4 days a week | Assembly | 571.584 | Hours | 1 | 44 | 1 | FALSE | 1 | FALSE | 3 | [6 empty] | 31 | B2B3 | 30.9094 | 2.0018e-06 | 0.16759 | 0.038442 | 0.0095391 | 3.7311e-05 | 475.9916 | 22869.6139 | 0.12284
| Civic Offices | Assembly only cleaning (internal office) | 1701112 | 8403510 | 7.5.1 | Cleaning Existing Surfaces | Light Clean 4 days a week | Assembly | 571.584 | Hours | 1 | 44 | 1 | FALSE | 1 | FALSE | 3 | [6 empty] | 32 | B2B3 | 30.9094 | 2.0018e-06 | 0.16759 | 0.038442 | 0.0095391 | 3.7311e-05 | 475.9916 | 22869.6139 | 0.12284
| Civic Offices | Assembly only cleaning (internal office) | 1701112 | 8403510 | 7.5.1 | Cleaning Existing Surfaces | Light Clean 4 days a week | Assembly | 571.584 | Hours | 1 | 44 | 1 | FALSE | 1 | FALSE | 3 | [6 empty] | 33 | B2B3 | 30.9094 | 2.0018e-06 | 0.16759 | 0.038442 | 0.0095391 | 3.7311e-05 | 475.9916 | 22869.6139 | 0.12284
| Civic Offices | Assembly only cleaning (internal office) | 1701112 | 8403510 | 7.5.1 | Cleaning Existing Surfaces | Light Clean 4 days a week | Assembly | 571.584 | Hours | 1 | 44 | 1 | FALSE | 1 | FALSE | 3 | [6 empty] | 34 | B2B3 | 30.9094 | 2.0018e-06 | 0.16759 | 0.038442 | 0.0095391 | 3.7311e-05 | 475.9916 | 22869.6139 | 0.12284
| Civic Offices | Assembly only cleaning (internal office) | 1701112 | 8403510 | 7.5.1 | Cleaning Existing Surfaces | Light Clean 4 days a week | Assembly | 571.584 | Hours | 1 | 44 | 1 | FALSE | 1 | FALSE | 3 | [6 empty] | 35 | B2B3 | 30.9094 | 2.0018e-06 | 0.16759 | 0.038442 | 0.0095391 | 3.7311e-05 | 475.9916 | 22869.6139 | 0.12284
| Civic Offices | Assembly only cleaning (internal office) | 1701112 | 8403510 | 7.5.1 | Cleaning Existing Surfaces | Light Clean 4 days a week | Assembly | 571.584 | Hours | 1 | 44 | 1 | FALSE | 1 | FALSE | 3 | [6 empty] | 36 | B2B3 | 30.9094 | 2.0018e-06 | 0.16759 | 0.038442 | 0.0095391 | 3.7311e-05 | 475.9916 | 22869.6139 | 0.12284
| Civic Offices | Assembly only cleaning (internal office) | 1701112 | 8403510 | 7.5.1 | Cleaning Existing Surfaces | Light Clean 4 days a week | Assembly | 571.584 | Hours | 1 | 44 | 1 | FALSE | 1 | FALSE | 3 | [6 empty] | 37 | B2B3 | 30.9094 | 2.0018e-06 | 0.16759 | 0.038442 | 0.0095391 | 3.7311e-05 | 475.9916 | 22869.6139 | 0.12284
| Civic Offices | Assembly only cleaning (internal office) | 1701112 | 8403510 | 7.5.1 | Cleaning Existing Surfaces | Light Clean 4 days a week | Assembly | 571.584 | Hours | 1 | 44 | 1 | FALSE | 1 | FALSE | 3 | [6 empty] | 38 | B2B3 | 30.9094 | 2.0018e-06 | 0.16759 | 0.038442 | 0.0095391 | 3.7311e-05 | 475.9916 | 22869.6139 | 0.12284
| Civic Offices | Assembly only cleaning (internal office) | 1701112 | 8403510 | 7.5.1 | Cleaning Existing Surfaces | Light Clean 4 days a week | Assembly | 571.584 | Hours | 1 | 44 | 1 | FALSE | 1 | FALSE | 3 | [6 empty] | 39 | B2B3 | 30.9094 | 2.0018e-06 | 0.16759 | 0.038442 | 0.0095391 | 3.7311e-05 | 475.9916 | 22869.6139 | 0.12284
| Civic Offices | Assembly only cleaning (internal office) | 1701112 | 8403510 | 7.5.1 | Cleaning Existing Surfaces | Light Clean 4 days a week | Assembly | 571.584 | Hours | 1 | 44 | 1 | FALSE | 1 | FALSE | 3 | [6 empty] | 40 | B2B3 | 30.9094 | 2.0018e-06 | 0.16759 | 0.038442 | 0.0095391 | 3.7311e-05 | 475.9916 | 22869.6139 | 0.12284
| Civic Offices | Assembly only cleaning (internal office) | 1701112 | 8403510 | 7.5.1 | Cleaning Existing Surfaces | Light Clean 4 days a week | Assembly | 571.584 | Hours | 1 | 44 | 1 | FALSE | 1 | FALSE | 3 | [6 empty] | 41 | B2B3 | 30.9094 | 2.0018e-06 | 0.16759 | 0.038442 | 0.0095391 | 3.7311e-05 | 475.9916 | 22869.6139 | 0.12284
| Civic Offices | Assembly only cleaning (internal office) | 1701112 | 8403510 | 7.5.1 | Cleaning Existing Surfaces | Light Clean 4 days a week | Assembly | 571.584 | Hours | 1 | 44 | 1 | FALSE | 1 | FALSE | 3 | [6 empty] | 42 | B2B3 | 30.9094 | 2.0018e-06 | 0.16759 | 0.038442 | 0.0095391 | 3.7311e-05 | 475.9916 | 22869.6139 | 0.12284
| Civic Offices | Assembly only cleaning (internal office) | 1701112 | 8403510 | 7.5.1 | Cleaning Existing Surfaces | Light Clean 4 days a week | Assembly | 571.584 | Hours | 1 | 44 | 1 | FALSE | 1 | FALSE | 3 | [6 empty] | 43 | B2B3 | 30.9094 | 2.0018e-06 | 0.16759 | 0.038442 | 0.0095391 | 3.7311e-05 | 475.9916 | 22869.6139 | 0.12284
| Civic Offices | Assembly only cleaning (internal office) | 1701112 | 8403510 | 7.5.1 | Cleaning Existing Surfaces | Light Clean 4 days a week | Assembly | 571.584 | Hours | 1 | 44 | 1 | FALSE | 1 | FALSE | 3 | [6 empty] | 44 | B2B3 | 30.9094 | 2.0018e-06 | 0.16759 | 0.038442 | 0.0095391 | 3.7311e-05 | 475.9916 | 22869.6139 | 0.12284
| Civic Offices | Assembly only cleaning (internal office) | 1701112 | 8403510 | 7.5.1 | Cleaning Existing Surfaces | Light Clean 4 days a week | Assembly | 571.584 | Hours | 1 | 44 | 1 | FALSE | 1 | FALSE | 3 | [6 empty] | 45 | B2B3 | 30.9094 | 2.0018e-06 | 0.16759 | 0.038442 | 0.0095391 | 3.7311e-05 | 475.9916 | 22869.6139 | 0.12284
| Civic Offices | Assembly only cleaning (internal office) | 1701112 | 8403510 | 7.5.1 | Cleaning Existing Surfaces | Light Clean 4 days a week | Assembly | 571.584 | Hours | 1 | 44 | 1 | FALSE | 1 | FALSE | 3 | [6 empty] | 46 | B2B3 | 30.9094 | 2.0018e-06 | 0.16759 | 0.038442 | 0.0095391 | 3.7311e-05 | 475.9916 | 22869.6139 | 0.12284
| Civic Offices | Assembly only cleaning (internal office) | 1701112 | 8403510 | 7.5.1 | Cleaning Existing Surfaces | Light Clean 4 days a week | Assembly | 571.584 | Hours | 1 | 44 | 1 | FALSE | 1 | FALSE | 3 | [6 empty] | 47 | B2B3 | 30.9094 | 2.0018e-06 | 0.16759 | 0.038442 | 0.0095391 | 3.7311e-05 | 475.9916 | 22869.6139 | 0.12284
| Civic Offices | Assembly only cleaning (internal office) | 1701112 | 8403510 | 7.5.1 | Cleaning Existing Surfaces | Light Clean 4 days a week | Assembly | 571.584 | Hours | 1 | 44 | 1 | FALSE | 1 | FALSE | 3 | [6 empty] | 48 | B2B3 | 30.9094 | 2.0018e-06 | 0.16759 | 0.038442 | 0.0095391 | 3.7311e-05 | 475.9916 | 22869.6139 | 0.12284
| Civic Offices | Assembly only cleaning (internal office) | 1701112 | 8403510 | 7.5.1 | Cleaning Existing Surfaces | Light Clean 4 days a week | Assembly | 571.584 | Hours | 1 | 44 | 1 | FALSE | 1 | FALSE | 3 | [6 empty] | 49 | B2B3 | 30.9094 | 2.0018e-06 | 0.16759 | 0.038442 | 0.0095391 | 3.7311e-05 | 475.9916 | 22869.6139 | 0.12284
| Civic Offices | Assembly only cleaning (internal office) | 1701112 | 8403510 | 7.5.1 | Cleaning Existing Surfaces | Light Clean 4 days a week | Assembly | 571.584 | Hours | 1 | 44 | 1 | FALSE | 1 | FALSE | 3 | [6 empty] | 50 | B2B3 | 30.9094 | 2.0018e-06 | 0.16759 | 0.038442 | 0.0095391 | 3.7311e-05 | 475.9916 | 22869.6139 | 0.12284
| Civic Offices | Assembly only cleaning (internal office) | 1701112 | 8403510 | 7.5.1 | Cleaning Existing Surfaces | Light Clean 4 days a week | Assembly | 571.584 | Hours | 1 | 44 | 1 | FALSE | 1 | FALSE | 3 | [6 empty] | 51 | B2B3 | 30.9094 | 2.0018e-06 | 0.16759 | 0.038442 | 0.0095391 | 3.7311e-05 | 475.9916 | 22869.6139 | 0.12284
| Civic Offices | Assembly only cleaning (internal office) | 1701112 | 8403510 | 7.5.1 | Cleaning Existing Surfaces | Light Clean 4 days a week | Assembly | 571.584 | Hours | 1 | 44 | 1 | FALSE | 1 | FALSE | 3 | [6 empty] | 52 | B2B3 | 30.9094 | 2.0018e-06 | 0.16759 | 0.038442 | 0.0095391 | 3.7311e-05 | 475.9916 | 22869.6139 | 0.12284
| Civic Offices | Assembly only cleaning (internal office) | 1701112 | 8403510 | 7.5.1 | Cleaning Existing Surfaces | Light Clean 4 days a week | Assembly | 571.584 | Hours | 1 | 44 | 1 | FALSE | 1 | FALSE | 3 | [6 empty] | 53 | B2B3 | 30.9094 | 2.0018e-06 | 0.16759 | 0.038442 | 0.0095391 | 3.7311e-05 | 475.9916 | 22869.6139 | 0.12284
| Civic Offices | Assembly only cleaning (internal office) | 1701112 | 8403510 | 7.5.1 | Cleaning Existing Surfaces | Light Clean 4 days a week | Assembly | 571.584 | Hours | 1 | 44 | 1 | FALSE | 1 | FALSE | 3 | [6 empty] | 54 | B2B3 | 30.9094 | 2.0018e-06 | 0.16759 | 0.038442 | 0.0095391 | 3.7311e-05 | 475.9916 | 22869.6139 | 0.12284
| Civic Offices | Assembly only cleaning (internal office) | 1701112 | 8403510 | 7.5.1 | Cleaning Existing Surfaces | Light Clean 4 days a week | Assembly | 571.584 | Hours | 1 | 44 | 1 | FALSE | 1 | FALSE | 3 | [6 empty] | 55 | B2B3 | 30.9094 | 2.0018e-06 | 0.16759 | 0.038442 | 0.0095391 | 3.7311e-05 | 475.9916 | 22869.6139 | 0.12284
| Civic Offices | Assembly only cleaning (internal office) | 1701112 | 8403510 | 7.5.1 | Cleaning Existing Surfaces | Light Clean 4 days a week | Assembly | 571.584 | Hours | 1 | 44 | 1 | FALSE | 1 | FALSE | 3 | [6 empty] | 56 | B2B3 | 30.9094 | 2.0018e-06 | 0.16759 | 0.038442 | 0.0095391 | 3.7311e-05 | 475.9916 | 22869.6139 | 0.12284
| Civic Offices | Assembly only cleaning (internal office) | 1701112 | 8403510 | 7.5.1 | Cleaning Existing Surfaces | Light Clean 4 days a week | Assembly | 571.584 | Hours | 1 | 44 | 1 | FALSE | 1 | FALSE | 3 | [6 empty] | 57 | B2B3 | 30.9094 | 2.0018e-06 | 0.16759 | 0.038442 | 0.0095391 | 3.7311e-05 | 475.9916 | 22869.6139 | 0.12284
| Civic Offices | Assembly only cleaning (internal office) | 1701112 | 8403510 | 7.5.1 | Cleaning Existing Surfaces | Light Clean 4 days a week | Assembly | 571.584 | Hours | 1 | 44 | 1 | FALSE | 1 | FALSE | 3 | [6 empty] | 58 | B2B3 | 30.9094 | 2.0018e-06 | 0.16759 | 0.038442 | 0.0095391 | 3.7311e-05 | 475.9916 | 22869.6139 | 0.12284
| Civic Offices | Assembly only cleaning (internal office) | 1701112 | 8403510 | 7.5.1 | Cleaning Existing Surfaces | Light Clean 4 days a week | Assembly | 571.584 | Hours | 1 | 44 | 1 | FALSE | 1 | FALSE | 3 | [6 empty] | 59 | B2B3 | 30.9094 | 2.0018e-06 | 0.16759 | 0.038442 | 0.0095391 | 3.7311e-05 | 475.9916 | 22869.6139 | 0.12284
| Civic Offices | Assembly only cleaning (internal office) | 1701112 | 8403510 | 7.5.1 | Cleaning Existing Surfaces | Light Clean 4 days a week | Assembly | 571.584 | Hours | 1 | 44 | 1 | FALSE | 1 | FALSE | 3 | [6 empty] | 60 | B2B3 | 30.9094 | 2.0018e-06 | 0.16759 | 0.038442 | 0.0095391 | 3.7311e-05 | 475.9916 | 22869.6139 | 0.12284
| Civic Offices | Nominal allowance for asbestos survey of existing buidlings (Labour - Facilitating Works (per £ spent)) | 1701113 | 8403511 | 0 | Facilitating works | Facilitating works labour | Assembly | 13.1521 | Hours | 200 | 44 | 1 | FALSE | 1 | FALSE | 1 | [6 empty] | 0 | A5 | 0.71122 | 4.6062e-08 | 0.0038563 | 0.00088455 | 0.00021949 | 8.5852e-07 | 10.9525 | 526.229 | 0.0028266
| Civic Offices | Nominal allowance for asbestos survey of existing buidlings (Labour - Facilitating Works (per £ spent)) | 1701113 | 8403511 | 0 | Facilitating works | Facilitating works labour | Assembly | 13.1521 | Hours | 200 | 44 | 1 | FALSE | 1 | FALSE | 1 | [6 empty] | 0 | A4 | 0 | 0 | 0 | 0 | 0 | 0 | 0 | 0 | 0
| Civic Offices | Nominal allowance for asbestos survey of existing buidlings (Labour - Facilitating Works (per £ spent)) | 1701113 | 8403512 | 0 | Facilitating works | Facilitating works labour | Assembly | 39.4564 | Hours | 200 | 44 | 1 | FALSE | 1 | FALSE | 1 | [6 empty] | 0 | A5 | 2.1337 | 1.3819e-07 | 0.011569 | 0.0026536 | 0.00065848 | 2.5756e-06 | 32.8576 | 2328.3581 | 0.0084797
| Civic Offices | Nominal allowance for asbestos survey of existing buidlings (Labour - Facilitating Works (per £ spent)) | 1701113 | 8403512 | 0 | Facilitating works | Facilitating works labour | Assembly | 39.4564 | Hours | 200 | 44 | 1 | FALSE | 1 | FALSE | 1 | [6 empty] | 0 | A4 | 64.5909 | 1.1605e-05 | 0.21149 | 0.057163 | 0.03608 | 0.00022526 | 962.8329 | 147.0175 | 0.2658
| Civic Offices | Demolition of entire buildings: Two storey masonry buildings with pitched roofs assumed without basements no measured surveys or other information currently available to ground level. (Labour - Facilitating Works (per £ spent)) | 1701114 | 8403513 | 0 | Facilitating works | Facilitating works labour | Assembly | 223.8667 | Hours | 200 | 44 | 1 | FALSE | 1 | FALSE | 1 | [6 empty] | 0 | A5 | 12.106 | 7.8404e-07 | 0.06564 | 0.015056 | 0.0037361 | 1.4613e-05 | 186.427 | 8957.1184 | 0.048112
| Civic Offices | Demolition of entire buildings: Two storey masonry buildings with pitched roofs assumed without basements no measured surveys or other information currently available to ground level. (Labour - Facilitating Works (per £ spent)) | 1701114 | 8403513 | 0 | Facilitating works | Facilitating works labour | Assembly | 223.8667 | Hours | 200 | 44 | 1 | FALSE | 1 | FALSE | 1 | [6 empty] | 0 | A4 | 0 | 0 | 0 | 0 | 0 | 0 | 0 | 0 | 0
| Civic Offices | Demolition of entire buildings: Two storey masonry buildings with pitched roofs assumed without basements no measured surveys or other information currently available to ground level. (Labour - Facilitating Works (per £ spent)) | 1701114 | 8403514 | 0 | Facilitating works | Facilitating works labour | Assembly | 671.6002 | Hours | 200 | 44 | 1 | FALSE | 1 | FALSE | 1 | [6 empty] | 0 | A5 | 36.3179 | 2.3521e-06 | 0.19692 | 0.045169 | 0.011208 | 4.384e-05 | 559.2809 | 39631.7585 | 0.14434
| Civic Offices | Demolition of entire buildings: Two storey masonry buildings with pitched roofs assumed without basements no measured surveys or other information currently available to ground level. (Labour - Facilitating Works (per £ spent)) | 1701114 | 8403514 | 0 | Facilitating works | Facilitating works labour | Assembly | 671.6002 | Hours | 200 | 44 | 1 | FALSE | 1 | FALSE | 1 | [6 empty] | 0 | A4 | 1085.1276 | 0.00019497 | 3.5531 | 0.96034 | 0.60615 | 0.0037844 | 16175.5922 | 2469.8947 | 4.4655
| Civic Offices | Grub up assumed strip foundations and remove ground slab (Labour - Facilitating Works (per £ spent)) | 1701115 | 8403515 | 0 | Facilitating works | Facilitating works labour | Assembly | 14.84 | Hours | 200 | 44 | 1 | FALSE | 1 | FALSE | 1 | [6 empty] | 0 | A5 | 0.8025 | 5.1973e-08 | 0.0043512 | 0.00099806 | 0.00024766 | 9.687e-07 | 12.3581 | 593.7617 | 0.0031893
| Civic Offices | Grub up assumed strip foundations and remove ground slab (Labour - Facilitating Works (per £ spent)) | 1701115 | 8403515 | 0 | Facilitating works | Facilitating works labour | Assembly | 14.84 | Hours | 200 | 44 | 1 | FALSE | 1 | FALSE | 1 | [6 empty] | 0 | A4 | 0 | 0 | 0 | 0 | 0 | 0 | 0 | 0 | 0
| Civic Offices | Grub up assumed strip foundations and remove ground slab (Labour - Facilitating Works (per £ spent)) | 1701115 | 8403516 | 0 | Facilitating works | Facilitating works labour | Assembly | 44.5199 | Hours | 200 | 44 | 1 | FALSE | 1 | FALSE | 1 | [6 empty] | 0 | A5 | 2.4075 | 1.5592e-07 | 0.013054 | 0.0029942 | 0.00074299 | 2.9061e-06 | 37.0744 | 2627.164 | 0.0095679
| Civic Offices | Grub up assumed strip foundations and remove ground slab (Labour - Facilitating Works (per £ spent)) | 1701115 | 8403516 | 0 | Facilitating works | Facilitating works labour | Assembly | 44.5199 | Hours | 200 | 44 | 1 | FALSE | 1 | FALSE | 1 | [6 empty] | 0 | A4 | 77.5091 | 1.3927e-05 | 0.25379 | 0.068596 | 0.043297 | 0.00027031 | 1155.3994 | 176.4211 | 0.31896
| Civic Offices | Remove debris from demolition asssumed none contaminated (Labour - Facilitating Works (per £ spent)) | 1701116 | 8403517 | 0 | Facilitating works | Facilitating works labour | Assembly | 77.466 | Hours | 200 | 44 | 1 | FALSE | 1 | FALSE | 1 | [6 empty] | 0 | A5 | 4.1891 | 2.7131e-07 | 0.022714 | 0.00521 | 0.0012928 | 5.0567e-06 | 64.5105 | 3099.4885 | 0.016648
| Civic Offices | Remove debris from demolition asssumed none contaminated (Labour - Facilitating Works (per £ spent)) | 1701116 | 8403517 | 0 | Facilitating works | Facilitating works labour | Assembly | 77.466 | Hours | 200 | 44 | 1 | FALSE | 1 | FALSE | 1 | [6 empty] | 0 | A4 | 0 | 0 | 0 | 0 | 0 | 0 | 0 | 0 | 0
| Civic Offices | Remove debris from demolition asssumed none contaminated (Labour - Facilitating Works (per £ spent)) | 1701116 | 8403518 | 0 | Facilitating works | Facilitating works labour | Assembly | 232.3981 | Hours | 200 | 44 | 1 | FALSE | 1 | FALSE | 1 | [6 empty] | 0 | A5 | 12.5673 | 8.1392e-07 | 0.068141 | 0.01563 | 0.0038785 | 1.517e-05 | 193.5315 | 13714.0289 | 0.049945
| Civic Offices | Remove debris from demolition asssumed none contaminated (Labour - Facilitating Works (per £ spent)) | 1701116 | 8403518 | 0 | Facilitating works | Facilitating works labour | Assembly | 232.3981 | Hours | 200 | 44 | 1 | FALSE | 1 | FALSE | 1 | [6 empty] | 0 | A4 | 387.5456 | 6.9633e-05 | 1.269 | 0.34298 | 0.21648 | 0.0013516 | 5776.9972 | 882.1053 | 1.5948
| Civic Offices | Take up existing hard pavings from existing garden areas and side of existing CO2 building (Labour - Facilitating Works (per £ spent)) | 1701117 | 8403519 | 0 | Facilitating works | Facilitating works labour | Assembly | 23.4765 | Hours | 200 | 44 | 1 | FALSE | 1 | FALSE | 1 | [6 empty] | 0 | A5 | 1.2695 | 8.2221e-08 | 0.0068835 | 0.0015789 | 0.0003918 | 1.5325e-06 | 19.5503 | 939.3187 | 0.0050454
| Civic Offices | Take up existing hard pavings from existing garden areas and side of existing CO2 building (Labour - Facilitating Works (per £ spent)) | 1701117 | 8403519 | 0 | Facilitating works | Facilitating works labour | Assembly | 23.4765 | Hours | 200 | 44 | 1 | FALSE | 1 | FALSE | 1 | [6 empty] | 0 | A4 | 0 | 0 | 0 | 0 | 0 | 0 | 0 | 0 | 0
| Civic Offices | Take up existing hard pavings from existing garden areas and side of existing CO2 building (Labour - Facilitating Works (per £ spent)) | 1701117 | 8403520 | 0 | Facilitating works | Facilitating works labour | Assembly | 70.4296 | Hours | 200 | 44 | 1 | FALSE | 1 | FALSE | 1 | [6 empty] | 0 | A5 | 3.8086 | 2.4666e-07 | 0.020651 | 0.0047368 | 0.0011754 | 4.5974e-06 | 58.6509 | 4156.1191 | 0.015136
| Civic Offices | Take up existing hard pavings from existing garden areas and side of existing CO2 building (Labour - Facilitating Works (per £ spent)) | 1701117 | 8403520 | 0 | Facilitating works | Facilitating works labour | Assembly | 70.4296 | Hours | 200 | 44 | 1 | FALSE | 1 | FALSE | 1 | [6 empty] | 0 | A4 | 116.2637 | 2.089e-05 | 0.38069 | 0.10289 | 0.064945 | 0.00040547 | 1733.0992 | 264.6316 | 0.47844
| Civic Offices | Remove from site material arising from take up of existing pavings (Labour - Facilitating Works (per £ spent)) | 1701118 | 8403521 | 0 | Facilitating works | Facilitating works labour | Assembly | 8.8119 | Hours | 200 | 44 | 1 | FALSE | 1 | FALSE | 1 | [6 empty] | 0 | A5 | 0.47652 | 3.0862e-08 | 0.0025837 | 0.00059265 | 0.00014706 | 5.7521e-07 | 7.3382 | 352.5734 | 0.0018938
| Civic Offices | Remove from site material arising from take up of existing pavings (Labour - Facilitating Works (per £ spent)) | 1701118 | 8403521 | 0 | Facilitating works | Facilitating works labour | Assembly | 8.8119 | Hours | 200 | 44 | 1 | FALSE | 1 | FALSE | 1 | [6 empty] | 0 | A4 | 0 | 0 | 0 | 0 | 0 | 0 | 0 | 0 | 0
| Civic Offices | Remove from site material arising from take up of existing pavings (Labour - Facilitating Works (per £ spent)) | 1701118 | 8403522 | 0 | Facilitating works | Facilitating works labour | Assembly | 26.4358 | Hours | 200 | 44 | 1 | FALSE | 1 | FALSE | 1 | [6 empty] | 0 | A5 | 1.4296 | 9.2585e-08 | 0.0077512 | 0.0017779 | 0.00044118 | 1.7256e-06 | 22.0146 | 1559.9999 | 0.0056814
| Civic Offices | Remove from site material arising from take up of existing pavings (Labour - Facilitating Works (per £ spent)) | 1701118 | 8403522 | 0 | Facilitating works | Facilitating works labour | Assembly | 26.4358 | Hours | 200 | 44 | 1 | FALSE | 1 | FALSE | 1 | [6 empty] | 0 | A4 | 51.6727 | 9.2843e-06 | 0.16919 | 0.045731 | 0.028864 | 0.00018021 | 770.2663 | 117.614 | 0.21264
| Civic Offices | Remove existing fencing walls and railings to rear of existing buidlings and perimeter of park (Labour - Facilitating Works (per £ spent)) | 1701119 | 8403523 | 0 | Facilitating works | Facilitating works labour | Assembly | 5.5195 | Hours | 200 | 44 | 1 | FALSE | 1 | FALSE | 1 | [6 empty] | 0 | A5 | 0.29848 | 1.9331e-08 | 0.0016184 | 0.00037122 | 9.2114e-05 | 3.6029e-07 | 4.5964 | 220.8408 | 0.0011862
| Civic Offices | Remove existing fencing walls and railings to rear of existing buidlings and perimeter of park (Labour - Facilitating Works (per £ spent)) | 1701119 | 8403523 | 0 | Facilitating works | Facilitating works labour | Assembly | 5.5195 | Hours | 200 | 44 | 1 | FALSE | 1 | FALSE | 1 | [6 empty] | 0 | A4 | 0 | 0 | 0 | 0 | 0 | 0 | 0 | 0 | 0
| Civic Offices | Remove existing fencing walls and railings to rear of existing buidlings and perimeter of park (Labour - Facilitating Works (per £ spent)) | 1701119 | 8403524 | 0 | Facilitating works | Facilitating works labour | Assembly | 16.5585 | Hours | 200 | 44 | 1 | FALSE | 1 | FALSE | 1 | [6 empty] | 0 | A5 | 0.89543 | 5.7992e-08 | 0.0048551 | 0.0011136 | 0.00027634 | 1.0809e-06 | 13.7893 | 977.1343 | 0.0035586
| Civic Offices | Remove existing fencing walls and railings to rear of existing buidlings and perimeter of park (Labour - Facilitating Works (per £ spent)) | 1701119 | 8403524 | 0 | Facilitating works | Facilitating works labour | Assembly | 16.5585 | Hours | 200 | 44 | 1 | FALSE | 1 | FALSE | 1 | [6 empty] | 0 | A4 | 38.7546 | 6.9633e-06 | 0.1269 | 0.034298 | 0.021648 | 0.00013516 | 577.6997 | 88.2105 | 0.15948
| Civic Offices | Nominal allowance for remedial works to existing basement vent structure (Labour - Facilitating Works (per £ spent)) | 1701120 | 8403525 | 0 | Facilitating works | Facilitating works labour | Assembly | 2.4814 | Hours | 200 | 44 | 1 | FALSE | 1 | FALSE | 1 | [6 empty] | 0 | A5 | 0.13418 | 8.6904e-09 | 0.00072756 | 0.00016688 | 4.1411e-05 | 1.6197e-07 | 2.0664 | 99.2819 | 0.00053328
| Civic Offices | Nominal allowance for remedial works to existing basement vent structure (Labour - Facilitating Works (per £ spent)) | 1701120 | 8403525 | 0 | Facilitating works | Facilitating works labour | Assembly | 2.4814 | Hours | 200 | 44 | 1 | FALSE | 1 | FALSE | 1 | [6 empty] | 0 | A4 | 0 | 0 | 0 | 0 | 0 | 0 | 0 | 0 | 0
| Civic Offices | Nominal allowance for remedial works to existing basement vent structure (Labour - Facilitating Works (per £ spent)) | 1701120 | 8403526 | 0 | Facilitating works | Facilitating works labour | Assembly | 7.4441 | Hours | 200 | 44 | 1 | FALSE | 1 | FALSE | 1 | [6 empty] | 0 | A5 | 0.40255 | 2.6071e-08 | 0.0021827 | 0.00050065 | 0.00012423 | 4.8592e-07 | 6.1991 | 439.2836 | 0.0015998
| Civic Offices | Nominal allowance for remedial works to existing basement vent structure (Labour - Facilitating Works (per £ spent)) | 1701120 | 8403526 | 0 | Facilitating works | Facilitating works labour | Assembly | 7.4441 | Hours | 200 | 44 | 1 | FALSE | 1 | FALSE | 1 | [6 empty] | 0 | A4 | 12.9182 | 2.3211e-06 | 0.042299 | 0.011433 | 0.0072161 | 4.5052e-05 | 192.5666 | 29.4035 | 0.05316
| Civic Offices | Nominal allowance for remedial works to external perimeter of existing council building 2 (Labour - Facilitating Works (per £ spent)) | 1701121 | 8403527 | 0 | Facilitating works | Facilitating works labour | Assembly | 7.3608 | Hours | 200 | 44 | 1 | FALSE | 1 | FALSE | 1 | [6 empty] | 0 | A5 | 0.39805 | 2.5779e-08 | 0.0021583 | 0.00049505 | 0.00012284 | 4.8049e-07 | 6.1298 | 294.5128 | 0.0015819
| Civic Offices | Nominal allowance for remedial works to external perimeter of existing council building 2 (Labour - Facilitating Works (per £ spent)) | 1701121 | 8403527 | 0 | Facilitating works | Facilitating works labour | Assembly | 7.3608 | Hours | 200 | 44 | 1 | FALSE | 1 | FALSE | 1 | [6 empty] | 0 | A4 | 0 | 0 | 0 | 0 | 0 | 0 | 0 | 0 | 0
| Civic Offices | Nominal allowance for remedial works to external perimeter of existing council building 2 (Labour - Facilitating Works (per £ spent)) | 1701121 | 8403528 | 0 | Facilitating works | Facilitating works labour | Assembly | 22.0824 | Hours | 200 | 44 | 1 | FALSE | 1 | FALSE | 1 | [6 empty] | 0 | A5 | 1.1941 | 7.7338e-08 | 0.0064748 | 0.0014852 | 0.00036853 | 1.4415e-06 | 18.3893 | 1303.1044 | 0.0047458
| Civic Offices | Nominal allowance for remedial works to external perimeter of existing council building 2 (Labour - Facilitating Works (per £ spent)) | 1701121 | 8403528 | 0 | Facilitating works | Facilitating works labour | Assembly | 22.0824 | Hours | 200 | 44 | 1 | FALSE | 1 | FALSE | 1 | [6 empty] | 0 | A4 | 38.7546 | 6.9633e-06 | 0.1269 | 0.034298 | 0.021648 | 0.00013516 | 577.6997 | 88.2105 | 0.15948
| Civic Offices | Nominal allowance for removal of existing wall mounted lighting and other services from end wall of existing CO2 building (Labour - Facilitating Works (per £ spent)) | 1701122 | 8403529 | 0 | Facilitating works | Facilitating works labour | Assembly | 4.384 | Hours | 200 | 44 | 1 | FALSE | 1 | FALSE | 1 | [6 empty] | 0 | A5 | 0.23707 | 1.5354e-08 | 0.0012854 | 0.00029485 | 7.3165e-05 | 2.8617e-07 | 3.6508 | 175.4097 | 0.00094218
| Civic Offices | Nominal allowance for removal of existing wall mounted lighting and other services from end wall of existing CO2 building (Labour - Facilitating Works (per £ spent)) | 1701122 | 8403529 | 0 | Facilitating works | Facilitating works labour | Assembly | 4.384 | Hours | 200 | 44 | 1 | FALSE | 1 | FALSE | 1 | [6 empty] | 0 | A4 | 0 | 0 | 0 | 0 | 0 | 0 | 0 | 0 | 0
| Civic Offices | Nominal allowance for removal of existing wall mounted lighting and other services from end wall of existing CO2 building (Labour - Facilitating Works (per £ spent)) | 1701122 | 8403530 | 0 | Facilitating works | Facilitating works labour | Assembly | 13.1521 | Hours | 200 | 44 | 1 | FALSE | 1 | FALSE | 1 | [6 empty] | 0 | A5 | 0.71122 | 4.6062e-08 | 0.0038563 | 0.00088455 | 0.00021949 | 8.5852e-07 | 10.9525 | 776.1194 | 0.0028266
| Civic Offices | Nominal allowance for removal of existing wall mounted lighting and other services from end wall of existing CO2 building (Labour - Facilitating Works (per £ spent)) | 1701122 | 8403530 | 0 | Facilitating works | Facilitating works labour | Assembly | 13.1521 | Hours | 200 | 44 | 1 | FALSE | 1 | FALSE | 1 | [6 empty] | 0 | A4 | 25.8364 | 4.6422e-06 | 0.084597 | 0.022865 | 0.014432 | 9.0104e-05 | 385.1331 | 58.807 | 0.10632
| Civic Offices | Nominal allowance for removal of existing lighting columns (Labour - Facilitating Works (per £ spent)) | 1701123 | 8403531 | 0 | Facilitating works | Facilitating works labour | Assembly | 4.384 | Hours | 200 | 44 | 1 | FALSE | 1 | FALSE | 1 | [6 empty] | 0 | A5 | 0.23707 | 1.5354e-08 | 0.0012854 | 0.00029485 | 7.3165e-05 | 2.8617e-07 | 3.6508 | 175.4097 | 0.00094218
| Civic Offices | Nominal allowance for removal of existing lighting columns (Labour - Facilitating Works (per £ spent)) | 1701123 | 8403531 | 0 | Facilitating works | Facilitating works labour | Assembly | 4.384 | Hours | 200 | 44 | 1 | FALSE | 1 | FALSE | 1 | [6 empty] | 0 | A4 | 0 | 0 | 0 | 0 | 0 | 0 | 0 | 0 | 0
| Civic Offices | Nominal allowance for removal of existing lighting columns (Labour - Facilitating Works (per £ spent)) | 1701123 | 8403532 | 0 | Facilitating works | Facilitating works labour | Assembly | 13.1521 | Hours | 200 | 44 | 1 | FALSE | 1 | FALSE | 1 | [6 empty] | 0 | A5 | 0.71122 | 4.6062e-08 | 0.0038563 | 0.00088455 | 0.00021949 | 8.5852e-07 | 10.9525 | 776.1194 | 0.0028266
| Civic Offices | Nominal allowance for removal of existing lighting columns (Labour - Facilitating Works (per £ spent)) | 1701123 | 8403532 | 0 | Facilitating works | Facilitating works labour | Assembly | 13.1521 | Hours | 200 | 44 | 1 | FALSE | 1 | FALSE | 1 | [6 empty] | 0 | A4 | 25.8364 | 4.6422e-06 | 0.084597 | 0.022865 | 0.014432 | 9.0104e-05 | 385.1331 | 58.807 | 0.10632
| Civic Offices | Nominal allowance diversion of drains: (Labour - Facilitating Works (per £ spent)) | 1701124 | 8403533 | 0 | Facilitating works | Facilitating works labour | Assembly | 10.9601 | Hours | 200 | 44 | 1 | FALSE | 1 | FALSE | 1 | [6 empty] | 0 | A5 | 0.59269 | 3.8385e-08 | 0.0032136 | 0.00073712 | 0.00018291 | 7.1543e-07 | 9.1271 | 438.5241 | 0.0023555
| Civic Offices | Nominal allowance diversion of drains: (Labour - Facilitating Works (per £ spent)) | 1701124 | 8403533 | 0 | Facilitating works | Facilitating works labour | Assembly | 10.9601 | Hours | 200 | 44 | 1 | FALSE | 1 | FALSE | 1 | [6 empty] | 0 | A4 | 0 | 0 | 0 | 0 | 0 | 0 | 0 | 0 | 0
| Civic Offices | Nominal allowance diversion of drains: (Labour - Facilitating Works (per £ spent)) | 1701124 | 8403534 | 0 | Facilitating works | Facilitating works labour | Assembly | 32.8803 | Hours | 200 | 44 | 1 | FALSE | 1 | FALSE | 1 | [6 empty] | 0 | A5 | 1.7781 | 1.1516e-07 | 0.0096408 | 0.0022114 | 0.00054873 | 2.1463e-06 | 27.3814 | 1940.2984 | 0.0070664
| Civic Offices | Nominal allowance diversion of drains: (Labour - Facilitating Works (per £ spent)) | 1701124 | 8403534 | 0 | Facilitating works | Facilitating works labour | Assembly | 32.8803 | Hours | 200 | 44 | 1 | FALSE | 1 | FALSE | 1 | [6 empty] | 0 | A4 | 64.5909 | 1.1605e-05 | 0.21149 | 0.057163 | 0.03608 | 0.00022526 | 962.8329 | 147.0175 | 0.2658
| Civic Offices | Nominal allowance diversion of services: (Labour - Facilitating Works (per £ spent)) | 1701125 | 8403535 | 0 | Facilitating works | Facilitating works labour | Assembly | 10.9601 | Hours | 200 | 44 | 1 | FALSE | 1 | FALSE | 1 | [6 empty] | 0 | A5 | 0.59269 | 3.8385e-08 | 0.0032136 | 0.00073712 | 0.00018291 | 7.1543e-07 | 9.1271 | 438.5241 | 0.0023555
| Civic Offices | Nominal allowance diversion of services: (Labour - Facilitating Works (per £ spent)) | 1701125 | 8403535 | 0 | Facilitating works | Facilitating works labour | Assembly | 10.9601 | Hours | 200 | 44 | 1 | FALSE | 1 | FALSE | 1 | [6 empty] | 0 | A4 | 0 | 0 | 0 | 0 | 0 | 0 | 0 | 0 | 0
| Civic Offices | Nominal allowance diversion of services: (Labour - Facilitating Works (per £ spent)) | 1701125 | 8403536 | 0 | Facilitating works | Facilitating works labour | Assembly | 32.8803 | Hours | 200 | 44 | 1 | FALSE | 1 | FALSE | 1 | [6 empty] | 0 | A5 | 1.7781 | 1.1516e-07 | 0.0096408 | 0.0022114 | 0.00054873 | 2.1463e-06 | 27.3814 | 1940.2984 | 0.0070664
| Civic Offices | Nominal allowance diversion of services: (Labour - Facilitating Works (per £ spent)) | 1701125 | 8403536 | 0 | Facilitating works | Facilitating works labour | Assembly | 32.8803 | Hours | 200 | 44 | 1 | FALSE | 1 | FALSE | 1 | [6 empty] | 0 | A4 | 64.5909 | 1.1605e-05 | 0.21149 | 0.057163 | 0.03608 | 0.00022526 | 962.8329 | 147.0175 | 0.2658
| Civic Offices | Piling mats/platforms: 6F2 or similar material laid on geogrid 300mm thick. (Labour - Substructure Works (per £ spent)) | 1701126 | 8403537 | 1 | Substructure | Labour Effort | Assembly | 58.9347 | Hours | 200 | 44 | 1 | FALSE | 1 | FALSE | 1 | [6 empty] | 0 | A5 | 3.187 | 2.064e-07 | 0.01728 | 0.0039637 | 0.00098355 | 3.847e-06 | 49.0784 | 2358.0319 | 0.012666
| Civic Offices | Piling mats/platforms: 6F2 or similar material laid on geogrid 300mm thick. (Labour - Substructure Works (per £ spent)) | 1701126 | 8403537 | 1 | Substructure | Labour Effort | Assembly | 58.9347 | Hours | 200 | 44 | 1 | FALSE | 1 | FALSE | 1 | [6 empty] | 0 | A4 | 0 | 0 | 0 | 0 | 0 | 0 | 0 | 0 | 0
| Civic Offices | Piling mats/platforms: 6F2 or similar material laid on geogrid 300mm thick. (Labour - Substructure Works (per £ spent)) | 1701126 | 8403538 | 1 | Substructure | Labour Effort | Assembly | 176.804 | Hours | 200 | 44 | 1 | FALSE | 1 | FALSE | 1 | [6 empty] | 0 | A5 | 9.561 | 6.1921e-07 | 0.05184 | 0.011891 | 0.0029507 | 1.1541e-05 | 147.2351 | 10433.3724 | 0.037997
| Civic Offices | Piling mats/platforms: 6F2 or similar material laid on geogrid 300mm thick. (Labour - Substructure Works (per £ spent)) | 1701126 | 8403538 | 1 | Substructure | Labour Effort | Assembly | 176.804 | Hours | 200 | 44 | 1 | FALSE | 1 | FALSE | 1 | [6 empty] | 0 | A4 | 297.1183 | 5.3385e-05 | 0.97287 | 0.26295 | 0.16597 | 0.0010362 | 4429.0312 | 676.2807 | 1.2227
| Civic Offices | Piling plant: CFA 750mm diameter rig bring to site erect and remove from site on completion (Labour - Substructure Works (per £ spent)) | 1701127 | 8403539 | 1 | Substructure | Labour Effort | Assembly | 76.7207 | Hours | 200 | 44 | 1 | FALSE | 1 | FALSE | 1 | [6 empty] | 0 | A5 | 4.1488 | 2.687e-07 | 0.022495 | 0.0051599 | 0.0012804 | 5.008e-06 | 63.8899 | 3069.6689 | 0.016488
| Civic Offices | Piling plant: CFA 750mm diameter rig bring to site erect and remove from site on completion (Labour - Substructure Works (per £ spent)) | 1701127 | 8403539 | 1 | Substructure | Labour Effort | Assembly | 76.7207 | Hours | 200 | 44 | 1 | FALSE | 1 | FALSE | 1 | [6 empty] | 0 | A4 | 0 | 0 | 0 | 0 | 0 | 0 | 0 | 0 | 0
| Civic Offices | Piling plant: CFA 750mm diameter rig bring to site erect and remove from site on completion (Labour - Substructure Works (per £ spent)) | 1701127 | 8403540 | 1 | Substructure | Labour Effort | Assembly | 230.1622 | Hours | 200 | 44 | 1 | FALSE | 1 | FALSE | 1 | [6 empty] | 0 | A5 | 12.4464 | 8.0609e-07 | 0.067486 | 0.01548 | 0.0038411 | 1.5024e-05 | 191.6696 | 13582.0886 | 0.049465
| Civic Offices | Piling plant: CFA 750mm diameter rig bring to site erect and remove from site on completion (Labour - Substructure Works (per £ spent)) | 1701127 | 8403540 | 1 | Substructure | Labour Effort | Assembly | 230.1622 | Hours | 200 | 44 | 1 | FALSE | 1 | FALSE | 1 | [6 empty] | 0 | A4 | 374.6274 | 6.7312e-05 | 1.2267 | 0.33155 | 0.20927 | 0.0013065 | 5584.4306 | 852.7018 | 1.5416
| Civic Offices | Moving piling rig to pile position. (Labour - Substructure Works (per £ spent)) | 1701128 | 8403541 | 1 | Substructure | Labour Effort | Assembly | 28.1456 | Hours | 200 | 44 | 1 | FALSE | 1 | FALSE | 1 | [6 empty] | 0 | A5 | 1.522 | 9.8573e-08 | 0.0082525 | 0.0018929 | 0.00046972 | 1.8372e-06 | 23.4385 | 1126.13 | 0.0060488
| Civic Offices | Moving piling rig to pile position. (Labour - Substructure Works (per £ spent)) | 1701128 | 8403541 | 1 | Substructure | Labour Effort | Assembly | 28.1456 | Hours | 200 | 44 | 1 | FALSE | 1 | FALSE | 1 | [6 empty] | 0 | A4 | 0 | 0 | 0 | 0 | 0 | 0 | 0 | 0 | 0
| Civic Offices | Moving piling rig to pile position. (Labour - Substructure Works (per £ spent)) | 1701128 | 8403542 | 1 | Substructure | Labour Effort | Assembly | 84.4367 | Hours | 200 | 44 | 1 | FALSE | 1 | FALSE | 1 | [6 empty] | 0 | A5 | 4.5661 | 2.9572e-07 | 0.024758 | 0.0056788 | 0.0014091 | 5.5117e-06 | 70.3154 | 4982.6862 | 0.018146
| Civic Offices | Moving piling rig to pile position. (Labour - Substructure Works (per £ spent)) | 1701128 | 8403542 | 1 | Substructure | Labour Effort | Assembly | 84.4367 | Hours | 200 | 44 | 1 | FALSE | 1 | FALSE | 1 | [6 empty] | 0 | A4 | 142.1 | 2.5532e-05 | 0.46528 | 0.12576 | 0.079377 | 0.00049557 | 2118.2323 | 323.4386 | 0.58476
| Civic Offices | Nominal allowance; extra for breaking through obstructions. (Labour - Substructure Works (per £ spent)) | 1701129 | 8403543 | 1 | Substructure | Labour Effort | Assembly | 8.7681 | Hours | 200 | 44 | 1 | FALSE | 1 | FALSE | 1 | [6 empty] | 0 | A5 | 0.47415 | 3.0708e-08 | 0.0025709 | 0.0005897 | 0.00014633 | 5.7235e-07 | 7.3017 | 350.8193 | 0.0018844
| Civic Offices | Nominal allowance; extra for breaking through obstructions. (Labour - Substructure Works (per £ spent)) | 1701129 | 8403543 | 1 | Substructure | Labour Effort | Assembly | 8.7681 | Hours | 200 | 44 | 1 | FALSE | 1 | FALSE | 1 | [6 empty] | 0 | A4 | 0 | 0 | 0 | 0 | 0 | 0 | 0 | 0 | 0
| Civic Offices | Nominal allowance; extra for breaking through obstructions. (Labour - Substructure Works (per £ spent)) | 1701129 | 8403544 | 1 | Substructure | Labour Effort | Assembly | 26.3043 | Hours | 200 | 44 | 1 | FALSE | 1 | FALSE | 1 | [6 empty] | 0 | A5 | 1.4224 | 9.2124e-08 | 0.0077126 | 0.0017691 | 0.00043899 | 1.717e-06 | 21.9051 | 1552.2387 | 0.0056531
| Civic Offices | Nominal allowance; extra for breaking through obstructions. (Labour - Substructure Works (per £ spent)) | 1701129 | 8403544 | 1 | Substructure | Labour Effort | Assembly | 26.3043 | Hours | 200 | 44 | 1 | FALSE | 1 | FALSE | 1 | [6 empty] | 0 | A4 | 51.6727 | 9.2843e-06 | 0.16919 | 0.045731 | 0.028864 | 0.00018021 | 770.2663 | 117.614 | 0.21264
| Civic Offices | Cutting off tops of concrete piles and preparing pile heads. (Labour - Substructure Works (per £ spent)) | 1701130 | 8403545 | 1 | Substructure | Labour Effort | Assembly | 16.8873 | Hours | 200 | 44 | 1 | FALSE | 1 | FALSE | 1 | [6 empty] | 0 | A5 | 0.91321 | 5.9144e-08 | 0.0049515 | 0.0011358 | 0.00028183 | 1.1023e-06 | 14.0631 | 675.678 | 0.0036293
| Civic Offices | Cutting off tops of concrete piles and preparing pile heads. (Labour - Substructure Works (per £ spent)) | 1701130 | 8403545 | 1 | Substructure | Labour Effort | Assembly | 16.8873 | Hours | 200 | 44 | 1 | FALSE | 1 | FALSE | 1 | [6 empty] | 0 | A4 | 0 | 0 | 0 | 0 | 0 | 0 | 0 | 0 | 0
| Civic Offices | Cutting off tops of concrete piles and preparing pile heads. (Labour - Substructure Works (per £ spent)) | 1701130 | 8403546 | 1 | Substructure | Labour Effort | Assembly | 50.662 | Hours | 200 | 44 | 1 | FALSE | 1 | FALSE | 1 | [6 empty] | 0 | A5 | 2.7396 | 1.7743e-07 | 0.014855 | 0.0034073 | 0.00084549 | 3.307e-06 | 42.1892 | 2989.6117 | 0.010888
| Civic Offices | Cutting off tops of concrete piles and preparing pile heads. (Labour - Substructure Works (per £ spent)) | 1701130 | 8403546 | 1 | Substructure | Labour Effort | Assembly | 50.662 | Hours | 200 | 44 | 1 | FALSE | 1 | FALSE | 1 | [6 empty] | 0 | A4 | 90.4273 | 1.6248e-05 | 0.29609 | 0.080028 | 0.050513 | 0.00031536 | 1347.966 | 205.8246 | 0.37212
| Civic Offices | Pile tests: detailsload test 1500kN using adjacent tiles in tension CFA pile 750 diameter 2 nr piles. (Labour - Substructure Works (per £ spent)) | 1701131 | 8403547 | 1 | Substructure | Labour Effort | Assembly | 81.9816 | Hours | 200 | 44 | 1 | FALSE | 1 | FALSE | 1 | [6 empty] | 0 | A5 | 4.4333 | 2.8712e-07 | 0.024038 | 0.0055137 | 0.0013682 | 5.3514e-06 | 68.2709 | 3280.1605 | 0.017619
| Civic Offices | Pile tests: detailsload test 1500kN using adjacent tiles in tension CFA pile 750 diameter 2 nr piles. (Labour - Substructure Works (per £ spent)) | 1701131 | 8403547 | 1 | Substructure | Labour Effort | Assembly | 81.9816 | Hours | 200 | 44 | 1 | FALSE | 1 | FALSE | 1 | [6 empty] | 0 | A4 | 0 | 0 | 0 | 0 | 0 | 0 | 0 | 0 | 0
| Civic Offices | Pile tests: detailsload test 1500kN using adjacent tiles in tension CFA pile 750 diameter 2 nr piles. (Labour - Substructure Works (per £ spent)) | 1701131 | 8403548 | 1 | Substructure | Labour Effort | Assembly | 245.9448 | Hours | 200 | 44 | 1 | FALSE | 1 | FALSE | 1 | [6 empty] | 0 | A5 | 13.2999 | 8.6136e-07 | 0.072113 | 0.016541 | 0.0041045 | 1.6054e-05 | 204.8127 | 14513.4319 | 0.052857
| Civic Offices | Pile tests: detailsload test 1500kN using adjacent tiles in tension CFA pile 750 diameter 2 nr piles. (Labour - Substructure Works (per £ spent)) | 1701131 | 8403548 | 1 | Substructure | Labour Effort | Assembly | 245.9448 | Hours | 200 | 44 | 1 | FALSE | 1 | FALSE | 1 | [6 empty] | 0 | A4 | 400.4638 | 7.1954e-05 | 1.3113 | 0.35441 | 0.2237 | 0.0013966 | 5969.5638 | 911.5088 | 1.648
| Civic Offices | Holding down bolt sets (Labour - Substructure Works (per £ spent)) | 1701132 | 8403549 | 1 | Substructure | Labour Effort | Assembly | 16.1333 | Hours | 200 | 44 | 1 | FALSE | 1 | FALSE | 1 | [6 empty] | 0 | A5 | 0.87243 | 5.6503e-08 | 0.0047304 | 0.001085 | 0.00026925 | 1.0531e-06 | 13.4351 | 645.5075 | 0.0034672
| Civic Offices | Holding down bolt sets (Labour - Substructure Works (per £ spent)) | 1701132 | 8403549 | 1 | Substructure | Labour Effort | Assembly | 16.1333 | Hours | 200 | 44 | 1 | FALSE | 1 | FALSE | 1 | [6 empty] | 0 | A4 | 0 | 0 | 0 | 0 | 0 | 0 | 0 | 0 | 0
| Civic Offices | Holding down bolt sets (Labour - Substructure Works (per £ spent)) | 1701132 | 8403550 | 1 | Substructure | Labour Effort | Assembly | 48.3998 | Hours | 200 | 44 | 1 | FALSE | 1 | FALSE | 1 | [6 empty] | 0 | A5 | 2.6173 | 1.6951e-07 | 0.014191 | 0.0032551 | 0.00080774 | 3.1594e-06 | 40.3054 | 2856.1192 | 0.010402
| Civic Offices | Holding down bolt sets (Labour - Substructure Works (per £ spent)) | 1701132 | 8403550 | 1 | Substructure | Labour Effort | Assembly | 48.3998 | Hours | 200 | 44 | 1 | FALSE | 1 | FALSE | 1 | [6 empty] | 0 | A4 | 90.4273 | 1.6248e-05 | 0.29609 | 0.080028 | 0.050513 | 0.00031536 | 1347.966 | 205.8246 | 0.37212
| Civic Offices | Remove top 100mm piling mat and lay 100mm clean hardcore (Labour - Substructure Works (per £ spent)) | 1701133 | 8403551 | 1 | Substructure | Labour Effort | Assembly | 22.9417 | Hours | 200 | 44 | 1 | FALSE | 1 | FALSE | 1 | [6 empty] | 0 | A5 | 1.2406 | 8.0348e-08 | 0.0067267 | 0.0015429 | 0.00038287 | 1.4975e-06 | 19.1049 | 917.9187 | 0.0049305
| Civic Offices | Remove top 100mm piling mat and lay 100mm clean hardcore (Labour - Substructure Works (per £ spent)) | 1701133 | 8403551 | 1 | Substructure | Labour Effort | Assembly | 22.9417 | Hours | 200 | 44 | 1 | FALSE | 1 | FALSE | 1 | [6 empty] | 0 | A4 | 0 | 0 | 0 | 0 | 0 | 0 | 0 | 0 | 0
| Civic Offices | Remove top 100mm piling mat and lay 100mm clean hardcore (Labour - Substructure Works (per £ spent)) | 1701133 | 8403552 | 1 | Substructure | Labour Effort | Assembly | 68.8251 | Hours | 200 | 44 | 1 | FALSE | 1 | FALSE | 1 | [6 empty] | 0 | A5 | 3.7218 | 2.4104e-07 | 0.02018 | 0.0046288 | 0.0011486 | 4.4926e-06 | 57.3147 | 4061.4326 | 0.014791
| Civic Offices | Remove top 100mm piling mat and lay 100mm clean hardcore (Labour - Substructure Works (per £ spent)) | 1701133 | 8403552 | 1 | Substructure | Labour Effort | Assembly | 68.8251 | Hours | 200 | 44 | 1 | FALSE | 1 | FALSE | 1 | [6 empty] | 0 | A4 | 116.2637 | 2.089e-05 | 0.38069 | 0.10289 | 0.064945 | 0.00040547 | 1733.0992 | 264.6316 | 0.47844
| Civic Offices | Extra over lowest floor construction for forming of lift pits and the like: details including the number and size (m) of lift pits to be stated. Retaining walls at changes in level: nominal alolwoance for retaining structure along back wall between new bu | 1701134 | 8403553 | 1 | Substructure | Labour Effort | Assembly | 47.3477 | Hours | 200 | 44 | 1 | FALSE | 1 | FALSE | 1 | [6 empty] | 0 | A5 | 2.5604 | 1.6582e-07 | 0.013883 | 0.0031844 | 0.00079018 | 3.0907e-06 | 39.4292 | 1894.4242 | 0.010176
| Civic Offices | Extra over lowest floor construction for forming of lift pits and the like: details including the number and size (m) of lift pits to be stated. Retaining walls at changes in level: nominal alolwoance for retaining structure along back wall between new bu | 1701134 | 8403553 | 1 | Substructure | Labour Effort | Assembly | 47.3477 | Hours | 200 | 44 | 1 | FALSE | 1 | FALSE | 1 | [6 empty] | 0 | A4 | 0 | 0 | 0 | 0 | 0 | 0 | 0 | 0 | 0
| Civic Offices | Extra over lowest floor construction for forming of lift pits and the like: details including the number and size (m) of lift pits to be stated. Retaining walls at changes in level: nominal alolwoance for retaining structure along back wall between new bu | 1701134 | 8403554 | 1 | Substructure | Labour Effort | Assembly | 142.043 | Hours | 200 | 44 | 1 | FALSE | 1 | FALSE | 1 | [6 empty] | 0 | A5 | 7.6812 | 4.9747e-07 | 0.041648 | 0.0095531 | 0.0023705 | 9.272e-06 | 118.2875 | 8382.089 | 0.030527
| Civic Offices | Extra over lowest floor construction for forming of lift pits and the like: details including the number and size (m) of lift pits to be stated. Retaining walls at changes in level: nominal alolwoance for retaining structure along back wall between new bu | 1701134 | 8403554 | 1 | Substructure | Labour Effort | Assembly | 142.043 | Hours | 200 | 44 | 1 | FALSE | 1 | FALSE | 1 | [6 empty] | 0 | A4 | 232.5273 | 4.178e-05 | 0.76137 | 0.20579 | 0.12989 | 0.00081093 | 3466.1983 | 529.2632 | 0.95688
| Civic Offices | Nominal allwoance for designed joints: details not known. Drainage below ground: details including average depth of trench (m) type and nominal size of pipe (mm) and materials for beds and haunchings/surrounds to be stated. (Labour - Substructure Works (p | 1701135 | 8403555 | 1 | Substructure | Labour Effort | Assembly | 12.2753 | Hours | 200 | 44 | 1 | FALSE | 1 | FALSE | 1 | [6 empty] | 0 | A5 | 0.66381 | 4.2991e-08 | 0.0035992 | 0.00082558 | 0.00020486 | 8.0129e-07 | 10.2224 | 491.147 | 0.0026381
| Civic Offices | Nominal allwoance for designed joints: details not known. Drainage below ground: details including average depth of trench (m) type and nominal size of pipe (mm) and materials for beds and haunchings/surrounds to be stated. (Labour - Substructure Works (p | 1701135 | 8403555 | 1 | Substructure | Labour Effort | Assembly | 12.2753 | Hours | 200 | 44 | 1 | FALSE | 1 | FALSE | 1 | [6 empty] | 0 | A4 | 0 | 0 | 0 | 0 | 0 | 0 | 0 | 0 | 0
| Civic Offices | Nominal allwoance for designed joints: details not known. Drainage below ground: details including average depth of trench (m) type and nominal size of pipe (mm) and materials for beds and haunchings/surrounds to be stated. (Labour - Substructure Works (p | 1701135 | 8403556 | 1 | Substructure | Labour Effort | Assembly | 36.826 | Hours | 200 | 44 | 1 | FALSE | 1 | FALSE | 1 | [6 empty] | 0 | A5 | 1.9914 | 1.2897e-07 | 0.010798 | 0.0024767 | 0.00061458 | 2.4039e-06 | 30.6671 | 2173.1342 | 0.0079143
| Civic Offices | Nominal allwoance for designed joints: details not known. Drainage below ground: details including average depth of trench (m) type and nominal size of pipe (mm) and materials for beds and haunchings/surrounds to be stated. (Labour - Substructure Works (p | 1701135 | 8403556 | 1 | Substructure | Labour Effort | Assembly | 36.826 | Hours | 200 | 44 | 1 | FALSE | 1 | FALSE | 1 | [6 empty] | 0 | A4 | 64.5909 | 1.1605e-05 | 0.21149 | 0.057163 | 0.03608 | 0.00022526 | 962.8329 | 147.0175 | 0.2658
| Civic Offices | Gullies floor outlets and the like: details to be stated. Insulation and 75mm screed to ground floor (Labour - Substructure Works (per £ spent)) | 1701136 | 8403557 | 1 | Substructure | Labour Effort | Assembly | 0.70145 | Hours | 200 | 44 | 1 | FALSE | 1 | FALSE | 1 | [6 empty] | 0 | A5 | 0.037932 | 2.4566e-09 | 0.00020567 | 4.7176e-05 | 1.1706e-05 | 4.5788e-08 | 0.58414 | 28.0655 | 0.00015075
| Civic Offices | Gullies floor outlets and the like: details to be stated. Insulation and 75mm screed to ground floor (Labour - Substructure Works (per £ spent)) | 1701136 | 8403557 | 1 | Substructure | Labour Effort | Assembly | 0.70145 | Hours | 200 | 44 | 1 | FALSE | 1 | FALSE | 1 | [6 empty] | 0 | A4 | 0 | 0 | 0 | 0 | 0 | 0 | 0 | 0 | 0
| Civic Offices | Gullies floor outlets and the like: details to be stated. Insulation and 75mm screed to ground floor (Labour - Substructure Works (per £ spent)) | 1701136 | 8403558 | 1 | Substructure | Labour Effort | Assembly | 2.1043 | Hours | 200 | 44 | 1 | FALSE | 1 | FALSE | 1 | [6 empty] | 0 | A5 | 0.1138 | 7.3699e-09 | 0.00061701 | 0.00014153 | 3.5119e-05 | 1.3736e-07 | 1.7524 | 124.1791 | 0.00045225
| Civic Offices | Gullies floor outlets and the like: details to be stated. Insulation and 75mm screed to ground floor (Labour - Substructure Works (per £ spent)) | 1701136 | 8403558 | 1 | Substructure | Labour Effort | Assembly | 2.1043 | Hours | 200 | 44 | 1 | FALSE | 1 | FALSE | 1 | [6 empty] | 0 | A4 | 12.9182 | 2.3211e-06 | 0.042299 | 0.011433 | 0.0072161 | 4.5052e-05 | 192.5666 | 29.4035 | 0.05316
| Civic Offices | Erection (Labour - Superstructure Works (per £ spent)) | 1701137 | 8403559 | 2 | Superstructure | Labour Effort | Assembly | 42.0243 | Hours | 200 | 44 | 1 | FALSE | 1 | FALSE | 1 | [6 empty] | 0 | A5 | 2.2725 | 1.4718e-07 | 0.012322 | 0.0028264 | 0.00070134 | 2.7432e-06 | 34.9961 | 1681.4331 | 0.0090315
| Civic Offices | Erection (Labour - Superstructure Works (per £ spent)) | 1701137 | 8403559 | 2 | Superstructure | Labour Effort | Assembly | 42.0243 | Hours | 200 | 44 | 1 | FALSE | 1 | FALSE | 1 | [6 empty] | 0 | A4 | 0 | 0 | 0 | 0 | 0 | 0 | 0 | 0 | 0
| Civic Offices | Erection (Labour - Superstructure Works (per £ spent)) | 1701137 | 8403560 | 2 | Superstructure | Labour Effort | Assembly | 252.146 | Hours | 200 | 44 | 1 | FALSE | 1 | FALSE | 1 | [6 empty] | 0 | A5 | 13.6352 | 8.8308e-07 | 0.073931 | 0.016958 | 0.004208 | 1.6459e-05 | 209.9768 | 14879.3721 | 0.054189
| Civic Offices | Erection (Labour - Superstructure Works (per £ spent)) | 1701137 | 8403560 | 2 | Superstructure | Labour Effort | Assembly | 252.146 | Hours | 200 | 44 | 1 | FALSE | 1 | FALSE | 1 | [6 empty] | 0 | A4 | 413.382 | 7.4275e-05 | 1.3536 | 0.36584 | 0.23092 | 0.0014417 | 6162.1304 | 940.9123 | 1.7011
| Civic Offices | Erection (Labour - Superstructure Works (per £ spent)) | 1701137 | 8403561 | 2 | Superstructure | Labour effort | Assembly | 126.073 | Hours | 10 | 44 | 1 | FALSE | 1 | FALSE | 1 | [6 empty] | 0 | A5 | 6.8176 | 4.4154e-07 | 0.036966 | 0.0084791 | 0.002104 | 8.2296e-06 | 104.9884 | 7439.6861 | 0.027095
| Civic Offices | Erection (Labour - Superstructure Works (per £ spent)) | 1701137 | 8403561 | 2 | Superstructure | Labour effort | Assembly | 126.073 | Hours | 10 | 44 | 1 | FALSE | 1 | FALSE | 1 | [6 empty] | 0 | A4 | 206.691 | 3.7137e-05 | 0.67678 | 0.18292 | 0.11546 | 0.00072083 | 3081.0652 | 470.4561 | 0.85056
| Civic Offices | Erection (Labour - Superstructure Works (per £ spent)) | 1701137 | 8403561 | 2 | Superstructure | Labour effort | Assembly | 126.073 | Hours | 10 | 44 | 1 | FALSE | 1 | FALSE | 1 | [6 empty] | 10 | B4B5 | 213.5086 | 3.7579e-05 | 0.71374 | 0.1914 | 0.11756 | 0.00072906 | 3186.0536 | 7910.1422 | 0.87766
| Civic Offices | Erection (Labour - Superstructure Works (per £ spent)) | 1701137 | 8403561 | 2 | Superstructure | Labour effort | Assembly | 126.073 | Hours | 10 | 44 | 1 | FALSE | 1 | FALSE | 1 | [6 empty] | 20 | B4B5 | 213.5086 | 3.7579e-05 | 0.71374 | 0.1914 | 0.11756 | 0.00072906 | 3186.0536 | 7910.1422 | 0.87766
| Civic Offices | Erection (Labour - Superstructure Works (per £ spent)) | 1701137 | 8403561 | 2 | Superstructure | Labour effort | Assembly | 126.073 | Hours | 10 | 44 | 1 | FALSE | 1 | FALSE | 1 | [6 empty] | 30 | B4B5 | 213.5086 | 3.7579e-05 | 0.71374 | 0.1914 | 0.11756 | 0.00072906 | 3186.0536 | 7910.1422 | 0.87766
| Civic Offices | Erection (Labour - Superstructure Works (per £ spent)) | 1701137 | 8403561 | 2 | Superstructure | Labour effort | Assembly | 126.073 | Hours | 10 | 44 | 1 | FALSE | 1 | FALSE | 1 | [6 empty] | 40 | B4B5 | 213.5086 | 3.7579e-05 | 0.71374 | 0.1914 | 0.11756 | 0.00072906 | 3186.0536 | 7910.1422 | 0.87766
| Civic Offices | Erection (Labour - Superstructure Works (per £ spent)) | 1701137 | 8403561 | 2 | Superstructure | Labour effort | Assembly | 126.073 | Hours | 10 | 44 | 1 | FALSE | 1 | FALSE | 1 | [6 empty] | 50 | B4B5 | 213.5086 | 3.7579e-05 | 0.71374 | 0.1914 | 0.11756 | 0.00072906 | 3186.0536 | 7910.1422 | 0.87766
| Civic Offices | Erection (Labour - Superstructure Works (per £ spent)) | 1701137 | 8403562 | 2 | Superstructure | Labour Effort | Assembly | 126.073 | Hours | 20 | 44 | 1 | FALSE | 1 | FALSE | 1 | [6 empty] | 0 | A5 | 6.8176 | 4.4154e-07 | 0.036966 | 0.0084791 | 0.002104 | 8.2296e-06 | 104.9884 | 7439.6861 | 0.027095
| Civic Offices | Erection (Labour - Superstructure Works (per £ spent)) | 1701137 | 8403562 | 2 | Superstructure | Labour Effort | Assembly | 126.073 | Hours | 20 | 44 | 1 | FALSE | 1 | FALSE | 1 | [6 empty] | 0 | A4 | 206.691 | 3.7137e-05 | 0.67678 | 0.18292 | 0.11546 | 0.00072083 | 3081.0652 | 470.4561 | 0.85056
| Civic Offices | Erection (Labour - Superstructure Works (per £ spent)) | 1701137 | 8403562 | 2 | Superstructure | Labour Effort | Assembly | 126.073 | Hours | 20 | 44 | 1 | FALSE | 1 | FALSE | 1 | [6 empty] | 20 | B4B5 | 213.5086 | 3.7579e-05 | 0.71374 | 0.1914 | 0.11756 | 0.00072906 | 3186.0536 | 7910.1422 | 0.87766
| Civic Offices | Erection (Labour - Superstructure Works (per £ spent)) | 1701137 | 8403562 | 2 | Superstructure | Labour Effort | Assembly | 126.073 | Hours | 20 | 44 | 1 | FALSE | 1 | FALSE | 1 | [6 empty] | 40 | B4B5 | 213.5086 | 3.7579e-05 | 0.71374 | 0.1914 | 0.11756 | 0.00072906 | 3186.0536 | 7910.1422 | 0.87766
| Civic Offices | Erection (Labour - Superstructure Works (per £ spent)) | 1701137 | 8403563 | 2 | Superstructure | Labour Effort | Assembly | 21.0122 | Hours | 10 | 44 | 1 | FALSE | 1 | FALSE | 1 | [6 empty] | 0 | A5 | 1.1363 | 7.359e-08 | 0.0061609 | 0.0014132 | 0.00035067 | 1.3716e-06 | 17.4981 | 840.7165 | 0.0045158
| Civic Offices | Erection (Labour - Superstructure Works (per £ spent)) | 1701137 | 8403563 | 2 | Superstructure | Labour Effort | Assembly | 21.0122 | Hours | 10 | 44 | 1 | FALSE | 1 | FALSE | 1 | [6 empty] | 0 | A4 | 0 | 0 | 0 | 0 | 0 | 0 | 0 | 0 | 0
| Civic Offices | Erection (Labour - Superstructure Works (per £ spent)) | 1701137 | 8403563 | 2 | Superstructure | Labour Effort | Assembly | 21.0122 | Hours | 10 | 44 | 1 | FALSE | 1 | FALSE | 1 | [6 empty] | 10 | B4B5 | 1.1363 | 7.359e-08 | 0.0061609 | 0.0014132 | 0.00035067 | 1.3716e-06 | 17.4981 | 840.7165 | 0.0045158
| Civic Offices | Erection (Labour - Superstructure Works (per £ spent)) | 1701137 | 8403563 | 2 | Superstructure | Labour Effort | Assembly | 21.0122 | Hours | 10 | 44 | 1 | FALSE | 1 | FALSE | 1 | [6 empty] | 20 | B4B5 | 1.1363 | 7.359e-08 | 0.0061609 | 0.0014132 | 0.00035067 | 1.3716e-06 | 17.4981 | 840.7165 | 0.0045158
| Civic Offices | Erection (Labour - Superstructure Works (per £ spent)) | 1701137 | 8403563 | 2 | Superstructure | Labour Effort | Assembly | 21.0122 | Hours | 10 | 44 | 1 | FALSE | 1 | FALSE | 1 | [6 empty] | 30 | B4B5 | 1.1363 | 7.359e-08 | 0.0061609 | 0.0014132 | 0.00035067 | 1.3716e-06 | 17.4981 | 840.7165 | 0.0045158
| Civic Offices | Erection (Labour - Superstructure Works (per £ spent)) | 1701137 | 8403563 | 2 | Superstructure | Labour Effort | Assembly | 21.0122 | Hours | 10 | 44 | 1 | FALSE | 1 | FALSE | 1 | [6 empty] | 40 | B4B5 | 1.1363 | 7.359e-08 | 0.0061609 | 0.0014132 | 0.00035067 | 1.3716e-06 | 17.4981 | 840.7165 | 0.0045158
| Civic Offices | Erection (Labour - Superstructure Works (per £ spent)) | 1701137 | 8403563 | 2 | Superstructure | Labour Effort | Assembly | 21.0122 | Hours | 10 | 44 | 1 | FALSE | 1 | FALSE | 1 | [6 empty] | 50 | B4B5 | 1.1363 | 7.359e-08 | 0.0061609 | 0.0014132 | 0.00035067 | 1.3716e-06 | 17.4981 | 840.7165 | 0.0045158
| Civic Offices | Erection (Labour - Superstructure Works (per £ spent)) | 1701137 | 8403564 | 2 | Superstructure | Labour Effort | Assembly | 21.0122 | Hours | 20 | 44 | 1 | FALSE | 1 | FALSE | 1 | [6 empty] | 0 | A5 | 1.1363 | 7.359e-08 | 0.0061609 | 0.0014132 | 0.00035067 | 1.3716e-06 | 17.4981 | 840.7165 | 0.0045158
| Civic Offices | Erection (Labour - Superstructure Works (per £ spent)) | 1701137 | 8403564 | 2 | Superstructure | Labour Effort | Assembly | 21.0122 | Hours | 20 | 44 | 1 | FALSE | 1 | FALSE | 1 | [6 empty] | 0 | A4 | 0 | 0 | 0 | 0 | 0 | 0 | 0 | 0 | 0
| Civic Offices | Erection (Labour - Superstructure Works (per £ spent)) | 1701137 | 8403564 | 2 | Superstructure | Labour Effort | Assembly | 21.0122 | Hours | 20 | 44 | 1 | FALSE | 1 | FALSE | 1 | [6 empty] | 20 | B4B5 | 1.1363 | 7.359e-08 | 0.0061609 | 0.0014132 | 0.00035067 | 1.3716e-06 | 17.4981 | 840.7165 | 0.0045158
| Civic Offices | Erection (Labour - Superstructure Works (per £ spent)) | 1701137 | 8403564 | 2 | Superstructure | Labour Effort | Assembly | 21.0122 | Hours | 20 | 44 | 1 | FALSE | 1 | FALSE | 1 | [6 empty] | 40 | B4B5 | 1.1363 | 7.359e-08 | 0.0061609 | 0.0014132 | 0.00035067 | 1.3716e-06 | 17.4981 | 840.7165 | 0.0045158
| Civic Offices | Rib stiffeners for fixing ancon brickwork suppoort angles face plate base stiffiner web stiffeners both sides (Labour - Superstructure Works (per £ spent)) | 1701138 | 8403565 | 2 | Superstructure | Labour Effort | Assembly | 28.0579 | Hours | 200 | 44 | 1 | FALSE | 1 | FALSE | 1 | [6 empty] | 0 | A5 | 1.5173 | 9.8266e-08 | 0.0082268 | 0.001887 | 0.00046825 | 1.8315e-06 | 23.3654 | 1122.6218 | 0.00603
| Civic Offices | Rib stiffeners for fixing ancon brickwork suppoort angles face plate base stiffiner web stiffeners both sides (Labour - Superstructure Works (per £ spent)) | 1701138 | 8403565 | 2 | Superstructure | Labour Effort | Assembly | 28.0579 | Hours | 200 | 44 | 1 | FALSE | 1 | FALSE | 1 | [6 empty] | 0 | A4 | 0 | 0 | 0 | 0 | 0 | 0 | 0 | 0 | 0
| Civic Offices | Rib stiffeners for fixing ancon brickwork suppoort angles face plate base stiffiner web stiffeners both sides (Labour - Superstructure Works (per £ spent)) | 1701138 | 8403566 | 2 | Superstructure | Labour Effort | Assembly | 168.3472 | Hours | 200 | 44 | 1 | FALSE | 1 | FALSE | 1 | [6 empty] | 0 | A5 | 9.1037 | 5.8959e-07 | 0.049361 | 0.011322 | 0.0028095 | 1.0989e-05 | 140.1926 | 9934.3277 | 0.03618
| Civic Offices | Rib stiffeners for fixing ancon brickwork suppoort angles face plate base stiffiner web stiffeners both sides (Labour - Superstructure Works (per £ spent)) | 1701138 | 8403566 | 2 | Superstructure | Labour Effort | Assembly | 168.3472 | Hours | 200 | 44 | 1 | FALSE | 1 | FALSE | 1 | [6 empty] | 0 | A4 | 284.2001 | 5.1064e-05 | 0.93057 | 0.25152 | 0.15875 | 0.00099114 | 4236.4646 | 646.8772 | 1.1695
| Civic Offices | Rib stiffeners for fixing ancon brickwork suppoort angles face plate base stiffiner web stiffeners both sides (Labour - Superstructure Works (per £ spent)) | 1701138 | 8403567 | 2 | Superstructure | Labour effort | Assembly | 84.1736 | Hours | 10 | 44 | 1 | FALSE | 1 | FALSE | 1 | [6 empty] | 0 | A5 | 4.5518 | 2.948e-07 | 0.02468 | 0.0056611 | 0.0014048 | 5.4945e-06 | 70.0963 | 4967.1638 | 0.01809
| Civic Offices | Rib stiffeners for fixing ancon brickwork suppoort angles face plate base stiffiner web stiffeners both sides (Labour - Superstructure Works (per £ spent)) | 1701138 | 8403567 | 2 | Superstructure | Labour effort | Assembly | 84.1736 | Hours | 10 | 44 | 1 | FALSE | 1 | FALSE | 1 | [6 empty] | 0 | A4 | 142.1 | 2.5532e-05 | 0.46528 | 0.12576 | 0.079377 | 0.00049557 | 2118.2323 | 323.4386 | 0.58476
| Civic Offices | Rib stiffeners for fixing ancon brickwork suppoort angles face plate base stiffiner web stiffeners both sides (Labour - Superstructure Works (per £ spent)) | 1701138 | 8403567 | 2 | Superstructure | Labour effort | Assembly | 84.1736 | Hours | 10 | 44 | 1 | FALSE | 1 | FALSE | 1 | [6 empty] | 10 | B4B5 | 146.6519 | 2.5827e-05 | 0.48997 | 0.13142 | 0.080782 | 0.00050107 | 2188.3286 | 5290.6024 | 0.60285
| Civic Offices | Rib stiffeners for fixing ancon brickwork suppoort angles face plate base stiffiner web stiffeners both sides (Labour - Superstructure Works (per £ spent)) | 1701138 | 8403567 | 2 | Superstructure | Labour effort | Assembly | 84.1736 | Hours | 10 | 44 | 1 | FALSE | 1 | FALSE | 1 | [6 empty] | 20 | B4B5 | 146.6519 | 2.5827e-05 | 0.48997 | 0.13142 | 0.080782 | 0.00050107 | 2188.3286 | 5290.6024 | 0.60285
| Civic Offices | Rib stiffeners for fixing ancon brickwork suppoort angles face plate base stiffiner web stiffeners both sides (Labour - Superstructure Works (per £ spent)) | 1701138 | 8403567 | 2 | Superstructure | Labour effort | Assembly | 84.1736 | Hours | 10 | 44 | 1 | FALSE | 1 | FALSE | 1 | [6 empty] | 30 | B4B5 | 146.6519 | 2.5827e-05 | 0.48997 | 0.13142 | 0.080782 | 0.00050107 | 2188.3286 | 5290.6024 | 0.60285
| Civic Offices | Rib stiffeners for fixing ancon brickwork suppoort angles face plate base stiffiner web stiffeners both sides (Labour - Superstructure Works (per £ spent)) | 1701138 | 8403567 | 2 | Superstructure | Labour effort | Assembly | 84.1736 | Hours | 10 | 44 | 1 | FALSE | 1 | FALSE | 1 | [6 empty] | 40 | B4B5 | 146.6519 | 2.5827e-05 | 0.48997 | 0.13142 | 0.080782 | 0.00050107 | 2188.3286 | 5290.6024 | 0.60285
| Civic Offices | Rib stiffeners for fixing ancon brickwork suppoort angles face plate base stiffiner web stiffeners both sides (Labour - Superstructure Works (per £ spent)) | 1701138 | 8403567 | 2 | Superstructure | Labour effort | Assembly | 84.1736 | Hours | 10 | 44 | 1 | FALSE | 1 | FALSE | 1 | [6 empty] | 50 | B4B5 | 146.6519 | 2.5827e-05 | 0.48997 | 0.13142 | 0.080782 | 0.00050107 | 2188.3286 | 5290.6024 | 0.60285
| Civic Offices | Rib stiffeners for fixing ancon brickwork suppoort angles face plate base stiffiner web stiffeners both sides (Labour - Superstructure Works (per £ spent)) | 1701138 | 8403568 | 2 | Superstructure | Labour Effort | Assembly | 84.1736 | Hours | 20 | 44 | 1 | FALSE | 1 | FALSE | 1 | [6 empty] | 0 | A5 | 4.5518 | 2.948e-07 | 0.02468 | 0.0056611 | 0.0014048 | 5.4945e-06 | 70.0963 | 4967.1638 | 0.01809
| Civic Offices | Rib stiffeners for fixing ancon brickwork suppoort angles face plate base stiffiner web stiffeners both sides (Labour - Superstructure Works (per £ spent)) | 1701138 | 8403568 | 2 | Superstructure | Labour Effort | Assembly | 84.1736 | Hours | 20 | 44 | 1 | FALSE | 1 | FALSE | 1 | [6 empty] | 0 | A4 | 142.1 | 2.5532e-05 | 0.46528 | 0.12576 | 0.079377 | 0.00049557 | 2118.2323 | 323.4386 | 0.58476
| Civic Offices | Rib stiffeners for fixing ancon brickwork suppoort angles face plate base stiffiner web stiffeners both sides (Labour - Superstructure Works (per £ spent)) | 1701138 | 8403568 | 2 | Superstructure | Labour Effort | Assembly | 84.1736 | Hours | 20 | 44 | 1 | FALSE | 1 | FALSE | 1 | [6 empty] | 20 | B4B5 | 146.6519 | 2.5827e-05 | 0.48997 | 0.13142 | 0.080782 | 0.00050107 | 2188.3286 | 5290.6024 | 0.60285
| Civic Offices | Rib stiffeners for fixing ancon brickwork suppoort angles face plate base stiffiner web stiffeners both sides (Labour - Superstructure Works (per £ spent)) | 1701138 | 8403568 | 2 | Superstructure | Labour Effort | Assembly | 84.1736 | Hours | 20 | 44 | 1 | FALSE | 1 | FALSE | 1 | [6 empty] | 40 | B4B5 | 146.6519 | 2.5827e-05 | 0.48997 | 0.13142 | 0.080782 | 0.00050107 | 2188.3286 | 5290.6024 | 0.60285
| Civic Offices | Rib stiffeners for fixing ancon brickwork suppoort angles face plate base stiffiner web stiffeners both sides (Labour - Superstructure Works (per £ spent)) | 1701138 | 8403569 | 2 | Superstructure | Labour Effort | Assembly | 14.0289 | Hours | 10 | 44 | 1 | FALSE | 1 | FALSE | 1 | [6 empty] | 0 | A5 | 0.75864 | 4.9133e-08 | 0.0041134 | 0.00094352 | 0.00023413 | 9.1576e-07 | 11.6827 | 561.3109 | 0.003015
| Civic Offices | Rib stiffeners for fixing ancon brickwork suppoort angles face plate base stiffiner web stiffeners both sides (Labour - Superstructure Works (per £ spent)) | 1701138 | 8403569 | 2 | Superstructure | Labour Effort | Assembly | 14.0289 | Hours | 10 | 44 | 1 | FALSE | 1 | FALSE | 1 | [6 empty] | 0 | A4 | 0 | 0 | 0 | 0 | 0 | 0 | 0 | 0 | 0
| Civic Offices | Rib stiffeners for fixing ancon brickwork suppoort angles face plate base stiffiner web stiffeners both sides (Labour - Superstructure Works (per £ spent)) | 1701138 | 8403569 | 2 | Superstructure | Labour Effort | Assembly | 14.0289 | Hours | 10 | 44 | 1 | FALSE | 1 | FALSE | 1 | [6 empty] | 10 | B4B5 | 0.75864 | 4.9133e-08 | 0.0041134 | 0.00094352 | 0.00023413 | 9.1576e-07 | 11.6827 | 561.3109 | 0.003015
| Civic Offices | Rib stiffeners for fixing ancon brickwork suppoort angles face plate base stiffiner web stiffeners both sides (Labour - Superstructure Works (per £ spent)) | 1701138 | 8403569 | 2 | Superstructure | Labour Effort | Assembly | 14.0289 | Hours | 10 | 44 | 1 | FALSE | 1 | FALSE | 1 | [6 empty] | 20 | B4B5 | 0.75864 | 4.9133e-08 | 0.0041134 | 0.00094352 | 0.00023413 | 9.1576e-07 | 11.6827 | 561.3109 | 0.003015
| Civic Offices | Rib stiffeners for fixing ancon brickwork suppoort angles face plate base stiffiner web stiffeners both sides (Labour - Superstructure Works (per £ spent)) | 1701138 | 8403569 | 2 | Superstructure | Labour Effort | Assembly | 14.0289 | Hours | 10 | 44 | 1 | FALSE | 1 | FALSE | 1 | [6 empty] | 30 | B4B5 | 0.75864 | 4.9133e-08 | 0.0041134 | 0.00094352 | 0.00023413 | 9.1576e-07 | 11.6827 | 561.3109 | 0.003015
| Civic Offices | Rib stiffeners for fixing ancon brickwork suppoort angles face plate base stiffiner web stiffeners both sides (Labour - Superstructure Works (per £ spent)) | 1701138 | 8403569 | 2 | Superstructure | Labour Effort | Assembly | 14.0289 | Hours | 10 | 44 | 1 | FALSE | 1 | FALSE | 1 | [6 empty] | 40 | B4B5 | 0.75864 | 4.9133e-08 | 0.0041134 | 0.00094352 | 0.00023413 | 9.1576e-07 | 11.6827 | 561.3109 | 0.003015
| Civic Offices | Rib stiffeners for fixing ancon brickwork suppoort angles face plate base stiffiner web stiffeners both sides (Labour - Superstructure Works (per £ spent)) | 1701138 | 8403569 | 2 | Superstructure | Labour Effort | Assembly | 14.0289 | Hours | 10 | 44 | 1 | FALSE | 1 | FALSE | 1 | [6 empty] | 50 | B4B5 | 0.75864 | 4.9133e-08 | 0.0041134 | 0.00094352 | 0.00023413 | 9.1576e-07 | 11.6827 | 561.3109 | 0.003015
| Civic Offices | Rib stiffeners for fixing ancon brickwork suppoort angles face plate base stiffiner web stiffeners both sides (Labour - Superstructure Works (per £ spent)) | 1701138 | 8403570 | 2 | Superstructure | Labour Effort | Assembly | 14.0289 | Hours | 20 | 44 | 1 | FALSE | 1 | FALSE | 1 | [6 empty] | 0 | A5 | 0.75864 | 4.9133e-08 | 0.0041134 | 0.00094352 | 0.00023413 | 9.1576e-07 | 11.6827 | 561.3109 | 0.003015
| Civic Offices | Rib stiffeners for fixing ancon brickwork suppoort angles face plate base stiffiner web stiffeners both sides (Labour - Superstructure Works (per £ spent)) | 1701138 | 8403570 | 2 | Superstructure | Labour Effort | Assembly | 14.0289 | Hours | 20 | 44 | 1 | FALSE | 1 | FALSE | 1 | [6 empty] | 0 | A4 | 0 | 0 | 0 | 0 | 0 | 0 | 0 | 0 | 0
| Civic Offices | Rib stiffeners for fixing ancon brickwork suppoort angles face plate base stiffiner web stiffeners both sides (Labour - Superstructure Works (per £ spent)) | 1701138 | 8403570 | 2 | Superstructure | Labour Effort | Assembly | 14.0289 | Hours | 20 | 44 | 1 | FALSE | 1 | FALSE | 1 | [6 empty] | 20 | B4B5 | 0.75864 | 4.9133e-08 | 0.0041134 | 0.00094352 | 0.00023413 | 9.1576e-07 | 11.6827 | 561.3109 | 0.003015
| Civic Offices | Rib stiffeners for fixing ancon brickwork suppoort angles face plate base stiffiner web stiffeners both sides (Labour - Superstructure Works (per £ spent)) | 1701138 | 8403570 | 2 | Superstructure | Labour Effort | Assembly | 14.0289 | Hours | 20 | 44 | 1 | FALSE | 1 | FALSE | 1 | [6 empty] | 40 | B4B5 | 0.75864 | 4.9133e-08 | 0.0041134 | 0.00094352 | 0.00023413 | 9.1576e-07 | 11.6827 | 561.3109 | 0.003015
| Civic Offices | Allowance for reconstituted stone cladding nominal external diameter 800mm to columns around main feature stair (Labour - Superstructure Works (per £ spent)) | 1701139 | 8403571 | 2 | Superstructure | Labour Effort | Assembly | 17.5362 | Hours | 200 | 44 | 1 | FALSE | 1 | FALSE | 1 | [6 empty] | 0 | A5 | 0.9483 | 6.1416e-08 | 0.0051418 | 0.0011794 | 0.00029266 | 1.1447e-06 | 14.6034 | 701.6386 | 0.0037687
| Civic Offices | Allowance for reconstituted stone cladding nominal external diameter 800mm to columns around main feature stair (Labour - Superstructure Works (per £ spent)) | 1701139 | 8403571 | 2 | Superstructure | Labour Effort | Assembly | 17.5362 | Hours | 200 | 44 | 1 | FALSE | 1 | FALSE | 1 | [6 empty] | 0 | A4 | 0 | 0 | 0 | 0 | 0 | 0 | 0 | 0 | 0
| Civic Offices | Allowance for reconstituted stone cladding nominal external diameter 800mm to columns around main feature stair (Labour - Superstructure Works (per £ spent)) | 1701139 | 8403572 | 2 | Superstructure | Labour Effort | Assembly | 105.217 | Hours | 200 | 44 | 1 | FALSE | 1 | FALSE | 1 | [6 empty] | 0 | A5 | 5.6898 | 3.685e-07 | 0.030851 | 0.0070764 | 0.0017559 | 6.8682e-06 | 87.6204 | 6208.9548 | 0.022612
| Civic Offices | Allowance for reconstituted stone cladding nominal external diameter 800mm to columns around main feature stair (Labour - Superstructure Works (per £ spent)) | 1701139 | 8403572 | 2 | Superstructure | Labour Effort | Assembly | 105.217 | Hours | 200 | 44 | 1 | FALSE | 1 | FALSE | 1 | [6 empty] | 0 | A4 | 180.8546 | 3.2495e-05 | 0.59218 | 0.16006 | 0.10103 | 0.00063073 | 2695.932 | 411.6491 | 0.74424
| Civic Offices | Allowance for reconstituted stone cladding nominal external diameter 800mm to columns around main feature stair (Labour - Superstructure Works (per £ spent)) | 1701139 | 8403573 | 2 | Superstructure | Labour effort | Assembly | 52.6085 | Hours | 10 | 44 | 1 | FALSE | 1 | FALSE | 1 | [6 empty] | 0 | A5 | 2.8449 | 1.8425e-07 | 0.015425 | 0.0035382 | 0.00087797 | 3.4341e-06 | 43.8102 | 3104.4774 | 0.011306
| Civic Offices | Allowance for reconstituted stone cladding nominal external diameter 800mm to columns around main feature stair (Labour - Superstructure Works (per £ spent)) | 1701139 | 8403573 | 2 | Superstructure | Labour effort | Assembly | 52.6085 | Hours | 10 | 44 | 1 | FALSE | 1 | FALSE | 1 | [6 empty] | 0 | A4 | 90.4273 | 1.6248e-05 | 0.29609 | 0.080028 | 0.050513 | 0.00031536 | 1347.966 | 205.8246 | 0.37212
| Civic Offices | Allowance for reconstituted stone cladding nominal external diameter 800mm to columns around main feature stair (Labour - Superstructure Works (per £ spent)) | 1701139 | 8403573 | 2 | Superstructure | Labour effort | Assembly | 52.6085 | Hours | 10 | 44 | 1 | FALSE | 1 | FALSE | 1 | [6 empty] | 10 | B4B5 | 93.2722 | 1.6432e-05 | 0.31152 | 0.083567 | 0.051391 | 0.0003188 | 1391.7762 | 3310.302 | 0.38343
| Civic Offices | Allowance for reconstituted stone cladding nominal external diameter 800mm to columns around main feature stair (Labour - Superstructure Works (per £ spent)) | 1701139 | 8403573 | 2 | Superstructure | Labour effort | Assembly | 52.6085 | Hours | 10 | 44 | 1 | FALSE | 1 | FALSE | 1 | [6 empty] | 20 | B4B5 | 93.2722 | 1.6432e-05 | 0.31152 | 0.083567 | 0.051391 | 0.0003188 | 1391.7762 | 3310.302 | 0.38343
| Civic Offices | Allowance for reconstituted stone cladding nominal external diameter 800mm to columns around main feature stair (Labour - Superstructure Works (per £ spent)) | 1701139 | 8403573 | 2 | Superstructure | Labour effort | Assembly | 52.6085 | Hours | 10 | 44 | 1 | FALSE | 1 | FALSE | 1 | [6 empty] | 30 | B4B5 | 93.2722 | 1.6432e-05 | 0.31152 | 0.083567 | 0.051391 | 0.0003188 | 1391.7762 | 3310.302 | 0.38343
| Civic Offices | Allowance for reconstituted stone cladding nominal external diameter 800mm to columns around main feature stair (Labour - Superstructure Works (per £ spent)) | 1701139 | 8403573 | 2 | Superstructure | Labour effort | Assembly | 52.6085 | Hours | 10 | 44 | 1 | FALSE | 1 | FALSE | 1 | [6 empty] | 40 | B4B5 | 93.2722 | 1.6432e-05 | 0.31152 | 0.083567 | 0.051391 | 0.0003188 | 1391.7762 | 3310.302 | 0.38343
| Civic Offices | Allowance for reconstituted stone cladding nominal external diameter 800mm to columns around main feature stair (Labour - Superstructure Works (per £ spent)) | 1701139 | 8403573 | 2 | Superstructure | Labour effort | Assembly | 52.6085 | Hours | 10 | 44 | 1 | FALSE | 1 | FALSE | 1 | [6 empty] | 50 | B4B5 | 93.2722 | 1.6432e-05 | 0.31152 | 0.083567 | 0.051391 | 0.0003188 | 1391.7762 | 3310.302 | 0.38343
| Civic Offices | Allowance for reconstituted stone cladding nominal external diameter 800mm to columns around main feature stair (Labour - Superstructure Works (per £ spent)) | 1701139 | 8403574 | 2 | Superstructure | Labour Effort | Assembly | 52.6085 | Hours | 20 | 44 | 1 | FALSE | 1 | FALSE | 1 | [6 empty] | 0 | A5 | 2.8449 | 1.8425e-07 | 0.015425 | 0.0035382 | 0.00087797 | 3.4341e-06 | 43.8102 | 3104.4774 | 0.011306
| Civic Offices | Allowance for reconstituted stone cladding nominal external diameter 800mm to columns around main feature stair (Labour - Superstructure Works (per £ spent)) | 1701139 | 8403574 | 2 | Superstructure | Labour Effort | Assembly | 52.6085 | Hours | 20 | 44 | 1 | FALSE | 1 | FALSE | 1 | [6 empty] | 0 | A4 | 90.4273 | 1.6248e-05 | 0.29609 | 0.080028 | 0.050513 | 0.00031536 | 1347.966 | 205.8246 | 0.37212
| Civic Offices | Allowance for reconstituted stone cladding nominal external diameter 800mm to columns around main feature stair (Labour - Superstructure Works (per £ spent)) | 1701139 | 8403574 | 2 | Superstructure | Labour Effort | Assembly | 52.6085 | Hours | 20 | 44 | 1 | FALSE | 1 | FALSE | 1 | [6 empty] | 20 | B4B5 | 93.2722 | 1.6432e-05 | 0.31152 | 0.083567 | 0.051391 | 0.0003188 | 1391.7762 | 3310.302 | 0.38343
| Civic Offices | Allowance for reconstituted stone cladding nominal external diameter 800mm to columns around main feature stair (Labour - Superstructure Works (per £ spent)) | 1701139 | 8403574 | 2 | Superstructure | Labour Effort | Assembly | 52.6085 | Hours | 20 | 44 | 1 | FALSE | 1 | FALSE | 1 | [6 empty] | 40 | B4B5 | 93.2722 | 1.6432e-05 | 0.31152 | 0.083567 | 0.051391 | 0.0003188 | 1391.7762 | 3310.302 | 0.38343
| Civic Offices | Allowance for reconstituted stone cladding nominal external diameter 800mm to columns around main feature stair (Labour - Superstructure Works (per £ spent)) | 1701139 | 8403575 | 2 | Superstructure | Labour Effort | Assembly | 8.7681 | Hours | 10 | 44 | 1 | FALSE | 1 | FALSE | 1 | [6 empty] | 0 | A5 | 0.47415 | 3.0708e-08 | 0.0025709 | 0.0005897 | 0.00014633 | 5.7235e-07 | 7.3017 | 350.8193 | 0.0018844
| Civic Offices | Allowance for reconstituted stone cladding nominal external diameter 800mm to columns around main feature stair (Labour - Superstructure Works (per £ spent)) | 1701139 | 8403575 | 2 | Superstructure | Labour Effort | Assembly | 8.7681 | Hours | 10 | 44 | 1 | FALSE | 1 | FALSE | 1 | [6 empty] | 0 | A4 | 0 | 0 | 0 | 0 | 0 | 0 | 0 | 0 | 0
| Civic Offices | Allowance for reconstituted stone cladding nominal external diameter 800mm to columns around main feature stair (Labour - Superstructure Works (per £ spent)) | 1701139 | 8403575 | 2 | Superstructure | Labour Effort | Assembly | 8.7681 | Hours | 10 | 44 | 1 | FALSE | 1 | FALSE | 1 | [6 empty] | 10 | B4B5 | 0.47415 | 3.0708e-08 | 0.0025709 | 0.0005897 | 0.00014633 | 5.7235e-07 | 7.3017 | 350.8193 | 0.0018844
| Civic Offices | Allowance for reconstituted stone cladding nominal external diameter 800mm to columns around main feature stair (Labour - Superstructure Works (per £ spent)) | 1701139 | 8403575 | 2 | Superstructure | Labour Effort | Assembly | 8.7681 | Hours | 10 | 44 | 1 | FALSE | 1 | FALSE | 1 | [6 empty] | 20 | B4B5 | 0.47415 | 3.0708e-08 | 0.0025709 | 0.0005897 | 0.00014633 | 5.7235e-07 | 7.3017 | 350.8193 | 0.0018844
| Civic Offices | Allowance for reconstituted stone cladding nominal external diameter 800mm to columns around main feature stair (Labour - Superstructure Works (per £ spent)) | 1701139 | 8403575 | 2 | Superstructure | Labour Effort | Assembly | 8.7681 | Hours | 10 | 44 | 1 | FALSE | 1 | FALSE | 1 | [6 empty] | 30 | B4B5 | 0.47415 | 3.0708e-08 | 0.0025709 | 0.0005897 | 0.00014633 | 5.7235e-07 | 7.3017 | 350.8193 | 0.0018844
| Civic Offices | Allowance for reconstituted stone cladding nominal external diameter 800mm to columns around main feature stair (Labour - Superstructure Works (per £ spent)) | 1701139 | 8403575 | 2 | Superstructure | Labour Effort | Assembly | 8.7681 | Hours | 10 | 44 | 1 | FALSE | 1 | FALSE | 1 | [6 empty] | 40 | B4B5 | 0.47415 | 3.0708e-08 | 0.0025709 | 0.0005897 | 0.00014633 | 5.7235e-07 | 7.3017 | 350.8193 | 0.0018844
| Civic Offices | Allowance for reconstituted stone cladding nominal external diameter 800mm to columns around main feature stair (Labour - Superstructure Works (per £ spent)) | 1701139 | 8403575 | 2 | Superstructure | Labour Effort | Assembly | 8.7681 | Hours | 10 | 44 | 1 | FALSE | 1 | FALSE | 1 | [6 empty] | 50 | B4B5 | 0.47415 | 3.0708e-08 | 0.0025709 | 0.0005897 | 0.00014633 | 5.7235e-07 | 7.3017 | 350.8193 | 0.0018844
| Civic Offices | Allowance for reconstituted stone cladding nominal external diameter 800mm to columns around main feature stair (Labour - Superstructure Works (per £ spent)) | 1701139 | 8403576 | 2 | Superstructure | Labour Effort | Assembly | 8.7681 | Hours | 20 | 44 | 1 | FALSE | 1 | FALSE | 1 | [6 empty] | 0 | A5 | 0.47415 | 3.0708e-08 | 0.0025709 | 0.0005897 | 0.00014633 | 5.7235e-07 | 7.3017 | 350.8193 | 0.0018844
| Civic Offices | Allowance for reconstituted stone cladding nominal external diameter 800mm to columns around main feature stair (Labour - Superstructure Works (per £ spent)) | 1701139 | 8403576 | 2 | Superstructure | Labour Effort | Assembly | 8.7681 | Hours | 20 | 44 | 1 | FALSE | 1 | FALSE | 1 | [6 empty] | 0 | A4 | 0 | 0 | 0 | 0 | 0 | 0 | 0 | 0 | 0
| Civic Offices | Allowance for reconstituted stone cladding nominal external diameter 800mm to columns around main feature stair (Labour - Superstructure Works (per £ spent)) | 1701139 | 8403576 | 2 | Superstructure | Labour Effort | Assembly | 8.7681 | Hours | 20 | 44 | 1 | FALSE | 1 | FALSE | 1 | [6 empty] | 20 | B4B5 | 0.47415 | 3.0708e-08 | 0.0025709 | 0.0005897 | 0.00014633 | 5.7235e-07 | 7.3017 | 350.8193 | 0.0018844
| Civic Offices | Allowance for reconstituted stone cladding nominal external diameter 800mm to columns around main feature stair (Labour - Superstructure Works (per £ spent)) | 1701139 | 8403576 | 2 | Superstructure | Labour Effort | Assembly | 8.7681 | Hours | 20 | 44 | 1 | FALSE | 1 | FALSE | 1 | [6 empty] | 40 | B4B5 | 0.47415 | 3.0708e-08 | 0.0025709 | 0.0005897 | 0.00014633 | 5.7235e-07 | 7.3017 | 350.8193 | 0.0018844
| Civic Offices | Extra over walls for forming openings in walls for lift doors: details wall (250mm) overall size of opening (2 x 1.2m) and fairface formwork finish. (Labour - Superstructure Works (per £ spent)) | 1701140 | 8403577 | 2 | Superstructure | Labour Effort | Assembly | 1.4248 | Hours | 200 | 44 | 1 | FALSE | 1 | FALSE | 1 | [6 empty] | 0 | A5 | 0.077049 | 4.9901e-09 | 0.00041777 | 9.5826e-05 | 2.3778e-05 | 9.3006e-08 | 1.1865 | 57.0081 | 0.00030621
| Civic Offices | Extra over walls for forming openings in walls for lift doors: details wall (250mm) overall size of opening (2 x 1.2m) and fairface formwork finish. (Labour - Superstructure Works (per £ spent)) | 1701140 | 8403577 | 2 | Superstructure | Labour Effort | Assembly | 1.4248 | Hours | 200 | 44 | 1 | FALSE | 1 | FALSE | 1 | [6 empty] | 0 | A4 | 0 | 0 | 0 | 0 | 0 | 0 | 0 | 0 | 0
| Civic Offices | Extra over walls for forming openings in walls for lift doors: details wall (250mm) overall size of opening (2 x 1.2m) and fairface formwork finish. (Labour - Superstructure Works (per £ spent)) | 1701140 | 8403578 | 2 | Superstructure | Labour Effort | Assembly | 8.5489 | Hours | 200 | 44 | 1 | FALSE | 1 | FALSE | 1 | [6 empty] | 0 | A5 | 0.4623 | 2.994e-08 | 0.0025066 | 0.00057496 | 0.00014267 | 5.5804e-07 | 7.1192 | 504.4776 | 0.0018373
| Civic Offices | Extra over walls for forming openings in walls for lift doors: details wall (250mm) overall size of opening (2 x 1.2m) and fairface formwork finish. (Labour - Superstructure Works (per £ spent)) | 1701140 | 8403578 | 2 | Superstructure | Labour Effort | Assembly | 8.5489 | Hours | 200 | 44 | 1 | FALSE | 1 | FALSE | 1 | [6 empty] | 0 | A4 | 25.8364 | 4.6422e-06 | 0.084597 | 0.022865 | 0.014432 | 9.0104e-05 | 385.1331 | 58.807 | 0.10632
| Civic Offices | Extra over walls for forming openings in walls for lift doors: details wall (250mm) overall size of opening (2 x 1.2m) and fairface formwork finish. (Labour - Superstructure Works (per £ spent)) | 1701140 | 8403579 | 2 | Superstructure | Labour effort | Assembly | 4.2744 | Hours | 10 | 44 | 1 | FALSE | 1 | FALSE | 1 | [6 empty] | 0 | A5 | 0.23115 | 1.497e-08 | 0.0012533 | 0.00028748 | 7.1335e-05 | 2.7902e-07 | 3.5596 | 252.2388 | 0.00091863
| Civic Offices | Extra over walls for forming openings in walls for lift doors: details wall (250mm) overall size of opening (2 x 1.2m) and fairface formwork finish. (Labour - Superstructure Works (per £ spent)) | 1701140 | 8403579 | 2 | Superstructure | Labour effort | Assembly | 4.2744 | Hours | 10 | 44 | 1 | FALSE | 1 | FALSE | 1 | [6 empty] | 0 | A4 | 12.9182 | 2.3211e-06 | 0.042299 | 0.011433 | 0.0072161 | 4.5052e-05 | 192.5666 | 29.4035 | 0.05316
| Civic Offices | Extra over walls for forming openings in walls for lift doors: details wall (250mm) overall size of opening (2 x 1.2m) and fairface formwork finish. (Labour - Superstructure Works (per £ spent)) | 1701140 | 8403579 | 2 | Superstructure | Labour effort | Assembly | 4.2744 | Hours | 10 | 44 | 1 | FALSE | 1 | FALSE | 1 | [6 empty] | 10 | B4B5 | 13.1493 | 2.3361e-06 | 0.043552 | 0.01172 | 0.0072874 | 4.5331e-05 | 196.1262 | 281.6423 | 0.054079
| Civic Offices | Extra over walls for forming openings in walls for lift doors: details wall (250mm) overall size of opening (2 x 1.2m) and fairface formwork finish. (Labour - Superstructure Works (per £ spent)) | 1701140 | 8403579 | 2 | Superstructure | Labour effort | Assembly | 4.2744 | Hours | 10 | 44 | 1 | FALSE | 1 | FALSE | 1 | [6 empty] | 20 | B4B5 | 13.1493 | 2.3361e-06 | 0.043552 | 0.01172 | 0.0072874 | 4.5331e-05 | 196.1262 | 281.6423 | 0.054079
| Civic Offices | Extra over walls for forming openings in walls for lift doors: details wall (250mm) overall size of opening (2 x 1.2m) and fairface formwork finish. (Labour - Superstructure Works (per £ spent)) | 1701140 | 8403579 | 2 | Superstructure | Labour effort | Assembly | 4.2744 | Hours | 10 | 44 | 1 | FALSE | 1 | FALSE | 1 | [6 empty] | 30 | B4B5 | 13.1493 | 2.3361e-06 | 0.043552 | 0.01172 | 0.0072874 | 4.5331e-05 | 196.1262 | 281.6423 | 0.054079
| Civic Offices | Extra over walls for forming openings in walls for lift doors: details wall (250mm) overall size of opening (2 x 1.2m) and fairface formwork finish. (Labour - Superstructure Works (per £ spent)) | 1701140 | 8403579 | 2 | Superstructure | Labour effort | Assembly | 4.2744 | Hours | 10 | 44 | 1 | FALSE | 1 | FALSE | 1 | [6 empty] | 40 | B4B5 | 13.1493 | 2.3361e-06 | 0.043552 | 0.01172 | 0.0072874 | 4.5331e-05 | 196.1262 | 281.6423 | 0.054079
| Civic Offices | Extra over walls for forming openings in walls for lift doors: details wall (250mm) overall size of opening (2 x 1.2m) and fairface formwork finish. (Labour - Superstructure Works (per £ spent)) | 1701140 | 8403579 | 2 | Superstructure | Labour effort | Assembly | 4.2744 | Hours | 10 | 44 | 1 | FALSE | 1 | FALSE | 1 | [6 empty] | 50 | B4B5 | 13.1493 | 2.3361e-06 | 0.043552 | 0.01172 | 0.0072874 | 4.5331e-05 | 196.1262 | 281.6423 | 0.054079
| Civic Offices | Extra over walls for forming openings in walls for lift doors: details wall (250mm) overall size of opening (2 x 1.2m) and fairface formwork finish. (Labour - Superstructure Works (per £ spent)) | 1701140 | 8403580 | 2 | Superstructure | Labour Effort | Assembly | 4.2744 | Hours | 20 | 44 | 1 | FALSE | 1 | FALSE | 1 | [6 empty] | 0 | A5 | 0.23115 | 1.497e-08 | 0.0012533 | 0.00028748 | 7.1335e-05 | 2.7902e-07 | 3.5596 | 252.2388 | 0.00091863
| Civic Offices | Extra over walls for forming openings in walls for lift doors: details wall (250mm) overall size of opening (2 x 1.2m) and fairface formwork finish. (Labour - Superstructure Works (per £ spent)) | 1701140 | 8403580 | 2 | Superstructure | Labour Effort | Assembly | 4.2744 | Hours | 20 | 44 | 1 | FALSE | 1 | FALSE | 1 | [6 empty] | 0 | A4 | 12.9182 | 2.3211e-06 | 0.042299 | 0.011433 | 0.0072161 | 4.5052e-05 | 192.5666 | 29.4035 | 0.05316
| Civic Offices | Extra over walls for forming openings in walls for lift doors: details wall (250mm) overall size of opening (2 x 1.2m) and fairface formwork finish. (Labour - Superstructure Works (per £ spent)) | 1701140 | 8403580 | 2 | Superstructure | Labour Effort | Assembly | 4.2744 | Hours | 20 | 44 | 1 | FALSE | 1 | FALSE | 1 | [6 empty] | 20 | B4B5 | 13.1493 | 2.3361e-06 | 0.043552 | 0.01172 | 0.0072874 | 4.5331e-05 | 196.1262 | 281.6423 | 0.054079
| Civic Offices | Extra over walls for forming openings in walls for lift doors: details wall (250mm) overall size of opening (2 x 1.2m) and fairface formwork finish. (Labour - Superstructure Works (per £ spent)) | 1701140 | 8403580 | 2 | Superstructure | Labour Effort | Assembly | 4.2744 | Hours | 20 | 44 | 1 | FALSE | 1 | FALSE | 1 | [6 empty] | 40 | B4B5 | 13.1493 | 2.3361e-06 | 0.043552 | 0.01172 | 0.0072874 | 4.5331e-05 | 196.1262 | 281.6423 | 0.054079
| Civic Offices | Extra over walls for forming openings in walls for lift doors: details wall (250mm) overall size of opening (2 x 1.2m) and fairface formwork finish. (Labour - Superstructure Works (per £ spent)) | 1701140 | 8403581 | 2 | Superstructure | Labour Effort | Assembly | 0.71241 | Hours | 10 | 44 | 1 | FALSE | 1 | FALSE | 1 | [6 empty] | 0 | A5 | 0.038525 | 2.495e-09 | 0.00020888 | 4.7913e-05 | 1.1889e-05 | 4.6503e-08 | 0.59326 | 28.5041 | 0.0001531
| Civic Offices | Extra over walls for forming openings in walls for lift doors: details wall (250mm) overall size of opening (2 x 1.2m) and fairface formwork finish. (Labour - Superstructure Works (per £ spent)) | 1701140 | 8403581 | 2 | Superstructure | Labour Effort | Assembly | 0.71241 | Hours | 10 | 44 | 1 | FALSE | 1 | FALSE | 1 | [6 empty] | 0 | A4 | 0 | 0 | 0 | 0 | 0 | 0 | 0 | 0 | 0
| Civic Offices | Extra over walls for forming openings in walls for lift doors: details wall (250mm) overall size of opening (2 x 1.2m) and fairface formwork finish. (Labour - Superstructure Works (per £ spent)) | 1701140 | 8403581 | 2 | Superstructure | Labour Effort | Assembly | 0.71241 | Hours | 10 | 44 | 1 | FALSE | 1 | FALSE | 1 | [6 empty] | 10 | B4B5 | 0.038525 | 2.495e-09 | 0.00020888 | 4.7913e-05 | 1.1889e-05 | 4.6503e-08 | 0.59326 | 28.5041 | 0.0001531
| Civic Offices | Extra over walls for forming openings in walls for lift doors: details wall (250mm) overall size of opening (2 x 1.2m) and fairface formwork finish. (Labour - Superstructure Works (per £ spent)) | 1701140 | 8403581 | 2 | Superstructure | Labour Effort | Assembly | 0.71241 | Hours | 10 | 44 | 1 | FALSE | 1 | FALSE | 1 | [6 empty] | 20 | B4B5 | 0.038525 | 2.495e-09 | 0.00020888 | 4.7913e-05 | 1.1889e-05 | 4.6503e-08 | 0.59326 | 28.5041 | 0.0001531
| Civic Offices | Extra over walls for forming openings in walls for lift doors: details wall (250mm) overall size of opening (2 x 1.2m) and fairface formwork finish. (Labour - Superstructure Works (per £ spent)) | 1701140 | 8403581 | 2 | Superstructure | Labour Effort | Assembly | 0.71241 | Hours | 10 | 44 | 1 | FALSE | 1 | FALSE | 1 | [6 empty] | 30 | B4B5 | 0.038525 | 2.495e-09 | 0.00020888 | 4.7913e-05 | 1.1889e-05 | 4.6503e-08 | 0.59326 | 28.5041 | 0.0001531
| Civic Offices | Extra over walls for forming openings in walls for lift doors: details wall (250mm) overall size of opening (2 x 1.2m) and fairface formwork finish. (Labour - Superstructure Works (per £ spent)) | 1701140 | 8403581 | 2 | Superstructure | Labour Effort | Assembly | 0.71241 | Hours | 10 | 44 | 1 | FALSE | 1 | FALSE | 1 | [6 empty] | 40 | B4B5 | 0.038525 | 2.495e-09 | 0.00020888 | 4.7913e-05 | 1.1889e-05 | 4.6503e-08 | 0.59326 | 28.5041 | 0.0001531
| Civic Offices | Extra over walls for forming openings in walls for lift doors: details wall (250mm) overall size of opening (2 x 1.2m) and fairface formwork finish. (Labour - Superstructure Works (per £ spent)) | 1701140 | 8403581 | 2 | Superstructure | Labour Effort | Assembly | 0.71241 | Hours | 10 | 44 | 1 | FALSE | 1 | FALSE | 1 | [6 empty] | 50 | B4B5 | 0.038525 | 2.495e-09 | 0.00020888 | 4.7913e-05 | 1.1889e-05 | 4.6503e-08 | 0.59326 | 28.5041 | 0.0001531
| Civic Offices | Extra over walls for forming openings in walls for lift doors: details wall (250mm) overall size of opening (2 x 1.2m) and fairface formwork finish. (Labour - Superstructure Works (per £ spent)) | 1701140 | 8403582 | 2 | Superstructure | Labour Effort | Assembly | 0.71241 | Hours | 20 | 44 | 1 | FALSE | 1 | FALSE | 1 | [6 empty] | 0 | A5 | 0.038525 | 2.495e-09 | 0.00020888 | 4.7913e-05 | 1.1889e-05 | 4.6503e-08 | 0.59326 | 28.5041 | 0.0001531
| Civic Offices | Extra over walls for forming openings in walls for lift doors: details wall (250mm) overall size of opening (2 x 1.2m) and fairface formwork finish. (Labour - Superstructure Works (per £ spent)) | 1701140 | 8403582 | 2 | Superstructure | Labour Effort | Assembly | 0.71241 | Hours | 20 | 44 | 1 | FALSE | 1 | FALSE | 1 | [6 empty] | 0 | A4 | 0 | 0 | 0 | 0 | 0 | 0 | 0 | 0 | 0
| Civic Offices | Extra over walls for forming openings in walls for lift doors: details wall (250mm) overall size of opening (2 x 1.2m) and fairface formwork finish. (Labour - Superstructure Works (per £ spent)) | 1701140 | 8403582 | 2 | Superstructure | Labour Effort | Assembly | 0.71241 | Hours | 20 | 44 | 1 | FALSE | 1 | FALSE | 1 | [6 empty] | 20 | B4B5 | 0.038525 | 2.495e-09 | 0.00020888 | 4.7913e-05 | 1.1889e-05 | 4.6503e-08 | 0.59326 | 28.5041 | 0.0001531
| Civic Offices | Extra over walls for forming openings in walls for lift doors: details wall (250mm) overall size of opening (2 x 1.2m) and fairface formwork finish. (Labour - Superstructure Works (per £ spent)) | 1701140 | 8403582 | 2 | Superstructure | Labour Effort | Assembly | 0.71241 | Hours | 20 | 44 | 1 | FALSE | 1 | FALSE | 1 | [6 empty] | 40 | B4B5 | 0.038525 | 2.495e-09 | 0.00020888 | 4.7913e-05 | 1.1889e-05 | 4.6503e-08 | 0.59326 | 28.5041 | 0.0001531
| Civic Offices | Edge formwork: details of formwork finish to be stated. (Labour - Superstructure Works (per £ spent)) | 1701141 | 8403583 | 2 | Superstructure | Labour Effort | Assembly | 13.9851 | Hours | 200 | 44 | 1 | FALSE | 1 | FALSE | 1 | [6 empty] | 0 | A5 | 0.75627 | 4.8979e-08 | 0.0041005 | 0.00094057 | 0.00023339 | 9.1289e-07 | 11.6462 | 559.5568 | 0.0030056
| Civic Offices | Edge formwork: details of formwork finish to be stated. (Labour - Superstructure Works (per £ spent)) | 1701141 | 8403583 | 2 | Superstructure | Labour Effort | Assembly | 13.9851 | Hours | 200 | 44 | 1 | FALSE | 1 | FALSE | 1 | [6 empty] | 0 | A4 | 0 | 0 | 0 | 0 | 0 | 0 | 0 | 0 | 0
| Civic Offices | Edge formwork: details of formwork finish to be stated. (Labour - Superstructure Works (per £ spent)) | 1701141 | 8403584 | 2 | Superstructure | Labour Effort | Assembly | 83.9106 | Hours | 200 | 44 | 1 | FALSE | 1 | FALSE | 1 | [6 empty] | 0 | A5 | 4.5376 | 2.9388e-07 | 0.024603 | 0.0056434 | 0.0014004 | 5.4774e-06 | 69.8773 | 4951.6415 | 0.018033
| Civic Offices | Edge formwork: details of formwork finish to be stated. (Labour - Superstructure Works (per £ spent)) | 1701141 | 8403584 | 2 | Superstructure | Labour Effort | Assembly | 83.9106 | Hours | 200 | 44 | 1 | FALSE | 1 | FALSE | 1 | [6 empty] | 0 | A4 | 142.1 | 2.5532e-05 | 0.46528 | 0.12576 | 0.079377 | 0.00049557 | 2118.2323 | 323.4386 | 0.58476
| Civic Offices | Edge formwork: details of formwork finish to be stated. (Labour - Superstructure Works (per £ spent)) | 1701141 | 8403585 | 2 | Superstructure | Labour effort | Assembly | 41.9553 | Hours | 10 | 44 | 1 | FALSE | 1 | FALSE | 1 | [6 empty] | 0 | A5 | 2.2688 | 1.4694e-07 | 0.012302 | 0.0028217 | 0.00070018 | 2.7387e-06 | 34.9386 | 2475.8207 | 0.0090167
| Civic Offices | Edge formwork: details of formwork finish to be stated. (Labour - Superstructure Works (per £ spent)) | 1701141 | 8403585 | 2 | Superstructure | Labour effort | Assembly | 41.9553 | Hours | 10 | 44 | 1 | FALSE | 1 | FALSE | 1 | [6 empty] | 0 | A4 | 77.5091 | 1.3927e-05 | 0.25379 | 0.068596 | 0.043297 | 0.00027031 | 1155.3994 | 176.4211 | 0.31896
| Civic Offices | Edge formwork: details of formwork finish to be stated. (Labour - Superstructure Works (per £ spent)) | 1701141 | 8403585 | 2 | Superstructure | Labour effort | Assembly | 41.9553 | Hours | 10 | 44 | 1 | FALSE | 1 | FALSE | 1 | [6 empty] | 10 | B4B5 | 79.7779 | 1.4073e-05 | 0.26609 | 0.071418 | 0.043997 | 0.00027305 | 1190.3381 | 2652.2418 | 0.32798
| Civic Offices | Edge formwork: details of formwork finish to be stated. (Labour - Superstructure Works (per £ spent)) | 1701141 | 8403585 | 2 | Superstructure | Labour effort | Assembly | 41.9553 | Hours | 10 | 44 | 1 | FALSE | 1 | FALSE | 1 | [6 empty] | 20 | B4B5 | 79.7779 | 1.4073e-05 | 0.26609 | 0.071418 | 0.043997 | 0.00027305 | 1190.3381 | 2652.2418 | 0.32798
| Civic Offices | Edge formwork: details of formwork finish to be stated. (Labour - Superstructure Works (per £ spent)) | 1701141 | 8403585 | 2 | Superstructure | Labour effort | Assembly | 41.9553 | Hours | 10 | 44 | 1 | FALSE | 1 | FALSE | 1 | [6 empty] | 30 | B4B5 | 79.7779 | 1.4073e-05 | 0.26609 | 0.071418 | 0.043997 | 0.00027305 | 1190.3381 | 2652.2418 | 0.32798
| Civic Offices | Edge formwork: details of formwork finish to be stated. (Labour - Superstructure Works (per £ spent)) | 1701141 | 8403585 | 2 | Superstructure | Labour effort | Assembly | 41.9553 | Hours | 10 | 44 | 1 | FALSE | 1 | FALSE | 1 | [6 empty] | 40 | B4B5 | 79.7779 | 1.4073e-05 | 0.26609 | 0.071418 | 0.043997 | 0.00027305 | 1190.3381 | 2652.2418 | 0.32798
| Civic Offices | Edge formwork: details of formwork finish to be stated. (Labour - Superstructure Works (per £ spent)) | 1701141 | 8403585 | 2 | Superstructure | Labour effort | Assembly | 41.9553 | Hours | 10 | 44 | 1 | FALSE | 1 | FALSE | 1 | [6 empty] | 50 | B4B5 | 79.7779 | 1.4073e-05 | 0.26609 | 0.071418 | 0.043997 | 0.00027305 | 1190.3381 | 2652.2418 | 0.32798
| Civic Offices | Edge formwork: details of formwork finish to be stated. (Labour - Superstructure Works (per £ spent)) | 1701141 | 8403586 | 2 | Superstructure | Labour Effort | Assembly | 41.9553 | Hours | 20 | 44 | 1 | FALSE | 1 | FALSE | 1 | [6 empty] | 0 | A5 | 2.2688 | 1.4694e-07 | 0.012302 | 0.0028217 | 0.00070018 | 2.7387e-06 | 34.9386 | 2475.8207 | 0.0090167
| Civic Offices | Edge formwork: details of formwork finish to be stated. (Labour - Superstructure Works (per £ spent)) | 1701141 | 8403586 | 2 | Superstructure | Labour Effort | Assembly | 41.9553 | Hours | 20 | 44 | 1 | FALSE | 1 | FALSE | 1 | [6 empty] | 0 | A4 | 77.5091 | 1.3927e-05 | 0.25379 | 0.068596 | 0.043297 | 0.00027031 | 1155.3994 | 176.4211 | 0.31896
| Civic Offices | Edge formwork: details of formwork finish to be stated. (Labour - Superstructure Works (per £ spent)) | 1701141 | 8403586 | 2 | Superstructure | Labour Effort | Assembly | 41.9553 | Hours | 20 | 44 | 1 | FALSE | 1 | FALSE | 1 | [6 empty] | 20 | B4B5 | 79.7779 | 1.4073e-05 | 0.26609 | 0.071418 | 0.043997 | 0.00027305 | 1190.3381 | 2652.2418 | 0.32798
| Civic Offices | Edge formwork: details of formwork finish to be stated. (Labour - Superstructure Works (per £ spent)) | 1701141 | 8403586 | 2 | Superstructure | Labour Effort | Assembly | 41.9553 | Hours | 20 | 44 | 1 | FALSE | 1 | FALSE | 1 | [6 empty] | 40 | B4B5 | 79.7779 | 1.4073e-05 | 0.26609 | 0.071418 | 0.043997 | 0.00027305 | 1190.3381 | 2652.2418 | 0.32798
| Civic Offices | Edge formwork: details of formwork finish to be stated. (Labour - Superstructure Works (per £ spent)) | 1701141 | 8403587 | 2 | Superstructure | Labour Effort | Assembly | 6.9925 | Hours | 10 | 44 | 1 | FALSE | 1 | FALSE | 1 | [6 empty] | 0 | A5 | 0.37813 | 2.449e-08 | 0.0020503 | 0.00047028 | 0.0001167 | 4.5645e-07 | 5.8231 | 279.7784 | 0.0015028
| Civic Offices | Edge formwork: details of formwork finish to be stated. (Labour - Superstructure Works (per £ spent)) | 1701141 | 8403587 | 2 | Superstructure | Labour Effort | Assembly | 6.9925 | Hours | 10 | 44 | 1 | FALSE | 1 | FALSE | 1 | [6 empty] | 0 | A4 | 0 | 0 | 0 | 0 | 0 | 0 | 0 | 0 | 0
| Civic Offices | Edge formwork: details of formwork finish to be stated. (Labour - Superstructure Works (per £ spent)) | 1701141 | 8403587 | 2 | Superstructure | Labour Effort | Assembly | 6.9925 | Hours | 10 | 44 | 1 | FALSE | 1 | FALSE | 1 | [6 empty] | 10 | B4B5 | 0.37813 | 2.449e-08 | 0.0020503 | 0.00047028 | 0.0001167 | 4.5645e-07 | 5.8231 | 279.7784 | 0.0015028
| Civic Offices | Edge formwork: details of formwork finish to be stated. (Labour - Superstructure Works (per £ spent)) | 1701141 | 8403587 | 2 | Superstructure | Labour Effort | Assembly | 6.9925 | Hours | 10 | 44 | 1 | FALSE | 1 | FALSE | 1 | [6 empty] | 20 | B4B5 | 0.37813 | 2.449e-08 | 0.0020503 | 0.00047028 | 0.0001167 | 4.5645e-07 | 5.8231 | 279.7784 | 0.0015028
| Civic Offices | Edge formwork: details of formwork finish to be stated. (Labour - Superstructure Works (per £ spent)) | 1701141 | 8403587 | 2 | Superstructure | Labour Effort | Assembly | 6.9925 | Hours | 10 | 44 | 1 | FALSE | 1 | FALSE | 1 | [6 empty] | 30 | B4B5 | 0.37813 | 2.449e-08 | 0.0020503 | 0.00047028 | 0.0001167 | 4.5645e-07 | 5.8231 | 279.7784 | 0.0015028
| Civic Offices | Edge formwork: details of formwork finish to be stated. (Labour - Superstructure Works (per £ spent)) | 1701141 | 8403587 | 2 | Superstructure | Labour Effort | Assembly | 6.9925 | Hours | 10 | 44 | 1 | FALSE | 1 | FALSE | 1 | [6 empty] | 40 | B4B5 | 0.37813 | 2.449e-08 | 0.0020503 | 0.00047028 | 0.0001167 | 4.5645e-07 | 5.8231 | 279.7784 | 0.0015028
| Civic Offices | Edge formwork: details of formwork finish to be stated. (Labour - Superstructure Works (per £ spent)) | 1701141 | 8403587 | 2 | Superstructure | Labour Effort | Assembly | 6.9925 | Hours | 10 | 44 | 1 | FALSE | 1 | FALSE | 1 | [6 empty] | 50 | B4B5 | 0.37813 | 2.449e-08 | 0.0020503 | 0.00047028 | 0.0001167 | 4.5645e-07 | 5.8231 | 279.7784 | 0.0015028
| Civic Offices | Edge formwork: details of formwork finish to be stated. (Labour - Superstructure Works (per £ spent)) | 1701141 | 8403588 | 2 | Superstructure | Labour Effort | Assembly | 6.9925 | Hours | 20 | 44 | 1 | FALSE | 1 | FALSE | 1 | [6 empty] | 0 | A5 | 0.37813 | 2.449e-08 | 0.0020503 | 0.00047028 | 0.0001167 | 4.5645e-07 | 5.8231 | 279.7784 | 0.0015028
| Civic Offices | Edge formwork: details of formwork finish to be stated. (Labour - Superstructure Works (per £ spent)) | 1701141 | 8403588 | 2 | Superstructure | Labour Effort | Assembly | 6.9925 | Hours | 20 | 44 | 1 | FALSE | 1 | FALSE | 1 | [6 empty] | 0 | A4 | 0 | 0 | 0 | 0 | 0 | 0 | 0 | 0 | 0
| Civic Offices | Edge formwork: details of formwork finish to be stated. (Labour - Superstructure Works (per £ spent)) | 1701141 | 8403588 | 2 | Superstructure | Labour Effort | Assembly | 6.9925 | Hours | 20 | 44 | 1 | FALSE | 1 | FALSE | 1 | [6 empty] | 20 | B4B5 | 0.37813 | 2.449e-08 | 0.0020503 | 0.00047028 | 0.0001167 | 4.5645e-07 | 5.8231 | 279.7784 | 0.0015028
| Civic Offices | Edge formwork: details of formwork finish to be stated. (Labour - Superstructure Works (per £ spent)) | 1701141 | 8403588 | 2 | Superstructure | Labour Effort | Assembly | 6.9925 | Hours | 20 | 44 | 1 | FALSE | 1 | FALSE | 1 | [6 empty] | 40 | B4B5 | 0.37813 | 2.449e-08 | 0.0020503 | 0.00047028 | 0.0001167 | 4.5645e-07 | 5.8231 | 279.7784 | 0.0015028
| Civic Offices | Designed joints: Joint to existing building. (Labour - Superstructure Works (per £ spent)) | 1701142 | 8403589 | 2 | Superstructure | Labour Effort | Assembly | 0.45375 | Hours | 200 | 44 | 1 | FALSE | 1 | FALSE | 1 | [6 empty] | 0 | A5 | 0.024537 | 1.5891e-09 | 0.00013304 | 3.0517e-05 | 7.5725e-06 | 2.9619e-08 | 0.37786 | 18.1549 | 9.7516e-05
| Civic Offices | Designed joints: Joint to existing building. (Labour - Superstructure Works (per £ spent)) | 1701142 | 8403589 | 2 | Superstructure | Labour Effort | Assembly | 0.45375 | Hours | 200 | 44 | 1 | FALSE | 1 | FALSE | 1 | [6 empty] | 0 | A4 | 0 | 0 | 0 | 0 | 0 | 0 | 0 | 0 | 0
| Civic Offices | Designed joints: Joint to existing building. (Labour - Superstructure Works (per £ spent)) | 1701142 | 8403590 | 2 | Superstructure | Labour Effort | Assembly | 2.7225 | Hours | 200 | 44 | 1 | FALSE | 1 | FALSE | 1 | [6 empty] | 0 | A5 | 0.14722 | 9.5348e-09 | 0.00079826 | 0.0001831 | 4.5435e-05 | 1.7771e-07 | 2.2672 | 160.6567 | 0.0005851
| Civic Offices | Designed joints: Joint to existing building. (Labour - Superstructure Works (per £ spent)) | 1701142 | 8403590 | 2 | Superstructure | Labour Effort | Assembly | 2.7225 | Hours | 200 | 44 | 1 | FALSE | 1 | FALSE | 1 | [6 empty] | 0 | A4 | 12.9182 | 2.3211e-06 | 0.042299 | 0.011433 | 0.0072161 | 4.5052e-05 | 192.5666 | 29.4035 | 0.05316
| Civic Offices | Designed joints: Joint to existing building. (Labour - Superstructure Works (per £ spent)) | 1701142 | 8403591 | 2 | Superstructure | Labour effort | Assembly | 1.3612 | Hours | 10 | 44 | 1 | FALSE | 1 | FALSE | 1 | [6 empty] | 0 | A5 | 0.073612 | 4.7674e-09 | 0.00039913 | 9.1551e-05 | 2.2718e-05 | 8.8857e-08 | 1.1336 | 80.3284 | 0.00029255
| Civic Offices | Designed joints: Joint to existing building. (Labour - Superstructure Works (per £ spent)) | 1701142 | 8403591 | 2 | Superstructure | Labour effort | Assembly | 1.3612 | Hours | 10 | 44 | 1 | FALSE | 1 | FALSE | 1 | [6 empty] | 0 | A4 | 12.9182 | 2.3211e-06 | 0.042299 | 0.011433 | 0.0072161 | 4.5052e-05 | 192.5666 | 29.4035 | 0.05316
| Civic Offices | Designed joints: Joint to existing building. (Labour - Superstructure Works (per £ spent)) | 1701142 | 8403591 | 2 | Superstructure | Labour effort | Assembly | 1.3612 | Hours | 10 | 44 | 1 | FALSE | 1 | FALSE | 1 | [6 empty] | 10 | B4B5 | 12.9918 | 2.3259e-06 | 0.042698 | 0.011524 | 0.0072388 | 4.5141e-05 | 193.7002 | 109.7319 | 0.053453
| Civic Offices | Designed joints: Joint to existing building. (Labour - Superstructure Works (per £ spent)) | 1701142 | 8403591 | 2 | Superstructure | Labour effort | Assembly | 1.3612 | Hours | 10 | 44 | 1 | FALSE | 1 | FALSE | 1 | [6 empty] | 20 | B4B5 | 12.9918 | 2.3259e-06 | 0.042698 | 0.011524 | 0.0072388 | 4.5141e-05 | 193.7002 | 109.7319 | 0.053453
| Civic Offices | Designed joints: Joint to existing building. (Labour - Superstructure Works (per £ spent)) | 1701142 | 8403591 | 2 | Superstructure | Labour effort | Assembly | 1.3612 | Hours | 10 | 44 | 1 | FALSE | 1 | FALSE | 1 | [6 empty] | 30 | B4B5 | 12.9918 | 2.3259e-06 | 0.042698 | 0.011524 | 0.0072388 | 4.5141e-05 | 193.7002 | 109.7319 | 0.053453
| Civic Offices | Designed joints: Joint to existing building. (Labour - Superstructure Works (per £ spent)) | 1701142 | 8403591 | 2 | Superstructure | Labour effort | Assembly | 1.3612 | Hours | 10 | 44 | 1 | FALSE | 1 | FALSE | 1 | [6 empty] | 40 | B4B5 | 12.9918 | 2.3259e-06 | 0.042698 | 0.011524 | 0.0072388 | 4.5141e-05 | 193.7002 | 109.7319 | 0.053453
| Civic Offices | Designed joints: Joint to existing building. (Labour - Superstructure Works (per £ spent)) | 1701142 | 8403591 | 2 | Superstructure | Labour effort | Assembly | 1.3612 | Hours | 10 | 44 | 1 | FALSE | 1 | FALSE | 1 | [6 empty] | 50 | B4B5 | 12.9918 | 2.3259e-06 | 0.042698 | 0.011524 | 0.0072388 | 4.5141e-05 | 193.7002 | 109.7319 | 0.053453
| Civic Offices | Designed joints: Joint to existing building. (Labour - Superstructure Works (per £ spent)) | 1701142 | 8403592 | 2 | Superstructure | Labour Effort | Assembly | 1.3612 | Hours | 20 | 44 | 1 | FALSE | 1 | FALSE | 1 | [6 empty] | 0 | A5 | 0.073612 | 4.7674e-09 | 0.00039913 | 9.1551e-05 | 2.2718e-05 | 8.8857e-08 | 1.1336 | 80.3284 | 0.00029255
| Civic Offices | Designed joints: Joint to existing building. (Labour - Superstructure Works (per £ spent)) | 1701142 | 8403592 | 2 | Superstructure | Labour Effort | Assembly | 1.3612 | Hours | 20 | 44 | 1 | FALSE | 1 | FALSE | 1 | [6 empty] | 0 | A4 | 12.9182 | 2.3211e-06 | 0.042299 | 0.011433 | 0.0072161 | 4.5052e-05 | 192.5666 | 29.4035 | 0.05316
| Civic Offices | Designed joints: Joint to existing building. (Labour - Superstructure Works (per £ spent)) | 1701142 | 8403592 | 2 | Superstructure | Labour Effort | Assembly | 1.3612 | Hours | 20 | 44 | 1 | FALSE | 1 | FALSE | 1 | [6 empty] | 20 | B4B5 | 12.9918 | 2.3259e-06 | 0.042698 | 0.011524 | 0.0072388 | 4.5141e-05 | 193.7002 | 109.7319 | 0.053453
| Civic Offices | Designed joints: Joint to existing building. (Labour - Superstructure Works (per £ spent)) | 1701142 | 8403592 | 2 | Superstructure | Labour Effort | Assembly | 1.3612 | Hours | 20 | 44 | 1 | FALSE | 1 | FALSE | 1 | [6 empty] | 40 | B4B5 | 12.9918 | 2.3259e-06 | 0.042698 | 0.011524 | 0.0072388 | 4.5141e-05 | 193.7002 | 109.7319 | 0.053453
| Civic Offices | Designed joints: Joint to existing building. (Labour - Superstructure Works (per £ spent)) | 1701142 | 8403593 | 2 | Superstructure | Labour Effort | Assembly | 0.22687 | Hours | 10 | 44 | 1 | FALSE | 1 | FALSE | 1 | [6 empty] | 0 | A5 | 0.012269 | 7.9457e-10 | 6.6521e-05 | 1.5258e-05 | 3.7863e-06 | 1.4809e-08 | 0.18893 | 9.0774 | 4.8758e-05
| Civic Offices | Designed joints: Joint to existing building. (Labour - Superstructure Works (per £ spent)) | 1701142 | 8403593 | 2 | Superstructure | Labour Effort | Assembly | 0.22687 | Hours | 10 | 44 | 1 | FALSE | 1 | FALSE | 1 | [6 empty] | 0 | A4 | 0 | 0 | 0 | 0 | 0 | 0 | 0 | 0 | 0
| Civic Offices | Designed joints: Joint to existing building. (Labour - Superstructure Works (per £ spent)) | 1701142 | 8403593 | 2 | Superstructure | Labour Effort | Assembly | 0.22687 | Hours | 10 | 44 | 1 | FALSE | 1 | FALSE | 1 | [6 empty] | 10 | B4B5 | 0.012269 | 7.9457e-10 | 6.6521e-05 | 1.5258e-05 | 3.7863e-06 | 1.4809e-08 | 0.18893 | 9.0774 | 4.8758e-05
| Civic Offices | Designed joints: Joint to existing building. (Labour - Superstructure Works (per £ spent)) | 1701142 | 8403593 | 2 | Superstructure | Labour Effort | Assembly | 0.22687 | Hours | 10 | 44 | 1 | FALSE | 1 | FALSE | 1 | [6 empty] | 20 | B4B5 | 0.012269 | 7.9457e-10 | 6.6521e-05 | 1.5258e-05 | 3.7863e-06 | 1.4809e-08 | 0.18893 | 9.0774 | 4.8758e-05
| Civic Offices | Designed joints: Joint to existing building. (Labour - Superstructure Works (per £ spent)) | 1701142 | 8403593 | 2 | Superstructure | Labour Effort | Assembly | 0.22687 | Hours | 10 | 44 | 1 | FALSE | 1 | FALSE | 1 | [6 empty] | 30 | B4B5 | 0.012269 | 7.9457e-10 | 6.6521e-05 | 1.5258e-05 | 3.7863e-06 | 1.4809e-08 | 0.18893 | 9.0774 | 4.8758e-05
| Civic Offices | Designed joints: Joint to existing building. (Labour - Superstructure Works (per £ spent)) | 1701142 | 8403593 | 2 | Superstructure | Labour Effort | Assembly | 0.22687 | Hours | 10 | 44 | 1 | FALSE | 1 | FALSE | 1 | [6 empty] | 40 | B4B5 | 0.012269 | 7.9457e-10 | 6.6521e-05 | 1.5258e-05 | 3.7863e-06 | 1.4809e-08 | 0.18893 | 9.0774 | 4.8758e-05
| Civic Offices | Designed joints: Joint to existing building. (Labour - Superstructure Works (per £ spent)) | 1701142 | 8403593 | 2 | Superstructure | Labour Effort | Assembly | 0.22687 | Hours | 10 | 44 | 1 | FALSE | 1 | FALSE | 1 | [6 empty] | 50 | B4B5 | 0.012269 | 7.9457e-10 | 6.6521e-05 | 1.5258e-05 | 3.7863e-06 | 1.4809e-08 | 0.18893 | 9.0774 | 4.8758e-05
| Civic Offices | Designed joints: Joint to existing building. (Labour - Superstructure Works (per £ spent)) | 1701142 | 8403594 | 2 | Superstructure | Labour Effort | Assembly | 0.22687 | Hours | 20 | 44 | 1 | FALSE | 1 | FALSE | 1 | [6 empty] | 0 | A5 | 0.012269 | 7.9457e-10 | 6.6521e-05 | 1.5258e-05 | 3.7863e-06 | 1.4809e-08 | 0.18893 | 9.0774 | 4.8758e-05
| Civic Offices | Designed joints: Joint to existing building. (Labour - Superstructure Works (per £ spent)) | 1701142 | 8403594 | 2 | Superstructure | Labour Effort | Assembly | 0.22687 | Hours | 20 | 44 | 1 | FALSE | 1 | FALSE | 1 | [6 empty] | 0 | A4 | 0 | 0 | 0 | 0 | 0 | 0 | 0 | 0 | 0
| Civic Offices | Designed joints: Joint to existing building. (Labour - Superstructure Works (per £ spent)) | 1701142 | 8403594 | 2 | Superstructure | Labour Effort | Assembly | 0.22687 | Hours | 20 | 44 | 1 | FALSE | 1 | FALSE | 1 | [6 empty] | 20 | B4B5 | 0.012269 | 7.9457e-10 | 6.6521e-05 | 1.5258e-05 | 3.7863e-06 | 1.4809e-08 | 0.18893 | 9.0774 | 4.8758e-05
| Civic Offices | Designed joints: Joint to existing building. (Labour - Superstructure Works (per £ spent)) | 1701142 | 8403594 | 2 | Superstructure | Labour Effort | Assembly | 0.22687 | Hours | 20 | 44 | 1 | FALSE | 1 | FALSE | 1 | [6 empty] | 40 | B4B5 | 0.012269 | 7.9457e-10 | 6.6521e-05 | 1.5258e-05 | 3.7863e-06 | 1.4809e-08 | 0.18893 | 9.0774 | 4.8758e-05
| Civic Offices | Surface treatments: details to be stated power float finish. (Labour - Superstructure Works (per £ spent)) | 1701143 | 8403595 | 2 | Superstructure | Labour Effort | Assembly | 11.5278 | Hours | 200 | 44 | 1 | FALSE | 1 | FALSE | 1 | [6 empty] | 0 | A5 | 0.62339 | 4.0373e-08 | 0.0033801 | 0.00077531 | 0.00019239 | 7.5249e-07 | 9.5999 | 461.2397 | 0.0024775
| Civic Offices | Surface treatments: details to be stated power float finish. (Labour - Superstructure Works (per £ spent)) | 1701143 | 8403595 | 2 | Superstructure | Labour Effort | Assembly | 11.5278 | Hours | 200 | 44 | 1 | FALSE | 1 | FALSE | 1 | [6 empty] | 0 | A4 | 0 | 0 | 0 | 0 | 0 | 0 | 0 | 0 | 0
| Civic Offices | Surface treatments: details to be stated power float finish. (Labour - Superstructure Works (per £ spent)) | 1701143 | 8403596 | 2 | Superstructure | Labour Effort | Assembly | 69.167 | Hours | 200 | 44 | 1 | FALSE | 1 | FALSE | 1 | [6 empty] | 0 | A5 | 3.7403 | 2.4224e-07 | 0.02028 | 0.0046518 | 0.0011543 | 4.515e-06 | 57.5995 | 4081.6117 | 0.014865
| Civic Offices | Surface treatments: details to be stated power float finish. (Labour - Superstructure Works (per £ spent)) | 1701143 | 8403596 | 2 | Superstructure | Labour Effort | Assembly | 69.167 | Hours | 200 | 44 | 1 | FALSE | 1 | FALSE | 1 | [6 empty] | 0 | A4 | 116.2637 | 2.089e-05 | 0.38069 | 0.10289 | 0.064945 | 0.00040547 | 1733.0992 | 264.6316 | 0.47844
| Civic Offices | Surface treatments: details to be stated power float finish. (Labour - Superstructure Works (per £ spent)) | 1701143 | 8403597 | 2 | Superstructure | Labour effort | Assembly | 34.5835 | Hours | 10 | 44 | 1 | FALSE | 1 | FALSE | 1 | [6 empty] | 0 | A5 | 1.8702 | 1.2112e-07 | 0.01014 | 0.0023259 | 0.00057716 | 2.2575e-06 | 28.7997 | 2040.8058 | 0.0074324
| Civic Offices | Surface treatments: details to be stated power float finish. (Labour - Superstructure Works (per £ spent)) | 1701143 | 8403597 | 2 | Superstructure | Labour effort | Assembly | 34.5835 | Hours | 10 | 44 | 1 | FALSE | 1 | FALSE | 1 | [6 empty] | 0 | A4 | 64.5909 | 1.1605e-05 | 0.21149 | 0.057163 | 0.03608 | 0.00022526 | 962.8329 | 147.0175 | 0.2658
| Civic Offices | Surface treatments: details to be stated power float finish. (Labour - Superstructure Works (per £ spent)) | 1701143 | 8403597 | 2 | Superstructure | Labour effort | Assembly | 34.5835 | Hours | 10 | 44 | 1 | FALSE | 1 | FALSE | 1 | [6 empty] | 10 | B4B5 | 66.4611 | 1.1727e-05 | 0.22163 | 0.059489 | 0.036658 | 0.00022752 | 991.6326 | 2187.8234 | 0.27323
| Civic Offices | Surface treatments: details to be stated power float finish. (Labour - Superstructure Works (per £ spent)) | 1701143 | 8403597 | 2 | Superstructure | Labour effort | Assembly | 34.5835 | Hours | 10 | 44 | 1 | FALSE | 1 | FALSE | 1 | [6 empty] | 20 | B4B5 | 66.4611 | 1.1727e-05 | 0.22163 | 0.059489 | 0.036658 | 0.00022752 | 991.6326 | 2187.8234 | 0.27323
| Civic Offices | Surface treatments: details to be stated power float finish. (Labour - Superstructure Works (per £ spent)) | 1701143 | 8403597 | 2 | Superstructure | Labour effort | Assembly | 34.5835 | Hours | 10 | 44 | 1 | FALSE | 1 | FALSE | 1 | [6 empty] | 30 | B4B5 | 66.4611 | 1.1727e-05 | 0.22163 | 0.059489 | 0.036658 | 0.00022752 | 991.6326 | 2187.8234 | 0.27323
| Civic Offices | Surface treatments: details to be stated power float finish. (Labour - Superstructure Works (per £ spent)) | 1701143 | 8403597 | 2 | Superstructure | Labour effort | Assembly | 34.5835 | Hours | 10 | 44 | 1 | FALSE | 1 | FALSE | 1 | [6 empty] | 40 | B4B5 | 66.4611 | 1.1727e-05 | 0.22163 | 0.059489 | 0.036658 | 0.00022752 | 991.6326 | 2187.8234 | 0.27323
| Civic Offices | Surface treatments: details to be stated power float finish. (Labour - Superstructure Works (per £ spent)) | 1701143 | 8403597 | 2 | Superstructure | Labour effort | Assembly | 34.5835 | Hours | 10 | 44 | 1 | FALSE | 1 | FALSE | 1 | [6 empty] | 50 | B4B5 | 66.4611 | 1.1727e-05 | 0.22163 | 0.059489 | 0.036658 | 0.00022752 | 991.6326 | 2187.8234 | 0.27323
| Civic Offices | Surface treatments: details to be stated power float finish. (Labour - Superstructure Works (per £ spent)) | 1701143 | 8403598 | 2 | Superstructure | Labour Effort | Assembly | 34.5835 | Hours | 20 | 44 | 1 | FALSE | 1 | FALSE | 1 | [6 empty] | 0 | A5 | 1.8702 | 1.2112e-07 | 0.01014 | 0.0023259 | 0.00057716 | 2.2575e-06 | 28.7997 | 2040.8058 | 0.0074324
| Civic Offices | Surface treatments: details to be stated power float finish. (Labour - Superstructure Works (per £ spent)) | 1701143 | 8403598 | 2 | Superstructure | Labour Effort | Assembly | 34.5835 | Hours | 20 | 44 | 1 | FALSE | 1 | FALSE | 1 | [6 empty] | 0 | A4 | 64.5909 | 1.1605e-05 | 0.21149 | 0.057163 | 0.03608 | 0.00022526 | 962.8329 | 147.0175 | 0.2658
| Civic Offices | Surface treatments: details to be stated power float finish. (Labour - Superstructure Works (per £ spent)) | 1701143 | 8403598 | 2 | Superstructure | Labour Effort | Assembly | 34.5835 | Hours | 20 | 44 | 1 | FALSE | 1 | FALSE | 1 | [6 empty] | 20 | B4B5 | 66.4611 | 1.1727e-05 | 0.22163 | 0.059489 | 0.036658 | 0.00022752 | 991.6326 | 2187.8234 | 0.27323
| Civic Offices | Surface treatments: details to be stated power float finish. (Labour - Superstructure Works (per £ spent)) | 1701143 | 8403598 | 2 | Superstructure | Labour Effort | Assembly | 34.5835 | Hours | 20 | 44 | 1 | FALSE | 1 | FALSE | 1 | [6 empty] | 40 | B4B5 | 66.4611 | 1.1727e-05 | 0.22163 | 0.059489 | 0.036658 | 0.00022752 | 991.6326 | 2187.8234 | 0.27323
| Civic Offices | Surface treatments: details to be stated power float finish. (Labour - Superstructure Works (per £ spent)) | 1701143 | 8403599 | 2 | Superstructure | Labour Effort | Assembly | 5.7639 | Hours | 10 | 44 | 1 | FALSE | 1 | FALSE | 1 | [6 empty] | 0 | A5 | 0.31169 | 2.0187e-08 | 0.00169 | 0.00038765 | 9.6193e-05 | 3.7625e-07 | 4.8 | 230.6198 | 0.0012387
| Civic Offices | Surface treatments: details to be stated power float finish. (Labour - Superstructure Works (per £ spent)) | 1701143 | 8403599 | 2 | Superstructure | Labour Effort | Assembly | 5.7639 | Hours | 10 | 44 | 1 | FALSE | 1 | FALSE | 1 | [6 empty] | 0 | A4 | 0 | 0 | 0 | 0 | 0 | 0 | 0 | 0 | 0
| Civic Offices | Surface treatments: details to be stated power float finish. (Labour - Superstructure Works (per £ spent)) | 1701143 | 8403599 | 2 | Superstructure | Labour Effort | Assembly | 5.7639 | Hours | 10 | 44 | 1 | FALSE | 1 | FALSE | 1 | [6 empty] | 10 | B4B5 | 0.31169 | 2.0187e-08 | 0.00169 | 0.00038765 | 9.6193e-05 | 3.7625e-07 | 4.8 | 230.6198 | 0.0012387
| Civic Offices | Surface treatments: details to be stated power float finish. (Labour - Superstructure Works (per £ spent)) | 1701143 | 8403599 | 2 | Superstructure | Labour Effort | Assembly | 5.7639 | Hours | 10 | 44 | 1 | FALSE | 1 | FALSE | 1 | [6 empty] | 20 | B4B5 | 0.31169 | 2.0187e-08 | 0.00169 | 0.00038765 | 9.6193e-05 | 3.7625e-07 | 4.8 | 230.6198 | 0.0012387
| Civic Offices | Surface treatments: details to be stated power float finish. (Labour - Superstructure Works (per £ spent)) | 1701143 | 8403599 | 2 | Superstructure | Labour Effort | Assembly | 5.7639 | Hours | 10 | 44 | 1 | FALSE | 1 | FALSE | 1 | [6 empty] | 30 | B4B5 | 0.31169 | 2.0187e-08 | 0.00169 | 0.00038765 | 9.6193e-05 | 3.7625e-07 | 4.8 | 230.6198 | 0.0012387
| Civic Offices | Surface treatments: details to be stated power float finish. (Labour - Superstructure Works (per £ spent)) | 1701143 | 8403599 | 2 | Superstructure | Labour Effort | Assembly | 5.7639 | Hours | 10 | 44 | 1 | FALSE | 1 | FALSE | 1 | [6 empty] | 40 | B4B5 | 0.31169 | 2.0187e-08 | 0.00169 | 0.00038765 | 9.6193e-05 | 3.7625e-07 | 4.8 | 230.6198 | 0.0012387
| Civic Offices | Surface treatments: details to be stated power float finish. (Labour - Superstructure Works (per £ spent)) | 1701143 | 8403599 | 2 | Superstructure | Labour Effort | Assembly | 5.7639 | Hours | 10 | 44 | 1 | FALSE | 1 | FALSE | 1 | [6 empty] | 50 | B4B5 | 0.31169 | 2.0187e-08 | 0.00169 | 0.00038765 | 9.6193e-05 | 3.7625e-07 | 4.8 | 230.6198 | 0.0012387
| Civic Offices | Surface treatments: details to be stated power float finish. (Labour - Superstructure Works (per £ spent)) | 1701143 | 8403600 | 2 | Superstructure | Labour Effort | Assembly | 5.7639 | Hours | 20 | 44 | 1 | FALSE | 1 | FALSE | 1 | [6 empty] | 0 | A5 | 0.31169 | 2.0187e-08 | 0.00169 | 0.00038765 | 9.6193e-05 | 3.7625e-07 | 4.8 | 230.6198 | 0.0012387
| Civic Offices | Surface treatments: details to be stated power float finish. (Labour - Superstructure Works (per £ spent)) | 1701143 | 8403600 | 2 | Superstructure | Labour Effort | Assembly | 5.7639 | Hours | 20 | 44 | 1 | FALSE | 1 | FALSE | 1 | [6 empty] | 0 | A4 | 0 | 0 | 0 | 0 | 0 | 0 | 0 | 0 | 0
| Civic Offices | Surface treatments: details to be stated power float finish. (Labour - Superstructure Works (per £ spent)) | 1701143 | 8403600 | 2 | Superstructure | Labour Effort | Assembly | 5.7639 | Hours | 20 | 44 | 1 | FALSE | 1 | FALSE | 1 | [6 empty] | 20 | B4B5 | 0.31169 | 2.0187e-08 | 0.00169 | 0.00038765 | 9.6193e-05 | 3.7625e-07 | 4.8 | 230.6198 | 0.0012387
| Civic Offices | Surface treatments: details to be stated power float finish. (Labour - Superstructure Works (per £ spent)) | 1701143 | 8403600 | 2 | Superstructure | Labour Effort | Assembly | 5.7639 | Hours | 20 | 44 | 1 | FALSE | 1 | FALSE | 1 | [6 empty] | 40 | B4B5 | 0.31169 | 2.0187e-08 | 0.00169 | 0.00038765 | 9.6193e-05 | 3.7625e-07 | 4.8 | 230.6198 | 0.0012387
| Civic Offices | Edge formwork: details of formwork finish to be stated. (Labour - Superstructure Works (per £ spent)) | 1701144 | 8403601 | 2 | Superstructure | Labour Effort | Assembly | 5.9831 | Hours | 200 | 44 | 1 | FALSE | 1 | FALSE | 1 | [6 empty] | 0 | A5 | 0.32355 | 2.0954e-08 | 0.0017543 | 0.0004024 | 9.9851e-05 | 3.9056e-07 | 4.9825 | 239.3903 | 0.0012858
| Civic Offices | Edge formwork: details of formwork finish to be stated. (Labour - Superstructure Works (per £ spent)) | 1701144 | 8403601 | 2 | Superstructure | Labour Effort | Assembly | 5.9831 | Hours | 200 | 44 | 1 | FALSE | 1 | FALSE | 1 | [6 empty] | 0 | A4 | 0 | 0 | 0 | 0 | 0 | 0 | 0 | 0 | 0
| Civic Offices | Edge formwork: details of formwork finish to be stated. (Labour - Superstructure Works (per £ spent)) | 1701144 | 8403602 | 2 | Superstructure | Labour Effort | Assembly | 35.8987 | Hours | 200 | 44 | 1 | FALSE | 1 | FALSE | 1 | [6 empty] | 0 | A5 | 1.9413 | 1.2573e-07 | 0.010526 | 0.0024144 | 0.00059911 | 2.3433e-06 | 29.895 | 2118.4178 | 0.0077151
| Civic Offices | Edge formwork: details of formwork finish to be stated. (Labour - Superstructure Works (per £ spent)) | 1701144 | 8403602 | 2 | Superstructure | Labour Effort | Assembly | 35.8987 | Hours | 200 | 44 | 1 | FALSE | 1 | FALSE | 1 | [6 empty] | 0 | A4 | 64.5909 | 1.1605e-05 | 0.21149 | 0.057163 | 0.03608 | 0.00022526 | 962.8329 | 147.0175 | 0.2658
| Civic Offices | Edge formwork: details of formwork finish to be stated. (Labour - Superstructure Works (per £ spent)) | 1701144 | 8403603 | 2 | Superstructure | Labour effort | Assembly | 17.9494 | Hours | 10 | 44 | 1 | FALSE | 1 | FALSE | 1 | [6 empty] | 0 | A5 | 0.97064 | 6.2863e-08 | 0.0052629 | 0.0012072 | 0.00029955 | 1.1717e-06 | 14.9475 | 1059.2089 | 0.0038575
| Civic Offices | Edge formwork: details of formwork finish to be stated. (Labour - Superstructure Works (per £ spent)) | 1701144 | 8403603 | 2 | Superstructure | Labour effort | Assembly | 17.9494 | Hours | 10 | 44 | 1 | FALSE | 1 | FALSE | 1 | [6 empty] | 0 | A4 | 38.7546 | 6.9633e-06 | 0.1269 | 0.034298 | 0.021648 | 0.00013516 | 577.6997 | 88.2105 | 0.15948
| Civic Offices | Edge formwork: details of formwork finish to be stated. (Labour - Superstructure Works (per £ spent)) | 1701144 | 8403603 | 2 | Superstructure | Labour effort | Assembly | 17.9494 | Hours | 10 | 44 | 1 | FALSE | 1 | FALSE | 1 | [6 empty] | 10 | B4B5 | 39.7252 | 7.0261e-06 | 0.13216 | 0.035505 | 0.021948 | 0.00013633 | 592.6472 | 1147.4194 | 0.16334
| Civic Offices | Edge formwork: details of formwork finish to be stated. (Labour - Superstructure Works (per £ spent)) | 1701144 | 8403603 | 2 | Superstructure | Labour effort | Assembly | 17.9494 | Hours | 10 | 44 | 1 | FALSE | 1 | FALSE | 1 | [6 empty] | 20 | B4B5 | 39.7252 | 7.0261e-06 | 0.13216 | 0.035505 | 0.021948 | 0.00013633 | 592.6472 | 1147.4194 | 0.16334
| Civic Offices | Edge formwork: details of formwork finish to be stated. (Labour - Superstructure Works (per £ spent)) | 1701144 | 8403603 | 2 | Superstructure | Labour effort | Assembly | 17.9494 | Hours | 10 | 44 | 1 | FALSE | 1 | FALSE | 1 | [6 empty] | 30 | B4B5 | 39.7252 | 7.0261e-06 | 0.13216 | 0.035505 | 0.021948 | 0.00013633 | 592.6472 | 1147.4194 | 0.16334
| Civic Offices | Edge formwork: details of formwork finish to be stated. (Labour - Superstructure Works (per £ spent)) | 1701144 | 8403603 | 2 | Superstructure | Labour effort | Assembly | 17.9494 | Hours | 10 | 44 | 1 | FALSE | 1 | FALSE | 1 | [6 empty] | 40 | B4B5 | 39.7252 | 7.0261e-06 | 0.13216 | 0.035505 | 0.021948 | 0.00013633 | 592.6472 | 1147.4194 | 0.16334
| Civic Offices | Edge formwork: details of formwork finish to be stated. (Labour - Superstructure Works (per £ spent)) | 1701144 | 8403603 | 2 | Superstructure | Labour effort | Assembly | 17.9494 | Hours | 10 | 44 | 1 | FALSE | 1 | FALSE | 1 | [6 empty] | 50 | B4B5 | 39.7252 | 7.0261e-06 | 0.13216 | 0.035505 | 0.021948 | 0.00013633 | 592.6472 | 1147.4194 | 0.16334
| Civic Offices | Edge formwork: details of formwork finish to be stated. (Labour - Superstructure Works (per £ spent)) | 1701144 | 8403604 | 2 | Superstructure | Labour Effort | Assembly | 17.9494 | Hours | 20 | 44 | 1 | FALSE | 1 | FALSE | 1 | [6 empty] | 0 | A5 | 0.97064 | 6.2863e-08 | 0.0052629 | 0.0012072 | 0.00029955 | 1.1717e-06 | 14.9475 | 1059.2089 | 0.0038575
| Civic Offices | Edge formwork: details of formwork finish to be stated. (Labour - Superstructure Works (per £ spent)) | 1701144 | 8403604 | 2 | Superstructure | Labour Effort | Assembly | 17.9494 | Hours | 20 | 44 | 1 | FALSE | 1 | FALSE | 1 | [6 empty] | 0 | A4 | 38.7546 | 6.9633e-06 | 0.1269 | 0.034298 | 0.021648 | 0.00013516 | 577.6997 | 88.2105 | 0.15948
| Civic Offices | Edge formwork: details of formwork finish to be stated. (Labour - Superstructure Works (per £ spent)) | 1701144 | 8403604 | 2 | Superstructure | Labour Effort | Assembly | 17.9494 | Hours | 20 | 44 | 1 | FALSE | 1 | FALSE | 1 | [6 empty] | 20 | B4B5 | 39.7252 | 7.0261e-06 | 0.13216 | 0.035505 | 0.021948 | 0.00013633 | 592.6472 | 1147.4194 | 0.16334
| Civic Offices | Edge formwork: details of formwork finish to be stated. (Labour - Superstructure Works (per £ spent)) | 1701144 | 8403604 | 2 | Superstructure | Labour Effort | Assembly | 17.9494 | Hours | 20 | 44 | 1 | FALSE | 1 | FALSE | 1 | [6 empty] | 40 | B4B5 | 39.7252 | 7.0261e-06 | 0.13216 | 0.035505 | 0.021948 | 0.00013633 | 592.6472 | 1147.4194 | 0.16334
| Civic Offices | Edge formwork: details of formwork finish to be stated. (Labour - Superstructure Works (per £ spent)) | 1701144 | 8403605 | 2 | Superstructure | Labour Effort | Assembly | 2.9916 | Hours | 10 | 44 | 1 | FALSE | 1 | FALSE | 1 | [6 empty] | 0 | A5 | 0.16177 | 1.0477e-08 | 0.00087715 | 0.0002012 | 4.9926e-05 | 1.9528e-07 | 2.4912 | 119.6952 | 0.00064292
| Civic Offices | Edge formwork: details of formwork finish to be stated. (Labour - Superstructure Works (per £ spent)) | 1701144 | 8403605 | 2 | Superstructure | Labour Effort | Assembly | 2.9916 | Hours | 10 | 44 | 1 | FALSE | 1 | FALSE | 1 | [6 empty] | 0 | A4 | 0 | 0 | 0 | 0 | 0 | 0 | 0 | 0 | 0
| Civic Offices | Edge formwork: details of formwork finish to be stated. (Labour - Superstructure Works (per £ spent)) | 1701144 | 8403605 | 2 | Superstructure | Labour Effort | Assembly | 2.9916 | Hours | 10 | 44 | 1 | FALSE | 1 | FALSE | 1 | [6 empty] | 10 | B4B5 | 0.16177 | 1.0477e-08 | 0.00087715 | 0.0002012 | 4.9926e-05 | 1.9528e-07 | 2.4912 | 119.6952 | 0.00064292
| Civic Offices | Edge formwork: details of formwork finish to be stated. (Labour - Superstructure Works (per £ spent)) | 1701144 | 8403605 | 2 | Superstructure | Labour Effort | Assembly | 2.9916 | Hours | 10 | 44 | 1 | FALSE | 1 | FALSE | 1 | [6 empty] | 20 | B4B5 | 0.16177 | 1.0477e-08 | 0.00087715 | 0.0002012 | 4.9926e-05 | 1.9528e-07 | 2.4912 | 119.6952 | 0.00064292
| Civic Offices | Edge formwork: details of formwork finish to be stated. (Labour - Superstructure Works (per £ spent)) | 1701144 | 8403605 | 2 | Superstructure | Labour Effort | Assembly | 2.9916 | Hours | 10 | 44 | 1 | FALSE | 1 | FALSE | 1 | [6 empty] | 30 | B4B5 | 0.16177 | 1.0477e-08 | 0.00087715 | 0.0002012 | 4.9926e-05 | 1.9528e-07 | 2.4912 | 119.6952 | 0.00064292
| Civic Offices | Edge formwork: details of formwork finish to be stated. (Labour - Superstructure Works (per £ spent)) | 1701144 | 8403605 | 2 | Superstructure | Labour Effort | Assembly | 2.9916 | Hours | 10 | 44 | 1 | FALSE | 1 | FALSE | 1 | [6 empty] | 40 | B4B5 | 0.16177 | 1.0477e-08 | 0.00087715 | 0.0002012 | 4.9926e-05 | 1.9528e-07 | 2.4912 | 119.6952 | 0.00064292
| Civic Offices | Edge formwork: details of formwork finish to be stated. (Labour - Superstructure Works (per £ spent)) | 1701144 | 8403605 | 2 | Superstructure | Labour Effort | Assembly | 2.9916 | Hours | 10 | 44 | 1 | FALSE | 1 | FALSE | 1 | [6 empty] | 50 | B4B5 | 0.16177 | 1.0477e-08 | 0.00087715 | 0.0002012 | 4.9926e-05 | 1.9528e-07 | 2.4912 | 119.6952 | 0.00064292
| Civic Offices | Edge formwork: details of formwork finish to be stated. (Labour - Superstructure Works (per £ spent)) | 1701144 | 8403606 | 2 | Superstructure | Labour Effort | Assembly | 2.9916 | Hours | 20 | 44 | 1 | FALSE | 1 | FALSE | 1 | [6 empty] | 0 | A5 | 0.16177 | 1.0477e-08 | 0.00087715 | 0.0002012 | 4.9926e-05 | 1.9528e-07 | 2.4912 | 119.6952 | 0.00064292
| Civic Offices | Edge formwork: details of formwork finish to be stated. (Labour - Superstructure Works (per £ spent)) | 1701144 | 8403606 | 2 | Superstructure | Labour Effort | Assembly | 2.9916 | Hours | 20 | 44 | 1 | FALSE | 1 | FALSE | 1 | [6 empty] | 0 | A4 | 0 | 0 | 0 | 0 | 0 | 0 | 0 | 0 | 0
| Civic Offices | Edge formwork: details of formwork finish to be stated. (Labour - Superstructure Works (per £ spent)) | 1701144 | 8403606 | 2 | Superstructure | Labour Effort | Assembly | 2.9916 | Hours | 20 | 44 | 1 | FALSE | 1 | FALSE | 1 | [6 empty] | 20 | B4B5 | 0.16177 | 1.0477e-08 | 0.00087715 | 0.0002012 | 4.9926e-05 | 1.9528e-07 | 2.4912 | 119.6952 | 0.00064292
| Civic Offices | Edge formwork: details of formwork finish to be stated. (Labour - Superstructure Works (per £ spent)) | 1701144 | 8403606 | 2 | Superstructure | Labour Effort | Assembly | 2.9916 | Hours | 20 | 44 | 1 | FALSE | 1 | FALSE | 1 | [6 empty] | 40 | B4B5 | 0.16177 | 1.0477e-08 | 0.00087715 | 0.0002012 | 4.9926e-05 | 1.9528e-07 | 2.4912 | 119.6952 | 0.00064292
| Civic Offices | Edge formwork: details of formwork finish to be stated. (Labour - Superstructure Works (per £ spent)) | 1701145 | 8403607 | 2 | Superstructure | Labour Effort | Assembly | 2.0397 | Hours | 200 | 44 | 1 | FALSE | 1 | FALSE | 1 | [6 empty] | 0 | A5 | 0.1103 | 7.1435e-09 | 0.00059805 | 0.00013718 | 3.404e-05 | 1.3314e-07 | 1.6986 | 81.6093 | 0.00043835
| Civic Offices | Edge formwork: details of formwork finish to be stated. (Labour - Superstructure Works (per £ spent)) | 1701145 | 8403607 | 2 | Superstructure | Labour Effort | Assembly | 2.0397 | Hours | 200 | 44 | 1 | FALSE | 1 | FALSE | 1 | [6 empty] | 0 | A4 | 0 | 0 | 0 | 0 | 0 | 0 | 0 | 0 | 0
| Civic Offices | Edge formwork: details of formwork finish to be stated. (Labour - Superstructure Works (per £ spent)) | 1701145 | 8403608 | 2 | Superstructure | Labour Effort | Assembly | 12.2381 | Hours | 200 | 44 | 1 | FALSE | 1 | FALSE | 1 | [6 empty] | 0 | A5 | 0.66179 | 4.2861e-08 | 0.0035883 | 0.00082307 | 0.00020424 | 7.9885e-07 | 10.1913 | 722.1791 | 0.0026301
| Civic Offices | Edge formwork: details of formwork finish to be stated. (Labour - Superstructure Works (per £ spent)) | 1701145 | 8403608 | 2 | Superstructure | Labour Effort | Assembly | 12.2381 | Hours | 200 | 44 | 1 | FALSE | 1 | FALSE | 1 | [6 empty] | 0 | A4 | 25.8364 | 4.6422e-06 | 0.084597 | 0.022865 | 0.014432 | 9.0104e-05 | 385.1331 | 58.807 | 0.10632
| Civic Offices | Edge formwork: details of formwork finish to be stated. (Labour - Superstructure Works (per £ spent)) | 1701145 | 8403609 | 2 | Superstructure | Labour effort | Assembly | 6.119 | Hours | 10 | 44 | 1 | FALSE | 1 | FALSE | 1 | [6 empty] | 0 | A5 | 0.3309 | 2.143e-08 | 0.0017942 | 0.00041154 | 0.00010212 | 3.9943e-07 | 5.0957 | 361.0895 | 0.0013151
| Civic Offices | Edge formwork: details of formwork finish to be stated. (Labour - Superstructure Works (per £ spent)) | 1701145 | 8403609 | 2 | Superstructure | Labour effort | Assembly | 6.119 | Hours | 10 | 44 | 1 | FALSE | 1 | FALSE | 1 | [6 empty] | 0 | A4 | 12.9182 | 2.3211e-06 | 0.042299 | 0.011433 | 0.0072161 | 4.5052e-05 | 192.5666 | 29.4035 | 0.05316
| Civic Offices | Edge formwork: details of formwork finish to be stated. (Labour - Superstructure Works (per £ spent)) | 1701145 | 8403609 | 2 | Superstructure | Labour effort | Assembly | 6.119 | Hours | 10 | 44 | 1 | FALSE | 1 | FALSE | 1 | [6 empty] | 10 | B4B5 | 13.2491 | 2.3425e-06 | 0.044093 | 0.011844 | 0.0073182 | 4.5451e-05 | 197.6622 | 390.493 | 0.054475
| Civic Offices | Edge formwork: details of formwork finish to be stated. (Labour - Superstructure Works (per £ spent)) | 1701145 | 8403609 | 2 | Superstructure | Labour effort | Assembly | 6.119 | Hours | 10 | 44 | 1 | FALSE | 1 | FALSE | 1 | [6 empty] | 20 | B4B5 | 13.2491 | 2.3425e-06 | 0.044093 | 0.011844 | 0.0073182 | 4.5451e-05 | 197.6622 | 390.493 | 0.054475
| Civic Offices | Edge formwork: details of formwork finish to be stated. (Labour - Superstructure Works (per £ spent)) | 1701145 | 8403609 | 2 | Superstructure | Labour effort | Assembly | 6.119 | Hours | 10 | 44 | 1 | FALSE | 1 | FALSE | 1 | [6 empty] | 30 | B4B5 | 13.2491 | 2.3425e-06 | 0.044093 | 0.011844 | 0.0073182 | 4.5451e-05 | 197.6622 | 390.493 | 0.054475
| Civic Offices | Edge formwork: details of formwork finish to be stated. (Labour - Superstructure Works (per £ spent)) | 1701145 | 8403609 | 2 | Superstructure | Labour effort | Assembly | 6.119 | Hours | 10 | 44 | 1 | FALSE | 1 | FALSE | 1 | [6 empty] | 40 | B4B5 | 13.2491 | 2.3425e-06 | 0.044093 | 0.011844 | 0.0073182 | 4.5451e-05 | 197.6622 | 390.493 | 0.054475
| Civic Offices | Edge formwork: details of formwork finish to be stated. (Labour - Superstructure Works (per £ spent)) | 1701145 | 8403609 | 2 | Superstructure | Labour effort | Assembly | 6.119 | Hours | 10 | 44 | 1 | FALSE | 1 | FALSE | 1 | [6 empty] | 50 | B4B5 | 13.2491 | 2.3425e-06 | 0.044093 | 0.011844 | 0.0073182 | 4.5451e-05 | 197.6622 | 390.493 | 0.054475
| Civic Offices | Edge formwork: details of formwork finish to be stated. (Labour - Superstructure Works (per £ spent)) | 1701145 | 8403610 | 2 | Superstructure | Labour Effort | Assembly | 6.119 | Hours | 20 | 44 | 1 | FALSE | 1 | FALSE | 1 | [6 empty] | 0 | A5 | 0.3309 | 2.143e-08 | 0.0017942 | 0.00041154 | 0.00010212 | 3.9943e-07 | 5.0957 | 361.0895 | 0.0013151
| Civic Offices | Edge formwork: details of formwork finish to be stated. (Labour - Superstructure Works (per £ spent)) | 1701145 | 8403610 | 2 | Superstructure | Labour Effort | Assembly | 6.119 | Hours | 20 | 44 | 1 | FALSE | 1 | FALSE | 1 | [6 empty] | 0 | A4 | 12.9182 | 2.3211e-06 | 0.042299 | 0.011433 | 0.0072161 | 4.5052e-05 | 192.5666 | 29.4035 | 0.05316
| Civic Offices | Edge formwork: details of formwork finish to be stated. (Labour - Superstructure Works (per £ spent)) | 1701145 | 8403610 | 2 | Superstructure | Labour Effort | Assembly | 6.119 | Hours | 20 | 44 | 1 | FALSE | 1 | FALSE | 1 | [6 empty] | 20 | B4B5 | 13.2491 | 2.3425e-06 | 0.044093 | 0.011844 | 0.0073182 | 4.5451e-05 | 197.6622 | 390.493 | 0.054475
| Civic Offices | Edge formwork: details of formwork finish to be stated. (Labour - Superstructure Works (per £ spent)) | 1701145 | 8403610 | 2 | Superstructure | Labour Effort | Assembly | 6.119 | Hours | 20 | 44 | 1 | FALSE | 1 | FALSE | 1 | [6 empty] | 40 | B4B5 | 13.2491 | 2.3425e-06 | 0.044093 | 0.011844 | 0.0073182 | 4.5451e-05 | 197.6622 | 390.493 | 0.054475
| Civic Offices | Edge formwork: details of formwork finish to be stated. (Labour - Superstructure Works (per £ spent)) | 1701145 | 8403611 | 2 | Superstructure | Labour Effort | Assembly | 1.0198 | Hours | 10 | 44 | 1 | FALSE | 1 | FALSE | 1 | [6 empty] | 0 | A5 | 0.055149 | 3.5717e-09 | 0.00029903 | 6.8589e-05 | 1.702e-05 | 6.6571e-08 | 0.84928 | 40.8047 | 0.00021918
| Civic Offices | Edge formwork: details of formwork finish to be stated. (Labour - Superstructure Works (per £ spent)) | 1701145 | 8403611 | 2 | Superstructure | Labour Effort | Assembly | 1.0198 | Hours | 10 | 44 | 1 | FALSE | 1 | FALSE | 1 | [6 empty] | 0 | A4 | 0 | 0 | 0 | 0 | 0 | 0 | 0 | 0 | 0
| Civic Offices | Edge formwork: details of formwork finish to be stated. (Labour - Superstructure Works (per £ spent)) | 1701145 | 8403611 | 2 | Superstructure | Labour Effort | Assembly | 1.0198 | Hours | 10 | 44 | 1 | FALSE | 1 | FALSE | 1 | [6 empty] | 10 | B4B5 | 0.055149 | 3.5717e-09 | 0.00029903 | 6.8589e-05 | 1.702e-05 | 6.6571e-08 | 0.84928 | 40.8047 | 0.00021918
| Civic Offices | Edge formwork: details of formwork finish to be stated. (Labour - Superstructure Works (per £ spent)) | 1701145 | 8403611 | 2 | Superstructure | Labour Effort | Assembly | 1.0198 | Hours | 10 | 44 | 1 | FALSE | 1 | FALSE | 1 | [6 empty] | 20 | B4B5 | 0.055149 | 3.5717e-09 | 0.00029903 | 6.8589e-05 | 1.702e-05 | 6.6571e-08 | 0.84928 | 40.8047 | 0.00021918
| Civic Offices | Edge formwork: details of formwork finish to be stated. (Labour - Superstructure Works (per £ spent)) | 1701145 | 8403611 | 2 | Superstructure | Labour Effort | Assembly | 1.0198 | Hours | 10 | 44 | 1 | FALSE | 1 | FALSE | 1 | [6 empty] | 30 | B4B5 | 0.055149 | 3.5717e-09 | 0.00029903 | 6.8589e-05 | 1.702e-05 | 6.6571e-08 | 0.84928 | 40.8047 | 0.00021918
| Civic Offices | Edge formwork: details of formwork finish to be stated. (Labour - Superstructure Works (per £ spent)) | 1701145 | 8403611 | 2 | Superstructure | Labour Effort | Assembly | 1.0198 | Hours | 10 | 44 | 1 | FALSE | 1 | FALSE | 1 | [6 empty] | 40 | B4B5 | 0.055149 | 3.5717e-09 | 0.00029903 | 6.8589e-05 | 1.702e-05 | 6.6571e-08 | 0.84928 | 40.8047 | 0.00021918
| Civic Offices | Edge formwork: details of formwork finish to be stated. (Labour - Superstructure Works (per £ spent)) | 1701145 | 8403611 | 2 | Superstructure | Labour Effort | Assembly | 1.0198 | Hours | 10 | 44 | 1 | FALSE | 1 | FALSE | 1 | [6 empty] | 50 | B4B5 | 0.055149 | 3.5717e-09 | 0.00029903 | 6.8589e-05 | 1.702e-05 | 6.6571e-08 | 0.84928 | 40.8047 | 0.00021918
| Civic Offices | Edge formwork: details of formwork finish to be stated. (Labour - Superstructure Works (per £ spent)) | 1701145 | 8403612 | 2 | Superstructure | Labour Effort | Assembly | 1.0198 | Hours | 20 | 44 | 1 | FALSE | 1 | FALSE | 1 | [6 empty] | 0 | A5 | 0.055149 | 3.5717e-09 | 0.00029903 | 6.8589e-05 | 1.702e-05 | 6.6571e-08 | 0.84928 | 40.8047 | 0.00021918
| Civic Offices | Edge formwork: details of formwork finish to be stated. (Labour - Superstructure Works (per £ spent)) | 1701145 | 8403612 | 2 | Superstructure | Labour Effort | Assembly | 1.0198 | Hours | 20 | 44 | 1 | FALSE | 1 | FALSE | 1 | [6 empty] | 0 | A4 | 0 | 0 | 0 | 0 | 0 | 0 | 0 | 0 | 0
| Civic Offices | Edge formwork: details of formwork finish to be stated. (Labour - Superstructure Works (per £ spent)) | 1701145 | 8403612 | 2 | Superstructure | Labour Effort | Assembly | 1.0198 | Hours | 20 | 44 | 1 | FALSE | 1 | FALSE | 1 | [6 empty] | 20 | B4B5 | 0.055149 | 3.5717e-09 | 0.00029903 | 6.8589e-05 | 1.702e-05 | 6.6571e-08 | 0.84928 | 40.8047 | 0.00021918
| Civic Offices | Edge formwork: details of formwork finish to be stated. (Labour - Superstructure Works (per £ spent)) | 1701145 | 8403612 | 2 | Superstructure | Labour Effort | Assembly | 1.0198 | Hours | 20 | 44 | 1 | FALSE | 1 | FALSE | 1 | [6 empty] | 40 | B4B5 | 0.055149 | 3.5717e-09 | 0.00029903 | 6.8589e-05 | 1.702e-05 | 6.6571e-08 | 0.84928 | 40.8047 | 0.00021918
| Civic Offices | Perimeter details (Labour - Superstructure Works (per £ spent)) | 1701146 | 8403613 | 2 | Superstructure | Labour Effort | Assembly | 2.3871 | Hours | 200 | 44 | 1 | FALSE | 1 | FALSE | 1 | [6 empty] | 0 | A5 | 0.12909 | 8.3603e-09 | 0.00069992 | 0.00016055 | 3.9838e-05 | 1.5582e-07 | 1.9879 | 95.5106 | 0.00051302
| Civic Offices | Perimeter details (Labour - Superstructure Works (per £ spent)) | 1701146 | 8403613 | 2 | Superstructure | Labour Effort | Assembly | 2.3871 | Hours | 200 | 44 | 1 | FALSE | 1 | FALSE | 1 | [6 empty] | 0 | A4 | 0 | 0 | 0 | 0 | 0 | 0 | 0 | 0 | 0
| Civic Offices | Perimeter details (Labour - Superstructure Works (per £ spent)) | 1701146 | 8403614 | 2 | Superstructure | Labour Effort | Assembly | 14.3227 | Hours | 200 | 44 | 1 | FALSE | 1 | FALSE | 1 | [6 empty] | 0 | A5 | 0.77452 | 5.0162e-08 | 0.0041995 | 0.00096327 | 0.00023903 | 9.3493e-07 | 11.9273 | 845.194 | 0.0030781
| Civic Offices | Perimeter details (Labour - Superstructure Works (per £ spent)) | 1701146 | 8403614 | 2 | Superstructure | Labour Effort | Assembly | 14.3227 | Hours | 200 | 44 | 1 | FALSE | 1 | FALSE | 1 | [6 empty] | 0 | A4 | 25.8364 | 4.6422e-06 | 0.084597 | 0.022865 | 0.014432 | 9.0104e-05 | 385.1331 | 58.807 | 0.10632
| Civic Offices | Perimeter details (Labour - Superstructure Works (per £ spent)) | 1701146 | 8403615 | 2 | Superstructure | Labour effort | Assembly | 7.1613 | Hours | 10 | 44 | 1 | FALSE | 1 | FALSE | 1 | [6 empty] | 0 | A5 | 0.38726 | 2.5081e-08 | 0.0020998 | 0.00048164 | 0.00011951 | 4.6746e-07 | 5.9637 | 422.597 | 0.0015391
| Civic Offices | Perimeter details (Labour - Superstructure Works (per £ spent)) | 1701146 | 8403615 | 2 | Superstructure | Labour effort | Assembly | 7.1613 | Hours | 10 | 44 | 1 | FALSE | 1 | FALSE | 1 | [6 empty] | 0 | A4 | 12.9182 | 2.3211e-06 | 0.042299 | 0.011433 | 0.0072161 | 4.5052e-05 | 192.5666 | 29.4035 | 0.05316
| Civic Offices | Perimeter details (Labour - Superstructure Works (per £ spent)) | 1701146 | 8403615 | 2 | Superstructure | Labour effort | Assembly | 7.1613 | Hours | 10 | 44 | 1 | FALSE | 1 | FALSE | 1 | [6 empty] | 10 | B4B5 | 13.3054 | 2.3462e-06 | 0.044398 | 0.011914 | 0.0073356 | 4.5519e-05 | 198.5302 | 452.0005 | 0.054699
| Civic Offices | Perimeter details (Labour - Superstructure Works (per £ spent)) | 1701146 | 8403615 | 2 | Superstructure | Labour effort | Assembly | 7.1613 | Hours | 10 | 44 | 1 | FALSE | 1 | FALSE | 1 | [6 empty] | 20 | B4B5 | 13.3054 | 2.3462e-06 | 0.044398 | 0.011914 | 0.0073356 | 4.5519e-05 | 198.5302 | 452.0005 | 0.054699
| Civic Offices | Perimeter details (Labour - Superstructure Works (per £ spent)) | 1701146 | 8403615 | 2 | Superstructure | Labour effort | Assembly | 7.1613 | Hours | 10 | 44 | 1 | FALSE | 1 | FALSE | 1 | [6 empty] | 30 | B4B5 | 13.3054 | 2.3462e-06 | 0.044398 | 0.011914 | 0.0073356 | 4.5519e-05 | 198.5302 | 452.0005 | 0.054699
| Civic Offices | Perimeter details (Labour - Superstructure Works (per £ spent)) | 1701146 | 8403615 | 2 | Superstructure | Labour effort | Assembly | 7.1613 | Hours | 10 | 44 | 1 | FALSE | 1 | FALSE | 1 | [6 empty] | 40 | B4B5 | 13.3054 | 2.3462e-06 | 0.044398 | 0.011914 | 0.0073356 | 4.5519e-05 | 198.5302 | 452.0005 | 0.054699
| Civic Offices | Perimeter details (Labour - Superstructure Works (per £ spent)) | 1701146 | 8403615 | 2 | Superstructure | Labour effort | Assembly | 7.1613 | Hours | 10 | 44 | 1 | FALSE | 1 | FALSE | 1 | [6 empty] | 50 | B4B5 | 13.3054 | 2.3462e-06 | 0.044398 | 0.011914 | 0.0073356 | 4.5519e-05 | 198.5302 | 452.0005 | 0.054699
| Civic Offices | Perimeter details (Labour - Superstructure Works (per £ spent)) | 1701146 | 8403616 | 2 | Superstructure | Labour Effort | Assembly | 7.1613 | Hours | 20 | 44 | 1 | FALSE | 1 | FALSE | 1 | [6 empty] | 0 | A5 | 0.38726 | 2.5081e-08 | 0.0020998 | 0.00048164 | 0.00011951 | 4.6746e-07 | 5.9637 | 422.597 | 0.0015391
| Civic Offices | Perimeter details (Labour - Superstructure Works (per £ spent)) | 1701146 | 8403616 | 2 | Superstructure | Labour Effort | Assembly | 7.1613 | Hours | 20 | 44 | 1 | FALSE | 1 | FALSE | 1 | [6 empty] | 0 | A4 | 12.9182 | 2.3211e-06 | 0.042299 | 0.011433 | 0.0072161 | 4.5052e-05 | 192.5666 | 29.4035 | 0.05316
| Civic Offices | Perimeter details (Labour - Superstructure Works (per £ spent)) | 1701146 | 8403616 | 2 | Superstructure | Labour Effort | Assembly | 7.1613 | Hours | 20 | 44 | 1 | FALSE | 1 | FALSE | 1 | [6 empty] | 20 | B4B5 | 13.3054 | 2.3462e-06 | 0.044398 | 0.011914 | 0.0073356 | 4.5519e-05 | 198.5302 | 452.0005 | 0.054699
| Civic Offices | Perimeter details (Labour - Superstructure Works (per £ spent)) | 1701146 | 8403616 | 2 | Superstructure | Labour Effort | Assembly | 7.1613 | Hours | 20 | 44 | 1 | FALSE | 1 | FALSE | 1 | [6 empty] | 40 | B4B5 | 13.3054 | 2.3462e-06 | 0.044398 | 0.011914 | 0.0073356 | 4.5519e-05 | 198.5302 | 452.0005 | 0.054699
| Civic Offices | Perimeter details (Labour - Superstructure Works (per £ spent)) | 1701146 | 8403617 | 2 | Superstructure | Labour Effort | Assembly | 1.1936 | Hours | 10 | 44 | 1 | FALSE | 1 | FALSE | 1 | [6 empty] | 0 | A5 | 0.064543 | 4.1801e-09 | 0.00034996 | 8.0273e-05 | 1.9919e-05 | 7.7911e-08 | 0.99394 | 47.7553 | 0.00025651
| Civic Offices | Perimeter details (Labour - Superstructure Works (per £ spent)) | 1701146 | 8403617 | 2 | Superstructure | Labour Effort | Assembly | 1.1936 | Hours | 10 | 44 | 1 | FALSE | 1 | FALSE | 1 | [6 empty] | 0 | A4 | 0 | 0 | 0 | 0 | 0 | 0 | 0 | 0 | 0
| Civic Offices | Perimeter details (Labour - Superstructure Works (per £ spent)) | 1701146 | 8403617 | 2 | Superstructure | Labour Effort | Assembly | 1.1936 | Hours | 10 | 44 | 1 | FALSE | 1 | FALSE | 1 | [6 empty] | 10 | B4B5 | 0.064543 | 4.1801e-09 | 0.00034996 | 8.0273e-05 | 1.9919e-05 | 7.7911e-08 | 0.99394 | 47.7553 | 0.00025651
| Civic Offices | Perimeter details (Labour - Superstructure Works (per £ spent)) | 1701146 | 8403617 | 2 | Superstructure | Labour Effort | Assembly | 1.1936 | Hours | 10 | 44 | 1 | FALSE | 1 | FALSE | 1 | [6 empty] | 20 | B4B5 | 0.064543 | 4.1801e-09 | 0.00034996 | 8.0273e-05 | 1.9919e-05 | 7.7911e-08 | 0.99394 | 47.7553 | 0.00025651
| Civic Offices | Perimeter details (Labour - Superstructure Works (per £ spent)) | 1701146 | 8403617 | 2 | Superstructure | Labour Effort | Assembly | 1.1936 | Hours | 10 | 44 | 1 | FALSE | 1 | FALSE | 1 | [6 empty] | 30 | B4B5 | 0.064543 | 4.1801e-09 | 0.00034996 | 8.0273e-05 | 1.9919e-05 | 7.7911e-08 | 0.99394 | 47.7553 | 0.00025651
| Civic Offices | Perimeter details (Labour - Superstructure Works (per £ spent)) | 1701146 | 8403617 | 2 | Superstructure | Labour Effort | Assembly | 1.1936 | Hours | 10 | 44 | 1 | FALSE | 1 | FALSE | 1 | [6 empty] | 40 | B4B5 | 0.064543 | 4.1801e-09 | 0.00034996 | 8.0273e-05 | 1.9919e-05 | 7.7911e-08 | 0.99394 | 47.7553 | 0.00025651
| Civic Offices | Perimeter details (Labour - Superstructure Works (per £ spent)) | 1701146 | 8403617 | 2 | Superstructure | Labour Effort | Assembly | 1.1936 | Hours | 10 | 44 | 1 | FALSE | 1 | FALSE | 1 | [6 empty] | 50 | B4B5 | 0.064543 | 4.1801e-09 | 0.00034996 | 8.0273e-05 | 1.9919e-05 | 7.7911e-08 | 0.99394 | 47.7553 | 0.00025651
| Civic Offices | Perimeter details (Labour - Superstructure Works (per £ spent)) | 1701146 | 8403618 | 2 | Superstructure | Labour Effort | Assembly | 1.1936 | Hours | 20 | 44 | 1 | FALSE | 1 | FALSE | 1 | [6 empty] | 0 | A5 | 0.064543 | 4.1801e-09 | 0.00034996 | 8.0273e-05 | 1.9919e-05 | 7.7911e-08 | 0.99394 | 47.7553 | 0.00025651
| Civic Offices | Perimeter details (Labour - Superstructure Works (per £ spent)) | 1701146 | 8403618 | 2 | Superstructure | Labour Effort | Assembly | 1.1936 | Hours | 20 | 44 | 1 | FALSE | 1 | FALSE | 1 | [6 empty] | 0 | A4 | 0 | 0 | 0 | 0 | 0 | 0 | 0 | 0 | 0
| Civic Offices | Perimeter details (Labour - Superstructure Works (per £ spent)) | 1701146 | 8403618 | 2 | Superstructure | Labour Effort | Assembly | 1.1936 | Hours | 20 | 44 | 1 | FALSE | 1 | FALSE | 1 | [6 empty] | 20 | B4B5 | 0.064543 | 4.1801e-09 | 0.00034996 | 8.0273e-05 | 1.9919e-05 | 7.7911e-08 | 0.99394 | 47.7553 | 0.00025651
| Civic Offices | Perimeter details (Labour - Superstructure Works (per £ spent)) | 1701146 | 8403618 | 2 | Superstructure | Labour Effort | Assembly | 1.1936 | Hours | 20 | 44 | 1 | FALSE | 1 | FALSE | 1 | [6 empty] | 40 | B4B5 | 0.064543 | 4.1801e-09 | 0.00034996 | 8.0273e-05 | 1.9919e-05 | 7.7911e-08 | 0.99394 | 47.7553 | 0.00025651
| Civic Offices | Floor outlets: details to be stated. (Labour - Superstructure Works (per £ spent)) | 1701147 | 8403619 | 2 | Superstructure | Labour Effort | Assembly | 0.46032 | Hours | 200 | 44 | 1 | FALSE | 1 | FALSE | 1 | [6 empty] | 0 | A5 | 0.024893 | 1.6122e-09 | 0.00013497 | 3.0959e-05 | 7.6823e-06 | 3.0048e-08 | 0.38334 | 18.418 | 9.8929e-05
| Civic Offices | Floor outlets: details to be stated. (Labour - Superstructure Works (per £ spent)) | 1701147 | 8403619 | 2 | Superstructure | Labour Effort | Assembly | 0.46032 | Hours | 200 | 44 | 1 | FALSE | 1 | FALSE | 1 | [6 empty] | 0 | A4 | 0 | 0 | 0 | 0 | 0 | 0 | 0 | 0 | 0
| Civic Offices | Floor outlets: details to be stated. (Labour - Superstructure Works (per £ spent)) | 1701147 | 8403620 | 2 | Superstructure | Labour Effort | Assembly | 2.7619 | Hours | 200 | 44 | 1 | FALSE | 1 | FALSE | 1 | [6 empty] | 0 | A5 | 0.14936 | 9.673e-09 | 0.00080983 | 0.00018575 | 4.6094e-05 | 1.8029e-07 | 2.3 | 162.9851 | 0.00059358
| Civic Offices | Floor outlets: details to be stated. (Labour - Superstructure Works (per £ spent)) | 1701147 | 8403620 | 2 | Superstructure | Labour Effort | Assembly | 2.7619 | Hours | 200 | 44 | 1 | FALSE | 1 | FALSE | 1 | [6 empty] | 0 | A4 | 12.9182 | 2.3211e-06 | 0.042299 | 0.011433 | 0.0072161 | 4.5052e-05 | 192.5666 | 29.4035 | 0.05316
| Civic Offices | Floor outlets: details to be stated. (Labour - Superstructure Works (per £ spent)) | 1701147 | 8403621 | 2 | Superstructure | Labour effort | Assembly | 1.381 | Hours | 10 | 44 | 1 | FALSE | 1 | FALSE | 1 | [6 empty] | 0 | A5 | 0.074678 | 4.8365e-09 | 0.00040491 | 9.2877e-05 | 2.3047e-05 | 9.0145e-08 | 1.15 | 81.4925 | 0.00029679
| Civic Offices | Floor outlets: details to be stated. (Labour - Superstructure Works (per £ spent)) | 1701147 | 8403621 | 2 | Superstructure | Labour effort | Assembly | 1.381 | Hours | 10 | 44 | 1 | FALSE | 1 | FALSE | 1 | [6 empty] | 0 | A4 | 12.9182 | 2.3211e-06 | 0.042299 | 0.011433 | 0.0072161 | 4.5052e-05 | 192.5666 | 29.4035 | 0.05316
| Civic Offices | Floor outlets: details to be stated. (Labour - Superstructure Works (per £ spent)) | 1701147 | 8403621 | 2 | Superstructure | Labour effort | Assembly | 1.381 | Hours | 10 | 44 | 1 | FALSE | 1 | FALSE | 1 | [6 empty] | 10 | B4B5 | 12.9929 | 2.3259e-06 | 0.042704 | 0.011526 | 0.0072391 | 4.5142e-05 | 193.7166 | 110.896 | 0.053457
| Civic Offices | Floor outlets: details to be stated. (Labour - Superstructure Works (per £ spent)) | 1701147 | 8403621 | 2 | Superstructure | Labour effort | Assembly | 1.381 | Hours | 10 | 44 | 1 | FALSE | 1 | FALSE | 1 | [6 empty] | 20 | B4B5 | 12.9929 | 2.3259e-06 | 0.042704 | 0.011526 | 0.0072391 | 4.5142e-05 | 193.7166 | 110.896 | 0.053457
| Civic Offices | Floor outlets: details to be stated. (Labour - Superstructure Works (per £ spent)) | 1701147 | 8403621 | 2 | Superstructure | Labour effort | Assembly | 1.381 | Hours | 10 | 44 | 1 | FALSE | 1 | FALSE | 1 | [6 empty] | 30 | B4B5 | 12.9929 | 2.3259e-06 | 0.042704 | 0.011526 | 0.0072391 | 4.5142e-05 | 193.7166 | 110.896 | 0.053457
| Civic Offices | Floor outlets: details to be stated. (Labour - Superstructure Works (per £ spent)) | 1701147 | 8403621 | 2 | Superstructure | Labour effort | Assembly | 1.381 | Hours | 10 | 44 | 1 | FALSE | 1 | FALSE | 1 | [6 empty] | 40 | B4B5 | 12.9929 | 2.3259e-06 | 0.042704 | 0.011526 | 0.0072391 | 4.5142e-05 | 193.7166 | 110.896 | 0.053457
| Civic Offices | Floor outlets: details to be stated. (Labour - Superstructure Works (per £ spent)) | 1701147 | 8403621 | 2 | Superstructure | Labour effort | Assembly | 1.381 | Hours | 10 | 44 | 1 | FALSE | 1 | FALSE | 1 | [6 empty] | 50 | B4B5 | 12.9929 | 2.3259e-06 | 0.042704 | 0.011526 | 0.0072391 | 4.5142e-05 | 193.7166 | 110.896 | 0.053457
| Civic Offices | Floor outlets: details to be stated. (Labour - Superstructure Works (per £ spent)) | 1701147 | 8403622 | 2 | Superstructure | Labour Effort | Assembly | 1.381 | Hours | 20 | 44 | 1 | FALSE | 1 | FALSE | 1 | [6 empty] | 0 | A5 | 0.074678 | 4.8365e-09 | 0.00040491 | 9.2877e-05 | 2.3047e-05 | 9.0145e-08 | 1.15 | 81.4925 | 0.00029679
| Civic Offices | Floor outlets: details to be stated. (Labour - Superstructure Works (per £ spent)) | 1701147 | 8403622 | 2 | Superstructure | Labour Effort | Assembly | 1.381 | Hours | 20 | 44 | 1 | FALSE | 1 | FALSE | 1 | [6 empty] | 0 | A4 | 12.9182 | 2.3211e-06 | 0.042299 | 0.011433 | 0.0072161 | 4.5052e-05 | 192.5666 | 29.4035 | 0.05316
| Civic Offices | Floor outlets: details to be stated. (Labour - Superstructure Works (per £ spent)) | 1701147 | 8403622 | 2 | Superstructure | Labour Effort | Assembly | 1.381 | Hours | 20 | 44 | 1 | FALSE | 1 | FALSE | 1 | [6 empty] | 20 | B4B5 | 12.9929 | 2.3259e-06 | 0.042704 | 0.011526 | 0.0072391 | 4.5142e-05 | 193.7166 | 110.896 | 0.053457
| Civic Offices | Floor outlets: details to be stated. (Labour - Superstructure Works (per £ spent)) | 1701147 | 8403622 | 2 | Superstructure | Labour Effort | Assembly | 1.381 | Hours | 20 | 44 | 1 | FALSE | 1 | FALSE | 1 | [6 empty] | 40 | B4B5 | 12.9929 | 2.3259e-06 | 0.042704 | 0.011526 | 0.0072391 | 4.5142e-05 | 193.7166 | 110.896 | 0.053457
| Civic Offices | Floor outlets: details to be stated. (Labour - Superstructure Works (per £ spent)) | 1701147 | 8403623 | 2 | Superstructure | Labour Effort | Assembly | 0.23016 | Hours | 10 | 44 | 1 | FALSE | 1 | FALSE | 1 | [6 empty] | 0 | A5 | 0.012446 | 8.0609e-10 | 6.7486e-05 | 1.548e-05 | 3.8411e-06 | 1.5024e-08 | 0.19167 | 9.209 | 4.9465e-05
| Civic Offices | Floor outlets: details to be stated. (Labour - Superstructure Works (per £ spent)) | 1701147 | 8403623 | 2 | Superstructure | Labour Effort | Assembly | 0.23016 | Hours | 10 | 44 | 1 | FALSE | 1 | FALSE | 1 | [6 empty] | 0 | A4 | 0 | 0 | 0 | 0 | 0 | 0 | 0 | 0 | 0
| Civic Offices | Floor outlets: details to be stated. (Labour - Superstructure Works (per £ spent)) | 1701147 | 8403623 | 2 | Superstructure | Labour Effort | Assembly | 0.23016 | Hours | 10 | 44 | 1 | FALSE | 1 | FALSE | 1 | [6 empty] | 10 | B4B5 | 0.012446 | 8.0609e-10 | 6.7486e-05 | 1.548e-05 | 3.8411e-06 | 1.5024e-08 | 0.19167 | 9.209 | 4.9465e-05
| Civic Offices | Floor outlets: details to be stated. (Labour - Superstructure Works (per £ spent)) | 1701147 | 8403623 | 2 | Superstructure | Labour Effort | Assembly | 0.23016 | Hours | 10 | 44 | 1 | FALSE | 1 | FALSE | 1 | [6 empty] | 20 | B4B5 | 0.012446 | 8.0609e-10 | 6.7486e-05 | 1.548e-05 | 3.8411e-06 | 1.5024e-08 | 0.19167 | 9.209 | 4.9465e-05
| Civic Offices | Floor outlets: details to be stated. (Labour - Superstructure Works (per £ spent)) | 1701147 | 8403623 | 2 | Superstructure | Labour Effort | Assembly | 0.23016 | Hours | 10 | 44 | 1 | FALSE | 1 | FALSE | 1 | [6 empty] | 30 | B4B5 | 0.012446 | 8.0609e-10 | 6.7486e-05 | 1.548e-05 | 3.8411e-06 | 1.5024e-08 | 0.19167 | 9.209 | 4.9465e-05
| Civic Offices | Floor outlets: details to be stated. (Labour - Superstructure Works (per £ spent)) | 1701147 | 8403623 | 2 | Superstructure | Labour Effort | Assembly | 0.23016 | Hours | 10 | 44 | 1 | FALSE | 1 | FALSE | 1 | [6 empty] | 40 | B4B5 | 0.012446 | 8.0609e-10 | 6.7486e-05 | 1.548e-05 | 3.8411e-06 | 1.5024e-08 | 0.19167 | 9.209 | 4.9465e-05
| Civic Offices | Floor outlets: details to be stated. (Labour - Superstructure Works (per £ spent)) | 1701147 | 8403623 | 2 | Superstructure | Labour Effort | Assembly | 0.23016 | Hours | 10 | 44 | 1 | FALSE | 1 | FALSE | 1 | [6 empty] | 50 | B4B5 | 0.012446 | 8.0609e-10 | 6.7486e-05 | 1.548e-05 | 3.8411e-06 | 1.5024e-08 | 0.19167 | 9.209 | 4.9465e-05
| Civic Offices | Floor outlets: details to be stated. (Labour - Superstructure Works (per £ spent)) | 1701147 | 8403624 | 2 | Superstructure | Labour Effort | Assembly | 0.23016 | Hours | 20 | 44 | 1 | FALSE | 1 | FALSE | 1 | [6 empty] | 0 | A5 | 0.012446 | 8.0609e-10 | 6.7486e-05 | 1.548e-05 | 3.8411e-06 | 1.5024e-08 | 0.19167 | 9.209 | 4.9465e-05
| Civic Offices | Floor outlets: details to be stated. (Labour - Superstructure Works (per £ spent)) | 1701147 | 8403624 | 2 | Superstructure | Labour Effort | Assembly | 0.23016 | Hours | 20 | 44 | 1 | FALSE | 1 | FALSE | 1 | [6 empty] | 0 | A4 | 0 | 0 | 0 | 0 | 0 | 0 | 0 | 0 | 0
| Civic Offices | Floor outlets: details to be stated. (Labour - Superstructure Works (per £ spent)) | 1701147 | 8403624 | 2 | Superstructure | Labour Effort | Assembly | 0.23016 | Hours | 20 | 44 | 1 | FALSE | 1 | FALSE | 1 | [6 empty] | 20 | B4B5 | 0.012446 | 8.0609e-10 | 6.7486e-05 | 1.548e-05 | 3.8411e-06 | 1.5024e-08 | 0.19167 | 9.209 | 4.9465e-05
| Civic Offices | Floor outlets: details to be stated. (Labour - Superstructure Works (per £ spent)) | 1701147 | 8403624 | 2 | Superstructure | Labour Effort | Assembly | 0.23016 | Hours | 20 | 44 | 1 | FALSE | 1 | FALSE | 1 | [6 empty] | 40 | B4B5 | 0.012446 | 8.0609e-10 | 6.7486e-05 | 1.548e-05 | 3.8411e-06 | 1.5024e-08 | 0.19167 | 9.209 | 4.9465e-05
| Civic Offices | Edge treatment to flat roofs: dress insulation and waterproof coverings vertically up the inside face of the parapet walls including over top of parapet (Labour - Superstructure Works (per £ spent)) | 1701148 | 8403625 | 2 | Superstructure | Labour Effort | Assembly | 33.0338 | Hours | 200 | 44 | 1 | FALSE | 1 | FALSE | 1 | [6 empty] | 0 | A5 | 1.7864 | 1.1569e-07 | 0.0096858 | 0.0022217 | 0.00055129 | 2.1563e-06 | 27.5092 | 1321.7117 | 0.0070994
| Civic Offices | Edge treatment to flat roofs: dress insulation and waterproof coverings vertically up the inside face of the parapet walls including over top of parapet (Labour - Superstructure Works (per £ spent)) | 1701148 | 8403625 | 2 | Superstructure | Labour Effort | Assembly | 33.0338 | Hours | 200 | 44 | 1 | FALSE | 1 | FALSE | 1 | [6 empty] | 0 | A4 | 0 | 0 | 0 | 0 | 0 | 0 | 0 | 0 | 0
| Civic Offices | Edge treatment to flat roofs: dress insulation and waterproof coverings vertically up the inside face of the parapet walls including over top of parapet (Labour - Superstructure Works (per £ spent)) | 1701148 | 8403626 | 2 | Superstructure | Labour Effort | Assembly | 198.2025 | Hours | 200 | 44 | 1 | FALSE | 1 | FALSE | 1 | [6 empty] | 0 | A5 | 10.7181 | 6.9415e-07 | 0.058115 | 0.01333 | 0.0033078 | 1.2938e-05 | 165.0549 | 11696.1186 | 0.042596
| Civic Offices | Edge treatment to flat roofs: dress insulation and waterproof coverings vertically up the inside face of the parapet walls including over top of parapet (Labour - Superstructure Works (per £ spent)) | 1701148 | 8403626 | 2 | Superstructure | Labour Effort | Assembly | 198.2025 | Hours | 200 | 44 | 1 | FALSE | 1 | FALSE | 1 | [6 empty] | 0 | A4 | 322.9547 | 5.8027e-05 | 1.0575 | 0.28582 | 0.1804 | 0.0011263 | 4814.1644 | 735.0877 | 1.329
| Civic Offices | Edge treatment to flat roofs: dress insulation and waterproof coverings vertically up the inside face of the parapet walls including over top of parapet (Labour - Superstructure Works (per £ spent)) | 1701148 | 8403627 | 2 | Superstructure | Labour effort | Assembly | 99.1013 | Hours | 10 | 44 | 1 | FALSE | 1 | FALSE | 1 | [6 empty] | 0 | A5 | 5.3591 | 3.4708e-07 | 0.029057 | 0.0066651 | 0.0016539 | 6.469e-06 | 82.5275 | 5848.0593 | 0.021298
| Civic Offices | Edge treatment to flat roofs: dress insulation and waterproof coverings vertically up the inside face of the parapet walls including over top of parapet (Labour - Superstructure Works (per £ spent)) | 1701148 | 8403627 | 2 | Superstructure | Labour effort | Assembly | 99.1013 | Hours | 10 | 44 | 1 | FALSE | 1 | FALSE | 1 | [6 empty] | 0 | A4 | 167.9364 | 3.0174e-05 | 0.54988 | 0.14862 | 0.093809 | 0.00058568 | 2503.3655 | 382.2456 | 0.69108
| Civic Offices | Edge treatment to flat roofs: dress insulation and waterproof coverings vertically up the inside face of the parapet walls including over top of parapet (Labour - Superstructure Works (per £ spent)) | 1701148 | 8403627 | 2 | Superstructure | Labour effort | Assembly | 99.1013 | Hours | 10 | 44 | 1 | FALSE | 1 | FALSE | 1 | [6 empty] | 10 | B4B5 | 173.2955 | 3.0521e-05 | 0.57894 | 0.15529 | 0.095463 | 0.00059214 | 2585.8929 | 6230.3049 | 0.71238
| Civic Offices | Edge treatment to flat roofs: dress insulation and waterproof coverings vertically up the inside face of the parapet walls including over top of parapet (Labour - Superstructure Works (per £ spent)) | 1701148 | 8403627 | 2 | Superstructure | Labour effort | Assembly | 99.1013 | Hours | 10 | 44 | 1 | FALSE | 1 | FALSE | 1 | [6 empty] | 20 | B4B5 | 173.2955 | 3.0521e-05 | 0.57894 | 0.15529 | 0.095463 | 0.00059214 | 2585.8929 | 6230.3049 | 0.71238
| Civic Offices | Edge treatment to flat roofs: dress insulation and waterproof coverings vertically up the inside face of the parapet walls including over top of parapet (Labour - Superstructure Works (per £ spent)) | 1701148 | 8403627 | 2 | Superstructure | Labour effort | Assembly | 99.1013 | Hours | 10 | 44 | 1 | FALSE | 1 | FALSE | 1 | [6 empty] | 30 | B4B5 | 173.2955 | 3.0521e-05 | 0.57894 | 0.15529 | 0.095463 | 0.00059214 | 2585.8929 | 6230.3049 | 0.71238
| Civic Offices | Edge treatment to flat roofs: dress insulation and waterproof coverings vertically up the inside face of the parapet walls including over top of parapet (Labour - Superstructure Works (per £ spent)) | 1701148 | 8403627 | 2 | Superstructure | Labour effort | Assembly | 99.1013 | Hours | 10 | 44 | 1 | FALSE | 1 | FALSE | 1 | [6 empty] | 40 | B4B5 | 173.2955 | 3.0521e-05 | 0.57894 | 0.15529 | 0.095463 | 0.00059214 | 2585.8929 | 6230.3049 | 0.71238
| Civic Offices | Edge treatment to flat roofs: dress insulation and waterproof coverings vertically up the inside face of the parapet walls including over top of parapet (Labour - Superstructure Works (per £ spent)) | 1701148 | 8403627 | 2 | Superstructure | Labour effort | Assembly | 99.1013 | Hours | 10 | 44 | 1 | FALSE | 1 | FALSE | 1 | [6 empty] | 50 | B4B5 | 173.2955 | 3.0521e-05 | 0.57894 | 0.15529 | 0.095463 | 0.00059214 | 2585.8929 | 6230.3049 | 0.71238
| Civic Offices | Edge treatment to flat roofs: dress insulation and waterproof coverings vertically up the inside face of the parapet walls including over top of parapet (Labour - Superstructure Works (per £ spent)) | 1701148 | 8403628 | 2 | Superstructure | Labour Effort | Assembly | 99.1013 | Hours | 20 | 44 | 1 | FALSE | 1 | FALSE | 1 | [6 empty] | 0 | A5 | 5.3591 | 3.4708e-07 | 0.029057 | 0.0066651 | 0.0016539 | 6.469e-06 | 82.5275 | 5848.0593 | 0.021298
| Civic Offices | Edge treatment to flat roofs: dress insulation and waterproof coverings vertically up the inside face of the parapet walls including over top of parapet (Labour - Superstructure Works (per £ spent)) | 1701148 | 8403628 | 2 | Superstructure | Labour Effort | Assembly | 99.1013 | Hours | 20 | 44 | 1 | FALSE | 1 | FALSE | 1 | [6 empty] | 0 | A4 | 167.9364 | 3.0174e-05 | 0.54988 | 0.14862 | 0.093809 | 0.00058568 | 2503.3655 | 382.2456 | 0.69108
| Civic Offices | Edge treatment to flat roofs: dress insulation and waterproof coverings vertically up the inside face of the parapet walls including over top of parapet (Labour - Superstructure Works (per £ spent)) | 1701148 | 8403628 | 2 | Superstructure | Labour Effort | Assembly | 99.1013 | Hours | 20 | 44 | 1 | FALSE | 1 | FALSE | 1 | [6 empty] | 20 | B4B5 | 173.2955 | 3.0521e-05 | 0.57894 | 0.15529 | 0.095463 | 0.00059214 | 2585.8929 | 6230.3049 | 0.71238
| Civic Offices | Edge treatment to flat roofs: dress insulation and waterproof coverings vertically up the inside face of the parapet walls including over top of parapet (Labour - Superstructure Works (per £ spent)) | 1701148 | 8403628 | 2 | Superstructure | Labour Effort | Assembly | 99.1013 | Hours | 20 | 44 | 1 | FALSE | 1 | FALSE | 1 | [6 empty] | 40 | B4B5 | 173.2955 | 3.0521e-05 | 0.57894 | 0.15529 | 0.095463 | 0.00059214 | 2585.8929 | 6230.3049 | 0.71238
| Civic Offices | Edge treatment to flat roofs: dress insulation and waterproof coverings vertically up the inside face of the parapet walls including over top of parapet (Labour - Superstructure Works (per £ spent)) | 1701148 | 8403629 | 2 | Superstructure | Labour Effort | Assembly | 16.5169 | Hours | 10 | 44 | 1 | FALSE | 1 | FALSE | 1 | [6 empty] | 0 | A5 | 0.89318 | 5.7846e-08 | 0.0048429 | 0.0011108 | 0.00027565 | 1.0782e-06 | 13.7546 | 660.8559 | 0.0035497
| Civic Offices | Edge treatment to flat roofs: dress insulation and waterproof coverings vertically up the inside face of the parapet walls including over top of parapet (Labour - Superstructure Works (per £ spent)) | 1701148 | 8403629 | 2 | Superstructure | Labour Effort | Assembly | 16.5169 | Hours | 10 | 44 | 1 | FALSE | 1 | FALSE | 1 | [6 empty] | 0 | A4 | 0 | 0 | 0 | 0 | 0 | 0 | 0 | 0 | 0
| Civic Offices | Edge treatment to flat roofs: dress insulation and waterproof coverings vertically up the inside face of the parapet walls including over top of parapet (Labour - Superstructure Works (per £ spent)) | 1701148 | 8403629 | 2 | Superstructure | Labour Effort | Assembly | 16.5169 | Hours | 10 | 44 | 1 | FALSE | 1 | FALSE | 1 | [6 empty] | 10 | B4B5 | 0.89318 | 5.7846e-08 | 0.0048429 | 0.0011108 | 0.00027565 | 1.0782e-06 | 13.7546 | 660.8559 | 0.0035497
| Civic Offices | Edge treatment to flat roofs: dress insulation and waterproof coverings vertically up the inside face of the parapet walls including over top of parapet (Labour - Superstructure Works (per £ spent)) | 1701148 | 8403629 | 2 | Superstructure | Labour Effort | Assembly | 16.5169 | Hours | 10 | 44 | 1 | FALSE | 1 | FALSE | 1 | [6 empty] | 20 | B4B5 | 0.89318 | 5.7846e-08 | 0.0048429 | 0.0011108 | 0.00027565 | 1.0782e-06 | 13.7546 | 660.8559 | 0.0035497
| Civic Offices | Edge treatment to flat roofs: dress insulation and waterproof coverings vertically up the inside face of the parapet walls including over top of parapet (Labour - Superstructure Works (per £ spent)) | 1701148 | 8403629 | 2 | Superstructure | Labour Effort | Assembly | 16.5169 | Hours | 10 | 44 | 1 | FALSE | 1 | FALSE | 1 | [6 empty] | 30 | B4B5 | 0.89318 | 5.7846e-08 | 0.0048429 | 0.0011108 | 0.00027565 | 1.0782e-06 | 13.7546 | 660.8559 | 0.0035497
| Civic Offices | Edge treatment to flat roofs: dress insulation and waterproof coverings vertically up the inside face of the parapet walls including over top of parapet (Labour - Superstructure Works (per £ spent)) | 1701148 | 8403629 | 2 | Superstructure | Labour Effort | Assembly | 16.5169 | Hours | 10 | 44 | 1 | FALSE | 1 | FALSE | 1 | [6 empty] | 40 | B4B5 | 0.89318 | 5.7846e-08 | 0.0048429 | 0.0011108 | 0.00027565 | 1.0782e-06 | 13.7546 | 660.8559 | 0.0035497
| Civic Offices | Edge treatment to flat roofs: dress insulation and waterproof coverings vertically up the inside face of the parapet walls including over top of parapet (Labour - Superstructure Works (per £ spent)) | 1701148 | 8403629 | 2 | Superstructure | Labour Effort | Assembly | 16.5169 | Hours | 10 | 44 | 1 | FALSE | 1 | FALSE | 1 | [6 empty] | 50 | B4B5 | 0.89318 | 5.7846e-08 | 0.0048429 | 0.0011108 | 0.00027565 | 1.0782e-06 | 13.7546 | 660.8559 | 0.0035497
| Civic Offices | Edge treatment to flat roofs: dress insulation and waterproof coverings vertically up the inside face of the parapet walls including over top of parapet (Labour - Superstructure Works (per £ spent)) | 1701148 | 8403630 | 2 | Superstructure | Labour Effort | Assembly | 16.5169 | Hours | 20 | 44 | 1 | FALSE | 1 | FALSE | 1 | [6 empty] | 0 | A5 | 0.89318 | 5.7846e-08 | 0.0048429 | 0.0011108 | 0.00027565 | 1.0782e-06 | 13.7546 | 660.8559 | 0.0035497
| Civic Offices | Edge treatment to flat roofs: dress insulation and waterproof coverings vertically up the inside face of the parapet walls including over top of parapet (Labour - Superstructure Works (per £ spent)) | 1701148 | 8403630 | 2 | Superstructure | Labour Effort | Assembly | 16.5169 | Hours | 20 | 44 | 1 | FALSE | 1 | FALSE | 1 | [6 empty] | 0 | A4 | 0 | 0 | 0 | 0 | 0 | 0 | 0 | 0 | 0
| Civic Offices | Edge treatment to flat roofs: dress insulation and waterproof coverings vertically up the inside face of the parapet walls including over top of parapet (Labour - Superstructure Works (per £ spent)) | 1701148 | 8403630 | 2 | Superstructure | Labour Effort | Assembly | 16.5169 | Hours | 20 | 44 | 1 | FALSE | 1 | FALSE | 1 | [6 empty] | 20 | B4B5 | 0.89318 | 5.7846e-08 | 0.0048429 | 0.0011108 | 0.00027565 | 1.0782e-06 | 13.7546 | 660.8559 | 0.0035497
| Civic Offices | Edge treatment to flat roofs: dress insulation and waterproof coverings vertically up the inside face of the parapet walls including over top of parapet (Labour - Superstructure Works (per £ spent)) | 1701148 | 8403630 | 2 | Superstructure | Labour Effort | Assembly | 16.5169 | Hours | 20 | 44 | 1 | FALSE | 1 | FALSE | 1 | [6 empty] | 40 | B4B5 | 0.89318 | 5.7846e-08 | 0.0048429 | 0.0011108 | 0.00027565 | 1.0782e-06 | 13.7546 | 660.8559 | 0.0035497
| Civic Offices | Edge treatment: flashings to edge of plant room external walls (Labour - Superstructure Works (per £ spent)) | 1701149 | 8403631 | 2 | Superstructure | Labour Effort | Assembly | 2.0397 | Hours | 200 | 44 | 1 | FALSE | 1 | FALSE | 1 | [6 empty] | 0 | A5 | 0.1103 | 7.1435e-09 | 0.00059805 | 0.00013718 | 3.404e-05 | 1.3314e-07 | 1.6986 | 81.6093 | 0.00043835
| Civic Offices | Edge treatment: flashings to edge of plant room external walls (Labour - Superstructure Works (per £ spent)) | 1701149 | 8403631 | 2 | Superstructure | Labour Effort | Assembly | 2.0397 | Hours | 200 | 44 | 1 | FALSE | 1 | FALSE | 1 | [6 empty] | 0 | A4 | 0 | 0 | 0 | 0 | 0 | 0 | 0 | 0 | 0
| Civic Offices | Edge treatment: flashings to edge of plant room external walls (Labour - Superstructure Works (per £ spent)) | 1701149 | 8403632 | 2 | Superstructure | Labour Effort | Assembly | 12.2381 | Hours | 200 | 44 | 1 | FALSE | 1 | FALSE | 1 | [6 empty] | 0 | A5 | 0.66179 | 4.2861e-08 | 0.0035883 | 0.00082307 | 0.00020424 | 7.9885e-07 | 10.1913 | 722.1791 | 0.0026301
| Civic Offices | Edge treatment: flashings to edge of plant room external walls (Labour - Superstructure Works (per £ spent)) | 1701149 | 8403632 | 2 | Superstructure | Labour Effort | Assembly | 12.2381 | Hours | 200 | 44 | 1 | FALSE | 1 | FALSE | 1 | [6 empty] | 0 | A4 | 25.8364 | 4.6422e-06 | 0.084597 | 0.022865 | 0.014432 | 9.0104e-05 | 385.1331 | 58.807 | 0.10632
| Civic Offices | Edge treatment: flashings to edge of plant room external walls (Labour - Superstructure Works (per £ spent)) | 1701149 | 8403633 | 2 | Superstructure | Labour effort | Assembly | 6.119 | Hours | 10 | 44 | 1 | FALSE | 1 | FALSE | 1 | [6 empty] | 0 | A5 | 0.3309 | 2.143e-08 | 0.0017942 | 0.00041154 | 0.00010212 | 3.9943e-07 | 5.0957 | 361.0895 | 0.0013151
| Civic Offices | Edge treatment: flashings to edge of plant room external walls (Labour - Superstructure Works (per £ spent)) | 1701149 | 8403633 | 2 | Superstructure | Labour effort | Assembly | 6.119 | Hours | 10 | 44 | 1 | FALSE | 1 | FALSE | 1 | [6 empty] | 0 | A4 | 12.9182 | 2.3211e-06 | 0.042299 | 0.011433 | 0.0072161 | 4.5052e-05 | 192.5666 | 29.4035 | 0.05316
| Civic Offices | Edge treatment: flashings to edge of plant room external walls (Labour - Superstructure Works (per £ spent)) | 1701149 | 8403633 | 2 | Superstructure | Labour effort | Assembly | 6.119 | Hours | 10 | 44 | 1 | FALSE | 1 | FALSE | 1 | [6 empty] | 10 | B4B5 | 13.2491 | 2.3425e-06 | 0.044093 | 0.011844 | 0.0073182 | 4.5451e-05 | 197.6622 | 390.493 | 0.054475
| Civic Offices | Edge treatment: flashings to edge of plant room external walls (Labour - Superstructure Works (per £ spent)) | 1701149 | 8403633 | 2 | Superstructure | Labour effort | Assembly | 6.119 | Hours | 10 | 44 | 1 | FALSE | 1 | FALSE | 1 | [6 empty] | 20 | B4B5 | 13.2491 | 2.3425e-06 | 0.044093 | 0.011844 | 0.0073182 | 4.5451e-05 | 197.6622 | 390.493 | 0.054475
| Civic Offices | Edge treatment: flashings to edge of plant room external walls (Labour - Superstructure Works (per £ spent)) | 1701149 | 8403633 | 2 | Superstructure | Labour effort | Assembly | 6.119 | Hours | 10 | 44 | 1 | FALSE | 1 | FALSE | 1 | [6 empty] | 30 | B4B5 | 13.2491 | 2.3425e-06 | 0.044093 | 0.011844 | 0.0073182 | 4.5451e-05 | 197.6622 | 390.493 | 0.054475
| Civic Offices | Edge treatment: flashings to edge of plant room external walls (Labour - Superstructure Works (per £ spent)) | 1701149 | 8403633 | 2 | Superstructure | Labour effort | Assembly | 6.119 | Hours | 10 | 44 | 1 | FALSE | 1 | FALSE | 1 | [6 empty] | 40 | B4B5 | 13.2491 | 2.3425e-06 | 0.044093 | 0.011844 | 0.0073182 | 4.5451e-05 | 197.6622 | 390.493 | 0.054475
| Civic Offices | Edge treatment: flashings to edge of plant room external walls (Labour - Superstructure Works (per £ spent)) | 1701149 | 8403633 | 2 | Superstructure | Labour effort | Assembly | 6.119 | Hours | 10 | 44 | 1 | FALSE | 1 | FALSE | 1 | [6 empty] | 50 | B4B5 | 13.2491 | 2.3425e-06 | 0.044093 | 0.011844 | 0.0073182 | 4.5451e-05 | 197.6622 | 390.493 | 0.054475
| Civic Offices | Edge treatment: flashings to edge of plant room external walls (Labour - Superstructure Works (per £ spent)) | 1701149 | 8403634 | 2 | Superstructure | Labour Effort | Assembly | 6.119 | Hours | 20 | 44 | 1 | FALSE | 1 | FALSE | 1 | [6 empty] | 0 | A5 | 0.3309 | 2.143e-08 | 0.0017942 | 0.00041154 | 0.00010212 | 3.9943e-07 | 5.0957 | 361.0895 | 0.0013151
| Civic Offices | Edge treatment: flashings to edge of plant room external walls (Labour - Superstructure Works (per £ spent)) | 1701149 | 8403634 | 2 | Superstructure | Labour Effort | Assembly | 6.119 | Hours | 20 | 44 | 1 | FALSE | 1 | FALSE | 1 | [6 empty] | 0 | A4 | 12.9182 | 2.3211e-06 | 0.042299 | 0.011433 | 0.0072161 | 4.5052e-05 | 192.5666 | 29.4035 | 0.05316
| Civic Offices | Edge treatment: flashings to edge of plant room external walls (Labour - Superstructure Works (per £ spent)) | 1701149 | 8403634 | 2 | Superstructure | Labour Effort | Assembly | 6.119 | Hours | 20 | 44 | 1 | FALSE | 1 | FALSE | 1 | [6 empty] | 20 | B4B5 | 13.2491 | 2.3425e-06 | 0.044093 | 0.011844 | 0.0073182 | 4.5451e-05 | 197.6622 | 390.493 | 0.054475
| Civic Offices | Edge treatment: flashings to edge of plant room external walls (Labour - Superstructure Works (per £ spent)) | 1701149 | 8403634 | 2 | Superstructure | Labour Effort | Assembly | 6.119 | Hours | 20 | 44 | 1 | FALSE | 1 | FALSE | 1 | [6 empty] | 40 | B4B5 | 13.2491 | 2.3425e-06 | 0.044093 | 0.011844 | 0.0073182 | 4.5451e-05 | 197.6622 | 390.493 | 0.054475
| Civic Offices | Edge treatment: flashings to edge of plant room external walls (Labour - Superstructure Works (per £ spent)) | 1701149 | 8403635 | 2 | Superstructure | Labour Effort | Assembly | 1.0198 | Hours | 10 | 44 | 1 | FALSE | 1 | FALSE | 1 | [6 empty] | 0 | A5 | 0.055149 | 3.5717e-09 | 0.00029903 | 6.8589e-05 | 1.702e-05 | 6.6571e-08 | 0.84928 | 40.8047 | 0.00021918
| Civic Offices | Edge treatment: flashings to edge of plant room external walls (Labour - Superstructure Works (per £ spent)) | 1701149 | 8403635 | 2 | Superstructure | Labour Effort | Assembly | 1.0198 | Hours | 10 | 44 | 1 | FALSE | 1 | FALSE | 1 | [6 empty] | 0 | A4 | 0 | 0 | 0 | 0 | 0 | 0 | 0 | 0 | 0
| Civic Offices | Edge treatment: flashings to edge of plant room external walls (Labour - Superstructure Works (per £ spent)) | 1701149 | 8403635 | 2 | Superstructure | Labour Effort | Assembly | 1.0198 | Hours | 10 | 44 | 1 | FALSE | 1 | FALSE | 1 | [6 empty] | 10 | B4B5 | 0.055149 | 3.5717e-09 | 0.00029903 | 6.8589e-05 | 1.702e-05 | 6.6571e-08 | 0.84928 | 40.8047 | 0.00021918
| Civic Offices | Edge treatment: flashings to edge of plant room external walls (Labour - Superstructure Works (per £ spent)) | 1701149 | 8403635 | 2 | Superstructure | Labour Effort | Assembly | 1.0198 | Hours | 10 | 44 | 1 | FALSE | 1 | FALSE | 1 | [6 empty] | 20 | B4B5 | 0.055149 | 3.5717e-09 | 0.00029903 | 6.8589e-05 | 1.702e-05 | 6.6571e-08 | 0.84928 | 40.8047 | 0.00021918
| Civic Offices | Edge treatment: flashings to edge of plant room external walls (Labour - Superstructure Works (per £ spent)) | 1701149 | 8403635 | 2 | Superstructure | Labour Effort | Assembly | 1.0198 | Hours | 10 | 44 | 1 | FALSE | 1 | FALSE | 1 | [6 empty] | 30 | B4B5 | 0.055149 | 3.5717e-09 | 0.00029903 | 6.8589e-05 | 1.702e-05 | 6.6571e-08 | 0.84928 | 40.8047 | 0.00021918
| Civic Offices | Edge treatment: flashings to edge of plant room external walls (Labour - Superstructure Works (per £ spent)) | 1701149 | 8403635 | 2 | Superstructure | Labour Effort | Assembly | 1.0198 | Hours | 10 | 44 | 1 | FALSE | 1 | FALSE | 1 | [6 empty] | 40 | B4B5 | 0.055149 | 3.5717e-09 | 0.00029903 | 6.8589e-05 | 1.702e-05 | 6.6571e-08 | 0.84928 | 40.8047 | 0.00021918
| Civic Offices | Edge treatment: flashings to edge of plant room external walls (Labour - Superstructure Works (per £ spent)) | 1701149 | 8403635 | 2 | Superstructure | Labour Effort | Assembly | 1.0198 | Hours | 10 | 44 | 1 | FALSE | 1 | FALSE | 1 | [6 empty] | 50 | B4B5 | 0.055149 | 3.5717e-09 | 0.00029903 | 6.8589e-05 | 1.702e-05 | 6.6571e-08 | 0.84928 | 40.8047 | 0.00021918
| Civic Offices | Edge treatment: flashings to edge of plant room external walls (Labour - Superstructure Works (per £ spent)) | 1701149 | 8403636 | 2 | Superstructure | Labour Effort | Assembly | 1.0198 | Hours | 20 | 44 | 1 | FALSE | 1 | FALSE | 1 | [6 empty] | 0 | A5 | 0.055149 | 3.5717e-09 | 0.00029903 | 6.8589e-05 | 1.702e-05 | 6.6571e-08 | 0.84928 | 40.8047 | 0.00021918
| Civic Offices | Edge treatment: flashings to edge of plant room external walls (Labour - Superstructure Works (per £ spent)) | 1701149 | 8403636 | 2 | Superstructure | Labour Effort | Assembly | 1.0198 | Hours | 20 | 44 | 1 | FALSE | 1 | FALSE | 1 | [6 empty] | 0 | A4 | 0 | 0 | 0 | 0 | 0 | 0 | 0 | 0 | 0
| Civic Offices | Edge treatment: flashings to edge of plant room external walls (Labour - Superstructure Works (per £ spent)) | 1701149 | 8403636 | 2 | Superstructure | Labour Effort | Assembly | 1.0198 | Hours | 20 | 44 | 1 | FALSE | 1 | FALSE | 1 | [6 empty] | 20 | B4B5 | 0.055149 | 3.5717e-09 | 0.00029903 | 6.8589e-05 | 1.702e-05 | 6.6571e-08 | 0.84928 | 40.8047 | 0.00021918
| Civic Offices | Edge treatment: flashings to edge of plant room external walls (Labour - Superstructure Works (per £ spent)) | 1701149 | 8403636 | 2 | Superstructure | Labour Effort | Assembly | 1.0198 | Hours | 20 | 44 | 1 | FALSE | 1 | FALSE | 1 | [6 empty] | 40 | B4B5 | 0.055149 | 3.5717e-09 | 0.00029903 | 6.8589e-05 | 1.702e-05 | 6.6571e-08 | 0.84928 | 40.8047 | 0.00021918
| Civic Offices | Edge treatment coping and flashings (Labour - Superstructure Works (per £ spent)) | 1701150 | 8403637 | 2 | Superstructure | Labour Effort | Assembly | 3.0601 | Hours | 200 | 44 | 1 | FALSE | 1 | FALSE | 1 | [6 empty] | 0 | A5 | 0.16548 | 1.0717e-08 | 0.00089724 | 0.0002058 | 5.1069e-05 | 1.9975e-07 | 2.5483 | 122.4359 | 0.00065764
| Civic Offices | Edge treatment coping and flashings (Labour - Superstructure Works (per £ spent)) | 1701150 | 8403637 | 2 | Superstructure | Labour Effort | Assembly | 3.0601 | Hours | 200 | 44 | 1 | FALSE | 1 | FALSE | 1 | [6 empty] | 0 | A4 | 0 | 0 | 0 | 0 | 0 | 0 | 0 | 0 | 0
| Civic Offices | Edge treatment coping and flashings (Labour - Superstructure Works (per £ spent)) | 1701150 | 8403638 | 2 | Superstructure | Labour Effort | Assembly | 18.3604 | Hours | 200 | 44 | 1 | FALSE | 1 | FALSE | 1 | [6 empty] | 0 | A5 | 0.99287 | 6.4303e-08 | 0.0053834 | 0.0012348 | 0.00030641 | 1.1985e-06 | 15.2898 | 1083.4626 | 0.0039459
| Civic Offices | Edge treatment coping and flashings (Labour - Superstructure Works (per £ spent)) | 1701150 | 8403638 | 2 | Superstructure | Labour Effort | Assembly | 18.3604 | Hours | 200 | 44 | 1 | FALSE | 1 | FALSE | 1 | [6 empty] | 0 | A4 | 38.7546 | 6.9633e-06 | 0.1269 | 0.034298 | 0.021648 | 0.00013516 | 577.6997 | 88.2105 | 0.15948
| Civic Offices | Edge treatment coping and flashings (Labour - Superstructure Works (per £ spent)) | 1701150 | 8403639 | 2 | Superstructure | Labour effort | Assembly | 9.1802 | Hours | 10 | 44 | 1 | FALSE | 1 | FALSE | 1 | [6 empty] | 0 | A5 | 0.49643 | 3.2151e-08 | 0.0026917 | 0.00061741 | 0.00015321 | 5.9925e-07 | 7.6449 | 541.7313 | 0.0019729
| Civic Offices | Edge treatment coping and flashings (Labour - Superstructure Works (per £ spent)) | 1701150 | 8403639 | 2 | Superstructure | Labour effort | Assembly | 9.1802 | Hours | 10 | 44 | 1 | FALSE | 1 | FALSE | 1 | [6 empty] | 0 | A4 | 25.8364 | 4.6422e-06 | 0.084597 | 0.022865 | 0.014432 | 9.0104e-05 | 385.1331 | 58.807 | 0.10632
| Civic Offices | Edge treatment coping and flashings (Labour - Superstructure Works (per £ spent)) | 1701150 | 8403639 | 2 | Superstructure | Labour effort | Assembly | 9.1802 | Hours | 10 | 44 | 1 | FALSE | 1 | FALSE | 1 | [6 empty] | 10 | B4B5 | 26.3328 | 4.6743e-06 | 0.087289 | 0.023483 | 0.014585 | 9.0703e-05 | 392.778 | 600.5383 | 0.10829
| Civic Offices | Edge treatment coping and flashings (Labour - Superstructure Works (per £ spent)) | 1701150 | 8403639 | 2 | Superstructure | Labour effort | Assembly | 9.1802 | Hours | 10 | 44 | 1 | FALSE | 1 | FALSE | 1 | [6 empty] | 20 | B4B5 | 26.3328 | 4.6743e-06 | 0.087289 | 0.023483 | 0.014585 | 9.0703e-05 | 392.778 | 600.5383 | 0.10829
| Civic Offices | Edge treatment coping and flashings (Labour - Superstructure Works (per £ spent)) | 1701150 | 8403639 | 2 | Superstructure | Labour effort | Assembly | 9.1802 | Hours | 10 | 44 | 1 | FALSE | 1 | FALSE | 1 | [6 empty] | 30 | B4B5 | 26.3328 | 4.6743e-06 | 0.087289 | 0.023483 | 0.014585 | 9.0703e-05 | 392.778 | 600.5383 | 0.10829
| Civic Offices | Edge treatment coping and flashings (Labour - Superstructure Works (per £ spent)) | 1701150 | 8403639 | 2 | Superstructure | Labour effort | Assembly | 9.1802 | Hours | 10 | 44 | 1 | FALSE | 1 | FALSE | 1 | [6 empty] | 40 | B4B5 | 26.3328 | 4.6743e-06 | 0.087289 | 0.023483 | 0.014585 | 9.0703e-05 | 392.778 | 600.5383 | 0.10829
| Civic Offices | Edge treatment coping and flashings (Labour - Superstructure Works (per £ spent)) | 1701150 | 8403639 | 2 | Superstructure | Labour effort | Assembly | 9.1802 | Hours | 10 | 44 | 1 | FALSE | 1 | FALSE | 1 | [6 empty] | 50 | B4B5 | 26.3328 | 4.6743e-06 | 0.087289 | 0.023483 | 0.014585 | 9.0703e-05 | 392.778 | 600.5383 | 0.10829
| Civic Offices | Edge treatment coping and flashings (Labour - Superstructure Works (per £ spent)) | 1701150 | 8403640 | 2 | Superstructure | Labour Effort | Assembly | 9.1802 | Hours | 20 | 44 | 1 | FALSE | 1 | FALSE | 1 | [6 empty] | 0 | A5 | 0.49643 | 3.2151e-08 | 0.0026917 | 0.00061741 | 0.00015321 | 5.9925e-07 | 7.6449 | 541.7313 | 0.0019729
| Civic Offices | Edge treatment coping and flashings (Labour - Superstructure Works (per £ spent)) | 1701150 | 8403640 | 2 | Superstructure | Labour Effort | Assembly | 9.1802 | Hours | 20 | 44 | 1 | FALSE | 1 | FALSE | 1 | [6 empty] | 0 | A4 | 25.8364 | 4.6422e-06 | 0.084597 | 0.022865 | 0.014432 | 9.0104e-05 | 385.1331 | 58.807 | 0.10632
| Civic Offices | Edge treatment coping and flashings (Labour - Superstructure Works (per £ spent)) | 1701150 | 8403640 | 2 | Superstructure | Labour Effort | Assembly | 9.1802 | Hours | 20 | 44 | 1 | FALSE | 1 | FALSE | 1 | [6 empty] | 20 | B4B5 | 26.3328 | 4.6743e-06 | 0.087289 | 0.023483 | 0.014585 | 9.0703e-05 | 392.778 | 600.5383 | 0.10829
| Civic Offices | Edge treatment coping and flashings (Labour - Superstructure Works (per £ spent)) | 1701150 | 8403640 | 2 | Superstructure | Labour Effort | Assembly | 9.1802 | Hours | 20 | 44 | 1 | FALSE | 1 | FALSE | 1 | [6 empty] | 40 | B4B5 | 26.3328 | 4.6743e-06 | 0.087289 | 0.023483 | 0.014585 | 9.0703e-05 | 392.778 | 600.5383 | 0.10829
| Civic Offices | Edge treatment coping and flashings (Labour - Superstructure Works (per £ spent)) | 1701150 | 8403641 | 2 | Superstructure | Labour Effort | Assembly | 1.53 | Hours | 10 | 44 | 1 | FALSE | 1 | FALSE | 1 | [6 empty] | 0 | A5 | 0.082739 | 5.3585e-09 | 0.00044862 | 0.0001029 | 2.5534e-05 | 9.9875e-08 | 1.2741 | 61.218 | 0.00032882
| Civic Offices | Edge treatment coping and flashings (Labour - Superstructure Works (per £ spent)) | 1701150 | 8403641 | 2 | Superstructure | Labour Effort | Assembly | 1.53 | Hours | 10 | 44 | 1 | FALSE | 1 | FALSE | 1 | [6 empty] | 0 | A4 | 0 | 0 | 0 | 0 | 0 | 0 | 0 | 0 | 0
| Civic Offices | Edge treatment coping and flashings (Labour - Superstructure Works (per £ spent)) | 1701150 | 8403641 | 2 | Superstructure | Labour Effort | Assembly | 1.53 | Hours | 10 | 44 | 1 | FALSE | 1 | FALSE | 1 | [6 empty] | 10 | B4B5 | 0.082739 | 5.3585e-09 | 0.00044862 | 0.0001029 | 2.5534e-05 | 9.9875e-08 | 1.2741 | 61.218 | 0.00032882
| Civic Offices | Edge treatment coping and flashings (Labour - Superstructure Works (per £ spent)) | 1701150 | 8403641 | 2 | Superstructure | Labour Effort | Assembly | 1.53 | Hours | 10 | 44 | 1 | FALSE | 1 | FALSE | 1 | [6 empty] | 20 | B4B5 | 0.082739 | 5.3585e-09 | 0.00044862 | 0.0001029 | 2.5534e-05 | 9.9875e-08 | 1.2741 | 61.218 | 0.00032882
| Civic Offices | Edge treatment coping and flashings (Labour - Superstructure Works (per £ spent)) | 1701150 | 8403641 | 2 | Superstructure | Labour Effort | Assembly | 1.53 | Hours | 10 | 44 | 1 | FALSE | 1 | FALSE | 1 | [6 empty] | 30 | B4B5 | 0.082739 | 5.3585e-09 | 0.00044862 | 0.0001029 | 2.5534e-05 | 9.9875e-08 | 1.2741 | 61.218 | 0.00032882
| Civic Offices | Edge treatment coping and flashings (Labour - Superstructure Works (per £ spent)) | 1701150 | 8403641 | 2 | Superstructure | Labour Effort | Assembly | 1.53 | Hours | 10 | 44 | 1 | FALSE | 1 | FALSE | 1 | [6 empty] | 40 | B4B5 | 0.082739 | 5.3585e-09 | 0.00044862 | 0.0001029 | 2.5534e-05 | 9.9875e-08 | 1.2741 | 61.218 | 0.00032882
| Civic Offices | Edge treatment coping and flashings (Labour - Superstructure Works (per £ spent)) | 1701150 | 8403641 | 2 | Superstructure | Labour Effort | Assembly | 1.53 | Hours | 10 | 44 | 1 | FALSE | 1 | FALSE | 1 | [6 empty] | 50 | B4B5 | 0.082739 | 5.3585e-09 | 0.00044862 | 0.0001029 | 2.5534e-05 | 9.9875e-08 | 1.2741 | 61.218 | 0.00032882
| Civic Offices | Edge treatment coping and flashings (Labour - Superstructure Works (per £ spent)) | 1701150 | 8403642 | 2 | Superstructure | Labour Effort | Assembly | 1.53 | Hours | 20 | 44 | 1 | FALSE | 1 | FALSE | 1 | [6 empty] | 0 | A5 | 0.082739 | 5.3585e-09 | 0.00044862 | 0.0001029 | 2.5534e-05 | 9.9875e-08 | 1.2741 | 61.218 | 0.00032882
| Civic Offices | Edge treatment coping and flashings (Labour - Superstructure Works (per £ spent)) | 1701150 | 8403642 | 2 | Superstructure | Labour Effort | Assembly | 1.53 | Hours | 20 | 44 | 1 | FALSE | 1 | FALSE | 1 | [6 empty] | 0 | A4 | 0 | 0 | 0 | 0 | 0 | 0 | 0 | 0 | 0
| Civic Offices | Edge treatment coping and flashings (Labour - Superstructure Works (per £ spent)) | 1701150 | 8403642 | 2 | Superstructure | Labour Effort | Assembly | 1.53 | Hours | 20 | 44 | 1 | FALSE | 1 | FALSE | 1 | [6 empty] | 20 | B4B5 | 0.082739 | 5.3585e-09 | 0.00044862 | 0.0001029 | 2.5534e-05 | 9.9875e-08 | 1.2741 | 61.218 | 0.00032882
| Civic Offices | Edge treatment coping and flashings (Labour - Superstructure Works (per £ spent)) | 1701150 | 8403642 | 2 | Superstructure | Labour Effort | Assembly | 1.53 | Hours | 20 | 44 | 1 | FALSE | 1 | FALSE | 1 | [6 empty] | 40 | B4B5 | 0.082739 | 5.3585e-09 | 0.00044862 | 0.0001029 | 2.5534e-05 | 9.9875e-08 | 1.2741 | 61.218 | 0.00032882
| Civic Offices | Perimeter upstands to glazed skylights including internal linings (Labour - Superstructure Works (per £ spent)) | 1701151 | 8403643 | 2 | Superstructure | Labour Effort | Assembly | 4.1802 | Hours | 200 | 44 | 1 | FALSE | 1 | FALSE | 1 | [6 empty] | 0 | A5 | 0.22605 | 1.464e-08 | 0.0012257 | 0.00028114 | 6.9762e-05 | 2.7287e-07 | 3.4811 | 167.2531 | 0.00089837
| Civic Offices | Perimeter upstands to glazed skylights including internal linings (Labour - Superstructure Works (per £ spent)) | 1701151 | 8403643 | 2 | Superstructure | Labour Effort | Assembly | 4.1802 | Hours | 200 | 44 | 1 | FALSE | 1 | FALSE | 1 | [6 empty] | 0 | A4 | 0 | 0 | 0 | 0 | 0 | 0 | 0 | 0 | 0
| Civic Offices | Perimeter upstands to glazed skylights including internal linings (Labour - Superstructure Works (per £ spent)) | 1701151 | 8403644 | 2 | Superstructure | Labour Effort | Assembly | 25.0811 | Hours | 200 | 44 | 1 | FALSE | 1 | FALSE | 1 | [6 empty] | 0 | A5 | 1.3563 | 8.784e-08 | 0.007354 | 0.0016868 | 0.00041857 | 1.6372e-06 | 20.8865 | 1480.0596 | 0.0053902
| Civic Offices | Perimeter upstands to glazed skylights including internal linings (Labour - Superstructure Works (per £ spent)) | 1701151 | 8403644 | 2 | Superstructure | Labour Effort | Assembly | 25.0811 | Hours | 200 | 44 | 1 | FALSE | 1 | FALSE | 1 | [6 empty] | 0 | A4 | 51.6727 | 9.2843e-06 | 0.16919 | 0.045731 | 0.028864 | 0.00018021 | 770.2663 | 117.614 | 0.21264
| Civic Offices | Perimeter upstands to glazed skylights including internal linings (Labour - Superstructure Works (per £ spent)) | 1701151 | 8403645 | 2 | Superstructure | Labour effort | Assembly | 12.5406 | Hours | 10 | 44 | 1 | FALSE | 1 | FALSE | 1 | [6 empty] | 0 | A5 | 0.67815 | 4.392e-08 | 0.003677 | 0.00084342 | 0.00020929 | 8.186e-07 | 10.4433 | 740.0298 | 0.0026951
| Civic Offices | Perimeter upstands to glazed skylights including internal linings (Labour - Superstructure Works (per £ spent)) | 1701151 | 8403645 | 2 | Superstructure | Labour effort | Assembly | 12.5406 | Hours | 10 | 44 | 1 | FALSE | 1 | FALSE | 1 | [6 empty] | 0 | A4 | 25.8364 | 4.6422e-06 | 0.084597 | 0.022865 | 0.014432 | 9.0104e-05 | 385.1331 | 58.807 | 0.10632
| Civic Offices | Perimeter upstands to glazed skylights including internal linings (Labour - Superstructure Works (per £ spent)) | 1701151 | 8403645 | 2 | Superstructure | Labour effort | Assembly | 12.5406 | Hours | 10 | 44 | 1 | FALSE | 1 | FALSE | 1 | [6 empty] | 10 | B4B5 | 26.5145 | 4.6861e-06 | 0.088274 | 0.023709 | 0.014641 | 9.0922e-05 | 395.5764 | 798.8368 | 0.10902
| Civic Offices | Perimeter upstands to glazed skylights including internal linings (Labour - Superstructure Works (per £ spent)) | 1701151 | 8403645 | 2 | Superstructure | Labour effort | Assembly | 12.5406 | Hours | 10 | 44 | 1 | FALSE | 1 | FALSE | 1 | [6 empty] | 20 | B4B5 | 26.5145 | 4.6861e-06 | 0.088274 | 0.023709 | 0.014641 | 9.0922e-05 | 395.5764 | 798.8368 | 0.10902
| Civic Offices | Perimeter upstands to glazed skylights including internal linings (Labour - Superstructure Works (per £ spent)) | 1701151 | 8403645 | 2 | Superstructure | Labour effort | Assembly | 12.5406 | Hours | 10 | 44 | 1 | FALSE | 1 | FALSE | 1 | [6 empty] | 30 | B4B5 | 26.5145 | 4.6861e-06 | 0.088274 | 0.023709 | 0.014641 | 9.0922e-05 | 395.5764 | 798.8368 | 0.10902
| Civic Offices | Perimeter upstands to glazed skylights including internal linings (Labour - Superstructure Works (per £ spent)) | 1701151 | 8403645 | 2 | Superstructure | Labour effort | Assembly | 12.5406 | Hours | 10 | 44 | 1 | FALSE | 1 | FALSE | 1 | [6 empty] | 40 | B4B5 | 26.5145 | 4.6861e-06 | 0.088274 | 0.023709 | 0.014641 | 9.0922e-05 | 395.5764 | 798.8368 | 0.10902
| Civic Offices | Perimeter upstands to glazed skylights including internal linings (Labour - Superstructure Works (per £ spent)) | 1701151 | 8403645 | 2 | Superstructure | Labour effort | Assembly | 12.5406 | Hours | 10 | 44 | 1 | FALSE | 1 | FALSE | 1 | [6 empty] | 50 | B4B5 | 26.5145 | 4.6861e-06 | 0.088274 | 0.023709 | 0.014641 | 9.0922e-05 | 395.5764 | 798.8368 | 0.10902
| Civic Offices | Perimeter upstands to glazed skylights including internal linings (Labour - Superstructure Works (per £ spent)) | 1701151 | 8403646 | 2 | Superstructure | Labour Effort | Assembly | 12.5406 | Hours | 20 | 44 | 1 | FALSE | 1 | FALSE | 1 | [6 empty] | 0 | A5 | 0.67815 | 4.392e-08 | 0.003677 | 0.00084342 | 0.00020929 | 8.186e-07 | 10.4433 | 740.0298 | 0.0026951
| Civic Offices | Perimeter upstands to glazed skylights including internal linings (Labour - Superstructure Works (per £ spent)) | 1701151 | 8403646 | 2 | Superstructure | Labour Effort | Assembly | 12.5406 | Hours | 20 | 44 | 1 | FALSE | 1 | FALSE | 1 | [6 empty] | 0 | A4 | 25.8364 | 4.6422e-06 | 0.084597 | 0.022865 | 0.014432 | 9.0104e-05 | 385.1331 | 58.807 | 0.10632
| Civic Offices | Perimeter upstands to glazed skylights including internal linings (Labour - Superstructure Works (per £ spent)) | 1701151 | 8403646 | 2 | Superstructure | Labour Effort | Assembly | 12.5406 | Hours | 20 | 44 | 1 | FALSE | 1 | FALSE | 1 | [6 empty] | 20 | B4B5 | 26.5145 | 4.6861e-06 | 0.088274 | 0.023709 | 0.014641 | 9.0922e-05 | 395.5764 | 798.8368 | 0.10902
| Civic Offices | Perimeter upstands to glazed skylights including internal linings (Labour - Superstructure Works (per £ spent)) | 1701151 | 8403646 | 2 | Superstructure | Labour Effort | Assembly | 12.5406 | Hours | 20 | 44 | 1 | FALSE | 1 | FALSE | 1 | [6 empty] | 40 | B4B5 | 26.5145 | 4.6861e-06 | 0.088274 | 0.023709 | 0.014641 | 9.0922e-05 | 395.5764 | 798.8368 | 0.10902
| Civic Offices | Perimeter upstands to glazed skylights including internal linings (Labour - Superstructure Works (per £ spent)) | 1701151 | 8403647 | 2 | Superstructure | Labour Effort | Assembly | 2.0901 | Hours | 10 | 44 | 1 | FALSE | 1 | FALSE | 1 | [6 empty] | 0 | A5 | 0.11303 | 7.32e-09 | 0.00061283 | 0.00014057 | 3.4881e-05 | 1.3643e-07 | 1.7405 | 83.6266 | 0.00044919
| Civic Offices | Perimeter upstands to glazed skylights including internal linings (Labour - Superstructure Works (per £ spent)) | 1701151 | 8403647 | 2 | Superstructure | Labour Effort | Assembly | 2.0901 | Hours | 10 | 44 | 1 | FALSE | 1 | FALSE | 1 | [6 empty] | 0 | A4 | 0 | 0 | 0 | 0 | 0 | 0 | 0 | 0 | 0
| Civic Offices | Perimeter upstands to glazed skylights including internal linings (Labour - Superstructure Works (per £ spent)) | 1701151 | 8403647 | 2 | Superstructure | Labour Effort | Assembly | 2.0901 | Hours | 10 | 44 | 1 | FALSE | 1 | FALSE | 1 | [6 empty] | 10 | B4B5 | 0.11303 | 7.32e-09 | 0.00061283 | 0.00014057 | 3.4881e-05 | 1.3643e-07 | 1.7405 | 83.6266 | 0.00044919
| Civic Offices | Perimeter upstands to glazed skylights including internal linings (Labour - Superstructure Works (per £ spent)) | 1701151 | 8403647 | 2 | Superstructure | Labour Effort | Assembly | 2.0901 | Hours | 10 | 44 | 1 | FALSE | 1 | FALSE | 1 | [6 empty] | 20 | B4B5 | 0.11303 | 7.32e-09 | 0.00061283 | 0.00014057 | 3.4881e-05 | 1.3643e-07 | 1.7405 | 83.6266 | 0.00044919
| Civic Offices | Perimeter upstands to glazed skylights including internal linings (Labour - Superstructure Works (per £ spent)) | 1701151 | 8403647 | 2 | Superstructure | Labour Effort | Assembly | 2.0901 | Hours | 10 | 44 | 1 | FALSE | 1 | FALSE | 1 | [6 empty] | 30 | B4B5 | 0.11303 | 7.32e-09 | 0.00061283 | 0.00014057 | 3.4881e-05 | 1.3643e-07 | 1.7405 | 83.6266 | 0.00044919
| Civic Offices | Perimeter upstands to glazed skylights including internal linings (Labour - Superstructure Works (per £ spent)) | 1701151 | 8403647 | 2 | Superstructure | Labour Effort | Assembly | 2.0901 | Hours | 10 | 44 | 1 | FALSE | 1 | FALSE | 1 | [6 empty] | 40 | B4B5 | 0.11303 | 7.32e-09 | 0.00061283 | 0.00014057 | 3.4881e-05 | 1.3643e-07 | 1.7405 | 83.6266 | 0.00044919
| Civic Offices | Perimeter upstands to glazed skylights including internal linings (Labour - Superstructure Works (per £ spent)) | 1701151 | 8403647 | 2 | Superstructure | Labour Effort | Assembly | 2.0901 | Hours | 10 | 44 | 1 | FALSE | 1 | FALSE | 1 | [6 empty] | 50 | B4B5 | 0.11303 | 7.32e-09 | 0.00061283 | 0.00014057 | 3.4881e-05 | 1.3643e-07 | 1.7405 | 83.6266 | 0.00044919
| Civic Offices | Perimeter upstands to glazed skylights including internal linings (Labour - Superstructure Works (per £ spent)) | 1701151 | 8403648 | 2 | Superstructure | Labour Effort | Assembly | 2.0901 | Hours | 20 | 44 | 1 | FALSE | 1 | FALSE | 1 | [6 empty] | 0 | A5 | 0.11303 | 7.32e-09 | 0.00061283 | 0.00014057 | 3.4881e-05 | 1.3643e-07 | 1.7405 | 83.6266 | 0.00044919
| Civic Offices | Perimeter upstands to glazed skylights including internal linings (Labour - Superstructure Works (per £ spent)) | 1701151 | 8403648 | 2 | Superstructure | Labour Effort | Assembly | 2.0901 | Hours | 20 | 44 | 1 | FALSE | 1 | FALSE | 1 | [6 empty] | 0 | A4 | 0 | 0 | 0 | 0 | 0 | 0 | 0 | 0 | 0
| Civic Offices | Perimeter upstands to glazed skylights including internal linings (Labour - Superstructure Works (per £ spent)) | 1701151 | 8403648 | 2 | Superstructure | Labour Effort | Assembly | 2.0901 | Hours | 20 | 44 | 1 | FALSE | 1 | FALSE | 1 | [6 empty] | 20 | B4B5 | 0.11303 | 7.32e-09 | 0.00061283 | 0.00014057 | 3.4881e-05 | 1.3643e-07 | 1.7405 | 83.6266 | 0.00044919
| Civic Offices | Perimeter upstands to glazed skylights including internal linings (Labour - Superstructure Works (per £ spent)) | 1701151 | 8403648 | 2 | Superstructure | Labour Effort | Assembly | 2.0901 | Hours | 20 | 44 | 1 | FALSE | 1 | FALSE | 1 | [6 empty] | 40 | B4B5 | 0.11303 | 7.32e-09 | 0.00061283 | 0.00014057 | 3.4881e-05 | 1.3643e-07 | 1.7405 | 83.6266 | 0.00044919
| Civic Offices | Stair finishes: steel stairway vertical rise 5m 1.6m wide two half landings hardwood treads and risers. aluminium nosings plasterboard soffit including skim and decoration (Labour - Superstructure Works (per £ spent)) | 1701152 | 8403649 | 2 | Superstructure | Labour Effort | Assembly | 7.1241 | Hours | 200 | 44 | 1 | FALSE | 1 | FALSE | 1 | [6 empty] | 0 | A5 | 0.38525 | 2.495e-08 | 0.0020888 | 0.00047913 | 0.00011889 | 4.6503e-07 | 5.9326 | 285.0407 | 0.001531
| Civic Offices | Stair finishes: steel stairway vertical rise 5m 1.6m wide two half landings hardwood treads and risers. aluminium nosings plasterboard soffit including skim and decoration (Labour - Superstructure Works (per £ spent)) | 1701152 | 8403649 | 2 | Superstructure | Labour Effort | Assembly | 7.1241 | Hours | 200 | 44 | 1 | FALSE | 1 | FALSE | 1 | [6 empty] | 0 | A4 | 0 | 0 | 0 | 0 | 0 | 0 | 0 | 0 | 0
| Civic Offices | Stair finishes: steel stairway vertical rise 5m 1.6m wide two half landings hardwood treads and risers. aluminium nosings plasterboard soffit including skim and decoration (Labour - Superstructure Works (per £ spent)) | 1701152 | 8403650 | 2 | Superstructure | Labour Effort | Assembly | 42.7444 | Hours | 200 | 44 | 1 | FALSE | 1 | FALSE | 1 | [6 empty] | 0 | A5 | 2.3115 | 1.497e-07 | 0.012533 | 0.0028748 | 0.00071335 | 2.7902e-06 | 35.5958 | 2522.3879 | 0.0091863
| Civic Offices | Stair finishes: steel stairway vertical rise 5m 1.6m wide two half landings hardwood treads and risers. aluminium nosings plasterboard soffit including skim and decoration (Labour - Superstructure Works (per £ spent)) | 1701152 | 8403650 | 2 | Superstructure | Labour Effort | Assembly | 42.7444 | Hours | 200 | 44 | 1 | FALSE | 1 | FALSE | 1 | [6 empty] | 0 | A4 | 77.5091 | 1.3927e-05 | 0.25379 | 0.068596 | 0.043297 | 0.00027031 | 1155.3994 | 176.4211 | 0.31896
| Civic Offices | Stair finishes: steel stairway vertical rise 5m 1.6m wide two half landings hardwood treads and risers. aluminium nosings plasterboard soffit including skim and decoration (Labour - Superstructure Works (per £ spent)) | 1701152 | 8403651 | 2 | Superstructure | Labour effort | Assembly | 21.3722 | Hours | 10 | 44 | 1 | FALSE | 1 | FALSE | 1 | [6 empty] | 0 | A5 | 1.1557 | 7.4851e-08 | 0.0062665 | 0.0014374 | 0.00035668 | 1.3951e-06 | 17.7979 | 1261.1939 | 0.0045931
| Civic Offices | Stair finishes: steel stairway vertical rise 5m 1.6m wide two half landings hardwood treads and risers. aluminium nosings plasterboard soffit including skim and decoration (Labour - Superstructure Works (per £ spent)) | 1701152 | 8403651 | 2 | Superstructure | Labour effort | Assembly | 21.3722 | Hours | 10 | 44 | 1 | FALSE | 1 | FALSE | 1 | [6 empty] | 0 | A4 | 38.7546 | 6.9633e-06 | 0.1269 | 0.034298 | 0.021648 | 0.00013516 | 577.6997 | 88.2105 | 0.15948
| Civic Offices | Stair finishes: steel stairway vertical rise 5m 1.6m wide two half landings hardwood treads and risers. aluminium nosings plasterboard soffit including skim and decoration (Labour - Superstructure Works (per £ spent)) | 1701152 | 8403651 | 2 | Superstructure | Labour effort | Assembly | 21.3722 | Hours | 10 | 44 | 1 | FALSE | 1 | FALSE | 1 | [6 empty] | 10 | B4B5 | 39.9103 | 7.0381e-06 | 0.13316 | 0.035735 | 0.022005 | 0.00013655 | 595.4976 | 1349.4045 | 0.16407
| Civic Offices | Stair finishes: steel stairway vertical rise 5m 1.6m wide two half landings hardwood treads and risers. aluminium nosings plasterboard soffit including skim and decoration (Labour - Superstructure Works (per £ spent)) | 1701152 | 8403651 | 2 | Superstructure | Labour effort | Assembly | 21.3722 | Hours | 10 | 44 | 1 | FALSE | 1 | FALSE | 1 | [6 empty] | 20 | B4B5 | 39.9103 | 7.0381e-06 | 0.13316 | 0.035735 | 0.022005 | 0.00013655 | 595.4976 | 1349.4045 | 0.16407
| Civic Offices | Stair finishes: steel stairway vertical rise 5m 1.6m wide two half landings hardwood treads and risers. aluminium nosings plasterboard soffit including skim and decoration (Labour - Superstructure Works (per £ spent)) | 1701152 | 8403651 | 2 | Superstructure | Labour effort | Assembly | 21.3722 | Hours | 10 | 44 | 1 | FALSE | 1 | FALSE | 1 | [6 empty] | 30 | B4B5 | 39.9103 | 7.0381e-06 | 0.13316 | 0.035735 | 0.022005 | 0.00013655 | 595.4976 | 1349.4045 | 0.16407
| Civic Offices | Stair finishes: steel stairway vertical rise 5m 1.6m wide two half landings hardwood treads and risers. aluminium nosings plasterboard soffit including skim and decoration (Labour - Superstructure Works (per £ spent)) | 1701152 | 8403651 | 2 | Superstructure | Labour effort | Assembly | 21.3722 | Hours | 10 | 44 | 1 | FALSE | 1 | FALSE | 1 | [6 empty] | 40 | B4B5 | 39.9103 | 7.0381e-06 | 0.13316 | 0.035735 | 0.022005 | 0.00013655 | 595.4976 | 1349.4045 | 0.16407
| Civic Offices | Stair finishes: steel stairway vertical rise 5m 1.6m wide two half landings hardwood treads and risers. aluminium nosings plasterboard soffit including skim and decoration (Labour - Superstructure Works (per £ spent)) | 1701152 | 8403651 | 2 | Superstructure | Labour effort | Assembly | 21.3722 | Hours | 10 | 44 | 1 | FALSE | 1 | FALSE | 1 | [6 empty] | 50 | B4B5 | 39.9103 | 7.0381e-06 | 0.13316 | 0.035735 | 0.022005 | 0.00013655 | 595.4976 | 1349.4045 | 0.16407
| Civic Offices | Stair finishes: steel stairway vertical rise 5m 1.6m wide two half landings hardwood treads and risers. aluminium nosings plasterboard soffit including skim and decoration (Labour - Superstructure Works (per £ spent)) | 1701152 | 8403652 | 2 | Superstructure | Labour Effort | Assembly | 21.3722 | Hours | 20 | 44 | 1 | FALSE | 1 | FALSE | 1 | [6 empty] | 0 | A5 | 1.1557 | 7.4851e-08 | 0.0062665 | 0.0014374 | 0.00035668 | 1.3951e-06 | 17.7979 | 1261.1939 | 0.0045931
| Civic Offices | Stair finishes: steel stairway vertical rise 5m 1.6m wide two half landings hardwood treads and risers. aluminium nosings plasterboard soffit including skim and decoration (Labour - Superstructure Works (per £ spent)) | 1701152 | 8403652 | 2 | Superstructure | Labour Effort | Assembly | 21.3722 | Hours | 20 | 44 | 1 | FALSE | 1 | FALSE | 1 | [6 empty] | 0 | A4 | 38.7546 | 6.9633e-06 | 0.1269 | 0.034298 | 0.021648 | 0.00013516 | 577.6997 | 88.2105 | 0.15948
| Civic Offices | Stair finishes: steel stairway vertical rise 5m 1.6m wide two half landings hardwood treads and risers. aluminium nosings plasterboard soffit including skim and decoration (Labour - Superstructure Works (per £ spent)) | 1701152 | 8403652 | 2 | Superstructure | Labour Effort | Assembly | 21.3722 | Hours | 20 | 44 | 1 | FALSE | 1 | FALSE | 1 | [6 empty] | 20 | B4B5 | 39.9103 | 7.0381e-06 | 0.13316 | 0.035735 | 0.022005 | 0.00013655 | 595.4976 | 1349.4045 | 0.16407
| Civic Offices | Stair finishes: steel stairway vertical rise 5m 1.6m wide two half landings hardwood treads and risers. aluminium nosings plasterboard soffit including skim and decoration (Labour - Superstructure Works (per £ spent)) | 1701152 | 8403652 | 2 | Superstructure | Labour Effort | Assembly | 21.3722 | Hours | 20 | 44 | 1 | FALSE | 1 | FALSE | 1 | [6 empty] | 40 | B4B5 | 39.9103 | 7.0381e-06 | 0.13316 | 0.035735 | 0.022005 | 0.00013655 | 595.4976 | 1349.4045 | 0.16407
| Civic Offices | Stair finishes: steel stairway vertical rise 5m 1.6m wide two half landings hardwood treads and risers. aluminium nosings plasterboard soffit including skim and decoration (Labour - Superstructure Works (per £ spent)) | 1701152 | 8403653 | 2 | Superstructure | Labour Effort | Assembly | 3.562 | Hours | 10 | 44 | 1 | FALSE | 1 | FALSE | 1 | [6 empty] | 0 | A5 | 0.19262 | 1.2475e-08 | 0.0010444 | 0.00023956 | 5.9446e-05 | 2.3252e-07 | 2.9663 | 142.5203 | 0.00076552
| Civic Offices | Stair finishes: steel stairway vertical rise 5m 1.6m wide two half landings hardwood treads and risers. aluminium nosings plasterboard soffit including skim and decoration (Labour - Superstructure Works (per £ spent)) | 1701152 | 8403653 | 2 | Superstructure | Labour Effort | Assembly | 3.562 | Hours | 10 | 44 | 1 | FALSE | 1 | FALSE | 1 | [6 empty] | 0 | A4 | 0 | 0 | 0 | 0 | 0 | 0 | 0 | 0 | 0
| Civic Offices | Stair finishes: steel stairway vertical rise 5m 1.6m wide two half landings hardwood treads and risers. aluminium nosings plasterboard soffit including skim and decoration (Labour - Superstructure Works (per £ spent)) | 1701152 | 8403653 | 2 | Superstructure | Labour Effort | Assembly | 3.562 | Hours | 10 | 44 | 1 | FALSE | 1 | FALSE | 1 | [6 empty] | 10 | B4B5 | 0.19262 | 1.2475e-08 | 0.0010444 | 0.00023956 | 5.9446e-05 | 2.3252e-07 | 2.9663 | 142.5203 | 0.00076552
| Civic Offices | Stair finishes: steel stairway vertical rise 5m 1.6m wide two half landings hardwood treads and risers. aluminium nosings plasterboard soffit including skim and decoration (Labour - Superstructure Works (per £ spent)) | 1701152 | 8403653 | 2 | Superstructure | Labour Effort | Assembly | 3.562 | Hours | 10 | 44 | 1 | FALSE | 1 | FALSE | 1 | [6 empty] | 20 | B4B5 | 0.19262 | 1.2475e-08 | 0.0010444 | 0.00023956 | 5.9446e-05 | 2.3252e-07 | 2.9663 | 142.5203 | 0.00076552
| Civic Offices | Stair finishes: steel stairway vertical rise 5m 1.6m wide two half landings hardwood treads and risers. aluminium nosings plasterboard soffit including skim and decoration (Labour - Superstructure Works (per £ spent)) | 1701152 | 8403653 | 2 | Superstructure | Labour Effort | Assembly | 3.562 | Hours | 10 | 44 | 1 | FALSE | 1 | FALSE | 1 | [6 empty] | 30 | B4B5 | 0.19262 | 1.2475e-08 | 0.0010444 | 0.00023956 | 5.9446e-05 | 2.3252e-07 | 2.9663 | 142.5203 | 0.00076552
| Civic Offices | Stair finishes: steel stairway vertical rise 5m 1.6m wide two half landings hardwood treads and risers. aluminium nosings plasterboard soffit including skim and decoration (Labour - Superstructure Works (per £ spent)) | 1701152 | 8403653 | 2 | Superstructure | Labour Effort | Assembly | 3.562 | Hours | 10 | 44 | 1 | FALSE | 1 | FALSE | 1 | [6 empty] | 40 | B4B5 | 0.19262 | 1.2475e-08 | 0.0010444 | 0.00023956 | 5.9446e-05 | 2.3252e-07 | 2.9663 | 142.5203 | 0.00076552
| Civic Offices | Stair finishes: steel stairway vertical rise 5m 1.6m wide two half landings hardwood treads and risers. aluminium nosings plasterboard soffit including skim and decoration (Labour - Superstructure Works (per £ spent)) | 1701152 | 8403653 | 2 | Superstructure | Labour Effort | Assembly | 3.562 | Hours | 10 | 44 | 1 | FALSE | 1 | FALSE | 1 | [6 empty] | 50 | B4B5 | 0.19262 | 1.2475e-08 | 0.0010444 | 0.00023956 | 5.9446e-05 | 2.3252e-07 | 2.9663 | 142.5203 | 0.00076552
| Civic Offices | Stair finishes: steel stairway vertical rise 5m 1.6m wide two half landings hardwood treads and risers. aluminium nosings plasterboard soffit including skim and decoration (Labour - Superstructure Works (per £ spent)) | 1701152 | 8403654 | 2 | Superstructure | Labour Effort | Assembly | 3.562 | Hours | 20 | 44 | 1 | FALSE | 1 | FALSE | 1 | [6 empty] | 0 | A5 | 0.19262 | 1.2475e-08 | 0.0010444 | 0.00023956 | 5.9446e-05 | 2.3252e-07 | 2.9663 | 142.5203 | 0.00076552
| Civic Offices | Stair finishes: steel stairway vertical rise 5m 1.6m wide two half landings hardwood treads and risers. aluminium nosings plasterboard soffit including skim and decoration (Labour - Superstructure Works (per £ spent)) | 1701152 | 8403654 | 2 | Superstructure | Labour Effort | Assembly | 3.562 | Hours | 20 | 44 | 1 | FALSE | 1 | FALSE | 1 | [6 empty] | 0 | A4 | 0 | 0 | 0 | 0 | 0 | 0 | 0 | 0 | 0
| Civic Offices | Stair finishes: steel stairway vertical rise 5m 1.6m wide two half landings hardwood treads and risers. aluminium nosings plasterboard soffit including skim and decoration (Labour - Superstructure Works (per £ spent)) | 1701152 | 8403654 | 2 | Superstructure | Labour Effort | Assembly | 3.562 | Hours | 20 | 44 | 1 | FALSE | 1 | FALSE | 1 | [6 empty] | 20 | B4B5 | 0.19262 | 1.2475e-08 | 0.0010444 | 0.00023956 | 5.9446e-05 | 2.3252e-07 | 2.9663 | 142.5203 | 0.00076552
| Civic Offices | Stair finishes: steel stairway vertical rise 5m 1.6m wide two half landings hardwood treads and risers. aluminium nosings plasterboard soffit including skim and decoration (Labour - Superstructure Works (per £ spent)) | 1701152 | 8403654 | 2 | Superstructure | Labour Effort | Assembly | 3.562 | Hours | 20 | 44 | 1 | FALSE | 1 | FALSE | 1 | [6 empty] | 40 | B4B5 | 0.19262 | 1.2475e-08 | 0.0010444 | 0.00023956 | 5.9446e-05 | 2.3252e-07 | 2.9663 | 142.5203 | 0.00076552
| Civic Offices | Escape stair finishes concrete stairway total rise 5m width 1.2m half landing (Labour - Superstructure Works (per £ spent)) | 1701153 | 8403655 | 2 | Superstructure | Labour Effort | Assembly | 3.288 | Hours | 200 | 44 | 1 | FALSE | 1 | FALSE | 1 | [6 empty] | 0 | A5 | 0.17781 | 1.1516e-08 | 0.00096408 | 0.00022114 | 5.4873e-05 | 2.1463e-07 | 2.7381 | 131.5572 | 0.00070664
| Civic Offices | Escape stair finishes concrete stairway total rise 5m width 1.2m half landing (Labour - Superstructure Works (per £ spent)) | 1701153 | 8403655 | 2 | Superstructure | Labour Effort | Assembly | 3.288 | Hours | 200 | 44 | 1 | FALSE | 1 | FALSE | 1 | [6 empty] | 0 | A4 | 0 | 0 | 0 | 0 | 0 | 0 | 0 | 0 | 0
| Civic Offices | Escape stair finishes concrete stairway total rise 5m width 1.2m half landing (Labour - Superstructure Works (per £ spent)) | 1701153 | 8403656 | 2 | Superstructure | Labour Effort | Assembly | 19.7282 | Hours | 200 | 44 | 1 | FALSE | 1 | FALSE | 1 | [6 empty] | 0 | A5 | 1.0668 | 6.9093e-08 | 0.0057845 | 0.0013268 | 0.00032924 | 1.2878e-06 | 16.4288 | 1164.179 | 0.0042398
| Civic Offices | Escape stair finishes concrete stairway total rise 5m width 1.2m half landing (Labour - Superstructure Works (per £ spent)) | 1701153 | 8403656 | 2 | Superstructure | Labour Effort | Assembly | 19.7282 | Hours | 200 | 44 | 1 | FALSE | 1 | FALSE | 1 | [6 empty] | 0 | A4 | 38.7546 | 6.9633e-06 | 0.1269 | 0.034298 | 0.021648 | 0.00013516 | 577.6997 | 88.2105 | 0.15948
| Civic Offices | Escape stair finishes concrete stairway total rise 5m width 1.2m half landing (Labour - Superstructure Works (per £ spent)) | 1701153 | 8403657 | 2 | Superstructure | Labour effort | Assembly | 9.8641 | Hours | 10 | 44 | 1 | FALSE | 1 | FALSE | 1 | [6 empty] | 0 | A5 | 0.53342 | 3.4547e-08 | 0.0028922 | 0.00066341 | 0.00016462 | 6.4389e-07 | 8.2144 | 582.0895 | 0.0021199
| Civic Offices | Escape stair finishes concrete stairway total rise 5m width 1.2m half landing (Labour - Superstructure Works (per £ spent)) | 1701153 | 8403657 | 2 | Superstructure | Labour effort | Assembly | 9.8641 | Hours | 10 | 44 | 1 | FALSE | 1 | FALSE | 1 | [6 empty] | 0 | A4 | 25.8364 | 4.6422e-06 | 0.084597 | 0.022865 | 0.014432 | 9.0104e-05 | 385.1331 | 58.807 | 0.10632
| Civic Offices | Escape stair finishes concrete stairway total rise 5m width 1.2m half landing (Labour - Superstructure Works (per £ spent)) | 1701153 | 8403657 | 2 | Superstructure | Labour effort | Assembly | 9.8641 | Hours | 10 | 44 | 1 | FALSE | 1 | FALSE | 1 | [6 empty] | 10 | B4B5 | 26.3698 | 4.6767e-06 | 0.087489 | 0.023529 | 0.014597 | 9.0748e-05 | 393.3476 | 640.8965 | 0.10844
| Civic Offices | Escape stair finishes concrete stairway total rise 5m width 1.2m half landing (Labour - Superstructure Works (per £ spent)) | 1701153 | 8403657 | 2 | Superstructure | Labour effort | Assembly | 9.8641 | Hours | 10 | 44 | 1 | FALSE | 1 | FALSE | 1 | [6 empty] | 20 | B4B5 | 26.3698 | 4.6767e-06 | 0.087489 | 0.023529 | 0.014597 | 9.0748e-05 | 393.3476 | 640.8965 | 0.10844
| Civic Offices | Escape stair finishes concrete stairway total rise 5m width 1.2m half landing (Labour - Superstructure Works (per £ spent)) | 1701153 | 8403657 | 2 | Superstructure | Labour effort | Assembly | 9.8641 | Hours | 10 | 44 | 1 | FALSE | 1 | FALSE | 1 | [6 empty] | 30 | B4B5 | 26.3698 | 4.6767e-06 | 0.087489 | 0.023529 | 0.014597 | 9.0748e-05 | 393.3476 | 640.8965 | 0.10844
| Civic Offices | Escape stair finishes concrete stairway total rise 5m width 1.2m half landing (Labour - Superstructure Works (per £ spent)) | 1701153 | 8403657 | 2 | Superstructure | Labour effort | Assembly | 9.8641 | Hours | 10 | 44 | 1 | FALSE | 1 | FALSE | 1 | [6 empty] | 40 | B4B5 | 26.3698 | 4.6767e-06 | 0.087489 | 0.023529 | 0.014597 | 9.0748e-05 | 393.3476 | 640.8965 | 0.10844
| Civic Offices | Escape stair finishes concrete stairway total rise 5m width 1.2m half landing (Labour - Superstructure Works (per £ spent)) | 1701153 | 8403657 | 2 | Superstructure | Labour effort | Assembly | 9.8641 | Hours | 10 | 44 | 1 | FALSE | 1 | FALSE | 1 | [6 empty] | 50 | B4B5 | 26.3698 | 4.6767e-06 | 0.087489 | 0.023529 | 0.014597 | 9.0748e-05 | 393.3476 | 640.8965 | 0.10844
| Civic Offices | Escape stair finishes concrete stairway total rise 5m width 1.2m half landing (Labour - Superstructure Works (per £ spent)) | 1701153 | 8403658 | 2 | Superstructure | Labour Effort | Assembly | 9.8641 | Hours | 20 | 44 | 1 | FALSE | 1 | FALSE | 1 | [6 empty] | 0 | A5 | 0.53342 | 3.4547e-08 | 0.0028922 | 0.00066341 | 0.00016462 | 6.4389e-07 | 8.2144 | 582.0895 | 0.0021199
| Civic Offices | Escape stair finishes concrete stairway total rise 5m width 1.2m half landing (Labour - Superstructure Works (per £ spent)) | 1701153 | 8403658 | 2 | Superstructure | Labour Effort | Assembly | 9.8641 | Hours | 20 | 44 | 1 | FALSE | 1 | FALSE | 1 | [6 empty] | 0 | A4 | 25.8364 | 4.6422e-06 | 0.084597 | 0.022865 | 0.014432 | 9.0104e-05 | 385.1331 | 58.807 | 0.10632
| Civic Offices | Escape stair finishes concrete stairway total rise 5m width 1.2m half landing (Labour - Superstructure Works (per £ spent)) | 1701153 | 8403658 | 2 | Superstructure | Labour Effort | Assembly | 9.8641 | Hours | 20 | 44 | 1 | FALSE | 1 | FALSE | 1 | [6 empty] | 20 | B4B5 | 26.3698 | 4.6767e-06 | 0.087489 | 0.023529 | 0.014597 | 9.0748e-05 | 393.3476 | 640.8965 | 0.10844
| Civic Offices | Escape stair finishes concrete stairway total rise 5m width 1.2m half landing (Labour - Superstructure Works (per £ spent)) | 1701153 | 8403658 | 2 | Superstructure | Labour Effort | Assembly | 9.8641 | Hours | 20 | 44 | 1 | FALSE | 1 | FALSE | 1 | [6 empty] | 40 | B4B5 | 26.3698 | 4.6767e-06 | 0.087489 | 0.023529 | 0.014597 | 9.0748e-05 | 393.3476 | 640.8965 | 0.10844
| Civic Offices | Escape stair finishes concrete stairway total rise 5m width 1.2m half landing (Labour - Superstructure Works (per £ spent)) | 1701153 | 8403659 | 2 | Superstructure | Labour Effort | Assembly | 1.644 | Hours | 10 | 44 | 1 | FALSE | 1 | FALSE | 1 | [6 empty] | 0 | A5 | 0.088903 | 5.7578e-09 | 0.00048204 | 0.00011057 | 2.7437e-05 | 1.0732e-07 | 1.3691 | 65.7786 | 0.00035332
| Civic Offices | Escape stair finishes concrete stairway total rise 5m width 1.2m half landing (Labour - Superstructure Works (per £ spent)) | 1701153 | 8403659 | 2 | Superstructure | Labour Effort | Assembly | 1.644 | Hours | 10 | 44 | 1 | FALSE | 1 | FALSE | 1 | [6 empty] | 0 | A4 | 0 | 0 | 0 | 0 | 0 | 0 | 0 | 0 | 0
| Civic Offices | Escape stair finishes concrete stairway total rise 5m width 1.2m half landing (Labour - Superstructure Works (per £ spent)) | 1701153 | 8403659 | 2 | Superstructure | Labour Effort | Assembly | 1.644 | Hours | 10 | 44 | 1 | FALSE | 1 | FALSE | 1 | [6 empty] | 10 | B4B5 | 0.088903 | 5.7578e-09 | 0.00048204 | 0.00011057 | 2.7437e-05 | 1.0732e-07 | 1.3691 | 65.7786 | 0.00035332
| Civic Offices | Escape stair finishes concrete stairway total rise 5m width 1.2m half landing (Labour - Superstructure Works (per £ spent)) | 1701153 | 8403659 | 2 | Superstructure | Labour Effort | Assembly | 1.644 | Hours | 10 | 44 | 1 | FALSE | 1 | FALSE | 1 | [6 empty] | 20 | B4B5 | 0.088903 | 5.7578e-09 | 0.00048204 | 0.00011057 | 2.7437e-05 | 1.0732e-07 | 1.3691 | 65.7786 | 0.00035332
| Civic Offices | Escape stair finishes concrete stairway total rise 5m width 1.2m half landing (Labour - Superstructure Works (per £ spent)) | 1701153 | 8403659 | 2 | Superstructure | Labour Effort | Assembly | 1.644 | Hours | 10 | 44 | 1 | FALSE | 1 | FALSE | 1 | [6 empty] | 30 | B4B5 | 0.088903 | 5.7578e-09 | 0.00048204 | 0.00011057 | 2.7437e-05 | 1.0732e-07 | 1.3691 | 65.7786 | 0.00035332
| Civic Offices | Escape stair finishes concrete stairway total rise 5m width 1.2m half landing (Labour - Superstructure Works (per £ spent)) | 1701153 | 8403659 | 2 | Superstructure | Labour Effort | Assembly | 1.644 | Hours | 10 | 44 | 1 | FALSE | 1 | FALSE | 1 | [6 empty] | 40 | B4B5 | 0.088903 | 5.7578e-09 | 0.00048204 | 0.00011057 | 2.7437e-05 | 1.0732e-07 | 1.3691 | 65.7786 | 0.00035332
| Civic Offices | Escape stair finishes concrete stairway total rise 5m width 1.2m half landing (Labour - Superstructure Works (per £ spent)) | 1701153 | 8403659 | 2 | Superstructure | Labour Effort | Assembly | 1.644 | Hours | 10 | 44 | 1 | FALSE | 1 | FALSE | 1 | [6 empty] | 50 | B4B5 | 0.088903 | 5.7578e-09 | 0.00048204 | 0.00011057 | 2.7437e-05 | 1.0732e-07 | 1.3691 | 65.7786 | 0.00035332
| Civic Offices | Escape stair finishes concrete stairway total rise 5m width 1.2m half landing (Labour - Superstructure Works (per £ spent)) | 1701153 | 8403660 | 2 | Superstructure | Labour Effort | Assembly | 1.644 | Hours | 20 | 44 | 1 | FALSE | 1 | FALSE | 1 | [6 empty] | 0 | A5 | 0.088903 | 5.7578e-09 | 0.00048204 | 0.00011057 | 2.7437e-05 | 1.0732e-07 | 1.3691 | 65.7786 | 0.00035332
| Civic Offices | Escape stair finishes concrete stairway total rise 5m width 1.2m half landing (Labour - Superstructure Works (per £ spent)) | 1701153 | 8403660 | 2 | Superstructure | Labour Effort | Assembly | 1.644 | Hours | 20 | 44 | 1 | FALSE | 1 | FALSE | 1 | [6 empty] | 0 | A4 | 0 | 0 | 0 | 0 | 0 | 0 | 0 | 0 | 0
| Civic Offices | Escape stair finishes concrete stairway total rise 5m width 1.2m half landing (Labour - Superstructure Works (per £ spent)) | 1701153 | 8403660 | 2 | Superstructure | Labour Effort | Assembly | 1.644 | Hours | 20 | 44 | 1 | FALSE | 1 | FALSE | 1 | [6 empty] | 20 | B4B5 | 0.088903 | 5.7578e-09 | 0.00048204 | 0.00011057 | 2.7437e-05 | 1.0732e-07 | 1.3691 | 65.7786 | 0.00035332
| Civic Offices | Escape stair finishes concrete stairway total rise 5m width 1.2m half landing (Labour - Superstructure Works (per £ spent)) | 1701153 | 8403660 | 2 | Superstructure | Labour Effort | Assembly | 1.644 | Hours | 20 | 44 | 1 | FALSE | 1 | FALSE | 1 | [6 empty] | 40 | B4B5 | 0.088903 | 5.7578e-09 | 0.00048204 | 0.00011057 | 2.7437e-05 | 1.0732e-07 | 1.3691 | 65.7786 | 0.00035332
| Civic Offices | Escape stairway finiishes: conrete stairway total rise 4m width 1.2m half landing (Labour - Superstructure Works (per £ spent)) | 1701154 | 8403661 | 2 | Superstructure | Labour Effort | Assembly | 5.4801 | Hours | 200 | 44 | 1 | FALSE | 1 | FALSE | 1 | [6 empty] | 0 | A5 | 0.29634 | 1.9193e-08 | 0.0016068 | 0.00036856 | 9.1456e-05 | 3.5772e-07 | 4.5636 | 219.2621 | 0.0011777
| Civic Offices | Escape stairway finiishes: conrete stairway total rise 4m width 1.2m half landing (Labour - Superstructure Works (per £ spent)) | 1701154 | 8403661 | 2 | Superstructure | Labour Effort | Assembly | 5.4801 | Hours | 200 | 44 | 1 | FALSE | 1 | FALSE | 1 | [6 empty] | 0 | A4 | 0 | 0 | 0 | 0 | 0 | 0 | 0 | 0 | 0
| Civic Offices | Escape stairway finiishes: conrete stairway total rise 4m width 1.2m half landing (Labour - Superstructure Works (per £ spent)) | 1701154 | 8403662 | 2 | Superstructure | Labour Effort | Assembly | 32.8803 | Hours | 200 | 44 | 1 | FALSE | 1 | FALSE | 1 | [6 empty] | 0 | A5 | 1.7781 | 1.1516e-07 | 0.0096408 | 0.0022114 | 0.00054873 | 2.1463e-06 | 27.3814 | 1940.2984 | 0.0070664
| Civic Offices | Escape stairway finiishes: conrete stairway total rise 4m width 1.2m half landing (Labour - Superstructure Works (per £ spent)) | 1701154 | 8403662 | 2 | Superstructure | Labour Effort | Assembly | 32.8803 | Hours | 200 | 44 | 1 | FALSE | 1 | FALSE | 1 | [6 empty] | 0 | A4 | 64.5909 | 1.1605e-05 | 0.21149 | 0.057163 | 0.03608 | 0.00022526 | 962.8329 | 147.0175 | 0.2658
| Civic Offices | Escape stairway finiishes: conrete stairway total rise 4m width 1.2m half landing (Labour - Superstructure Works (per £ spent)) | 1701154 | 8403663 | 2 | Superstructure | Labour effort | Assembly | 16.4402 | Hours | 10 | 44 | 1 | FALSE | 1 | FALSE | 1 | [6 empty] | 0 | A5 | 0.88903 | 5.7578e-08 | 0.0048204 | 0.0011057 | 0.00027437 | 1.0732e-06 | 13.6907 | 970.1492 | 0.0035332
| Civic Offices | Escape stairway finiishes: conrete stairway total rise 4m width 1.2m half landing (Labour - Superstructure Works (per £ spent)) | 1701154 | 8403663 | 2 | Superstructure | Labour effort | Assembly | 16.4402 | Hours | 10 | 44 | 1 | FALSE | 1 | FALSE | 1 | [6 empty] | 0 | A4 | 38.7546 | 6.9633e-06 | 0.1269 | 0.034298 | 0.021648 | 0.00013516 | 577.6997 | 88.2105 | 0.15948
| Civic Offices | Escape stairway finiishes: conrete stairway total rise 4m width 1.2m half landing (Labour - Superstructure Works (per £ spent)) | 1701154 | 8403663 | 2 | Superstructure | Labour effort | Assembly | 16.4402 | Hours | 10 | 44 | 1 | FALSE | 1 | FALSE | 1 | [6 empty] | 10 | B4B5 | 39.6436 | 7.0208e-06 | 0.13172 | 0.035404 | 0.021923 | 0.00013623 | 591.3904 | 1058.3597 | 0.16301
| Civic Offices | Escape stairway finiishes: conrete stairway total rise 4m width 1.2m half landing (Labour - Superstructure Works (per £ spent)) | 1701154 | 8403663 | 2 | Superstructure | Labour effort | Assembly | 16.4402 | Hours | 10 | 44 | 1 | FALSE | 1 | FALSE | 1 | [6 empty] | 20 | B4B5 | 39.6436 | 7.0208e-06 | 0.13172 | 0.035404 | 0.021923 | 0.00013623 | 591.3904 | 1058.3597 | 0.16301
| Civic Offices | Escape stairway finiishes: conrete stairway total rise 4m width 1.2m half landing (Labour - Superstructure Works (per £ spent)) | 1701154 | 8403663 | 2 | Superstructure | Labour effort | Assembly | 16.4402 | Hours | 10 | 44 | 1 | FALSE | 1 | FALSE | 1 | [6 empty] | 30 | B4B5 | 39.6436 | 7.0208e-06 | 0.13172 | 0.035404 | 0.021923 | 0.00013623 | 591.3904 | 1058.3597 | 0.16301
| Civic Offices | Escape stairway finiishes: conrete stairway total rise 4m width 1.2m half landing (Labour - Superstructure Works (per £ spent)) | 1701154 | 8403663 | 2 | Superstructure | Labour effort | Assembly | 16.4402 | Hours | 10 | 44 | 1 | FALSE | 1 | FALSE | 1 | [6 empty] | 40 | B4B5 | 39.6436 | 7.0208e-06 | 0.13172 | 0.035404 | 0.021923 | 0.00013623 | 591.3904 | 1058.3597 | 0.16301
| Civic Offices | Escape stairway finiishes: conrete stairway total rise 4m width 1.2m half landing (Labour - Superstructure Works (per £ spent)) | 1701154 | 8403663 | 2 | Superstructure | Labour effort | Assembly | 16.4402 | Hours | 10 | 44 | 1 | FALSE | 1 | FALSE | 1 | [6 empty] | 50 | B4B5 | 39.6436 | 7.0208e-06 | 0.13172 | 0.035404 | 0.021923 | 0.00013623 | 591.3904 | 1058.3597 | 0.16301
| Civic Offices | Escape stairway finiishes: conrete stairway total rise 4m width 1.2m half landing (Labour - Superstructure Works (per £ spent)) | 1701154 | 8403664 | 2 | Superstructure | Labour Effort | Assembly | 16.4402 | Hours | 20 | 44 | 1 | FALSE | 1 | FALSE | 1 | [6 empty] | 0 | A5 | 0.88903 | 5.7578e-08 | 0.0048204 | 0.0011057 | 0.00027437 | 1.0732e-06 | 13.6907 | 970.1492 | 0.0035332
| Civic Offices | Escape stairway finiishes: conrete stairway total rise 4m width 1.2m half landing (Labour - Superstructure Works (per £ spent)) | 1701154 | 8403664 | 2 | Superstructure | Labour Effort | Assembly | 16.4402 | Hours | 20 | 44 | 1 | FALSE | 1 | FALSE | 1 | [6 empty] | 0 | A4 | 38.7546 | 6.9633e-06 | 0.1269 | 0.034298 | 0.021648 | 0.00013516 | 577.6997 | 88.2105 | 0.15948
| Civic Offices | Escape stairway finiishes: conrete stairway total rise 4m width 1.2m half landing (Labour - Superstructure Works (per £ spent)) | 1701154 | 8403664 | 2 | Superstructure | Labour Effort | Assembly | 16.4402 | Hours | 20 | 44 | 1 | FALSE | 1 | FALSE | 1 | [6 empty] | 20 | B4B5 | 39.6436 | 7.0208e-06 | 0.13172 | 0.035404 | 0.021923 | 0.00013623 | 591.3904 | 1058.3597 | 0.16301
| Civic Offices | Escape stairway finiishes: conrete stairway total rise 4m width 1.2m half landing (Labour - Superstructure Works (per £ spent)) | 1701154 | 8403664 | 2 | Superstructure | Labour Effort | Assembly | 16.4402 | Hours | 20 | 44 | 1 | FALSE | 1 | FALSE | 1 | [6 empty] | 40 | B4B5 | 39.6436 | 7.0208e-06 | 0.13172 | 0.035404 | 0.021923 | 0.00013623 | 591.3904 | 1058.3597 | 0.16301
| Civic Offices | Escape stairway finiishes: conrete stairway total rise 4m width 1.2m half landing (Labour - Superstructure Works (per £ spent)) | 1701154 | 8403665 | 2 | Superstructure | Labour Effort | Assembly | 2.74 | Hours | 10 | 44 | 1 | FALSE | 1 | FALSE | 1 | [6 empty] | 0 | A5 | 0.14817 | 9.5963e-09 | 0.0008034 | 0.00018428 | 4.5728e-05 | 1.7886e-07 | 2.2818 | 109.631 | 0.00058887
| Civic Offices | Escape stairway finiishes: conrete stairway total rise 4m width 1.2m half landing (Labour - Superstructure Works (per £ spent)) | 1701154 | 8403665 | 2 | Superstructure | Labour Effort | Assembly | 2.74 | Hours | 10 | 44 | 1 | FALSE | 1 | FALSE | 1 | [6 empty] | 0 | A4 | 0 | 0 | 0 | 0 | 0 | 0 | 0 | 0 | 0
| Civic Offices | Escape stairway finiishes: conrete stairway total rise 4m width 1.2m half landing (Labour - Superstructure Works (per £ spent)) | 1701154 | 8403665 | 2 | Superstructure | Labour Effort | Assembly | 2.74 | Hours | 10 | 44 | 1 | FALSE | 1 | FALSE | 1 | [6 empty] | 10 | B4B5 | 0.14817 | 9.5963e-09 | 0.0008034 | 0.00018428 | 4.5728e-05 | 1.7886e-07 | 2.2818 | 109.631 | 0.00058887
| Civic Offices | Escape stairway finiishes: conrete stairway total rise 4m width 1.2m half landing (Labour - Superstructure Works (per £ spent)) | 1701154 | 8403665 | 2 | Superstructure | Labour Effort | Assembly | 2.74 | Hours | 10 | 44 | 1 | FALSE | 1 | FALSE | 1 | [6 empty] | 20 | B4B5 | 0.14817 | 9.5963e-09 | 0.0008034 | 0.00018428 | 4.5728e-05 | 1.7886e-07 | 2.2818 | 109.631 | 0.00058887
| Civic Offices | Escape stairway finiishes: conrete stairway total rise 4m width 1.2m half landing (Labour - Superstructure Works (per £ spent)) | 1701154 | 8403665 | 2 | Superstructure | Labour Effort | Assembly | 2.74 | Hours | 10 | 44 | 1 | FALSE | 1 | FALSE | 1 | [6 empty] | 30 | B4B5 | 0.14817 | 9.5963e-09 | 0.0008034 | 0.00018428 | 4.5728e-05 | 1.7886e-07 | 2.2818 | 109.631 | 0.00058887
| Civic Offices | Escape stairway finiishes: conrete stairway total rise 4m width 1.2m half landing (Labour - Superstructure Works (per £ spent)) | 1701154 | 8403665 | 2 | Superstructure | Labour Effort | Assembly | 2.74 | Hours | 10 | 44 | 1 | FALSE | 1 | FALSE | 1 | [6 empty] | 40 | B4B5 | 0.14817 | 9.5963e-09 | 0.0008034 | 0.00018428 | 4.5728e-05 | 1.7886e-07 | 2.2818 | 109.631 | 0.00058887
| Civic Offices | Escape stairway finiishes: conrete stairway total rise 4m width 1.2m half landing (Labour - Superstructure Works (per £ spent)) | 1701154 | 8403665 | 2 | Superstructure | Labour Effort | Assembly | 2.74 | Hours | 10 | 44 | 1 | FALSE | 1 | FALSE | 1 | [6 empty] | 50 | B4B5 | 0.14817 | 9.5963e-09 | 0.0008034 | 0.00018428 | 4.5728e-05 | 1.7886e-07 | 2.2818 | 109.631 | 0.00058887
| Civic Offices | Escape stairway finiishes: conrete stairway total rise 4m width 1.2m half landing (Labour - Superstructure Works (per £ spent)) | 1701154 | 8403666 | 2 | Superstructure | Labour Effort | Assembly | 2.74 | Hours | 20 | 44 | 1 | FALSE | 1 | FALSE | 1 | [6 empty] | 0 | A5 | 0.14817 | 9.5963e-09 | 0.0008034 | 0.00018428 | 4.5728e-05 | 1.7886e-07 | 2.2818 | 109.631 | 0.00058887
| Civic Offices | Escape stairway finiishes: conrete stairway total rise 4m width 1.2m half landing (Labour - Superstructure Works (per £ spent)) | 1701154 | 8403666 | 2 | Superstructure | Labour Effort | Assembly | 2.74 | Hours | 20 | 44 | 1 | FALSE | 1 | FALSE | 1 | [6 empty] | 0 | A4 | 0 | 0 | 0 | 0 | 0 | 0 | 0 | 0 | 0
| Civic Offices | Escape stairway finiishes: conrete stairway total rise 4m width 1.2m half landing (Labour - Superstructure Works (per £ spent)) | 1701154 | 8403666 | 2 | Superstructure | Labour Effort | Assembly | 2.74 | Hours | 20 | 44 | 1 | FALSE | 1 | FALSE | 1 | [6 empty] | 20 | B4B5 | 0.14817 | 9.5963e-09 | 0.0008034 | 0.00018428 | 4.5728e-05 | 1.7886e-07 | 2.2818 | 109.631 | 0.00058887
| Civic Offices | Escape stairway finiishes: conrete stairway total rise 4m width 1.2m half landing (Labour - Superstructure Works (per £ spent)) | 1701154 | 8403666 | 2 | Superstructure | Labour Effort | Assembly | 2.74 | Hours | 20 | 44 | 1 | FALSE | 1 | FALSE | 1 | [6 empty] | 40 | B4B5 | 0.14817 | 9.5963e-09 | 0.0008034 | 0.00018428 | 4.5728e-05 | 1.7886e-07 | 2.2818 | 109.631 | 0.00058887
| Civic Offices | Link stair finishes concrete stairway ground floor through linik total rise 2.14m width 1.2m quarter landing (Labour - Superstructure Works (per £ spent)) | 1701155 | 8403667 | 2 | Superstructure | Labour Effort | Assembly | 1.7536 | Hours | 200 | 44 | 1 | FALSE | 1 | FALSE | 1 | [6 empty] | 0 | A5 | 0.09483 | 6.1416e-09 | 0.00051418 | 0.00011794 | 2.9266e-05 | 1.1447e-07 | 1.4603 | 70.1639 | 0.00037687
| Civic Offices | Link stair finishes concrete stairway ground floor through linik total rise 2.14m width 1.2m quarter landing (Labour - Superstructure Works (per £ spent)) | 1701155 | 8403667 | 2 | Superstructure | Labour Effort | Assembly | 1.7536 | Hours | 200 | 44 | 1 | FALSE | 1 | FALSE | 1 | [6 empty] | 0 | A4 | 0 | 0 | 0 | 0 | 0 | 0 | 0 | 0 | 0
| Civic Offices | Link stair finishes concrete stairway ground floor through linik total rise 2.14m width 1.2m quarter landing (Labour - Superstructure Works (per £ spent)) | 1701155 | 8403668 | 2 | Superstructure | Labour Effort | Assembly | 10.5217 | Hours | 200 | 44 | 1 | FALSE | 1 | FALSE | 1 | [6 empty] | 0 | A5 | 0.56898 | 3.685e-08 | 0.0030851 | 0.00070764 | 0.00017559 | 6.8682e-07 | 8.762 | 620.8955 | 0.0022612
| Civic Offices | Link stair finishes concrete stairway ground floor through linik total rise 2.14m width 1.2m quarter landing (Labour - Superstructure Works (per £ spent)) | 1701155 | 8403668 | 2 | Superstructure | Labour Effort | Assembly | 10.5217 | Hours | 200 | 44 | 1 | FALSE | 1 | FALSE | 1 | [6 empty] | 0 | A4 | 25.8364 | 4.6422e-06 | 0.084597 | 0.022865 | 0.014432 | 9.0104e-05 | 385.1331 | 58.807 | 0.10632
| Civic Offices | Link stair finishes concrete stairway ground floor through linik total rise 2.14m width 1.2m quarter landing (Labour - Superstructure Works (per £ spent)) | 1701155 | 8403669 | 2 | Superstructure | Labour effort | Assembly | 5.2609 | Hours | 10 | 44 | 1 | FALSE | 1 | FALSE | 1 | [6 empty] | 0 | A5 | 0.28449 | 1.8425e-08 | 0.0015425 | 0.00035382 | 8.7797e-05 | 3.4341e-07 | 4.381 | 310.4477 | 0.0011306
| Civic Offices | Link stair finishes concrete stairway ground floor through linik total rise 2.14m width 1.2m quarter landing (Labour - Superstructure Works (per £ spent)) | 1701155 | 8403669 | 2 | Superstructure | Labour effort | Assembly | 5.2609 | Hours | 10 | 44 | 1 | FALSE | 1 | FALSE | 1 | [6 empty] | 0 | A4 | 12.9182 | 2.3211e-06 | 0.042299 | 0.011433 | 0.0072161 | 4.5052e-05 | 192.5666 | 29.4035 | 0.05316
| Civic Offices | Link stair finishes concrete stairway ground floor through linik total rise 2.14m width 1.2m quarter landing (Labour - Superstructure Works (per £ spent)) | 1701155 | 8403669 | 2 | Superstructure | Labour effort | Assembly | 5.2609 | Hours | 10 | 44 | 1 | FALSE | 1 | FALSE | 1 | [6 empty] | 10 | B4B5 | 13.2027 | 2.3395e-06 | 0.043841 | 0.011786 | 0.0073039 | 4.5395e-05 | 196.9476 | 339.8512 | 0.054291
| Civic Offices | Link stair finishes concrete stairway ground floor through linik total rise 2.14m width 1.2m quarter landing (Labour - Superstructure Works (per £ spent)) | 1701155 | 8403669 | 2 | Superstructure | Labour effort | Assembly | 5.2609 | Hours | 10 | 44 | 1 | FALSE | 1 | FALSE | 1 | [6 empty] | 20 | B4B5 | 13.2027 | 2.3395e-06 | 0.043841 | 0.011786 | 0.0073039 | 4.5395e-05 | 196.9476 | 339.8512 | 0.054291
| Civic Offices | Link stair finishes concrete stairway ground floor through linik total rise 2.14m width 1.2m quarter landing (Labour - Superstructure Works (per £ spent)) | 1701155 | 8403669 | 2 | Superstructure | Labour effort | Assembly | 5.2609 | Hours | 10 | 44 | 1 | FALSE | 1 | FALSE | 1 | [6 empty] | 30 | B4B5 | 13.2027 | 2.3395e-06 | 0.043841 | 0.011786 | 0.0073039 | 4.5395e-05 | 196.9476 | 339.8512 | 0.054291
| Civic Offices | Link stair finishes concrete stairway ground floor through linik total rise 2.14m width 1.2m quarter landing (Labour - Superstructure Works (per £ spent)) | 1701155 | 8403669 | 2 | Superstructure | Labour effort | Assembly | 5.2609 | Hours | 10 | 44 | 1 | FALSE | 1 | FALSE | 1 | [6 empty] | 40 | B4B5 | 13.2027 | 2.3395e-06 | 0.043841 | 0.011786 | 0.0073039 | 4.5395e-05 | 196.9476 | 339.8512 | 0.054291
| Civic Offices | Link stair finishes concrete stairway ground floor through linik total rise 2.14m width 1.2m quarter landing (Labour - Superstructure Works (per £ spent)) | 1701155 | 8403669 | 2 | Superstructure | Labour effort | Assembly | 5.2609 | Hours | 10 | 44 | 1 | FALSE | 1 | FALSE | 1 | [6 empty] | 50 | B4B5 | 13.2027 | 2.3395e-06 | 0.043841 | 0.011786 | 0.0073039 | 4.5395e-05 | 196.9476 | 339.8512 | 0.054291
| Civic Offices | Link stair finishes concrete stairway ground floor through linik total rise 2.14m width 1.2m quarter landing (Labour - Superstructure Works (per £ spent)) | 1701155 | 8403670 | 2 | Superstructure | Labour Effort | Assembly | 5.2609 | Hours | 20 | 44 | 1 | FALSE | 1 | FALSE | 1 | [6 empty] | 0 | A5 | 0.28449 | 1.8425e-08 | 0.0015425 | 0.00035382 | 8.7797e-05 | 3.4341e-07 | 4.381 | 310.4477 | 0.0011306
| Civic Offices | Link stair finishes concrete stairway ground floor through linik total rise 2.14m width 1.2m quarter landing (Labour - Superstructure Works (per £ spent)) | 1701155 | 8403670 | 2 | Superstructure | Labour Effort | Assembly | 5.2609 | Hours | 20 | 44 | 1 | FALSE | 1 | FALSE | 1 | [6 empty] | 0 | A4 | 12.9182 | 2.3211e-06 | 0.042299 | 0.011433 | 0.0072161 | 4.5052e-05 | 192.5666 | 29.4035 | 0.05316
| Civic Offices | Link stair finishes concrete stairway ground floor through linik total rise 2.14m width 1.2m quarter landing (Labour - Superstructure Works (per £ spent)) | 1701155 | 8403670 | 2 | Superstructure | Labour Effort | Assembly | 5.2609 | Hours | 20 | 44 | 1 | FALSE | 1 | FALSE | 1 | [6 empty] | 20 | B4B5 | 13.2027 | 2.3395e-06 | 0.043841 | 0.011786 | 0.0073039 | 4.5395e-05 | 196.9476 | 339.8512 | 0.054291
| Civic Offices | Link stair finishes concrete stairway ground floor through linik total rise 2.14m width 1.2m quarter landing (Labour - Superstructure Works (per £ spent)) | 1701155 | 8403670 | 2 | Superstructure | Labour Effort | Assembly | 5.2609 | Hours | 20 | 44 | 1 | FALSE | 1 | FALSE | 1 | [6 empty] | 40 | B4B5 | 13.2027 | 2.3395e-06 | 0.043841 | 0.011786 | 0.0073039 | 4.5395e-05 | 196.9476 | 339.8512 | 0.054291
| Civic Offices | Link stair finishes concrete stairway ground floor through linik total rise 2.14m width 1.2m quarter landing (Labour - Superstructure Works (per £ spent)) | 1701155 | 8403671 | 2 | Superstructure | Labour Effort | Assembly | 0.87681 | Hours | 10 | 44 | 1 | FALSE | 1 | FALSE | 1 | [6 empty] | 0 | A5 | 0.047415 | 3.0708e-09 | 0.00025709 | 5.897e-05 | 1.4633e-05 | 5.7235e-08 | 0.73017 | 35.0819 | 0.00018844
| Civic Offices | Link stair finishes concrete stairway ground floor through linik total rise 2.14m width 1.2m quarter landing (Labour - Superstructure Works (per £ spent)) | 1701155 | 8403671 | 2 | Superstructure | Labour Effort | Assembly | 0.87681 | Hours | 10 | 44 | 1 | FALSE | 1 | FALSE | 1 | [6 empty] | 0 | A4 | 0 | 0 | 0 | 0 | 0 | 0 | 0 | 0 | 0
| Civic Offices | Link stair finishes concrete stairway ground floor through linik total rise 2.14m width 1.2m quarter landing (Labour - Superstructure Works (per £ spent)) | 1701155 | 8403671 | 2 | Superstructure | Labour Effort | Assembly | 0.87681 | Hours | 10 | 44 | 1 | FALSE | 1 | FALSE | 1 | [6 empty] | 10 | B4B5 | 0.047415 | 3.0708e-09 | 0.00025709 | 5.897e-05 | 1.4633e-05 | 5.7235e-08 | 0.73017 | 35.0819 | 0.00018844
| Civic Offices | Link stair finishes concrete stairway ground floor through linik total rise 2.14m width 1.2m quarter landing (Labour - Superstructure Works (per £ spent)) | 1701155 | 8403671 | 2 | Superstructure | Labour Effort | Assembly | 0.87681 | Hours | 10 | 44 | 1 | FALSE | 1 | FALSE | 1 | [6 empty] | 20 | B4B5 | 0.047415 | 3.0708e-09 | 0.00025709 | 5.897e-05 | 1.4633e-05 | 5.7235e-08 | 0.73017 | 35.0819 | 0.00018844
| Civic Offices | Link stair finishes concrete stairway ground floor through linik total rise 2.14m width 1.2m quarter landing (Labour - Superstructure Works (per £ spent)) | 1701155 | 8403671 | 2 | Superstructure | Labour Effort | Assembly | 0.87681 | Hours | 10 | 44 | 1 | FALSE | 1 | FALSE | 1 | [6 empty] | 30 | B4B5 | 0.047415 | 3.0708e-09 | 0.00025709 | 5.897e-05 | 1.4633e-05 | 5.7235e-08 | 0.73017 | 35.0819 | 0.00018844
| Civic Offices | Link stair finishes concrete stairway ground floor through linik total rise 2.14m width 1.2m quarter landing (Labour - Superstructure Works (per £ spent)) | 1701155 | 8403671 | 2 | Superstructure | Labour Effort | Assembly | 0.87681 | Hours | 10 | 44 | 1 | FALSE | 1 | FALSE | 1 | [6 empty] | 40 | B4B5 | 0.047415 | 3.0708e-09 | 0.00025709 | 5.897e-05 | 1.4633e-05 | 5.7235e-08 | 0.73017 | 35.0819 | 0.00018844
| Civic Offices | Link stair finishes concrete stairway ground floor through linik total rise 2.14m width 1.2m quarter landing (Labour - Superstructure Works (per £ spent)) | 1701155 | 8403671 | 2 | Superstructure | Labour Effort | Assembly | 0.87681 | Hours | 10 | 44 | 1 | FALSE | 1 | FALSE | 1 | [6 empty] | 50 | B4B5 | 0.047415 | 3.0708e-09 | 0.00025709 | 5.897e-05 | 1.4633e-05 | 5.7235e-08 | 0.73017 | 35.0819 | 0.00018844
| Civic Offices | Link stair finishes concrete stairway ground floor through linik total rise 2.14m width 1.2m quarter landing (Labour - Superstructure Works (per £ spent)) | 1701155 | 8403672 | 2 | Superstructure | Labour Effort | Assembly | 0.87681 | Hours | 20 | 44 | 1 | FALSE | 1 | FALSE | 1 | [6 empty] | 0 | A5 | 0.047415 | 3.0708e-09 | 0.00025709 | 5.897e-05 | 1.4633e-05 | 5.7235e-08 | 0.73017 | 35.0819 | 0.00018844
| Civic Offices | Link stair finishes concrete stairway ground floor through linik total rise 2.14m width 1.2m quarter landing (Labour - Superstructure Works (per £ spent)) | 1701155 | 8403672 | 2 | Superstructure | Labour Effort | Assembly | 0.87681 | Hours | 20 | 44 | 1 | FALSE | 1 | FALSE | 1 | [6 empty] | 0 | A4 | 0 | 0 | 0 | 0 | 0 | 0 | 0 | 0 | 0
| Civic Offices | Link stair finishes concrete stairway ground floor through linik total rise 2.14m width 1.2m quarter landing (Labour - Superstructure Works (per £ spent)) | 1701155 | 8403672 | 2 | Superstructure | Labour Effort | Assembly | 0.87681 | Hours | 20 | 44 | 1 | FALSE | 1 | FALSE | 1 | [6 empty] | 20 | B4B5 | 0.047415 | 3.0708e-09 | 0.00025709 | 5.897e-05 | 1.4633e-05 | 5.7235e-08 | 0.73017 | 35.0819 | 0.00018844
| Civic Offices | Link stair finishes concrete stairway ground floor through linik total rise 2.14m width 1.2m quarter landing (Labour - Superstructure Works (per £ spent)) | 1701155 | 8403672 | 2 | Superstructure | Labour Effort | Assembly | 0.87681 | Hours | 20 | 44 | 1 | FALSE | 1 | FALSE | 1 | [6 empty] | 40 | B4B5 | 0.047415 | 3.0708e-09 | 0.00025709 | 5.897e-05 | 1.4633e-05 | 5.7235e-08 | 0.73017 | 35.0819 | 0.00018844
| Civic Offices | Link stair finishes: concrete stairway first floor through link total rise 1.94m wiidth 1.2m quarter landing (Labour - Superstructure Works (per £ spent)) | 1701156 | 8403673 | 2 | Superstructure | Labour Effort | Assembly | 1.644 | Hours | 200 | 44 | 1 | FALSE | 1 | FALSE | 1 | [6 empty] | 0 | A5 | 0.088903 | 5.7578e-09 | 0.00048204 | 0.00011057 | 2.7437e-05 | 1.0732e-07 | 1.3691 | 65.7786 | 0.00035332
| Civic Offices | Link stair finishes: concrete stairway first floor through link total rise 1.94m wiidth 1.2m quarter landing (Labour - Superstructure Works (per £ spent)) | 1701156 | 8403673 | 2 | Superstructure | Labour Effort | Assembly | 1.644 | Hours | 200 | 44 | 1 | FALSE | 1 | FALSE | 1 | [6 empty] | 0 | A4 | 0 | 0 | 0 | 0 | 0 | 0 | 0 | 0 | 0
| Civic Offices | Link stair finishes: concrete stairway first floor through link total rise 1.94m wiidth 1.2m quarter landing (Labour - Superstructure Works (per £ spent)) | 1701156 | 8403674 | 2 | Superstructure | Labour Effort | Assembly | 9.8641 | Hours | 200 | 44 | 1 | FALSE | 1 | FALSE | 1 | [6 empty] | 0 | A5 | 0.53342 | 3.4547e-08 | 0.0028922 | 0.00066341 | 0.00016462 | 6.4389e-07 | 8.2144 | 582.0895 | 0.0021199
| Civic Offices | Link stair finishes: concrete stairway first floor through link total rise 1.94m wiidth 1.2m quarter landing (Labour - Superstructure Works (per £ spent)) | 1701156 | 8403674 | 2 | Superstructure | Labour Effort | Assembly | 9.8641 | Hours | 200 | 44 | 1 | FALSE | 1 | FALSE | 1 | [6 empty] | 0 | A4 | 25.8364 | 4.6422e-06 | 0.084597 | 0.022865 | 0.014432 | 9.0104e-05 | 385.1331 | 58.807 | 0.10632
| Civic Offices | Link stair finishes: concrete stairway first floor through link total rise 1.94m wiidth 1.2m quarter landing (Labour - Superstructure Works (per £ spent)) | 1701156 | 8403675 | 2 | Superstructure | Labour effort | Assembly | 4.932 | Hours | 10 | 44 | 1 | FALSE | 1 | FALSE | 1 | [6 empty] | 0 | A5 | 0.26671 | 1.7273e-08 | 0.0014461 | 0.00033171 | 8.231e-05 | 3.2195e-07 | 4.1072 | 291.0448 | 0.00106
| Civic Offices | Link stair finishes: concrete stairway first floor through link total rise 1.94m wiidth 1.2m quarter landing (Labour - Superstructure Works (per £ spent)) | 1701156 | 8403675 | 2 | Superstructure | Labour effort | Assembly | 4.932 | Hours | 10 | 44 | 1 | FALSE | 1 | FALSE | 1 | [6 empty] | 0 | A4 | 12.9182 | 2.3211e-06 | 0.042299 | 0.011433 | 0.0072161 | 4.5052e-05 | 192.5666 | 29.4035 | 0.05316
| Civic Offices | Link stair finishes: concrete stairway first floor through link total rise 1.94m wiidth 1.2m quarter landing (Labour - Superstructure Works (per £ spent)) | 1701156 | 8403675 | 2 | Superstructure | Labour effort | Assembly | 4.932 | Hours | 10 | 44 | 1 | FALSE | 1 | FALSE | 1 | [6 empty] | 10 | B4B5 | 13.1849 | 2.3384e-06 | 0.043745 | 0.011764 | 0.0072984 | 4.5374e-05 | 196.6738 | 320.4483 | 0.05422
| Civic Offices | Link stair finishes: concrete stairway first floor through link total rise 1.94m wiidth 1.2m quarter landing (Labour - Superstructure Works (per £ spent)) | 1701156 | 8403675 | 2 | Superstructure | Labour effort | Assembly | 4.932 | Hours | 10 | 44 | 1 | FALSE | 1 | FALSE | 1 | [6 empty] | 20 | B4B5 | 13.1849 | 2.3384e-06 | 0.043745 | 0.011764 | 0.0072984 | 4.5374e-05 | 196.6738 | 320.4483 | 0.05422
| Civic Offices | Link stair finishes: concrete stairway first floor through link total rise 1.94m wiidth 1.2m quarter landing (Labour - Superstructure Works (per £ spent)) | 1701156 | 8403675 | 2 | Superstructure | Labour effort | Assembly | 4.932 | Hours | 10 | 44 | 1 | FALSE | 1 | FALSE | 1 | [6 empty] | 30 | B4B5 | 13.1849 | 2.3384e-06 | 0.043745 | 0.011764 | 0.0072984 | 4.5374e-05 | 196.6738 | 320.4483 | 0.05422
| Civic Offices | Link stair finishes: concrete stairway first floor through link total rise 1.94m wiidth 1.2m quarter landing (Labour - Superstructure Works (per £ spent)) | 1701156 | 8403675 | 2 | Superstructure | Labour effort | Assembly | 4.932 | Hours | 10 | 44 | 1 | FALSE | 1 | FALSE | 1 | [6 empty] | 40 | B4B5 | 13.1849 | 2.3384e-06 | 0.043745 | 0.011764 | 0.0072984 | 4.5374e-05 | 196.6738 | 320.4483 | 0.05422
| Civic Offices | Link stair finishes: concrete stairway first floor through link total rise 1.94m wiidth 1.2m quarter landing (Labour - Superstructure Works (per £ spent)) | 1701156 | 8403675 | 2 | Superstructure | Labour effort | Assembly | 4.932 | Hours | 10 | 44 | 1 | FALSE | 1 | FALSE | 1 | [6 empty] | 50 | B4B5 | 13.1849 | 2.3384e-06 | 0.043745 | 0.011764 | 0.0072984 | 4.5374e-05 | 196.6738 | 320.4483 | 0.05422
| Civic Offices | Link stair finishes: concrete stairway first floor through link total rise 1.94m wiidth 1.2m quarter landing (Labour - Superstructure Works (per £ spent)) | 1701156 | 8403676 | 2 | Superstructure | Labour Effort | Assembly | 4.932 | Hours | 20 | 44 | 1 | FALSE | 1 | FALSE | 1 | [6 empty] | 0 | A5 | 0.26671 | 1.7273e-08 | 0.0014461 | 0.00033171 | 8.231e-05 | 3.2195e-07 | 4.1072 | 291.0448 | 0.00106
| Civic Offices | Link stair finishes: concrete stairway first floor through link total rise 1.94m wiidth 1.2m quarter landing (Labour - Superstructure Works (per £ spent)) | 1701156 | 8403676 | 2 | Superstructure | Labour Effort | Assembly | 4.932 | Hours | 20 | 44 | 1 | FALSE | 1 | FALSE | 1 | [6 empty] | 0 | A4 | 12.9182 | 2.3211e-06 | 0.042299 | 0.011433 | 0.0072161 | 4.5052e-05 | 192.5666 | 29.4035 | 0.05316
| Civic Offices | Link stair finishes: concrete stairway first floor through link total rise 1.94m wiidth 1.2m quarter landing (Labour - Superstructure Works (per £ spent)) | 1701156 | 8403676 | 2 | Superstructure | Labour Effort | Assembly | 4.932 | Hours | 20 | 44 | 1 | FALSE | 1 | FALSE | 1 | [6 empty] | 20 | B4B5 | 13.1849 | 2.3384e-06 | 0.043745 | 0.011764 | 0.0072984 | 4.5374e-05 | 196.6738 | 320.4483 | 0.05422
| Civic Offices | Link stair finishes: concrete stairway first floor through link total rise 1.94m wiidth 1.2m quarter landing (Labour - Superstructure Works (per £ spent)) | 1701156 | 8403676 | 2 | Superstructure | Labour Effort | Assembly | 4.932 | Hours | 20 | 44 | 1 | FALSE | 1 | FALSE | 1 | [6 empty] | 40 | B4B5 | 13.1849 | 2.3384e-06 | 0.043745 | 0.011764 | 0.0072984 | 4.5374e-05 | 196.6738 | 320.4483 | 0.05422
| Civic Offices | Link stair finishes: concrete stairway first floor through link total rise 1.94m wiidth 1.2m quarter landing (Labour - Superstructure Works (per £ spent)) | 1701156 | 8403677 | 2 | Superstructure | Labour Effort | Assembly | 0.82201 | Hours | 10 | 44 | 1 | FALSE | 1 | FALSE | 1 | [6 empty] | 0 | A5 | 0.044451 | 2.8789e-09 | 0.00024102 | 5.5284e-05 | 1.3718e-05 | 5.3658e-08 | 0.68453 | 32.8893 | 0.00017666
| Civic Offices | Link stair finishes: concrete stairway first floor through link total rise 1.94m wiidth 1.2m quarter landing (Labour - Superstructure Works (per £ spent)) | 1701156 | 8403677 | 2 | Superstructure | Labour Effort | Assembly | 0.82201 | Hours | 10 | 44 | 1 | FALSE | 1 | FALSE | 1 | [6 empty] | 0 | A4 | 0 | 0 | 0 | 0 | 0 | 0 | 0 | 0 | 0
| Civic Offices | Link stair finishes: concrete stairway first floor through link total rise 1.94m wiidth 1.2m quarter landing (Labour - Superstructure Works (per £ spent)) | 1701156 | 8403677 | 2 | Superstructure | Labour Effort | Assembly | 0.82201 | Hours | 10 | 44 | 1 | FALSE | 1 | FALSE | 1 | [6 empty] | 10 | B4B5 | 0.044451 | 2.8789e-09 | 0.00024102 | 5.5284e-05 | 1.3718e-05 | 5.3658e-08 | 0.68453 | 32.8893 | 0.00017666
| Civic Offices | Link stair finishes: concrete stairway first floor through link total rise 1.94m wiidth 1.2m quarter landing (Labour - Superstructure Works (per £ spent)) | 1701156 | 8403677 | 2 | Superstructure | Labour Effort | Assembly | 0.82201 | Hours | 10 | 44 | 1 | FALSE | 1 | FALSE | 1 | [6 empty] | 20 | B4B5 | 0.044451 | 2.8789e-09 | 0.00024102 | 5.5284e-05 | 1.3718e-05 | 5.3658e-08 | 0.68453 | 32.8893 | 0.00017666
| Civic Offices | Link stair finishes: concrete stairway first floor through link total rise 1.94m wiidth 1.2m quarter landing (Labour - Superstructure Works (per £ spent)) | 1701156 | 8403677 | 2 | Superstructure | Labour Effort | Assembly | 0.82201 | Hours | 10 | 44 | 1 | FALSE | 1 | FALSE | 1 | [6 empty] | 30 | B4B5 | 0.044451 | 2.8789e-09 | 0.00024102 | 5.5284e-05 | 1.3718e-05 | 5.3658e-08 | 0.68453 | 32.8893 | 0.00017666
| Civic Offices | Link stair finishes: concrete stairway first floor through link total rise 1.94m wiidth 1.2m quarter landing (Labour - Superstructure Works (per £ spent)) | 1701156 | 8403677 | 2 | Superstructure | Labour Effort | Assembly | 0.82201 | Hours | 10 | 44 | 1 | FALSE | 1 | FALSE | 1 | [6 empty] | 40 | B4B5 | 0.044451 | 2.8789e-09 | 0.00024102 | 5.5284e-05 | 1.3718e-05 | 5.3658e-08 | 0.68453 | 32.8893 | 0.00017666
| Civic Offices | Link stair finishes: concrete stairway first floor through link total rise 1.94m wiidth 1.2m quarter landing (Labour - Superstructure Works (per £ spent)) | 1701156 | 8403677 | 2 | Superstructure | Labour Effort | Assembly | 0.82201 | Hours | 10 | 44 | 1 | FALSE | 1 | FALSE | 1 | [6 empty] | 50 | B4B5 | 0.044451 | 2.8789e-09 | 0.00024102 | 5.5284e-05 | 1.3718e-05 | 5.3658e-08 | 0.68453 | 32.8893 | 0.00017666
| Civic Offices | Link stair finishes: concrete stairway first floor through link total rise 1.94m wiidth 1.2m quarter landing (Labour - Superstructure Works (per £ spent)) | 1701156 | 8403678 | 2 | Superstructure | Labour Effort | Assembly | 0.82201 | Hours | 20 | 44 | 1 | FALSE | 1 | FALSE | 1 | [6 empty] | 0 | A5 | 0.044451 | 2.8789e-09 | 0.00024102 | 5.5284e-05 | 1.3718e-05 | 5.3658e-08 | 0.68453 | 32.8893 | 0.00017666
| Civic Offices | Link stair finishes: concrete stairway first floor through link total rise 1.94m wiidth 1.2m quarter landing (Labour - Superstructure Works (per £ spent)) | 1701156 | 8403678 | 2 | Superstructure | Labour Effort | Assembly | 0.82201 | Hours | 20 | 44 | 1 | FALSE | 1 | FALSE | 1 | [6 empty] | 0 | A4 | 0 | 0 | 0 | 0 | 0 | 0 | 0 | 0 | 0
| Civic Offices | Link stair finishes: concrete stairway first floor through link total rise 1.94m wiidth 1.2m quarter landing (Labour - Superstructure Works (per £ spent)) | 1701156 | 8403678 | 2 | Superstructure | Labour Effort | Assembly | 0.82201 | Hours | 20 | 44 | 1 | FALSE | 1 | FALSE | 1 | [6 empty] | 20 | B4B5 | 0.044451 | 2.8789e-09 | 0.00024102 | 5.5284e-05 | 1.3718e-05 | 5.3658e-08 | 0.68453 | 32.8893 | 0.00017666
| Civic Offices | Link stair finishes: concrete stairway first floor through link total rise 1.94m wiidth 1.2m quarter landing (Labour - Superstructure Works (per £ spent)) | 1701156 | 8403678 | 2 | Superstructure | Labour Effort | Assembly | 0.82201 | Hours | 20 | 44 | 1 | FALSE | 1 | FALSE | 1 | [6 empty] | 40 | B4B5 | 0.044451 | 2.8789e-09 | 0.00024102 | 5.5284e-05 | 1.3718e-05 | 5.3658e-08 | 0.68453 | 32.8893 | 0.00017666
| Civic Offices | Link stair finishes: Precast concrete stairway second floor through link total rise 1.69m wiidth 1.2m quarter landing (Labour - Superstructure Works (per £ spent)) | 1701157 | 8403679 | 2 | Superstructure | Labour Effort | Assembly | 1.5344 | Hours | 200 | 44 | 1 | FALSE | 1 | FALSE | 1 | [6 empty] | 0 | A5 | 0.082976 | 5.3739e-09 | 0.0004499 | 0.0001032 | 2.5608e-05 | 1.0016e-07 | 1.2778 | 61.3934 | 0.00032976
| Civic Offices | Link stair finishes: Precast concrete stairway second floor through link total rise 1.69m wiidth 1.2m quarter landing (Labour - Superstructure Works (per £ spent)) | 1701157 | 8403679 | 2 | Superstructure | Labour Effort | Assembly | 1.5344 | Hours | 200 | 44 | 1 | FALSE | 1 | FALSE | 1 | [6 empty] | 0 | A4 | 0 | 0 | 0 | 0 | 0 | 0 | 0 | 0 | 0
| Civic Offices | Link stair finishes: Precast concrete stairway second floor through link total rise 1.69m wiidth 1.2m quarter landing (Labour - Superstructure Works (per £ spent)) | 1701157 | 8403680 | 2 | Superstructure | Labour Effort | Assembly | 9.2065 | Hours | 200 | 44 | 1 | FALSE | 1 | FALSE | 1 | [6 empty] | 0 | A5 | 0.49786 | 3.2243e-08 | 0.0026994 | 0.00061918 | 0.00015365 | 6.0096e-07 | 7.6668 | 543.2835 | 0.0019786
| Civic Offices | Link stair finishes: Precast concrete stairway second floor through link total rise 1.69m wiidth 1.2m quarter landing (Labour - Superstructure Works (per £ spent)) | 1701157 | 8403680 | 2 | Superstructure | Labour Effort | Assembly | 9.2065 | Hours | 200 | 44 | 1 | FALSE | 1 | FALSE | 1 | [6 empty] | 0 | A4 | 25.8364 | 4.6422e-06 | 0.084597 | 0.022865 | 0.014432 | 9.0104e-05 | 385.1331 | 58.807 | 0.10632
| Civic Offices | Link stair finishes: Precast concrete stairway second floor through link total rise 1.69m wiidth 1.2m quarter landing (Labour - Superstructure Works (per £ spent)) | 1701157 | 8403681 | 2 | Superstructure | Labour effort | Assembly | 4.6032 | Hours | 10 | 44 | 1 | FALSE | 1 | FALSE | 1 | [6 empty] | 0 | A5 | 0.24893 | 1.6122e-08 | 0.0013497 | 0.00030959 | 7.6823e-05 | 3.0048e-07 | 3.8334 | 271.6418 | 0.00098929
| Civic Offices | Link stair finishes: Precast concrete stairway second floor through link total rise 1.69m wiidth 1.2m quarter landing (Labour - Superstructure Works (per £ spent)) | 1701157 | 8403681 | 2 | Superstructure | Labour effort | Assembly | 4.6032 | Hours | 10 | 44 | 1 | FALSE | 1 | FALSE | 1 | [6 empty] | 0 | A4 | 12.9182 | 2.3211e-06 | 0.042299 | 0.011433 | 0.0072161 | 4.5052e-05 | 192.5666 | 29.4035 | 0.05316
| Civic Offices | Link stair finishes: Precast concrete stairway second floor through link total rise 1.69m wiidth 1.2m quarter landing (Labour - Superstructure Works (per £ spent)) | 1701157 | 8403681 | 2 | Superstructure | Labour effort | Assembly | 4.6032 | Hours | 10 | 44 | 1 | FALSE | 1 | FALSE | 1 | [6 empty] | 10 | B4B5 | 13.1671 | 2.3372e-06 | 0.043648 | 0.011742 | 0.0072929 | 4.5352e-05 | 196.4 | 301.0453 | 0.054149
| Civic Offices | Link stair finishes: Precast concrete stairway second floor through link total rise 1.69m wiidth 1.2m quarter landing (Labour - Superstructure Works (per £ spent)) | 1701157 | 8403681 | 2 | Superstructure | Labour effort | Assembly | 4.6032 | Hours | 10 | 44 | 1 | FALSE | 1 | FALSE | 1 | [6 empty] | 20 | B4B5 | 13.1671 | 2.3372e-06 | 0.043648 | 0.011742 | 0.0072929 | 4.5352e-05 | 196.4 | 301.0453 | 0.054149
| Civic Offices | Link stair finishes: Precast concrete stairway second floor through link total rise 1.69m wiidth 1.2m quarter landing (Labour - Superstructure Works (per £ spent)) | 1701157 | 8403681 | 2 | Superstructure | Labour effort | Assembly | 4.6032 | Hours | 10 | 44 | 1 | FALSE | 1 | FALSE | 1 | [6 empty] | 30 | B4B5 | 13.1671 | 2.3372e-06 | 0.043648 | 0.011742 | 0.0072929 | 4.5352e-05 | 196.4 | 301.0453 | 0.054149
| Civic Offices | Link stair finishes: Precast concrete stairway second floor through link total rise 1.69m wiidth 1.2m quarter landing (Labour - Superstructure Works (per £ spent)) | 1701157 | 8403681 | 2 | Superstructure | Labour effort | Assembly | 4.6032 | Hours | 10 | 44 | 1 | FALSE | 1 | FALSE | 1 | [6 empty] | 40 | B4B5 | 13.1671 | 2.3372e-06 | 0.043648 | 0.011742 | 0.0072929 | 4.5352e-05 | 196.4 | 301.0453 | 0.054149
| Civic Offices | Link stair finishes: Precast concrete stairway second floor through link total rise 1.69m wiidth 1.2m quarter landing (Labour - Superstructure Works (per £ spent)) | 1701157 | 8403681 | 2 | Superstructure | Labour effort | Assembly | 4.6032 | Hours | 10 | 44 | 1 | FALSE | 1 | FALSE | 1 | [6 empty] | 50 | B4B5 | 13.1671 | 2.3372e-06 | 0.043648 | 0.011742 | 0.0072929 | 4.5352e-05 | 196.4 | 301.0453 | 0.054149
| Civic Offices | Link stair finishes: Precast concrete stairway second floor through link total rise 1.69m wiidth 1.2m quarter landing (Labour - Superstructure Works (per £ spent)) | 1701157 | 8403682 | 2 | Superstructure | Labour Effort | Assembly | 4.6032 | Hours | 20 | 44 | 1 | FALSE | 1 | FALSE | 1 | [6 empty] | 0 | A5 | 0.24893 | 1.6122e-08 | 0.0013497 | 0.00030959 | 7.6823e-05 | 3.0048e-07 | 3.8334 | 271.6418 | 0.00098929
| Civic Offices | Link stair finishes: Precast concrete stairway second floor through link total rise 1.69m wiidth 1.2m quarter landing (Labour - Superstructure Works (per £ spent)) | 1701157 | 8403682 | 2 | Superstructure | Labour Effort | Assembly | 4.6032 | Hours | 20 | 44 | 1 | FALSE | 1 | FALSE | 1 | [6 empty] | 0 | A4 | 12.9182 | 2.3211e-06 | 0.042299 | 0.011433 | 0.0072161 | 4.5052e-05 | 192.5666 | 29.4035 | 0.05316
| Civic Offices | Link stair finishes: Precast concrete stairway second floor through link total rise 1.69m wiidth 1.2m quarter landing (Labour - Superstructure Works (per £ spent)) | 1701157 | 8403682 | 2 | Superstructure | Labour Effort | Assembly | 4.6032 | Hours | 20 | 44 | 1 | FALSE | 1 | FALSE | 1 | [6 empty] | 20 | B4B5 | 13.1671 | 2.3372e-06 | 0.043648 | 0.011742 | 0.0072929 | 4.5352e-05 | 196.4 | 301.0453 | 0.054149
| Civic Offices | Link stair finishes: Precast concrete stairway second floor through link total rise 1.69m wiidth 1.2m quarter landing (Labour - Superstructure Works (per £ spent)) | 1701157 | 8403682 | 2 | Superstructure | Labour Effort | Assembly | 4.6032 | Hours | 20 | 44 | 1 | FALSE | 1 | FALSE | 1 | [6 empty] | 40 | B4B5 | 13.1671 | 2.3372e-06 | 0.043648 | 0.011742 | 0.0072929 | 4.5352e-05 | 196.4 | 301.0453 | 0.054149
| Civic Offices | Link stair finishes: Precast concrete stairway second floor through link total rise 1.69m wiidth 1.2m quarter landing (Labour - Superstructure Works (per £ spent)) | 1701157 | 8403683 | 2 | Superstructure | Labour Effort | Assembly | 0.76721 | Hours | 10 | 44 | 1 | FALSE | 1 | FALSE | 1 | [6 empty] | 0 | A5 | 0.041488 | 2.687e-09 | 0.00022495 | 5.1599e-05 | 1.2804e-05 | 5.008e-08 | 0.6389 | 30.6967 | 0.00016488
| Civic Offices | Link stair finishes: Precast concrete stairway second floor through link total rise 1.69m wiidth 1.2m quarter landing (Labour - Superstructure Works (per £ spent)) | 1701157 | 8403683 | 2 | Superstructure | Labour Effort | Assembly | 0.76721 | Hours | 10 | 44 | 1 | FALSE | 1 | FALSE | 1 | [6 empty] | 0 | A4 | 0 | 0 | 0 | 0 | 0 | 0 | 0 | 0 | 0
| Civic Offices | Link stair finishes: Precast concrete stairway second floor through link total rise 1.69m wiidth 1.2m quarter landing (Labour - Superstructure Works (per £ spent)) | 1701157 | 8403683 | 2 | Superstructure | Labour Effort | Assembly | 0.76721 | Hours | 10 | 44 | 1 | FALSE | 1 | FALSE | 1 | [6 empty] | 10 | B4B5 | 0.041488 | 2.687e-09 | 0.00022495 | 5.1599e-05 | 1.2804e-05 | 5.008e-08 | 0.6389 | 30.6967 | 0.00016488
| Civic Offices | Link stair finishes: Precast concrete stairway second floor through link total rise 1.69m wiidth 1.2m quarter landing (Labour - Superstructure Works (per £ spent)) | 1701157 | 8403683 | 2 | Superstructure | Labour Effort | Assembly | 0.76721 | Hours | 10 | 44 | 1 | FALSE | 1 | FALSE | 1 | [6 empty] | 20 | B4B5 | 0.041488 | 2.687e-09 | 0.00022495 | 5.1599e-05 | 1.2804e-05 | 5.008e-08 | 0.6389 | 30.6967 | 0.00016488
| Civic Offices | Link stair finishes: Precast concrete stairway second floor through link total rise 1.69m wiidth 1.2m quarter landing (Labour - Superstructure Works (per £ spent)) | 1701157 | 8403683 | 2 | Superstructure | Labour Effort | Assembly | 0.76721 | Hours | 10 | 44 | 1 | FALSE | 1 | FALSE | 1 | [6 empty] | 30 | B4B5 | 0.041488 | 2.687e-09 | 0.00022495 | 5.1599e-05 | 1.2804e-05 | 5.008e-08 | 0.6389 | 30.6967 | 0.00016488
| Civic Offices | Link stair finishes: Precast concrete stairway second floor through link total rise 1.69m wiidth 1.2m quarter landing (Labour - Superstructure Works (per £ spent)) | 1701157 | 8403683 | 2 | Superstructure | Labour Effort | Assembly | 0.76721 | Hours | 10 | 44 | 1 | FALSE | 1 | FALSE | 1 | [6 empty] | 40 | B4B5 | 0.041488 | 2.687e-09 | 0.00022495 | 5.1599e-05 | 1.2804e-05 | 5.008e-08 | 0.6389 | 30.6967 | 0.00016488
| Civic Offices | Link stair finishes: Precast concrete stairway second floor through link total rise 1.69m wiidth 1.2m quarter landing (Labour - Superstructure Works (per £ spent)) | 1701157 | 8403683 | 2 | Superstructure | Labour Effort | Assembly | 0.76721 | Hours | 10 | 44 | 1 | FALSE | 1 | FALSE | 1 | [6 empty] | 50 | B4B5 | 0.041488 | 2.687e-09 | 0.00022495 | 5.1599e-05 | 1.2804e-05 | 5.008e-08 | 0.6389 | 30.6967 | 0.00016488
| Civic Offices | Link stair finishes: Precast concrete stairway second floor through link total rise 1.69m wiidth 1.2m quarter landing (Labour - Superstructure Works (per £ spent)) | 1701157 | 8403684 | 2 | Superstructure | Labour Effort | Assembly | 0.76721 | Hours | 20 | 44 | 1 | FALSE | 1 | FALSE | 1 | [6 empty] | 0 | A5 | 0.041488 | 2.687e-09 | 0.00022495 | 5.1599e-05 | 1.2804e-05 | 5.008e-08 | 0.6389 | 30.6967 | 0.00016488
| Civic Offices | Link stair finishes: Precast concrete stairway second floor through link total rise 1.69m wiidth 1.2m quarter landing (Labour - Superstructure Works (per £ spent)) | 1701157 | 8403684 | 2 | Superstructure | Labour Effort | Assembly | 0.76721 | Hours | 20 | 44 | 1 | FALSE | 1 | FALSE | 1 | [6 empty] | 0 | A4 | 0 | 0 | 0 | 0 | 0 | 0 | 0 | 0 | 0
| Civic Offices | Link stair finishes: Precast concrete stairway second floor through link total rise 1.69m wiidth 1.2m quarter landing (Labour - Superstructure Works (per £ spent)) | 1701157 | 8403684 | 2 | Superstructure | Labour Effort | Assembly | 0.76721 | Hours | 20 | 44 | 1 | FALSE | 1 | FALSE | 1 | [6 empty] | 20 | B4B5 | 0.041488 | 2.687e-09 | 0.00022495 | 5.1599e-05 | 1.2804e-05 | 5.008e-08 | 0.6389 | 30.6967 | 0.00016488
| Civic Offices | Link stair finishes: Precast concrete stairway second floor through link total rise 1.69m wiidth 1.2m quarter landing (Labour - Superstructure Works (per £ spent)) | 1701157 | 8403684 | 2 | Superstructure | Labour Effort | Assembly | 0.76721 | Hours | 20 | 44 | 1 | FALSE | 1 | FALSE | 1 | [6 empty] | 40 | B4B5 | 0.041488 | 2.687e-09 | 0.00022495 | 5.1599e-05 | 1.2804e-05 | 5.008e-08 | 0.6389 | 30.6967 | 0.00016488
| Civic Offices | Ceremony room stairs to external doors nominal allowance including all finishes balustrades handrails and landings (Labour - Superstructure Works (per £ spent)) | 1701158 | 8403685 | 2 | Superstructure | Labour Effort | Assembly | 4.384 | Hours | 200 | 44 | 1 | FALSE | 1 | FALSE | 1 | [6 empty] | 0 | A5 | 0.23707 | 1.5354e-08 | 0.0012854 | 0.00029485 | 7.3165e-05 | 2.8617e-07 | 3.6508 | 175.4097 | 0.00094218
| Civic Offices | Ceremony room stairs to external doors nominal allowance including all finishes balustrades handrails and landings (Labour - Superstructure Works (per £ spent)) | 1701158 | 8403685 | 2 | Superstructure | Labour Effort | Assembly | 4.384 | Hours | 200 | 44 | 1 | FALSE | 1 | FALSE | 1 | [6 empty] | 0 | A4 | 0 | 0 | 0 | 0 | 0 | 0 | 0 | 0 | 0
| Civic Offices | Ceremony room stairs to external doors nominal allowance including all finishes balustrades handrails and landings (Labour - Superstructure Works (per £ spent)) | 1701158 | 8403686 | 2 | Superstructure | Labour Effort | Assembly | 26.3043 | Hours | 200 | 44 | 1 | FALSE | 1 | FALSE | 1 | [6 empty] | 0 | A5 | 1.4224 | 9.2124e-08 | 0.0077126 | 0.0017691 | 0.00043899 | 1.717e-06 | 21.9051 | 1552.2387 | 0.0056531
| Civic Offices | Ceremony room stairs to external doors nominal allowance including all finishes balustrades handrails and landings (Labour - Superstructure Works (per £ spent)) | 1701158 | 8403686 | 2 | Superstructure | Labour Effort | Assembly | 26.3043 | Hours | 200 | 44 | 1 | FALSE | 1 | FALSE | 1 | [6 empty] | 0 | A4 | 51.6727 | 9.2843e-06 | 0.16919 | 0.045731 | 0.028864 | 0.00018021 | 770.2663 | 117.614 | 0.21264
| Civic Offices | Ceremony room stairs to external doors nominal allowance including all finishes balustrades handrails and landings (Labour - Superstructure Works (per £ spent)) | 1701158 | 8403687 | 2 | Superstructure | Labour effort | Assembly | 13.1521 | Hours | 10 | 44 | 1 | FALSE | 1 | FALSE | 1 | [6 empty] | 0 | A5 | 0.71122 | 4.6062e-08 | 0.0038563 | 0.00088455 | 0.00021949 | 8.5852e-07 | 10.9525 | 776.1194 | 0.0028266
| Civic Offices | Ceremony room stairs to external doors nominal allowance including all finishes balustrades handrails and landings (Labour - Superstructure Works (per £ spent)) | 1701158 | 8403687 | 2 | Superstructure | Labour effort | Assembly | 13.1521 | Hours | 10 | 44 | 1 | FALSE | 1 | FALSE | 1 | [6 empty] | 0 | A4 | 25.8364 | 4.6422e-06 | 0.084597 | 0.022865 | 0.014432 | 9.0104e-05 | 385.1331 | 58.807 | 0.10632
| Civic Offices | Ceremony room stairs to external doors nominal allowance including all finishes balustrades handrails and landings (Labour - Superstructure Works (per £ spent)) | 1701158 | 8403687 | 2 | Superstructure | Labour effort | Assembly | 13.1521 | Hours | 10 | 44 | 1 | FALSE | 1 | FALSE | 1 | [6 empty] | 10 | B4B5 | 26.5476 | 4.6882e-06 | 0.088454 | 0.02375 | 0.014652 | 9.0962e-05 | 396.0857 | 834.9264 | 0.10915
| Civic Offices | Ceremony room stairs to external doors nominal allowance including all finishes balustrades handrails and landings (Labour - Superstructure Works (per £ spent)) | 1701158 | 8403687 | 2 | Superstructure | Labour effort | Assembly | 13.1521 | Hours | 10 | 44 | 1 | FALSE | 1 | FALSE | 1 | [6 empty] | 20 | B4B5 | 26.5476 | 4.6882e-06 | 0.088454 | 0.02375 | 0.014652 | 9.0962e-05 | 396.0857 | 834.9264 | 0.10915
| Civic Offices | Ceremony room stairs to external doors nominal allowance including all finishes balustrades handrails and landings (Labour - Superstructure Works (per £ spent)) | 1701158 | 8403687 | 2 | Superstructure | Labour effort | Assembly | 13.1521 | Hours | 10 | 44 | 1 | FALSE | 1 | FALSE | 1 | [6 empty] | 30 | B4B5 | 26.5476 | 4.6882e-06 | 0.088454 | 0.02375 | 0.014652 | 9.0962e-05 | 396.0857 | 834.9264 | 0.10915
| Civic Offices | Ceremony room stairs to external doors nominal allowance including all finishes balustrades handrails and landings (Labour - Superstructure Works (per £ spent)) | 1701158 | 8403687 | 2 | Superstructure | Labour effort | Assembly | 13.1521 | Hours | 10 | 44 | 1 | FALSE | 1 | FALSE | 1 | [6 empty] | 40 | B4B5 | 26.5476 | 4.6882e-06 | 0.088454 | 0.02375 | 0.014652 | 9.0962e-05 | 396.0857 | 834.9264 | 0.10915
| Civic Offices | Ceremony room stairs to external doors nominal allowance including all finishes balustrades handrails and landings (Labour - Superstructure Works (per £ spent)) | 1701158 | 8403687 | 2 | Superstructure | Labour effort | Assembly | 13.1521 | Hours | 10 | 44 | 1 | FALSE | 1 | FALSE | 1 | [6 empty] | 50 | B4B5 | 26.5476 | 4.6882e-06 | 0.088454 | 0.02375 | 0.014652 | 9.0962e-05 | 396.0857 | 834.9264 | 0.10915
| Civic Offices | Ceremony room stairs to external doors nominal allowance including all finishes balustrades handrails and landings (Labour - Superstructure Works (per £ spent)) | 1701158 | 8403688 | 2 | Superstructure | Labour Effort | Assembly | 13.1521 | Hours | 20 | 44 | 1 | FALSE | 1 | FALSE | 1 | [6 empty] | 0 | A5 | 0.71122 | 4.6062e-08 | 0.0038563 | 0.00088455 | 0.00021949 | 8.5852e-07 | 10.9525 | 776.1194 | 0.0028266
| Civic Offices | Ceremony room stairs to external doors nominal allowance including all finishes balustrades handrails and landings (Labour - Superstructure Works (per £ spent)) | 1701158 | 8403688 | 2 | Superstructure | Labour Effort | Assembly | 13.1521 | Hours | 20 | 44 | 1 | FALSE | 1 | FALSE | 1 | [6 empty] | 0 | A4 | 25.8364 | 4.6422e-06 | 0.084597 | 0.022865 | 0.014432 | 9.0104e-05 | 385.1331 | 58.807 | 0.10632
| Civic Offices | Ceremony room stairs to external doors nominal allowance including all finishes balustrades handrails and landings (Labour - Superstructure Works (per £ spent)) | 1701158 | 8403688 | 2 | Superstructure | Labour Effort | Assembly | 13.1521 | Hours | 20 | 44 | 1 | FALSE | 1 | FALSE | 1 | [6 empty] | 20 | B4B5 | 26.5476 | 4.6882e-06 | 0.088454 | 0.02375 | 0.014652 | 9.0962e-05 | 396.0857 | 834.9264 | 0.10915
| Civic Offices | Ceremony room stairs to external doors nominal allowance including all finishes balustrades handrails and landings (Labour - Superstructure Works (per £ spent)) | 1701158 | 8403688 | 2 | Superstructure | Labour Effort | Assembly | 13.1521 | Hours | 20 | 44 | 1 | FALSE | 1 | FALSE | 1 | [6 empty] | 40 | B4B5 | 26.5476 | 4.6882e-06 | 0.088454 | 0.02375 | 0.014652 | 9.0962e-05 | 396.0857 | 834.9264 | 0.10915
| Civic Offices | Ceremony room stairs to external doors nominal allowance including all finishes balustrades handrails and landings (Labour - Superstructure Works (per £ spent)) | 1701158 | 8403689 | 2 | Superstructure | Labour Effort | Assembly | 2.192 | Hours | 10 | 44 | 1 | FALSE | 1 | FALSE | 1 | [6 empty] | 0 | A5 | 0.11854 | 7.677e-09 | 0.00064272 | 0.00014742 | 3.6582e-05 | 1.4309e-07 | 1.8254 | 87.7048 | 0.00047109
| Civic Offices | Ceremony room stairs to external doors nominal allowance including all finishes balustrades handrails and landings (Labour - Superstructure Works (per £ spent)) | 1701158 | 8403689 | 2 | Superstructure | Labour Effort | Assembly | 2.192 | Hours | 10 | 44 | 1 | FALSE | 1 | FALSE | 1 | [6 empty] | 0 | A4 | 0 | 0 | 0 | 0 | 0 | 0 | 0 | 0 | 0
| Civic Offices | Ceremony room stairs to external doors nominal allowance including all finishes balustrades handrails and landings (Labour - Superstructure Works (per £ spent)) | 1701158 | 8403689 | 2 | Superstructure | Labour Effort | Assembly | 2.192 | Hours | 10 | 44 | 1 | FALSE | 1 | FALSE | 1 | [6 empty] | 10 | B4B5 | 0.11854 | 7.677e-09 | 0.00064272 | 0.00014742 | 3.6582e-05 | 1.4309e-07 | 1.8254 | 87.7048 | 0.00047109
| Civic Offices | Ceremony room stairs to external doors nominal allowance including all finishes balustrades handrails and landings (Labour - Superstructure Works (per £ spent)) | 1701158 | 8403689 | 2 | Superstructure | Labour Effort | Assembly | 2.192 | Hours | 10 | 44 | 1 | FALSE | 1 | FALSE | 1 | [6 empty] | 20 | B4B5 | 0.11854 | 7.677e-09 | 0.00064272 | 0.00014742 | 3.6582e-05 | 1.4309e-07 | 1.8254 | 87.7048 | 0.00047109
| Civic Offices | Ceremony room stairs to external doors nominal allowance including all finishes balustrades handrails and landings (Labour - Superstructure Works (per £ spent)) | 1701158 | 8403689 | 2 | Superstructure | Labour Effort | Assembly | 2.192 | Hours | 10 | 44 | 1 | FALSE | 1 | FALSE | 1 | [6 empty] | 30 | B4B5 | 0.11854 | 7.677e-09 | 0.00064272 | 0.00014742 | 3.6582e-05 | 1.4309e-07 | 1.8254 | 87.7048 | 0.00047109
| Civic Offices | Ceremony room stairs to external doors nominal allowance including all finishes balustrades handrails and landings (Labour - Superstructure Works (per £ spent)) | 1701158 | 8403689 | 2 | Superstructure | Labour Effort | Assembly | 2.192 | Hours | 10 | 44 | 1 | FALSE | 1 | FALSE | 1 | [6 empty] | 40 | B4B5 | 0.11854 | 7.677e-09 | 0.00064272 | 0.00014742 | 3.6582e-05 | 1.4309e-07 | 1.8254 | 87.7048 | 0.00047109
| Civic Offices | Ceremony room stairs to external doors nominal allowance including all finishes balustrades handrails and landings (Labour - Superstructure Works (per £ spent)) | 1701158 | 8403689 | 2 | Superstructure | Labour Effort | Assembly | 2.192 | Hours | 10 | 44 | 1 | FALSE | 1 | FALSE | 1 | [6 empty] | 50 | B4B5 | 0.11854 | 7.677e-09 | 0.00064272 | 0.00014742 | 3.6582e-05 | 1.4309e-07 | 1.8254 | 87.7048 | 0.00047109
| Civic Offices | Ceremony room stairs to external doors nominal allowance including all finishes balustrades handrails and landings (Labour - Superstructure Works (per £ spent)) | 1701158 | 8403690 | 2 | Superstructure | Labour Effort | Assembly | 2.192 | Hours | 20 | 44 | 1 | FALSE | 1 | FALSE | 1 | [6 empty] | 0 | A5 | 0.11854 | 7.677e-09 | 0.00064272 | 0.00014742 | 3.6582e-05 | 1.4309e-07 | 1.8254 | 87.7048 | 0.00047109
| Civic Offices | Ceremony room stairs to external doors nominal allowance including all finishes balustrades handrails and landings (Labour - Superstructure Works (per £ spent)) | 1701158 | 8403690 | 2 | Superstructure | Labour Effort | Assembly | 2.192 | Hours | 20 | 44 | 1 | FALSE | 1 | FALSE | 1 | [6 empty] | 0 | A4 | 0 | 0 | 0 | 0 | 0 | 0 | 0 | 0 | 0
| Civic Offices | Ceremony room stairs to external doors nominal allowance including all finishes balustrades handrails and landings (Labour - Superstructure Works (per £ spent)) | 1701158 | 8403690 | 2 | Superstructure | Labour Effort | Assembly | 2.192 | Hours | 20 | 44 | 1 | FALSE | 1 | FALSE | 1 | [6 empty] | 20 | B4B5 | 0.11854 | 7.677e-09 | 0.00064272 | 0.00014742 | 3.6582e-05 | 1.4309e-07 | 1.8254 | 87.7048 | 0.00047109
| Civic Offices | Ceremony room stairs to external doors nominal allowance including all finishes balustrades handrails and landings (Labour - Superstructure Works (per £ spent)) | 1701158 | 8403690 | 2 | Superstructure | Labour Effort | Assembly | 2.192 | Hours | 20 | 44 | 1 | FALSE | 1 | FALSE | 1 | [6 empty] | 40 | B4B5 | 0.11854 | 7.677e-09 | 0.00064272 | 0.00014742 | 3.6582e-05 | 1.4309e-07 | 1.8254 | 87.7048 | 0.00047109
| Civic Offices | Cat ladder to roof of Plant room (Labour - Superstructure Works (per £ spent)) | 1701159 | 8403691 | 2 | Superstructure | Labour Effort | Assembly | 2.192 | Hours | 200 | 44 | 1 | FALSE | 1 | FALSE | 1 | [6 empty] | 0 | A5 | 0.11854 | 7.677e-09 | 0.00064272 | 0.00014742 | 3.6582e-05 | 1.4309e-07 | 1.8254 | 87.7048 | 0.00047109
| Civic Offices | Cat ladder to roof of Plant room (Labour - Superstructure Works (per £ spent)) | 1701159 | 8403691 | 2 | Superstructure | Labour Effort | Assembly | 2.192 | Hours | 200 | 44 | 1 | FALSE | 1 | FALSE | 1 | [6 empty] | 0 | A4 | 0 | 0 | 0 | 0 | 0 | 0 | 0 | 0 | 0
| Civic Offices | Cat ladder to roof of Plant room (Labour - Superstructure Works (per £ spent)) | 1701159 | 8403692 | 2 | Superstructure | Labour Effort | Assembly | 13.1521 | Hours | 200 | 44 | 1 | FALSE | 1 | FALSE | 1 | [6 empty] | 0 | A5 | 0.71122 | 4.6062e-08 | 0.0038563 | 0.00088455 | 0.00021949 | 8.5852e-07 | 10.9525 | 776.1194 | 0.0028266
| Civic Offices | Cat ladder to roof of Plant room (Labour - Superstructure Works (per £ spent)) | 1701159 | 8403692 | 2 | Superstructure | Labour Effort | Assembly | 13.1521 | Hours | 200 | 44 | 1 | FALSE | 1 | FALSE | 1 | [6 empty] | 0 | A4 | 25.8364 | 4.6422e-06 | 0.084597 | 0.022865 | 0.014432 | 9.0104e-05 | 385.1331 | 58.807 | 0.10632
| Civic Offices | Cat ladder to roof of Plant room (Labour - Superstructure Works (per £ spent)) | 1701159 | 8403693 | 2 | Superstructure | Labour effort | Assembly | 6.5761 | Hours | 10 | 44 | 1 | FALSE | 1 | FALSE | 1 | [6 empty] | 0 | A5 | 0.35561 | 2.3031e-08 | 0.0019282 | 0.00044227 | 0.00010975 | 4.2926e-07 | 5.4763 | 388.0597 | 0.0014133
| Civic Offices | Cat ladder to roof of Plant room (Labour - Superstructure Works (per £ spent)) | 1701159 | 8403693 | 2 | Superstructure | Labour effort | Assembly | 6.5761 | Hours | 10 | 44 | 1 | FALSE | 1 | FALSE | 1 | [6 empty] | 0 | A4 | 12.9182 | 2.3211e-06 | 0.042299 | 0.011433 | 0.0072161 | 4.5052e-05 | 192.5666 | 29.4035 | 0.05316
| Civic Offices | Cat ladder to roof of Plant room (Labour - Superstructure Works (per £ spent)) | 1701159 | 8403693 | 2 | Superstructure | Labour effort | Assembly | 6.5761 | Hours | 10 | 44 | 1 | FALSE | 1 | FALSE | 1 | [6 empty] | 10 | B4B5 | 13.2738 | 2.3441e-06 | 0.044227 | 0.011875 | 0.0073258 | 4.5481e-05 | 198.0428 | 417.4632 | 0.054573
| Civic Offices | Cat ladder to roof of Plant room (Labour - Superstructure Works (per £ spent)) | 1701159 | 8403693 | 2 | Superstructure | Labour effort | Assembly | 6.5761 | Hours | 10 | 44 | 1 | FALSE | 1 | FALSE | 1 | [6 empty] | 20 | B4B5 | 13.2738 | 2.3441e-06 | 0.044227 | 0.011875 | 0.0073258 | 4.5481e-05 | 198.0428 | 417.4632 | 0.054573
| Civic Offices | Cat ladder to roof of Plant room (Labour - Superstructure Works (per £ spent)) | 1701159 | 8403693 | 2 | Superstructure | Labour effort | Assembly | 6.5761 | Hours | 10 | 44 | 1 | FALSE | 1 | FALSE | 1 | [6 empty] | 30 | B4B5 | 13.2738 | 2.3441e-06 | 0.044227 | 0.011875 | 0.0073258 | 4.5481e-05 | 198.0428 | 417.4632 | 0.054573
| Civic Offices | Cat ladder to roof of Plant room (Labour - Superstructure Works (per £ spent)) | 1701159 | 8403693 | 2 | Superstructure | Labour effort | Assembly | 6.5761 | Hours | 10 | 44 | 1 | FALSE | 1 | FALSE | 1 | [6 empty] | 40 | B4B5 | 13.2738 | 2.3441e-06 | 0.044227 | 0.011875 | 0.0073258 | 4.5481e-05 | 198.0428 | 417.4632 | 0.054573
| Civic Offices | Cat ladder to roof of Plant room (Labour - Superstructure Works (per £ spent)) | 1701159 | 8403693 | 2 | Superstructure | Labour effort | Assembly | 6.5761 | Hours | 10 | 44 | 1 | FALSE | 1 | FALSE | 1 | [6 empty] | 50 | B4B5 | 13.2738 | 2.3441e-06 | 0.044227 | 0.011875 | 0.0073258 | 4.5481e-05 | 198.0428 | 417.4632 | 0.054573
| Civic Offices | Cat ladder to roof of Plant room (Labour - Superstructure Works (per £ spent)) | 1701159 | 8403694 | 2 | Superstructure | Labour Effort | Assembly | 6.5761 | Hours | 20 | 44 | 1 | FALSE | 1 | FALSE | 1 | [6 empty] | 0 | A5 | 0.35561 | 2.3031e-08 | 0.0019282 | 0.00044227 | 0.00010975 | 4.2926e-07 | 5.4763 | 388.0597 | 0.0014133
| Civic Offices | Cat ladder to roof of Plant room (Labour - Superstructure Works (per £ spent)) | 1701159 | 8403694 | 2 | Superstructure | Labour Effort | Assembly | 6.5761 | Hours | 20 | 44 | 1 | FALSE | 1 | FALSE | 1 | [6 empty] | 0 | A4 | 12.9182 | 2.3211e-06 | 0.042299 | 0.011433 | 0.0072161 | 4.5052e-05 | 192.5666 | 29.4035 | 0.05316
| Civic Offices | Cat ladder to roof of Plant room (Labour - Superstructure Works (per £ spent)) | 1701159 | 8403694 | 2 | Superstructure | Labour Effort | Assembly | 6.5761 | Hours | 20 | 44 | 1 | FALSE | 1 | FALSE | 1 | [6 empty] | 20 | B4B5 | 13.2738 | 2.3441e-06 | 0.044227 | 0.011875 | 0.0073258 | 4.5481e-05 | 198.0428 | 417.4632 | 0.054573
| Civic Offices | Cat ladder to roof of Plant room (Labour - Superstructure Works (per £ spent)) | 1701159 | 8403694 | 2 | Superstructure | Labour Effort | Assembly | 6.5761 | Hours | 20 | 44 | 1 | FALSE | 1 | FALSE | 1 | [6 empty] | 40 | B4B5 | 13.2738 | 2.3441e-06 | 0.044227 | 0.011875 | 0.0073258 | 4.5481e-05 | 198.0428 | 417.4632 | 0.054573
| Civic Offices | Cat ladder to roof of Plant room (Labour - Superstructure Works (per £ spent)) | 1701159 | 8403695 | 2 | Superstructure | Labour Effort | Assembly | 1.096 | Hours | 10 | 44 | 1 | FALSE | 1 | FALSE | 1 | [6 empty] | 0 | A5 | 0.059269 | 3.8385e-09 | 0.00032136 | 7.3712e-05 | 1.8291e-05 | 7.1543e-08 | 0.91271 | 43.8524 | 0.00023555
| Civic Offices | Cat ladder to roof of Plant room (Labour - Superstructure Works (per £ spent)) | 1701159 | 8403695 | 2 | Superstructure | Labour Effort | Assembly | 1.096 | Hours | 10 | 44 | 1 | FALSE | 1 | FALSE | 1 | [6 empty] | 0 | A4 | 0 | 0 | 0 | 0 | 0 | 0 | 0 | 0 | 0
| Civic Offices | Cat ladder to roof of Plant room (Labour - Superstructure Works (per £ spent)) | 1701159 | 8403695 | 2 | Superstructure | Labour Effort | Assembly | 1.096 | Hours | 10 | 44 | 1 | FALSE | 1 | FALSE | 1 | [6 empty] | 10 | B4B5 | 0.059269 | 3.8385e-09 | 0.00032136 | 7.3712e-05 | 1.8291e-05 | 7.1543e-08 | 0.91271 | 43.8524 | 0.00023555
| Civic Offices | Cat ladder to roof of Plant room (Labour - Superstructure Works (per £ spent)) | 1701159 | 8403695 | 2 | Superstructure | Labour Effort | Assembly | 1.096 | Hours | 10 | 44 | 1 | FALSE | 1 | FALSE | 1 | [6 empty] | 20 | B4B5 | 0.059269 | 3.8385e-09 | 0.00032136 | 7.3712e-05 | 1.8291e-05 | 7.1543e-08 | 0.91271 | 43.8524 | 0.00023555
| Civic Offices | Cat ladder to roof of Plant room (Labour - Superstructure Works (per £ spent)) | 1701159 | 8403695 | 2 | Superstructure | Labour Effort | Assembly | 1.096 | Hours | 10 | 44 | 1 | FALSE | 1 | FALSE | 1 | [6 empty] | 30 | B4B5 | 0.059269 | 3.8385e-09 | 0.00032136 | 7.3712e-05 | 1.8291e-05 | 7.1543e-08 | 0.91271 | 43.8524 | 0.00023555
| Civic Offices | Cat ladder to roof of Plant room (Labour - Superstructure Works (per £ spent)) | 1701159 | 8403695 | 2 | Superstructure | Labour Effort | Assembly | 1.096 | Hours | 10 | 44 | 1 | FALSE | 1 | FALSE | 1 | [6 empty] | 40 | B4B5 | 0.059269 | 3.8385e-09 | 0.00032136 | 7.3712e-05 | 1.8291e-05 | 7.1543e-08 | 0.91271 | 43.8524 | 0.00023555
| Civic Offices | Cat ladder to roof of Plant room (Labour - Superstructure Works (per £ spent)) | 1701159 | 8403695 | 2 | Superstructure | Labour Effort | Assembly | 1.096 | Hours | 10 | 44 | 1 | FALSE | 1 | FALSE | 1 | [6 empty] | 50 | B4B5 | 0.059269 | 3.8385e-09 | 0.00032136 | 7.3712e-05 | 1.8291e-05 | 7.1543e-08 | 0.91271 | 43.8524 | 0.00023555
| Civic Offices | Cat ladder to roof of Plant room (Labour - Superstructure Works (per £ spent)) | 1701159 | 8403696 | 2 | Superstructure | Labour Effort | Assembly | 1.096 | Hours | 20 | 44 | 1 | FALSE | 1 | FALSE | 1 | [6 empty] | 0 | A5 | 0.059269 | 3.8385e-09 | 0.00032136 | 7.3712e-05 | 1.8291e-05 | 7.1543e-08 | 0.91271 | 43.8524 | 0.00023555
| Civic Offices | Cat ladder to roof of Plant room (Labour - Superstructure Works (per £ spent)) | 1701159 | 8403696 | 2 | Superstructure | Labour Effort | Assembly | 1.096 | Hours | 20 | 44 | 1 | FALSE | 1 | FALSE | 1 | [6 empty] | 0 | A4 | 0 | 0 | 0 | 0 | 0 | 0 | 0 | 0 | 0
| Civic Offices | Cat ladder to roof of Plant room (Labour - Superstructure Works (per £ spent)) | 1701159 | 8403696 | 2 | Superstructure | Labour Effort | Assembly | 1.096 | Hours | 20 | 44 | 1 | FALSE | 1 | FALSE | 1 | [6 empty] | 20 | B4B5 | 0.059269 | 3.8385e-09 | 0.00032136 | 7.3712e-05 | 1.8291e-05 | 7.1543e-08 | 0.91271 | 43.8524 | 0.00023555
| Civic Offices | Cat ladder to roof of Plant room (Labour - Superstructure Works (per £ spent)) | 1701159 | 8403696 | 2 | Superstructure | Labour Effort | Assembly | 1.096 | Hours | 20 | 44 | 1 | FALSE | 1 | FALSE | 1 | [6 empty] | 40 | B4B5 | 0.059269 | 3.8385e-09 | 0.00032136 | 7.3712e-05 | 1.8291e-05 | 7.1543e-08 | 0.91271 | 43.8524 | 0.00023555
| Civic Offices | Stainless steel brickwwork support angle and brackets fixed to steelwork as Halfen HK4-u-100 (Labour - Superstructure Works (per £ spent)) | 1701160 | 8403697 | 2 | Superstructure | Labour Effort | Assembly | 33.801 | Hours | 200 | 44 | 1 | FALSE | 1 | FALSE | 1 | [6 empty] | 0 | A5 | 1.8278 | 1.1838e-07 | 0.0099107 | 0.0022733 | 0.0005641 | 2.2064e-06 | 28.148 | 1352.4084 | 0.0072642
| Civic Offices | Stainless steel brickwwork support angle and brackets fixed to steelwork as Halfen HK4-u-100 (Labour - Superstructure Works (per £ spent)) | 1701160 | 8403697 | 2 | Superstructure | Labour Effort | Assembly | 33.801 | Hours | 200 | 44 | 1 | FALSE | 1 | FALSE | 1 | [6 empty] | 0 | A4 | 0 | 0 | 0 | 0 | 0 | 0 | 0 | 0 | 0
| Civic Offices | Stainless steel brickwwork support angle and brackets fixed to steelwork as Halfen HK4-u-100 (Labour - Superstructure Works (per £ spent)) | 1701160 | 8403698 | 2 | Superstructure | Labour Effort | Assembly | 202.8058 | Hours | 200 | 44 | 1 | FALSE | 1 | FALSE | 1 | [6 empty] | 0 | A5 | 10.9671 | 7.1028e-07 | 0.059464 | 0.01364 | 0.0033846 | 1.3238e-05 | 168.8883 | 11967.7604 | 0.043585
| Civic Offices | Stainless steel brickwwork support angle and brackets fixed to steelwork as Halfen HK4-u-100 (Labour - Superstructure Works (per £ spent)) | 1701160 | 8403698 | 2 | Superstructure | Labour Effort | Assembly | 202.8058 | Hours | 200 | 44 | 1 | FALSE | 1 | FALSE | 1 | [6 empty] | 0 | A4 | 335.8728 | 6.0348e-05 | 1.0998 | 0.29725 | 0.18762 | 0.0011714 | 5006.7309 | 764.4912 | 1.3822
| Civic Offices | Stainless steel brickwwork support angle and brackets fixed to steelwork as Halfen HK4-u-100 (Labour - Superstructure Works (per £ spent)) | 1701160 | 8403699 | 2 | Superstructure | Labour effort | Assembly | 101.4029 | Hours | 10 | 44 | 1 | FALSE | 1 | FALSE | 1 | [6 empty] | 0 | A5 | 5.4835 | 3.5514e-07 | 0.029732 | 0.0068199 | 0.0016923 | 6.6192e-06 | 84.4441 | 5983.8802 | 0.021793
| Civic Offices | Stainless steel brickwwork support angle and brackets fixed to steelwork as Halfen HK4-u-100 (Labour - Superstructure Works (per £ spent)) | 1701160 | 8403699 | 2 | Superstructure | Labour effort | Assembly | 101.4029 | Hours | 10 | 44 | 1 | FALSE | 1 | FALSE | 1 | [6 empty] | 0 | A4 | 167.9364 | 3.0174e-05 | 0.54988 | 0.14862 | 0.093809 | 0.00058568 | 2503.3655 | 382.2456 | 0.69108
| Civic Offices | Stainless steel brickwwork support angle and brackets fixed to steelwork as Halfen HK4-u-100 (Labour - Superstructure Works (per £ spent)) | 1701160 | 8403699 | 2 | Superstructure | Labour effort | Assembly | 101.4029 | Hours | 10 | 44 | 1 | FALSE | 1 | FALSE | 1 | [6 empty] | 10 | B4B5 | 173.4199 | 3.0529e-05 | 0.57961 | 0.15544 | 0.095502 | 0.00059229 | 2587.8096 | 6366.1258 | 0.71288
| Civic Offices | Stainless steel brickwwork support angle and brackets fixed to steelwork as Halfen HK4-u-100 (Labour - Superstructure Works (per £ spent)) | 1701160 | 8403699 | 2 | Superstructure | Labour effort | Assembly | 101.4029 | Hours | 10 | 44 | 1 | FALSE | 1 | FALSE | 1 | [6 empty] | 20 | B4B5 | 173.4199 | 3.0529e-05 | 0.57961 | 0.15544 | 0.095502 | 0.00059229 | 2587.8096 | 6366.1258 | 0.71288
| Civic Offices | Stainless steel brickwwork support angle and brackets fixed to steelwork as Halfen HK4-u-100 (Labour - Superstructure Works (per £ spent)) | 1701160 | 8403699 | 2 | Superstructure | Labour effort | Assembly | 101.4029 | Hours | 10 | 44 | 1 | FALSE | 1 | FALSE | 1 | [6 empty] | 30 | B4B5 | 173.4199 | 3.0529e-05 | 0.57961 | 0.15544 | 0.095502 | 0.00059229 | 2587.8096 | 6366.1258 | 0.71288
| Civic Offices | Stainless steel brickwwork support angle and brackets fixed to steelwork as Halfen HK4-u-100 (Labour - Superstructure Works (per £ spent)) | 1701160 | 8403699 | 2 | Superstructure | Labour effort | Assembly | 101.4029 | Hours | 10 | 44 | 1 | FALSE | 1 | FALSE | 1 | [6 empty] | 40 | B4B5 | 173.4199 | 3.0529e-05 | 0.57961 | 0.15544 | 0.095502 | 0.00059229 | 2587.8096 | 6366.1258 | 0.71288
| Civic Offices | Stainless steel brickwwork support angle and brackets fixed to steelwork as Halfen HK4-u-100 (Labour - Superstructure Works (per £ spent)) | 1701160 | 8403699 | 2 | Superstructure | Labour effort | Assembly | 101.4029 | Hours | 10 | 44 | 1 | FALSE | 1 | FALSE | 1 | [6 empty] | 50 | B4B5 | 173.4199 | 3.0529e-05 | 0.57961 | 0.15544 | 0.095502 | 0.00059229 | 2587.8096 | 6366.1258 | 0.71288
| Civic Offices | Stainless steel brickwwork support angle and brackets fixed to steelwork as Halfen HK4-u-100 (Labour - Superstructure Works (per £ spent)) | 1701160 | 8403700 | 2 | Superstructure | Labour Effort | Assembly | 101.4029 | Hours | 20 | 44 | 1 | FALSE | 1 | FALSE | 1 | [6 empty] | 0 | A5 | 5.4835 | 3.5514e-07 | 0.029732 | 0.0068199 | 0.0016923 | 6.6192e-06 | 84.4441 | 5983.8802 | 0.021793
| Civic Offices | Stainless steel brickwwork support angle and brackets fixed to steelwork as Halfen HK4-u-100 (Labour - Superstructure Works (per £ spent)) | 1701160 | 8403700 | 2 | Superstructure | Labour Effort | Assembly | 101.4029 | Hours | 20 | 44 | 1 | FALSE | 1 | FALSE | 1 | [6 empty] | 0 | A4 | 167.9364 | 3.0174e-05 | 0.54988 | 0.14862 | 0.093809 | 0.00058568 | 2503.3655 | 382.2456 | 0.69108
| Civic Offices | Stainless steel brickwwork support angle and brackets fixed to steelwork as Halfen HK4-u-100 (Labour - Superstructure Works (per £ spent)) | 1701160 | 8403700 | 2 | Superstructure | Labour Effort | Assembly | 101.4029 | Hours | 20 | 44 | 1 | FALSE | 1 | FALSE | 1 | [6 empty] | 20 | B4B5 | 173.4199 | 3.0529e-05 | 0.57961 | 0.15544 | 0.095502 | 0.00059229 | 2587.8096 | 6366.1258 | 0.71288
| Civic Offices | Stainless steel brickwwork support angle and brackets fixed to steelwork as Halfen HK4-u-100 (Labour - Superstructure Works (per £ spent)) | 1701160 | 8403700 | 2 | Superstructure | Labour Effort | Assembly | 101.4029 | Hours | 20 | 44 | 1 | FALSE | 1 | FALSE | 1 | [6 empty] | 40 | B4B5 | 173.4199 | 3.0529e-05 | 0.57961 | 0.15544 | 0.095502 | 0.00059229 | 2587.8096 | 6366.1258 | 0.71288
| Civic Offices | Stainless steel brickwwork support angle and brackets fixed to steelwork as Halfen HK4-u-100 (Labour - Superstructure Works (per £ spent)) | 1701160 | 8403701 | 2 | Superstructure | Labour Effort | Assembly | 16.9005 | Hours | 10 | 44 | 1 | FALSE | 1 | FALSE | 1 | [6 empty] | 0 | A5 | 0.91392 | 5.919e-08 | 0.0049554 | 0.0011366 | 0.00028205 | 1.1032e-06 | 14.074 | 676.2042 | 0.0036321
| Civic Offices | Stainless steel brickwwork support angle and brackets fixed to steelwork as Halfen HK4-u-100 (Labour - Superstructure Works (per £ spent)) | 1701160 | 8403701 | 2 | Superstructure | Labour Effort | Assembly | 16.9005 | Hours | 10 | 44 | 1 | FALSE | 1 | FALSE | 1 | [6 empty] | 0 | A4 | 0 | 0 | 0 | 0 | 0 | 0 | 0 | 0 | 0
| Civic Offices | Stainless steel brickwwork support angle and brackets fixed to steelwork as Halfen HK4-u-100 (Labour - Superstructure Works (per £ spent)) | 1701160 | 8403701 | 2 | Superstructure | Labour Effort | Assembly | 16.9005 | Hours | 10 | 44 | 1 | FALSE | 1 | FALSE | 1 | [6 empty] | 10 | B4B5 | 0.91392 | 5.919e-08 | 0.0049554 | 0.0011366 | 0.00028205 | 1.1032e-06 | 14.074 | 676.2042 | 0.0036321
| Civic Offices | Stainless steel brickwwork support angle and brackets fixed to steelwork as Halfen HK4-u-100 (Labour - Superstructure Works (per £ spent)) | 1701160 | 8403701 | 2 | Superstructure | Labour Effort | Assembly | 16.9005 | Hours | 10 | 44 | 1 | FALSE | 1 | FALSE | 1 | [6 empty] | 20 | B4B5 | 0.91392 | 5.919e-08 | 0.0049554 | 0.0011366 | 0.00028205 | 1.1032e-06 | 14.074 | 676.2042 | 0.0036321
| Civic Offices | Stainless steel brickwwork support angle and brackets fixed to steelwork as Halfen HK4-u-100 (Labour - Superstructure Works (per £ spent)) | 1701160 | 8403701 | 2 | Superstructure | Labour Effort | Assembly | 16.9005 | Hours | 10 | 44 | 1 | FALSE | 1 | FALSE | 1 | [6 empty] | 30 | B4B5 | 0.91392 | 5.919e-08 | 0.0049554 | 0.0011366 | 0.00028205 | 1.1032e-06 | 14.074 | 676.2042 | 0.0036321
| Civic Offices | Stainless steel brickwwork support angle and brackets fixed to steelwork as Halfen HK4-u-100 (Labour - Superstructure Works (per £ spent)) | 1701160 | 8403701 | 2 | Superstructure | Labour Effort | Assembly | 16.9005 | Hours | 10 | 44 | 1 | FALSE | 1 | FALSE | 1 | [6 empty] | 40 | B4B5 | 0.91392 | 5.919e-08 | 0.0049554 | 0.0011366 | 0.00028205 | 1.1032e-06 | 14.074 | 676.2042 | 0.0036321
| Civic Offices | Stainless steel brickwwork support angle and brackets fixed to steelwork as Halfen HK4-u-100 (Labour - Superstructure Works (per £ spent)) | 1701160 | 8403701 | 2 | Superstructure | Labour Effort | Assembly | 16.9005 | Hours | 10 | 44 | 1 | FALSE | 1 | FALSE | 1 | [6 empty] | 50 | B4B5 | 0.91392 | 5.919e-08 | 0.0049554 | 0.0011366 | 0.00028205 | 1.1032e-06 | 14.074 | 676.2042 | 0.0036321
| Civic Offices | Stainless steel brickwwork support angle and brackets fixed to steelwork as Halfen HK4-u-100 (Labour - Superstructure Works (per £ spent)) | 1701160 | 8403702 | 2 | Superstructure | Labour Effort | Assembly | 16.9005 | Hours | 20 | 44 | 1 | FALSE | 1 | FALSE | 1 | [6 empty] | 0 | A5 | 0.91392 | 5.919e-08 | 0.0049554 | 0.0011366 | 0.00028205 | 1.1032e-06 | 14.074 | 676.2042 | 0.0036321
| Civic Offices | Stainless steel brickwwork support angle and brackets fixed to steelwork as Halfen HK4-u-100 (Labour - Superstructure Works (per £ spent)) | 1701160 | 8403702 | 2 | Superstructure | Labour Effort | Assembly | 16.9005 | Hours | 20 | 44 | 1 | FALSE | 1 | FALSE | 1 | [6 empty] | 0 | A4 | 0 | 0 | 0 | 0 | 0 | 0 | 0 | 0 | 0
| Civic Offices | Stainless steel brickwwork support angle and brackets fixed to steelwork as Halfen HK4-u-100 (Labour - Superstructure Works (per £ spent)) | 1701160 | 8403702 | 2 | Superstructure | Labour Effort | Assembly | 16.9005 | Hours | 20 | 44 | 1 | FALSE | 1 | FALSE | 1 | [6 empty] | 20 | B4B5 | 0.91392 | 5.919e-08 | 0.0049554 | 0.0011366 | 0.00028205 | 1.1032e-06 | 14.074 | 676.2042 | 0.0036321
| Civic Offices | Stainless steel brickwwork support angle and brackets fixed to steelwork as Halfen HK4-u-100 (Labour - Superstructure Works (per £ spent)) | 1701160 | 8403702 | 2 | Superstructure | Labour Effort | Assembly | 16.9005 | Hours | 20 | 44 | 1 | FALSE | 1 | FALSE | 1 | [6 empty] | 40 | B4B5 | 0.91392 | 5.919e-08 | 0.0049554 | 0.0011366 | 0.00028205 | 1.1032e-06 | 14.074 | 676.2042 | 0.0036321
| Civic Offices | Stainless steel head restraint system at top of parapet only - nominal allowance (Labour - Superstructure Works (per £ spent)) | 1701161 | 8403703 | 2 | Superstructure | Labour Effort | Assembly | 3.5346 | Hours | 200 | 44 | 1 | FALSE | 1 | FALSE | 1 | [6 empty] | 0 | A5 | 0.19114 | 1.2379e-08 | 0.0010364 | 0.00023772 | 5.8989e-05 | 2.3073e-07 | 2.9435 | 141.424 | 0.00075964
| Civic Offices | Stainless steel head restraint system at top of parapet only - nominal allowance (Labour - Superstructure Works (per £ spent)) | 1701161 | 8403703 | 2 | Superstructure | Labour Effort | Assembly | 3.5346 | Hours | 200 | 44 | 1 | FALSE | 1 | FALSE | 1 | [6 empty] | 0 | A4 | 0 | 0 | 0 | 0 | 0 | 0 | 0 | 0 | 0
| Civic Offices | Stainless steel head restraint system at top of parapet only - nominal allowance (Labour - Superstructure Works (per £ spent)) | 1701161 | 8403704 | 2 | Superstructure | Labour Effort | Assembly | 21.2078 | Hours | 200 | 44 | 1 | FALSE | 1 | FALSE | 1 | [6 empty] | 0 | A5 | 1.1468 | 7.4275e-08 | 0.0062183 | 0.0014263 | 0.00035393 | 1.3844e-06 | 17.661 | 1251.4925 | 0.0045578
| Civic Offices | Stainless steel head restraint system at top of parapet only - nominal allowance (Labour - Superstructure Works (per £ spent)) | 1701161 | 8403704 | 2 | Superstructure | Labour Effort | Assembly | 21.2078 | Hours | 200 | 44 | 1 | FALSE | 1 | FALSE | 1 | [6 empty] | 0 | A4 | 38.7546 | 6.9633e-06 | 0.1269 | 0.034298 | 0.021648 | 0.00013516 | 577.6997 | 88.2105 | 0.15948
| Civic Offices | Stainless steel head restraint system at top of parapet only - nominal allowance (Labour - Superstructure Works (per £ spent)) | 1701161 | 8403705 | 2 | Superstructure | Labour effort | Assembly | 10.6039 | Hours | 10 | 44 | 1 | FALSE | 1 | FALSE | 1 | [6 empty] | 0 | A5 | 0.57342 | 3.7138e-08 | 0.0031092 | 0.00071317 | 0.00017697 | 6.9218e-07 | 8.8305 | 625.7462 | 0.0022789
| Civic Offices | Stainless steel head restraint system at top of parapet only - nominal allowance (Labour - Superstructure Works (per £ spent)) | 1701161 | 8403705 | 2 | Superstructure | Labour effort | Assembly | 10.6039 | Hours | 10 | 44 | 1 | FALSE | 1 | FALSE | 1 | [6 empty] | 0 | A4 | 25.8364 | 4.6422e-06 | 0.084597 | 0.022865 | 0.014432 | 9.0104e-05 | 385.1331 | 58.807 | 0.10632
| Civic Offices | Stainless steel head restraint system at top of parapet only - nominal allowance (Labour - Superstructure Works (per £ spent)) | 1701161 | 8403705 | 2 | Superstructure | Labour effort | Assembly | 10.6039 | Hours | 10 | 44 | 1 | FALSE | 1 | FALSE | 1 | [6 empty] | 10 | B4B5 | 26.4098 | 4.6793e-06 | 0.087706 | 0.023578 | 0.014609 | 9.0796e-05 | 393.9636 | 684.5532 | 0.1086
| Civic Offices | Stainless steel head restraint system at top of parapet only - nominal allowance (Labour - Superstructure Works (per £ spent)) | 1701161 | 8403705 | 2 | Superstructure | Labour effort | Assembly | 10.6039 | Hours | 10 | 44 | 1 | FALSE | 1 | FALSE | 1 | [6 empty] | 20 | B4B5 | 26.4098 | 4.6793e-06 | 0.087706 | 0.023578 | 0.014609 | 9.0796e-05 | 393.9636 | 684.5532 | 0.1086
| Civic Offices | Stainless steel head restraint system at top of parapet only - nominal allowance (Labour - Superstructure Works (per £ spent)) | 1701161 | 8403705 | 2 | Superstructure | Labour effort | Assembly | 10.6039 | Hours | 10 | 44 | 1 | FALSE | 1 | FALSE | 1 | [6 empty] | 30 | B4B5 | 26.4098 | 4.6793e-06 | 0.087706 | 0.023578 | 0.014609 | 9.0796e-05 | 393.9636 | 684.5532 | 0.1086
| Civic Offices | Stainless steel head restraint system at top of parapet only - nominal allowance (Labour - Superstructure Works (per £ spent)) | 1701161 | 8403705 | 2 | Superstructure | Labour effort | Assembly | 10.6039 | Hours | 10 | 44 | 1 | FALSE | 1 | FALSE | 1 | [6 empty] | 40 | B4B5 | 26.4098 | 4.6793e-06 | 0.087706 | 0.023578 | 0.014609 | 9.0796e-05 | 393.9636 | 684.5532 | 0.1086
| Civic Offices | Stainless steel head restraint system at top of parapet only - nominal allowance (Labour - Superstructure Works (per £ spent)) | 1701161 | 8403705 | 2 | Superstructure | Labour effort | Assembly | 10.6039 | Hours | 10 | 44 | 1 | FALSE | 1 | FALSE | 1 | [6 empty] | 50 | B4B5 | 26.4098 | 4.6793e-06 | 0.087706 | 0.023578 | 0.014609 | 9.0796e-05 | 393.9636 | 684.5532 | 0.1086
| Civic Offices | Stainless steel head restraint system at top of parapet only - nominal allowance (Labour - Superstructure Works (per £ spent)) | 1701161 | 8403706 | 2 | Superstructure | Labour Effort | Assembly | 10.6039 | Hours | 20 | 44 | 1 | FALSE | 1 | FALSE | 1 | [6 empty] | 0 | A5 | 0.57342 | 3.7138e-08 | 0.0031092 | 0.00071317 | 0.00017697 | 6.9218e-07 | 8.8305 | 625.7462 | 0.0022789
| Civic Offices | Stainless steel head restraint system at top of parapet only - nominal allowance (Labour - Superstructure Works (per £ spent)) | 1701161 | 8403706 | 2 | Superstructure | Labour Effort | Assembly | 10.6039 | Hours | 20 | 44 | 1 | FALSE | 1 | FALSE | 1 | [6 empty] | 0 | A4 | 25.8364 | 4.6422e-06 | 0.084597 | 0.022865 | 0.014432 | 9.0104e-05 | 385.1331 | 58.807 | 0.10632
| Civic Offices | Stainless steel head restraint system at top of parapet only - nominal allowance (Labour - Superstructure Works (per £ spent)) | 1701161 | 8403706 | 2 | Superstructure | Labour Effort | Assembly | 10.6039 | Hours | 20 | 44 | 1 | FALSE | 1 | FALSE | 1 | [6 empty] | 20 | B4B5 | 26.4098 | 4.6793e-06 | 0.087706 | 0.023578 | 0.014609 | 9.0796e-05 | 393.9636 | 684.5532 | 0.1086
| Civic Offices | Stainless steel head restraint system at top of parapet only - nominal allowance (Labour - Superstructure Works (per £ spent)) | 1701161 | 8403706 | 2 | Superstructure | Labour Effort | Assembly | 10.6039 | Hours | 20 | 44 | 1 | FALSE | 1 | FALSE | 1 | [6 empty] | 40 | B4B5 | 26.4098 | 4.6793e-06 | 0.087706 | 0.023578 | 0.014609 | 9.0796e-05 | 393.9636 | 684.5532 | 0.1086
| Civic Offices | Stainless steel head restraint system at top of parapet only - nominal allowance (Labour - Superstructure Works (per £ spent)) | 1701161 | 8403707 | 2 | Superstructure | Labour Effort | Assembly | 1.7673 | Hours | 10 | 44 | 1 | FALSE | 1 | FALSE | 1 | [6 empty] | 0 | A5 | 0.095571 | 6.1896e-09 | 0.00051819 | 0.00011886 | 2.9494e-05 | 1.1536e-07 | 1.4717 | 70.712 | 0.00037982
| Civic Offices | Stainless steel head restraint system at top of parapet only - nominal allowance (Labour - Superstructure Works (per £ spent)) | 1701161 | 8403707 | 2 | Superstructure | Labour Effort | Assembly | 1.7673 | Hours | 10 | 44 | 1 | FALSE | 1 | FALSE | 1 | [6 empty] | 0 | A4 | 0 | 0 | 0 | 0 | 0 | 0 | 0 | 0 | 0
| Civic Offices | Stainless steel head restraint system at top of parapet only - nominal allowance (Labour - Superstructure Works (per £ spent)) | 1701161 | 8403707 | 2 | Superstructure | Labour Effort | Assembly | 1.7673 | Hours | 10 | 44 | 1 | FALSE | 1 | FALSE | 1 | [6 empty] | 10 | B4B5 | 0.095571 | 6.1896e-09 | 0.00051819 | 0.00011886 | 2.9494e-05 | 1.1536e-07 | 1.4717 | 70.712 | 0.00037982
| Civic Offices | Stainless steel head restraint system at top of parapet only - nominal allowance (Labour - Superstructure Works (per £ spent)) | 1701161 | 8403707 | 2 | Superstructure | Labour Effort | Assembly | 1.7673 | Hours | 10 | 44 | 1 | FALSE | 1 | FALSE | 1 | [6 empty] | 20 | B4B5 | 0.095571 | 6.1896e-09 | 0.00051819 | 0.00011886 | 2.9494e-05 | 1.1536e-07 | 1.4717 | 70.712 | 0.00037982
| Civic Offices | Stainless steel head restraint system at top of parapet only - nominal allowance (Labour - Superstructure Works (per £ spent)) | 1701161 | 8403707 | 2 | Superstructure | Labour Effort | Assembly | 1.7673 | Hours | 10 | 44 | 1 | FALSE | 1 | FALSE | 1 | [6 empty] | 30 | B4B5 | 0.095571 | 6.1896e-09 | 0.00051819 | 0.00011886 | 2.9494e-05 | 1.1536e-07 | 1.4717 | 70.712 | 0.00037982
| Civic Offices | Stainless steel head restraint system at top of parapet only - nominal allowance (Labour - Superstructure Works (per £ spent)) | 1701161 | 8403707 | 2 | Superstructure | Labour Effort | Assembly | 1.7673 | Hours | 10 | 44 | 1 | FALSE | 1 | FALSE | 1 | [6 empty] | 40 | B4B5 | 0.095571 | 6.1896e-09 | 0.00051819 | 0.00011886 | 2.9494e-05 | 1.1536e-07 | 1.4717 | 70.712 | 0.00037982
| Civic Offices | Stainless steel head restraint system at top of parapet only - nominal allowance (Labour - Superstructure Works (per £ spent)) | 1701161 | 8403707 | 2 | Superstructure | Labour Effort | Assembly | 1.7673 | Hours | 10 | 44 | 1 | FALSE | 1 | FALSE | 1 | [6 empty] | 50 | B4B5 | 0.095571 | 6.1896e-09 | 0.00051819 | 0.00011886 | 2.9494e-05 | 1.1536e-07 | 1.4717 | 70.712 | 0.00037982
| Civic Offices | Stainless steel head restraint system at top of parapet only - nominal allowance (Labour - Superstructure Works (per £ spent)) | 1701161 | 8403708 | 2 | Superstructure | Labour Effort | Assembly | 1.7673 | Hours | 20 | 44 | 1 | FALSE | 1 | FALSE | 1 | [6 empty] | 0 | A5 | 0.095571 | 6.1896e-09 | 0.00051819 | 0.00011886 | 2.9494e-05 | 1.1536e-07 | 1.4717 | 70.712 | 0.00037982
| Civic Offices | Stainless steel head restraint system at top of parapet only - nominal allowance (Labour - Superstructure Works (per £ spent)) | 1701161 | 8403708 | 2 | Superstructure | Labour Effort | Assembly | 1.7673 | Hours | 20 | 44 | 1 | FALSE | 1 | FALSE | 1 | [6 empty] | 0 | A4 | 0 | 0 | 0 | 0 | 0 | 0 | 0 | 0 | 0
| Civic Offices | Stainless steel head restraint system at top of parapet only - nominal allowance (Labour - Superstructure Works (per £ spent)) | 1701161 | 8403708 | 2 | Superstructure | Labour Effort | Assembly | 1.7673 | Hours | 20 | 44 | 1 | FALSE | 1 | FALSE | 1 | [6 empty] | 20 | B4B5 | 0.095571 | 6.1896e-09 | 0.00051819 | 0.00011886 | 2.9494e-05 | 1.1536e-07 | 1.4717 | 70.712 | 0.00037982
| Civic Offices | Stainless steel head restraint system at top of parapet only - nominal allowance (Labour - Superstructure Works (per £ spent)) | 1701161 | 8403708 | 2 | Superstructure | Labour Effort | Assembly | 1.7673 | Hours | 20 | 44 | 1 | FALSE | 1 | FALSE | 1 | [6 empty] | 40 | B4B5 | 0.095571 | 6.1896e-09 | 0.00051819 | 0.00011886 | 2.9494e-05 | 1.1536e-07 | 1.4717 | 70.712 | 0.00037982
| Civic Offices | External walls for plinths cornices ornamental bands and the like: horizontal projections 20mm ground floor every 300mm vertically (Labour - Superstructure Works (per £ spent)) | 1701162 | 8403709 | 2 | Superstructure | Labour Effort | Assembly | 11.5629 | Hours | 200 | 44 | 1 | FALSE | 1 | FALSE | 1 | [6 empty] | 0 | A5 | 0.62528 | 4.0496e-08 | 0.0033903 | 0.00077766 | 0.00019297 | 7.5478e-07 | 9.6291 | 462.643 | 0.002485
| Civic Offices | External walls for plinths cornices ornamental bands and the like: horizontal projections 20mm ground floor every 300mm vertically (Labour - Superstructure Works (per £ spent)) | 1701162 | 8403709 | 2 | Superstructure | Labour Effort | Assembly | 11.5629 | Hours | 200 | 44 | 1 | FALSE | 1 | FALSE | 1 | [6 empty] | 0 | A4 | 0 | 0 | 0 | 0 | 0 | 0 | 0 | 0 | 0
| Civic Offices | External walls for plinths cornices ornamental bands and the like: horizontal projections 20mm ground floor every 300mm vertically (Labour - Superstructure Works (per £ spent)) | 1701162 | 8403710 | 2 | Superstructure | Labour Effort | Assembly | 69.3775 | Hours | 200 | 44 | 1 | FALSE | 1 | FALSE | 1 | [6 empty] | 0 | A5 | 3.7517 | 2.4298e-07 | 0.020342 | 0.004666 | 0.0011578 | 4.5287e-06 | 57.7747 | 4094.0296 | 0.01491
| Civic Offices | External walls for plinths cornices ornamental bands and the like: horizontal projections 20mm ground floor every 300mm vertically (Labour - Superstructure Works (per £ spent)) | 1701162 | 8403710 | 2 | Superstructure | Labour Effort | Assembly | 69.3775 | Hours | 200 | 44 | 1 | FALSE | 1 | FALSE | 1 | [6 empty] | 0 | A4 | 116.2637 | 2.089e-05 | 0.38069 | 0.10289 | 0.064945 | 0.00040547 | 1733.0992 | 264.6316 | 0.47844
| Civic Offices | External walls for plinths cornices ornamental bands and the like: horizontal projections 20mm ground floor every 300mm vertically (Labour - Superstructure Works (per £ spent)) | 1701162 | 8403711 | 2 | Superstructure | Labour effort | Assembly | 34.6887 | Hours | 10 | 44 | 1 | FALSE | 1 | FALSE | 1 | [6 empty] | 0 | A5 | 1.8759 | 1.2149e-07 | 0.010171 | 0.002333 | 0.00057891 | 2.2643e-06 | 28.8873 | 2047.0148 | 0.007455
| Civic Offices | External walls for plinths cornices ornamental bands and the like: horizontal projections 20mm ground floor every 300mm vertically (Labour - Superstructure Works (per £ spent)) | 1701162 | 8403711 | 2 | Superstructure | Labour effort | Assembly | 34.6887 | Hours | 10 | 44 | 1 | FALSE | 1 | FALSE | 1 | [6 empty] | 0 | A4 | 64.5909 | 1.1605e-05 | 0.21149 | 0.057163 | 0.03608 | 0.00022526 | 962.8329 | 147.0175 | 0.2658
| Civic Offices | External walls for plinths cornices ornamental bands and the like: horizontal projections 20mm ground floor every 300mm vertically (Labour - Superstructure Works (per £ spent)) | 1701162 | 8403711 | 2 | Superstructure | Labour effort | Assembly | 34.6887 | Hours | 10 | 44 | 1 | FALSE | 1 | FALSE | 1 | [6 empty] | 10 | B4B5 | 66.4668 | 1.1727e-05 | 0.22166 | 0.059496 | 0.036659 | 0.00022752 | 991.7202 | 2194.0323 | 0.27326
| Civic Offices | External walls for plinths cornices ornamental bands and the like: horizontal projections 20mm ground floor every 300mm vertically (Labour - Superstructure Works (per £ spent)) | 1701162 | 8403711 | 2 | Superstructure | Labour effort | Assembly | 34.6887 | Hours | 10 | 44 | 1 | FALSE | 1 | FALSE | 1 | [6 empty] | 20 | B4B5 | 66.4668 | 1.1727e-05 | 0.22166 | 0.059496 | 0.036659 | 0.00022752 | 991.7202 | 2194.0323 | 0.27326
| Civic Offices | External walls for plinths cornices ornamental bands and the like: horizontal projections 20mm ground floor every 300mm vertically (Labour - Superstructure Works (per £ spent)) | 1701162 | 8403711 | 2 | Superstructure | Labour effort | Assembly | 34.6887 | Hours | 10 | 44 | 1 | FALSE | 1 | FALSE | 1 | [6 empty] | 30 | B4B5 | 66.4668 | 1.1727e-05 | 0.22166 | 0.059496 | 0.036659 | 0.00022752 | 991.7202 | 2194.0323 | 0.27326
| Civic Offices | External walls for plinths cornices ornamental bands and the like: horizontal projections 20mm ground floor every 300mm vertically (Labour - Superstructure Works (per £ spent)) | 1701162 | 8403711 | 2 | Superstructure | Labour effort | Assembly | 34.6887 | Hours | 10 | 44 | 1 | FALSE | 1 | FALSE | 1 | [6 empty] | 40 | B4B5 | 66.4668 | 1.1727e-05 | 0.22166 | 0.059496 | 0.036659 | 0.00022752 | 991.7202 | 2194.0323 | 0.27326
| Civic Offices | External walls for plinths cornices ornamental bands and the like: horizontal projections 20mm ground floor every 300mm vertically (Labour - Superstructure Works (per £ spent)) | 1701162 | 8403711 | 2 | Superstructure | Labour effort | Assembly | 34.6887 | Hours | 10 | 44 | 1 | FALSE | 1 | FALSE | 1 | [6 empty] | 50 | B4B5 | 66.4668 | 1.1727e-05 | 0.22166 | 0.059496 | 0.036659 | 0.00022752 | 991.7202 | 2194.0323 | 0.27326
| Civic Offices | External walls for plinths cornices ornamental bands and the like: horizontal projections 20mm ground floor every 300mm vertically (Labour - Superstructure Works (per £ spent)) | 1701162 | 8403712 | 2 | Superstructure | Labour Effort | Assembly | 34.6887 | Hours | 20 | 44 | 1 | FALSE | 1 | FALSE | 1 | [6 empty] | 0 | A5 | 1.8759 | 1.2149e-07 | 0.010171 | 0.002333 | 0.00057891 | 2.2643e-06 | 28.8873 | 2047.0148 | 0.007455
| Civic Offices | External walls for plinths cornices ornamental bands and the like: horizontal projections 20mm ground floor every 300mm vertically (Labour - Superstructure Works (per £ spent)) | 1701162 | 8403712 | 2 | Superstructure | Labour Effort | Assembly | 34.6887 | Hours | 20 | 44 | 1 | FALSE | 1 | FALSE | 1 | [6 empty] | 0 | A4 | 64.5909 | 1.1605e-05 | 0.21149 | 0.057163 | 0.03608 | 0.00022526 | 962.8329 | 147.0175 | 0.2658
| Civic Offices | External walls for plinths cornices ornamental bands and the like: horizontal projections 20mm ground floor every 300mm vertically (Labour - Superstructure Works (per £ spent)) | 1701162 | 8403712 | 2 | Superstructure | Labour Effort | Assembly | 34.6887 | Hours | 20 | 44 | 1 | FALSE | 1 | FALSE | 1 | [6 empty] | 20 | B4B5 | 66.4668 | 1.1727e-05 | 0.22166 | 0.059496 | 0.036659 | 0.00022752 | 991.7202 | 2194.0323 | 0.27326
| Civic Offices | External walls for plinths cornices ornamental bands and the like: horizontal projections 20mm ground floor every 300mm vertically (Labour - Superstructure Works (per £ spent)) | 1701162 | 8403712 | 2 | Superstructure | Labour Effort | Assembly | 34.6887 | Hours | 20 | 44 | 1 | FALSE | 1 | FALSE | 1 | [6 empty] | 40 | B4B5 | 66.4668 | 1.1727e-05 | 0.22166 | 0.059496 | 0.036659 | 0.00022752 | 991.7202 | 2194.0323 | 0.27326
| Civic Offices | External walls for plinths cornices ornamental bands and the like: horizontal projections 20mm ground floor every 300mm vertically (Labour - Superstructure Works (per £ spent)) | 1701162 | 8403713 | 2 | Superstructure | Labour Effort | Assembly | 5.7815 | Hours | 10 | 44 | 1 | FALSE | 1 | FALSE | 1 | [6 empty] | 0 | A5 | 0.31264 | 2.0248e-08 | 0.0016952 | 0.00038883 | 9.6486e-05 | 3.7739e-07 | 4.8146 | 231.3215 | 0.0012425
| Civic Offices | External walls for plinths cornices ornamental bands and the like: horizontal projections 20mm ground floor every 300mm vertically (Labour - Superstructure Works (per £ spent)) | 1701162 | 8403713 | 2 | Superstructure | Labour Effort | Assembly | 5.7815 | Hours | 10 | 44 | 1 | FALSE | 1 | FALSE | 1 | [6 empty] | 0 | A4 | 0 | 0 | 0 | 0 | 0 | 0 | 0 | 0 | 0
| Civic Offices | External walls for plinths cornices ornamental bands and the like: horizontal projections 20mm ground floor every 300mm vertically (Labour - Superstructure Works (per £ spent)) | 1701162 | 8403713 | 2 | Superstructure | Labour Effort | Assembly | 5.7815 | Hours | 10 | 44 | 1 | FALSE | 1 | FALSE | 1 | [6 empty] | 10 | B4B5 | 0.31264 | 2.0248e-08 | 0.0016952 | 0.00038883 | 9.6486e-05 | 3.7739e-07 | 4.8146 | 231.3215 | 0.0012425
| Civic Offices | External walls for plinths cornices ornamental bands and the like: horizontal projections 20mm ground floor every 300mm vertically (Labour - Superstructure Works (per £ spent)) | 1701162 | 8403713 | 2 | Superstructure | Labour Effort | Assembly | 5.7815 | Hours | 10 | 44 | 1 | FALSE | 1 | FALSE | 1 | [6 empty] | 20 | B4B5 | 0.31264 | 2.0248e-08 | 0.0016952 | 0.00038883 | 9.6486e-05 | 3.7739e-07 | 4.8146 | 231.3215 | 0.0012425
| Civic Offices | External walls for plinths cornices ornamental bands and the like: horizontal projections 20mm ground floor every 300mm vertically (Labour - Superstructure Works (per £ spent)) | 1701162 | 8403713 | 2 | Superstructure | Labour Effort | Assembly | 5.7815 | Hours | 10 | 44 | 1 | FALSE | 1 | FALSE | 1 | [6 empty] | 30 | B4B5 | 0.31264 | 2.0248e-08 | 0.0016952 | 0.00038883 | 9.6486e-05 | 3.7739e-07 | 4.8146 | 231.3215 | 0.0012425
| Civic Offices | External walls for plinths cornices ornamental bands and the like: horizontal projections 20mm ground floor every 300mm vertically (Labour - Superstructure Works (per £ spent)) | 1701162 | 8403713 | 2 | Superstructure | Labour Effort | Assembly | 5.7815 | Hours | 10 | 44 | 1 | FALSE | 1 | FALSE | 1 | [6 empty] | 40 | B4B5 | 0.31264 | 2.0248e-08 | 0.0016952 | 0.00038883 | 9.6486e-05 | 3.7739e-07 | 4.8146 | 231.3215 | 0.0012425
| Civic Offices | External walls for plinths cornices ornamental bands and the like: horizontal projections 20mm ground floor every 300mm vertically (Labour - Superstructure Works (per £ spent)) | 1701162 | 8403713 | 2 | Superstructure | Labour Effort | Assembly | 5.7815 | Hours | 10 | 44 | 1 | FALSE | 1 | FALSE | 1 | [6 empty] | 50 | B4B5 | 0.31264 | 2.0248e-08 | 0.0016952 | 0.00038883 | 9.6486e-05 | 3.7739e-07 | 4.8146 | 231.3215 | 0.0012425
| Civic Offices | External walls for plinths cornices ornamental bands and the like: horizontal projections 20mm ground floor every 300mm vertically (Labour - Superstructure Works (per £ spent)) | 1701162 | 8403714 | 2 | Superstructure | Labour Effort | Assembly | 5.7815 | Hours | 20 | 44 | 1 | FALSE | 1 | FALSE | 1 | [6 empty] | 0 | A5 | 0.31264 | 2.0248e-08 | 0.0016952 | 0.00038883 | 9.6486e-05 | 3.7739e-07 | 4.8146 | 231.3215 | 0.0012425
| Civic Offices | External walls for plinths cornices ornamental bands and the like: horizontal projections 20mm ground floor every 300mm vertically (Labour - Superstructure Works (per £ spent)) | 1701162 | 8403714 | 2 | Superstructure | Labour Effort | Assembly | 5.7815 | Hours | 20 | 44 | 1 | FALSE | 1 | FALSE | 1 | [6 empty] | 0 | A4 | 0 | 0 | 0 | 0 | 0 | 0 | 0 | 0 | 0
| Civic Offices | External walls for plinths cornices ornamental bands and the like: horizontal projections 20mm ground floor every 300mm vertically (Labour - Superstructure Works (per £ spent)) | 1701162 | 8403714 | 2 | Superstructure | Labour Effort | Assembly | 5.7815 | Hours | 20 | 44 | 1 | FALSE | 1 | FALSE | 1 | [6 empty] | 20 | B4B5 | 0.31264 | 2.0248e-08 | 0.0016952 | 0.00038883 | 9.6486e-05 | 3.7739e-07 | 4.8146 | 231.3215 | 0.0012425
| Civic Offices | External walls for plinths cornices ornamental bands and the like: horizontal projections 20mm ground floor every 300mm vertically (Labour - Superstructure Works (per £ spent)) | 1701162 | 8403714 | 2 | Superstructure | Labour Effort | Assembly | 5.7815 | Hours | 20 | 44 | 1 | FALSE | 1 | FALSE | 1 | [6 empty] | 40 | B4B5 | 0.31264 | 2.0248e-08 | 0.0016952 | 0.00038883 | 9.6486e-05 | 3.7739e-07 | 4.8146 | 231.3215 | 0.0012425
| Civic Offices | External walls for plinths cornices ornamental bands and the like: projections 20mm first floor every 300mm vertically (Labour - Superstructure Works (per £ spent)) | 1701163 | 8403715 | 2 | Superstructure | Labour Effort | Assembly | 10.2093 | Hours | 200 | 44 | 1 | FALSE | 1 | FALSE | 1 | [6 empty] | 0 | A5 | 0.55209 | 3.5756e-08 | 0.0029935 | 0.00068663 | 0.00017038 | 6.6643e-07 | 8.5019 | 408.4852 | 0.0021941
| Civic Offices | External walls for plinths cornices ornamental bands and the like: projections 20mm first floor every 300mm vertically (Labour - Superstructure Works (per £ spent)) | 1701163 | 8403715 | 2 | Superstructure | Labour Effort | Assembly | 10.2093 | Hours | 200 | 44 | 1 | FALSE | 1 | FALSE | 1 | [6 empty] | 0 | A4 | 0 | 0 | 0 | 0 | 0 | 0 | 0 | 0 | 0
| Civic Offices | External walls for plinths cornices ornamental bands and the like: projections 20mm first floor every 300mm vertically (Labour - Superstructure Works (per £ spent)) | 1701163 | 8403716 | 2 | Superstructure | Labour Effort | Assembly | 61.256 | Hours | 200 | 44 | 1 | FALSE | 1 | FALSE | 1 | [6 empty] | 0 | A5 | 3.3125 | 2.1453e-07 | 0.017961 | 0.0041198 | 0.0010223 | 3.9986e-06 | 51.0115 | 3614.7759 | 0.013165
| Civic Offices | External walls for plinths cornices ornamental bands and the like: projections 20mm first floor every 300mm vertically (Labour - Superstructure Works (per £ spent)) | 1701163 | 8403716 | 2 | Superstructure | Labour Effort | Assembly | 61.256 | Hours | 200 | 44 | 1 | FALSE | 1 | FALSE | 1 | [6 empty] | 0 | A4 | 103.3455 | 1.8569e-05 | 0.33839 | 0.091461 | 0.057729 | 0.00036042 | 1540.5326 | 235.2281 | 0.42528
| Civic Offices | External walls for plinths cornices ornamental bands and the like: projections 20mm first floor every 300mm vertically (Labour - Superstructure Works (per £ spent)) | 1701163 | 8403717 | 2 | Superstructure | Labour effort | Assembly | 30.628 | Hours | 10 | 44 | 1 | FALSE | 1 | FALSE | 1 | [6 empty] | 0 | A5 | 1.6563 | 1.0727e-07 | 0.0089804 | 0.0020599 | 0.00051115 | 1.9993e-06 | 25.5057 | 1807.3879 | 0.0065823
| Civic Offices | External walls for plinths cornices ornamental bands and the like: projections 20mm first floor every 300mm vertically (Labour - Superstructure Works (per £ spent)) | 1701163 | 8403717 | 2 | Superstructure | Labour effort | Assembly | 30.628 | Hours | 10 | 44 | 1 | FALSE | 1 | FALSE | 1 | [6 empty] | 0 | A4 | 51.6727 | 9.2843e-06 | 0.16919 | 0.045731 | 0.028864 | 0.00018021 | 770.2663 | 117.614 | 0.21264
| Civic Offices | External walls for plinths cornices ornamental bands and the like: projections 20mm first floor every 300mm vertically (Labour - Superstructure Works (per £ spent)) | 1701163 | 8403717 | 2 | Superstructure | Labour effort | Assembly | 30.628 | Hours | 10 | 44 | 1 | FALSE | 1 | FALSE | 1 | [6 empty] | 10 | B4B5 | 53.329 | 9.3916e-06 | 0.17817 | 0.04779 | 0.029376 | 0.00018221 | 795.772 | 1925.002 | 0.21922
| Civic Offices | External walls for plinths cornices ornamental bands and the like: projections 20mm first floor every 300mm vertically (Labour - Superstructure Works (per £ spent)) | 1701163 | 8403717 | 2 | Superstructure | Labour effort | Assembly | 30.628 | Hours | 10 | 44 | 1 | FALSE | 1 | FALSE | 1 | [6 empty] | 20 | B4B5 | 53.329 | 9.3916e-06 | 0.17817 | 0.04779 | 0.029376 | 0.00018221 | 795.772 | 1925.002 | 0.21922
| Civic Offices | External walls for plinths cornices ornamental bands and the like: projections 20mm first floor every 300mm vertically (Labour - Superstructure Works (per £ spent)) | 1701163 | 8403717 | 2 | Superstructure | Labour effort | Assembly | 30.628 | Hours | 10 | 44 | 1 | FALSE | 1 | FALSE | 1 | [6 empty] | 30 | B4B5 | 53.329 | 9.3916e-06 | 0.17817 | 0.04779 | 0.029376 | 0.00018221 | 795.772 | 1925.002 | 0.21922
| Civic Offices | External walls for plinths cornices ornamental bands and the like: projections 20mm first floor every 300mm vertically (Labour - Superstructure Works (per £ spent)) | 1701163 | 8403717 | 2 | Superstructure | Labour effort | Assembly | 30.628 | Hours | 10 | 44 | 1 | FALSE | 1 | FALSE | 1 | [6 empty] | 40 | B4B5 | 53.329 | 9.3916e-06 | 0.17817 | 0.04779 | 0.029376 | 0.00018221 | 795.772 | 1925.002 | 0.21922
| Civic Offices | External walls for plinths cornices ornamental bands and the like: projections 20mm first floor every 300mm vertically (Labour - Superstructure Works (per £ spent)) | 1701163 | 8403717 | 2 | Superstructure | Labour effort | Assembly | 30.628 | Hours | 10 | 44 | 1 | FALSE | 1 | FALSE | 1 | [6 empty] | 50 | B4B5 | 53.329 | 9.3916e-06 | 0.17817 | 0.04779 | 0.029376 | 0.00018221 | 795.772 | 1925.002 | 0.21922
| Civic Offices | External walls for plinths cornices ornamental bands and the like: projections 20mm first floor every 300mm vertically (Labour - Superstructure Works (per £ spent)) | 1701163 | 8403718 | 2 | Superstructure | Labour Effort | Assembly | 30.628 | Hours | 20 | 44 | 1 | FALSE | 1 | FALSE | 1 | [6 empty] | 0 | A5 | 1.6563 | 1.0727e-07 | 0.0089804 | 0.0020599 | 0.00051115 | 1.9993e-06 | 25.5057 | 1807.3879 | 0.0065823
| Civic Offices | External walls for plinths cornices ornamental bands and the like: projections 20mm first floor every 300mm vertically (Labour - Superstructure Works (per £ spent)) | 1701163 | 8403718 | 2 | Superstructure | Labour Effort | Assembly | 30.628 | Hours | 20 | 44 | 1 | FALSE | 1 | FALSE | 1 | [6 empty] | 0 | A4 | 51.6727 | 9.2843e-06 | 0.16919 | 0.045731 | 0.028864 | 0.00018021 | 770.2663 | 117.614 | 0.21264
| Civic Offices | External walls for plinths cornices ornamental bands and the like: projections 20mm first floor every 300mm vertically (Labour - Superstructure Works (per £ spent)) | 1701163 | 8403718 | 2 | Superstructure | Labour Effort | Assembly | 30.628 | Hours | 20 | 44 | 1 | FALSE | 1 | FALSE | 1 | [6 empty] | 20 | B4B5 | 53.329 | 9.3916e-06 | 0.17817 | 0.04779 | 0.029376 | 0.00018221 | 795.772 | 1925.002 | 0.21922
| Civic Offices | External walls for plinths cornices ornamental bands and the like: projections 20mm first floor every 300mm vertically (Labour - Superstructure Works (per £ spent)) | 1701163 | 8403718 | 2 | Superstructure | Labour Effort | Assembly | 30.628 | Hours | 20 | 44 | 1 | FALSE | 1 | FALSE | 1 | [6 empty] | 40 | B4B5 | 53.329 | 9.3916e-06 | 0.17817 | 0.04779 | 0.029376 | 0.00018221 | 795.772 | 1925.002 | 0.21922
| Civic Offices | External walls for plinths cornices ornamental bands and the like: projections 20mm first floor every 300mm vertically (Labour - Superstructure Works (per £ spent)) | 1701163 | 8403719 | 2 | Superstructure | Labour Effort | Assembly | 5.1047 | Hours | 10 | 44 | 1 | FALSE | 1 | FALSE | 1 | [6 empty] | 0 | A5 | 0.27604 | 1.7878e-08 | 0.0014967 | 0.00034332 | 8.5191e-05 | 3.3321e-07 | 4.251 | 204.2426 | 0.0010971
| Civic Offices | External walls for plinths cornices ornamental bands and the like: projections 20mm first floor every 300mm vertically (Labour - Superstructure Works (per £ spent)) | 1701163 | 8403719 | 2 | Superstructure | Labour Effort | Assembly | 5.1047 | Hours | 10 | 44 | 1 | FALSE | 1 | FALSE | 1 | [6 empty] | 0 | A4 | 0 | 0 | 0 | 0 | 0 | 0 | 0 | 0 | 0
| Civic Offices | External walls for plinths cornices ornamental bands and the like: projections 20mm first floor every 300mm vertically (Labour - Superstructure Works (per £ spent)) | 1701163 | 8403719 | 2 | Superstructure | Labour Effort | Assembly | 5.1047 | Hours | 10 | 44 | 1 | FALSE | 1 | FALSE | 1 | [6 empty] | 10 | B4B5 | 0.27604 | 1.7878e-08 | 0.0014967 | 0.00034332 | 8.5191e-05 | 3.3321e-07 | 4.251 | 204.2426 | 0.0010971
| Civic Offices | External walls for plinths cornices ornamental bands and the like: projections 20mm first floor every 300mm vertically (Labour - Superstructure Works (per £ spent)) | 1701163 | 8403719 | 2 | Superstructure | Labour Effort | Assembly | 5.1047 | Hours | 10 | 44 | 1 | FALSE | 1 | FALSE | 1 | [6 empty] | 20 | B4B5 | 0.27604 | 1.7878e-08 | 0.0014967 | 0.00034332 | 8.5191e-05 | 3.3321e-07 | 4.251 | 204.2426 | 0.0010971
| Civic Offices | External walls for plinths cornices ornamental bands and the like: projections 20mm first floor every 300mm vertically (Labour - Superstructure Works (per £ spent)) | 1701163 | 8403719 | 2 | Superstructure | Labour Effort | Assembly | 5.1047 | Hours | 10 | 44 | 1 | FALSE | 1 | FALSE | 1 | [6 empty] | 30 | B4B5 | 0.27604 | 1.7878e-08 | 0.0014967 | 0.00034332 | 8.5191e-05 | 3.3321e-07 | 4.251 | 204.2426 | 0.0010971
| Civic Offices | External walls for plinths cornices ornamental bands and the like: projections 20mm first floor every 300mm vertically (Labour - Superstructure Works (per £ spent)) | 1701163 | 8403719 | 2 | Superstructure | Labour Effort | Assembly | 5.1047 | Hours | 10 | 44 | 1 | FALSE | 1 | FALSE | 1 | [6 empty] | 40 | B4B5 | 0.27604 | 1.7878e-08 | 0.0014967 | 0.00034332 | 8.5191e-05 | 3.3321e-07 | 4.251 | 204.2426 | 0.0010971
| Civic Offices | External walls for plinths cornices ornamental bands and the like: projections 20mm first floor every 300mm vertically (Labour - Superstructure Works (per £ spent)) | 1701163 | 8403719 | 2 | Superstructure | Labour Effort | Assembly | 5.1047 | Hours | 10 | 44 | 1 | FALSE | 1 | FALSE | 1 | [6 empty] | 50 | B4B5 | 0.27604 | 1.7878e-08 | 0.0014967 | 0.00034332 | 8.5191e-05 | 3.3321e-07 | 4.251 | 204.2426 | 0.0010971
| Civic Offices | External walls for plinths cornices ornamental bands and the like: projections 20mm first floor every 300mm vertically (Labour - Superstructure Works (per £ spent)) | 1701163 | 8403720 | 2 | Superstructure | Labour Effort | Assembly | 5.1047 | Hours | 20 | 44 | 1 | FALSE | 1 | FALSE | 1 | [6 empty] | 0 | A5 | 0.27604 | 1.7878e-08 | 0.0014967 | 0.00034332 | 8.5191e-05 | 3.3321e-07 | 4.251 | 204.2426 | 0.0010971
| Civic Offices | External walls for plinths cornices ornamental bands and the like: projections 20mm first floor every 300mm vertically (Labour - Superstructure Works (per £ spent)) | 1701163 | 8403720 | 2 | Superstructure | Labour Effort | Assembly | 5.1047 | Hours | 20 | 44 | 1 | FALSE | 1 | FALSE | 1 | [6 empty] | 0 | A4 | 0 | 0 | 0 | 0 | 0 | 0 | 0 | 0 | 0
| Civic Offices | External walls for plinths cornices ornamental bands and the like: projections 20mm first floor every 300mm vertically (Labour - Superstructure Works (per £ spent)) | 1701163 | 8403720 | 2 | Superstructure | Labour Effort | Assembly | 5.1047 | Hours | 20 | 44 | 1 | FALSE | 1 | FALSE | 1 | [6 empty] | 20 | B4B5 | 0.27604 | 1.7878e-08 | 0.0014967 | 0.00034332 | 8.5191e-05 | 3.3321e-07 | 4.251 | 204.2426 | 0.0010971
| Civic Offices | External walls for plinths cornices ornamental bands and the like: projections 20mm first floor every 300mm vertically (Labour - Superstructure Works (per £ spent)) | 1701163 | 8403720 | 2 | Superstructure | Labour Effort | Assembly | 5.1047 | Hours | 20 | 44 | 1 | FALSE | 1 | FALSE | 1 | [6 empty] | 40 | B4B5 | 0.27604 | 1.7878e-08 | 0.0014967 | 0.00034332 | 8.5191e-05 | 3.3321e-07 | 4.251 | 204.2426 | 0.0010971
| Civic Offices | External walls for plinths cornices ornamental bands and the like: projections 20mm 2nd floor every 300mm vertically (Labour - Superstructure Works (per £ spent)) | 1701164 | 8403721 | 2 | Superstructure | Labour Effort | Assembly | 9.8422 | Hours | 200 | 44 | 1 | FALSE | 1 | FALSE | 1 | [6 empty] | 0 | A5 | 0.53223 | 3.447e-08 | 0.0028858 | 0.00066194 | 0.00016425 | 6.4246e-07 | 8.1962 | 393.7947 | 0.0021152
| Civic Offices | External walls for plinths cornices ornamental bands and the like: projections 20mm 2nd floor every 300mm vertically (Labour - Superstructure Works (per £ spent)) | 1701164 | 8403721 | 2 | Superstructure | Labour Effort | Assembly | 9.8422 | Hours | 200 | 44 | 1 | FALSE | 1 | FALSE | 1 | [6 empty] | 0 | A4 | 0 | 0 | 0 | 0 | 0 | 0 | 0 | 0 | 0
| Civic Offices | External walls for plinths cornices ornamental bands and the like: projections 20mm 2nd floor every 300mm vertically (Labour - Superstructure Works (per £ spent)) | 1701164 | 8403722 | 2 | Superstructure | Labour Effort | Assembly | 59.053 | Hours | 200 | 44 | 1 | FALSE | 1 | FALSE | 1 | [6 empty] | 0 | A5 | 3.1934 | 2.0682e-07 | 0.017315 | 0.0039716 | 0.00098553 | 3.8548e-06 | 49.1769 | 3484.7759 | 0.012691
| Civic Offices | External walls for plinths cornices ornamental bands and the like: projections 20mm 2nd floor every 300mm vertically (Labour - Superstructure Works (per £ spent)) | 1701164 | 8403722 | 2 | Superstructure | Labour Effort | Assembly | 59.053 | Hours | 200 | 44 | 1 | FALSE | 1 | FALSE | 1 | [6 empty] | 0 | A4 | 103.3455 | 1.8569e-05 | 0.33839 | 0.091461 | 0.057729 | 0.00036042 | 1540.5326 | 235.2281 | 0.42528
| Civic Offices | External walls for plinths cornices ornamental bands and the like: projections 20mm 2nd floor every 300mm vertically (Labour - Superstructure Works (per £ spent)) | 1701164 | 8403723 | 2 | Superstructure | Labour effort | Assembly | 29.5265 | Hours | 10 | 44 | 1 | FALSE | 1 | FALSE | 1 | [6 empty] | 0 | A5 | 1.5967 | 1.0341e-07 | 0.0086574 | 0.0019858 | 0.00049276 | 1.9274e-06 | 24.5885 | 1742.3879 | 0.0063456
| Civic Offices | External walls for plinths cornices ornamental bands and the like: projections 20mm 2nd floor every 300mm vertically (Labour - Superstructure Works (per £ spent)) | 1701164 | 8403723 | 2 | Superstructure | Labour effort | Assembly | 29.5265 | Hours | 10 | 44 | 1 | FALSE | 1 | FALSE | 1 | [6 empty] | 0 | A4 | 51.6727 | 9.2843e-06 | 0.16919 | 0.045731 | 0.028864 | 0.00018021 | 770.2663 | 117.614 | 0.21264
| Civic Offices | External walls for plinths cornices ornamental bands and the like: projections 20mm 2nd floor every 300mm vertically (Labour - Superstructure Works (per £ spent)) | 1701164 | 8403723 | 2 | Superstructure | Labour effort | Assembly | 29.5265 | Hours | 10 | 44 | 1 | FALSE | 1 | FALSE | 1 | [6 empty] | 10 | B4B5 | 53.2694 | 9.3878e-06 | 0.17785 | 0.047716 | 0.029357 | 0.00018214 | 794.8548 | 1860.002 | 0.21899
| Civic Offices | External walls for plinths cornices ornamental bands and the like: projections 20mm 2nd floor every 300mm vertically (Labour - Superstructure Works (per £ spent)) | 1701164 | 8403723 | 2 | Superstructure | Labour effort | Assembly | 29.5265 | Hours | 10 | 44 | 1 | FALSE | 1 | FALSE | 1 | [6 empty] | 20 | B4B5 | 53.2694 | 9.3878e-06 | 0.17785 | 0.047716 | 0.029357 | 0.00018214 | 794.8548 | 1860.002 | 0.21899
| Civic Offices | External walls for plinths cornices ornamental bands and the like: projections 20mm 2nd floor every 300mm vertically (Labour - Superstructure Works (per £ spent)) | 1701164 | 8403723 | 2 | Superstructure | Labour effort | Assembly | 29.5265 | Hours | 10 | 44 | 1 | FALSE | 1 | FALSE | 1 | [6 empty] | 30 | B4B5 | 53.2694 | 9.3878e-06 | 0.17785 | 0.047716 | 0.029357 | 0.00018214 | 794.8548 | 1860.002 | 0.21899
| Civic Offices | External walls for plinths cornices ornamental bands and the like: projections 20mm 2nd floor every 300mm vertically (Labour - Superstructure Works (per £ spent)) | 1701164 | 8403723 | 2 | Superstructure | Labour effort | Assembly | 29.5265 | Hours | 10 | 44 | 1 | FALSE | 1 | FALSE | 1 | [6 empty] | 40 | B4B5 | 53.2694 | 9.3878e-06 | 0.17785 | 0.047716 | 0.029357 | 0.00018214 | 794.8548 | 1860.002 | 0.21899
| Civic Offices | External walls for plinths cornices ornamental bands and the like: projections 20mm 2nd floor every 300mm vertically (Labour - Superstructure Works (per £ spent)) | 1701164 | 8403723 | 2 | Superstructure | Labour effort | Assembly | 29.5265 | Hours | 10 | 44 | 1 | FALSE | 1 | FALSE | 1 | [6 empty] | 50 | B4B5 | 53.2694 | 9.3878e-06 | 0.17785 | 0.047716 | 0.029357 | 0.00018214 | 794.8548 | 1860.002 | 0.21899
| Civic Offices | External walls for plinths cornices ornamental bands and the like: projections 20mm 2nd floor every 300mm vertically (Labour - Superstructure Works (per £ spent)) | 1701164 | 8403724 | 2 | Superstructure | Labour Effort | Assembly | 29.5265 | Hours | 20 | 44 | 1 | FALSE | 1 | FALSE | 1 | [6 empty] | 0 | A5 | 1.5967 | 1.0341e-07 | 0.0086574 | 0.0019858 | 0.00049276 | 1.9274e-06 | 24.5885 | 1742.3879 | 0.0063456
| Civic Offices | External walls for plinths cornices ornamental bands and the like: projections 20mm 2nd floor every 300mm vertically (Labour - Superstructure Works (per £ spent)) | 1701164 | 8403724 | 2 | Superstructure | Labour Effort | Assembly | 29.5265 | Hours | 20 | 44 | 1 | FALSE | 1 | FALSE | 1 | [6 empty] | 0 | A4 | 51.6727 | 9.2843e-06 | 0.16919 | 0.045731 | 0.028864 | 0.00018021 | 770.2663 | 117.614 | 0.21264
| Civic Offices | External walls for plinths cornices ornamental bands and the like: projections 20mm 2nd floor every 300mm vertically (Labour - Superstructure Works (per £ spent)) | 1701164 | 8403724 | 2 | Superstructure | Labour Effort | Assembly | 29.5265 | Hours | 20 | 44 | 1 | FALSE | 1 | FALSE | 1 | [6 empty] | 20 | B4B5 | 53.2694 | 9.3878e-06 | 0.17785 | 0.047716 | 0.029357 | 0.00018214 | 794.8548 | 1860.002 | 0.21899
| Civic Offices | External walls for plinths cornices ornamental bands and the like: projections 20mm 2nd floor every 300mm vertically (Labour - Superstructure Works (per £ spent)) | 1701164 | 8403724 | 2 | Superstructure | Labour Effort | Assembly | 29.5265 | Hours | 20 | 44 | 1 | FALSE | 1 | FALSE | 1 | [6 empty] | 40 | B4B5 | 53.2694 | 9.3878e-06 | 0.17785 | 0.047716 | 0.029357 | 0.00018214 | 794.8548 | 1860.002 | 0.21899
| Civic Offices | External walls for plinths cornices ornamental bands and the like: projections 20mm 2nd floor every 300mm vertically (Labour - Superstructure Works (per £ spent)) | 1701164 | 8403725 | 2 | Superstructure | Labour Effort | Assembly | 4.9211 | Hours | 10 | 44 | 1 | FALSE | 1 | FALSE | 1 | [6 empty] | 0 | A5 | 0.26612 | 1.7235e-08 | 0.0014429 | 0.00033097 | 8.2127e-05 | 3.2123e-07 | 4.0981 | 196.8973 | 0.0010576
| Civic Offices | External walls for plinths cornices ornamental bands and the like: projections 20mm 2nd floor every 300mm vertically (Labour - Superstructure Works (per £ spent)) | 1701164 | 8403725 | 2 | Superstructure | Labour Effort | Assembly | 4.9211 | Hours | 10 | 44 | 1 | FALSE | 1 | FALSE | 1 | [6 empty] | 0 | A4 | 0 | 0 | 0 | 0 | 0 | 0 | 0 | 0 | 0
| Civic Offices | External walls for plinths cornices ornamental bands and the like: projections 20mm 2nd floor every 300mm vertically (Labour - Superstructure Works (per £ spent)) | 1701164 | 8403725 | 2 | Superstructure | Labour Effort | Assembly | 4.9211 | Hours | 10 | 44 | 1 | FALSE | 1 | FALSE | 1 | [6 empty] | 10 | B4B5 | 0.26612 | 1.7235e-08 | 0.0014429 | 0.00033097 | 8.2127e-05 | 3.2123e-07 | 4.0981 | 196.8973 | 0.0010576
| Civic Offices | External walls for plinths cornices ornamental bands and the like: projections 20mm 2nd floor every 300mm vertically (Labour - Superstructure Works (per £ spent)) | 1701164 | 8403725 | 2 | Superstructure | Labour Effort | Assembly | 4.9211 | Hours | 10 | 44 | 1 | FALSE | 1 | FALSE | 1 | [6 empty] | 20 | B4B5 | 0.26612 | 1.7235e-08 | 0.0014429 | 0.00033097 | 8.2127e-05 | 3.2123e-07 | 4.0981 | 196.8973 | 0.0010576
| Civic Offices | External walls for plinths cornices ornamental bands and the like: projections 20mm 2nd floor every 300mm vertically (Labour - Superstructure Works (per £ spent)) | 1701164 | 8403725 | 2 | Superstructure | Labour Effort | Assembly | 4.9211 | Hours | 10 | 44 | 1 | FALSE | 1 | FALSE | 1 | [6 empty] | 30 | B4B5 | 0.26612 | 1.7235e-08 | 0.0014429 | 0.00033097 | 8.2127e-05 | 3.2123e-07 | 4.0981 | 196.8973 | 0.0010576
| Civic Offices | External walls for plinths cornices ornamental bands and the like: projections 20mm 2nd floor every 300mm vertically (Labour - Superstructure Works (per £ spent)) | 1701164 | 8403725 | 2 | Superstructure | Labour Effort | Assembly | 4.9211 | Hours | 10 | 44 | 1 | FALSE | 1 | FALSE | 1 | [6 empty] | 40 | B4B5 | 0.26612 | 1.7235e-08 | 0.0014429 | 0.00033097 | 8.2127e-05 | 3.2123e-07 | 4.0981 | 196.8973 | 0.0010576
| Civic Offices | External walls for plinths cornices ornamental bands and the like: projections 20mm 2nd floor every 300mm vertically (Labour - Superstructure Works (per £ spent)) | 1701164 | 8403725 | 2 | Superstructure | Labour Effort | Assembly | 4.9211 | Hours | 10 | 44 | 1 | FALSE | 1 | FALSE | 1 | [6 empty] | 50 | B4B5 | 0.26612 | 1.7235e-08 | 0.0014429 | 0.00033097 | 8.2127e-05 | 3.2123e-07 | 4.0981 | 196.8973 | 0.0010576
| Civic Offices | External walls for plinths cornices ornamental bands and the like: projections 20mm 2nd floor every 300mm vertically (Labour - Superstructure Works (per £ spent)) | 1701164 | 8403726 | 2 | Superstructure | Labour Effort | Assembly | 4.9211 | Hours | 20 | 44 | 1 | FALSE | 1 | FALSE | 1 | [6 empty] | 0 | A5 | 0.26612 | 1.7235e-08 | 0.0014429 | 0.00033097 | 8.2127e-05 | 3.2123e-07 | 4.0981 | 196.8973 | 0.0010576
| Civic Offices | External walls for plinths cornices ornamental bands and the like: projections 20mm 2nd floor every 300mm vertically (Labour - Superstructure Works (per £ spent)) | 1701164 | 8403726 | 2 | Superstructure | Labour Effort | Assembly | 4.9211 | Hours | 20 | 44 | 1 | FALSE | 1 | FALSE | 1 | [6 empty] | 0 | A4 | 0 | 0 | 0 | 0 | 0 | 0 | 0 | 0 | 0
| Civic Offices | External walls for plinths cornices ornamental bands and the like: projections 20mm 2nd floor every 300mm vertically (Labour - Superstructure Works (per £ spent)) | 1701164 | 8403726 | 2 | Superstructure | Labour Effort | Assembly | 4.9211 | Hours | 20 | 44 | 1 | FALSE | 1 | FALSE | 1 | [6 empty] | 20 | B4B5 | 0.26612 | 1.7235e-08 | 0.0014429 | 0.00033097 | 8.2127e-05 | 3.2123e-07 | 4.0981 | 196.8973 | 0.0010576
| Civic Offices | External walls for plinths cornices ornamental bands and the like: projections 20mm 2nd floor every 300mm vertically (Labour - Superstructure Works (per £ spent)) | 1701164 | 8403726 | 2 | Superstructure | Labour Effort | Assembly | 4.9211 | Hours | 20 | 44 | 1 | FALSE | 1 | FALSE | 1 | [6 empty] | 40 | B4B5 | 0.26612 | 1.7235e-08 | 0.0014429 | 0.00033097 | 8.2127e-05 | 3.2123e-07 | 4.0981 | 196.8973 | 0.0010576
| Civic Offices | Mould for Reconstituted stone cill detail (Labour - Superstructure Works (per £ spent)) | 1701165 | 8403727 | 2 | Superstructure | Labour Effort | Assembly | 5.4801 | Hours | 200 | 44 | 1 | FALSE | 1 | FALSE | 1 | [6 empty] | 0 | A5 | 0.29634 | 1.9193e-08 | 0.0016068 | 0.00036856 | 9.1456e-05 | 3.5772e-07 | 4.5636 | 219.2621 | 0.0011777
| Civic Offices | Mould for Reconstituted stone cill detail (Labour - Superstructure Works (per £ spent)) | 1701165 | 8403727 | 2 | Superstructure | Labour Effort | Assembly | 5.4801 | Hours | 200 | 44 | 1 | FALSE | 1 | FALSE | 1 | [6 empty] | 0 | A4 | 0 | 0 | 0 | 0 | 0 | 0 | 0 | 0 | 0
| Civic Offices | Mould for Reconstituted stone cill detail (Labour - Superstructure Works (per £ spent)) | 1701165 | 8403728 | 2 | Superstructure | Labour Effort | Assembly | 32.8803 | Hours | 200 | 44 | 1 | FALSE | 1 | FALSE | 1 | [6 empty] | 0 | A5 | 1.7781 | 1.1516e-07 | 0.0096408 | 0.0022114 | 0.00054873 | 2.1463e-06 | 27.3814 | 1940.2984 | 0.0070664
| Civic Offices | Mould for Reconstituted stone cill detail (Labour - Superstructure Works (per £ spent)) | 1701165 | 8403728 | 2 | Superstructure | Labour Effort | Assembly | 32.8803 | Hours | 200 | 44 | 1 | FALSE | 1 | FALSE | 1 | [6 empty] | 0 | A4 | 64.5909 | 1.1605e-05 | 0.21149 | 0.057163 | 0.03608 | 0.00022526 | 962.8329 | 147.0175 | 0.2658
| Civic Offices | Mould for Reconstituted stone cill detail (Labour - Superstructure Works (per £ spent)) | 1701165 | 8403729 | 2 | Superstructure | Labour effort | Assembly | 16.4402 | Hours | 10 | 44 | 1 | FALSE | 1 | FALSE | 1 | [6 empty] | 0 | A5 | 0.88903 | 5.7578e-08 | 0.0048204 | 0.0011057 | 0.00027437 | 1.0732e-06 | 13.6907 | 970.1492 | 0.0035332
| Civic Offices | Mould for Reconstituted stone cill detail (Labour - Superstructure Works (per £ spent)) | 1701165 | 8403729 | 2 | Superstructure | Labour effort | Assembly | 16.4402 | Hours | 10 | 44 | 1 | FALSE | 1 | FALSE | 1 | [6 empty] | 0 | A4 | 38.7546 | 6.9633e-06 | 0.1269 | 0.034298 | 0.021648 | 0.00013516 | 577.6997 | 88.2105 | 0.15948
| Civic Offices | Mould for Reconstituted stone cill detail (Labour - Superstructure Works (per £ spent)) | 1701165 | 8403729 | 2 | Superstructure | Labour effort | Assembly | 16.4402 | Hours | 10 | 44 | 1 | FALSE | 1 | FALSE | 1 | [6 empty] | 10 | B4B5 | 39.6436 | 7.0208e-06 | 0.13172 | 0.035404 | 0.021923 | 0.00013623 | 591.3904 | 1058.3597 | 0.16301
| Civic Offices | Mould for Reconstituted stone cill detail (Labour - Superstructure Works (per £ spent)) | 1701165 | 8403729 | 2 | Superstructure | Labour effort | Assembly | 16.4402 | Hours | 10 | 44 | 1 | FALSE | 1 | FALSE | 1 | [6 empty] | 20 | B4B5 | 39.6436 | 7.0208e-06 | 0.13172 | 0.035404 | 0.021923 | 0.00013623 | 591.3904 | 1058.3597 | 0.16301
| Civic Offices | Mould for Reconstituted stone cill detail (Labour - Superstructure Works (per £ spent)) | 1701165 | 8403729 | 2 | Superstructure | Labour effort | Assembly | 16.4402 | Hours | 10 | 44 | 1 | FALSE | 1 | FALSE | 1 | [6 empty] | 30 | B4B5 | 39.6436 | 7.0208e-06 | 0.13172 | 0.035404 | 0.021923 | 0.00013623 | 591.3904 | 1058.3597 | 0.16301
| Civic Offices | Mould for Reconstituted stone cill detail (Labour - Superstructure Works (per £ spent)) | 1701165 | 8403729 | 2 | Superstructure | Labour effort | Assembly | 16.4402 | Hours | 10 | 44 | 1 | FALSE | 1 | FALSE | 1 | [6 empty] | 40 | B4B5 | 39.6436 | 7.0208e-06 | 0.13172 | 0.035404 | 0.021923 | 0.00013623 | 591.3904 | 1058.3597 | 0.16301
| Civic Offices | Mould for Reconstituted stone cill detail (Labour - Superstructure Works (per £ spent)) | 1701165 | 8403729 | 2 | Superstructure | Labour effort | Assembly | 16.4402 | Hours | 10 | 44 | 1 | FALSE | 1 | FALSE | 1 | [6 empty] | 50 | B4B5 | 39.6436 | 7.0208e-06 | 0.13172 | 0.035404 | 0.021923 | 0.00013623 | 591.3904 | 1058.3597 | 0.16301
| Civic Offices | Mould for Reconstituted stone cill detail (Labour - Superstructure Works (per £ spent)) | 1701165 | 8403730 | 2 | Superstructure | Labour Effort | Assembly | 16.4402 | Hours | 20 | 44 | 1 | FALSE | 1 | FALSE | 1 | [6 empty] | 0 | A5 | 0.88903 | 5.7578e-08 | 0.0048204 | 0.0011057 | 0.00027437 | 1.0732e-06 | 13.6907 | 970.1492 | 0.0035332
| Civic Offices | Mould for Reconstituted stone cill detail (Labour - Superstructure Works (per £ spent)) | 1701165 | 8403730 | 2 | Superstructure | Labour Effort | Assembly | 16.4402 | Hours | 20 | 44 | 1 | FALSE | 1 | FALSE | 1 | [6 empty] | 0 | A4 | 38.7546 | 6.9633e-06 | 0.1269 | 0.034298 | 0.021648 | 0.00013516 | 577.6997 | 88.2105 | 0.15948
| Civic Offices | Mould for Reconstituted stone cill detail (Labour - Superstructure Works (per £ spent)) | 1701165 | 8403730 | 2 | Superstructure | Labour Effort | Assembly | 16.4402 | Hours | 20 | 44 | 1 | FALSE | 1 | FALSE | 1 | [6 empty] | 20 | B4B5 | 39.6436 | 7.0208e-06 | 0.13172 | 0.035404 | 0.021923 | 0.00013623 | 591.3904 | 1058.3597 | 0.16301
| Civic Offices | Mould for Reconstituted stone cill detail (Labour - Superstructure Works (per £ spent)) | 1701165 | 8403730 | 2 | Superstructure | Labour Effort | Assembly | 16.4402 | Hours | 20 | 44 | 1 | FALSE | 1 | FALSE | 1 | [6 empty] | 40 | B4B5 | 39.6436 | 7.0208e-06 | 0.13172 | 0.035404 | 0.021923 | 0.00013623 | 591.3904 | 1058.3597 | 0.16301
| Civic Offices | Mould for Reconstituted stone cill detail (Labour - Superstructure Works (per £ spent)) | 1701165 | 8403731 | 2 | Superstructure | Labour Effort | Assembly | 2.74 | Hours | 10 | 44 | 1 | FALSE | 1 | FALSE | 1 | [6 empty] | 0 | A5 | 0.14817 | 9.5963e-09 | 0.0008034 | 0.00018428 | 4.5728e-05 | 1.7886e-07 | 2.2818 | 109.631 | 0.00058887
| Civic Offices | Mould for Reconstituted stone cill detail (Labour - Superstructure Works (per £ spent)) | 1701165 | 8403731 | 2 | Superstructure | Labour Effort | Assembly | 2.74 | Hours | 10 | 44 | 1 | FALSE | 1 | FALSE | 1 | [6 empty] | 0 | A4 | 0 | 0 | 0 | 0 | 0 | 0 | 0 | 0 | 0
| Civic Offices | Mould for Reconstituted stone cill detail (Labour - Superstructure Works (per £ spent)) | 1701165 | 8403731 | 2 | Superstructure | Labour Effort | Assembly | 2.74 | Hours | 10 | 44 | 1 | FALSE | 1 | FALSE | 1 | [6 empty] | 10 | B4B5 | 0.14817 | 9.5963e-09 | 0.0008034 | 0.00018428 | 4.5728e-05 | 1.7886e-07 | 2.2818 | 109.631 | 0.00058887
| Civic Offices | Mould for Reconstituted stone cill detail (Labour - Superstructure Works (per £ spent)) | 1701165 | 8403731 | 2 | Superstructure | Labour Effort | Assembly | 2.74 | Hours | 10 | 44 | 1 | FALSE | 1 | FALSE | 1 | [6 empty] | 20 | B4B5 | 0.14817 | 9.5963e-09 | 0.0008034 | 0.00018428 | 4.5728e-05 | 1.7886e-07 | 2.2818 | 109.631 | 0.00058887
| Civic Offices | Mould for Reconstituted stone cill detail (Labour - Superstructure Works (per £ spent)) | 1701165 | 8403731 | 2 | Superstructure | Labour Effort | Assembly | 2.74 | Hours | 10 | 44 | 1 | FALSE | 1 | FALSE | 1 | [6 empty] | 30 | B4B5 | 0.14817 | 9.5963e-09 | 0.0008034 | 0.00018428 | 4.5728e-05 | 1.7886e-07 | 2.2818 | 109.631 | 0.00058887
| Civic Offices | Mould for Reconstituted stone cill detail (Labour - Superstructure Works (per £ spent)) | 1701165 | 8403731 | 2 | Superstructure | Labour Effort | Assembly | 2.74 | Hours | 10 | 44 | 1 | FALSE | 1 | FALSE | 1 | [6 empty] | 40 | B4B5 | 0.14817 | 9.5963e-09 | 0.0008034 | 0.00018428 | 4.5728e-05 | 1.7886e-07 | 2.2818 | 109.631 | 0.00058887
| Civic Offices | Mould for Reconstituted stone cill detail (Labour - Superstructure Works (per £ spent)) | 1701165 | 8403731 | 2 | Superstructure | Labour Effort | Assembly | 2.74 | Hours | 10 | 44 | 1 | FALSE | 1 | FALSE | 1 | [6 empty] | 50 | B4B5 | 0.14817 | 9.5963e-09 | 0.0008034 | 0.00018428 | 4.5728e-05 | 1.7886e-07 | 2.2818 | 109.631 | 0.00058887
| Civic Offices | Mould for Reconstituted stone cill detail (Labour - Superstructure Works (per £ spent)) | 1701165 | 8403732 | 2 | Superstructure | Labour Effort | Assembly | 2.74 | Hours | 20 | 44 | 1 | FALSE | 1 | FALSE | 1 | [6 empty] | 0 | A5 | 0.14817 | 9.5963e-09 | 0.0008034 | 0.00018428 | 4.5728e-05 | 1.7886e-07 | 2.2818 | 109.631 | 0.00058887
| Civic Offices | Mould for Reconstituted stone cill detail (Labour - Superstructure Works (per £ spent)) | 1701165 | 8403732 | 2 | Superstructure | Labour Effort | Assembly | 2.74 | Hours | 20 | 44 | 1 | FALSE | 1 | FALSE | 1 | [6 empty] | 0 | A4 | 0 | 0 | 0 | 0 | 0 | 0 | 0 | 0 | 0
| Civic Offices | Mould for Reconstituted stone cill detail (Labour - Superstructure Works (per £ spent)) | 1701165 | 8403732 | 2 | Superstructure | Labour Effort | Assembly | 2.74 | Hours | 20 | 44 | 1 | FALSE | 1 | FALSE | 1 | [6 empty] | 20 | B4B5 | 0.14817 | 9.5963e-09 | 0.0008034 | 0.00018428 | 4.5728e-05 | 1.7886e-07 | 2.2818 | 109.631 | 0.00058887
| Civic Offices | Mould for Reconstituted stone cill detail (Labour - Superstructure Works (per £ spent)) | 1701165 | 8403732 | 2 | Superstructure | Labour Effort | Assembly | 2.74 | Hours | 20 | 44 | 1 | FALSE | 1 | FALSE | 1 | [6 empty] | 40 | B4B5 | 0.14817 | 9.5963e-09 | 0.0008034 | 0.00018428 | 4.5728e-05 | 1.7886e-07 | 2.2818 | 109.631 | 0.00058887
| Civic Offices | Reconstituted stone mullions between council chamber vertical windows girth 1400mm 150mm thick J shap on plan (Labour - Superstructure Works (per £ spent)) | 1701166 | 8403733 | 2 | Superstructure | Labour Effort | Assembly | 82.8584 | Hours | 200 | 44 | 1 | FALSE | 1 | FALSE | 1 | [6 empty] | 0 | A5 | 4.4807 | 2.9019e-07 | 0.024295 | 0.0055726 | 0.0013828 | 5.4087e-06 | 69.0011 | 3315.2424 | 0.017807
| Civic Offices | Reconstituted stone mullions between council chamber vertical windows girth 1400mm 150mm thick J shap on plan (Labour - Superstructure Works (per £ spent)) | 1701166 | 8403733 | 2 | Superstructure | Labour Effort | Assembly | 82.8584 | Hours | 200 | 44 | 1 | FALSE | 1 | FALSE | 1 | [6 empty] | 0 | A4 | 0 | 0 | 0 | 0 | 0 | 0 | 0 | 0 | 0
| Civic Offices | Reconstituted stone mullions between council chamber vertical windows girth 1400mm 150mm thick J shap on plan (Labour - Superstructure Works (per £ spent)) | 1701166 | 8403734 | 2 | Superstructure | Labour Effort | Assembly | 497.1504 | Hours | 200 | 44 | 1 | FALSE | 1 | FALSE | 1 | [6 empty] | 0 | A5 | 26.8842 | 1.7411e-06 | 0.14577 | 0.033436 | 0.0082969 | 3.2452e-05 | 414.0063 | 29337.3115 | 0.10684
| Civic Offices | Reconstituted stone mullions between council chamber vertical windows girth 1400mm 150mm thick J shap on plan (Labour - Superstructure Works (per £ spent)) | 1701166 | 8403734 | 2 | Superstructure | Labour Effort | Assembly | 497.1504 | Hours | 200 | 44 | 1 | FALSE | 1 | FALSE | 1 | [6 empty] | 0 | A4 | 813.8457 | 0.00014623 | 2.6648 | 0.72026 | 0.45461 | 0.0028383 | 12131.6942 | 1852.4211 | 3.3491
| Civic Offices | Reconstituted stone mullions between council chamber vertical windows girth 1400mm 150mm thick J shap on plan (Labour - Superstructure Works (per £ spent)) | 1701166 | 8403735 | 2 | Superstructure | Labour effort | Assembly | 248.5752 | Hours | 10 | 44 | 1 | FALSE | 1 | FALSE | 1 | [6 empty] | 0 | A5 | 13.4421 | 8.7057e-07 | 0.072884 | 0.016718 | 0.0041484 | 1.6226e-05 | 207.0032 | 14668.6557 | 0.053422
| Civic Offices | Reconstituted stone mullions between council chamber vertical windows girth 1400mm 150mm thick J shap on plan (Labour - Superstructure Works (per £ spent)) | 1701166 | 8403735 | 2 | Superstructure | Labour effort | Assembly | 248.5752 | Hours | 10 | 44 | 1 | FALSE | 1 | FALSE | 1 | [6 empty] | 0 | A4 | 413.382 | 7.4275e-05 | 1.3536 | 0.36584 | 0.23092 | 0.0014417 | 6162.1304 | 940.9123 | 1.7011
| Civic Offices | Reconstituted stone mullions between council chamber vertical windows girth 1400mm 150mm thick J shap on plan (Labour - Superstructure Works (per £ spent)) | 1701166 | 8403735 | 2 | Superstructure | Labour effort | Assembly | 248.5752 | Hours | 10 | 44 | 1 | FALSE | 1 | FALSE | 1 | [6 empty] | 10 | B4B5 | 426.8241 | 7.5145e-05 | 1.4264 | 0.38256 | 0.23506 | 0.0014579 | 6369.1335 | 15609.568 | 1.7545
| Civic Offices | Reconstituted stone mullions between council chamber vertical windows girth 1400mm 150mm thick J shap on plan (Labour - Superstructure Works (per £ spent)) | 1701166 | 8403735 | 2 | Superstructure | Labour effort | Assembly | 248.5752 | Hours | 10 | 44 | 1 | FALSE | 1 | FALSE | 1 | [6 empty] | 20 | B4B5 | 426.8241 | 7.5145e-05 | 1.4264 | 0.38256 | 0.23506 | 0.0014579 | 6369.1335 | 15609.568 | 1.7545
| Civic Offices | Reconstituted stone mullions between council chamber vertical windows girth 1400mm 150mm thick J shap on plan (Labour - Superstructure Works (per £ spent)) | 1701166 | 8403735 | 2 | Superstructure | Labour effort | Assembly | 248.5752 | Hours | 10 | 44 | 1 | FALSE | 1 | FALSE | 1 | [6 empty] | 30 | B4B5 | 426.8241 | 7.5145e-05 | 1.4264 | 0.38256 | 0.23506 | 0.0014579 | 6369.1335 | 15609.568 | 1.7545
| Civic Offices | Reconstituted stone mullions between council chamber vertical windows girth 1400mm 150mm thick J shap on plan (Labour - Superstructure Works (per £ spent)) | 1701166 | 8403735 | 2 | Superstructure | Labour effort | Assembly | 248.5752 | Hours | 10 | 44 | 1 | FALSE | 1 | FALSE | 1 | [6 empty] | 40 | B4B5 | 426.8241 | 7.5145e-05 | 1.4264 | 0.38256 | 0.23506 | 0.0014579 | 6369.1335 | 15609.568 | 1.7545
| Civic Offices | Reconstituted stone mullions between council chamber vertical windows girth 1400mm 150mm thick J shap on plan (Labour - Superstructure Works (per £ spent)) | 1701166 | 8403735 | 2 | Superstructure | Labour effort | Assembly | 248.5752 | Hours | 10 | 44 | 1 | FALSE | 1 | FALSE | 1 | [6 empty] | 50 | B4B5 | 426.8241 | 7.5145e-05 | 1.4264 | 0.38256 | 0.23506 | 0.0014579 | 6369.1335 | 15609.568 | 1.7545
| Civic Offices | Reconstituted stone mullions between council chamber vertical windows girth 1400mm 150mm thick J shap on plan (Labour - Superstructure Works (per £ spent)) | 1701166 | 8403736 | 2 | Superstructure | Labour Effort | Assembly | 248.5752 | Hours | 20 | 44 | 1 | FALSE | 1 | FALSE | 1 | [6 empty] | 0 | A5 | 13.4421 | 8.7057e-07 | 0.072884 | 0.016718 | 0.0041484 | 1.6226e-05 | 207.0032 | 14668.6557 | 0.053422
| Civic Offices | Reconstituted stone mullions between council chamber vertical windows girth 1400mm 150mm thick J shap on plan (Labour - Superstructure Works (per £ spent)) | 1701166 | 8403736 | 2 | Superstructure | Labour Effort | Assembly | 248.5752 | Hours | 20 | 44 | 1 | FALSE | 1 | FALSE | 1 | [6 empty] | 0 | A4 | 413.382 | 7.4275e-05 | 1.3536 | 0.36584 | 0.23092 | 0.0014417 | 6162.1304 | 940.9123 | 1.7011
| Civic Offices | Reconstituted stone mullions between council chamber vertical windows girth 1400mm 150mm thick J shap on plan (Labour - Superstructure Works (per £ spent)) | 1701166 | 8403736 | 2 | Superstructure | Labour Effort | Assembly | 248.5752 | Hours | 20 | 44 | 1 | FALSE | 1 | FALSE | 1 | [6 empty] | 20 | B4B5 | 426.8241 | 7.5145e-05 | 1.4264 | 0.38256 | 0.23506 | 0.0014579 | 6369.1335 | 15609.568 | 1.7545
| Civic Offices | Reconstituted stone mullions between council chamber vertical windows girth 1400mm 150mm thick J shap on plan (Labour - Superstructure Works (per £ spent)) | 1701166 | 8403736 | 2 | Superstructure | Labour Effort | Assembly | 248.5752 | Hours | 20 | 44 | 1 | FALSE | 1 | FALSE | 1 | [6 empty] | 40 | B4B5 | 426.8241 | 7.5145e-05 | 1.4264 | 0.38256 | 0.23506 | 0.0014579 | 6369.1335 | 15609.568 | 1.7545
| Civic Offices | Reconstituted stone mullions between council chamber vertical windows girth 1400mm 150mm thick J shap on plan (Labour - Superstructure Works (per £ spent)) | 1701166 | 8403737 | 2 | Superstructure | Labour Effort | Assembly | 41.4292 | Hours | 10 | 44 | 1 | FALSE | 1 | FALSE | 1 | [6 empty] | 0 | A5 | 2.2404 | 1.451e-07 | 0.012147 | 0.0027863 | 0.0006914 | 2.7043e-06 | 34.5005 | 1657.6212 | 0.0089036
| Civic Offices | Reconstituted stone mullions between council chamber vertical windows girth 1400mm 150mm thick J shap on plan (Labour - Superstructure Works (per £ spent)) | 1701166 | 8403737 | 2 | Superstructure | Labour Effort | Assembly | 41.4292 | Hours | 10 | 44 | 1 | FALSE | 1 | FALSE | 1 | [6 empty] | 0 | A4 | 0 | 0 | 0 | 0 | 0 | 0 | 0 | 0 | 0
| Civic Offices | Reconstituted stone mullions between council chamber vertical windows girth 1400mm 150mm thick J shap on plan (Labour - Superstructure Works (per £ spent)) | 1701166 | 8403737 | 2 | Superstructure | Labour Effort | Assembly | 41.4292 | Hours | 10 | 44 | 1 | FALSE | 1 | FALSE | 1 | [6 empty] | 10 | B4B5 | 2.2404 | 1.451e-07 | 0.012147 | 0.0027863 | 0.0006914 | 2.7043e-06 | 34.5005 | 1657.6212 | 0.0089036
| Civic Offices | Reconstituted stone mullions between council chamber vertical windows girth 1400mm 150mm thick J shap on plan (Labour - Superstructure Works (per £ spent)) | 1701166 | 8403737 | 2 | Superstructure | Labour Effort | Assembly | 41.4292 | Hours | 10 | 44 | 1 | FALSE | 1 | FALSE | 1 | [6 empty] | 20 | B4B5 | 2.2404 | 1.451e-07 | 0.012147 | 0.0027863 | 0.0006914 | 2.7043e-06 | 34.5005 | 1657.6212 | 0.0089036
| Civic Offices | Reconstituted stone mullions between council chamber vertical windows girth 1400mm 150mm thick J shap on plan (Labour - Superstructure Works (per £ spent)) | 1701166 | 8403737 | 2 | Superstructure | Labour Effort | Assembly | 41.4292 | Hours | 10 | 44 | 1 | FALSE | 1 | FALSE | 1 | [6 empty] | 30 | B4B5 | 2.2404 | 1.451e-07 | 0.012147 | 0.0027863 | 0.0006914 | 2.7043e-06 | 34.5005 | 1657.6212 | 0.0089036
| Civic Offices | Reconstituted stone mullions between council chamber vertical windows girth 1400mm 150mm thick J shap on plan (Labour - Superstructure Works (per £ spent)) | 1701166 | 8403737 | 2 | Superstructure | Labour Effort | Assembly | 41.4292 | Hours | 10 | 44 | 1 | FALSE | 1 | FALSE | 1 | [6 empty] | 40 | B4B5 | 2.2404 | 1.451e-07 | 0.012147 | 0.0027863 | 0.0006914 | 2.7043e-06 | 34.5005 | 1657.6212 | 0.0089036
| Civic Offices | Reconstituted stone mullions between council chamber vertical windows girth 1400mm 150mm thick J shap on plan (Labour - Superstructure Works (per £ spent)) | 1701166 | 8403737 | 2 | Superstructure | Labour Effort | Assembly | 41.4292 | Hours | 10 | 44 | 1 | FALSE | 1 | FALSE | 1 | [6 empty] | 50 | B4B5 | 2.2404 | 1.451e-07 | 0.012147 | 0.0027863 | 0.0006914 | 2.7043e-06 | 34.5005 | 1657.6212 | 0.0089036
| Civic Offices | Reconstituted stone mullions between council chamber vertical windows girth 1400mm 150mm thick J shap on plan (Labour - Superstructure Works (per £ spent)) | 1701166 | 8403738 | 2 | Superstructure | Labour Effort | Assembly | 41.4292 | Hours | 20 | 44 | 1 | FALSE | 1 | FALSE | 1 | [6 empty] | 0 | A5 | 2.2404 | 1.451e-07 | 0.012147 | 0.0027863 | 0.0006914 | 2.7043e-06 | 34.5005 | 1657.6212 | 0.0089036
| Civic Offices | Reconstituted stone mullions between council chamber vertical windows girth 1400mm 150mm thick J shap on plan (Labour - Superstructure Works (per £ spent)) | 1701166 | 8403738 | 2 | Superstructure | Labour Effort | Assembly | 41.4292 | Hours | 20 | 44 | 1 | FALSE | 1 | FALSE | 1 | [6 empty] | 0 | A4 | 0 | 0 | 0 | 0 | 0 | 0 | 0 | 0 | 0
| Civic Offices | Reconstituted stone mullions between council chamber vertical windows girth 1400mm 150mm thick J shap on plan (Labour - Superstructure Works (per £ spent)) | 1701166 | 8403738 | 2 | Superstructure | Labour Effort | Assembly | 41.4292 | Hours | 20 | 44 | 1 | FALSE | 1 | FALSE | 1 | [6 empty] | 20 | B4B5 | 2.2404 | 1.451e-07 | 0.012147 | 0.0027863 | 0.0006914 | 2.7043e-06 | 34.5005 | 1657.6212 | 0.0089036
| Civic Offices | Reconstituted stone mullions between council chamber vertical windows girth 1400mm 150mm thick J shap on plan (Labour - Superstructure Works (per £ spent)) | 1701166 | 8403738 | 2 | Superstructure | Labour Effort | Assembly | 41.4292 | Hours | 20 | 44 | 1 | FALSE | 1 | FALSE | 1 | [6 empty] | 40 | B4B5 | 2.2404 | 1.451e-07 | 0.012147 | 0.0027863 | 0.0006914 | 2.7043e-06 | 34.5005 | 1657.6212 | 0.0089036
| Civic Offices | Mould for Reconstituted stone mullion detail (Labour - Superstructure Works (per £ spent)) | 1701167 | 8403739 | 2 | Superstructure | Labour Effort | Assembly | 8.7681 | Hours | 200 | 44 | 1 | FALSE | 1 | FALSE | 1 | [6 empty] | 0 | A5 | 0.47415 | 3.0708e-08 | 0.0025709 | 0.0005897 | 0.00014633 | 5.7235e-07 | 7.3017 | 350.8193 | 0.0018844
| Civic Offices | Mould for Reconstituted stone mullion detail (Labour - Superstructure Works (per £ spent)) | 1701167 | 8403739 | 2 | Superstructure | Labour Effort | Assembly | 8.7681 | Hours | 200 | 44 | 1 | FALSE | 1 | FALSE | 1 | [6 empty] | 0 | A4 | 0 | 0 | 0 | 0 | 0 | 0 | 0 | 0 | 0
| Civic Offices | Mould for Reconstituted stone mullion detail (Labour - Superstructure Works (per £ spent)) | 1701167 | 8403740 | 2 | Superstructure | Labour Effort | Assembly | 52.6085 | Hours | 200 | 44 | 1 | FALSE | 1 | FALSE | 1 | [6 empty] | 0 | A5 | 2.8449 | 1.8425e-07 | 0.015425 | 0.0035382 | 0.00087797 | 3.4341e-06 | 43.8102 | 3104.4774 | 0.011306
| Civic Offices | Mould for Reconstituted stone mullion detail (Labour - Superstructure Works (per £ spent)) | 1701167 | 8403740 | 2 | Superstructure | Labour Effort | Assembly | 52.6085 | Hours | 200 | 44 | 1 | FALSE | 1 | FALSE | 1 | [6 empty] | 0 | A4 | 90.4273 | 1.6248e-05 | 0.29609 | 0.080028 | 0.050513 | 0.00031536 | 1347.966 | 205.8246 | 0.37212
| Civic Offices | Mould for Reconstituted stone mullion detail (Labour - Superstructure Works (per £ spent)) | 1701167 | 8403741 | 2 | Superstructure | Labour effort | Assembly | 26.3043 | Hours | 10 | 44 | 1 | FALSE | 1 | FALSE | 1 | [6 empty] | 0 | A5 | 1.4224 | 9.2124e-08 | 0.0077126 | 0.0017691 | 0.00043899 | 1.717e-06 | 21.9051 | 1552.2387 | 0.0056531
| Civic Offices | Mould for Reconstituted stone mullion detail (Labour - Superstructure Works (per £ spent)) | 1701167 | 8403741 | 2 | Superstructure | Labour effort | Assembly | 26.3043 | Hours | 10 | 44 | 1 | FALSE | 1 | FALSE | 1 | [6 empty] | 0 | A4 | 51.6727 | 9.2843e-06 | 0.16919 | 0.045731 | 0.028864 | 0.00018021 | 770.2663 | 117.614 | 0.21264
| Civic Offices | Mould for Reconstituted stone mullion detail (Labour - Superstructure Works (per £ spent)) | 1701167 | 8403741 | 2 | Superstructure | Labour effort | Assembly | 26.3043 | Hours | 10 | 44 | 1 | FALSE | 1 | FALSE | 1 | [6 empty] | 10 | B4B5 | 53.0952 | 9.3765e-06 | 0.17691 | 0.0475 | 0.029303 | 0.00018192 | 792.1714 | 1669.8527 | 0.21829
| Civic Offices | Mould for Reconstituted stone mullion detail (Labour - Superstructure Works (per £ spent)) | 1701167 | 8403741 | 2 | Superstructure | Labour effort | Assembly | 26.3043 | Hours | 10 | 44 | 1 | FALSE | 1 | FALSE | 1 | [6 empty] | 20 | B4B5 | 53.0952 | 9.3765e-06 | 0.17691 | 0.0475 | 0.029303 | 0.00018192 | 792.1714 | 1669.8527 | 0.21829
| Civic Offices | Mould for Reconstituted stone mullion detail (Labour - Superstructure Works (per £ spent)) | 1701167 | 8403741 | 2 | Superstructure | Labour effort | Assembly | 26.3043 | Hours | 10 | 44 | 1 | FALSE | 1 | FALSE | 1 | [6 empty] | 30 | B4B5 | 53.0952 | 9.3765e-06 | 0.17691 | 0.0475 | 0.029303 | 0.00018192 | 792.1714 | 1669.8527 | 0.21829
| Civic Offices | Mould for Reconstituted stone mullion detail (Labour - Superstructure Works (per £ spent)) | 1701167 | 8403741 | 2 | Superstructure | Labour effort | Assembly | 26.3043 | Hours | 10 | 44 | 1 | FALSE | 1 | FALSE | 1 | [6 empty] | 40 | B4B5 | 53.0952 | 9.3765e-06 | 0.17691 | 0.0475 | 0.029303 | 0.00018192 | 792.1714 | 1669.8527 | 0.21829
| Civic Offices | Mould for Reconstituted stone mullion detail (Labour - Superstructure Works (per £ spent)) | 1701167 | 8403741 | 2 | Superstructure | Labour effort | Assembly | 26.3043 | Hours | 10 | 44 | 1 | FALSE | 1 | FALSE | 1 | [6 empty] | 50 | B4B5 | 53.0952 | 9.3765e-06 | 0.17691 | 0.0475 | 0.029303 | 0.00018192 | 792.1714 | 1669.8527 | 0.21829
| Civic Offices | Mould for Reconstituted stone mullion detail (Labour - Superstructure Works (per £ spent)) | 1701167 | 8403742 | 2 | Superstructure | Labour Effort | Assembly | 26.3043 | Hours | 20 | 44 | 1 | FALSE | 1 | FALSE | 1 | [6 empty] | 0 | A5 | 1.4224 | 9.2124e-08 | 0.0077126 | 0.0017691 | 0.00043899 | 1.717e-06 | 21.9051 | 1552.2387 | 0.0056531
| Civic Offices | Mould for Reconstituted stone mullion detail (Labour - Superstructure Works (per £ spent)) | 1701167 | 8403742 | 2 | Superstructure | Labour Effort | Assembly | 26.3043 | Hours | 20 | 44 | 1 | FALSE | 1 | FALSE | 1 | [6 empty] | 0 | A4 | 51.6727 | 9.2843e-06 | 0.16919 | 0.045731 | 0.028864 | 0.00018021 | 770.2663 | 117.614 | 0.21264
| Civic Offices | Mould for Reconstituted stone mullion detail (Labour - Superstructure Works (per £ spent)) | 1701167 | 8403742 | 2 | Superstructure | Labour Effort | Assembly | 26.3043 | Hours | 20 | 44 | 1 | FALSE | 1 | FALSE | 1 | [6 empty] | 20 | B4B5 | 53.0952 | 9.3765e-06 | 0.17691 | 0.0475 | 0.029303 | 0.00018192 | 792.1714 | 1669.8527 | 0.21829
| Civic Offices | Mould for Reconstituted stone mullion detail (Labour - Superstructure Works (per £ spent)) | 1701167 | 8403742 | 2 | Superstructure | Labour Effort | Assembly | 26.3043 | Hours | 20 | 44 | 1 | FALSE | 1 | FALSE | 1 | [6 empty] | 40 | B4B5 | 53.0952 | 9.3765e-06 | 0.17691 | 0.0475 | 0.029303 | 0.00018192 | 792.1714 | 1669.8527 | 0.21829
| Civic Offices | Mould for Reconstituted stone mullion detail (Labour - Superstructure Works (per £ spent)) | 1701167 | 8403743 | 2 | Superstructure | Labour Effort | Assembly | 4.384 | Hours | 10 | 44 | 1 | FALSE | 1 | FALSE | 1 | [6 empty] | 0 | A5 | 0.23707 | 1.5354e-08 | 0.0012854 | 0.00029485 | 7.3165e-05 | 2.8617e-07 | 3.6508 | 175.4097 | 0.00094218
| Civic Offices | Mould for Reconstituted stone mullion detail (Labour - Superstructure Works (per £ spent)) | 1701167 | 8403743 | 2 | Superstructure | Labour Effort | Assembly | 4.384 | Hours | 10 | 44 | 1 | FALSE | 1 | FALSE | 1 | [6 empty] | 0 | A4 | 0 | 0 | 0 | 0 | 0 | 0 | 0 | 0 | 0
| Civic Offices | Mould for Reconstituted stone mullion detail (Labour - Superstructure Works (per £ spent)) | 1701167 | 8403743 | 2 | Superstructure | Labour Effort | Assembly | 4.384 | Hours | 10 | 44 | 1 | FALSE | 1 | FALSE | 1 | [6 empty] | 10 | B4B5 | 0.23707 | 1.5354e-08 | 0.0012854 | 0.00029485 | 7.3165e-05 | 2.8617e-07 | 3.6508 | 175.4097 | 0.00094218
| Civic Offices | Mould for Reconstituted stone mullion detail (Labour - Superstructure Works (per £ spent)) | 1701167 | 8403743 | 2 | Superstructure | Labour Effort | Assembly | 4.384 | Hours | 10 | 44 | 1 | FALSE | 1 | FALSE | 1 | [6 empty] | 20 | B4B5 | 0.23707 | 1.5354e-08 | 0.0012854 | 0.00029485 | 7.3165e-05 | 2.8617e-07 | 3.6508 | 175.4097 | 0.00094218
| Civic Offices | Mould for Reconstituted stone mullion detail (Labour - Superstructure Works (per £ spent)) | 1701167 | 8403743 | 2 | Superstructure | Labour Effort | Assembly | 4.384 | Hours | 10 | 44 | 1 | FALSE | 1 | FALSE | 1 | [6 empty] | 30 | B4B5 | 0.23707 | 1.5354e-08 | 0.0012854 | 0.00029485 | 7.3165e-05 | 2.8617e-07 | 3.6508 | 175.4097 | 0.00094218
| Civic Offices | Mould for Reconstituted stone mullion detail (Labour - Superstructure Works (per £ spent)) | 1701167 | 8403743 | 2 | Superstructure | Labour Effort | Assembly | 4.384 | Hours | 10 | 44 | 1 | FALSE | 1 | FALSE | 1 | [6 empty] | 40 | B4B5 | 0.23707 | 1.5354e-08 | 0.0012854 | 0.00029485 | 7.3165e-05 | 2.8617e-07 | 3.6508 | 175.4097 | 0.00094218
| Civic Offices | Mould for Reconstituted stone mullion detail (Labour - Superstructure Works (per £ spent)) | 1701167 | 8403743 | 2 | Superstructure | Labour Effort | Assembly | 4.384 | Hours | 10 | 44 | 1 | FALSE | 1 | FALSE | 1 | [6 empty] | 50 | B4B5 | 0.23707 | 1.5354e-08 | 0.0012854 | 0.00029485 | 7.3165e-05 | 2.8617e-07 | 3.6508 | 175.4097 | 0.00094218
| Civic Offices | Mould for Reconstituted stone mullion detail (Labour - Superstructure Works (per £ spent)) | 1701167 | 8403744 | 2 | Superstructure | Labour Effort | Assembly | 4.384 | Hours | 20 | 44 | 1 | FALSE | 1 | FALSE | 1 | [6 empty] | 0 | A5 | 0.23707 | 1.5354e-08 | 0.0012854 | 0.00029485 | 7.3165e-05 | 2.8617e-07 | 3.6508 | 175.4097 | 0.00094218
| Civic Offices | Mould for Reconstituted stone mullion detail (Labour - Superstructure Works (per £ spent)) | 1701167 | 8403744 | 2 | Superstructure | Labour Effort | Assembly | 4.384 | Hours | 20 | 44 | 1 | FALSE | 1 | FALSE | 1 | [6 empty] | 0 | A4 | 0 | 0 | 0 | 0 | 0 | 0 | 0 | 0 | 0
| Civic Offices | Mould for Reconstituted stone mullion detail (Labour - Superstructure Works (per £ spent)) | 1701167 | 8403744 | 2 | Superstructure | Labour Effort | Assembly | 4.384 | Hours | 20 | 44 | 1 | FALSE | 1 | FALSE | 1 | [6 empty] | 20 | B4B5 | 0.23707 | 1.5354e-08 | 0.0012854 | 0.00029485 | 7.3165e-05 | 2.8617e-07 | 3.6508 | 175.4097 | 0.00094218
| Civic Offices | Mould for Reconstituted stone mullion detail (Labour - Superstructure Works (per £ spent)) | 1701167 | 8403744 | 2 | Superstructure | Labour Effort | Assembly | 4.384 | Hours | 20 | 44 | 1 | FALSE | 1 | FALSE | 1 | [6 empty] | 40 | B4B5 | 0.23707 | 1.5354e-08 | 0.0012854 | 0.00029485 | 7.3165e-05 | 2.8617e-07 | 3.6508 | 175.4097 | 0.00094218
| Civic Offices | Reconstitued stone base and head to mullion (Overhangs external wall) (Labour - Superstructure Works (per £ spent)) | 1701168 | 8403745 | 2 | Superstructure | Labour Effort | Assembly | 15.7826 | Hours | 200 | 44 | 1 | FALSE | 1 | FALSE | 1 | [6 empty] | 0 | A5 | 0.85347 | 5.5274e-08 | 0.0046276 | 0.0010615 | 0.00026339 | 1.0302e-06 | 13.1431 | 631.4747 | 0.0033919
| Civic Offices | Reconstitued stone base and head to mullion (Overhangs external wall) (Labour - Superstructure Works (per £ spent)) | 1701168 | 8403745 | 2 | Superstructure | Labour Effort | Assembly | 15.7826 | Hours | 200 | 44 | 1 | FALSE | 1 | FALSE | 1 | [6 empty] | 0 | A4 | 0 | 0 | 0 | 0 | 0 | 0 | 0 | 0 | 0
| Civic Offices | Reconstitued stone base and head to mullion (Overhangs external wall) (Labour - Superstructure Works (per £ spent)) | 1701168 | 8403746 | 2 | Superstructure | Labour Effort | Assembly | 94.6953 | Hours | 200 | 44 | 1 | FALSE | 1 | FALSE | 1 | [6 empty] | 0 | A5 | 5.1208 | 3.3165e-07 | 0.027765 | 0.0063687 | 0.0015804 | 6.1814e-06 | 78.8583 | 5588.0593 | 0.020351
| Civic Offices | Reconstitued stone base and head to mullion (Overhangs external wall) (Labour - Superstructure Works (per £ spent)) | 1701168 | 8403746 | 2 | Superstructure | Labour Effort | Assembly | 94.6953 | Hours | 200 | 44 | 1 | FALSE | 1 | FALSE | 1 | [6 empty] | 0 | A4 | 155.0182 | 2.7853e-05 | 0.50758 | 0.13719 | 0.086593 | 0.00054062 | 2310.7989 | 352.8421 | 0.63792
| Civic Offices | Reconstitued stone base and head to mullion (Overhangs external wall) (Labour - Superstructure Works (per £ spent)) | 1701168 | 8403747 | 2 | Superstructure | Labour effort | Assembly | 47.3477 | Hours | 10 | 44 | 1 | FALSE | 1 | FALSE | 1 | [6 empty] | 0 | A5 | 2.5604 | 1.6582e-07 | 0.013883 | 0.0031844 | 0.00079018 | 3.0907e-06 | 39.4292 | 2794.0297 | 0.010176
| Civic Offices | Reconstitued stone base and head to mullion (Overhangs external wall) (Labour - Superstructure Works (per £ spent)) | 1701168 | 8403747 | 2 | Superstructure | Labour effort | Assembly | 47.3477 | Hours | 10 | 44 | 1 | FALSE | 1 | FALSE | 1 | [6 empty] | 0 | A4 | 77.5091 | 1.3927e-05 | 0.25379 | 0.068596 | 0.043297 | 0.00027031 | 1155.3994 | 176.4211 | 0.31896
| Civic Offices | Reconstitued stone base and head to mullion (Overhangs external wall) (Labour - Superstructure Works (per £ spent)) | 1701168 | 8403747 | 2 | Superstructure | Labour effort | Assembly | 47.3477 | Hours | 10 | 44 | 1 | FALSE | 1 | FALSE | 1 | [6 empty] | 10 | B4B5 | 80.0695 | 1.4092e-05 | 0.26767 | 0.07178 | 0.044087 | 0.0002734 | 1194.8286 | 2970.4507 | 0.32914
| Civic Offices | Reconstitued stone base and head to mullion (Overhangs external wall) (Labour - Superstructure Works (per £ spent)) | 1701168 | 8403747 | 2 | Superstructure | Labour effort | Assembly | 47.3477 | Hours | 10 | 44 | 1 | FALSE | 1 | FALSE | 1 | [6 empty] | 20 | B4B5 | 80.0695 | 1.4092e-05 | 0.26767 | 0.07178 | 0.044087 | 0.0002734 | 1194.8286 | 2970.4507 | 0.32914
| Civic Offices | Reconstitued stone base and head to mullion (Overhangs external wall) (Labour - Superstructure Works (per £ spent)) | 1701168 | 8403747 | 2 | Superstructure | Labour effort | Assembly | 47.3477 | Hours | 10 | 44 | 1 | FALSE | 1 | FALSE | 1 | [6 empty] | 30 | B4B5 | 80.0695 | 1.4092e-05 | 0.26767 | 0.07178 | 0.044087 | 0.0002734 | 1194.8286 | 2970.4507 | 0.32914
| Civic Offices | Reconstitued stone base and head to mullion (Overhangs external wall) (Labour - Superstructure Works (per £ spent)) | 1701168 | 8403747 | 2 | Superstructure | Labour effort | Assembly | 47.3477 | Hours | 10 | 44 | 1 | FALSE | 1 | FALSE | 1 | [6 empty] | 40 | B4B5 | 80.0695 | 1.4092e-05 | 0.26767 | 0.07178 | 0.044087 | 0.0002734 | 1194.8286 | 2970.4507 | 0.32914
| Civic Offices | Reconstitued stone base and head to mullion (Overhangs external wall) (Labour - Superstructure Works (per £ spent)) | 1701168 | 8403747 | 2 | Superstructure | Labour effort | Assembly | 47.3477 | Hours | 10 | 44 | 1 | FALSE | 1 | FALSE | 1 | [6 empty] | 50 | B4B5 | 80.0695 | 1.4092e-05 | 0.26767 | 0.07178 | 0.044087 | 0.0002734 | 1194.8286 | 2970.4507 | 0.32914
| Civic Offices | Reconstitued stone base and head to mullion (Overhangs external wall) (Labour - Superstructure Works (per £ spent)) | 1701168 | 8403748 | 2 | Superstructure | Labour Effort | Assembly | 47.3477 | Hours | 20 | 44 | 1 | FALSE | 1 | FALSE | 1 | [6 empty] | 0 | A5 | 2.5604 | 1.6582e-07 | 0.013883 | 0.0031844 | 0.00079018 | 3.0907e-06 | 39.4292 | 2794.0297 | 0.010176
| Civic Offices | Reconstitued stone base and head to mullion (Overhangs external wall) (Labour - Superstructure Works (per £ spent)) | 1701168 | 8403748 | 2 | Superstructure | Labour Effort | Assembly | 47.3477 | Hours | 20 | 44 | 1 | FALSE | 1 | FALSE | 1 | [6 empty] | 0 | A4 | 77.5091 | 1.3927e-05 | 0.25379 | 0.068596 | 0.043297 | 0.00027031 | 1155.3994 | 176.4211 | 0.31896
| Civic Offices | Reconstitued stone base and head to mullion (Overhangs external wall) (Labour - Superstructure Works (per £ spent)) | 1701168 | 8403748 | 2 | Superstructure | Labour Effort | Assembly | 47.3477 | Hours | 20 | 44 | 1 | FALSE | 1 | FALSE | 1 | [6 empty] | 20 | B4B5 | 80.0695 | 1.4092e-05 | 0.26767 | 0.07178 | 0.044087 | 0.0002734 | 1194.8286 | 2970.4507 | 0.32914
| Civic Offices | Reconstitued stone base and head to mullion (Overhangs external wall) (Labour - Superstructure Works (per £ spent)) | 1701168 | 8403748 | 2 | Superstructure | Labour Effort | Assembly | 47.3477 | Hours | 20 | 44 | 1 | FALSE | 1 | FALSE | 1 | [6 empty] | 40 | B4B5 | 80.0695 | 1.4092e-05 | 0.26767 | 0.07178 | 0.044087 | 0.0002734 | 1194.8286 | 2970.4507 | 0.32914
| Civic Offices | Reconstitued stone base and head to mullion (Overhangs external wall) (Labour - Superstructure Works (per £ spent)) | 1701168 | 8403749 | 2 | Superstructure | Labour Effort | Assembly | 7.8913 | Hours | 10 | 44 | 1 | FALSE | 1 | FALSE | 1 | [6 empty] | 0 | A5 | 0.42673 | 2.7637e-08 | 0.0023138 | 0.00053073 | 0.0001317 | 5.1511e-07 | 6.5715 | 315.7374 | 0.0016959
| Civic Offices | Reconstitued stone base and head to mullion (Overhangs external wall) (Labour - Superstructure Works (per £ spent)) | 1701168 | 8403749 | 2 | Superstructure | Labour Effort | Assembly | 7.8913 | Hours | 10 | 44 | 1 | FALSE | 1 | FALSE | 1 | [6 empty] | 0 | A4 | 0 | 0 | 0 | 0 | 0 | 0 | 0 | 0 | 0
| Civic Offices | Reconstitued stone base and head to mullion (Overhangs external wall) (Labour - Superstructure Works (per £ spent)) | 1701168 | 8403749 | 2 | Superstructure | Labour Effort | Assembly | 7.8913 | Hours | 10 | 44 | 1 | FALSE | 1 | FALSE | 1 | [6 empty] | 10 | B4B5 | 0.42673 | 2.7637e-08 | 0.0023138 | 0.00053073 | 0.0001317 | 5.1511e-07 | 6.5715 | 315.7374 | 0.0016959
| Civic Offices | Reconstitued stone base and head to mullion (Overhangs external wall) (Labour - Superstructure Works (per £ spent)) | 1701168 | 8403749 | 2 | Superstructure | Labour Effort | Assembly | 7.8913 | Hours | 10 | 44 | 1 | FALSE | 1 | FALSE | 1 | [6 empty] | 20 | B4B5 | 0.42673 | 2.7637e-08 | 0.0023138 | 0.00053073 | 0.0001317 | 5.1511e-07 | 6.5715 | 315.7374 | 0.0016959
| Civic Offices | Reconstitued stone base and head to mullion (Overhangs external wall) (Labour - Superstructure Works (per £ spent)) | 1701168 | 8403749 | 2 | Superstructure | Labour Effort | Assembly | 7.8913 | Hours | 10 | 44 | 1 | FALSE | 1 | FALSE | 1 | [6 empty] | 30 | B4B5 | 0.42673 | 2.7637e-08 | 0.0023138 | 0.00053073 | 0.0001317 | 5.1511e-07 | 6.5715 | 315.7374 | 0.0016959
| Civic Offices | Reconstitued stone base and head to mullion (Overhangs external wall) (Labour - Superstructure Works (per £ spent)) | 1701168 | 8403749 | 2 | Superstructure | Labour Effort | Assembly | 7.8913 | Hours | 10 | 44 | 1 | FALSE | 1 | FALSE | 1 | [6 empty] | 40 | B4B5 | 0.42673 | 2.7637e-08 | 0.0023138 | 0.00053073 | 0.0001317 | 5.1511e-07 | 6.5715 | 315.7374 | 0.0016959
| Civic Offices | Reconstitued stone base and head to mullion (Overhangs external wall) (Labour - Superstructure Works (per £ spent)) | 1701168 | 8403749 | 2 | Superstructure | Labour Effort | Assembly | 7.8913 | Hours | 10 | 44 | 1 | FALSE | 1 | FALSE | 1 | [6 empty] | 50 | B4B5 | 0.42673 | 2.7637e-08 | 0.0023138 | 0.00053073 | 0.0001317 | 5.1511e-07 | 6.5715 | 315.7374 | 0.0016959
| Civic Offices | Reconstitued stone base and head to mullion (Overhangs external wall) (Labour - Superstructure Works (per £ spent)) | 1701168 | 8403750 | 2 | Superstructure | Labour Effort | Assembly | 7.8913 | Hours | 20 | 44 | 1 | FALSE | 1 | FALSE | 1 | [6 empty] | 0 | A5 | 0.42673 | 2.7637e-08 | 0.0023138 | 0.00053073 | 0.0001317 | 5.1511e-07 | 6.5715 | 315.7374 | 0.0016959
| Civic Offices | Reconstitued stone base and head to mullion (Overhangs external wall) (Labour - Superstructure Works (per £ spent)) | 1701168 | 8403750 | 2 | Superstructure | Labour Effort | Assembly | 7.8913 | Hours | 20 | 44 | 1 | FALSE | 1 | FALSE | 1 | [6 empty] | 0 | A4 | 0 | 0 | 0 | 0 | 0 | 0 | 0 | 0 | 0
| Civic Offices | Reconstitued stone base and head to mullion (Overhangs external wall) (Labour - Superstructure Works (per £ spent)) | 1701168 | 8403750 | 2 | Superstructure | Labour Effort | Assembly | 7.8913 | Hours | 20 | 44 | 1 | FALSE | 1 | FALSE | 1 | [6 empty] | 20 | B4B5 | 0.42673 | 2.7637e-08 | 0.0023138 | 0.00053073 | 0.0001317 | 5.1511e-07 | 6.5715 | 315.7374 | 0.0016959
| Civic Offices | Reconstitued stone base and head to mullion (Overhangs external wall) (Labour - Superstructure Works (per £ spent)) | 1701168 | 8403750 | 2 | Superstructure | Labour Effort | Assembly | 7.8913 | Hours | 20 | 44 | 1 | FALSE | 1 | FALSE | 1 | [6 empty] | 40 | B4B5 | 0.42673 | 2.7637e-08 | 0.0023138 | 0.00053073 | 0.0001317 | 5.1511e-07 | 6.5715 | 315.7374 | 0.0016959
| Civic Offices | Mould for Reconstituted stone mullion detail (Labour - Superstructure Works (per £ spent)) | 1701169 | 8403751 | 2 | Superstructure | Labour Effort | Assembly | 8.7681 | Hours | 200 | 44 | 1 | FALSE | 1 | FALSE | 1 | [6 empty] | 0 | A5 | 0.47415 | 3.0708e-08 | 0.0025709 | 0.0005897 | 0.00014633 | 5.7235e-07 | 7.3017 | 350.8193 | 0.0018844
| Civic Offices | Mould for Reconstituted stone mullion detail (Labour - Superstructure Works (per £ spent)) | 1701169 | 8403751 | 2 | Superstructure | Labour Effort | Assembly | 8.7681 | Hours | 200 | 44 | 1 | FALSE | 1 | FALSE | 1 | [6 empty] | 0 | A4 | 0 | 0 | 0 | 0 | 0 | 0 | 0 | 0 | 0
| Civic Offices | Mould for Reconstituted stone mullion detail (Labour - Superstructure Works (per £ spent)) | 1701169 | 8403752 | 2 | Superstructure | Labour Effort | Assembly | 52.6085 | Hours | 200 | 44 | 1 | FALSE | 1 | FALSE | 1 | [6 empty] | 0 | A5 | 2.8449 | 1.8425e-07 | 0.015425 | 0.0035382 | 0.00087797 | 3.4341e-06 | 43.8102 | 3104.4774 | 0.011306
| Civic Offices | Mould for Reconstituted stone mullion detail (Labour - Superstructure Works (per £ spent)) | 1701169 | 8403752 | 2 | Superstructure | Labour Effort | Assembly | 52.6085 | Hours | 200 | 44 | 1 | FALSE | 1 | FALSE | 1 | [6 empty] | 0 | A4 | 90.4273 | 1.6248e-05 | 0.29609 | 0.080028 | 0.050513 | 0.00031536 | 1347.966 | 205.8246 | 0.37212
| Civic Offices | Mould for Reconstituted stone mullion detail (Labour - Superstructure Works (per £ spent)) | 1701169 | 8403753 | 2 | Superstructure | Labour effort | Assembly | 26.3043 | Hours | 10 | 44 | 1 | FALSE | 1 | FALSE | 1 | [6 empty] | 0 | A5 | 1.4224 | 9.2124e-08 | 0.0077126 | 0.0017691 | 0.00043899 | 1.717e-06 | 21.9051 | 1552.2387 | 0.0056531
| Civic Offices | Mould for Reconstituted stone mullion detail (Labour - Superstructure Works (per £ spent)) | 1701169 | 8403753 | 2 | Superstructure | Labour effort | Assembly | 26.3043 | Hours | 10 | 44 | 1 | FALSE | 1 | FALSE | 1 | [6 empty] | 0 | A4 | 51.6727 | 9.2843e-06 | 0.16919 | 0.045731 | 0.028864 | 0.00018021 | 770.2663 | 117.614 | 0.21264
| Civic Offices | Mould for Reconstituted stone mullion detail (Labour - Superstructure Works (per £ spent)) | 1701169 | 8403753 | 2 | Superstructure | Labour effort | Assembly | 26.3043 | Hours | 10 | 44 | 1 | FALSE | 1 | FALSE | 1 | [6 empty] | 10 | B4B5 | 53.0952 | 9.3765e-06 | 0.17691 | 0.0475 | 0.029303 | 0.00018192 | 792.1714 | 1669.8527 | 0.21829
| Civic Offices | Mould for Reconstituted stone mullion detail (Labour - Superstructure Works (per £ spent)) | 1701169 | 8403753 | 2 | Superstructure | Labour effort | Assembly | 26.3043 | Hours | 10 | 44 | 1 | FALSE | 1 | FALSE | 1 | [6 empty] | 20 | B4B5 | 53.0952 | 9.3765e-06 | 0.17691 | 0.0475 | 0.029303 | 0.00018192 | 792.1714 | 1669.8527 | 0.21829
| Civic Offices | Mould for Reconstituted stone mullion detail (Labour - Superstructure Works (per £ spent)) | 1701169 | 8403753 | 2 | Superstructure | Labour effort | Assembly | 26.3043 | Hours | 10 | 44 | 1 | FALSE | 1 | FALSE | 1 | [6 empty] | 30 | B4B5 | 53.0952 | 9.3765e-06 | 0.17691 | 0.0475 | 0.029303 | 0.00018192 | 792.1714 | 1669.8527 | 0.21829
| Civic Offices | Mould for Reconstituted stone mullion detail (Labour - Superstructure Works (per £ spent)) | 1701169 | 8403753 | 2 | Superstructure | Labour effort | Assembly | 26.3043 | Hours | 10 | 44 | 1 | FALSE | 1 | FALSE | 1 | [6 empty] | 40 | B4B5 | 53.0952 | 9.3765e-06 | 0.17691 | 0.0475 | 0.029303 | 0.00018192 | 792.1714 | 1669.8527 | 0.21829
| Civic Offices | Mould for Reconstituted stone mullion detail (Labour - Superstructure Works (per £ spent)) | 1701169 | 8403753 | 2 | Superstructure | Labour effort | Assembly | 26.3043 | Hours | 10 | 44 | 1 | FALSE | 1 | FALSE | 1 | [6 empty] | 50 | B4B5 | 53.0952 | 9.3765e-06 | 0.17691 | 0.0475 | 0.029303 | 0.00018192 | 792.1714 | 1669.8527 | 0.21829
| Civic Offices | Mould for Reconstituted stone mullion detail (Labour - Superstructure Works (per £ spent)) | 1701169 | 8403754 | 2 | Superstructure | Labour Effort | Assembly | 26.3043 | Hours | 20 | 44 | 1 | FALSE | 1 | FALSE | 1 | [6 empty] | 0 | A5 | 1.4224 | 9.2124e-08 | 0.0077126 | 0.0017691 | 0.00043899 | 1.717e-06 | 21.9051 | 1552.2387 | 0.0056531
| Civic Offices | Mould for Reconstituted stone mullion detail (Labour - Superstructure Works (per £ spent)) | 1701169 | 8403754 | 2 | Superstructure | Labour Effort | Assembly | 26.3043 | Hours | 20 | 44 | 1 | FALSE | 1 | FALSE | 1 | [6 empty] | 0 | A4 | 51.6727 | 9.2843e-06 | 0.16919 | 0.045731 | 0.028864 | 0.00018021 | 770.2663 | 117.614 | 0.21264
| Civic Offices | Mould for Reconstituted stone mullion detail (Labour - Superstructure Works (per £ spent)) | 1701169 | 8403754 | 2 | Superstructure | Labour Effort | Assembly | 26.3043 | Hours | 20 | 44 | 1 | FALSE | 1 | FALSE | 1 | [6 empty] | 20 | B4B5 | 53.0952 | 9.3765e-06 | 0.17691 | 0.0475 | 0.029303 | 0.00018192 | 792.1714 | 1669.8527 | 0.21829
| Civic Offices | Mould for Reconstituted stone mullion detail (Labour - Superstructure Works (per £ spent)) | 1701169 | 8403754 | 2 | Superstructure | Labour Effort | Assembly | 26.3043 | Hours | 20 | 44 | 1 | FALSE | 1 | FALSE | 1 | [6 empty] | 40 | B4B5 | 53.0952 | 9.3765e-06 | 0.17691 | 0.0475 | 0.029303 | 0.00018192 | 792.1714 | 1669.8527 | 0.21829
| Civic Offices | Mould for Reconstituted stone mullion detail (Labour - Superstructure Works (per £ spent)) | 1701169 | 8403755 | 2 | Superstructure | Labour Effort | Assembly | 4.384 | Hours | 10 | 44 | 1 | FALSE | 1 | FALSE | 1 | [6 empty] | 0 | A5 | 0.23707 | 1.5354e-08 | 0.0012854 | 0.00029485 | 7.3165e-05 | 2.8617e-07 | 3.6508 | 175.4097 | 0.00094218
| Civic Offices | Mould for Reconstituted stone mullion detail (Labour - Superstructure Works (per £ spent)) | 1701169 | 8403755 | 2 | Superstructure | Labour Effort | Assembly | 4.384 | Hours | 10 | 44 | 1 | FALSE | 1 | FALSE | 1 | [6 empty] | 0 | A4 | 0 | 0 | 0 | 0 | 0 | 0 | 0 | 0 | 0
| Civic Offices | Mould for Reconstituted stone mullion detail (Labour - Superstructure Works (per £ spent)) | 1701169 | 8403755 | 2 | Superstructure | Labour Effort | Assembly | 4.384 | Hours | 10 | 44 | 1 | FALSE | 1 | FALSE | 1 | [6 empty] | 10 | B4B5 | 0.23707 | 1.5354e-08 | 0.0012854 | 0.00029485 | 7.3165e-05 | 2.8617e-07 | 3.6508 | 175.4097 | 0.00094218
| Civic Offices | Mould for Reconstituted stone mullion detail (Labour - Superstructure Works (per £ spent)) | 1701169 | 8403755 | 2 | Superstructure | Labour Effort | Assembly | 4.384 | Hours | 10 | 44 | 1 | FALSE | 1 | FALSE | 1 | [6 empty] | 20 | B4B5 | 0.23707 | 1.5354e-08 | 0.0012854 | 0.00029485 | 7.3165e-05 | 2.8617e-07 | 3.6508 | 175.4097 | 0.00094218
| Civic Offices | Mould for Reconstituted stone mullion detail (Labour - Superstructure Works (per £ spent)) | 1701169 | 8403755 | 2 | Superstructure | Labour Effort | Assembly | 4.384 | Hours | 10 | 44 | 1 | FALSE | 1 | FALSE | 1 | [6 empty] | 30 | B4B5 | 0.23707 | 1.5354e-08 | 0.0012854 | 0.00029485 | 7.3165e-05 | 2.8617e-07 | 3.6508 | 175.4097 | 0.00094218
| Civic Offices | Mould for Reconstituted stone mullion detail (Labour - Superstructure Works (per £ spent)) | 1701169 | 8403755 | 2 | Superstructure | Labour Effort | Assembly | 4.384 | Hours | 10 | 44 | 1 | FALSE | 1 | FALSE | 1 | [6 empty] | 40 | B4B5 | 0.23707 | 1.5354e-08 | 0.0012854 | 0.00029485 | 7.3165e-05 | 2.8617e-07 | 3.6508 | 175.4097 | 0.00094218
| Civic Offices | Mould for Reconstituted stone mullion detail (Labour - Superstructure Works (per £ spent)) | 1701169 | 8403755 | 2 | Superstructure | Labour Effort | Assembly | 4.384 | Hours | 10 | 44 | 1 | FALSE | 1 | FALSE | 1 | [6 empty] | 50 | B4B5 | 0.23707 | 1.5354e-08 | 0.0012854 | 0.00029485 | 7.3165e-05 | 2.8617e-07 | 3.6508 | 175.4097 | 0.00094218
| Civic Offices | Mould for Reconstituted stone mullion detail (Labour - Superstructure Works (per £ spent)) | 1701169 | 8403756 | 2 | Superstructure | Labour Effort | Assembly | 4.384 | Hours | 20 | 44 | 1 | FALSE | 1 | FALSE | 1 | [6 empty] | 0 | A5 | 0.23707 | 1.5354e-08 | 0.0012854 | 0.00029485 | 7.3165e-05 | 2.8617e-07 | 3.6508 | 175.4097 | 0.00094218
| Civic Offices | Mould for Reconstituted stone mullion detail (Labour - Superstructure Works (per £ spent)) | 1701169 | 8403756 | 2 | Superstructure | Labour Effort | Assembly | 4.384 | Hours | 20 | 44 | 1 | FALSE | 1 | FALSE | 1 | [6 empty] | 0 | A4 | 0 | 0 | 0 | 0 | 0 | 0 | 0 | 0 | 0
| Civic Offices | Mould for Reconstituted stone mullion detail (Labour - Superstructure Works (per £ spent)) | 1701169 | 8403756 | 2 | Superstructure | Labour Effort | Assembly | 4.384 | Hours | 20 | 44 | 1 | FALSE | 1 | FALSE | 1 | [6 empty] | 20 | B4B5 | 0.23707 | 1.5354e-08 | 0.0012854 | 0.00029485 | 7.3165e-05 | 2.8617e-07 | 3.6508 | 175.4097 | 0.00094218
| Civic Offices | Mould for Reconstituted stone mullion detail (Labour - Superstructure Works (per £ spent)) | 1701169 | 8403756 | 2 | Superstructure | Labour Effort | Assembly | 4.384 | Hours | 20 | 44 | 1 | FALSE | 1 | FALSE | 1 | [6 empty] | 40 | B4B5 | 0.23707 | 1.5354e-08 | 0.0012854 | 0.00029485 | 7.3165e-05 | 2.8617e-07 | 3.6508 | 175.4097 | 0.00094218
| Civic Offices | Brick special brick slip around perimeter of recessed panel (Labour - Superstructure Works (per £ spent)) | 1701170 | 8403757 | 2 | Superstructure | Labour Effort | Assembly | 0.46361 | Hours | 200 | 44 | 1 | FALSE | 1 | FALSE | 1 | [6 empty] | 0 | A5 | 0.025071 | 1.6237e-09 | 0.00013594 | 3.118e-05 | 7.7371e-06 | 3.0263e-08 | 0.38608 | 18.5496 | 9.9636e-05
| Civic Offices | Brick special brick slip around perimeter of recessed panel (Labour - Superstructure Works (per £ spent)) | 1701170 | 8403757 | 2 | Superstructure | Labour Effort | Assembly | 0.46361 | Hours | 200 | 44 | 1 | FALSE | 1 | FALSE | 1 | [6 empty] | 0 | A4 | 0 | 0 | 0 | 0 | 0 | 0 | 0 | 0 | 0
| Civic Offices | Brick special brick slip around perimeter of recessed panel (Labour - Superstructure Works (per £ spent)) | 1701170 | 8403758 | 2 | Superstructure | Labour Effort | Assembly | 2.7817 | Hours | 200 | 44 | 1 | FALSE | 1 | FALSE | 1 | [6 empty] | 0 | A5 | 0.15042 | 9.7421e-09 | 0.00081561 | 0.00018708 | 4.6423e-05 | 1.8158e-07 | 2.3165 | 164.1492 | 0.00059782
| Civic Offices | Brick special brick slip around perimeter of recessed panel (Labour - Superstructure Works (per £ spent)) | 1701170 | 8403758 | 2 | Superstructure | Labour Effort | Assembly | 2.7817 | Hours | 200 | 44 | 1 | FALSE | 1 | FALSE | 1 | [6 empty] | 0 | A4 | 12.9182 | 2.3211e-06 | 0.042299 | 0.011433 | 0.0072161 | 4.5052e-05 | 192.5666 | 29.4035 | 0.05316
| Civic Offices | Brick special brick slip around perimeter of recessed panel (Labour - Superstructure Works (per £ spent)) | 1701170 | 8403759 | 2 | Superstructure | Labour effort | Assembly | 1.3908 | Hours | 10 | 44 | 1 | FALSE | 1 | FALSE | 1 | [6 empty] | 0 | A5 | 0.075212 | 4.8711e-09 | 0.00040781 | 9.3541e-05 | 2.3211e-05 | 9.0789e-08 | 1.1582 | 82.0746 | 0.00029891
| Civic Offices | Brick special brick slip around perimeter of recessed panel (Labour - Superstructure Works (per £ spent)) | 1701170 | 8403759 | 2 | Superstructure | Labour effort | Assembly | 1.3908 | Hours | 10 | 44 | 1 | FALSE | 1 | FALSE | 1 | [6 empty] | 0 | A4 | 12.9182 | 2.3211e-06 | 0.042299 | 0.011433 | 0.0072161 | 4.5052e-05 | 192.5666 | 29.4035 | 0.05316
| Civic Offices | Brick special brick slip around perimeter of recessed panel (Labour - Superstructure Works (per £ spent)) | 1701170 | 8403759 | 2 | Superstructure | Labour effort | Assembly | 1.3908 | Hours | 10 | 44 | 1 | FALSE | 1 | FALSE | 1 | [6 empty] | 10 | B4B5 | 12.9934 | 2.326e-06 | 0.042706 | 0.011526 | 0.0072393 | 4.5143e-05 | 193.7248 | 111.4781 | 0.053459
| Civic Offices | Brick special brick slip around perimeter of recessed panel (Labour - Superstructure Works (per £ spent)) | 1701170 | 8403759 | 2 | Superstructure | Labour effort | Assembly | 1.3908 | Hours | 10 | 44 | 1 | FALSE | 1 | FALSE | 1 | [6 empty] | 20 | B4B5 | 12.9934 | 2.326e-06 | 0.042706 | 0.011526 | 0.0072393 | 4.5143e-05 | 193.7248 | 111.4781 | 0.053459
| Civic Offices | Brick special brick slip around perimeter of recessed panel (Labour - Superstructure Works (per £ spent)) | 1701170 | 8403759 | 2 | Superstructure | Labour effort | Assembly | 1.3908 | Hours | 10 | 44 | 1 | FALSE | 1 | FALSE | 1 | [6 empty] | 30 | B4B5 | 12.9934 | 2.326e-06 | 0.042706 | 0.011526 | 0.0072393 | 4.5143e-05 | 193.7248 | 111.4781 | 0.053459
| Civic Offices | Brick special brick slip around perimeter of recessed panel (Labour - Superstructure Works (per £ spent)) | 1701170 | 8403759 | 2 | Superstructure | Labour effort | Assembly | 1.3908 | Hours | 10 | 44 | 1 | FALSE | 1 | FALSE | 1 | [6 empty] | 40 | B4B5 | 12.9934 | 2.326e-06 | 0.042706 | 0.011526 | 0.0072393 | 4.5143e-05 | 193.7248 | 111.4781 | 0.053459
| Civic Offices | Brick special brick slip around perimeter of recessed panel (Labour - Superstructure Works (per £ spent)) | 1701170 | 8403759 | 2 | Superstructure | Labour effort | Assembly | 1.3908 | Hours | 10 | 44 | 1 | FALSE | 1 | FALSE | 1 | [6 empty] | 50 | B4B5 | 12.9934 | 2.326e-06 | 0.042706 | 0.011526 | 0.0072393 | 4.5143e-05 | 193.7248 | 111.4781 | 0.053459
| Civic Offices | Brick special brick slip around perimeter of recessed panel (Labour - Superstructure Works (per £ spent)) | 1701170 | 8403760 | 2 | Superstructure | Labour Effort | Assembly | 1.3908 | Hours | 20 | 44 | 1 | FALSE | 1 | FALSE | 1 | [6 empty] | 0 | A5 | 0.075212 | 4.8711e-09 | 0.00040781 | 9.3541e-05 | 2.3211e-05 | 9.0789e-08 | 1.1582 | 82.0746 | 0.00029891
| Civic Offices | Brick special brick slip around perimeter of recessed panel (Labour - Superstructure Works (per £ spent)) | 1701170 | 8403760 | 2 | Superstructure | Labour Effort | Assembly | 1.3908 | Hours | 20 | 44 | 1 | FALSE | 1 | FALSE | 1 | [6 empty] | 0 | A4 | 12.9182 | 2.3211e-06 | 0.042299 | 0.011433 | 0.0072161 | 4.5052e-05 | 192.5666 | 29.4035 | 0.05316
| Civic Offices | Brick special brick slip around perimeter of recessed panel (Labour - Superstructure Works (per £ spent)) | 1701170 | 8403760 | 2 | Superstructure | Labour Effort | Assembly | 1.3908 | Hours | 20 | 44 | 1 | FALSE | 1 | FALSE | 1 | [6 empty] | 20 | B4B5 | 12.9934 | 2.326e-06 | 0.042706 | 0.011526 | 0.0072393 | 4.5143e-05 | 193.7248 | 111.4781 | 0.053459
| Civic Offices | Brick special brick slip around perimeter of recessed panel (Labour - Superstructure Works (per £ spent)) | 1701170 | 8403760 | 2 | Superstructure | Labour Effort | Assembly | 1.3908 | Hours | 20 | 44 | 1 | FALSE | 1 | FALSE | 1 | [6 empty] | 40 | B4B5 | 12.9934 | 2.326e-06 | 0.042706 | 0.011526 | 0.0072393 | 4.5143e-05 | 193.7248 | 111.4781 | 0.053459
| Civic Offices | Brick special brick slip around perimeter of recessed panel (Labour - Superstructure Works (per £ spent)) | 1701170 | 8403761 | 2 | Superstructure | Labour Effort | Assembly | 0.23181 | Hours | 10 | 44 | 1 | FALSE | 1 | FALSE | 1 | [6 empty] | 0 | A5 | 0.012535 | 8.1184e-10 | 6.7968e-05 | 1.559e-05 | 3.8686e-06 | 1.5131e-08 | 0.19304 | 9.2748 | 4.9818e-05
| Civic Offices | Brick special brick slip around perimeter of recessed panel (Labour - Superstructure Works (per £ spent)) | 1701170 | 8403761 | 2 | Superstructure | Labour Effort | Assembly | 0.23181 | Hours | 10 | 44 | 1 | FALSE | 1 | FALSE | 1 | [6 empty] | 0 | A4 | 0 | 0 | 0 | 0 | 0 | 0 | 0 | 0 | 0
| Civic Offices | Brick special brick slip around perimeter of recessed panel (Labour - Superstructure Works (per £ spent)) | 1701170 | 8403761 | 2 | Superstructure | Labour Effort | Assembly | 0.23181 | Hours | 10 | 44 | 1 | FALSE | 1 | FALSE | 1 | [6 empty] | 10 | B4B5 | 0.012535 | 8.1184e-10 | 6.7968e-05 | 1.559e-05 | 3.8686e-06 | 1.5131e-08 | 0.19304 | 9.2748 | 4.9818e-05
| Civic Offices | Brick special brick slip around perimeter of recessed panel (Labour - Superstructure Works (per £ spent)) | 1701170 | 8403761 | 2 | Superstructure | Labour Effort | Assembly | 0.23181 | Hours | 10 | 44 | 1 | FALSE | 1 | FALSE | 1 | [6 empty] | 20 | B4B5 | 0.012535 | 8.1184e-10 | 6.7968e-05 | 1.559e-05 | 3.8686e-06 | 1.5131e-08 | 0.19304 | 9.2748 | 4.9818e-05
| Civic Offices | Brick special brick slip around perimeter of recessed panel (Labour - Superstructure Works (per £ spent)) | 1701170 | 8403761 | 2 | Superstructure | Labour Effort | Assembly | 0.23181 | Hours | 10 | 44 | 1 | FALSE | 1 | FALSE | 1 | [6 empty] | 30 | B4B5 | 0.012535 | 8.1184e-10 | 6.7968e-05 | 1.559e-05 | 3.8686e-06 | 1.5131e-08 | 0.19304 | 9.2748 | 4.9818e-05
| Civic Offices | Brick special brick slip around perimeter of recessed panel (Labour - Superstructure Works (per £ spent)) | 1701170 | 8403761 | 2 | Superstructure | Labour Effort | Assembly | 0.23181 | Hours | 10 | 44 | 1 | FALSE | 1 | FALSE | 1 | [6 empty] | 40 | B4B5 | 0.012535 | 8.1184e-10 | 6.7968e-05 | 1.559e-05 | 3.8686e-06 | 1.5131e-08 | 0.19304 | 9.2748 | 4.9818e-05
| Civic Offices | Brick special brick slip around perimeter of recessed panel (Labour - Superstructure Works (per £ spent)) | 1701170 | 8403761 | 2 | Superstructure | Labour Effort | Assembly | 0.23181 | Hours | 10 | 44 | 1 | FALSE | 1 | FALSE | 1 | [6 empty] | 50 | B4B5 | 0.012535 | 8.1184e-10 | 6.7968e-05 | 1.559e-05 | 3.8686e-06 | 1.5131e-08 | 0.19304 | 9.2748 | 4.9818e-05
| Civic Offices | Brick special brick slip around perimeter of recessed panel (Labour - Superstructure Works (per £ spent)) | 1701170 | 8403762 | 2 | Superstructure | Labour Effort | Assembly | 0.23181 | Hours | 20 | 44 | 1 | FALSE | 1 | FALSE | 1 | [6 empty] | 0 | A5 | 0.012535 | 8.1184e-10 | 6.7968e-05 | 1.559e-05 | 3.8686e-06 | 1.5131e-08 | 0.19304 | 9.2748 | 4.9818e-05
| Civic Offices | Brick special brick slip around perimeter of recessed panel (Labour - Superstructure Works (per £ spent)) | 1701170 | 8403762 | 2 | Superstructure | Labour Effort | Assembly | 0.23181 | Hours | 20 | 44 | 1 | FALSE | 1 | FALSE | 1 | [6 empty] | 0 | A4 | 0 | 0 | 0 | 0 | 0 | 0 | 0 | 0 | 0
| Civic Offices | Brick special brick slip around perimeter of recessed panel (Labour - Superstructure Works (per £ spent)) | 1701170 | 8403762 | 2 | Superstructure | Labour Effort | Assembly | 0.23181 | Hours | 20 | 44 | 1 | FALSE | 1 | FALSE | 1 | [6 empty] | 20 | B4B5 | 0.012535 | 8.1184e-10 | 6.7968e-05 | 1.559e-05 | 3.8686e-06 | 1.5131e-08 | 0.19304 | 9.2748 | 4.9818e-05
| Civic Offices | Brick special brick slip around perimeter of recessed panel (Labour - Superstructure Works (per £ spent)) | 1701170 | 8403762 | 2 | Superstructure | Labour Effort | Assembly | 0.23181 | Hours | 20 | 44 | 1 | FALSE | 1 | FALSE | 1 | [6 empty] | 40 | B4B5 | 0.012535 | 8.1184e-10 | 6.7968e-05 | 1.559e-05 | 3.8686e-06 | 1.5131e-08 | 0.19304 | 9.2748 | 4.9818e-05
| Civic Offices | Parapet header course - specials (Labour - Superstructure Works (per £ spent)) | 1701171 | 8403763 | 2 | Superstructure | Labour Effort | Assembly | 5.5239 | Hours | 200 | 44 | 1 | FALSE | 1 | FALSE | 1 | [6 empty] | 0 | A5 | 0.29871 | 1.9346e-08 | 0.0016197 | 0.00037151 | 9.2187e-05 | 3.6058e-07 | 4.6001 | 221.0162 | 0.0011872
| Civic Offices | Parapet header course - specials (Labour - Superstructure Works (per £ spent)) | 1701171 | 8403763 | 2 | Superstructure | Labour Effort | Assembly | 5.5239 | Hours | 200 | 44 | 1 | FALSE | 1 | FALSE | 1 | [6 empty] | 0 | A4 | 0 | 0 | 0 | 0 | 0 | 0 | 0 | 0 | 0
| Civic Offices | Parapet header course - specials (Labour - Superstructure Works (per £ spent)) | 1701171 | 8403764 | 2 | Superstructure | Labour Effort | Assembly | 33.1434 | Hours | 200 | 44 | 1 | FALSE | 1 | FALSE | 1 | [6 empty] | 0 | A5 | 1.7923 | 1.1608e-07 | 0.0097179 | 0.0022291 | 0.00055312 | 2.1635e-06 | 27.6004 | 1955.8208 | 0.0071229
| Civic Offices | Parapet header course - specials (Labour - Superstructure Works (per £ spent)) | 1701171 | 8403764 | 2 | Superstructure | Labour Effort | Assembly | 33.1434 | Hours | 200 | 44 | 1 | FALSE | 1 | FALSE | 1 | [6 empty] | 0 | A4 | 64.5909 | 1.1605e-05 | 0.21149 | 0.057163 | 0.03608 | 0.00022526 | 962.8329 | 147.0175 | 0.2658
| Civic Offices | Parapet header course - specials (Labour - Superstructure Works (per £ spent)) | 1701171 | 8403765 | 2 | Superstructure | Labour effort | Assembly | 16.5717 | Hours | 10 | 44 | 1 | FALSE | 1 | FALSE | 1 | [6 empty] | 0 | A5 | 0.89614 | 5.8038e-08 | 0.004859 | 0.0011145 | 0.00027656 | 1.0817e-06 | 13.8002 | 977.9104 | 0.0035615
| Civic Offices | Parapet header course - specials (Labour - Superstructure Works (per £ spent)) | 1701171 | 8403765 | 2 | Superstructure | Labour effort | Assembly | 16.5717 | Hours | 10 | 44 | 1 | FALSE | 1 | FALSE | 1 | [6 empty] | 0 | A4 | 38.7546 | 6.9633e-06 | 0.1269 | 0.034298 | 0.021648 | 0.00013516 | 577.6997 | 88.2105 | 0.15948
| Civic Offices | Parapet header course - specials (Labour - Superstructure Works (per £ spent)) | 1701171 | 8403765 | 2 | Superstructure | Labour effort | Assembly | 16.5717 | Hours | 10 | 44 | 1 | FALSE | 1 | FALSE | 1 | [6 empty] | 10 | B4B5 | 39.6507 | 7.0213e-06 | 0.13175 | 0.035412 | 0.021925 | 0.00013624 | 591.4999 | 1066.1209 | 0.16304
| Civic Offices | Parapet header course - specials (Labour - Superstructure Works (per £ spent)) | 1701171 | 8403765 | 2 | Superstructure | Labour effort | Assembly | 16.5717 | Hours | 10 | 44 | 1 | FALSE | 1 | FALSE | 1 | [6 empty] | 20 | B4B5 | 39.6507 | 7.0213e-06 | 0.13175 | 0.035412 | 0.021925 | 0.00013624 | 591.4999 | 1066.1209 | 0.16304
| Civic Offices | Parapet header course - specials (Labour - Superstructure Works (per £ spent)) | 1701171 | 8403765 | 2 | Superstructure | Labour effort | Assembly | 16.5717 | Hours | 10 | 44 | 1 | FALSE | 1 | FALSE | 1 | [6 empty] | 30 | B4B5 | 39.6507 | 7.0213e-06 | 0.13175 | 0.035412 | 0.021925 | 0.00013624 | 591.4999 | 1066.1209 | 0.16304
| Civic Offices | Parapet header course - specials (Labour - Superstructure Works (per £ spent)) | 1701171 | 8403765 | 2 | Superstructure | Labour effort | Assembly | 16.5717 | Hours | 10 | 44 | 1 | FALSE | 1 | FALSE | 1 | [6 empty] | 40 | B4B5 | 39.6507 | 7.0213e-06 | 0.13175 | 0.035412 | 0.021925 | 0.00013624 | 591.4999 | 1066.1209 | 0.16304
| Civic Offices | Parapet header course - specials (Labour - Superstructure Works (per £ spent)) | 1701171 | 8403765 | 2 | Superstructure | Labour effort | Assembly | 16.5717 | Hours | 10 | 44 | 1 | FALSE | 1 | FALSE | 1 | [6 empty] | 50 | B4B5 | 39.6507 | 7.0213e-06 | 0.13175 | 0.035412 | 0.021925 | 0.00013624 | 591.4999 | 1066.1209 | 0.16304
| Civic Offices | Parapet header course - specials (Labour - Superstructure Works (per £ spent)) | 1701171 | 8403766 | 2 | Superstructure | Labour Effort | Assembly | 16.5717 | Hours | 20 | 44 | 1 | FALSE | 1 | FALSE | 1 | [6 empty] | 0 | A5 | 0.89614 | 5.8038e-08 | 0.004859 | 0.0011145 | 0.00027656 | 1.0817e-06 | 13.8002 | 977.9104 | 0.0035615
| Civic Offices | Parapet header course - specials (Labour - Superstructure Works (per £ spent)) | 1701171 | 8403766 | 2 | Superstructure | Labour Effort | Assembly | 16.5717 | Hours | 20 | 44 | 1 | FALSE | 1 | FALSE | 1 | [6 empty] | 0 | A4 | 38.7546 | 6.9633e-06 | 0.1269 | 0.034298 | 0.021648 | 0.00013516 | 577.6997 | 88.2105 | 0.15948
| Civic Offices | Parapet header course - specials (Labour - Superstructure Works (per £ spent)) | 1701171 | 8403766 | 2 | Superstructure | Labour Effort | Assembly | 16.5717 | Hours | 20 | 44 | 1 | FALSE | 1 | FALSE | 1 | [6 empty] | 20 | B4B5 | 39.6507 | 7.0213e-06 | 0.13175 | 0.035412 | 0.021925 | 0.00013624 | 591.4999 | 1066.1209 | 0.16304
| Civic Offices | Parapet header course - specials (Labour - Superstructure Works (per £ spent)) | 1701171 | 8403766 | 2 | Superstructure | Labour Effort | Assembly | 16.5717 | Hours | 20 | 44 | 1 | FALSE | 1 | FALSE | 1 | [6 empty] | 40 | B4B5 | 39.6507 | 7.0213e-06 | 0.13175 | 0.035412 | 0.021925 | 0.00013624 | 591.4999 | 1066.1209 | 0.16304
| Civic Offices | Parapet header course - specials (Labour - Superstructure Works (per £ spent)) | 1701171 | 8403767 | 2 | Superstructure | Labour Effort | Assembly | 2.7619 | Hours | 10 | 44 | 1 | FALSE | 1 | FALSE | 1 | [6 empty] | 0 | A5 | 0.14936 | 9.673e-09 | 0.00080983 | 0.00018575 | 4.6094e-05 | 1.8029e-07 | 2.3 | 110.5081 | 0.00059358
| Civic Offices | Parapet header course - specials (Labour - Superstructure Works (per £ spent)) | 1701171 | 8403767 | 2 | Superstructure | Labour Effort | Assembly | 2.7619 | Hours | 10 | 44 | 1 | FALSE | 1 | FALSE | 1 | [6 empty] | 0 | A4 | 0 | 0 | 0 | 0 | 0 | 0 | 0 | 0 | 0
| Civic Offices | Parapet header course - specials (Labour - Superstructure Works (per £ spent)) | 1701171 | 8403767 | 2 | Superstructure | Labour Effort | Assembly | 2.7619 | Hours | 10 | 44 | 1 | FALSE | 1 | FALSE | 1 | [6 empty] | 10 | B4B5 | 0.14936 | 9.673e-09 | 0.00080983 | 0.00018575 | 4.6094e-05 | 1.8029e-07 | 2.3 | 110.5081 | 0.00059358
| Civic Offices | Parapet header course - specials (Labour - Superstructure Works (per £ spent)) | 1701171 | 8403767 | 2 | Superstructure | Labour Effort | Assembly | 2.7619 | Hours | 10 | 44 | 1 | FALSE | 1 | FALSE | 1 | [6 empty] | 20 | B4B5 | 0.14936 | 9.673e-09 | 0.00080983 | 0.00018575 | 4.6094e-05 | 1.8029e-07 | 2.3 | 110.5081 | 0.00059358
| Civic Offices | Parapet header course - specials (Labour - Superstructure Works (per £ spent)) | 1701171 | 8403767 | 2 | Superstructure | Labour Effort | Assembly | 2.7619 | Hours | 10 | 44 | 1 | FALSE | 1 | FALSE | 1 | [6 empty] | 30 | B4B5 | 0.14936 | 9.673e-09 | 0.00080983 | 0.00018575 | 4.6094e-05 | 1.8029e-07 | 2.3 | 110.5081 | 0.00059358
| Civic Offices | Parapet header course - specials (Labour - Superstructure Works (per £ spent)) | 1701171 | 8403767 | 2 | Superstructure | Labour Effort | Assembly | 2.7619 | Hours | 10 | 44 | 1 | FALSE | 1 | FALSE | 1 | [6 empty] | 40 | B4B5 | 0.14936 | 9.673e-09 | 0.00080983 | 0.00018575 | 4.6094e-05 | 1.8029e-07 | 2.3 | 110.5081 | 0.00059358
| Civic Offices | Parapet header course - specials (Labour - Superstructure Works (per £ spent)) | 1701171 | 8403767 | 2 | Superstructure | Labour Effort | Assembly | 2.7619 | Hours | 10 | 44 | 1 | FALSE | 1 | FALSE | 1 | [6 empty] | 50 | B4B5 | 0.14936 | 9.673e-09 | 0.00080983 | 0.00018575 | 4.6094e-05 | 1.8029e-07 | 2.3 | 110.5081 | 0.00059358
| Civic Offices | Parapet header course - specials (Labour - Superstructure Works (per £ spent)) | 1701171 | 8403768 | 2 | Superstructure | Labour Effort | Assembly | 2.7619 | Hours | 20 | 44 | 1 | FALSE | 1 | FALSE | 1 | [6 empty] | 0 | A5 | 0.14936 | 9.673e-09 | 0.00080983 | 0.00018575 | 4.6094e-05 | 1.8029e-07 | 2.3 | 110.5081 | 0.00059358
| Civic Offices | Parapet header course - specials (Labour - Superstructure Works (per £ spent)) | 1701171 | 8403768 | 2 | Superstructure | Labour Effort | Assembly | 2.7619 | Hours | 20 | 44 | 1 | FALSE | 1 | FALSE | 1 | [6 empty] | 0 | A4 | 0 | 0 | 0 | 0 | 0 | 0 | 0 | 0 | 0
| Civic Offices | Parapet header course - specials (Labour - Superstructure Works (per £ spent)) | 1701171 | 8403768 | 2 | Superstructure | Labour Effort | Assembly | 2.7619 | Hours | 20 | 44 | 1 | FALSE | 1 | FALSE | 1 | [6 empty] | 20 | B4B5 | 0.14936 | 9.673e-09 | 0.00080983 | 0.00018575 | 4.6094e-05 | 1.8029e-07 | 2.3 | 110.5081 | 0.00059358
| Civic Offices | Parapet header course - specials (Labour - Superstructure Works (per £ spent)) | 1701171 | 8403768 | 2 | Superstructure | Labour Effort | Assembly | 2.7619 | Hours | 20 | 44 | 1 | FALSE | 1 | FALSE | 1 | [6 empty] | 40 | B4B5 | 0.14936 | 9.673e-09 | 0.00080983 | 0.00018575 | 4.6094e-05 | 1.8029e-07 | 2.3 | 110.5081 | 0.00059358
| Civic Offices | Brick slip heads to window openings (Labour - Superstructure Works (per £ spent)) | 1701172 | 8403769 | 2 | Superstructure | Labour Effort | Assembly | 13.2617 | Hours | 200 | 44 | 1 | FALSE | 1 | FALSE | 1 | [6 empty] | 0 | A5 | 0.71715 | 4.6446e-08 | 0.0038885 | 0.00089192 | 0.00022132 | 8.6568e-07 | 11.0438 | 530.6142 | 0.0028501
| Civic Offices | Brick slip heads to window openings (Labour - Superstructure Works (per £ spent)) | 1701172 | 8403769 | 2 | Superstructure | Labour Effort | Assembly | 13.2617 | Hours | 200 | 44 | 1 | FALSE | 1 | FALSE | 1 | [6 empty] | 0 | A4 | 0 | 0 | 0 | 0 | 0 | 0 | 0 | 0 | 0
| Civic Offices | Brick slip heads to window openings (Labour - Superstructure Works (per £ spent)) | 1701172 | 8403770 | 2 | Superstructure | Labour Effort | Assembly | 79.5704 | Hours | 200 | 44 | 1 | FALSE | 1 | FALSE | 1 | [6 empty] | 0 | A5 | 4.3029 | 2.7868e-07 | 0.023331 | 0.0053515 | 0.0013279 | 5.1941e-06 | 66.2629 | 4695.5221 | 0.017101
| Civic Offices | Brick slip heads to window openings (Labour - Superstructure Works (per £ spent)) | 1701172 | 8403770 | 2 | Superstructure | Labour Effort | Assembly | 79.5704 | Hours | 200 | 44 | 1 | FALSE | 1 | FALSE | 1 | [6 empty] | 0 | A4 | 129.1819 | 2.3211e-05 | 0.42299 | 0.11433 | 0.072161 | 0.00045052 | 1925.6657 | 294.0351 | 0.5316
| Civic Offices | Brick slip heads to window openings (Labour - Superstructure Works (per £ spent)) | 1701172 | 8403771 | 2 | Superstructure | Labour effort | Assembly | 39.7852 | Hours | 10 | 44 | 1 | FALSE | 1 | FALSE | 1 | [6 empty] | 0 | A5 | 2.1514 | 1.3934e-07 | 0.011665 | 0.0026758 | 0.00066397 | 2.597e-06 | 33.1315 | 2347.761 | 0.0085503
| Civic Offices | Brick slip heads to window openings (Labour - Superstructure Works (per £ spent)) | 1701172 | 8403771 | 2 | Superstructure | Labour effort | Assembly | 39.7852 | Hours | 10 | 44 | 1 | FALSE | 1 | FALSE | 1 | [6 empty] | 0 | A4 | 64.5909 | 1.1605e-05 | 0.21149 | 0.057163 | 0.03608 | 0.00022526 | 962.8329 | 147.0175 | 0.2658
| Civic Offices | Brick slip heads to window openings (Labour - Superstructure Works (per £ spent)) | 1701172 | 8403771 | 2 | Superstructure | Labour effort | Assembly | 39.7852 | Hours | 10 | 44 | 1 | FALSE | 1 | FALSE | 1 | [6 empty] | 10 | B4B5 | 66.7424 | 1.1745e-05 | 0.22316 | 0.059839 | 0.036744 | 0.00022786 | 995.9643 | 2494.7786 | 0.27435
| Civic Offices | Brick slip heads to window openings (Labour - Superstructure Works (per £ spent)) | 1701172 | 8403771 | 2 | Superstructure | Labour effort | Assembly | 39.7852 | Hours | 10 | 44 | 1 | FALSE | 1 | FALSE | 1 | [6 empty] | 20 | B4B5 | 66.7424 | 1.1745e-05 | 0.22316 | 0.059839 | 0.036744 | 0.00022786 | 995.9643 | 2494.7786 | 0.27435
| Civic Offices | Brick slip heads to window openings (Labour - Superstructure Works (per £ spent)) | 1701172 | 8403771 | 2 | Superstructure | Labour effort | Assembly | 39.7852 | Hours | 10 | 44 | 1 | FALSE | 1 | FALSE | 1 | [6 empty] | 30 | B4B5 | 66.7424 | 1.1745e-05 | 0.22316 | 0.059839 | 0.036744 | 0.00022786 | 995.9643 | 2494.7786 | 0.27435
| Civic Offices | Brick slip heads to window openings (Labour - Superstructure Works (per £ spent)) | 1701172 | 8403771 | 2 | Superstructure | Labour effort | Assembly | 39.7852 | Hours | 10 | 44 | 1 | FALSE | 1 | FALSE | 1 | [6 empty] | 40 | B4B5 | 66.7424 | 1.1745e-05 | 0.22316 | 0.059839 | 0.036744 | 0.00022786 | 995.9643 | 2494.7786 | 0.27435
| Civic Offices | Brick slip heads to window openings (Labour - Superstructure Works (per £ spent)) | 1701172 | 8403771 | 2 | Superstructure | Labour effort | Assembly | 39.7852 | Hours | 10 | 44 | 1 | FALSE | 1 | FALSE | 1 | [6 empty] | 50 | B4B5 | 66.7424 | 1.1745e-05 | 0.22316 | 0.059839 | 0.036744 | 0.00022786 | 995.9643 | 2494.7786 | 0.27435
| Civic Offices | Brick slip heads to window openings (Labour - Superstructure Works (per £ spent)) | 1701172 | 8403772 | 2 | Superstructure | Labour Effort | Assembly | 39.7852 | Hours | 20 | 44 | 1 | FALSE | 1 | FALSE | 1 | [6 empty] | 0 | A5 | 2.1514 | 1.3934e-07 | 0.011665 | 0.0026758 | 0.00066397 | 2.597e-06 | 33.1315 | 2347.761 | 0.0085503
| Civic Offices | Brick slip heads to window openings (Labour - Superstructure Works (per £ spent)) | 1701172 | 8403772 | 2 | Superstructure | Labour Effort | Assembly | 39.7852 | Hours | 20 | 44 | 1 | FALSE | 1 | FALSE | 1 | [6 empty] | 0 | A4 | 64.5909 | 1.1605e-05 | 0.21149 | 0.057163 | 0.03608 | 0.00022526 | 962.8329 | 147.0175 | 0.2658
| Civic Offices | Brick slip heads to window openings (Labour - Superstructure Works (per £ spent)) | 1701172 | 8403772 | 2 | Superstructure | Labour Effort | Assembly | 39.7852 | Hours | 20 | 44 | 1 | FALSE | 1 | FALSE | 1 | [6 empty] | 20 | B4B5 | 66.7424 | 1.1745e-05 | 0.22316 | 0.059839 | 0.036744 | 0.00022786 | 995.9643 | 2494.7786 | 0.27435
| Civic Offices | Brick slip heads to window openings (Labour - Superstructure Works (per £ spent)) | 1701172 | 8403772 | 2 | Superstructure | Labour Effort | Assembly | 39.7852 | Hours | 20 | 44 | 1 | FALSE | 1 | FALSE | 1 | [6 empty] | 40 | B4B5 | 66.7424 | 1.1745e-05 | 0.22316 | 0.059839 | 0.036744 | 0.00022786 | 995.9643 | 2494.7786 | 0.27435
| Civic Offices | Brick slip heads to window openings (Labour - Superstructure Works (per £ spent)) | 1701172 | 8403773 | 2 | Superstructure | Labour Effort | Assembly | 6.6309 | Hours | 10 | 44 | 1 | FALSE | 1 | FALSE | 1 | [6 empty] | 0 | A5 | 0.35857 | 2.3223e-08 | 0.0019442 | 0.00044596 | 0.00011066 | 4.3284e-07 | 5.5219 | 265.3071 | 0.0014251
| Civic Offices | Brick slip heads to window openings (Labour - Superstructure Works (per £ spent)) | 1701172 | 8403773 | 2 | Superstructure | Labour Effort | Assembly | 6.6309 | Hours | 10 | 44 | 1 | FALSE | 1 | FALSE | 1 | [6 empty] | 0 | A4 | 0 | 0 | 0 | 0 | 0 | 0 | 0 | 0 | 0
| Civic Offices | Brick slip heads to window openings (Labour - Superstructure Works (per £ spent)) | 1701172 | 8403773 | 2 | Superstructure | Labour Effort | Assembly | 6.6309 | Hours | 10 | 44 | 1 | FALSE | 1 | FALSE | 1 | [6 empty] | 10 | B4B5 | 0.35857 | 2.3223e-08 | 0.0019442 | 0.00044596 | 0.00011066 | 4.3284e-07 | 5.5219 | 265.3071 | 0.0014251
| Civic Offices | Brick slip heads to window openings (Labour - Superstructure Works (per £ spent)) | 1701172 | 8403773 | 2 | Superstructure | Labour Effort | Assembly | 6.6309 | Hours | 10 | 44 | 1 | FALSE | 1 | FALSE | 1 | [6 empty] | 20 | B4B5 | 0.35857 | 2.3223e-08 | 0.0019442 | 0.00044596 | 0.00011066 | 4.3284e-07 | 5.5219 | 265.3071 | 0.0014251
| Civic Offices | Brick slip heads to window openings (Labour - Superstructure Works (per £ spent)) | 1701172 | 8403773 | 2 | Superstructure | Labour Effort | Assembly | 6.6309 | Hours | 10 | 44 | 1 | FALSE | 1 | FALSE | 1 | [6 empty] | 30 | B4B5 | 0.35857 | 2.3223e-08 | 0.0019442 | 0.00044596 | 0.00011066 | 4.3284e-07 | 5.5219 | 265.3071 | 0.0014251
| Civic Offices | Brick slip heads to window openings (Labour - Superstructure Works (per £ spent)) | 1701172 | 8403773 | 2 | Superstructure | Labour Effort | Assembly | 6.6309 | Hours | 10 | 44 | 1 | FALSE | 1 | FALSE | 1 | [6 empty] | 40 | B4B5 | 0.35857 | 2.3223e-08 | 0.0019442 | 0.00044596 | 0.00011066 | 4.3284e-07 | 5.5219 | 265.3071 | 0.0014251
| Civic Offices | Brick slip heads to window openings (Labour - Superstructure Works (per £ spent)) | 1701172 | 8403773 | 2 | Superstructure | Labour Effort | Assembly | 6.6309 | Hours | 10 | 44 | 1 | FALSE | 1 | FALSE | 1 | [6 empty] | 50 | B4B5 | 0.35857 | 2.3223e-08 | 0.0019442 | 0.00044596 | 0.00011066 | 4.3284e-07 | 5.5219 | 265.3071 | 0.0014251
| Civic Offices | Brick slip heads to window openings (Labour - Superstructure Works (per £ spent)) | 1701172 | 8403774 | 2 | Superstructure | Labour Effort | Assembly | 6.6309 | Hours | 20 | 44 | 1 | FALSE | 1 | FALSE | 1 | [6 empty] | 0 | A5 | 0.35857 | 2.3223e-08 | 0.0019442 | 0.00044596 | 0.00011066 | 4.3284e-07 | 5.5219 | 265.3071 | 0.0014251
| Civic Offices | Brick slip heads to window openings (Labour - Superstructure Works (per £ spent)) | 1701172 | 8403774 | 2 | Superstructure | Labour Effort | Assembly | 6.6309 | Hours | 20 | 44 | 1 | FALSE | 1 | FALSE | 1 | [6 empty] | 0 | A4 | 0 | 0 | 0 | 0 | 0 | 0 | 0 | 0 | 0
| Civic Offices | Brick slip heads to window openings (Labour - Superstructure Works (per £ spent)) | 1701172 | 8403774 | 2 | Superstructure | Labour Effort | Assembly | 6.6309 | Hours | 20 | 44 | 1 | FALSE | 1 | FALSE | 1 | [6 empty] | 20 | B4B5 | 0.35857 | 2.3223e-08 | 0.0019442 | 0.00044596 | 0.00011066 | 4.3284e-07 | 5.5219 | 265.3071 | 0.0014251
| Civic Offices | Brick slip heads to window openings (Labour - Superstructure Works (per £ spent)) | 1701172 | 8403774 | 2 | Superstructure | Labour Effort | Assembly | 6.6309 | Hours | 20 | 44 | 1 | FALSE | 1 | FALSE | 1 | [6 empty] | 40 | B4B5 | 0.35857 | 2.3223e-08 | 0.0019442 | 0.00044596 | 0.00011066 | 4.3284e-07 | 5.5219 | 265.3071 | 0.0014251
| Civic Offices | Extra over external walls for quoins: Obtuse angle using special bricks. (Labour - Superstructure Works (per £ spent)) | 1701173 | 8403775 | 2 | Superstructure | Labour Effort | Assembly | 0.85598 | Hours | 200 | 44 | 1 | FALSE | 1 | FALSE | 1 | [6 empty] | 0 | A5 | 0.046289 | 2.9979e-09 | 0.00025098 | 5.7569e-05 | 1.4285e-05 | 5.5875e-08 | 0.71283 | 34.2487 | 0.00018396
| Civic Offices | Extra over external walls for quoins: Obtuse angle using special bricks. (Labour - Superstructure Works (per £ spent)) | 1701173 | 8403775 | 2 | Superstructure | Labour Effort | Assembly | 0.85598 | Hours | 200 | 44 | 1 | FALSE | 1 | FALSE | 1 | [6 empty] | 0 | A4 | 0 | 0 | 0 | 0 | 0 | 0 | 0 | 0 | 0
| Civic Offices | Extra over external walls for quoins: Obtuse angle using special bricks. (Labour - Superstructure Works (per £ spent)) | 1701173 | 8403776 | 2 | Superstructure | Labour Effort | Assembly | 5.1359 | Hours | 200 | 44 | 1 | FALSE | 1 | FALSE | 1 | [6 empty] | 0 | A5 | 0.27773 | 1.7987e-08 | 0.0015059 | 0.00034542 | 8.5712e-05 | 3.3525e-07 | 4.277 | 303.0746 | 0.0011038
| Civic Offices | Extra over external walls for quoins: Obtuse angle using special bricks. (Labour - Superstructure Works (per £ spent)) | 1701173 | 8403776 | 2 | Superstructure | Labour Effort | Assembly | 5.1359 | Hours | 200 | 44 | 1 | FALSE | 1 | FALSE | 1 | [6 empty] | 0 | A4 | 12.9182 | 2.3211e-06 | 0.042299 | 0.011433 | 0.0072161 | 4.5052e-05 | 192.5666 | 29.4035 | 0.05316
| Civic Offices | Extra over external walls for quoins: Obtuse angle using special bricks. (Labour - Superstructure Works (per £ spent)) | 1701173 | 8403777 | 2 | Superstructure | Labour effort | Assembly | 2.568 | Hours | 10 | 44 | 1 | FALSE | 1 | FALSE | 1 | [6 empty] | 0 | A5 | 0.13887 | 8.9936e-09 | 0.00075295 | 0.00017271 | 4.2856e-05 | 1.6763e-07 | 2.1385 | 151.5373 | 0.00055188
| Civic Offices | Extra over external walls for quoins: Obtuse angle using special bricks. (Labour - Superstructure Works (per £ spent)) | 1701173 | 8403777 | 2 | Superstructure | Labour effort | Assembly | 2.568 | Hours | 10 | 44 | 1 | FALSE | 1 | FALSE | 1 | [6 empty] | 0 | A4 | 12.9182 | 2.3211e-06 | 0.042299 | 0.011433 | 0.0072161 | 4.5052e-05 | 192.5666 | 29.4035 | 0.05316
| Civic Offices | Extra over external walls for quoins: Obtuse angle using special bricks. (Labour - Superstructure Works (per £ spent)) | 1701173 | 8403777 | 2 | Superstructure | Labour effort | Assembly | 2.568 | Hours | 10 | 44 | 1 | FALSE | 1 | FALSE | 1 | [6 empty] | 10 | B4B5 | 13.0571 | 2.3301e-06 | 0.043052 | 0.011605 | 0.007259 | 4.522e-05 | 194.7051 | 180.9408 | 0.053712
| Civic Offices | Extra over external walls for quoins: Obtuse angle using special bricks. (Labour - Superstructure Works (per £ spent)) | 1701173 | 8403777 | 2 | Superstructure | Labour effort | Assembly | 2.568 | Hours | 10 | 44 | 1 | FALSE | 1 | FALSE | 1 | [6 empty] | 20 | B4B5 | 13.0571 | 2.3301e-06 | 0.043052 | 0.011605 | 0.007259 | 4.522e-05 | 194.7051 | 180.9408 | 0.053712
| Civic Offices | Extra over external walls for quoins: Obtuse angle using special bricks. (Labour - Superstructure Works (per £ spent)) | 1701173 | 8403777 | 2 | Superstructure | Labour effort | Assembly | 2.568 | Hours | 10 | 44 | 1 | FALSE | 1 | FALSE | 1 | [6 empty] | 30 | B4B5 | 13.0571 | 2.3301e-06 | 0.043052 | 0.011605 | 0.007259 | 4.522e-05 | 194.7051 | 180.9408 | 0.053712
| Civic Offices | Extra over external walls for quoins: Obtuse angle using special bricks. (Labour - Superstructure Works (per £ spent)) | 1701173 | 8403777 | 2 | Superstructure | Labour effort | Assembly | 2.568 | Hours | 10 | 44 | 1 | FALSE | 1 | FALSE | 1 | [6 empty] | 40 | B4B5 | 13.0571 | 2.3301e-06 | 0.043052 | 0.011605 | 0.007259 | 4.522e-05 | 194.7051 | 180.9408 | 0.053712
| Civic Offices | Extra over external walls for quoins: Obtuse angle using special bricks. (Labour - Superstructure Works (per £ spent)) | 1701173 | 8403777 | 2 | Superstructure | Labour effort | Assembly | 2.568 | Hours | 10 | 44 | 1 | FALSE | 1 | FALSE | 1 | [6 empty] | 50 | B4B5 | 13.0571 | 2.3301e-06 | 0.043052 | 0.011605 | 0.007259 | 4.522e-05 | 194.7051 | 180.9408 | 0.053712
| Civic Offices | Extra over external walls for quoins: Obtuse angle using special bricks. (Labour - Superstructure Works (per £ spent)) | 1701173 | 8403778 | 2 | Superstructure | Labour Effort | Assembly | 2.568 | Hours | 20 | 44 | 1 | FALSE | 1 | FALSE | 1 | [6 empty] | 0 | A5 | 0.13887 | 8.9936e-09 | 0.00075295 | 0.00017271 | 4.2856e-05 | 1.6763e-07 | 2.1385 | 151.5373 | 0.00055188
| Civic Offices | Extra over external walls for quoins: Obtuse angle using special bricks. (Labour - Superstructure Works (per £ spent)) | 1701173 | 8403778 | 2 | Superstructure | Labour Effort | Assembly | 2.568 | Hours | 20 | 44 | 1 | FALSE | 1 | FALSE | 1 | [6 empty] | 0 | A4 | 12.9182 | 2.3211e-06 | 0.042299 | 0.011433 | 0.0072161 | 4.5052e-05 | 192.5666 | 29.4035 | 0.05316
| Civic Offices | Extra over external walls for quoins: Obtuse angle using special bricks. (Labour - Superstructure Works (per £ spent)) | 1701173 | 8403778 | 2 | Superstructure | Labour Effort | Assembly | 2.568 | Hours | 20 | 44 | 1 | FALSE | 1 | FALSE | 1 | [6 empty] | 20 | B4B5 | 13.0571 | 2.3301e-06 | 0.043052 | 0.011605 | 0.007259 | 4.522e-05 | 194.7051 | 180.9408 | 0.053712
| Civic Offices | Extra over external walls for quoins: Obtuse angle using special bricks. (Labour - Superstructure Works (per £ spent)) | 1701173 | 8403778 | 2 | Superstructure | Labour Effort | Assembly | 2.568 | Hours | 20 | 44 | 1 | FALSE | 1 | FALSE | 1 | [6 empty] | 40 | B4B5 | 13.0571 | 2.3301e-06 | 0.043052 | 0.011605 | 0.007259 | 4.522e-05 | 194.7051 | 180.9408 | 0.053712
| Civic Offices | Extra over external walls for quoins: Obtuse angle using special bricks. (Labour - Superstructure Works (per £ spent)) | 1701173 | 8403779 | 2 | Superstructure | Labour Effort | Assembly | 0.42799 | Hours | 10 | 44 | 1 | FALSE | 1 | FALSE | 1 | [6 empty] | 0 | A5 | 0.023144 | 1.4989e-09 | 0.00012549 | 2.8785e-05 | 7.1427e-06 | 2.7938e-08 | 0.35641 | 17.1244 | 9.1981e-05
| Civic Offices | Extra over external walls for quoins: Obtuse angle using special bricks. (Labour - Superstructure Works (per £ spent)) | 1701173 | 8403779 | 2 | Superstructure | Labour Effort | Assembly | 0.42799 | Hours | 10 | 44 | 1 | FALSE | 1 | FALSE | 1 | [6 empty] | 0 | A4 | 0 | 0 | 0 | 0 | 0 | 0 | 0 | 0 | 0
| Civic Offices | Extra over external walls for quoins: Obtuse angle using special bricks. (Labour - Superstructure Works (per £ spent)) | 1701173 | 8403779 | 2 | Superstructure | Labour Effort | Assembly | 0.42799 | Hours | 10 | 44 | 1 | FALSE | 1 | FALSE | 1 | [6 empty] | 10 | B4B5 | 0.023144 | 1.4989e-09 | 0.00012549 | 2.8785e-05 | 7.1427e-06 | 2.7938e-08 | 0.35641 | 17.1244 | 9.1981e-05
| Civic Offices | Extra over external walls for quoins: Obtuse angle using special bricks. (Labour - Superstructure Works (per £ spent)) | 1701173 | 8403779 | 2 | Superstructure | Labour Effort | Assembly | 0.42799 | Hours | 10 | 44 | 1 | FALSE | 1 | FALSE | 1 | [6 empty] | 20 | B4B5 | 0.023144 | 1.4989e-09 | 0.00012549 | 2.8785e-05 | 7.1427e-06 | 2.7938e-08 | 0.35641 | 17.1244 | 9.1981e-05
| Civic Offices | Extra over external walls for quoins: Obtuse angle using special bricks. (Labour - Superstructure Works (per £ spent)) | 1701173 | 8403779 | 2 | Superstructure | Labour Effort | Assembly | 0.42799 | Hours | 10 | 44 | 1 | FALSE | 1 | FALSE | 1 | [6 empty] | 30 | B4B5 | 0.023144 | 1.4989e-09 | 0.00012549 | 2.8785e-05 | 7.1427e-06 | 2.7938e-08 | 0.35641 | 17.1244 | 9.1981e-05
| Civic Offices | Extra over external walls for quoins: Obtuse angle using special bricks. (Labour - Superstructure Works (per £ spent)) | 1701173 | 8403779 | 2 | Superstructure | Labour Effort | Assembly | 0.42799 | Hours | 10 | 44 | 1 | FALSE | 1 | FALSE | 1 | [6 empty] | 40 | B4B5 | 0.023144 | 1.4989e-09 | 0.00012549 | 2.8785e-05 | 7.1427e-06 | 2.7938e-08 | 0.35641 | 17.1244 | 9.1981e-05
| Civic Offices | Extra over external walls for quoins: Obtuse angle using special bricks. (Labour - Superstructure Works (per £ spent)) | 1701173 | 8403779 | 2 | Superstructure | Labour Effort | Assembly | 0.42799 | Hours | 10 | 44 | 1 | FALSE | 1 | FALSE | 1 | [6 empty] | 50 | B4B5 | 0.023144 | 1.4989e-09 | 0.00012549 | 2.8785e-05 | 7.1427e-06 | 2.7938e-08 | 0.35641 | 17.1244 | 9.1981e-05
| Civic Offices | Extra over external walls for quoins: Obtuse angle using special bricks. (Labour - Superstructure Works (per £ spent)) | 1701173 | 8403780 | 2 | Superstructure | Labour Effort | Assembly | 0.42799 | Hours | 20 | 44 | 1 | FALSE | 1 | FALSE | 1 | [6 empty] | 0 | A5 | 0.023144 | 1.4989e-09 | 0.00012549 | 2.8785e-05 | 7.1427e-06 | 2.7938e-08 | 0.35641 | 17.1244 | 9.1981e-05
| Civic Offices | Extra over external walls for quoins: Obtuse angle using special bricks. (Labour - Superstructure Works (per £ spent)) | 1701173 | 8403780 | 2 | Superstructure | Labour Effort | Assembly | 0.42799 | Hours | 20 | 44 | 1 | FALSE | 1 | FALSE | 1 | [6 empty] | 0 | A4 | 0 | 0 | 0 | 0 | 0 | 0 | 0 | 0 | 0
| Civic Offices | Extra over external walls for quoins: Obtuse angle using special bricks. (Labour - Superstructure Works (per £ spent)) | 1701173 | 8403780 | 2 | Superstructure | Labour Effort | Assembly | 0.42799 | Hours | 20 | 44 | 1 | FALSE | 1 | FALSE | 1 | [6 empty] | 20 | B4B5 | 0.023144 | 1.4989e-09 | 0.00012549 | 2.8785e-05 | 7.1427e-06 | 2.7938e-08 | 0.35641 | 17.1244 | 9.1981e-05
| Civic Offices | Extra over external walls for quoins: Obtuse angle using special bricks. (Labour - Superstructure Works (per £ spent)) | 1701173 | 8403780 | 2 | Superstructure | Labour Effort | Assembly | 0.42799 | Hours | 20 | 44 | 1 | FALSE | 1 | FALSE | 1 | [6 empty] | 40 | B4B5 | 0.023144 | 1.4989e-09 | 0.00012549 | 2.8785e-05 | 7.1427e-06 | 2.7938e-08 | 0.35641 | 17.1244 | 9.1981e-05
| Civic Offices | Extra over external walls for forming openings for windows: details including overall size of opening (mm) to be stated. (Labour - Superstructure Works (per £ spent)) | 1701174 | 8403781 | 2 | Superstructure | Labour Effort | Assembly | 47.3674 | Hours | 200 | 44 | 1 | FALSE | 1 | FALSE | 1 | [6 empty] | 0 | A5 | 2.5615 | 1.6589e-07 | 0.013889 | 0.0031857 | 0.00079051 | 3.092e-06 | 39.4456 | 1895.2136 | 0.01018
| Civic Offices | Extra over external walls for forming openings for windows: details including overall size of opening (mm) to be stated. (Labour - Superstructure Works (per £ spent)) | 1701174 | 8403781 | 2 | Superstructure | Labour Effort | Assembly | 47.3674 | Hours | 200 | 44 | 1 | FALSE | 1 | FALSE | 1 | [6 empty] | 0 | A4 | 0 | 0 | 0 | 0 | 0 | 0 | 0 | 0 | 0
| Civic Offices | Extra over external walls for forming openings for windows: details including overall size of opening (mm) to be stated. (Labour - Superstructure Works (per £ spent)) | 1701174 | 8403782 | 2 | Superstructure | Labour Effort | Assembly | 284.2043 | Hours | 200 | 44 | 1 | FALSE | 1 | FALSE | 1 | [6 empty] | 0 | A5 | 15.3688 | 9.9535e-07 | 0.083331 | 0.019114 | 0.004743 | 1.8552e-05 | 236.6736 | 16771.163 | 0.061079
| Civic Offices | Extra over external walls for forming openings for windows: details including overall size of opening (mm) to be stated. (Labour - Superstructure Works (per £ spent)) | 1701174 | 8403782 | 2 | Superstructure | Labour Effort | Assembly | 284.2043 | Hours | 200 | 44 | 1 | FALSE | 1 | FALSE | 1 | [6 empty] | 0 | A4 | 465.0547 | 8.3559e-05 | 1.5227 | 0.41157 | 0.25978 | 0.0016219 | 6932.3967 | 1058.5263 | 1.9138
| Civic Offices | Extra over external walls for forming openings for windows: details including overall size of opening (mm) to be stated. (Labour - Superstructure Works (per £ spent)) | 1701174 | 8403783 | 2 | Superstructure | Labour effort | Assembly | 142.1021 | Hours | 10 | 44 | 1 | FALSE | 1 | FALSE | 1 | [6 empty] | 0 | A5 | 7.6844 | 4.9768e-07 | 0.041666 | 0.0095571 | 0.0023715 | 9.2759e-06 | 118.3368 | 8385.5815 | 0.030539
| Civic Offices | Extra over external walls for forming openings for windows: details including overall size of opening (mm) to be stated. (Labour - Superstructure Works (per £ spent)) | 1701174 | 8403783 | 2 | Superstructure | Labour effort | Assembly | 142.1021 | Hours | 10 | 44 | 1 | FALSE | 1 | FALSE | 1 | [6 empty] | 0 | A4 | 232.5273 | 4.178e-05 | 0.76137 | 0.20579 | 0.12989 | 0.00081093 | 3466.1983 | 529.2632 | 0.95688
| Civic Offices | Extra over external walls for forming openings for windows: details including overall size of opening (mm) to be stated. (Labour - Superstructure Works (per £ spent)) | 1701174 | 8403783 | 2 | Superstructure | Labour effort | Assembly | 142.1021 | Hours | 10 | 44 | 1 | FALSE | 1 | FALSE | 1 | [6 empty] | 10 | B4B5 | 240.2118 | 4.2277e-05 | 0.80304 | 0.21534 | 0.13226 | 0.00082021 | 3584.5351 | 8914.8447 | 0.98742
| Civic Offices | Extra over external walls for forming openings for windows: details including overall size of opening (mm) to be stated. (Labour - Superstructure Works (per £ spent)) | 1701174 | 8403783 | 2 | Superstructure | Labour effort | Assembly | 142.1021 | Hours | 10 | 44 | 1 | FALSE | 1 | FALSE | 1 | [6 empty] | 20 | B4B5 | 240.2118 | 4.2277e-05 | 0.80304 | 0.21534 | 0.13226 | 0.00082021 | 3584.5351 | 8914.8447 | 0.98742
| Civic Offices | Extra over external walls for forming openings for windows: details including overall size of opening (mm) to be stated. (Labour - Superstructure Works (per £ spent)) | 1701174 | 8403783 | 2 | Superstructure | Labour effort | Assembly | 142.1021 | Hours | 10 | 44 | 1 | FALSE | 1 | FALSE | 1 | [6 empty] | 30 | B4B5 | 240.2118 | 4.2277e-05 | 0.80304 | 0.21534 | 0.13226 | 0.00082021 | 3584.5351 | 8914.8447 | 0.98742
| Civic Offices | Extra over external walls for forming openings for windows: details including overall size of opening (mm) to be stated. (Labour - Superstructure Works (per £ spent)) | 1701174 | 8403783 | 2 | Superstructure | Labour effort | Assembly | 142.1021 | Hours | 10 | 44 | 1 | FALSE | 1 | FALSE | 1 | [6 empty] | 40 | B4B5 | 240.2118 | 4.2277e-05 | 0.80304 | 0.21534 | 0.13226 | 0.00082021 | 3584.5351 | 8914.8447 | 0.98742
| Civic Offices | Extra over external walls for forming openings for windows: details including overall size of opening (mm) to be stated. (Labour - Superstructure Works (per £ spent)) | 1701174 | 8403783 | 2 | Superstructure | Labour effort | Assembly | 142.1021 | Hours | 10 | 44 | 1 | FALSE | 1 | FALSE | 1 | [6 empty] | 50 | B4B5 | 240.2118 | 4.2277e-05 | 0.80304 | 0.21534 | 0.13226 | 0.00082021 | 3584.5351 | 8914.8447 | 0.98742
| Civic Offices | Extra over external walls for forming openings for windows: details including overall size of opening (mm) to be stated. (Labour - Superstructure Works (per £ spent)) | 1701174 | 8403784 | 2 | Superstructure | Labour Effort | Assembly | 142.1021 | Hours | 20 | 44 | 1 | FALSE | 1 | FALSE | 1 | [6 empty] | 0 | A5 | 7.6844 | 4.9768e-07 | 0.041666 | 0.0095571 | 0.0023715 | 9.2759e-06 | 118.3368 | 8385.5815 | 0.030539
| Civic Offices | Extra over external walls for forming openings for windows: details including overall size of opening (mm) to be stated. (Labour - Superstructure Works (per £ spent)) | 1701174 | 8403784 | 2 | Superstructure | Labour Effort | Assembly | 142.1021 | Hours | 20 | 44 | 1 | FALSE | 1 | FALSE | 1 | [6 empty] | 0 | A4 | 232.5273 | 4.178e-05 | 0.76137 | 0.20579 | 0.12989 | 0.00081093 | 3466.1983 | 529.2632 | 0.95688
| Civic Offices | Extra over external walls for forming openings for windows: details including overall size of opening (mm) to be stated. (Labour - Superstructure Works (per £ spent)) | 1701174 | 8403784 | 2 | Superstructure | Labour Effort | Assembly | 142.1021 | Hours | 20 | 44 | 1 | FALSE | 1 | FALSE | 1 | [6 empty] | 20 | B4B5 | 240.2118 | 4.2277e-05 | 0.80304 | 0.21534 | 0.13226 | 0.00082021 | 3584.5351 | 8914.8447 | 0.98742
| Civic Offices | Extra over external walls for forming openings for windows: details including overall size of opening (mm) to be stated. (Labour - Superstructure Works (per £ spent)) | 1701174 | 8403784 | 2 | Superstructure | Labour Effort | Assembly | 142.1021 | Hours | 20 | 44 | 1 | FALSE | 1 | FALSE | 1 | [6 empty] | 40 | B4B5 | 240.2118 | 4.2277e-05 | 0.80304 | 0.21534 | 0.13226 | 0.00082021 | 3584.5351 | 8914.8447 | 0.98742
| Civic Offices | Extra over external walls for forming openings for windows: details including overall size of opening (mm) to be stated. (Labour - Superstructure Works (per £ spent)) | 1701174 | 8403785 | 2 | Superstructure | Labour Effort | Assembly | 23.6837 | Hours | 10 | 44 | 1 | FALSE | 1 | FALSE | 1 | [6 empty] | 0 | A5 | 1.2807 | 8.2946e-08 | 0.0069443 | 0.0015928 | 0.00039525 | 1.546e-06 | 19.7228 | 947.6068 | 0.0050899
| Civic Offices | Extra over external walls for forming openings for windows: details including overall size of opening (mm) to be stated. (Labour - Superstructure Works (per £ spent)) | 1701174 | 8403785 | 2 | Superstructure | Labour Effort | Assembly | 23.6837 | Hours | 10 | 44 | 1 | FALSE | 1 | FALSE | 1 | [6 empty] | 0 | A4 | 0 | 0 | 0 | 0 | 0 | 0 | 0 | 0 | 0
| Civic Offices | Extra over external walls for forming openings for windows: details including overall size of opening (mm) to be stated. (Labour - Superstructure Works (per £ spent)) | 1701174 | 8403785 | 2 | Superstructure | Labour Effort | Assembly | 23.6837 | Hours | 10 | 44 | 1 | FALSE | 1 | FALSE | 1 | [6 empty] | 10 | B4B5 | 1.2807 | 8.2946e-08 | 0.0069443 | 0.0015928 | 0.00039525 | 1.546e-06 | 19.7228 | 947.6068 | 0.0050899
| Civic Offices | Extra over external walls for forming openings for windows: details including overall size of opening (mm) to be stated. (Labour - Superstructure Works (per £ spent)) | 1701174 | 8403785 | 2 | Superstructure | Labour Effort | Assembly | 23.6837 | Hours | 10 | 44 | 1 | FALSE | 1 | FALSE | 1 | [6 empty] | 20 | B4B5 | 1.2807 | 8.2946e-08 | 0.0069443 | 0.0015928 | 0.00039525 | 1.546e-06 | 19.7228 | 947.6068 | 0.0050899
| Civic Offices | Extra over external walls for forming openings for windows: details including overall size of opening (mm) to be stated. (Labour - Superstructure Works (per £ spent)) | 1701174 | 8403785 | 2 | Superstructure | Labour Effort | Assembly | 23.6837 | Hours | 10 | 44 | 1 | FALSE | 1 | FALSE | 1 | [6 empty] | 30 | B4B5 | 1.2807 | 8.2946e-08 | 0.0069443 | 0.0015928 | 0.00039525 | 1.546e-06 | 19.7228 | 947.6068 | 0.0050899
| Civic Offices | Extra over external walls for forming openings for windows: details including overall size of opening (mm) to be stated. (Labour - Superstructure Works (per £ spent)) | 1701174 | 8403785 | 2 | Superstructure | Labour Effort | Assembly | 23.6837 | Hours | 10 | 44 | 1 | FALSE | 1 | FALSE | 1 | [6 empty] | 40 | B4B5 | 1.2807 | 8.2946e-08 | 0.0069443 | 0.0015928 | 0.00039525 | 1.546e-06 | 19.7228 | 947.6068 | 0.0050899
| Civic Offices | Extra over external walls for forming openings for windows: details including overall size of opening (mm) to be stated. (Labour - Superstructure Works (per £ spent)) | 1701174 | 8403785 | 2 | Superstructure | Labour Effort | Assembly | 23.6837 | Hours | 10 | 44 | 1 | FALSE | 1 | FALSE | 1 | [6 empty] | 50 | B4B5 | 1.2807 | 8.2946e-08 | 0.0069443 | 0.0015928 | 0.00039525 | 1.546e-06 | 19.7228 | 947.6068 | 0.0050899
| Civic Offices | Extra over external walls for forming openings for windows: details including overall size of opening (mm) to be stated. (Labour - Superstructure Works (per £ spent)) | 1701174 | 8403786 | 2 | Superstructure | Labour Effort | Assembly | 23.6837 | Hours | 20 | 44 | 1 | FALSE | 1 | FALSE | 1 | [6 empty] | 0 | A5 | 1.2807 | 8.2946e-08 | 0.0069443 | 0.0015928 | 0.00039525 | 1.546e-06 | 19.7228 | 947.6068 | 0.0050899
| Civic Offices | Extra over external walls for forming openings for windows: details including overall size of opening (mm) to be stated. (Labour - Superstructure Works (per £ spent)) | 1701174 | 8403786 | 2 | Superstructure | Labour Effort | Assembly | 23.6837 | Hours | 20 | 44 | 1 | FALSE | 1 | FALSE | 1 | [6 empty] | 0 | A4 | 0 | 0 | 0 | 0 | 0 | 0 | 0 | 0 | 0
| Civic Offices | Extra over external walls for forming openings for windows: details including overall size of opening (mm) to be stated. (Labour - Superstructure Works (per £ spent)) | 1701174 | 8403786 | 2 | Superstructure | Labour Effort | Assembly | 23.6837 | Hours | 20 | 44 | 1 | FALSE | 1 | FALSE | 1 | [6 empty] | 20 | B4B5 | 1.2807 | 8.2946e-08 | 0.0069443 | 0.0015928 | 0.00039525 | 1.546e-06 | 19.7228 | 947.6068 | 0.0050899
| Civic Offices | Extra over external walls for forming openings for windows: details including overall size of opening (mm) to be stated. (Labour - Superstructure Works (per £ spent)) | 1701174 | 8403786 | 2 | Superstructure | Labour Effort | Assembly | 23.6837 | Hours | 20 | 44 | 1 | FALSE | 1 | FALSE | 1 | [6 empty] | 40 | B4B5 | 1.2807 | 8.2946e-08 | 0.0069443 | 0.0015928 | 0.00039525 | 1.546e-06 | 19.7228 | 947.6068 | 0.0050899
| Civic Offices | Extra over external walls for forming openings for external doors: details including overall size of opening (mm) to be stated. (Labour - Superstructure Works (per £ spent)) | 1701175 | 8403787 | 2 | Superstructure | Labour Effort | Assembly | 3.4524 | Hours | 200 | 44 | 1 | FALSE | 1 | FALSE | 1 | [6 empty] | 0 | A5 | 0.1867 | 1.2091e-08 | 0.0010123 | 0.00023219 | 5.7617e-05 | 2.2536e-07 | 2.875 | 138.1351 | 0.00074197
| Civic Offices | Extra over external walls for forming openings for external doors: details including overall size of opening (mm) to be stated. (Labour - Superstructure Works (per £ spent)) | 1701175 | 8403787 | 2 | Superstructure | Labour Effort | Assembly | 3.4524 | Hours | 200 | 44 | 1 | FALSE | 1 | FALSE | 1 | [6 empty] | 0 | A4 | 0 | 0 | 0 | 0 | 0 | 0 | 0 | 0 | 0
| Civic Offices | Extra over external walls for forming openings for external doors: details including overall size of opening (mm) to be stated. (Labour - Superstructure Works (per £ spent)) | 1701175 | 8403788 | 2 | Superstructure | Labour Effort | Assembly | 20.7146 | Hours | 200 | 44 | 1 | FALSE | 1 | FALSE | 1 | [6 empty] | 0 | A5 | 1.1202 | 7.2548e-08 | 0.0060737 | 0.0013932 | 0.0003457 | 1.3522e-06 | 17.2503 | 1222.388 | 0.0044518
| Civic Offices | Extra over external walls for forming openings for external doors: details including overall size of opening (mm) to be stated. (Labour - Superstructure Works (per £ spent)) | 1701175 | 8403788 | 2 | Superstructure | Labour Effort | Assembly | 20.7146 | Hours | 200 | 44 | 1 | FALSE | 1 | FALSE | 1 | [6 empty] | 0 | A4 | 38.7546 | 6.9633e-06 | 0.1269 | 0.034298 | 0.021648 | 0.00013516 | 577.6997 | 88.2105 | 0.15948
| Civic Offices | Extra over external walls for forming openings for external doors: details including overall size of opening (mm) to be stated. (Labour - Superstructure Works (per £ spent)) | 1701175 | 8403789 | 2 | Superstructure | Labour effort | Assembly | 10.3573 | Hours | 10 | 44 | 1 | FALSE | 1 | FALSE | 1 | [6 empty] | 0 | A5 | 0.56009 | 3.6274e-08 | 0.0030368 | 0.00069658 | 0.00017285 | 6.7609e-07 | 8.6251 | 611.194 | 0.0022259
| Civic Offices | Extra over external walls for forming openings for external doors: details including overall size of opening (mm) to be stated. (Labour - Superstructure Works (per £ spent)) | 1701175 | 8403789 | 2 | Superstructure | Labour effort | Assembly | 10.3573 | Hours | 10 | 44 | 1 | FALSE | 1 | FALSE | 1 | [6 empty] | 0 | A4 | 25.8364 | 4.6422e-06 | 0.084597 | 0.022865 | 0.014432 | 9.0104e-05 | 385.1331 | 58.807 | 0.10632
| Civic Offices | Extra over external walls for forming openings for external doors: details including overall size of opening (mm) to be stated. (Labour - Superstructure Works (per £ spent)) | 1701175 | 8403789 | 2 | Superstructure | Labour effort | Assembly | 10.3573 | Hours | 10 | 44 | 1 | FALSE | 1 | FALSE | 1 | [6 empty] | 10 | B4B5 | 26.3965 | 4.6784e-06 | 0.087634 | 0.023562 | 0.014605 | 9.078e-05 | 393.7583 | 670.001 | 0.10855
| Civic Offices | Extra over external walls for forming openings for external doors: details including overall size of opening (mm) to be stated. (Labour - Superstructure Works (per £ spent)) | 1701175 | 8403789 | 2 | Superstructure | Labour effort | Assembly | 10.3573 | Hours | 10 | 44 | 1 | FALSE | 1 | FALSE | 1 | [6 empty] | 20 | B4B5 | 26.3965 | 4.6784e-06 | 0.087634 | 0.023562 | 0.014605 | 9.078e-05 | 393.7583 | 670.001 | 0.10855
| Civic Offices | Extra over external walls for forming openings for external doors: details including overall size of opening (mm) to be stated. (Labour - Superstructure Works (per £ spent)) | 1701175 | 8403789 | 2 | Superstructure | Labour effort | Assembly | 10.3573 | Hours | 10 | 44 | 1 | FALSE | 1 | FALSE | 1 | [6 empty] | 30 | B4B5 | 26.3965 | 4.6784e-06 | 0.087634 | 0.023562 | 0.014605 | 9.078e-05 | 393.7583 | 670.001 | 0.10855
| Civic Offices | Extra over external walls for forming openings for external doors: details including overall size of opening (mm) to be stated. (Labour - Superstructure Works (per £ spent)) | 1701175 | 8403789 | 2 | Superstructure | Labour effort | Assembly | 10.3573 | Hours | 10 | 44 | 1 | FALSE | 1 | FALSE | 1 | [6 empty] | 40 | B4B5 | 26.3965 | 4.6784e-06 | 0.087634 | 0.023562 | 0.014605 | 9.078e-05 | 393.7583 | 670.001 | 0.10855
| Civic Offices | Extra over external walls for forming openings for external doors: details including overall size of opening (mm) to be stated. (Labour - Superstructure Works (per £ spent)) | 1701175 | 8403789 | 2 | Superstructure | Labour effort | Assembly | 10.3573 | Hours | 10 | 44 | 1 | FALSE | 1 | FALSE | 1 | [6 empty] | 50 | B4B5 | 26.3965 | 4.6784e-06 | 0.087634 | 0.023562 | 0.014605 | 9.078e-05 | 393.7583 | 670.001 | 0.10855
| Civic Offices | Extra over external walls for forming openings for external doors: details including overall size of opening (mm) to be stated. (Labour - Superstructure Works (per £ spent)) | 1701175 | 8403790 | 2 | Superstructure | Labour Effort | Assembly | 10.3573 | Hours | 20 | 44 | 1 | FALSE | 1 | FALSE | 1 | [6 empty] | 0 | A5 | 0.56009 | 3.6274e-08 | 0.0030368 | 0.00069658 | 0.00017285 | 6.7609e-07 | 8.6251 | 611.194 | 0.0022259
| Civic Offices | Extra over external walls for forming openings for external doors: details including overall size of opening (mm) to be stated. (Labour - Superstructure Works (per £ spent)) | 1701175 | 8403790 | 2 | Superstructure | Labour Effort | Assembly | 10.3573 | Hours | 20 | 44 | 1 | FALSE | 1 | FALSE | 1 | [6 empty] | 0 | A4 | 25.8364 | 4.6422e-06 | 0.084597 | 0.022865 | 0.014432 | 9.0104e-05 | 385.1331 | 58.807 | 0.10632
| Civic Offices | Extra over external walls for forming openings for external doors: details including overall size of opening (mm) to be stated. (Labour - Superstructure Works (per £ spent)) | 1701175 | 8403790 | 2 | Superstructure | Labour Effort | Assembly | 10.3573 | Hours | 20 | 44 | 1 | FALSE | 1 | FALSE | 1 | [6 empty] | 20 | B4B5 | 26.3965 | 4.6784e-06 | 0.087634 | 0.023562 | 0.014605 | 9.078e-05 | 393.7583 | 670.001 | 0.10855
| Civic Offices | Extra over external walls for forming openings for external doors: details including overall size of opening (mm) to be stated. (Labour - Superstructure Works (per £ spent)) | 1701175 | 8403790 | 2 | Superstructure | Labour Effort | Assembly | 10.3573 | Hours | 20 | 44 | 1 | FALSE | 1 | FALSE | 1 | [6 empty] | 40 | B4B5 | 26.3965 | 4.6784e-06 | 0.087634 | 0.023562 | 0.014605 | 9.078e-05 | 393.7583 | 670.001 | 0.10855
| Civic Offices | Extra over external walls for forming openings for external doors: details including overall size of opening (mm) to be stated. (Labour - Superstructure Works (per £ spent)) | 1701175 | 8403791 | 2 | Superstructure | Labour Effort | Assembly | 1.7262 | Hours | 10 | 44 | 1 | FALSE | 1 | FALSE | 1 | [6 empty] | 0 | A5 | 0.093348 | 6.0456e-09 | 0.00050614 | 0.0001161 | 2.8809e-05 | 1.1268e-07 | 1.4375 | 69.0675 | 0.00037099
| Civic Offices | Extra over external walls for forming openings for external doors: details including overall size of opening (mm) to be stated. (Labour - Superstructure Works (per £ spent)) | 1701175 | 8403791 | 2 | Superstructure | Labour Effort | Assembly | 1.7262 | Hours | 10 | 44 | 1 | FALSE | 1 | FALSE | 1 | [6 empty] | 0 | A4 | 0 | 0 | 0 | 0 | 0 | 0 | 0 | 0 | 0
| Civic Offices | Extra over external walls for forming openings for external doors: details including overall size of opening (mm) to be stated. (Labour - Superstructure Works (per £ spent)) | 1701175 | 8403791 | 2 | Superstructure | Labour Effort | Assembly | 1.7262 | Hours | 10 | 44 | 1 | FALSE | 1 | FALSE | 1 | [6 empty] | 10 | B4B5 | 0.093348 | 6.0456e-09 | 0.00050614 | 0.0001161 | 2.8809e-05 | 1.1268e-07 | 1.4375 | 69.0675 | 0.00037099
| Civic Offices | Extra over external walls for forming openings for external doors: details including overall size of opening (mm) to be stated. (Labour - Superstructure Works (per £ spent)) | 1701175 | 8403791 | 2 | Superstructure | Labour Effort | Assembly | 1.7262 | Hours | 10 | 44 | 1 | FALSE | 1 | FALSE | 1 | [6 empty] | 20 | B4B5 | 0.093348 | 6.0456e-09 | 0.00050614 | 0.0001161 | 2.8809e-05 | 1.1268e-07 | 1.4375 | 69.0675 | 0.00037099
| Civic Offices | Extra over external walls for forming openings for external doors: details including overall size of opening (mm) to be stated. (Labour - Superstructure Works (per £ spent)) | 1701175 | 8403791 | 2 | Superstructure | Labour Effort | Assembly | 1.7262 | Hours | 10 | 44 | 1 | FALSE | 1 | FALSE | 1 | [6 empty] | 30 | B4B5 | 0.093348 | 6.0456e-09 | 0.00050614 | 0.0001161 | 2.8809e-05 | 1.1268e-07 | 1.4375 | 69.0675 | 0.00037099
| Civic Offices | Extra over external walls for forming openings for external doors: details including overall size of opening (mm) to be stated. (Labour - Superstructure Works (per £ spent)) | 1701175 | 8403791 | 2 | Superstructure | Labour Effort | Assembly | 1.7262 | Hours | 10 | 44 | 1 | FALSE | 1 | FALSE | 1 | [6 empty] | 40 | B4B5 | 0.093348 | 6.0456e-09 | 0.00050614 | 0.0001161 | 2.8809e-05 | 1.1268e-07 | 1.4375 | 69.0675 | 0.00037099
| Civic Offices | Extra over external walls for forming openings for external doors: details including overall size of opening (mm) to be stated. (Labour - Superstructure Works (per £ spent)) | 1701175 | 8403791 | 2 | Superstructure | Labour Effort | Assembly | 1.7262 | Hours | 10 | 44 | 1 | FALSE | 1 | FALSE | 1 | [6 empty] | 50 | B4B5 | 0.093348 | 6.0456e-09 | 0.00050614 | 0.0001161 | 2.8809e-05 | 1.1268e-07 | 1.4375 | 69.0675 | 0.00037099
| Civic Offices | Extra over external walls for forming openings for external doors: details including overall size of opening (mm) to be stated. (Labour - Superstructure Works (per £ spent)) | 1701175 | 8403792 | 2 | Superstructure | Labour Effort | Assembly | 1.7262 | Hours | 20 | 44 | 1 | FALSE | 1 | FALSE | 1 | [6 empty] | 0 | A5 | 0.093348 | 6.0456e-09 | 0.00050614 | 0.0001161 | 2.8809e-05 | 1.1268e-07 | 1.4375 | 69.0675 | 0.00037099
| Civic Offices | Extra over external walls for forming openings for external doors: details including overall size of opening (mm) to be stated. (Labour - Superstructure Works (per £ spent)) | 1701175 | 8403792 | 2 | Superstructure | Labour Effort | Assembly | 1.7262 | Hours | 20 | 44 | 1 | FALSE | 1 | FALSE | 1 | [6 empty] | 0 | A4 | 0 | 0 | 0 | 0 | 0 | 0 | 0 | 0 | 0
| Civic Offices | Extra over external walls for forming openings for external doors: details including overall size of opening (mm) to be stated. (Labour - Superstructure Works (per £ spent)) | 1701175 | 8403792 | 2 | Superstructure | Labour Effort | Assembly | 1.7262 | Hours | 20 | 44 | 1 | FALSE | 1 | FALSE | 1 | [6 empty] | 20 | B4B5 | 0.093348 | 6.0456e-09 | 0.00050614 | 0.0001161 | 2.8809e-05 | 1.1268e-07 | 1.4375 | 69.0675 | 0.00037099
| Civic Offices | Extra over external walls for forming openings for external doors: details including overall size of opening (mm) to be stated. (Labour - Superstructure Works (per £ spent)) | 1701175 | 8403792 | 2 | Superstructure | Labour Effort | Assembly | 1.7262 | Hours | 20 | 44 | 1 | FALSE | 1 | FALSE | 1 | [6 empty] | 40 | B4B5 | 0.093348 | 6.0456e-09 | 0.00050614 | 0.0001161 | 2.8809e-05 | 1.1268e-07 | 1.4375 | 69.0675 | 0.00037099
| Civic Offices | Extra over cladding or curtain walling system for integral opening auotmatic double door overall size of opening 2 x 2.5m high. (Labour - Superstructure Works (per £ spent)) | 1701176 | 8403793 | 2 | Superstructure | Labour Effort | Assembly | 6.3021 | Hours | 200 | 44 | 1 | FALSE | 1 | FALSE | 1 | [6 empty] | 0 | A5 | 0.34079 | 2.2071e-08 | 0.0018478 | 0.00042385 | 0.00010517 | 4.1137e-07 | 5.2481 | 252.1514 | 0.0013544
| Civic Offices | Extra over cladding or curtain walling system for integral opening auotmatic double door overall size of opening 2 x 2.5m high. (Labour - Superstructure Works (per £ spent)) | 1701176 | 8403793 | 2 | Superstructure | Labour Effort | Assembly | 6.3021 | Hours | 200 | 44 | 1 | FALSE | 1 | FALSE | 1 | [6 empty] | 0 | A4 | 0 | 0 | 0 | 0 | 0 | 0 | 0 | 0 | 0
| Civic Offices | Extra over cladding or curtain walling system for integral opening auotmatic double door overall size of opening 2 x 2.5m high. (Labour - Superstructure Works (per £ spent)) | 1701176 | 8403794 | 2 | Superstructure | Labour Effort | Assembly | 37.8124 | Hours | 200 | 44 | 1 | FALSE | 1 | FALSE | 1 | [6 empty] | 0 | A5 | 2.0448 | 1.3243e-07 | 0.011087 | 0.0025431 | 0.00063104 | 2.4682e-06 | 31.4886 | 2231.3431 | 0.0081263
| Civic Offices | Extra over cladding or curtain walling system for integral opening auotmatic double door overall size of opening 2 x 2.5m high. (Labour - Superstructure Works (per £ spent)) | 1701176 | 8403794 | 2 | Superstructure | Labour Effort | Assembly | 37.8124 | Hours | 200 | 44 | 1 | FALSE | 1 | FALSE | 1 | [6 empty] | 0 | A4 | 64.5909 | 1.1605e-05 | 0.21149 | 0.057163 | 0.03608 | 0.00022526 | 962.8329 | 147.0175 | 0.2658
| Civic Offices | Extra over cladding or curtain walling system for integral opening auotmatic double door overall size of opening 2 x 2.5m high. (Labour - Superstructure Works (per £ spent)) | 1701176 | 8403795 | 2 | Superstructure | Labour effort | Assembly | 18.9062 | Hours | 10 | 44 | 1 | FALSE | 1 | FALSE | 1 | [6 empty] | 0 | A5 | 1.0224 | 6.6214e-08 | 0.0055435 | 0.0012715 | 0.00031552 | 1.2341e-06 | 15.7443 | 1115.6716 | 0.0040632
| Civic Offices | Extra over cladding or curtain walling system for integral opening auotmatic double door overall size of opening 2 x 2.5m high. (Labour - Superstructure Works (per £ spent)) | 1701176 | 8403795 | 2 | Superstructure | Labour effort | Assembly | 18.9062 | Hours | 10 | 44 | 1 | FALSE | 1 | FALSE | 1 | [6 empty] | 0 | A4 | 38.7546 | 6.9633e-06 | 0.1269 | 0.034298 | 0.021648 | 0.00013516 | 577.6997 | 88.2105 | 0.15948
| Civic Offices | Extra over cladding or curtain walling system for integral opening auotmatic double door overall size of opening 2 x 2.5m high. (Labour - Superstructure Works (per £ spent)) | 1701176 | 8403795 | 2 | Superstructure | Labour effort | Assembly | 18.9062 | Hours | 10 | 44 | 1 | FALSE | 1 | FALSE | 1 | [6 empty] | 10 | B4B5 | 39.7769 | 7.0295e-06 | 0.13244 | 0.035569 | 0.021964 | 0.00013639 | 593.444 | 1203.8821 | 0.16354
| Civic Offices | Extra over cladding or curtain walling system for integral opening auotmatic double door overall size of opening 2 x 2.5m high. (Labour - Superstructure Works (per £ spent)) | 1701176 | 8403795 | 2 | Superstructure | Labour effort | Assembly | 18.9062 | Hours | 10 | 44 | 1 | FALSE | 1 | FALSE | 1 | [6 empty] | 20 | B4B5 | 39.7769 | 7.0295e-06 | 0.13244 | 0.035569 | 0.021964 | 0.00013639 | 593.444 | 1203.8821 | 0.16354
| Civic Offices | Extra over cladding or curtain walling system for integral opening auotmatic double door overall size of opening 2 x 2.5m high. (Labour - Superstructure Works (per £ spent)) | 1701176 | 8403795 | 2 | Superstructure | Labour effort | Assembly | 18.9062 | Hours | 10 | 44 | 1 | FALSE | 1 | FALSE | 1 | [6 empty] | 30 | B4B5 | 39.7769 | 7.0295e-06 | 0.13244 | 0.035569 | 0.021964 | 0.00013639 | 593.444 | 1203.8821 | 0.16354
| Civic Offices | Extra over cladding or curtain walling system for integral opening auotmatic double door overall size of opening 2 x 2.5m high. (Labour - Superstructure Works (per £ spent)) | 1701176 | 8403795 | 2 | Superstructure | Labour effort | Assembly | 18.9062 | Hours | 10 | 44 | 1 | FALSE | 1 | FALSE | 1 | [6 empty] | 40 | B4B5 | 39.7769 | 7.0295e-06 | 0.13244 | 0.035569 | 0.021964 | 0.00013639 | 593.444 | 1203.8821 | 0.16354
| Civic Offices | Extra over cladding or curtain walling system for integral opening auotmatic double door overall size of opening 2 x 2.5m high. (Labour - Superstructure Works (per £ spent)) | 1701176 | 8403795 | 2 | Superstructure | Labour effort | Assembly | 18.9062 | Hours | 10 | 44 | 1 | FALSE | 1 | FALSE | 1 | [6 empty] | 50 | B4B5 | 39.7769 | 7.0295e-06 | 0.13244 | 0.035569 | 0.021964 | 0.00013639 | 593.444 | 1203.8821 | 0.16354
| Civic Offices | Extra over cladding or curtain walling system for integral opening auotmatic double door overall size of opening 2 x 2.5m high. (Labour - Superstructure Works (per £ spent)) | 1701176 | 8403796 | 2 | Superstructure | Labour Effort | Assembly | 18.9062 | Hours | 20 | 44 | 1 | FALSE | 1 | FALSE | 1 | [6 empty] | 0 | A5 | 1.0224 | 6.6214e-08 | 0.0055435 | 0.0012715 | 0.00031552 | 1.2341e-06 | 15.7443 | 1115.6716 | 0.0040632
| Civic Offices | Extra over cladding or curtain walling system for integral opening auotmatic double door overall size of opening 2 x 2.5m high. (Labour - Superstructure Works (per £ spent)) | 1701176 | 8403796 | 2 | Superstructure | Labour Effort | Assembly | 18.9062 | Hours | 20 | 44 | 1 | FALSE | 1 | FALSE | 1 | [6 empty] | 0 | A4 | 38.7546 | 6.9633e-06 | 0.1269 | 0.034298 | 0.021648 | 0.00013516 | 577.6997 | 88.2105 | 0.15948
| Civic Offices | Extra over cladding or curtain walling system for integral opening auotmatic double door overall size of opening 2 x 2.5m high. (Labour - Superstructure Works (per £ spent)) | 1701176 | 8403796 | 2 | Superstructure | Labour Effort | Assembly | 18.9062 | Hours | 20 | 44 | 1 | FALSE | 1 | FALSE | 1 | [6 empty] | 20 | B4B5 | 39.7769 | 7.0295e-06 | 0.13244 | 0.035569 | 0.021964 | 0.00013639 | 593.444 | 1203.8821 | 0.16354
| Civic Offices | Extra over cladding or curtain walling system for integral opening auotmatic double door overall size of opening 2 x 2.5m high. (Labour - Superstructure Works (per £ spent)) | 1701176 | 8403796 | 2 | Superstructure | Labour Effort | Assembly | 18.9062 | Hours | 20 | 44 | 1 | FALSE | 1 | FALSE | 1 | [6 empty] | 40 | B4B5 | 39.7769 | 7.0295e-06 | 0.13244 | 0.035569 | 0.021964 | 0.00013639 | 593.444 | 1203.8821 | 0.16354
| Civic Offices | Extra over cladding or curtain walling system for integral opening auotmatic double door overall size of opening 2 x 2.5m high. (Labour - Superstructure Works (per £ spent)) | 1701176 | 8403797 | 2 | Superstructure | Labour Effort | Assembly | 3.151 | Hours | 10 | 44 | 1 | FALSE | 1 | FALSE | 1 | [6 empty] | 0 | A5 | 0.1704 | 1.1036e-08 | 0.00092391 | 0.00021192 | 5.2587e-05 | 2.0569e-07 | 2.624 | 126.0757 | 0.00067719
| Civic Offices | Extra over cladding or curtain walling system for integral opening auotmatic double door overall size of opening 2 x 2.5m high. (Labour - Superstructure Works (per £ spent)) | 1701176 | 8403797 | 2 | Superstructure | Labour Effort | Assembly | 3.151 | Hours | 10 | 44 | 1 | FALSE | 1 | FALSE | 1 | [6 empty] | 0 | A4 | 0 | 0 | 0 | 0 | 0 | 0 | 0 | 0 | 0
| Civic Offices | Extra over cladding or curtain walling system for integral opening auotmatic double door overall size of opening 2 x 2.5m high. (Labour - Superstructure Works (per £ spent)) | 1701176 | 8403797 | 2 | Superstructure | Labour Effort | Assembly | 3.151 | Hours | 10 | 44 | 1 | FALSE | 1 | FALSE | 1 | [6 empty] | 10 | B4B5 | 0.1704 | 1.1036e-08 | 0.00092391 | 0.00021192 | 5.2587e-05 | 2.0569e-07 | 2.624 | 126.0757 | 0.00067719
| Civic Offices | Extra over cladding or curtain walling system for integral opening auotmatic double door overall size of opening 2 x 2.5m high. (Labour - Superstructure Works (per £ spent)) | 1701176 | 8403797 | 2 | Superstructure | Labour Effort | Assembly | 3.151 | Hours | 10 | 44 | 1 | FALSE | 1 | FALSE | 1 | [6 empty] | 20 | B4B5 | 0.1704 | 1.1036e-08 | 0.00092391 | 0.00021192 | 5.2587e-05 | 2.0569e-07 | 2.624 | 126.0757 | 0.00067719
| Civic Offices | Extra over cladding or curtain walling system for integral opening auotmatic double door overall size of opening 2 x 2.5m high. (Labour - Superstructure Works (per £ spent)) | 1701176 | 8403797 | 2 | Superstructure | Labour Effort | Assembly | 3.151 | Hours | 10 | 44 | 1 | FALSE | 1 | FALSE | 1 | [6 empty] | 30 | B4B5 | 0.1704 | 1.1036e-08 | 0.00092391 | 0.00021192 | 5.2587e-05 | 2.0569e-07 | 2.624 | 126.0757 | 0.00067719
| Civic Offices | Extra over cladding or curtain walling system for integral opening auotmatic double door overall size of opening 2 x 2.5m high. (Labour - Superstructure Works (per £ spent)) | 1701176 | 8403797 | 2 | Superstructure | Labour Effort | Assembly | 3.151 | Hours | 10 | 44 | 1 | FALSE | 1 | FALSE | 1 | [6 empty] | 40 | B4B5 | 0.1704 | 1.1036e-08 | 0.00092391 | 0.00021192 | 5.2587e-05 | 2.0569e-07 | 2.624 | 126.0757 | 0.00067719
| Civic Offices | Extra over cladding or curtain walling system for integral opening auotmatic double door overall size of opening 2 x 2.5m high. (Labour - Superstructure Works (per £ spent)) | 1701176 | 8403797 | 2 | Superstructure | Labour Effort | Assembly | 3.151 | Hours | 10 | 44 | 1 | FALSE | 1 | FALSE | 1 | [6 empty] | 50 | B4B5 | 0.1704 | 1.1036e-08 | 0.00092391 | 0.00021192 | 5.2587e-05 | 2.0569e-07 | 2.624 | 126.0757 | 0.00067719
| Civic Offices | Extra over cladding or curtain walling system for integral opening auotmatic double door overall size of opening 2 x 2.5m high. (Labour - Superstructure Works (per £ spent)) | 1701176 | 8403798 | 2 | Superstructure | Labour Effort | Assembly | 3.151 | Hours | 20 | 44 | 1 | FALSE | 1 | FALSE | 1 | [6 empty] | 0 | A5 | 0.1704 | 1.1036e-08 | 0.00092391 | 0.00021192 | 5.2587e-05 | 2.0569e-07 | 2.624 | 126.0757 | 0.00067719
| Civic Offices | Extra over cladding or curtain walling system for integral opening auotmatic double door overall size of opening 2 x 2.5m high. (Labour - Superstructure Works (per £ spent)) | 1701176 | 8403798 | 2 | Superstructure | Labour Effort | Assembly | 3.151 | Hours | 20 | 44 | 1 | FALSE | 1 | FALSE | 1 | [6 empty] | 0 | A4 | 0 | 0 | 0 | 0 | 0 | 0 | 0 | 0 | 0
| Civic Offices | Extra over cladding or curtain walling system for integral opening auotmatic double door overall size of opening 2 x 2.5m high. (Labour - Superstructure Works (per £ spent)) | 1701176 | 8403798 | 2 | Superstructure | Labour Effort | Assembly | 3.151 | Hours | 20 | 44 | 1 | FALSE | 1 | FALSE | 1 | [6 empty] | 20 | B4B5 | 0.1704 | 1.1036e-08 | 0.00092391 | 0.00021192 | 5.2587e-05 | 2.0569e-07 | 2.624 | 126.0757 | 0.00067719
| Civic Offices | Extra over cladding or curtain walling system for integral opening auotmatic double door overall size of opening 2 x 2.5m high. (Labour - Superstructure Works (per £ spent)) | 1701176 | 8403798 | 2 | Superstructure | Labour Effort | Assembly | 3.151 | Hours | 20 | 44 | 1 | FALSE | 1 | FALSE | 1 | [6 empty] | 40 | B4B5 | 0.1704 | 1.1036e-08 | 0.00092391 | 0.00021192 | 5.2587e-05 | 2.0569e-07 | 2.624 | 126.0757 | 0.00067719
| Civic Offices | Safety barriers handrails or combined balusters and handrails to faceted glazing or cladding systems: details to be stated. (Labour - Superstructure Works (per £ spent)) | 1701177 | 8403799 | 2 | Superstructure | Labour Effort | Assembly | 5.4801 | Hours | 200 | 44 | 1 | FALSE | 1 | FALSE | 1 | [6 empty] | 0 | A5 | 0.29634 | 1.9193e-08 | 0.0016068 | 0.00036856 | 9.1456e-05 | 3.5772e-07 | 4.5636 | 219.2621 | 0.0011777
| Civic Offices | Safety barriers handrails or combined balusters and handrails to faceted glazing or cladding systems: details to be stated. (Labour - Superstructure Works (per £ spent)) | 1701177 | 8403799 | 2 | Superstructure | Labour Effort | Assembly | 5.4801 | Hours | 200 | 44 | 1 | FALSE | 1 | FALSE | 1 | [6 empty] | 0 | A4 | 0 | 0 | 0 | 0 | 0 | 0 | 0 | 0 | 0
| Civic Offices | Safety barriers handrails or combined balusters and handrails to faceted glazing or cladding systems: details to be stated. (Labour - Superstructure Works (per £ spent)) | 1701177 | 8403800 | 2 | Superstructure | Labour Effort | Assembly | 32.8803 | Hours | 200 | 44 | 1 | FALSE | 1 | FALSE | 1 | [6 empty] | 0 | A5 | 1.7781 | 1.1516e-07 | 0.0096408 | 0.0022114 | 0.00054873 | 2.1463e-06 | 27.3814 | 1940.2984 | 0.0070664
| Civic Offices | Safety barriers handrails or combined balusters and handrails to faceted glazing or cladding systems: details to be stated. (Labour - Superstructure Works (per £ spent)) | 1701177 | 8403800 | 2 | Superstructure | Labour Effort | Assembly | 32.8803 | Hours | 200 | 44 | 1 | FALSE | 1 | FALSE | 1 | [6 empty] | 0 | A4 | 64.5909 | 1.1605e-05 | 0.21149 | 0.057163 | 0.03608 | 0.00022526 | 962.8329 | 147.0175 | 0.2658
| Civic Offices | Safety barriers handrails or combined balusters and handrails to faceted glazing or cladding systems: details to be stated. (Labour - Superstructure Works (per £ spent)) | 1701177 | 8403801 | 2 | Superstructure | Labour effort | Assembly | 16.4402 | Hours | 10 | 44 | 1 | FALSE | 1 | FALSE | 1 | [6 empty] | 0 | A5 | 0.88903 | 5.7578e-08 | 0.0048204 | 0.0011057 | 0.00027437 | 1.0732e-06 | 13.6907 | 970.1492 | 0.0035332
| Civic Offices | Safety barriers handrails or combined balusters and handrails to faceted glazing or cladding systems: details to be stated. (Labour - Superstructure Works (per £ spent)) | 1701177 | 8403801 | 2 | Superstructure | Labour effort | Assembly | 16.4402 | Hours | 10 | 44 | 1 | FALSE | 1 | FALSE | 1 | [6 empty] | 0 | A4 | 38.7546 | 6.9633e-06 | 0.1269 | 0.034298 | 0.021648 | 0.00013516 | 577.6997 | 88.2105 | 0.15948
| Civic Offices | Safety barriers handrails or combined balusters and handrails to faceted glazing or cladding systems: details to be stated. (Labour - Superstructure Works (per £ spent)) | 1701177 | 8403801 | 2 | Superstructure | Labour effort | Assembly | 16.4402 | Hours | 10 | 44 | 1 | FALSE | 1 | FALSE | 1 | [6 empty] | 10 | B4B5 | 39.6436 | 7.0208e-06 | 0.13172 | 0.035404 | 0.021923 | 0.00013623 | 591.3904 | 1058.3597 | 0.16301
| Civic Offices | Safety barriers handrails or combined balusters and handrails to faceted glazing or cladding systems: details to be stated. (Labour - Superstructure Works (per £ spent)) | 1701177 | 8403801 | 2 | Superstructure | Labour effort | Assembly | 16.4402 | Hours | 10 | 44 | 1 | FALSE | 1 | FALSE | 1 | [6 empty] | 20 | B4B5 | 39.6436 | 7.0208e-06 | 0.13172 | 0.035404 | 0.021923 | 0.00013623 | 591.3904 | 1058.3597 | 0.16301
| Civic Offices | Safety barriers handrails or combined balusters and handrails to faceted glazing or cladding systems: details to be stated. (Labour - Superstructure Works (per £ spent)) | 1701177 | 8403801 | 2 | Superstructure | Labour effort | Assembly | 16.4402 | Hours | 10 | 44 | 1 | FALSE | 1 | FALSE | 1 | [6 empty] | 30 | B4B5 | 39.6436 | 7.0208e-06 | 0.13172 | 0.035404 | 0.021923 | 0.00013623 | 591.3904 | 1058.3597 | 0.16301
| Civic Offices | Safety barriers handrails or combined balusters and handrails to faceted glazing or cladding systems: details to be stated. (Labour - Superstructure Works (per £ spent)) | 1701177 | 8403801 | 2 | Superstructure | Labour effort | Assembly | 16.4402 | Hours | 10 | 44 | 1 | FALSE | 1 | FALSE | 1 | [6 empty] | 40 | B4B5 | 39.6436 | 7.0208e-06 | 0.13172 | 0.035404 | 0.021923 | 0.00013623 | 591.3904 | 1058.3597 | 0.16301
| Civic Offices | Safety barriers handrails or combined balusters and handrails to faceted glazing or cladding systems: details to be stated. (Labour - Superstructure Works (per £ spent)) | 1701177 | 8403801 | 2 | Superstructure | Labour effort | Assembly | 16.4402 | Hours | 10 | 44 | 1 | FALSE | 1 | FALSE | 1 | [6 empty] | 50 | B4B5 | 39.6436 | 7.0208e-06 | 0.13172 | 0.035404 | 0.021923 | 0.00013623 | 591.3904 | 1058.3597 | 0.16301
| Civic Offices | Safety barriers handrails or combined balusters and handrails to faceted glazing or cladding systems: details to be stated. (Labour - Superstructure Works (per £ spent)) | 1701177 | 8403802 | 2 | Superstructure | Labour Effort | Assembly | 16.4402 | Hours | 20 | 44 | 1 | FALSE | 1 | FALSE | 1 | [6 empty] | 0 | A5 | 0.88903 | 5.7578e-08 | 0.0048204 | 0.0011057 | 0.00027437 | 1.0732e-06 | 13.6907 | 970.1492 | 0.0035332
| Civic Offices | Safety barriers handrails or combined balusters and handrails to faceted glazing or cladding systems: details to be stated. (Labour - Superstructure Works (per £ spent)) | 1701177 | 8403802 | 2 | Superstructure | Labour Effort | Assembly | 16.4402 | Hours | 20 | 44 | 1 | FALSE | 1 | FALSE | 1 | [6 empty] | 0 | A4 | 38.7546 | 6.9633e-06 | 0.1269 | 0.034298 | 0.021648 | 0.00013516 | 577.6997 | 88.2105 | 0.15948
| Civic Offices | Safety barriers handrails or combined balusters and handrails to faceted glazing or cladding systems: details to be stated. (Labour - Superstructure Works (per £ spent)) | 1701177 | 8403802 | 2 | Superstructure | Labour Effort | Assembly | 16.4402 | Hours | 20 | 44 | 1 | FALSE | 1 | FALSE | 1 | [6 empty] | 20 | B4B5 | 39.6436 | 7.0208e-06 | 0.13172 | 0.035404 | 0.021923 | 0.00013623 | 591.3904 | 1058.3597 | 0.16301
| Civic Offices | Safety barriers handrails or combined balusters and handrails to faceted glazing or cladding systems: details to be stated. (Labour - Superstructure Works (per £ spent)) | 1701177 | 8403802 | 2 | Superstructure | Labour Effort | Assembly | 16.4402 | Hours | 20 | 44 | 1 | FALSE | 1 | FALSE | 1 | [6 empty] | 40 | B4B5 | 39.6436 | 7.0208e-06 | 0.13172 | 0.035404 | 0.021923 | 0.00013623 | 591.3904 | 1058.3597 | 0.16301
| Civic Offices | Safety barriers handrails or combined balusters and handrails to faceted glazing or cladding systems: details to be stated. (Labour - Superstructure Works (per £ spent)) | 1701177 | 8403803 | 2 | Superstructure | Labour Effort | Assembly | 2.74 | Hours | 10 | 44 | 1 | FALSE | 1 | FALSE | 1 | [6 empty] | 0 | A5 | 0.14817 | 9.5963e-09 | 0.0008034 | 0.00018428 | 4.5728e-05 | 1.7886e-07 | 2.2818 | 109.631 | 0.00058887
| Civic Offices | Safety barriers handrails or combined balusters and handrails to faceted glazing or cladding systems: details to be stated. (Labour - Superstructure Works (per £ spent)) | 1701177 | 8403803 | 2 | Superstructure | Labour Effort | Assembly | 2.74 | Hours | 10 | 44 | 1 | FALSE | 1 | FALSE | 1 | [6 empty] | 0 | A4 | 0 | 0 | 0 | 0 | 0 | 0 | 0 | 0 | 0
| Civic Offices | Safety barriers handrails or combined balusters and handrails to faceted glazing or cladding systems: details to be stated. (Labour - Superstructure Works (per £ spent)) | 1701177 | 8403803 | 2 | Superstructure | Labour Effort | Assembly | 2.74 | Hours | 10 | 44 | 1 | FALSE | 1 | FALSE | 1 | [6 empty] | 10 | B4B5 | 0.14817 | 9.5963e-09 | 0.0008034 | 0.00018428 | 4.5728e-05 | 1.7886e-07 | 2.2818 | 109.631 | 0.00058887
| Civic Offices | Safety barriers handrails or combined balusters and handrails to faceted glazing or cladding systems: details to be stated. (Labour - Superstructure Works (per £ spent)) | 1701177 | 8403803 | 2 | Superstructure | Labour Effort | Assembly | 2.74 | Hours | 10 | 44 | 1 | FALSE | 1 | FALSE | 1 | [6 empty] | 20 | B4B5 | 0.14817 | 9.5963e-09 | 0.0008034 | 0.00018428 | 4.5728e-05 | 1.7886e-07 | 2.2818 | 109.631 | 0.00058887
| Civic Offices | Safety barriers handrails or combined balusters and handrails to faceted glazing or cladding systems: details to be stated. (Labour - Superstructure Works (per £ spent)) | 1701177 | 8403803 | 2 | Superstructure | Labour Effort | Assembly | 2.74 | Hours | 10 | 44 | 1 | FALSE | 1 | FALSE | 1 | [6 empty] | 30 | B4B5 | 0.14817 | 9.5963e-09 | 0.0008034 | 0.00018428 | 4.5728e-05 | 1.7886e-07 | 2.2818 | 109.631 | 0.00058887
| Civic Offices | Safety barriers handrails or combined balusters and handrails to faceted glazing or cladding systems: details to be stated. (Labour - Superstructure Works (per £ spent)) | 1701177 | 8403803 | 2 | Superstructure | Labour Effort | Assembly | 2.74 | Hours | 10 | 44 | 1 | FALSE | 1 | FALSE | 1 | [6 empty] | 40 | B4B5 | 0.14817 | 9.5963e-09 | 0.0008034 | 0.00018428 | 4.5728e-05 | 1.7886e-07 | 2.2818 | 109.631 | 0.00058887
| Civic Offices | Safety barriers handrails or combined balusters and handrails to faceted glazing or cladding systems: details to be stated. (Labour - Superstructure Works (per £ spent)) | 1701177 | 8403803 | 2 | Superstructure | Labour Effort | Assembly | 2.74 | Hours | 10 | 44 | 1 | FALSE | 1 | FALSE | 1 | [6 empty] | 50 | B4B5 | 0.14817 | 9.5963e-09 | 0.0008034 | 0.00018428 | 4.5728e-05 | 1.7886e-07 | 2.2818 | 109.631 | 0.00058887
| Civic Offices | Safety barriers handrails or combined balusters and handrails to faceted glazing or cladding systems: details to be stated. (Labour - Superstructure Works (per £ spent)) | 1701177 | 8403804 | 2 | Superstructure | Labour Effort | Assembly | 2.74 | Hours | 20 | 44 | 1 | FALSE | 1 | FALSE | 1 | [6 empty] | 0 | A5 | 0.14817 | 9.5963e-09 | 0.0008034 | 0.00018428 | 4.5728e-05 | 1.7886e-07 | 2.2818 | 109.631 | 0.00058887
| Civic Offices | Safety barriers handrails or combined balusters and handrails to faceted glazing or cladding systems: details to be stated. (Labour - Superstructure Works (per £ spent)) | 1701177 | 8403804 | 2 | Superstructure | Labour Effort | Assembly | 2.74 | Hours | 20 | 44 | 1 | FALSE | 1 | FALSE | 1 | [6 empty] | 0 | A4 | 0 | 0 | 0 | 0 | 0 | 0 | 0 | 0 | 0
| Civic Offices | Safety barriers handrails or combined balusters and handrails to faceted glazing or cladding systems: details to be stated. (Labour - Superstructure Works (per £ spent)) | 1701177 | 8403804 | 2 | Superstructure | Labour Effort | Assembly | 2.74 | Hours | 20 | 44 | 1 | FALSE | 1 | FALSE | 1 | [6 empty] | 20 | B4B5 | 0.14817 | 9.5963e-09 | 0.0008034 | 0.00018428 | 4.5728e-05 | 1.7886e-07 | 2.2818 | 109.631 | 0.00058887
| Civic Offices | Safety barriers handrails or combined balusters and handrails to faceted glazing or cladding systems: details to be stated. (Labour - Superstructure Works (per £ spent)) | 1701177 | 8403804 | 2 | Superstructure | Labour Effort | Assembly | 2.74 | Hours | 20 | 44 | 1 | FALSE | 1 | FALSE | 1 | [6 empty] | 40 | B4B5 | 0.14817 | 9.5963e-09 | 0.0008034 | 0.00018428 | 4.5728e-05 | 1.7886e-07 | 2.2818 | 109.631 | 0.00058887
| Civic Offices | Nominal allowance for brickwork wind posts (Labour - Superstructure Works (per £ spent)) | 1701178 | 8403805 | 2 | Superstructure | Labour Effort | Assembly | 4.384 | Hours | 200 | 44 | 1 | FALSE | 1 | FALSE | 1 | [6 empty] | 0 | A5 | 0.23707 | 1.5354e-08 | 0.0012854 | 0.00029485 | 7.3165e-05 | 2.8617e-07 | 3.6508 | 175.4097 | 0.00094218
| Civic Offices | Nominal allowance for brickwork wind posts (Labour - Superstructure Works (per £ spent)) | 1701178 | 8403805 | 2 | Superstructure | Labour Effort | Assembly | 4.384 | Hours | 200 | 44 | 1 | FALSE | 1 | FALSE | 1 | [6 empty] | 0 | A4 | 0 | 0 | 0 | 0 | 0 | 0 | 0 | 0 | 0
| Civic Offices | Nominal allowance for brickwork wind posts (Labour - Superstructure Works (per £ spent)) | 1701178 | 8403806 | 2 | Superstructure | Labour Effort | Assembly | 26.3043 | Hours | 200 | 44 | 1 | FALSE | 1 | FALSE | 1 | [6 empty] | 0 | A5 | 1.4224 | 9.2124e-08 | 0.0077126 | 0.0017691 | 0.00043899 | 1.717e-06 | 21.9051 | 1552.2387 | 0.0056531
| Civic Offices | Nominal allowance for brickwork wind posts (Labour - Superstructure Works (per £ spent)) | 1701178 | 8403806 | 2 | Superstructure | Labour Effort | Assembly | 26.3043 | Hours | 200 | 44 | 1 | FALSE | 1 | FALSE | 1 | [6 empty] | 0 | A4 | 51.6727 | 9.2843e-06 | 0.16919 | 0.045731 | 0.028864 | 0.00018021 | 770.2663 | 117.614 | 0.21264
| Civic Offices | Nominal allowance for brickwork wind posts (Labour - Superstructure Works (per £ spent)) | 1701178 | 8403807 | 2 | Superstructure | Labour effort | Assembly | 13.1521 | Hours | 10 | 44 | 1 | FALSE | 1 | FALSE | 1 | [6 empty] | 0 | A5 | 0.71122 | 4.6062e-08 | 0.0038563 | 0.00088455 | 0.00021949 | 8.5852e-07 | 10.9525 | 776.1194 | 0.0028266
| Civic Offices | Nominal allowance for brickwork wind posts (Labour - Superstructure Works (per £ spent)) | 1701178 | 8403807 | 2 | Superstructure | Labour effort | Assembly | 13.1521 | Hours | 10 | 44 | 1 | FALSE | 1 | FALSE | 1 | [6 empty] | 0 | A4 | 25.8364 | 4.6422e-06 | 0.084597 | 0.022865 | 0.014432 | 9.0104e-05 | 385.1331 | 58.807 | 0.10632
| Civic Offices | Nominal allowance for brickwork wind posts (Labour - Superstructure Works (per £ spent)) | 1701178 | 8403807 | 2 | Superstructure | Labour effort | Assembly | 13.1521 | Hours | 10 | 44 | 1 | FALSE | 1 | FALSE | 1 | [6 empty] | 10 | B4B5 | 26.5476 | 4.6882e-06 | 0.088454 | 0.02375 | 0.014652 | 9.0962e-05 | 396.0857 | 834.9264 | 0.10915
| Civic Offices | Nominal allowance for brickwork wind posts (Labour - Superstructure Works (per £ spent)) | 1701178 | 8403807 | 2 | Superstructure | Labour effort | Assembly | 13.1521 | Hours | 10 | 44 | 1 | FALSE | 1 | FALSE | 1 | [6 empty] | 20 | B4B5 | 26.5476 | 4.6882e-06 | 0.088454 | 0.02375 | 0.014652 | 9.0962e-05 | 396.0857 | 834.9264 | 0.10915
| Civic Offices | Nominal allowance for brickwork wind posts (Labour - Superstructure Works (per £ spent)) | 1701178 | 8403807 | 2 | Superstructure | Labour effort | Assembly | 13.1521 | Hours | 10 | 44 | 1 | FALSE | 1 | FALSE | 1 | [6 empty] | 30 | B4B5 | 26.5476 | 4.6882e-06 | 0.088454 | 0.02375 | 0.014652 | 9.0962e-05 | 396.0857 | 834.9264 | 0.10915
| Civic Offices | Nominal allowance for brickwork wind posts (Labour - Superstructure Works (per £ spent)) | 1701178 | 8403807 | 2 | Superstructure | Labour effort | Assembly | 13.1521 | Hours | 10 | 44 | 1 | FALSE | 1 | FALSE | 1 | [6 empty] | 40 | B4B5 | 26.5476 | 4.6882e-06 | 0.088454 | 0.02375 | 0.014652 | 9.0962e-05 | 396.0857 | 834.9264 | 0.10915
| Civic Offices | Nominal allowance for brickwork wind posts (Labour - Superstructure Works (per £ spent)) | 1701178 | 8403807 | 2 | Superstructure | Labour effort | Assembly | 13.1521 | Hours | 10 | 44 | 1 | FALSE | 1 | FALSE | 1 | [6 empty] | 50 | B4B5 | 26.5476 | 4.6882e-06 | 0.088454 | 0.02375 | 0.014652 | 9.0962e-05 | 396.0857 | 834.9264 | 0.10915
| Civic Offices | Nominal allowance for brickwork wind posts (Labour - Superstructure Works (per £ spent)) | 1701178 | 8403808 | 2 | Superstructure | Labour Effort | Assembly | 13.1521 | Hours | 20 | 44 | 1 | FALSE | 1 | FALSE | 1 | [6 empty] | 0 | A5 | 0.71122 | 4.6062e-08 | 0.0038563 | 0.00088455 | 0.00021949 | 8.5852e-07 | 10.9525 | 776.1194 | 0.0028266
| Civic Offices | Nominal allowance for brickwork wind posts (Labour - Superstructure Works (per £ spent)) | 1701178 | 8403808 | 2 | Superstructure | Labour Effort | Assembly | 13.1521 | Hours | 20 | 44 | 1 | FALSE | 1 | FALSE | 1 | [6 empty] | 0 | A4 | 25.8364 | 4.6422e-06 | 0.084597 | 0.022865 | 0.014432 | 9.0104e-05 | 385.1331 | 58.807 | 0.10632
| Civic Offices | Nominal allowance for brickwork wind posts (Labour - Superstructure Works (per £ spent)) | 1701178 | 8403808 | 2 | Superstructure | Labour Effort | Assembly | 13.1521 | Hours | 20 | 44 | 1 | FALSE | 1 | FALSE | 1 | [6 empty] | 20 | B4B5 | 26.5476 | 4.6882e-06 | 0.088454 | 0.02375 | 0.014652 | 9.0962e-05 | 396.0857 | 834.9264 | 0.10915
| Civic Offices | Nominal allowance for brickwork wind posts (Labour - Superstructure Works (per £ spent)) | 1701178 | 8403808 | 2 | Superstructure | Labour Effort | Assembly | 13.1521 | Hours | 20 | 44 | 1 | FALSE | 1 | FALSE | 1 | [6 empty] | 40 | B4B5 | 26.5476 | 4.6882e-06 | 0.088454 | 0.02375 | 0.014652 | 9.0962e-05 | 396.0857 | 834.9264 | 0.10915
| Civic Offices | Nominal allowance for brickwork wind posts (Labour - Superstructure Works (per £ spent)) | 1701178 | 8403809 | 2 | Superstructure | Labour Effort | Assembly | 2.192 | Hours | 10 | 44 | 1 | FALSE | 1 | FALSE | 1 | [6 empty] | 0 | A5 | 0.11854 | 7.677e-09 | 0.00064272 | 0.00014742 | 3.6582e-05 | 1.4309e-07 | 1.8254 | 87.7048 | 0.00047109
| Civic Offices | Nominal allowance for brickwork wind posts (Labour - Superstructure Works (per £ spent)) | 1701178 | 8403809 | 2 | Superstructure | Labour Effort | Assembly | 2.192 | Hours | 10 | 44 | 1 | FALSE | 1 | FALSE | 1 | [6 empty] | 0 | A4 | 0 | 0 | 0 | 0 | 0 | 0 | 0 | 0 | 0
| Civic Offices | Nominal allowance for brickwork wind posts (Labour - Superstructure Works (per £ spent)) | 1701178 | 8403809 | 2 | Superstructure | Labour Effort | Assembly | 2.192 | Hours | 10 | 44 | 1 | FALSE | 1 | FALSE | 1 | [6 empty] | 10 | B4B5 | 0.11854 | 7.677e-09 | 0.00064272 | 0.00014742 | 3.6582e-05 | 1.4309e-07 | 1.8254 | 87.7048 | 0.00047109
| Civic Offices | Nominal allowance for brickwork wind posts (Labour - Superstructure Works (per £ spent)) | 1701178 | 8403809 | 2 | Superstructure | Labour Effort | Assembly | 2.192 | Hours | 10 | 44 | 1 | FALSE | 1 | FALSE | 1 | [6 empty] | 20 | B4B5 | 0.11854 | 7.677e-09 | 0.00064272 | 0.00014742 | 3.6582e-05 | 1.4309e-07 | 1.8254 | 87.7048 | 0.00047109
| Civic Offices | Nominal allowance for brickwork wind posts (Labour - Superstructure Works (per £ spent)) | 1701178 | 8403809 | 2 | Superstructure | Labour Effort | Assembly | 2.192 | Hours | 10 | 44 | 1 | FALSE | 1 | FALSE | 1 | [6 empty] | 30 | B4B5 | 0.11854 | 7.677e-09 | 0.00064272 | 0.00014742 | 3.6582e-05 | 1.4309e-07 | 1.8254 | 87.7048 | 0.00047109
| Civic Offices | Nominal allowance for brickwork wind posts (Labour - Superstructure Works (per £ spent)) | 1701178 | 8403809 | 2 | Superstructure | Labour Effort | Assembly | 2.192 | Hours | 10 | 44 | 1 | FALSE | 1 | FALSE | 1 | [6 empty] | 40 | B4B5 | 0.11854 | 7.677e-09 | 0.00064272 | 0.00014742 | 3.6582e-05 | 1.4309e-07 | 1.8254 | 87.7048 | 0.00047109
| Civic Offices | Nominal allowance for brickwork wind posts (Labour - Superstructure Works (per £ spent)) | 1701178 | 8403809 | 2 | Superstructure | Labour Effort | Assembly | 2.192 | Hours | 10 | 44 | 1 | FALSE | 1 | FALSE | 1 | [6 empty] | 50 | B4B5 | 0.11854 | 7.677e-09 | 0.00064272 | 0.00014742 | 3.6582e-05 | 1.4309e-07 | 1.8254 | 87.7048 | 0.00047109
| Civic Offices | Nominal allowance for brickwork wind posts (Labour - Superstructure Works (per £ spent)) | 1701178 | 8403810 | 2 | Superstructure | Labour Effort | Assembly | 2.192 | Hours | 20 | 44 | 1 | FALSE | 1 | FALSE | 1 | [6 empty] | 0 | A5 | 0.11854 | 7.677e-09 | 0.00064272 | 0.00014742 | 3.6582e-05 | 1.4309e-07 | 1.8254 | 87.7048 | 0.00047109
| Civic Offices | Nominal allowance for brickwork wind posts (Labour - Superstructure Works (per £ spent)) | 1701178 | 8403810 | 2 | Superstructure | Labour Effort | Assembly | 2.192 | Hours | 20 | 44 | 1 | FALSE | 1 | FALSE | 1 | [6 empty] | 0 | A4 | 0 | 0 | 0 | 0 | 0 | 0 | 0 | 0 | 0
| Civic Offices | Nominal allowance for brickwork wind posts (Labour - Superstructure Works (per £ spent)) | 1701178 | 8403810 | 2 | Superstructure | Labour Effort | Assembly | 2.192 | Hours | 20 | 44 | 1 | FALSE | 1 | FALSE | 1 | [6 empty] | 20 | B4B5 | 0.11854 | 7.677e-09 | 0.00064272 | 0.00014742 | 3.6582e-05 | 1.4309e-07 | 1.8254 | 87.7048 | 0.00047109
| Civic Offices | Nominal allowance for brickwork wind posts (Labour - Superstructure Works (per £ spent)) | 1701178 | 8403810 | 2 | Superstructure | Labour Effort | Assembly | 2.192 | Hours | 20 | 44 | 1 | FALSE | 1 | FALSE | 1 | [6 empty] | 40 | B4B5 | 0.11854 | 7.677e-09 | 0.00064272 | 0.00014742 | 3.6582e-05 | 1.4309e-07 | 1.8254 | 87.7048 | 0.00047109
| Civic Offices | Extra over wind lobby walls for sliding automatic double door (Labour - Superstructure Works (per £ spent)) | 1701179 | 8403811 | 2 | Superstructure | Labour Effort | Assembly | 6.3021 | Hours | 200 | 44 | 1 | FALSE | 1 | FALSE | 1 | [6 empty] | 0 | A5 | 0.34079 | 2.2071e-08 | 0.0018478 | 0.00042385 | 0.00010517 | 4.1137e-07 | 5.2481 | 252.1514 | 0.0013544
| Civic Offices | Extra over wind lobby walls for sliding automatic double door (Labour - Superstructure Works (per £ spent)) | 1701179 | 8403811 | 2 | Superstructure | Labour Effort | Assembly | 6.3021 | Hours | 200 | 44 | 1 | FALSE | 1 | FALSE | 1 | [6 empty] | 0 | A4 | 0 | 0 | 0 | 0 | 0 | 0 | 0 | 0 | 0
| Civic Offices | Extra over wind lobby walls for sliding automatic double door (Labour - Superstructure Works (per £ spent)) | 1701179 | 8403812 | 2 | Superstructure | Labour Effort | Assembly | 37.8124 | Hours | 200 | 44 | 1 | FALSE | 1 | FALSE | 1 | [6 empty] | 0 | A5 | 2.0448 | 1.3243e-07 | 0.011087 | 0.0025431 | 0.00063104 | 2.4682e-06 | 31.4886 | 2231.3431 | 0.0081263
| Civic Offices | Extra over wind lobby walls for sliding automatic double door (Labour - Superstructure Works (per £ spent)) | 1701179 | 8403812 | 2 | Superstructure | Labour Effort | Assembly | 37.8124 | Hours | 200 | 44 | 1 | FALSE | 1 | FALSE | 1 | [6 empty] | 0 | A4 | 64.5909 | 1.1605e-05 | 0.21149 | 0.057163 | 0.03608 | 0.00022526 | 962.8329 | 147.0175 | 0.2658
| Civic Offices | Extra over wind lobby walls for sliding automatic double door (Labour - Superstructure Works (per £ spent)) | 1701179 | 8403813 | 2 | Superstructure | Labour effort | Assembly | 18.9062 | Hours | 10 | 44 | 1 | FALSE | 1 | FALSE | 1 | [6 empty] | 0 | A5 | 1.0224 | 6.6214e-08 | 0.0055435 | 0.0012715 | 0.00031552 | 1.2341e-06 | 15.7443 | 1115.6716 | 0.0040632
| Civic Offices | Extra over wind lobby walls for sliding automatic double door (Labour - Superstructure Works (per £ spent)) | 1701179 | 8403813 | 2 | Superstructure | Labour effort | Assembly | 18.9062 | Hours | 10 | 44 | 1 | FALSE | 1 | FALSE | 1 | [6 empty] | 0 | A4 | 38.7546 | 6.9633e-06 | 0.1269 | 0.034298 | 0.021648 | 0.00013516 | 577.6997 | 88.2105 | 0.15948
| Civic Offices | Extra over wind lobby walls for sliding automatic double door (Labour - Superstructure Works (per £ spent)) | 1701179 | 8403813 | 2 | Superstructure | Labour effort | Assembly | 18.9062 | Hours | 10 | 44 | 1 | FALSE | 1 | FALSE | 1 | [6 empty] | 10 | B4B5 | 39.7769 | 7.0295e-06 | 0.13244 | 0.035569 | 0.021964 | 0.00013639 | 593.444 | 1203.8821 | 0.16354
| Civic Offices | Extra over wind lobby walls for sliding automatic double door (Labour - Superstructure Works (per £ spent)) | 1701179 | 8403813 | 2 | Superstructure | Labour effort | Assembly | 18.9062 | Hours | 10 | 44 | 1 | FALSE | 1 | FALSE | 1 | [6 empty] | 20 | B4B5 | 39.7769 | 7.0295e-06 | 0.13244 | 0.035569 | 0.021964 | 0.00013639 | 593.444 | 1203.8821 | 0.16354
| Civic Offices | Extra over wind lobby walls for sliding automatic double door (Labour - Superstructure Works (per £ spent)) | 1701179 | 8403813 | 2 | Superstructure | Labour effort | Assembly | 18.9062 | Hours | 10 | 44 | 1 | FALSE | 1 | FALSE | 1 | [6 empty] | 30 | B4B5 | 39.7769 | 7.0295e-06 | 0.13244 | 0.035569 | 0.021964 | 0.00013639 | 593.444 | 1203.8821 | 0.16354
| Civic Offices | Extra over wind lobby walls for sliding automatic double door (Labour - Superstructure Works (per £ spent)) | 1701179 | 8403813 | 2 | Superstructure | Labour effort | Assembly | 18.9062 | Hours | 10 | 44 | 1 | FALSE | 1 | FALSE | 1 | [6 empty] | 40 | B4B5 | 39.7769 | 7.0295e-06 | 0.13244 | 0.035569 | 0.021964 | 0.00013639 | 593.444 | 1203.8821 | 0.16354
| Civic Offices | Extra over wind lobby walls for sliding automatic double door (Labour - Superstructure Works (per £ spent)) | 1701179 | 8403813 | 2 | Superstructure | Labour effort | Assembly | 18.9062 | Hours | 10 | 44 | 1 | FALSE | 1 | FALSE | 1 | [6 empty] | 50 | B4B5 | 39.7769 | 7.0295e-06 | 0.13244 | 0.035569 | 0.021964 | 0.00013639 | 593.444 | 1203.8821 | 0.16354
| Civic Offices | Extra over wind lobby walls for sliding automatic double door (Labour - Superstructure Works (per £ spent)) | 1701179 | 8403814 | 2 | Superstructure | Labour Effort | Assembly | 18.9062 | Hours | 20 | 44 | 1 | FALSE | 1 | FALSE | 1 | [6 empty] | 0 | A5 | 1.0224 | 6.6214e-08 | 0.0055435 | 0.0012715 | 0.00031552 | 1.2341e-06 | 15.7443 | 1115.6716 | 0.0040632
| Civic Offices | Extra over wind lobby walls for sliding automatic double door (Labour - Superstructure Works (per £ spent)) | 1701179 | 8403814 | 2 | Superstructure | Labour Effort | Assembly | 18.9062 | Hours | 20 | 44 | 1 | FALSE | 1 | FALSE | 1 | [6 empty] | 0 | A4 | 38.7546 | 6.9633e-06 | 0.1269 | 0.034298 | 0.021648 | 0.00013516 | 577.6997 | 88.2105 | 0.15948
| Civic Offices | Extra over wind lobby walls for sliding automatic double door (Labour - Superstructure Works (per £ spent)) | 1701179 | 8403814 | 2 | Superstructure | Labour Effort | Assembly | 18.9062 | Hours | 20 | 44 | 1 | FALSE | 1 | FALSE | 1 | [6 empty] | 20 | B4B5 | 39.7769 | 7.0295e-06 | 0.13244 | 0.035569 | 0.021964 | 0.00013639 | 593.444 | 1203.8821 | 0.16354
| Civic Offices | Extra over wind lobby walls for sliding automatic double door (Labour - Superstructure Works (per £ spent)) | 1701179 | 8403814 | 2 | Superstructure | Labour Effort | Assembly | 18.9062 | Hours | 20 | 44 | 1 | FALSE | 1 | FALSE | 1 | [6 empty] | 40 | B4B5 | 39.7769 | 7.0295e-06 | 0.13244 | 0.035569 | 0.021964 | 0.00013639 | 593.444 | 1203.8821 | 0.16354
| Civic Offices | Extra over wind lobby walls for sliding automatic double door (Labour - Superstructure Works (per £ spent)) | 1701179 | 8403815 | 2 | Superstructure | Labour Effort | Assembly | 3.151 | Hours | 10 | 44 | 1 | FALSE | 1 | FALSE | 1 | [6 empty] | 0 | A5 | 0.1704 | 1.1036e-08 | 0.00092391 | 0.00021192 | 5.2587e-05 | 2.0569e-07 | 2.624 | 126.0757 | 0.00067719
| Civic Offices | Extra over wind lobby walls for sliding automatic double door (Labour - Superstructure Works (per £ spent)) | 1701179 | 8403815 | 2 | Superstructure | Labour Effort | Assembly | 3.151 | Hours | 10 | 44 | 1 | FALSE | 1 | FALSE | 1 | [6 empty] | 0 | A4 | 0 | 0 | 0 | 0 | 0 | 0 | 0 | 0 | 0
| Civic Offices | Extra over wind lobby walls for sliding automatic double door (Labour - Superstructure Works (per £ spent)) | 1701179 | 8403815 | 2 | Superstructure | Labour Effort | Assembly | 3.151 | Hours | 10 | 44 | 1 | FALSE | 1 | FALSE | 1 | [6 empty] | 10 | B4B5 | 0.1704 | 1.1036e-08 | 0.00092391 | 0.00021192 | 5.2587e-05 | 2.0569e-07 | 2.624 | 126.0757 | 0.00067719
| Civic Offices | Extra over wind lobby walls for sliding automatic double door (Labour - Superstructure Works (per £ spent)) | 1701179 | 8403815 | 2 | Superstructure | Labour Effort | Assembly | 3.151 | Hours | 10 | 44 | 1 | FALSE | 1 | FALSE | 1 | [6 empty] | 20 | B4B5 | 0.1704 | 1.1036e-08 | 0.00092391 | 0.00021192 | 5.2587e-05 | 2.0569e-07 | 2.624 | 126.0757 | 0.00067719
| Civic Offices | Extra over wind lobby walls for sliding automatic double door (Labour - Superstructure Works (per £ spent)) | 1701179 | 8403815 | 2 | Superstructure | Labour Effort | Assembly | 3.151 | Hours | 10 | 44 | 1 | FALSE | 1 | FALSE | 1 | [6 empty] | 30 | B4B5 | 0.1704 | 1.1036e-08 | 0.00092391 | 0.00021192 | 5.2587e-05 | 2.0569e-07 | 2.624 | 126.0757 | 0.00067719
| Civic Offices | Extra over wind lobby walls for sliding automatic double door (Labour - Superstructure Works (per £ spent)) | 1701179 | 8403815 | 2 | Superstructure | Labour Effort | Assembly | 3.151 | Hours | 10 | 44 | 1 | FALSE | 1 | FALSE | 1 | [6 empty] | 40 | B4B5 | 0.1704 | 1.1036e-08 | 0.00092391 | 0.00021192 | 5.2587e-05 | 2.0569e-07 | 2.624 | 126.0757 | 0.00067719
| Civic Offices | Extra over wind lobby walls for sliding automatic double door (Labour - Superstructure Works (per £ spent)) | 1701179 | 8403815 | 2 | Superstructure | Labour Effort | Assembly | 3.151 | Hours | 10 | 44 | 1 | FALSE | 1 | FALSE | 1 | [6 empty] | 50 | B4B5 | 0.1704 | 1.1036e-08 | 0.00092391 | 0.00021192 | 5.2587e-05 | 2.0569e-07 | 2.624 | 126.0757 | 0.00067719
| Civic Offices | Extra over wind lobby walls for sliding automatic double door (Labour - Superstructure Works (per £ spent)) | 1701179 | 8403816 | 2 | Superstructure | Labour Effort | Assembly | 3.151 | Hours | 20 | 44 | 1 | FALSE | 1 | FALSE | 1 | [6 empty] | 0 | A5 | 0.1704 | 1.1036e-08 | 0.00092391 | 0.00021192 | 5.2587e-05 | 2.0569e-07 | 2.624 | 126.0757 | 0.00067719
| Civic Offices | Extra over wind lobby walls for sliding automatic double door (Labour - Superstructure Works (per £ spent)) | 1701179 | 8403816 | 2 | Superstructure | Labour Effort | Assembly | 3.151 | Hours | 20 | 44 | 1 | FALSE | 1 | FALSE | 1 | [6 empty] | 0 | A4 | 0 | 0 | 0 | 0 | 0 | 0 | 0 | 0 | 0
| Civic Offices | Extra over wind lobby walls for sliding automatic double door (Labour - Superstructure Works (per £ spent)) | 1701179 | 8403816 | 2 | Superstructure | Labour Effort | Assembly | 3.151 | Hours | 20 | 44 | 1 | FALSE | 1 | FALSE | 1 | [6 empty] | 20 | B4B5 | 0.1704 | 1.1036e-08 | 0.00092391 | 0.00021192 | 5.2587e-05 | 2.0569e-07 | 2.624 | 126.0757 | 0.00067719
| Civic Offices | Extra over wind lobby walls for sliding automatic double door (Labour - Superstructure Works (per £ spent)) | 1701179 | 8403816 | 2 | Superstructure | Labour Effort | Assembly | 3.151 | Hours | 20 | 44 | 1 | FALSE | 1 | FALSE | 1 | [6 empty] | 40 | B4B5 | 0.1704 | 1.1036e-08 | 0.00092391 | 0.00021192 | 5.2587e-05 | 2.0569e-07 | 2.624 | 126.0757 | 0.00067719
| Civic Offices | Extra over fixed partitions for forming openings in partitions for internal doors and the like: single leaf door. (Labour - Superstructure Works (per £ spent)) | 1701180 | 8403817 | 2 | Superstructure | Labour Effort | Assembly | 3.4196 | Hours | 200 | 44 | 1 | FALSE | 1 | FALSE | 1 | [6 empty] | 0 | A5 | 0.18492 | 1.1976e-08 | 0.0010026 | 0.00022998 | 5.7068e-05 | 2.2322e-07 | 2.8477 | 136.8195 | 0.0007349
| Civic Offices | Extra over fixed partitions for forming openings in partitions for internal doors and the like: single leaf door. (Labour - Superstructure Works (per £ spent)) | 1701180 | 8403817 | 2 | Superstructure | Labour Effort | Assembly | 3.4196 | Hours | 200 | 44 | 1 | FALSE | 1 | FALSE | 1 | [6 empty] | 0 | A4 | 0 | 0 | 0 | 0 | 0 | 0 | 0 | 0 | 0
| Civic Offices | Extra over fixed partitions for forming openings in partitions for internal doors and the like: single leaf door. (Labour - Superstructure Works (per £ spent)) | 1701180 | 8403818 | 2 | Superstructure | Labour Effort | Assembly | 20.5173 | Hours | 200 | 44 | 1 | FALSE | 1 | FALSE | 1 | [6 empty] | 0 | A5 | 1.1095 | 7.1857e-08 | 0.0060159 | 0.0013799 | 0.00034241 | 1.3393e-06 | 17.086 | 1210.7462 | 0.0044094
| Civic Offices | Extra over fixed partitions for forming openings in partitions for internal doors and the like: single leaf door. (Labour - Superstructure Works (per £ spent)) | 1701180 | 8403818 | 2 | Superstructure | Labour Effort | Assembly | 20.5173 | Hours | 200 | 44 | 1 | FALSE | 1 | FALSE | 1 | [6 empty] | 0 | A4 | 38.7546 | 6.9633e-06 | 0.1269 | 0.034298 | 0.021648 | 0.00013516 | 577.6997 | 88.2105 | 0.15948
| Civic Offices | Extra over fixed partitions for forming openings in partitions for internal doors and the like: single leaf door. (Labour - Superstructure Works (per £ spent)) | 1701180 | 8403819 | 2 | Superstructure | Labour effort | Assembly | 10.2587 | Hours | 10 | 44 | 1 | FALSE | 1 | FALSE | 1 | [6 empty] | 0 | A5 | 0.55475 | 3.5928e-08 | 0.0030079 | 0.00068995 | 0.0001712 | 6.6965e-07 | 8.543 | 605.3731 | 0.0022047
| Civic Offices | Extra over fixed partitions for forming openings in partitions for internal doors and the like: single leaf door. (Labour - Superstructure Works (per £ spent)) | 1701180 | 8403819 | 2 | Superstructure | Labour effort | Assembly | 10.2587 | Hours | 10 | 44 | 1 | FALSE | 1 | FALSE | 1 | [6 empty] | 0 | A4 | 25.8364 | 4.6422e-06 | 0.084597 | 0.022865 | 0.014432 | 9.0104e-05 | 385.1331 | 58.807 | 0.10632
| Civic Offices | Extra over fixed partitions for forming openings in partitions for internal doors and the like: single leaf door. (Labour - Superstructure Works (per £ spent)) | 1701180 | 8403819 | 2 | Superstructure | Labour effort | Assembly | 10.2587 | Hours | 10 | 44 | 1 | FALSE | 1 | FALSE | 1 | [6 empty] | 10 | B4B5 | 26.3911 | 4.6781e-06 | 0.087605 | 0.023555 | 0.014603 | 9.0774e-05 | 393.6761 | 664.1801 | 0.10853
| Civic Offices | Extra over fixed partitions for forming openings in partitions for internal doors and the like: single leaf door. (Labour - Superstructure Works (per £ spent)) | 1701180 | 8403819 | 2 | Superstructure | Labour effort | Assembly | 10.2587 | Hours | 10 | 44 | 1 | FALSE | 1 | FALSE | 1 | [6 empty] | 20 | B4B5 | 26.3911 | 4.6781e-06 | 0.087605 | 0.023555 | 0.014603 | 9.0774e-05 | 393.6761 | 664.1801 | 0.10853
| Civic Offices | Extra over fixed partitions for forming openings in partitions for internal doors and the like: single leaf door. (Labour - Superstructure Works (per £ spent)) | 1701180 | 8403819 | 2 | Superstructure | Labour effort | Assembly | 10.2587 | Hours | 10 | 44 | 1 | FALSE | 1 | FALSE | 1 | [6 empty] | 30 | B4B5 | 26.3911 | 4.6781e-06 | 0.087605 | 0.023555 | 0.014603 | 9.0774e-05 | 393.6761 | 664.1801 | 0.10853
| Civic Offices | Extra over fixed partitions for forming openings in partitions for internal doors and the like: single leaf door. (Labour - Superstructure Works (per £ spent)) | 1701180 | 8403819 | 2 | Superstructure | Labour effort | Assembly | 10.2587 | Hours | 10 | 44 | 1 | FALSE | 1 | FALSE | 1 | [6 empty] | 40 | B4B5 | 26.3911 | 4.6781e-06 | 0.087605 | 0.023555 | 0.014603 | 9.0774e-05 | 393.6761 | 664.1801 | 0.10853
| Civic Offices | Extra over fixed partitions for forming openings in partitions for internal doors and the like: single leaf door. (Labour - Superstructure Works (per £ spent)) | 1701180 | 8403819 | 2 | Superstructure | Labour effort | Assembly | 10.2587 | Hours | 10 | 44 | 1 | FALSE | 1 | FALSE | 1 | [6 empty] | 50 | B4B5 | 26.3911 | 4.6781e-06 | 0.087605 | 0.023555 | 0.014603 | 9.0774e-05 | 393.6761 | 664.1801 | 0.10853
| Civic Offices | Extra over fixed partitions for forming openings in partitions for internal doors and the like: single leaf door. (Labour - Superstructure Works (per £ spent)) | 1701180 | 8403820 | 2 | Superstructure | Labour Effort | Assembly | 10.2587 | Hours | 20 | 44 | 1 | FALSE | 1 | FALSE | 1 | [6 empty] | 0 | A5 | 0.55475 | 3.5928e-08 | 0.0030079 | 0.00068995 | 0.0001712 | 6.6965e-07 | 8.543 | 605.3731 | 0.0022047
| Civic Offices | Extra over fixed partitions for forming openings in partitions for internal doors and the like: single leaf door. (Labour - Superstructure Works (per £ spent)) | 1701180 | 8403820 | 2 | Superstructure | Labour Effort | Assembly | 10.2587 | Hours | 20 | 44 | 1 | FALSE | 1 | FALSE | 1 | [6 empty] | 0 | A4 | 25.8364 | 4.6422e-06 | 0.084597 | 0.022865 | 0.014432 | 9.0104e-05 | 385.1331 | 58.807 | 0.10632
| Civic Offices | Extra over fixed partitions for forming openings in partitions for internal doors and the like: single leaf door. (Labour - Superstructure Works (per £ spent)) | 1701180 | 8403820 | 2 | Superstructure | Labour Effort | Assembly | 10.2587 | Hours | 20 | 44 | 1 | FALSE | 1 | FALSE | 1 | [6 empty] | 20 | B4B5 | 26.3911 | 4.6781e-06 | 0.087605 | 0.023555 | 0.014603 | 9.0774e-05 | 393.6761 | 664.1801 | 0.10853
| Civic Offices | Extra over fixed partitions for forming openings in partitions for internal doors and the like: single leaf door. (Labour - Superstructure Works (per £ spent)) | 1701180 | 8403820 | 2 | Superstructure | Labour Effort | Assembly | 10.2587 | Hours | 20 | 44 | 1 | FALSE | 1 | FALSE | 1 | [6 empty] | 40 | B4B5 | 26.3911 | 4.6781e-06 | 0.087605 | 0.023555 | 0.014603 | 9.0774e-05 | 393.6761 | 664.1801 | 0.10853
| Civic Offices | Extra over fixed partitions for forming openings in partitions for internal doors and the like: single leaf door. (Labour - Superstructure Works (per £ spent)) | 1701180 | 8403821 | 2 | Superstructure | Labour Effort | Assembly | 1.7098 | Hours | 10 | 44 | 1 | FALSE | 1 | FALSE | 1 | [6 empty] | 0 | A5 | 0.092459 | 5.9881e-09 | 0.00050132 | 0.00011499 | 2.8534e-05 | 1.1161e-07 | 1.4238 | 68.4098 | 0.00036745
| Civic Offices | Extra over fixed partitions for forming openings in partitions for internal doors and the like: single leaf door. (Labour - Superstructure Works (per £ spent)) | 1701180 | 8403821 | 2 | Superstructure | Labour Effort | Assembly | 1.7098 | Hours | 10 | 44 | 1 | FALSE | 1 | FALSE | 1 | [6 empty] | 0 | A4 | 0 | 0 | 0 | 0 | 0 | 0 | 0 | 0 | 0
| Civic Offices | Extra over fixed partitions for forming openings in partitions for internal doors and the like: single leaf door. (Labour - Superstructure Works (per £ spent)) | 1701180 | 8403821 | 2 | Superstructure | Labour Effort | Assembly | 1.7098 | Hours | 10 | 44 | 1 | FALSE | 1 | FALSE | 1 | [6 empty] | 10 | B4B5 | 0.092459 | 5.9881e-09 | 0.00050132 | 0.00011499 | 2.8534e-05 | 1.1161e-07 | 1.4238 | 68.4098 | 0.00036745
| Civic Offices | Extra over fixed partitions for forming openings in partitions for internal doors and the like: single leaf door. (Labour - Superstructure Works (per £ spent)) | 1701180 | 8403821 | 2 | Superstructure | Labour Effort | Assembly | 1.7098 | Hours | 10 | 44 | 1 | FALSE | 1 | FALSE | 1 | [6 empty] | 20 | B4B5 | 0.092459 | 5.9881e-09 | 0.00050132 | 0.00011499 | 2.8534e-05 | 1.1161e-07 | 1.4238 | 68.4098 | 0.00036745
| Civic Offices | Extra over fixed partitions for forming openings in partitions for internal doors and the like: single leaf door. (Labour - Superstructure Works (per £ spent)) | 1701180 | 8403821 | 2 | Superstructure | Labour Effort | Assembly | 1.7098 | Hours | 10 | 44 | 1 | FALSE | 1 | FALSE | 1 | [6 empty] | 30 | B4B5 | 0.092459 | 5.9881e-09 | 0.00050132 | 0.00011499 | 2.8534e-05 | 1.1161e-07 | 1.4238 | 68.4098 | 0.00036745
| Civic Offices | Extra over fixed partitions for forming openings in partitions for internal doors and the like: single leaf door. (Labour - Superstructure Works (per £ spent)) | 1701180 | 8403821 | 2 | Superstructure | Labour Effort | Assembly | 1.7098 | Hours | 10 | 44 | 1 | FALSE | 1 | FALSE | 1 | [6 empty] | 40 | B4B5 | 0.092459 | 5.9881e-09 | 0.00050132 | 0.00011499 | 2.8534e-05 | 1.1161e-07 | 1.4238 | 68.4098 | 0.00036745
| Civic Offices | Extra over fixed partitions for forming openings in partitions for internal doors and the like: single leaf door. (Labour - Superstructure Works (per £ spent)) | 1701180 | 8403821 | 2 | Superstructure | Labour Effort | Assembly | 1.7098 | Hours | 10 | 44 | 1 | FALSE | 1 | FALSE | 1 | [6 empty] | 50 | B4B5 | 0.092459 | 5.9881e-09 | 0.00050132 | 0.00011499 | 2.8534e-05 | 1.1161e-07 | 1.4238 | 68.4098 | 0.00036745
| Civic Offices | Extra over fixed partitions for forming openings in partitions for internal doors and the like: single leaf door. (Labour - Superstructure Works (per £ spent)) | 1701180 | 8403822 | 2 | Superstructure | Labour Effort | Assembly | 1.7098 | Hours | 20 | 44 | 1 | FALSE | 1 | FALSE | 1 | [6 empty] | 0 | A5 | 0.092459 | 5.9881e-09 | 0.00050132 | 0.00011499 | 2.8534e-05 | 1.1161e-07 | 1.4238 | 68.4098 | 0.00036745
| Civic Offices | Extra over fixed partitions for forming openings in partitions for internal doors and the like: single leaf door. (Labour - Superstructure Works (per £ spent)) | 1701180 | 8403822 | 2 | Superstructure | Labour Effort | Assembly | 1.7098 | Hours | 20 | 44 | 1 | FALSE | 1 | FALSE | 1 | [6 empty] | 0 | A4 | 0 | 0 | 0 | 0 | 0 | 0 | 0 | 0 | 0
| Civic Offices | Extra over fixed partitions for forming openings in partitions for internal doors and the like: single leaf door. (Labour - Superstructure Works (per £ spent)) | 1701180 | 8403822 | 2 | Superstructure | Labour Effort | Assembly | 1.7098 | Hours | 20 | 44 | 1 | FALSE | 1 | FALSE | 1 | [6 empty] | 20 | B4B5 | 0.092459 | 5.9881e-09 | 0.00050132 | 0.00011499 | 2.8534e-05 | 1.1161e-07 | 1.4238 | 68.4098 | 0.00036745
| Civic Offices | Extra over fixed partitions for forming openings in partitions for internal doors and the like: single leaf door. (Labour - Superstructure Works (per £ spent)) | 1701180 | 8403822 | 2 | Superstructure | Labour Effort | Assembly | 1.7098 | Hours | 20 | 44 | 1 | FALSE | 1 | FALSE | 1 | [6 empty] | 40 | B4B5 | 0.092459 | 5.9881e-09 | 0.00050132 | 0.00011499 | 2.8534e-05 | 1.1161e-07 | 1.4238 | 68.4098 | 0.00036745
| Civic Offices | Extra over internal walls for forming openings in walls for internal doors and the like: Double Leaf (Labour - Superstructure Works (per £ spent)) | 1701181 | 8403823 | 2 | Superstructure | Labour Effort | Assembly | 0.4932 | Hours | 200 | 44 | 1 | FALSE | 1 | FALSE | 1 | [6 empty] | 0 | A5 | 0.026671 | 1.7273e-09 | 0.00014461 | 3.3171e-05 | 8.231e-06 | 3.2195e-08 | 0.41072 | 19.7336 | 0.000106
| Civic Offices | Extra over internal walls for forming openings in walls for internal doors and the like: Double Leaf (Labour - Superstructure Works (per £ spent)) | 1701181 | 8403823 | 2 | Superstructure | Labour Effort | Assembly | 0.4932 | Hours | 200 | 44 | 1 | FALSE | 1 | FALSE | 1 | [6 empty] | 0 | A4 | 0 | 0 | 0 | 0 | 0 | 0 | 0 | 0 | 0
| Civic Offices | Extra over internal walls for forming openings in walls for internal doors and the like: Double Leaf (Labour - Superstructure Works (per £ spent)) | 1701181 | 8403824 | 2 | Superstructure | Labour Effort | Assembly | 2.9592 | Hours | 200 | 44 | 1 | FALSE | 1 | FALSE | 1 | [6 empty] | 0 | A5 | 0.16003 | 1.0364e-08 | 0.00086767 | 0.00019902 | 4.9386e-05 | 1.9317e-07 | 2.4643 | 174.6269 | 0.00063597
| Civic Offices | Extra over internal walls for forming openings in walls for internal doors and the like: Double Leaf (Labour - Superstructure Works (per £ spent)) | 1701181 | 8403824 | 2 | Superstructure | Labour Effort | Assembly | 2.9592 | Hours | 200 | 44 | 1 | FALSE | 1 | FALSE | 1 | [6 empty] | 0 | A4 | 12.9182 | 2.3211e-06 | 0.042299 | 0.011433 | 0.0072161 | 4.5052e-05 | 192.5666 | 29.4035 | 0.05316
| Civic Offices | Extra over internal walls for forming openings in walls for internal doors and the like: Double Leaf (Labour - Superstructure Works (per £ spent)) | 1701181 | 8403825 | 2 | Superstructure | Labour effort | Assembly | 1.4796 | Hours | 10 | 44 | 1 | FALSE | 1 | FALSE | 1 | [6 empty] | 0 | A5 | 0.080013 | 5.182e-09 | 0.00043384 | 9.9512e-05 | 2.4693e-05 | 9.6584e-08 | 1.2322 | 87.3134 | 0.00031799
| Civic Offices | Extra over internal walls for forming openings in walls for internal doors and the like: Double Leaf (Labour - Superstructure Works (per £ spent)) | 1701181 | 8403825 | 2 | Superstructure | Labour effort | Assembly | 1.4796 | Hours | 10 | 44 | 1 | FALSE | 1 | FALSE | 1 | [6 empty] | 0 | A4 | 12.9182 | 2.3211e-06 | 0.042299 | 0.011433 | 0.0072161 | 4.5052e-05 | 192.5666 | 29.4035 | 0.05316
| Civic Offices | Extra over internal walls for forming openings in walls for internal doors and the like: Double Leaf (Labour - Superstructure Works (per £ spent)) | 1701181 | 8403825 | 2 | Superstructure | Labour effort | Assembly | 1.4796 | Hours | 10 | 44 | 1 | FALSE | 1 | FALSE | 1 | [6 empty] | 10 | B4B5 | 12.9982 | 2.3263e-06 | 0.042732 | 0.011532 | 0.0072408 | 4.5149e-05 | 193.7987 | 116.7169 | 0.053478
| Civic Offices | Extra over internal walls for forming openings in walls for internal doors and the like: Double Leaf (Labour - Superstructure Works (per £ spent)) | 1701181 | 8403825 | 2 | Superstructure | Labour effort | Assembly | 1.4796 | Hours | 10 | 44 | 1 | FALSE | 1 | FALSE | 1 | [6 empty] | 20 | B4B5 | 12.9982 | 2.3263e-06 | 0.042732 | 0.011532 | 0.0072408 | 4.5149e-05 | 193.7987 | 116.7169 | 0.053478
| Civic Offices | Extra over internal walls for forming openings in walls for internal doors and the like: Double Leaf (Labour - Superstructure Works (per £ spent)) | 1701181 | 8403825 | 2 | Superstructure | Labour effort | Assembly | 1.4796 | Hours | 10 | 44 | 1 | FALSE | 1 | FALSE | 1 | [6 empty] | 30 | B4B5 | 12.9982 | 2.3263e-06 | 0.042732 | 0.011532 | 0.0072408 | 4.5149e-05 | 193.7987 | 116.7169 | 0.053478
| Civic Offices | Extra over internal walls for forming openings in walls for internal doors and the like: Double Leaf (Labour - Superstructure Works (per £ spent)) | 1701181 | 8403825 | 2 | Superstructure | Labour effort | Assembly | 1.4796 | Hours | 10 | 44 | 1 | FALSE | 1 | FALSE | 1 | [6 empty] | 40 | B4B5 | 12.9982 | 2.3263e-06 | 0.042732 | 0.011532 | 0.0072408 | 4.5149e-05 | 193.7987 | 116.7169 | 0.053478
| Civic Offices | Extra over internal walls for forming openings in walls for internal doors and the like: Double Leaf (Labour - Superstructure Works (per £ spent)) | 1701181 | 8403825 | 2 | Superstructure | Labour effort | Assembly | 1.4796 | Hours | 10 | 44 | 1 | FALSE | 1 | FALSE | 1 | [6 empty] | 50 | B4B5 | 12.9982 | 2.3263e-06 | 0.042732 | 0.011532 | 0.0072408 | 4.5149e-05 | 193.7987 | 116.7169 | 0.053478
| Civic Offices | Extra over internal walls for forming openings in walls for internal doors and the like: Double Leaf (Labour - Superstructure Works (per £ spent)) | 1701181 | 8403826 | 2 | Superstructure | Labour Effort | Assembly | 1.4796 | Hours | 20 | 44 | 1 | FALSE | 1 | FALSE | 1 | [6 empty] | 0 | A5 | 0.080013 | 5.182e-09 | 0.00043384 | 9.9512e-05 | 2.4693e-05 | 9.6584e-08 | 1.2322 | 87.3134 | 0.00031799
| Civic Offices | Extra over internal walls for forming openings in walls for internal doors and the like: Double Leaf (Labour - Superstructure Works (per £ spent)) | 1701181 | 8403826 | 2 | Superstructure | Labour Effort | Assembly | 1.4796 | Hours | 20 | 44 | 1 | FALSE | 1 | FALSE | 1 | [6 empty] | 0 | A4 | 12.9182 | 2.3211e-06 | 0.042299 | 0.011433 | 0.0072161 | 4.5052e-05 | 192.5666 | 29.4035 | 0.05316
| Civic Offices | Extra over internal walls for forming openings in walls for internal doors and the like: Double Leaf (Labour - Superstructure Works (per £ spent)) | 1701181 | 8403826 | 2 | Superstructure | Labour Effort | Assembly | 1.4796 | Hours | 20 | 44 | 1 | FALSE | 1 | FALSE | 1 | [6 empty] | 20 | B4B5 | 12.9982 | 2.3263e-06 | 0.042732 | 0.011532 | 0.0072408 | 4.5149e-05 | 193.7987 | 116.7169 | 0.053478
| Civic Offices | Extra over internal walls for forming openings in walls for internal doors and the like: Double Leaf (Labour - Superstructure Works (per £ spent)) | 1701181 | 8403826 | 2 | Superstructure | Labour Effort | Assembly | 1.4796 | Hours | 20 | 44 | 1 | FALSE | 1 | FALSE | 1 | [6 empty] | 40 | B4B5 | 12.9982 | 2.3263e-06 | 0.042732 | 0.011532 | 0.0072408 | 4.5149e-05 | 193.7987 | 116.7169 | 0.053478
| Civic Offices | Extra over internal walls for forming openings in walls for internal doors and the like: Double Leaf (Labour - Superstructure Works (per £ spent)) | 1701181 | 8403827 | 2 | Superstructure | Labour Effort | Assembly | 0.2466 | Hours | 10 | 44 | 1 | FALSE | 1 | FALSE | 1 | [6 empty] | 0 | A5 | 0.013335 | 8.6366e-10 | 7.2306e-05 | 1.6585e-05 | 4.1155e-06 | 1.6097e-08 | 0.20536 | 9.8668 | 5.2998e-05
| Civic Offices | Extra over internal walls for forming openings in walls for internal doors and the like: Double Leaf (Labour - Superstructure Works (per £ spent)) | 1701181 | 8403827 | 2 | Superstructure | Labour Effort | Assembly | 0.2466 | Hours | 10 | 44 | 1 | FALSE | 1 | FALSE | 1 | [6 empty] | 0 | A4 | 0 | 0 | 0 | 0 | 0 | 0 | 0 | 0 | 0
| Civic Offices | Extra over internal walls for forming openings in walls for internal doors and the like: Double Leaf (Labour - Superstructure Works (per £ spent)) | 1701181 | 8403827 | 2 | Superstructure | Labour Effort | Assembly | 0.2466 | Hours | 10 | 44 | 1 | FALSE | 1 | FALSE | 1 | [6 empty] | 10 | B4B5 | 0.013335 | 8.6366e-10 | 7.2306e-05 | 1.6585e-05 | 4.1155e-06 | 1.6097e-08 | 0.20536 | 9.8668 | 5.2998e-05
| Civic Offices | Extra over internal walls for forming openings in walls for internal doors and the like: Double Leaf (Labour - Superstructure Works (per £ spent)) | 1701181 | 8403827 | 2 | Superstructure | Labour Effort | Assembly | 0.2466 | Hours | 10 | 44 | 1 | FALSE | 1 | FALSE | 1 | [6 empty] | 20 | B4B5 | 0.013335 | 8.6366e-10 | 7.2306e-05 | 1.6585e-05 | 4.1155e-06 | 1.6097e-08 | 0.20536 | 9.8668 | 5.2998e-05
| Civic Offices | Extra over internal walls for forming openings in walls for internal doors and the like: Double Leaf (Labour - Superstructure Works (per £ spent)) | 1701181 | 8403827 | 2 | Superstructure | Labour Effort | Assembly | 0.2466 | Hours | 10 | 44 | 1 | FALSE | 1 | FALSE | 1 | [6 empty] | 30 | B4B5 | 0.013335 | 8.6366e-10 | 7.2306e-05 | 1.6585e-05 | 4.1155e-06 | 1.6097e-08 | 0.20536 | 9.8668 | 5.2998e-05
| Civic Offices | Extra over internal walls for forming openings in walls for internal doors and the like: Double Leaf (Labour - Superstructure Works (per £ spent)) | 1701181 | 8403827 | 2 | Superstructure | Labour Effort | Assembly | 0.2466 | Hours | 10 | 44 | 1 | FALSE | 1 | FALSE | 1 | [6 empty] | 40 | B4B5 | 0.013335 | 8.6366e-10 | 7.2306e-05 | 1.6585e-05 | 4.1155e-06 | 1.6097e-08 | 0.20536 | 9.8668 | 5.2998e-05
| Civic Offices | Extra over internal walls for forming openings in walls for internal doors and the like: Double Leaf (Labour - Superstructure Works (per £ spent)) | 1701181 | 8403827 | 2 | Superstructure | Labour Effort | Assembly | 0.2466 | Hours | 10 | 44 | 1 | FALSE | 1 | FALSE | 1 | [6 empty] | 50 | B4B5 | 0.013335 | 8.6366e-10 | 7.2306e-05 | 1.6585e-05 | 4.1155e-06 | 1.6097e-08 | 0.20536 | 9.8668 | 5.2998e-05
| Civic Offices | Extra over internal walls for forming openings in walls for internal doors and the like: Double Leaf (Labour - Superstructure Works (per £ spent)) | 1701181 | 8403828 | 2 | Superstructure | Labour Effort | Assembly | 0.2466 | Hours | 20 | 44 | 1 | FALSE | 1 | FALSE | 1 | [6 empty] | 0 | A5 | 0.013335 | 8.6366e-10 | 7.2306e-05 | 1.6585e-05 | 4.1155e-06 | 1.6097e-08 | 0.20536 | 9.8668 | 5.2998e-05
| Civic Offices | Extra over internal walls for forming openings in walls for internal doors and the like: Double Leaf (Labour - Superstructure Works (per £ spent)) | 1701181 | 8403828 | 2 | Superstructure | Labour Effort | Assembly | 0.2466 | Hours | 20 | 44 | 1 | FALSE | 1 | FALSE | 1 | [6 empty] | 0 | A4 | 0 | 0 | 0 | 0 | 0 | 0 | 0 | 0 | 0
| Civic Offices | Extra over internal walls for forming openings in walls for internal doors and the like: Double Leaf (Labour - Superstructure Works (per £ spent)) | 1701181 | 8403828 | 2 | Superstructure | Labour Effort | Assembly | 0.2466 | Hours | 20 | 44 | 1 | FALSE | 1 | FALSE | 1 | [6 empty] | 20 | B4B5 | 0.013335 | 8.6366e-10 | 7.2306e-05 | 1.6585e-05 | 4.1155e-06 | 1.6097e-08 | 0.20536 | 9.8668 | 5.2998e-05
| Civic Offices | Extra over internal walls for forming openings in walls for internal doors and the like: Double Leaf (Labour - Superstructure Works (per £ spent)) | 1701181 | 8403828 | 2 | Superstructure | Labour Effort | Assembly | 0.2466 | Hours | 20 | 44 | 1 | FALSE | 1 | FALSE | 1 | [6 empty] | 40 | B4B5 | 0.013335 | 8.6366e-10 | 7.2306e-05 | 1.6585e-05 | 4.1155e-06 | 1.6097e-08 | 0.20536 | 9.8668 | 5.2998e-05
| Civic Offices | EO for feature Limestone Cladding / tiling to Council Chamber - details to be confirmed (Labour - Superstructure Works (per £ spent)) | 1701182 | 8403829 | 2 | Superstructure | Labour Effort | Assembly | 22.4682 | Hours | 200 | 44 | 1 | FALSE | 1 | FALSE | 1 | [6 empty] | 0 | A5 | 1.215 | 7.8689e-08 | 0.0065879 | 0.0015111 | 0.00037497 | 1.4666e-06 | 18.7106 | 898.9745 | 0.0048287
| Civic Offices | EO for feature Limestone Cladding / tiling to Council Chamber - details to be confirmed (Labour - Superstructure Works (per £ spent)) | 1701182 | 8403829 | 2 | Superstructure | Labour Effort | Assembly | 22.4682 | Hours | 200 | 44 | 1 | FALSE | 1 | FALSE | 1 | [6 empty] | 0 | A4 | 0 | 0 | 0 | 0 | 0 | 0 | 0 | 0 | 0
| Civic Offices | EO for feature Limestone Cladding / tiling to Council Chamber - details to be confirmed (Labour - Superstructure Works (per £ spent)) | 1701182 | 8403830 | 2 | Superstructure | Labour Effort | Assembly | 134.8093 | Hours | 200 | 44 | 1 | FALSE | 1 | FALSE | 1 | [6 empty] | 0 | A5 | 7.29 | 4.7214e-07 | 0.039527 | 0.0090666 | 0.0022498 | 8.7998e-06 | 112.2636 | 7955.2233 | 0.028972
| Civic Offices | EO for feature Limestone Cladding / tiling to Council Chamber - details to be confirmed (Labour - Superstructure Works (per £ spent)) | 1701182 | 8403830 | 2 | Superstructure | Labour Effort | Assembly | 134.8093 | Hours | 200 | 44 | 1 | FALSE | 1 | FALSE | 1 | [6 empty] | 0 | A4 | 219.6092 | 3.9458e-05 | 0.71908 | 0.19435 | 0.12267 | 0.00076588 | 3273.6318 | 499.8596 | 0.90372
| Civic Offices | EO for feature Limestone Cladding / tiling to Council Chamber - details to be confirmed (Labour - Superstructure Works (per £ spent)) | 1701182 | 8403831 | 2 | Superstructure | Labour effort | Assembly | 67.4046 | Hours | 10 | 44 | 1 | FALSE | 1 | FALSE | 1 | [6 empty] | 0 | A5 | 3.645 | 2.3607e-07 | 0.019764 | 0.0045333 | 0.0011249 | 4.3999e-06 | 56.1318 | 3977.6117 | 0.014486
| Civic Offices | EO for feature Limestone Cladding / tiling to Council Chamber - details to be confirmed (Labour - Superstructure Works (per £ spent)) | 1701182 | 8403831 | 2 | Superstructure | Labour effort | Assembly | 67.4046 | Hours | 10 | 44 | 1 | FALSE | 1 | FALSE | 1 | [6 empty] | 0 | A4 | 116.2637 | 2.089e-05 | 0.38069 | 0.10289 | 0.064945 | 0.00040547 | 1733.0992 | 264.6316 | 0.47844
| Civic Offices | EO for feature Limestone Cladding / tiling to Council Chamber - details to be confirmed (Labour - Superstructure Works (per £ spent)) | 1701182 | 8403831 | 2 | Superstructure | Labour effort | Assembly | 67.4046 | Hours | 10 | 44 | 1 | FALSE | 1 | FALSE | 1 | [6 empty] | 10 | B4B5 | 119.9087 | 2.1126e-05 | 0.40045 | 0.10743 | 0.06607 | 0.00040987 | 1789.231 | 4242.2433 | 0.49293
| Civic Offices | EO for feature Limestone Cladding / tiling to Council Chamber - details to be confirmed (Labour - Superstructure Works (per £ spent)) | 1701182 | 8403831 | 2 | Superstructure | Labour effort | Assembly | 67.4046 | Hours | 10 | 44 | 1 | FALSE | 1 | FALSE | 1 | [6 empty] | 20 | B4B5 | 119.9087 | 2.1126e-05 | 0.40045 | 0.10743 | 0.06607 | 0.00040987 | 1789.231 | 4242.2433 | 0.49293
| Civic Offices | EO for feature Limestone Cladding / tiling to Council Chamber - details to be confirmed (Labour - Superstructure Works (per £ spent)) | 1701182 | 8403831 | 2 | Superstructure | Labour effort | Assembly | 67.4046 | Hours | 10 | 44 | 1 | FALSE | 1 | FALSE | 1 | [6 empty] | 30 | B4B5 | 119.9087 | 2.1126e-05 | 0.40045 | 0.10743 | 0.06607 | 0.00040987 | 1789.231 | 4242.2433 | 0.49293
| Civic Offices | EO for feature Limestone Cladding / tiling to Council Chamber - details to be confirmed (Labour - Superstructure Works (per £ spent)) | 1701182 | 8403831 | 2 | Superstructure | Labour effort | Assembly | 67.4046 | Hours | 10 | 44 | 1 | FALSE | 1 | FALSE | 1 | [6 empty] | 40 | B4B5 | 119.9087 | 2.1126e-05 | 0.40045 | 0.10743 | 0.06607 | 0.00040987 | 1789.231 | 4242.2433 | 0.49293
| Civic Offices | EO for feature Limestone Cladding / tiling to Council Chamber - details to be confirmed (Labour - Superstructure Works (per £ spent)) | 1701182 | 8403831 | 2 | Superstructure | Labour effort | Assembly | 67.4046 | Hours | 10 | 44 | 1 | FALSE | 1 | FALSE | 1 | [6 empty] | 50 | B4B5 | 119.9087 | 2.1126e-05 | 0.40045 | 0.10743 | 0.06607 | 0.00040987 | 1789.231 | 4242.2433 | 0.49293
| Civic Offices | EO for feature Limestone Cladding / tiling to Council Chamber - details to be confirmed (Labour - Superstructure Works (per £ spent)) | 1701182 | 8403832 | 2 | Superstructure | Labour Effort | Assembly | 67.4046 | Hours | 20 | 44 | 1 | FALSE | 1 | FALSE | 1 | [6 empty] | 0 | A5 | 3.645 | 2.3607e-07 | 0.019764 | 0.0045333 | 0.0011249 | 4.3999e-06 | 56.1318 | 3977.6117 | 0.014486
| Civic Offices | EO for feature Limestone Cladding / tiling to Council Chamber - details to be confirmed (Labour - Superstructure Works (per £ spent)) | 1701182 | 8403832 | 2 | Superstructure | Labour Effort | Assembly | 67.4046 | Hours | 20 | 44 | 1 | FALSE | 1 | FALSE | 1 | [6 empty] | 0 | A4 | 116.2637 | 2.089e-05 | 0.38069 | 0.10289 | 0.064945 | 0.00040547 | 1733.0992 | 264.6316 | 0.47844
| Civic Offices | EO for feature Limestone Cladding / tiling to Council Chamber - details to be confirmed (Labour - Superstructure Works (per £ spent)) | 1701182 | 8403832 | 2 | Superstructure | Labour Effort | Assembly | 67.4046 | Hours | 20 | 44 | 1 | FALSE | 1 | FALSE | 1 | [6 empty] | 20 | B4B5 | 119.9087 | 2.1126e-05 | 0.40045 | 0.10743 | 0.06607 | 0.00040987 | 1789.231 | 4242.2433 | 0.49293
| Civic Offices | EO for feature Limestone Cladding / tiling to Council Chamber - details to be confirmed (Labour - Superstructure Works (per £ spent)) | 1701182 | 8403832 | 2 | Superstructure | Labour Effort | Assembly | 67.4046 | Hours | 20 | 44 | 1 | FALSE | 1 | FALSE | 1 | [6 empty] | 40 | B4B5 | 119.9087 | 2.1126e-05 | 0.40045 | 0.10743 | 0.06607 | 0.00040987 | 1789.231 | 4242.2433 | 0.49293
| Civic Offices | EO for feature Limestone Cladding / tiling to Council Chamber - details to be confirmed (Labour - Superstructure Works (per £ spent)) | 1701182 | 8403833 | 2 | Superstructure | Labour Effort | Assembly | 11.2341 | Hours | 10 | 44 | 1 | FALSE | 1 | FALSE | 1 | [6 empty] | 0 | A5 | 0.6075 | 3.9345e-08 | 0.0032939 | 0.00075555 | 0.00018748 | 7.3332e-07 | 9.3553 | 449.4872 | 0.0024143
| Civic Offices | EO for feature Limestone Cladding / tiling to Council Chamber - details to be confirmed (Labour - Superstructure Works (per £ spent)) | 1701182 | 8403833 | 2 | Superstructure | Labour Effort | Assembly | 11.2341 | Hours | 10 | 44 | 1 | FALSE | 1 | FALSE | 1 | [6 empty] | 0 | A4 | 0 | 0 | 0 | 0 | 0 | 0 | 0 | 0 | 0
| Civic Offices | EO for feature Limestone Cladding / tiling to Council Chamber - details to be confirmed (Labour - Superstructure Works (per £ spent)) | 1701182 | 8403833 | 2 | Superstructure | Labour Effort | Assembly | 11.2341 | Hours | 10 | 44 | 1 | FALSE | 1 | FALSE | 1 | [6 empty] | 10 | B4B5 | 0.6075 | 3.9345e-08 | 0.0032939 | 0.00075555 | 0.00018748 | 7.3332e-07 | 9.3553 | 449.4872 | 0.0024143
| Civic Offices | EO for feature Limestone Cladding / tiling to Council Chamber - details to be confirmed (Labour - Superstructure Works (per £ spent)) | 1701182 | 8403833 | 2 | Superstructure | Labour Effort | Assembly | 11.2341 | Hours | 10 | 44 | 1 | FALSE | 1 | FALSE | 1 | [6 empty] | 20 | B4B5 | 0.6075 | 3.9345e-08 | 0.0032939 | 0.00075555 | 0.00018748 | 7.3332e-07 | 9.3553 | 449.4872 | 0.0024143
| Civic Offices | EO for feature Limestone Cladding / tiling to Council Chamber - details to be confirmed (Labour - Superstructure Works (per £ spent)) | 1701182 | 8403833 | 2 | Superstructure | Labour Effort | Assembly | 11.2341 | Hours | 10 | 44 | 1 | FALSE | 1 | FALSE | 1 | [6 empty] | 30 | B4B5 | 0.6075 | 3.9345e-08 | 0.0032939 | 0.00075555 | 0.00018748 | 7.3332e-07 | 9.3553 | 449.4872 | 0.0024143
| Civic Offices | EO for feature Limestone Cladding / tiling to Council Chamber - details to be confirmed (Labour - Superstructure Works (per £ spent)) | 1701182 | 8403833 | 2 | Superstructure | Labour Effort | Assembly | 11.2341 | Hours | 10 | 44 | 1 | FALSE | 1 | FALSE | 1 | [6 empty] | 40 | B4B5 | 0.6075 | 3.9345e-08 | 0.0032939 | 0.00075555 | 0.00018748 | 7.3332e-07 | 9.3553 | 449.4872 | 0.0024143
| Civic Offices | EO for feature Limestone Cladding / tiling to Council Chamber - details to be confirmed (Labour - Superstructure Works (per £ spent)) | 1701182 | 8403833 | 2 | Superstructure | Labour Effort | Assembly | 11.2341 | Hours | 10 | 44 | 1 | FALSE | 1 | FALSE | 1 | [6 empty] | 50 | B4B5 | 0.6075 | 3.9345e-08 | 0.0032939 | 0.00075555 | 0.00018748 | 7.3332e-07 | 9.3553 | 449.4872 | 0.0024143
| Civic Offices | EO for feature Limestone Cladding / tiling to Council Chamber - details to be confirmed (Labour - Superstructure Works (per £ spent)) | 1701182 | 8403834 | 2 | Superstructure | Labour Effort | Assembly | 11.2341 | Hours | 20 | 44 | 1 | FALSE | 1 | FALSE | 1 | [6 empty] | 0 | A5 | 0.6075 | 3.9345e-08 | 0.0032939 | 0.00075555 | 0.00018748 | 7.3332e-07 | 9.3553 | 449.4872 | 0.0024143
| Civic Offices | EO for feature Limestone Cladding / tiling to Council Chamber - details to be confirmed (Labour - Superstructure Works (per £ spent)) | 1701182 | 8403834 | 2 | Superstructure | Labour Effort | Assembly | 11.2341 | Hours | 20 | 44 | 1 | FALSE | 1 | FALSE | 1 | [6 empty] | 0 | A4 | 0 | 0 | 0 | 0 | 0 | 0 | 0 | 0 | 0
| Civic Offices | EO for feature Limestone Cladding / tiling to Council Chamber - details to be confirmed (Labour - Superstructure Works (per £ spent)) | 1701182 | 8403834 | 2 | Superstructure | Labour Effort | Assembly | 11.2341 | Hours | 20 | 44 | 1 | FALSE | 1 | FALSE | 1 | [6 empty] | 20 | B4B5 | 0.6075 | 3.9345e-08 | 0.0032939 | 0.00075555 | 0.00018748 | 7.3332e-07 | 9.3553 | 449.4872 | 0.0024143
| Civic Offices | EO for feature Limestone Cladding / tiling to Council Chamber - details to be confirmed (Labour - Superstructure Works (per £ spent)) | 1701182 | 8403834 | 2 | Superstructure | Labour Effort | Assembly | 11.2341 | Hours | 20 | 44 | 1 | FALSE | 1 | FALSE | 1 | [6 empty] | 40 | B4B5 | 0.6075 | 3.9345e-08 | 0.0032939 | 0.00075555 | 0.00018748 | 7.3332e-07 | 9.3553 | 449.4872 | 0.0024143
| Civic Offices | Nominal allowance for enhanced wall finish to Mayors Office (Labour - Superstructure Works (per £ spent)) | 1701183 | 8403835 | 2 | Superstructure | Labour Effort | Assembly | 4.384 | Hours | 200 | 44 | 1 | FALSE | 1 | FALSE | 1 | [6 empty] | 0 | A5 | 0.23707 | 1.5354e-08 | 0.0012854 | 0.00029485 | 7.3165e-05 | 2.8617e-07 | 3.6508 | 175.4097 | 0.00094218
| Civic Offices | Nominal allowance for enhanced wall finish to Mayors Office (Labour - Superstructure Works (per £ spent)) | 1701183 | 8403835 | 2 | Superstructure | Labour Effort | Assembly | 4.384 | Hours | 200 | 44 | 1 | FALSE | 1 | FALSE | 1 | [6 empty] | 0 | A4 | 0 | 0 | 0 | 0 | 0 | 0 | 0 | 0 | 0
| Civic Offices | Nominal allowance for enhanced wall finish to Mayors Office (Labour - Superstructure Works (per £ spent)) | 1701183 | 8403836 | 2 | Superstructure | Labour Effort | Assembly | 26.3043 | Hours | 200 | 44 | 1 | FALSE | 1 | FALSE | 1 | [6 empty] | 0 | A5 | 1.4224 | 9.2124e-08 | 0.0077126 | 0.0017691 | 0.00043899 | 1.717e-06 | 21.9051 | 1552.2387 | 0.0056531
| Civic Offices | Nominal allowance for enhanced wall finish to Mayors Office (Labour - Superstructure Works (per £ spent)) | 1701183 | 8403836 | 2 | Superstructure | Labour Effort | Assembly | 26.3043 | Hours | 200 | 44 | 1 | FALSE | 1 | FALSE | 1 | [6 empty] | 0 | A4 | 51.6727 | 9.2843e-06 | 0.16919 | 0.045731 | 0.028864 | 0.00018021 | 770.2663 | 117.614 | 0.21264
| Civic Offices | Nominal allowance for enhanced wall finish to Mayors Office (Labour - Superstructure Works (per £ spent)) | 1701183 | 8403837 | 2 | Superstructure | Labour effort | Assembly | 13.1521 | Hours | 10 | 44 | 1 | FALSE | 1 | FALSE | 1 | [6 empty] | 0 | A5 | 0.71122 | 4.6062e-08 | 0.0038563 | 0.00088455 | 0.00021949 | 8.5852e-07 | 10.9525 | 776.1194 | 0.0028266
| Civic Offices | Nominal allowance for enhanced wall finish to Mayors Office (Labour - Superstructure Works (per £ spent)) | 1701183 | 8403837 | 2 | Superstructure | Labour effort | Assembly | 13.1521 | Hours | 10 | 44 | 1 | FALSE | 1 | FALSE | 1 | [6 empty] | 0 | A4 | 25.8364 | 4.6422e-06 | 0.084597 | 0.022865 | 0.014432 | 9.0104e-05 | 385.1331 | 58.807 | 0.10632
| Civic Offices | Nominal allowance for enhanced wall finish to Mayors Office (Labour - Superstructure Works (per £ spent)) | 1701183 | 8403837 | 2 | Superstructure | Labour effort | Assembly | 13.1521 | Hours | 10 | 44 | 1 | FALSE | 1 | FALSE | 1 | [6 empty] | 10 | B4B5 | 26.5476 | 4.6882e-06 | 0.088454 | 0.02375 | 0.014652 | 9.0962e-05 | 396.0857 | 834.9264 | 0.10915
| Civic Offices | Nominal allowance for enhanced wall finish to Mayors Office (Labour - Superstructure Works (per £ spent)) | 1701183 | 8403837 | 2 | Superstructure | Labour effort | Assembly | 13.1521 | Hours | 10 | 44 | 1 | FALSE | 1 | FALSE | 1 | [6 empty] | 20 | B4B5 | 26.5476 | 4.6882e-06 | 0.088454 | 0.02375 | 0.014652 | 9.0962e-05 | 396.0857 | 834.9264 | 0.10915
| Civic Offices | Nominal allowance for enhanced wall finish to Mayors Office (Labour - Superstructure Works (per £ spent)) | 1701183 | 8403837 | 2 | Superstructure | Labour effort | Assembly | 13.1521 | Hours | 10 | 44 | 1 | FALSE | 1 | FALSE | 1 | [6 empty] | 30 | B4B5 | 26.5476 | 4.6882e-06 | 0.088454 | 0.02375 | 0.014652 | 9.0962e-05 | 396.0857 | 834.9264 | 0.10915
| Civic Offices | Nominal allowance for enhanced wall finish to Mayors Office (Labour - Superstructure Works (per £ spent)) | 1701183 | 8403837 | 2 | Superstructure | Labour effort | Assembly | 13.1521 | Hours | 10 | 44 | 1 | FALSE | 1 | FALSE | 1 | [6 empty] | 40 | B4B5 | 26.5476 | 4.6882e-06 | 0.088454 | 0.02375 | 0.014652 | 9.0962e-05 | 396.0857 | 834.9264 | 0.10915
| Civic Offices | Nominal allowance for enhanced wall finish to Mayors Office (Labour - Superstructure Works (per £ spent)) | 1701183 | 8403837 | 2 | Superstructure | Labour effort | Assembly | 13.1521 | Hours | 10 | 44 | 1 | FALSE | 1 | FALSE | 1 | [6 empty] | 50 | B4B5 | 26.5476 | 4.6882e-06 | 0.088454 | 0.02375 | 0.014652 | 9.0962e-05 | 396.0857 | 834.9264 | 0.10915
| Civic Offices | Nominal allowance for enhanced wall finish to Mayors Office (Labour - Superstructure Works (per £ spent)) | 1701183 | 8403838 | 2 | Superstructure | Labour Effort | Assembly | 13.1521 | Hours | 20 | 44 | 1 | FALSE | 1 | FALSE | 1 | [6 empty] | 0 | A5 | 0.71122 | 4.6062e-08 | 0.0038563 | 0.00088455 | 0.00021949 | 8.5852e-07 | 10.9525 | 776.1194 | 0.0028266
| Civic Offices | Nominal allowance for enhanced wall finish to Mayors Office (Labour - Superstructure Works (per £ spent)) | 1701183 | 8403838 | 2 | Superstructure | Labour Effort | Assembly | 13.1521 | Hours | 20 | 44 | 1 | FALSE | 1 | FALSE | 1 | [6 empty] | 0 | A4 | 25.8364 | 4.6422e-06 | 0.084597 | 0.022865 | 0.014432 | 9.0104e-05 | 385.1331 | 58.807 | 0.10632
| Civic Offices | Nominal allowance for enhanced wall finish to Mayors Office (Labour - Superstructure Works (per £ spent)) | 1701183 | 8403838 | 2 | Superstructure | Labour Effort | Assembly | 13.1521 | Hours | 20 | 44 | 1 | FALSE | 1 | FALSE | 1 | [6 empty] | 20 | B4B5 | 26.5476 | 4.6882e-06 | 0.088454 | 0.02375 | 0.014652 | 9.0962e-05 | 396.0857 | 834.9264 | 0.10915
| Civic Offices | Nominal allowance for enhanced wall finish to Mayors Office (Labour - Superstructure Works (per £ spent)) | 1701183 | 8403838 | 2 | Superstructure | Labour Effort | Assembly | 13.1521 | Hours | 20 | 44 | 1 | FALSE | 1 | FALSE | 1 | [6 empty] | 40 | B4B5 | 26.5476 | 4.6882e-06 | 0.088454 | 0.02375 | 0.014652 | 9.0962e-05 | 396.0857 | 834.9264 | 0.10915
| Civic Offices | Nominal allowance for enhanced wall finish to Mayors Office (Labour - Superstructure Works (per £ spent)) | 1701183 | 8403839 | 2 | Superstructure | Labour Effort | Assembly | 2.192 | Hours | 10 | 44 | 1 | FALSE | 1 | FALSE | 1 | [6 empty] | 0 | A5 | 0.11854 | 7.677e-09 | 0.00064272 | 0.00014742 | 3.6582e-05 | 1.4309e-07 | 1.8254 | 87.7048 | 0.00047109
| Civic Offices | Nominal allowance for enhanced wall finish to Mayors Office (Labour - Superstructure Works (per £ spent)) | 1701183 | 8403839 | 2 | Superstructure | Labour Effort | Assembly | 2.192 | Hours | 10 | 44 | 1 | FALSE | 1 | FALSE | 1 | [6 empty] | 0 | A4 | 0 | 0 | 0 | 0 | 0 | 0 | 0 | 0 | 0
| Civic Offices | Nominal allowance for enhanced wall finish to Mayors Office (Labour - Superstructure Works (per £ spent)) | 1701183 | 8403839 | 2 | Superstructure | Labour Effort | Assembly | 2.192 | Hours | 10 | 44 | 1 | FALSE | 1 | FALSE | 1 | [6 empty] | 10 | B4B5 | 0.11854 | 7.677e-09 | 0.00064272 | 0.00014742 | 3.6582e-05 | 1.4309e-07 | 1.8254 | 87.7048 | 0.00047109
| Civic Offices | Nominal allowance for enhanced wall finish to Mayors Office (Labour - Superstructure Works (per £ spent)) | 1701183 | 8403839 | 2 | Superstructure | Labour Effort | Assembly | 2.192 | Hours | 10 | 44 | 1 | FALSE | 1 | FALSE | 1 | [6 empty] | 20 | B4B5 | 0.11854 | 7.677e-09 | 0.00064272 | 0.00014742 | 3.6582e-05 | 1.4309e-07 | 1.8254 | 87.7048 | 0.00047109
| Civic Offices | Nominal allowance for enhanced wall finish to Mayors Office (Labour - Superstructure Works (per £ spent)) | 1701183 | 8403839 | 2 | Superstructure | Labour Effort | Assembly | 2.192 | Hours | 10 | 44 | 1 | FALSE | 1 | FALSE | 1 | [6 empty] | 30 | B4B5 | 0.11854 | 7.677e-09 | 0.00064272 | 0.00014742 | 3.6582e-05 | 1.4309e-07 | 1.8254 | 87.7048 | 0.00047109
| Civic Offices | Nominal allowance for enhanced wall finish to Mayors Office (Labour - Superstructure Works (per £ spent)) | 1701183 | 8403839 | 2 | Superstructure | Labour Effort | Assembly | 2.192 | Hours | 10 | 44 | 1 | FALSE | 1 | FALSE | 1 | [6 empty] | 40 | B4B5 | 0.11854 | 7.677e-09 | 0.00064272 | 0.00014742 | 3.6582e-05 | 1.4309e-07 | 1.8254 | 87.7048 | 0.00047109
| Civic Offices | Nominal allowance for enhanced wall finish to Mayors Office (Labour - Superstructure Works (per £ spent)) | 1701183 | 8403839 | 2 | Superstructure | Labour Effort | Assembly | 2.192 | Hours | 10 | 44 | 1 | FALSE | 1 | FALSE | 1 | [6 empty] | 50 | B4B5 | 0.11854 | 7.677e-09 | 0.00064272 | 0.00014742 | 3.6582e-05 | 1.4309e-07 | 1.8254 | 87.7048 | 0.00047109
| Civic Offices | Nominal allowance for enhanced wall finish to Mayors Office (Labour - Superstructure Works (per £ spent)) | 1701183 | 8403840 | 2 | Superstructure | Labour Effort | Assembly | 2.192 | Hours | 20 | 44 | 1 | FALSE | 1 | FALSE | 1 | [6 empty] | 0 | A5 | 0.11854 | 7.677e-09 | 0.00064272 | 0.00014742 | 3.6582e-05 | 1.4309e-07 | 1.8254 | 87.7048 | 0.00047109
| Civic Offices | Nominal allowance for enhanced wall finish to Mayors Office (Labour - Superstructure Works (per £ spent)) | 1701183 | 8403840 | 2 | Superstructure | Labour Effort | Assembly | 2.192 | Hours | 20 | 44 | 1 | FALSE | 1 | FALSE | 1 | [6 empty] | 0 | A4 | 0 | 0 | 0 | 0 | 0 | 0 | 0 | 0 | 0
| Civic Offices | Nominal allowance for enhanced wall finish to Mayors Office (Labour - Superstructure Works (per £ spent)) | 1701183 | 8403840 | 2 | Superstructure | Labour Effort | Assembly | 2.192 | Hours | 20 | 44 | 1 | FALSE | 1 | FALSE | 1 | [6 empty] | 20 | B4B5 | 0.11854 | 7.677e-09 | 0.00064272 | 0.00014742 | 3.6582e-05 | 1.4309e-07 | 1.8254 | 87.7048 | 0.00047109
| Civic Offices | Nominal allowance for enhanced wall finish to Mayors Office (Labour - Superstructure Works (per £ spent)) | 1701183 | 8403840 | 2 | Superstructure | Labour Effort | Assembly | 2.192 | Hours | 20 | 44 | 1 | FALSE | 1 | FALSE | 1 | [6 empty] | 40 | B4B5 | 0.11854 | 7.677e-09 | 0.00064272 | 0.00014742 | 3.6582e-05 | 1.4309e-07 | 1.8254 | 87.7048 | 0.00047109
| Civic Offices | Nominal allowance for floor finish to plant room (Labour - Superstructure Works (per £ spent)) | 1701184 | 8403841 | 2 | Superstructure | Labour Effort | Assembly | 2.9209 | Hours | 200 | 44 | 1 | FALSE | 1 | FALSE | 1 | [6 empty] | 0 | A5 | 0.15795 | 1.023e-08 | 0.00085642 | 0.00019644 | 4.8746e-05 | 1.9066e-07 | 2.4324 | 116.8667 | 0.00062773
| Civic Offices | Nominal allowance for floor finish to plant room (Labour - Superstructure Works (per £ spent)) | 1701184 | 8403841 | 2 | Superstructure | Labour Effort | Assembly | 2.9209 | Hours | 200 | 44 | 1 | FALSE | 1 | FALSE | 1 | [6 empty] | 0 | A4 | 0 | 0 | 0 | 0 | 0 | 0 | 0 | 0 | 0
| Civic Offices | Nominal allowance for floor finish to plant room (Labour - Superstructure Works (per £ spent)) | 1701184 | 8403842 | 2 | Superstructure | Labour Effort | Assembly | 17.5252 | Hours | 200 | 44 | 1 | FALSE | 1 | FALSE | 1 | [6 empty] | 0 | A5 | 0.9477 | 6.1378e-08 | 0.0051385 | 0.0011787 | 0.00029248 | 1.144e-06 | 14.5943 | 1034.179 | 0.0037664
| Civic Offices | Nominal allowance for floor finish to plant room (Labour - Superstructure Works (per £ spent)) | 1701184 | 8403842 | 2 | Superstructure | Labour Effort | Assembly | 17.5252 | Hours | 200 | 44 | 1 | FALSE | 1 | FALSE | 1 | [6 empty] | 0 | A4 | 38.7546 | 6.9633e-06 | 0.1269 | 0.034298 | 0.021648 | 0.00013516 | 577.6997 | 88.2105 | 0.15948
| Civic Offices | Nominal allowance for floor finish to plant room (Labour - Superstructure Works (per £ spent)) | 1701184 | 8403843 | 2 | Superstructure | Labour effort | Assembly | 8.7626 | Hours | 10 | 44 | 1 | FALSE | 1 | FALSE | 1 | [6 empty] | 0 | A5 | 0.47385 | 3.0689e-08 | 0.0025693 | 0.00058933 | 0.00014624 | 5.7199e-07 | 7.2971 | 517.0895 | 0.0018832
| Civic Offices | Nominal allowance for floor finish to plant room (Labour - Superstructure Works (per £ spent)) | 1701184 | 8403843 | 2 | Superstructure | Labour effort | Assembly | 8.7626 | Hours | 10 | 44 | 1 | FALSE | 1 | FALSE | 1 | [6 empty] | 0 | A4 | 25.8364 | 4.6422e-06 | 0.084597 | 0.022865 | 0.014432 | 9.0104e-05 | 385.1331 | 58.807 | 0.10632
| Civic Offices | Nominal allowance for floor finish to plant room (Labour - Superstructure Works (per £ spent)) | 1701184 | 8403843 | 2 | Superstructure | Labour effort | Assembly | 8.7626 | Hours | 10 | 44 | 1 | FALSE | 1 | FALSE | 1 | [6 empty] | 10 | B4B5 | 26.3102 | 4.6729e-06 | 0.087166 | 0.023455 | 0.014578 | 9.0676e-05 | 392.4303 | 575.8965 | 0.1082
| Civic Offices | Nominal allowance for floor finish to plant room (Labour - Superstructure Works (per £ spent)) | 1701184 | 8403843 | 2 | Superstructure | Labour effort | Assembly | 8.7626 | Hours | 10 | 44 | 1 | FALSE | 1 | FALSE | 1 | [6 empty] | 20 | B4B5 | 26.3102 | 4.6729e-06 | 0.087166 | 0.023455 | 0.014578 | 9.0676e-05 | 392.4303 | 575.8965 | 0.1082
| Civic Offices | Nominal allowance for floor finish to plant room (Labour - Superstructure Works (per £ spent)) | 1701184 | 8403843 | 2 | Superstructure | Labour effort | Assembly | 8.7626 | Hours | 10 | 44 | 1 | FALSE | 1 | FALSE | 1 | [6 empty] | 30 | B4B5 | 26.3102 | 4.6729e-06 | 0.087166 | 0.023455 | 0.014578 | 9.0676e-05 | 392.4303 | 575.8965 | 0.1082
| Civic Offices | Nominal allowance for floor finish to plant room (Labour - Superstructure Works (per £ spent)) | 1701184 | 8403843 | 2 | Superstructure | Labour effort | Assembly | 8.7626 | Hours | 10 | 44 | 1 | FALSE | 1 | FALSE | 1 | [6 empty] | 40 | B4B5 | 26.3102 | 4.6729e-06 | 0.087166 | 0.023455 | 0.014578 | 9.0676e-05 | 392.4303 | 575.8965 | 0.1082
| Civic Offices | Nominal allowance for floor finish to plant room (Labour - Superstructure Works (per £ spent)) | 1701184 | 8403843 | 2 | Superstructure | Labour effort | Assembly | 8.7626 | Hours | 10 | 44 | 1 | FALSE | 1 | FALSE | 1 | [6 empty] | 50 | B4B5 | 26.3102 | 4.6729e-06 | 0.087166 | 0.023455 | 0.014578 | 9.0676e-05 | 392.4303 | 575.8965 | 0.1082
| Civic Offices | Nominal allowance for floor finish to plant room (Labour - Superstructure Works (per £ spent)) | 1701184 | 8403844 | 2 | Superstructure | Labour Effort | Assembly | 8.7626 | Hours | 20 | 44 | 1 | FALSE | 1 | FALSE | 1 | [6 empty] | 0 | A5 | 0.47385 | 3.0689e-08 | 0.0025693 | 0.00058933 | 0.00014624 | 5.7199e-07 | 7.2971 | 517.0895 | 0.0018832
| Civic Offices | Nominal allowance for floor finish to plant room (Labour - Superstructure Works (per £ spent)) | 1701184 | 8403844 | 2 | Superstructure | Labour Effort | Assembly | 8.7626 | Hours | 20 | 44 | 1 | FALSE | 1 | FALSE | 1 | [6 empty] | 0 | A4 | 25.8364 | 4.6422e-06 | 0.084597 | 0.022865 | 0.014432 | 9.0104e-05 | 385.1331 | 58.807 | 0.10632
| Civic Offices | Nominal allowance for floor finish to plant room (Labour - Superstructure Works (per £ spent)) | 1701184 | 8403844 | 2 | Superstructure | Labour Effort | Assembly | 8.7626 | Hours | 20 | 44 | 1 | FALSE | 1 | FALSE | 1 | [6 empty] | 20 | B4B5 | 26.3102 | 4.6729e-06 | 0.087166 | 0.023455 | 0.014578 | 9.0676e-05 | 392.4303 | 575.8965 | 0.1082
| Civic Offices | Nominal allowance for floor finish to plant room (Labour - Superstructure Works (per £ spent)) | 1701184 | 8403844 | 2 | Superstructure | Labour Effort | Assembly | 8.7626 | Hours | 20 | 44 | 1 | FALSE | 1 | FALSE | 1 | [6 empty] | 40 | B4B5 | 26.3102 | 4.6729e-06 | 0.087166 | 0.023455 | 0.014578 | 9.0676e-05 | 392.4303 | 575.8965 | 0.1082
| Civic Offices | Nominal allowance for floor finish to plant room (Labour - Superstructure Works (per £ spent)) | 1701184 | 8403845 | 2 | Superstructure | Labour Effort | Assembly | 1.4604 | Hours | 10 | 44 | 1 | FALSE | 1 | FALSE | 1 | [6 empty] | 0 | A5 | 0.078975 | 5.1148e-09 | 0.00042821 | 9.8222e-05 | 2.4373e-05 | 9.5332e-08 | 1.2162 | 58.4333 | 0.00031387
| Civic Offices | Nominal allowance for floor finish to plant room (Labour - Superstructure Works (per £ spent)) | 1701184 | 8403845 | 2 | Superstructure | Labour Effort | Assembly | 1.4604 | Hours | 10 | 44 | 1 | FALSE | 1 | FALSE | 1 | [6 empty] | 0 | A4 | 0 | 0 | 0 | 0 | 0 | 0 | 0 | 0 | 0
| Civic Offices | Nominal allowance for floor finish to plant room (Labour - Superstructure Works (per £ spent)) | 1701184 | 8403845 | 2 | Superstructure | Labour Effort | Assembly | 1.4604 | Hours | 10 | 44 | 1 | FALSE | 1 | FALSE | 1 | [6 empty] | 10 | B4B5 | 0.078975 | 5.1148e-09 | 0.00042821 | 9.8222e-05 | 2.4373e-05 | 9.5332e-08 | 1.2162 | 58.4333 | 0.00031387
| Civic Offices | Nominal allowance for floor finish to plant room (Labour - Superstructure Works (per £ spent)) | 1701184 | 8403845 | 2 | Superstructure | Labour Effort | Assembly | 1.4604 | Hours | 10 | 44 | 1 | FALSE | 1 | FALSE | 1 | [6 empty] | 20 | B4B5 | 0.078975 | 5.1148e-09 | 0.00042821 | 9.8222e-05 | 2.4373e-05 | 9.5332e-08 | 1.2162 | 58.4333 | 0.00031387
| Civic Offices | Nominal allowance for floor finish to plant room (Labour - Superstructure Works (per £ spent)) | 1701184 | 8403845 | 2 | Superstructure | Labour Effort | Assembly | 1.4604 | Hours | 10 | 44 | 1 | FALSE | 1 | FALSE | 1 | [6 empty] | 30 | B4B5 | 0.078975 | 5.1148e-09 | 0.00042821 | 9.8222e-05 | 2.4373e-05 | 9.5332e-08 | 1.2162 | 58.4333 | 0.00031387
| Civic Offices | Nominal allowance for floor finish to plant room (Labour - Superstructure Works (per £ spent)) | 1701184 | 8403845 | 2 | Superstructure | Labour Effort | Assembly | 1.4604 | Hours | 10 | 44 | 1 | FALSE | 1 | FALSE | 1 | [6 empty] | 40 | B4B5 | 0.078975 | 5.1148e-09 | 0.00042821 | 9.8222e-05 | 2.4373e-05 | 9.5332e-08 | 1.2162 | 58.4333 | 0.00031387
| Civic Offices | Nominal allowance for floor finish to plant room (Labour - Superstructure Works (per £ spent)) | 1701184 | 8403845 | 2 | Superstructure | Labour Effort | Assembly | 1.4604 | Hours | 10 | 44 | 1 | FALSE | 1 | FALSE | 1 | [6 empty] | 50 | B4B5 | 0.078975 | 5.1148e-09 | 0.00042821 | 9.8222e-05 | 2.4373e-05 | 9.5332e-08 | 1.2162 | 58.4333 | 0.00031387
| Civic Offices | Nominal allowance for floor finish to plant room (Labour - Superstructure Works (per £ spent)) | 1701184 | 8403846 | 2 | Superstructure | Labour Effort | Assembly | 1.4604 | Hours | 20 | 44 | 1 | FALSE | 1 | FALSE | 1 | [6 empty] | 0 | A5 | 0.078975 | 5.1148e-09 | 0.00042821 | 9.8222e-05 | 2.4373e-05 | 9.5332e-08 | 1.2162 | 58.4333 | 0.00031387
| Civic Offices | Nominal allowance for floor finish to plant room (Labour - Superstructure Works (per £ spent)) | 1701184 | 8403846 | 2 | Superstructure | Labour Effort | Assembly | 1.4604 | Hours | 20 | 44 | 1 | FALSE | 1 | FALSE | 1 | [6 empty] | 0 | A4 | 0 | 0 | 0 | 0 | 0 | 0 | 0 | 0 | 0
| Civic Offices | Nominal allowance for floor finish to plant room (Labour - Superstructure Works (per £ spent)) | 1701184 | 8403846 | 2 | Superstructure | Labour Effort | Assembly | 1.4604 | Hours | 20 | 44 | 1 | FALSE | 1 | FALSE | 1 | [6 empty] | 20 | B4B5 | 0.078975 | 5.1148e-09 | 0.00042821 | 9.8222e-05 | 2.4373e-05 | 9.5332e-08 | 1.2162 | 58.4333 | 0.00031387
| Civic Offices | Nominal allowance for floor finish to plant room (Labour - Superstructure Works (per £ spent)) | 1701184 | 8403846 | 2 | Superstructure | Labour Effort | Assembly | 1.4604 | Hours | 20 | 44 | 1 | FALSE | 1 | FALSE | 1 | [6 empty] | 40 | B4B5 | 0.078975 | 5.1148e-09 | 0.00042821 | 9.8222e-05 | 2.4373e-05 | 9.5332e-08 | 1.2162 | 58.4333 | 0.00031387
| Civic Offices | Nominal allowance for cross bracing to large areas fire barriers and cut outs for floor boxes etc (Labour - Superstructure Works (per £ spent)) | 1701185 | 8403847 | 2 | Superstructure | Labour Effort | Assembly | 5.5546 | Hours | 200 | 44 | 1 | FALSE | 1 | FALSE | 1 | [6 empty] | 0 | A5 | 0.30037 | 1.9454e-08 | 0.0016287 | 0.00037357 | 9.2699e-05 | 3.6258e-07 | 4.6256 | 222.244 | 0.0011937
| Civic Offices | Nominal allowance for cross bracing to large areas fire barriers and cut outs for floor boxes etc (Labour - Superstructure Works (per £ spent)) | 1701185 | 8403847 | 2 | Superstructure | Labour Effort | Assembly | 5.5546 | Hours | 200 | 44 | 1 | FALSE | 1 | FALSE | 1 | [6 empty] | 0 | A4 | 0 | 0 | 0 | 0 | 0 | 0 | 0 | 0 | 0
| Civic Offices | Nominal allowance for cross bracing to large areas fire barriers and cut outs for floor boxes etc (Labour - Superstructure Works (per £ spent)) | 1701185 | 8403848 | 2 | Superstructure | Labour Effort | Assembly | 33.3275 | Hours | 200 | 44 | 1 | FALSE | 1 | FALSE | 1 | [6 empty] | 0 | A5 | 1.8022 | 1.1672e-07 | 0.0097719 | 0.0022414 | 0.0005562 | 2.1755e-06 | 27.7538 | 1966.6864 | 0.0071625
| Civic Offices | Nominal allowance for cross bracing to large areas fire barriers and cut outs for floor boxes etc (Labour - Superstructure Works (per £ spent)) | 1701185 | 8403848 | 2 | Superstructure | Labour Effort | Assembly | 33.3275 | Hours | 200 | 44 | 1 | FALSE | 1 | FALSE | 1 | [6 empty] | 0 | A4 | 64.5909 | 1.1605e-05 | 0.21149 | 0.057163 | 0.03608 | 0.00022526 | 962.8329 | 147.0175 | 0.2658
| Civic Offices | Nominal allowance for cross bracing to large areas fire barriers and cut outs for floor boxes etc (Labour - Superstructure Works (per £ spent)) | 1701185 | 8403849 | 2 | Superstructure | Labour effort | Assembly | 16.6637 | Hours | 10 | 44 | 1 | FALSE | 1 | FALSE | 1 | [6 empty] | 0 | A5 | 0.90112 | 5.8361e-08 | 0.004886 | 0.0011207 | 0.0002781 | 1.0877e-06 | 13.8769 | 983.3432 | 0.0035812
| Civic Offices | Nominal allowance for cross bracing to large areas fire barriers and cut outs for floor boxes etc (Labour - Superstructure Works (per £ spent)) | 1701185 | 8403849 | 2 | Superstructure | Labour effort | Assembly | 16.6637 | Hours | 10 | 44 | 1 | FALSE | 1 | FALSE | 1 | [6 empty] | 0 | A4 | 38.7546 | 6.9633e-06 | 0.1269 | 0.034298 | 0.021648 | 0.00013516 | 577.6997 | 88.2105 | 0.15948
| Civic Offices | Nominal allowance for cross bracing to large areas fire barriers and cut outs for floor boxes etc (Labour - Superstructure Works (per £ spent)) | 1701185 | 8403849 | 2 | Superstructure | Labour effort | Assembly | 16.6637 | Hours | 10 | 44 | 1 | FALSE | 1 | FALSE | 1 | [6 empty] | 10 | B4B5 | 39.6557 | 7.0216e-06 | 0.13178 | 0.035419 | 0.021926 | 0.00013624 | 591.5766 | 1071.5537 | 0.16306
| Civic Offices | Nominal allowance for cross bracing to large areas fire barriers and cut outs for floor boxes etc (Labour - Superstructure Works (per £ spent)) | 1701185 | 8403849 | 2 | Superstructure | Labour effort | Assembly | 16.6637 | Hours | 10 | 44 | 1 | FALSE | 1 | FALSE | 1 | [6 empty] | 20 | B4B5 | 39.6557 | 7.0216e-06 | 0.13178 | 0.035419 | 0.021926 | 0.00013624 | 591.5766 | 1071.5537 | 0.16306
| Civic Offices | Nominal allowance for cross bracing to large areas fire barriers and cut outs for floor boxes etc (Labour - Superstructure Works (per £ spent)) | 1701185 | 8403849 | 2 | Superstructure | Labour effort | Assembly | 16.6637 | Hours | 10 | 44 | 1 | FALSE | 1 | FALSE | 1 | [6 empty] | 30 | B4B5 | 39.6557 | 7.0216e-06 | 0.13178 | 0.035419 | 0.021926 | 0.00013624 | 591.5766 | 1071.5537 | 0.16306
| Civic Offices | Nominal allowance for cross bracing to large areas fire barriers and cut outs for floor boxes etc (Labour - Superstructure Works (per £ spent)) | 1701185 | 8403849 | 2 | Superstructure | Labour effort | Assembly | 16.6637 | Hours | 10 | 44 | 1 | FALSE | 1 | FALSE | 1 | [6 empty] | 40 | B4B5 | 39.6557 | 7.0216e-06 | 0.13178 | 0.035419 | 0.021926 | 0.00013624 | 591.5766 | 1071.5537 | 0.16306
| Civic Offices | Nominal allowance for cross bracing to large areas fire barriers and cut outs for floor boxes etc (Labour - Superstructure Works (per £ spent)) | 1701185 | 8403849 | 2 | Superstructure | Labour effort | Assembly | 16.6637 | Hours | 10 | 44 | 1 | FALSE | 1 | FALSE | 1 | [6 empty] | 50 | B4B5 | 39.6557 | 7.0216e-06 | 0.13178 | 0.035419 | 0.021926 | 0.00013624 | 591.5766 | 1071.5537 | 0.16306
| Civic Offices | Nominal allowance for cross bracing to large areas fire barriers and cut outs for floor boxes etc (Labour - Superstructure Works (per £ spent)) | 1701185 | 8403850 | 2 | Superstructure | Labour Effort | Assembly | 16.6637 | Hours | 20 | 44 | 1 | FALSE | 1 | FALSE | 1 | [6 empty] | 0 | A5 | 0.90112 | 5.8361e-08 | 0.004886 | 0.0011207 | 0.0002781 | 1.0877e-06 | 13.8769 | 983.3432 | 0.0035812
| Civic Offices | Nominal allowance for cross bracing to large areas fire barriers and cut outs for floor boxes etc (Labour - Superstructure Works (per £ spent)) | 1701185 | 8403850 | 2 | Superstructure | Labour Effort | Assembly | 16.6637 | Hours | 20 | 44 | 1 | FALSE | 1 | FALSE | 1 | [6 empty] | 0 | A4 | 38.7546 | 6.9633e-06 | 0.1269 | 0.034298 | 0.021648 | 0.00013516 | 577.6997 | 88.2105 | 0.15948
| Civic Offices | Nominal allowance for cross bracing to large areas fire barriers and cut outs for floor boxes etc (Labour - Superstructure Works (per £ spent)) | 1701185 | 8403850 | 2 | Superstructure | Labour Effort | Assembly | 16.6637 | Hours | 20 | 44 | 1 | FALSE | 1 | FALSE | 1 | [6 empty] | 20 | B4B5 | 39.6557 | 7.0216e-06 | 0.13178 | 0.035419 | 0.021926 | 0.00013624 | 591.5766 | 1071.5537 | 0.16306
| Civic Offices | Nominal allowance for cross bracing to large areas fire barriers and cut outs for floor boxes etc (Labour - Superstructure Works (per £ spent)) | 1701185 | 8403850 | 2 | Superstructure | Labour Effort | Assembly | 16.6637 | Hours | 20 | 44 | 1 | FALSE | 1 | FALSE | 1 | [6 empty] | 40 | B4B5 | 39.6557 | 7.0216e-06 | 0.13178 | 0.035419 | 0.021926 | 0.00013624 | 591.5766 | 1071.5537 | 0.16306
| Civic Offices | Nominal allowance for cross bracing to large areas fire barriers and cut outs for floor boxes etc (Labour - Superstructure Works (per £ spent)) | 1701185 | 8403851 | 2 | Superstructure | Labour Effort | Assembly | 2.7773 | Hours | 10 | 44 | 1 | FALSE | 1 | FALSE | 1 | [6 empty] | 0 | A5 | 0.15019 | 9.7268e-09 | 0.00081433 | 0.00018679 | 4.635e-05 | 1.8129e-07 | 2.3128 | 111.122 | 0.00059687
| Civic Offices | Nominal allowance for cross bracing to large areas fire barriers and cut outs for floor boxes etc (Labour - Superstructure Works (per £ spent)) | 1701185 | 8403851 | 2 | Superstructure | Labour Effort | Assembly | 2.7773 | Hours | 10 | 44 | 1 | FALSE | 1 | FALSE | 1 | [6 empty] | 0 | A4 | 0 | 0 | 0 | 0 | 0 | 0 | 0 | 0 | 0
| Civic Offices | Nominal allowance for cross bracing to large areas fire barriers and cut outs for floor boxes etc (Labour - Superstructure Works (per £ spent)) | 1701185 | 8403851 | 2 | Superstructure | Labour Effort | Assembly | 2.7773 | Hours | 10 | 44 | 1 | FALSE | 1 | FALSE | 1 | [6 empty] | 10 | B4B5 | 0.15019 | 9.7268e-09 | 0.00081433 | 0.00018679 | 4.635e-05 | 1.8129e-07 | 2.3128 | 111.122 | 0.00059687
| Civic Offices | Nominal allowance for cross bracing to large areas fire barriers and cut outs for floor boxes etc (Labour - Superstructure Works (per £ spent)) | 1701185 | 8403851 | 2 | Superstructure | Labour Effort | Assembly | 2.7773 | Hours | 10 | 44 | 1 | FALSE | 1 | FALSE | 1 | [6 empty] | 20 | B4B5 | 0.15019 | 9.7268e-09 | 0.00081433 | 0.00018679 | 4.635e-05 | 1.8129e-07 | 2.3128 | 111.122 | 0.00059687
| Civic Offices | Nominal allowance for cross bracing to large areas fire barriers and cut outs for floor boxes etc (Labour - Superstructure Works (per £ spent)) | 1701185 | 8403851 | 2 | Superstructure | Labour Effort | Assembly | 2.7773 | Hours | 10 | 44 | 1 | FALSE | 1 | FALSE | 1 | [6 empty] | 30 | B4B5 | 0.15019 | 9.7268e-09 | 0.00081433 | 0.00018679 | 4.635e-05 | 1.8129e-07 | 2.3128 | 111.122 | 0.00059687
| Civic Offices | Nominal allowance for cross bracing to large areas fire barriers and cut outs for floor boxes etc (Labour - Superstructure Works (per £ spent)) | 1701185 | 8403851 | 2 | Superstructure | Labour Effort | Assembly | 2.7773 | Hours | 10 | 44 | 1 | FALSE | 1 | FALSE | 1 | [6 empty] | 40 | B4B5 | 0.15019 | 9.7268e-09 | 0.00081433 | 0.00018679 | 4.635e-05 | 1.8129e-07 | 2.3128 | 111.122 | 0.00059687
| Civic Offices | Nominal allowance for cross bracing to large areas fire barriers and cut outs for floor boxes etc (Labour - Superstructure Works (per £ spent)) | 1701185 | 8403851 | 2 | Superstructure | Labour Effort | Assembly | 2.7773 | Hours | 10 | 44 | 1 | FALSE | 1 | FALSE | 1 | [6 empty] | 50 | B4B5 | 0.15019 | 9.7268e-09 | 0.00081433 | 0.00018679 | 4.635e-05 | 1.8129e-07 | 2.3128 | 111.122 | 0.00059687
| Civic Offices | Nominal allowance for cross bracing to large areas fire barriers and cut outs for floor boxes etc (Labour - Superstructure Works (per £ spent)) | 1701185 | 8403852 | 2 | Superstructure | Labour Effort | Assembly | 2.7773 | Hours | 20 | 44 | 1 | FALSE | 1 | FALSE | 1 | [6 empty] | 0 | A5 | 0.15019 | 9.7268e-09 | 0.00081433 | 0.00018679 | 4.635e-05 | 1.8129e-07 | 2.3128 | 111.122 | 0.00059687
| Civic Offices | Nominal allowance for cross bracing to large areas fire barriers and cut outs for floor boxes etc (Labour - Superstructure Works (per £ spent)) | 1701185 | 8403852 | 2 | Superstructure | Labour Effort | Assembly | 2.7773 | Hours | 20 | 44 | 1 | FALSE | 1 | FALSE | 1 | [6 empty] | 0 | A4 | 0 | 0 | 0 | 0 | 0 | 0 | 0 | 0 | 0
| Civic Offices | Nominal allowance for cross bracing to large areas fire barriers and cut outs for floor boxes etc (Labour - Superstructure Works (per £ spent)) | 1701185 | 8403852 | 2 | Superstructure | Labour Effort | Assembly | 2.7773 | Hours | 20 | 44 | 1 | FALSE | 1 | FALSE | 1 | [6 empty] | 20 | B4B5 | 0.15019 | 9.7268e-09 | 0.00081433 | 0.00018679 | 4.635e-05 | 1.8129e-07 | 2.3128 | 111.122 | 0.00059687
| Civic Offices | Nominal allowance for cross bracing to large areas fire barriers and cut outs for floor boxes etc (Labour - Superstructure Works (per £ spent)) | 1701185 | 8403852 | 2 | Superstructure | Labour Effort | Assembly | 2.7773 | Hours | 20 | 44 | 1 | FALSE | 1 | FALSE | 1 | [6 empty] | 40 | B4B5 | 0.15019 | 9.7268e-09 | 0.00081433 | 0.00018679 | 4.635e-05 | 1.8129e-07 | 2.3128 | 111.122 | 0.00059687
| Civic Offices | Fittings: Pelmet with integral lighting over mirror (Labour - Superstructure Works (per £ spent)) | 1701186 | 8403853 | 2 | Superstructure | Labour Effort | Assembly | 5.2609 | Hours | 200 | 44 | 1 | FALSE | 1 | FALSE | 1 | [6 empty] | 0 | A5 | 0.28449 | 1.8425e-08 | 0.0015425 | 0.00035382 | 8.7797e-05 | 3.4341e-07 | 4.381 | 210.4916 | 0.0011306
| Civic Offices | Fittings: Pelmet with integral lighting over mirror (Labour - Superstructure Works (per £ spent)) | 1701186 | 8403853 | 2 | Superstructure | Labour Effort | Assembly | 5.2609 | Hours | 200 | 44 | 1 | FALSE | 1 | FALSE | 1 | [6 empty] | 0 | A4 | 0 | 0 | 0 | 0 | 0 | 0 | 0 | 0 | 0
| Civic Offices | Fittings: Pelmet with integral lighting over mirror (Labour - Superstructure Works (per £ spent)) | 1701186 | 8403854 | 2 | Superstructure | Labour Effort | Assembly | 31.5651 | Hours | 200 | 44 | 1 | FALSE | 1 | FALSE | 1 | [6 empty] | 0 | A5 | 1.7069 | 1.1055e-07 | 0.0092552 | 0.0021229 | 0.00052678 | 2.0605e-06 | 26.2861 | 1862.6864 | 0.0067837
| Civic Offices | Fittings: Pelmet with integral lighting over mirror (Labour - Superstructure Works (per £ spent)) | 1701186 | 8403854 | 2 | Superstructure | Labour Effort | Assembly | 31.5651 | Hours | 200 | 44 | 1 | FALSE | 1 | FALSE | 1 | [6 empty] | 0 | A4 | 51.6727 | 9.2843e-06 | 0.16919 | 0.045731 | 0.028864 | 0.00018021 | 770.2663 | 117.614 | 0.21264
| Civic Offices | Fittings: Pelmet with integral lighting over mirror (Labour - Superstructure Works (per £ spent)) | 1701186 | 8403855 | 2 | Superstructure | Labour effort | Assembly | 15.7826 | Hours | 10 | 44 | 1 | FALSE | 1 | FALSE | 1 | [6 empty] | 0 | A5 | 0.85347 | 5.5274e-08 | 0.0046276 | 0.0010615 | 0.00026339 | 1.0302e-06 | 13.1431 | 931.3432 | 0.0033919
| Civic Offices | Fittings: Pelmet with integral lighting over mirror (Labour - Superstructure Works (per £ spent)) | 1701186 | 8403855 | 2 | Superstructure | Labour effort | Assembly | 15.7826 | Hours | 10 | 44 | 1 | FALSE | 1 | FALSE | 1 | [6 empty] | 0 | A4 | 25.8364 | 4.6422e-06 | 0.084597 | 0.022865 | 0.014432 | 9.0104e-05 | 385.1331 | 58.807 | 0.10632
| Civic Offices | Fittings: Pelmet with integral lighting over mirror (Labour - Superstructure Works (per £ spent)) | 1701186 | 8403855 | 2 | Superstructure | Labour effort | Assembly | 15.7826 | Hours | 10 | 44 | 1 | FALSE | 1 | FALSE | 1 | [6 empty] | 10 | B4B5 | 26.6898 | 4.6974e-06 | 0.089225 | 0.023927 | 0.014696 | 9.1134e-05 | 398.2762 | 990.1502 | 0.10971
| Civic Offices | Fittings: Pelmet with integral lighting over mirror (Labour - Superstructure Works (per £ spent)) | 1701186 | 8403855 | 2 | Superstructure | Labour effort | Assembly | 15.7826 | Hours | 10 | 44 | 1 | FALSE | 1 | FALSE | 1 | [6 empty] | 20 | B4B5 | 26.6898 | 4.6974e-06 | 0.089225 | 0.023927 | 0.014696 | 9.1134e-05 | 398.2762 | 990.1502 | 0.10971
| Civic Offices | Fittings: Pelmet with integral lighting over mirror (Labour - Superstructure Works (per £ spent)) | 1701186 | 8403855 | 2 | Superstructure | Labour effort | Assembly | 15.7826 | Hours | 10 | 44 | 1 | FALSE | 1 | FALSE | 1 | [6 empty] | 30 | B4B5 | 26.6898 | 4.6974e-06 | 0.089225 | 0.023927 | 0.014696 | 9.1134e-05 | 398.2762 | 990.1502 | 0.10971
| Civic Offices | Fittings: Pelmet with integral lighting over mirror (Labour - Superstructure Works (per £ spent)) | 1701186 | 8403855 | 2 | Superstructure | Labour effort | Assembly | 15.7826 | Hours | 10 | 44 | 1 | FALSE | 1 | FALSE | 1 | [6 empty] | 40 | B4B5 | 26.6898 | 4.6974e-06 | 0.089225 | 0.023927 | 0.014696 | 9.1134e-05 | 398.2762 | 990.1502 | 0.10971
| Civic Offices | Fittings: Pelmet with integral lighting over mirror (Labour - Superstructure Works (per £ spent)) | 1701186 | 8403855 | 2 | Superstructure | Labour effort | Assembly | 15.7826 | Hours | 10 | 44 | 1 | FALSE | 1 | FALSE | 1 | [6 empty] | 50 | B4B5 | 26.6898 | 4.6974e-06 | 0.089225 | 0.023927 | 0.014696 | 9.1134e-05 | 398.2762 | 990.1502 | 0.10971
| Civic Offices | Fittings: Pelmet with integral lighting over mirror (Labour - Superstructure Works (per £ spent)) | 1701186 | 8403856 | 2 | Superstructure | Labour Effort | Assembly | 15.7826 | Hours | 20 | 44 | 1 | FALSE | 1 | FALSE | 1 | [6 empty] | 0 | A5 | 0.85347 | 5.5274e-08 | 0.0046276 | 0.0010615 | 0.00026339 | 1.0302e-06 | 13.1431 | 931.3432 | 0.0033919
| Civic Offices | Fittings: Pelmet with integral lighting over mirror (Labour - Superstructure Works (per £ spent)) | 1701186 | 8403856 | 2 | Superstructure | Labour Effort | Assembly | 15.7826 | Hours | 20 | 44 | 1 | FALSE | 1 | FALSE | 1 | [6 empty] | 0 | A4 | 25.8364 | 4.6422e-06 | 0.084597 | 0.022865 | 0.014432 | 9.0104e-05 | 385.1331 | 58.807 | 0.10632
| Civic Offices | Fittings: Pelmet with integral lighting over mirror (Labour - Superstructure Works (per £ spent)) | 1701186 | 8403856 | 2 | Superstructure | Labour Effort | Assembly | 15.7826 | Hours | 20 | 44 | 1 | FALSE | 1 | FALSE | 1 | [6 empty] | 20 | B4B5 | 26.6898 | 4.6974e-06 | 0.089225 | 0.023927 | 0.014696 | 9.1134e-05 | 398.2762 | 990.1502 | 0.10971
| Civic Offices | Fittings: Pelmet with integral lighting over mirror (Labour - Superstructure Works (per £ spent)) | 1701186 | 8403856 | 2 | Superstructure | Labour Effort | Assembly | 15.7826 | Hours | 20 | 44 | 1 | FALSE | 1 | FALSE | 1 | [6 empty] | 40 | B4B5 | 26.6898 | 4.6974e-06 | 0.089225 | 0.023927 | 0.014696 | 9.1134e-05 | 398.2762 | 990.1502 | 0.10971
| Civic Offices | Fittings: Pelmet with integral lighting over mirror (Labour - Superstructure Works (per £ spent)) | 1701186 | 8403857 | 2 | Superstructure | Labour Effort | Assembly | 2.6304 | Hours | 10 | 44 | 1 | FALSE | 1 | FALSE | 1 | [6 empty] | 0 | A5 | 0.14224 | 9.2124e-09 | 0.00077126 | 0.00017691 | 4.3899e-05 | 1.717e-07 | 2.1905 | 105.2458 | 0.00056531
| Civic Offices | Fittings: Pelmet with integral lighting over mirror (Labour - Superstructure Works (per £ spent)) | 1701186 | 8403857 | 2 | Superstructure | Labour Effort | Assembly | 2.6304 | Hours | 10 | 44 | 1 | FALSE | 1 | FALSE | 1 | [6 empty] | 0 | A4 | 0 | 0 | 0 | 0 | 0 | 0 | 0 | 0 | 0
| Civic Offices | Fittings: Pelmet with integral lighting over mirror (Labour - Superstructure Works (per £ spent)) | 1701186 | 8403857 | 2 | Superstructure | Labour Effort | Assembly | 2.6304 | Hours | 10 | 44 | 1 | FALSE | 1 | FALSE | 1 | [6 empty] | 10 | B4B5 | 0.14224 | 9.2124e-09 | 0.00077126 | 0.00017691 | 4.3899e-05 | 1.717e-07 | 2.1905 | 105.2458 | 0.00056531
| Civic Offices | Fittings: Pelmet with integral lighting over mirror (Labour - Superstructure Works (per £ spent)) | 1701186 | 8403857 | 2 | Superstructure | Labour Effort | Assembly | 2.6304 | Hours | 10 | 44 | 1 | FALSE | 1 | FALSE | 1 | [6 empty] | 20 | B4B5 | 0.14224 | 9.2124e-09 | 0.00077126 | 0.00017691 | 4.3899e-05 | 1.717e-07 | 2.1905 | 105.2458 | 0.00056531
| Civic Offices | Fittings: Pelmet with integral lighting over mirror (Labour - Superstructure Works (per £ spent)) | 1701186 | 8403857 | 2 | Superstructure | Labour Effort | Assembly | 2.6304 | Hours | 10 | 44 | 1 | FALSE | 1 | FALSE | 1 | [6 empty] | 30 | B4B5 | 0.14224 | 9.2124e-09 | 0.00077126 | 0.00017691 | 4.3899e-05 | 1.717e-07 | 2.1905 | 105.2458 | 0.00056531
| Civic Offices | Fittings: Pelmet with integral lighting over mirror (Labour - Superstructure Works (per £ spent)) | 1701186 | 8403857 | 2 | Superstructure | Labour Effort | Assembly | 2.6304 | Hours | 10 | 44 | 1 | FALSE | 1 | FALSE | 1 | [6 empty] | 40 | B4B5 | 0.14224 | 9.2124e-09 | 0.00077126 | 0.00017691 | 4.3899e-05 | 1.717e-07 | 2.1905 | 105.2458 | 0.00056531
| Civic Offices | Fittings: Pelmet with integral lighting over mirror (Labour - Superstructure Works (per £ spent)) | 1701186 | 8403857 | 2 | Superstructure | Labour Effort | Assembly | 2.6304 | Hours | 10 | 44 | 1 | FALSE | 1 | FALSE | 1 | [6 empty] | 50 | B4B5 | 0.14224 | 9.2124e-09 | 0.00077126 | 0.00017691 | 4.3899e-05 | 1.717e-07 | 2.1905 | 105.2458 | 0.00056531
| Civic Offices | Fittings: Pelmet with integral lighting over mirror (Labour - Superstructure Works (per £ spent)) | 1701186 | 8403858 | 2 | Superstructure | Labour Effort | Assembly | 2.6304 | Hours | 20 | 44 | 1 | FALSE | 1 | FALSE | 1 | [6 empty] | 0 | A5 | 0.14224 | 9.2124e-09 | 0.00077126 | 0.00017691 | 4.3899e-05 | 1.717e-07 | 2.1905 | 105.2458 | 0.00056531
| Civic Offices | Fittings: Pelmet with integral lighting over mirror (Labour - Superstructure Works (per £ spent)) | 1701186 | 8403858 | 2 | Superstructure | Labour Effort | Assembly | 2.6304 | Hours | 20 | 44 | 1 | FALSE | 1 | FALSE | 1 | [6 empty] | 0 | A4 | 0 | 0 | 0 | 0 | 0 | 0 | 0 | 0 | 0
| Civic Offices | Fittings: Pelmet with integral lighting over mirror (Labour - Superstructure Works (per £ spent)) | 1701186 | 8403858 | 2 | Superstructure | Labour Effort | Assembly | 2.6304 | Hours | 20 | 44 | 1 | FALSE | 1 | FALSE | 1 | [6 empty] | 20 | B4B5 | 0.14224 | 9.2124e-09 | 0.00077126 | 0.00017691 | 4.3899e-05 | 1.717e-07 | 2.1905 | 105.2458 | 0.00056531
| Civic Offices | Fittings: Pelmet with integral lighting over mirror (Labour - Superstructure Works (per £ spent)) | 1701186 | 8403858 | 2 | Superstructure | Labour Effort | Assembly | 2.6304 | Hours | 20 | 44 | 1 | FALSE | 1 | FALSE | 1 | [6 empty] | 40 | B4B5 | 0.14224 | 9.2124e-09 | 0.00077126 | 0.00017691 | 4.3899e-05 | 1.717e-07 | 2.1905 | 105.2458 | 0.00056531
| Civic Offices | Fittings: shelving to cleaners (Labour - Superstructure Works (per £ spent)) | 1701187 | 8403859 | 2 | Superstructure | Labour Effort | Assembly | 1.644 | Hours | 200 | 44 | 1 | FALSE | 1 | FALSE | 1 | [6 empty] | 0 | A5 | 0.088903 | 5.7578e-09 | 0.00048204 | 0.00011057 | 2.7437e-05 | 1.0732e-07 | 1.3691 | 65.7786 | 0.00035332
| Civic Offices | Fittings: shelving to cleaners (Labour - Superstructure Works (per £ spent)) | 1701187 | 8403859 | 2 | Superstructure | Labour Effort | Assembly | 1.644 | Hours | 200 | 44 | 1 | FALSE | 1 | FALSE | 1 | [6 empty] | 0 | A4 | 0 | 0 | 0 | 0 | 0 | 0 | 0 | 0 | 0
| Civic Offices | Fittings: shelving to cleaners (Labour - Superstructure Works (per £ spent)) | 1701187 | 8403860 | 2 | Superstructure | Labour Effort | Assembly | 9.8641 | Hours | 200 | 44 | 1 | FALSE | 1 | FALSE | 1 | [6 empty] | 0 | A5 | 0.53342 | 3.4547e-08 | 0.0028922 | 0.00066341 | 0.00016462 | 6.4389e-07 | 8.2144 | 582.0895 | 0.0021199
| Civic Offices | Fittings: shelving to cleaners (Labour - Superstructure Works (per £ spent)) | 1701187 | 8403860 | 2 | Superstructure | Labour Effort | Assembly | 9.8641 | Hours | 200 | 44 | 1 | FALSE | 1 | FALSE | 1 | [6 empty] | 0 | A4 | 25.8364 | 4.6422e-06 | 0.084597 | 0.022865 | 0.014432 | 9.0104e-05 | 385.1331 | 58.807 | 0.10632
| Civic Offices | Fittings: shelving to cleaners (Labour - Superstructure Works (per £ spent)) | 1701187 | 8403861 | 2 | Superstructure | Labour effort | Assembly | 4.932 | Hours | 10 | 44 | 1 | FALSE | 1 | FALSE | 1 | [6 empty] | 0 | A5 | 0.26671 | 1.7273e-08 | 0.0014461 | 0.00033171 | 8.231e-05 | 3.2195e-07 | 4.1072 | 291.0448 | 0.00106
| Civic Offices | Fittings: shelving to cleaners (Labour - Superstructure Works (per £ spent)) | 1701187 | 8403861 | 2 | Superstructure | Labour effort | Assembly | 4.932 | Hours | 10 | 44 | 1 | FALSE | 1 | FALSE | 1 | [6 empty] | 0 | A4 | 12.9182 | 2.3211e-06 | 0.042299 | 0.011433 | 0.0072161 | 4.5052e-05 | 192.5666 | 29.4035 | 0.05316
| Civic Offices | Fittings: shelving to cleaners (Labour - Superstructure Works (per £ spent)) | 1701187 | 8403861 | 2 | Superstructure | Labour effort | Assembly | 4.932 | Hours | 10 | 44 | 1 | FALSE | 1 | FALSE | 1 | [6 empty] | 10 | B4B5 | 13.1849 | 2.3384e-06 | 0.043745 | 0.011764 | 0.0072984 | 4.5374e-05 | 196.6738 | 320.4483 | 0.05422
| Civic Offices | Fittings: shelving to cleaners (Labour - Superstructure Works (per £ spent)) | 1701187 | 8403861 | 2 | Superstructure | Labour effort | Assembly | 4.932 | Hours | 10 | 44 | 1 | FALSE | 1 | FALSE | 1 | [6 empty] | 20 | B4B5 | 13.1849 | 2.3384e-06 | 0.043745 | 0.011764 | 0.0072984 | 4.5374e-05 | 196.6738 | 320.4483 | 0.05422
| Civic Offices | Fittings: shelving to cleaners (Labour - Superstructure Works (per £ spent)) | 1701187 | 8403861 | 2 | Superstructure | Labour effort | Assembly | 4.932 | Hours | 10 | 44 | 1 | FALSE | 1 | FALSE | 1 | [6 empty] | 30 | B4B5 | 13.1849 | 2.3384e-06 | 0.043745 | 0.011764 | 0.0072984 | 4.5374e-05 | 196.6738 | 320.4483 | 0.05422
| Civic Offices | Fittings: shelving to cleaners (Labour - Superstructure Works (per £ spent)) | 1701187 | 8403861 | 2 | Superstructure | Labour effort | Assembly | 4.932 | Hours | 10 | 44 | 1 | FALSE | 1 | FALSE | 1 | [6 empty] | 40 | B4B5 | 13.1849 | 2.3384e-06 | 0.043745 | 0.011764 | 0.0072984 | 4.5374e-05 | 196.6738 | 320.4483 | 0.05422
| Civic Offices | Fittings: shelving to cleaners (Labour - Superstructure Works (per £ spent)) | 1701187 | 8403861 | 2 | Superstructure | Labour effort | Assembly | 4.932 | Hours | 10 | 44 | 1 | FALSE | 1 | FALSE | 1 | [6 empty] | 50 | B4B5 | 13.1849 | 2.3384e-06 | 0.043745 | 0.011764 | 0.0072984 | 4.5374e-05 | 196.6738 | 320.4483 | 0.05422
| Civic Offices | Fittings: shelving to cleaners (Labour - Superstructure Works (per £ spent)) | 1701187 | 8403862 | 2 | Superstructure | Labour Effort | Assembly | 4.932 | Hours | 20 | 44 | 1 | FALSE | 1 | FALSE | 1 | [6 empty] | 0 | A5 | 0.26671 | 1.7273e-08 | 0.0014461 | 0.00033171 | 8.231e-05 | 3.2195e-07 | 4.1072 | 291.0448 | 0.00106
| Civic Offices | Fittings: shelving to cleaners (Labour - Superstructure Works (per £ spent)) | 1701187 | 8403862 | 2 | Superstructure | Labour Effort | Assembly | 4.932 | Hours | 20 | 44 | 1 | FALSE | 1 | FALSE | 1 | [6 empty] | 0 | A4 | 12.9182 | 2.3211e-06 | 0.042299 | 0.011433 | 0.0072161 | 4.5052e-05 | 192.5666 | 29.4035 | 0.05316
| Civic Offices | Fittings: shelving to cleaners (Labour - Superstructure Works (per £ spent)) | 1701187 | 8403862 | 2 | Superstructure | Labour Effort | Assembly | 4.932 | Hours | 20 | 44 | 1 | FALSE | 1 | FALSE | 1 | [6 empty] | 20 | B4B5 | 13.1849 | 2.3384e-06 | 0.043745 | 0.011764 | 0.0072984 | 4.5374e-05 | 196.6738 | 320.4483 | 0.05422
| Civic Offices | Fittings: shelving to cleaners (Labour - Superstructure Works (per £ spent)) | 1701187 | 8403862 | 2 | Superstructure | Labour Effort | Assembly | 4.932 | Hours | 20 | 44 | 1 | FALSE | 1 | FALSE | 1 | [6 empty] | 40 | B4B5 | 13.1849 | 2.3384e-06 | 0.043745 | 0.011764 | 0.0072984 | 4.5374e-05 | 196.6738 | 320.4483 | 0.05422
| Civic Offices | Fittings: shelving to cleaners (Labour - Superstructure Works (per £ spent)) | 1701187 | 8403863 | 2 | Superstructure | Labour Effort | Assembly | 0.82201 | Hours | 10 | 44 | 1 | FALSE | 1 | FALSE | 1 | [6 empty] | 0 | A5 | 0.044451 | 2.8789e-09 | 0.00024102 | 5.5284e-05 | 1.3718e-05 | 5.3658e-08 | 0.68453 | 32.8893 | 0.00017666
| Civic Offices | Fittings: shelving to cleaners (Labour - Superstructure Works (per £ spent)) | 1701187 | 8403863 | 2 | Superstructure | Labour Effort | Assembly | 0.82201 | Hours | 10 | 44 | 1 | FALSE | 1 | FALSE | 1 | [6 empty] | 0 | A4 | 0 | 0 | 0 | 0 | 0 | 0 | 0 | 0 | 0
| Civic Offices | Fittings: shelving to cleaners (Labour - Superstructure Works (per £ spent)) | 1701187 | 8403863 | 2 | Superstructure | Labour Effort | Assembly | 0.82201 | Hours | 10 | 44 | 1 | FALSE | 1 | FALSE | 1 | [6 empty] | 10 | B4B5 | 0.044451 | 2.8789e-09 | 0.00024102 | 5.5284e-05 | 1.3718e-05 | 5.3658e-08 | 0.68453 | 32.8893 | 0.00017666
| Civic Offices | Fittings: shelving to cleaners (Labour - Superstructure Works (per £ spent)) | 1701187 | 8403863 | 2 | Superstructure | Labour Effort | Assembly | 0.82201 | Hours | 10 | 44 | 1 | FALSE | 1 | FALSE | 1 | [6 empty] | 20 | B4B5 | 0.044451 | 2.8789e-09 | 0.00024102 | 5.5284e-05 | 1.3718e-05 | 5.3658e-08 | 0.68453 | 32.8893 | 0.00017666
| Civic Offices | Fittings: shelving to cleaners (Labour - Superstructure Works (per £ spent)) | 1701187 | 8403863 | 2 | Superstructure | Labour Effort | Assembly | 0.82201 | Hours | 10 | 44 | 1 | FALSE | 1 | FALSE | 1 | [6 empty] | 30 | B4B5 | 0.044451 | 2.8789e-09 | 0.00024102 | 5.5284e-05 | 1.3718e-05 | 5.3658e-08 | 0.68453 | 32.8893 | 0.00017666
| Civic Offices | Fittings: shelving to cleaners (Labour - Superstructure Works (per £ spent)) | 1701187 | 8403863 | 2 | Superstructure | Labour Effort | Assembly | 0.82201 | Hours | 10 | 44 | 1 | FALSE | 1 | FALSE | 1 | [6 empty] | 40 | B4B5 | 0.044451 | 2.8789e-09 | 0.00024102 | 5.5284e-05 | 1.3718e-05 | 5.3658e-08 | 0.68453 | 32.8893 | 0.00017666
| Civic Offices | Fittings: shelving to cleaners (Labour - Superstructure Works (per £ spent)) | 1701187 | 8403863 | 2 | Superstructure | Labour Effort | Assembly | 0.82201 | Hours | 10 | 44 | 1 | FALSE | 1 | FALSE | 1 | [6 empty] | 50 | B4B5 | 0.044451 | 2.8789e-09 | 0.00024102 | 5.5284e-05 | 1.3718e-05 | 5.3658e-08 | 0.68453 | 32.8893 | 0.00017666
| Civic Offices | Fittings: shelving to cleaners (Labour - Superstructure Works (per £ spent)) | 1701187 | 8403864 | 2 | Superstructure | Labour Effort | Assembly | 0.82201 | Hours | 20 | 44 | 1 | FALSE | 1 | FALSE | 1 | [6 empty] | 0 | A5 | 0.044451 | 2.8789e-09 | 0.00024102 | 5.5284e-05 | 1.3718e-05 | 5.3658e-08 | 0.68453 | 32.8893 | 0.00017666
| Civic Offices | Fittings: shelving to cleaners (Labour - Superstructure Works (per £ spent)) | 1701187 | 8403864 | 2 | Superstructure | Labour Effort | Assembly | 0.82201 | Hours | 20 | 44 | 1 | FALSE | 1 | FALSE | 1 | [6 empty] | 0 | A4 | 0 | 0 | 0 | 0 | 0 | 0 | 0 | 0 | 0
| Civic Offices | Fittings: shelving to cleaners (Labour - Superstructure Works (per £ spent)) | 1701187 | 8403864 | 2 | Superstructure | Labour Effort | Assembly | 0.82201 | Hours | 20 | 44 | 1 | FALSE | 1 | FALSE | 1 | [6 empty] | 20 | B4B5 | 0.044451 | 2.8789e-09 | 0.00024102 | 5.5284e-05 | 1.3718e-05 | 5.3658e-08 | 0.68453 | 32.8893 | 0.00017666
| Civic Offices | Fittings: shelving to cleaners (Labour - Superstructure Works (per £ spent)) | 1701187 | 8403864 | 2 | Superstructure | Labour Effort | Assembly | 0.82201 | Hours | 20 | 44 | 1 | FALSE | 1 | FALSE | 1 | [6 empty] | 40 | B4B5 | 0.044451 | 2.8789e-09 | 0.00024102 | 5.5284e-05 | 1.3718e-05 | 5.3658e-08 | 0.68453 | 32.8893 | 0.00017666
| Civic Offices | Fittings: Council chamber kitchenette base cabinets worktop wall abinets ironmongery internals plinths and pelmets (Fittings and Furnishings components (£ spent)) | 1701188 | 8403870 | 5 | Services equipment | Install | Assembly | 67.7277 | Hours | 20 | 44 | 1 | FALSE | 1 | FALSE | 1 | [6 empty] | 0 | A5 | 3.6625 | 2.372e-07 | 0.019858 | 0.004555 | 0.0011303 | 4.421e-06 | 56.4009 | 2709.8504 | 0.014556
| Civic Offices | Fittings: Council chamber kitchenette base cabinets worktop wall abinets ironmongery internals plinths and pelmets (Fittings and Furnishings components (£ spent)) | 1701188 | 8403870 | 5 | Services equipment | Install | Assembly | 67.7277 | Hours | 20 | 44 | 1 | FALSE | 1 | FALSE | 1 | [6 empty] | 0 | A4 | 0 | 0 | 0 | 0 | 0 | 0 | 0 | 0 | 0
| Civic Offices | Fittings: Council chamber kitchenette base cabinets worktop wall abinets ironmongery internals plinths and pelmets (Fittings and Furnishings components (£ spent)) | 1701188 | 8403870 | 5 | Services equipment | Install | Assembly | 67.7277 | Hours | 20 | 44 | 1 | FALSE | 1 | FALSE | 1 | [6 empty] | 20 | B4B5 | 3.6625 | 2.372e-07 | 0.019858 | 0.004555 | 0.0011303 | 4.421e-06 | 56.4009 | 2709.8504 | 0.014556
| Civic Offices | Fittings: Council chamber kitchenette base cabinets worktop wall abinets ironmongery internals plinths and pelmets (Fittings and Furnishings components (£ spent)) | 1701188 | 8403870 | 5 | Services equipment | Install | Assembly | 67.7277 | Hours | 20 | 44 | 1 | FALSE | 1 | FALSE | 1 | [6 empty] | 40 | B4B5 | 3.6625 | 2.372e-07 | 0.019858 | 0.004555 | 0.0011303 | 4.421e-06 | 56.4009 | 2709.8504 | 0.014556
| Civic Offices | Fittings: Council chamber kitchenette base cabinets worktop wall abinets ironmongery internals plinths and pelmets (Fittings and Furnishings components (£ spent)) | 1701188 | 8403871 | 5 | Services equipment | Annual inspections and maintenance | Assembly | 3.3864 | Hours | 1 | 44 | 1 | FALSE | 1 | FALSE | 3 | [6 empty] | 1 | B2B3 | 0.18312 | 1.186e-08 | 0.00099292 | 0.00022775 | 5.6515e-05 | 2.2105e-07 | 2.82 | 135.4925 | 0.00072778
| Civic Offices | Fittings: Council chamber kitchenette base cabinets worktop wall abinets ironmongery internals plinths and pelmets (Fittings and Furnishings components (£ spent)) | 1701188 | 8403871 | 5 | Services equipment | Annual inspections and maintenance | Assembly | 3.3864 | Hours | 1 | 44 | 1 | FALSE | 1 | FALSE | 3 | [6 empty] | 2 | B2B3 | 0.18312 | 1.186e-08 | 0.00099292 | 0.00022775 | 5.6515e-05 | 2.2105e-07 | 2.82 | 135.4925 | 0.00072778
| Civic Offices | Fittings: Council chamber kitchenette base cabinets worktop wall abinets ironmongery internals plinths and pelmets (Fittings and Furnishings components (£ spent)) | 1701188 | 8403871 | 5 | Services equipment | Annual inspections and maintenance | Assembly | 3.3864 | Hours | 1 | 44 | 1 | FALSE | 1 | FALSE | 3 | [6 empty] | 3 | B2B3 | 0.18312 | 1.186e-08 | 0.00099292 | 0.00022775 | 5.6515e-05 | 2.2105e-07 | 2.82 | 135.4925 | 0.00072778
| Civic Offices | Fittings: Council chamber kitchenette base cabinets worktop wall abinets ironmongery internals plinths and pelmets (Fittings and Furnishings components (£ spent)) | 1701188 | 8403871 | 5 | Services equipment | Annual inspections and maintenance | Assembly | 3.3864 | Hours | 1 | 44 | 1 | FALSE | 1 | FALSE | 3 | [6 empty] | 4 | B2B3 | 0.18312 | 1.186e-08 | 0.00099292 | 0.00022775 | 5.6515e-05 | 2.2105e-07 | 2.82 | 135.4925 | 0.00072778
| Civic Offices | Fittings: Council chamber kitchenette base cabinets worktop wall abinets ironmongery internals plinths and pelmets (Fittings and Furnishings components (£ spent)) | 1701188 | 8403871 | 5 | Services equipment | Annual inspections and maintenance | Assembly | 3.3864 | Hours | 1 | 44 | 1 | FALSE | 1 | FALSE | 3 | [6 empty] | 5 | B2B3 | 0.18312 | 1.186e-08 | 0.00099292 | 0.00022775 | 5.6515e-05 | 2.2105e-07 | 2.82 | 135.4925 | 0.00072778
| Civic Offices | Fittings: Council chamber kitchenette base cabinets worktop wall abinets ironmongery internals plinths and pelmets (Fittings and Furnishings components (£ spent)) | 1701188 | 8403871 | 5 | Services equipment | Annual inspections and maintenance | Assembly | 3.3864 | Hours | 1 | 44 | 1 | FALSE | 1 | FALSE | 3 | [6 empty] | 6 | B2B3 | 0.18312 | 1.186e-08 | 0.00099292 | 0.00022775 | 5.6515e-05 | 2.2105e-07 | 2.82 | 135.4925 | 0.00072778
| Civic Offices | Fittings: Council chamber kitchenette base cabinets worktop wall abinets ironmongery internals plinths and pelmets (Fittings and Furnishings components (£ spent)) | 1701188 | 8403871 | 5 | Services equipment | Annual inspections and maintenance | Assembly | 3.3864 | Hours | 1 | 44 | 1 | FALSE | 1 | FALSE | 3 | [6 empty] | 7 | B2B3 | 0.18312 | 1.186e-08 | 0.00099292 | 0.00022775 | 5.6515e-05 | 2.2105e-07 | 2.82 | 135.4925 | 0.00072778
| Civic Offices | Fittings: Council chamber kitchenette base cabinets worktop wall abinets ironmongery internals plinths and pelmets (Fittings and Furnishings components (£ spent)) | 1701188 | 8403871 | 5 | Services equipment | Annual inspections and maintenance | Assembly | 3.3864 | Hours | 1 | 44 | 1 | FALSE | 1 | FALSE | 3 | [6 empty] | 8 | B2B3 | 0.18312 | 1.186e-08 | 0.00099292 | 0.00022775 | 5.6515e-05 | 2.2105e-07 | 2.82 | 135.4925 | 0.00072778
| Civic Offices | Fittings: Council chamber kitchenette base cabinets worktop wall abinets ironmongery internals plinths and pelmets (Fittings and Furnishings components (£ spent)) | 1701188 | 8403871 | 5 | Services equipment | Annual inspections and maintenance | Assembly | 3.3864 | Hours | 1 | 44 | 1 | FALSE | 1 | FALSE | 3 | [6 empty] | 9 | B2B3 | 0.18312 | 1.186e-08 | 0.00099292 | 0.00022775 | 5.6515e-05 | 2.2105e-07 | 2.82 | 135.4925 | 0.00072778
| Civic Offices | Fittings: Council chamber kitchenette base cabinets worktop wall abinets ironmongery internals plinths and pelmets (Fittings and Furnishings components (£ spent)) | 1701188 | 8403871 | 5 | Services equipment | Annual inspections and maintenance | Assembly | 3.3864 | Hours | 1 | 44 | 1 | FALSE | 1 | FALSE | 3 | [6 empty] | 10 | B2B3 | 0.18312 | 1.186e-08 | 0.00099292 | 0.00022775 | 5.6515e-05 | 2.2105e-07 | 2.82 | 135.4925 | 0.00072778
| Civic Offices | Fittings: Council chamber kitchenette base cabinets worktop wall abinets ironmongery internals plinths and pelmets (Fittings and Furnishings components (£ spent)) | 1701188 | 8403871 | 5 | Services equipment | Annual inspections and maintenance | Assembly | 3.3864 | Hours | 1 | 44 | 1 | FALSE | 1 | FALSE | 3 | [6 empty] | 11 | B2B3 | 0.18312 | 1.186e-08 | 0.00099292 | 0.00022775 | 5.6515e-05 | 2.2105e-07 | 2.82 | 135.4925 | 0.00072778
| Civic Offices | Fittings: Council chamber kitchenette base cabinets worktop wall abinets ironmongery internals plinths and pelmets (Fittings and Furnishings components (£ spent)) | 1701188 | 8403871 | 5 | Services equipment | Annual inspections and maintenance | Assembly | 3.3864 | Hours | 1 | 44 | 1 | FALSE | 1 | FALSE | 3 | [6 empty] | 12 | B2B3 | 0.18312 | 1.186e-08 | 0.00099292 | 0.00022775 | 5.6515e-05 | 2.2105e-07 | 2.82 | 135.4925 | 0.00072778
| Civic Offices | Fittings: Council chamber kitchenette base cabinets worktop wall abinets ironmongery internals plinths and pelmets (Fittings and Furnishings components (£ spent)) | 1701188 | 8403871 | 5 | Services equipment | Annual inspections and maintenance | Assembly | 3.3864 | Hours | 1 | 44 | 1 | FALSE | 1 | FALSE | 3 | [6 empty] | 13 | B2B3 | 0.18312 | 1.186e-08 | 0.00099292 | 0.00022775 | 5.6515e-05 | 2.2105e-07 | 2.82 | 135.4925 | 0.00072778
| Civic Offices | Fittings: Council chamber kitchenette base cabinets worktop wall abinets ironmongery internals plinths and pelmets (Fittings and Furnishings components (£ spent)) | 1701188 | 8403871 | 5 | Services equipment | Annual inspections and maintenance | Assembly | 3.3864 | Hours | 1 | 44 | 1 | FALSE | 1 | FALSE | 3 | [6 empty] | 14 | B2B3 | 0.18312 | 1.186e-08 | 0.00099292 | 0.00022775 | 5.6515e-05 | 2.2105e-07 | 2.82 | 135.4925 | 0.00072778
| Civic Offices | Fittings: Council chamber kitchenette base cabinets worktop wall abinets ironmongery internals plinths and pelmets (Fittings and Furnishings components (£ spent)) | 1701188 | 8403871 | 5 | Services equipment | Annual inspections and maintenance | Assembly | 3.3864 | Hours | 1 | 44 | 1 | FALSE | 1 | FALSE | 3 | [6 empty] | 15 | B2B3 | 0.18312 | 1.186e-08 | 0.00099292 | 0.00022775 | 5.6515e-05 | 2.2105e-07 | 2.82 | 135.4925 | 0.00072778
| Civic Offices | Fittings: Council chamber kitchenette base cabinets worktop wall abinets ironmongery internals plinths and pelmets (Fittings and Furnishings components (£ spent)) | 1701188 | 8403871 | 5 | Services equipment | Annual inspections and maintenance | Assembly | 3.3864 | Hours | 1 | 44 | 1 | FALSE | 1 | FALSE | 3 | [6 empty] | 16 | B2B3 | 0.18312 | 1.186e-08 | 0.00099292 | 0.00022775 | 5.6515e-05 | 2.2105e-07 | 2.82 | 135.4925 | 0.00072778
| Civic Offices | Fittings: Council chamber kitchenette base cabinets worktop wall abinets ironmongery internals plinths and pelmets (Fittings and Furnishings components (£ spent)) | 1701188 | 8403871 | 5 | Services equipment | Annual inspections and maintenance | Assembly | 3.3864 | Hours | 1 | 44 | 1 | FALSE | 1 | FALSE | 3 | [6 empty] | 17 | B2B3 | 0.18312 | 1.186e-08 | 0.00099292 | 0.00022775 | 5.6515e-05 | 2.2105e-07 | 2.82 | 135.4925 | 0.00072778
| Civic Offices | Fittings: Council chamber kitchenette base cabinets worktop wall abinets ironmongery internals plinths and pelmets (Fittings and Furnishings components (£ spent)) | 1701188 | 8403871 | 5 | Services equipment | Annual inspections and maintenance | Assembly | 3.3864 | Hours | 1 | 44 | 1 | FALSE | 1 | FALSE | 3 | [6 empty] | 18 | B2B3 | 0.18312 | 1.186e-08 | 0.00099292 | 0.00022775 | 5.6515e-05 | 2.2105e-07 | 2.82 | 135.4925 | 0.00072778
| Civic Offices | Fittings: Council chamber kitchenette base cabinets worktop wall abinets ironmongery internals plinths and pelmets (Fittings and Furnishings components (£ spent)) | 1701188 | 8403871 | 5 | Services equipment | Annual inspections and maintenance | Assembly | 3.3864 | Hours | 1 | 44 | 1 | FALSE | 1 | FALSE | 3 | [6 empty] | 19 | B2B3 | 0.18312 | 1.186e-08 | 0.00099292 | 0.00022775 | 5.6515e-05 | 2.2105e-07 | 2.82 | 135.4925 | 0.00072778
| Civic Offices | Fittings: Council chamber kitchenette base cabinets worktop wall abinets ironmongery internals plinths and pelmets (Fittings and Furnishings components (£ spent)) | 1701188 | 8403871 | 5 | Services equipment | Annual inspections and maintenance | Assembly | 3.3864 | Hours | 1 | 44 | 1 | FALSE | 1 | FALSE | 3 | [6 empty] | 20 | B2B3 | 0.18312 | 1.186e-08 | 0.00099292 | 0.00022775 | 5.6515e-05 | 2.2105e-07 | 2.82 | 135.4925 | 0.00072778
| Civic Offices | Fittings: Council chamber kitchenette base cabinets worktop wall abinets ironmongery internals plinths and pelmets (Fittings and Furnishings components (£ spent)) | 1701188 | 8403871 | 5 | Services equipment | Annual inspections and maintenance | Assembly | 3.3864 | Hours | 1 | 44 | 1 | FALSE | 1 | FALSE | 3 | [6 empty] | 21 | B2B3 | 0.18312 | 1.186e-08 | 0.00099292 | 0.00022775 | 5.6515e-05 | 2.2105e-07 | 2.82 | 135.4925 | 0.00072778
| Civic Offices | Fittings: Council chamber kitchenette base cabinets worktop wall abinets ironmongery internals plinths and pelmets (Fittings and Furnishings components (£ spent)) | 1701188 | 8403871 | 5 | Services equipment | Annual inspections and maintenance | Assembly | 3.3864 | Hours | 1 | 44 | 1 | FALSE | 1 | FALSE | 3 | [6 empty] | 22 | B2B3 | 0.18312 | 1.186e-08 | 0.00099292 | 0.00022775 | 5.6515e-05 | 2.2105e-07 | 2.82 | 135.4925 | 0.00072778
| Civic Offices | Fittings: Council chamber kitchenette base cabinets worktop wall abinets ironmongery internals plinths and pelmets (Fittings and Furnishings components (£ spent)) | 1701188 | 8403871 | 5 | Services equipment | Annual inspections and maintenance | Assembly | 3.3864 | Hours | 1 | 44 | 1 | FALSE | 1 | FALSE | 3 | [6 empty] | 23 | B2B3 | 0.18312 | 1.186e-08 | 0.00099292 | 0.00022775 | 5.6515e-05 | 2.2105e-07 | 2.82 | 135.4925 | 0.00072778
| Civic Offices | Fittings: Council chamber kitchenette base cabinets worktop wall abinets ironmongery internals plinths and pelmets (Fittings and Furnishings components (£ spent)) | 1701188 | 8403871 | 5 | Services equipment | Annual inspections and maintenance | Assembly | 3.3864 | Hours | 1 | 44 | 1 | FALSE | 1 | FALSE | 3 | [6 empty] | 24 | B2B3 | 0.18312 | 1.186e-08 | 0.00099292 | 0.00022775 | 5.6515e-05 | 2.2105e-07 | 2.82 | 135.4925 | 0.00072778
| Civic Offices | Fittings: Council chamber kitchenette base cabinets worktop wall abinets ironmongery internals plinths and pelmets (Fittings and Furnishings components (£ spent)) | 1701188 | 8403871 | 5 | Services equipment | Annual inspections and maintenance | Assembly | 3.3864 | Hours | 1 | 44 | 1 | FALSE | 1 | FALSE | 3 | [6 empty] | 25 | B2B3 | 0.18312 | 1.186e-08 | 0.00099292 | 0.00022775 | 5.6515e-05 | 2.2105e-07 | 2.82 | 135.4925 | 0.00072778
| Civic Offices | Fittings: Council chamber kitchenette base cabinets worktop wall abinets ironmongery internals plinths and pelmets (Fittings and Furnishings components (£ spent)) | 1701188 | 8403871 | 5 | Services equipment | Annual inspections and maintenance | Assembly | 3.3864 | Hours | 1 | 44 | 1 | FALSE | 1 | FALSE | 3 | [6 empty] | 26 | B2B3 | 0.18312 | 1.186e-08 | 0.00099292 | 0.00022775 | 5.6515e-05 | 2.2105e-07 | 2.82 | 135.4925 | 0.00072778
| Civic Offices | Fittings: Council chamber kitchenette base cabinets worktop wall abinets ironmongery internals plinths and pelmets (Fittings and Furnishings components (£ spent)) | 1701188 | 8403871 | 5 | Services equipment | Annual inspections and maintenance | Assembly | 3.3864 | Hours | 1 | 44 | 1 | FALSE | 1 | FALSE | 3 | [6 empty] | 27 | B2B3 | 0.18312 | 1.186e-08 | 0.00099292 | 0.00022775 | 5.6515e-05 | 2.2105e-07 | 2.82 | 135.4925 | 0.00072778
| Civic Offices | Fittings: Council chamber kitchenette base cabinets worktop wall abinets ironmongery internals plinths and pelmets (Fittings and Furnishings components (£ spent)) | 1701188 | 8403871 | 5 | Services equipment | Annual inspections and maintenance | Assembly | 3.3864 | Hours | 1 | 44 | 1 | FALSE | 1 | FALSE | 3 | [6 empty] | 28 | B2B3 | 0.18312 | 1.186e-08 | 0.00099292 | 0.00022775 | 5.6515e-05 | 2.2105e-07 | 2.82 | 135.4925 | 0.00072778
| Civic Offices | Fittings: Council chamber kitchenette base cabinets worktop wall abinets ironmongery internals plinths and pelmets (Fittings and Furnishings components (£ spent)) | 1701188 | 8403871 | 5 | Services equipment | Annual inspections and maintenance | Assembly | 3.3864 | Hours | 1 | 44 | 1 | FALSE | 1 | FALSE | 3 | [6 empty] | 29 | B2B3 | 0.18312 | 1.186e-08 | 0.00099292 | 0.00022775 | 5.6515e-05 | 2.2105e-07 | 2.82 | 135.4925 | 0.00072778
| Civic Offices | Fittings: Council chamber kitchenette base cabinets worktop wall abinets ironmongery internals plinths and pelmets (Fittings and Furnishings components (£ spent)) | 1701188 | 8403871 | 5 | Services equipment | Annual inspections and maintenance | Assembly | 3.3864 | Hours | 1 | 44 | 1 | FALSE | 1 | FALSE | 3 | [6 empty] | 30 | B2B3 | 0.18312 | 1.186e-08 | 0.00099292 | 0.00022775 | 5.6515e-05 | 2.2105e-07 | 2.82 | 135.4925 | 0.00072778
| Civic Offices | Fittings: Council chamber kitchenette base cabinets worktop wall abinets ironmongery internals plinths and pelmets (Fittings and Furnishings components (£ spent)) | 1701188 | 8403871 | 5 | Services equipment | Annual inspections and maintenance | Assembly | 3.3864 | Hours | 1 | 44 | 1 | FALSE | 1 | FALSE | 3 | [6 empty] | 31 | B2B3 | 0.18312 | 1.186e-08 | 0.00099292 | 0.00022775 | 5.6515e-05 | 2.2105e-07 | 2.82 | 135.4925 | 0.00072778
| Civic Offices | Fittings: Council chamber kitchenette base cabinets worktop wall abinets ironmongery internals plinths and pelmets (Fittings and Furnishings components (£ spent)) | 1701188 | 8403871 | 5 | Services equipment | Annual inspections and maintenance | Assembly | 3.3864 | Hours | 1 | 44 | 1 | FALSE | 1 | FALSE | 3 | [6 empty] | 32 | B2B3 | 0.18312 | 1.186e-08 | 0.00099292 | 0.00022775 | 5.6515e-05 | 2.2105e-07 | 2.82 | 135.4925 | 0.00072778
| Civic Offices | Fittings: Council chamber kitchenette base cabinets worktop wall abinets ironmongery internals plinths and pelmets (Fittings and Furnishings components (£ spent)) | 1701188 | 8403871 | 5 | Services equipment | Annual inspections and maintenance | Assembly | 3.3864 | Hours | 1 | 44 | 1 | FALSE | 1 | FALSE | 3 | [6 empty] | 33 | B2B3 | 0.18312 | 1.186e-08 | 0.00099292 | 0.00022775 | 5.6515e-05 | 2.2105e-07 | 2.82 | 135.4925 | 0.00072778
| Civic Offices | Fittings: Council chamber kitchenette base cabinets worktop wall abinets ironmongery internals plinths and pelmets (Fittings and Furnishings components (£ spent)) | 1701188 | 8403871 | 5 | Services equipment | Annual inspections and maintenance | Assembly | 3.3864 | Hours | 1 | 44 | 1 | FALSE | 1 | FALSE | 3 | [6 empty] | 34 | B2B3 | 0.18312 | 1.186e-08 | 0.00099292 | 0.00022775 | 5.6515e-05 | 2.2105e-07 | 2.82 | 135.4925 | 0.00072778
| Civic Offices | Fittings: Council chamber kitchenette base cabinets worktop wall abinets ironmongery internals plinths and pelmets (Fittings and Furnishings components (£ spent)) | 1701188 | 8403871 | 5 | Services equipment | Annual inspections and maintenance | Assembly | 3.3864 | Hours | 1 | 44 | 1 | FALSE | 1 | FALSE | 3 | [6 empty] | 35 | B2B3 | 0.18312 | 1.186e-08 | 0.00099292 | 0.00022775 | 5.6515e-05 | 2.2105e-07 | 2.82 | 135.4925 | 0.00072778
| Civic Offices | Fittings: Council chamber kitchenette base cabinets worktop wall abinets ironmongery internals plinths and pelmets (Fittings and Furnishings components (£ spent)) | 1701188 | 8403871 | 5 | Services equipment | Annual inspections and maintenance | Assembly | 3.3864 | Hours | 1 | 44 | 1 | FALSE | 1 | FALSE | 3 | [6 empty] | 36 | B2B3 | 0.18312 | 1.186e-08 | 0.00099292 | 0.00022775 | 5.6515e-05 | 2.2105e-07 | 2.82 | 135.4925 | 0.00072778
| Civic Offices | Fittings: Council chamber kitchenette base cabinets worktop wall abinets ironmongery internals plinths and pelmets (Fittings and Furnishings components (£ spent)) | 1701188 | 8403871 | 5 | Services equipment | Annual inspections and maintenance | Assembly | 3.3864 | Hours | 1 | 44 | 1 | FALSE | 1 | FALSE | 3 | [6 empty] | 37 | B2B3 | 0.18312 | 1.186e-08 | 0.00099292 | 0.00022775 | 5.6515e-05 | 2.2105e-07 | 2.82 | 135.4925 | 0.00072778
| Civic Offices | Fittings: Council chamber kitchenette base cabinets worktop wall abinets ironmongery internals plinths and pelmets (Fittings and Furnishings components (£ spent)) | 1701188 | 8403871 | 5 | Services equipment | Annual inspections and maintenance | Assembly | 3.3864 | Hours | 1 | 44 | 1 | FALSE | 1 | FALSE | 3 | [6 empty] | 38 | B2B3 | 0.18312 | 1.186e-08 | 0.00099292 | 0.00022775 | 5.6515e-05 | 2.2105e-07 | 2.82 | 135.4925 | 0.00072778
| Civic Offices | Fittings: Council chamber kitchenette base cabinets worktop wall abinets ironmongery internals plinths and pelmets (Fittings and Furnishings components (£ spent)) | 1701188 | 8403871 | 5 | Services equipment | Annual inspections and maintenance | Assembly | 3.3864 | Hours | 1 | 44 | 1 | FALSE | 1 | FALSE | 3 | [6 empty] | 39 | B2B3 | 0.18312 | 1.186e-08 | 0.00099292 | 0.00022775 | 5.6515e-05 | 2.2105e-07 | 2.82 | 135.4925 | 0.00072778
| Civic Offices | Fittings: Council chamber kitchenette base cabinets worktop wall abinets ironmongery internals plinths and pelmets (Fittings and Furnishings components (£ spent)) | 1701188 | 8403871 | 5 | Services equipment | Annual inspections and maintenance | Assembly | 3.3864 | Hours | 1 | 44 | 1 | FALSE | 1 | FALSE | 3 | [6 empty] | 40 | B2B3 | 0.18312 | 1.186e-08 | 0.00099292 | 0.00022775 | 5.6515e-05 | 2.2105e-07 | 2.82 | 135.4925 | 0.00072778
| Civic Offices | Fittings: Council chamber kitchenette base cabinets worktop wall abinets ironmongery internals plinths and pelmets (Fittings and Furnishings components (£ spent)) | 1701188 | 8403871 | 5 | Services equipment | Annual inspections and maintenance | Assembly | 3.3864 | Hours | 1 | 44 | 1 | FALSE | 1 | FALSE | 3 | [6 empty] | 41 | B2B3 | 0.18312 | 1.186e-08 | 0.00099292 | 0.00022775 | 5.6515e-05 | 2.2105e-07 | 2.82 | 135.4925 | 0.00072778
| Civic Offices | Fittings: Council chamber kitchenette base cabinets worktop wall abinets ironmongery internals plinths and pelmets (Fittings and Furnishings components (£ spent)) | 1701188 | 8403871 | 5 | Services equipment | Annual inspections and maintenance | Assembly | 3.3864 | Hours | 1 | 44 | 1 | FALSE | 1 | FALSE | 3 | [6 empty] | 42 | B2B3 | 0.18312 | 1.186e-08 | 0.00099292 | 0.00022775 | 5.6515e-05 | 2.2105e-07 | 2.82 | 135.4925 | 0.00072778
| Civic Offices | Fittings: Council chamber kitchenette base cabinets worktop wall abinets ironmongery internals plinths and pelmets (Fittings and Furnishings components (£ spent)) | 1701188 | 8403871 | 5 | Services equipment | Annual inspections and maintenance | Assembly | 3.3864 | Hours | 1 | 44 | 1 | FALSE | 1 | FALSE | 3 | [6 empty] | 43 | B2B3 | 0.18312 | 1.186e-08 | 0.00099292 | 0.00022775 | 5.6515e-05 | 2.2105e-07 | 2.82 | 135.4925 | 0.00072778
| Civic Offices | Fittings: Council chamber kitchenette base cabinets worktop wall abinets ironmongery internals plinths and pelmets (Fittings and Furnishings components (£ spent)) | 1701188 | 8403871 | 5 | Services equipment | Annual inspections and maintenance | Assembly | 3.3864 | Hours | 1 | 44 | 1 | FALSE | 1 | FALSE | 3 | [6 empty] | 44 | B2B3 | 0.18312 | 1.186e-08 | 0.00099292 | 0.00022775 | 5.6515e-05 | 2.2105e-07 | 2.82 | 135.4925 | 0.00072778
| Civic Offices | Fittings: Council chamber kitchenette base cabinets worktop wall abinets ironmongery internals plinths and pelmets (Fittings and Furnishings components (£ spent)) | 1701188 | 8403871 | 5 | Services equipment | Annual inspections and maintenance | Assembly | 3.3864 | Hours | 1 | 44 | 1 | FALSE | 1 | FALSE | 3 | [6 empty] | 45 | B2B3 | 0.18312 | 1.186e-08 | 0.00099292 | 0.00022775 | 5.6515e-05 | 2.2105e-07 | 2.82 | 135.4925 | 0.00072778
| Civic Offices | Fittings: Council chamber kitchenette base cabinets worktop wall abinets ironmongery internals plinths and pelmets (Fittings and Furnishings components (£ spent)) | 1701188 | 8403871 | 5 | Services equipment | Annual inspections and maintenance | Assembly | 3.3864 | Hours | 1 | 44 | 1 | FALSE | 1 | FALSE | 3 | [6 empty] | 46 | B2B3 | 0.18312 | 1.186e-08 | 0.00099292 | 0.00022775 | 5.6515e-05 | 2.2105e-07 | 2.82 | 135.4925 | 0.00072778
| Civic Offices | Fittings: Council chamber kitchenette base cabinets worktop wall abinets ironmongery internals plinths and pelmets (Fittings and Furnishings components (£ spent)) | 1701188 | 8403871 | 5 | Services equipment | Annual inspections and maintenance | Assembly | 3.3864 | Hours | 1 | 44 | 1 | FALSE | 1 | FALSE | 3 | [6 empty] | 47 | B2B3 | 0.18312 | 1.186e-08 | 0.00099292 | 0.00022775 | 5.6515e-05 | 2.2105e-07 | 2.82 | 135.4925 | 0.00072778
| Civic Offices | Fittings: Council chamber kitchenette base cabinets worktop wall abinets ironmongery internals plinths and pelmets (Fittings and Furnishings components (£ spent)) | 1701188 | 8403871 | 5 | Services equipment | Annual inspections and maintenance | Assembly | 3.3864 | Hours | 1 | 44 | 1 | FALSE | 1 | FALSE | 3 | [6 empty] | 48 | B2B3 | 0.18312 | 1.186e-08 | 0.00099292 | 0.00022775 | 5.6515e-05 | 2.2105e-07 | 2.82 | 135.4925 | 0.00072778
| Civic Offices | Fittings: Council chamber kitchenette base cabinets worktop wall abinets ironmongery internals plinths and pelmets (Fittings and Furnishings components (£ spent)) | 1701188 | 8403871 | 5 | Services equipment | Annual inspections and maintenance | Assembly | 3.3864 | Hours | 1 | 44 | 1 | FALSE | 1 | FALSE | 3 | [6 empty] | 49 | B2B3 | 0.18312 | 1.186e-08 | 0.00099292 | 0.00022775 | 5.6515e-05 | 2.2105e-07 | 2.82 | 135.4925 | 0.00072778
| Civic Offices | Fittings: Council chamber kitchenette base cabinets worktop wall abinets ironmongery internals plinths and pelmets (Fittings and Furnishings components (£ spent)) | 1701188 | 8403871 | 5 | Services equipment | Annual inspections and maintenance | Assembly | 3.3864 | Hours | 1 | 44 | 1 | FALSE | 1 | FALSE | 3 | [6 empty] | 50 | B2B3 | 0.18312 | 1.186e-08 | 0.00099292 | 0.00022775 | 5.6515e-05 | 2.2105e-07 | 2.82 | 135.4925 | 0.00072778
| Civic Offices | Fittings: Council chamber kitchenette base cabinets worktop wall abinets ironmongery internals plinths and pelmets (Fittings and Furnishings components (£ spent)) | 1701188 | 8403871 | 5 | Services equipment | Annual inspections and maintenance | Assembly | 3.3864 | Hours | 1 | 44 | 1 | FALSE | 1 | FALSE | 3 | [6 empty] | 51 | B2B3 | 0.18312 | 1.186e-08 | 0.00099292 | 0.00022775 | 5.6515e-05 | 2.2105e-07 | 2.82 | 135.4925 | 0.00072778
| Civic Offices | Fittings: Council chamber kitchenette base cabinets worktop wall abinets ironmongery internals plinths and pelmets (Fittings and Furnishings components (£ spent)) | 1701188 | 8403871 | 5 | Services equipment | Annual inspections and maintenance | Assembly | 3.3864 | Hours | 1 | 44 | 1 | FALSE | 1 | FALSE | 3 | [6 empty] | 52 | B2B3 | 0.18312 | 1.186e-08 | 0.00099292 | 0.00022775 | 5.6515e-05 | 2.2105e-07 | 2.82 | 135.4925 | 0.00072778
| Civic Offices | Fittings: Council chamber kitchenette base cabinets worktop wall abinets ironmongery internals plinths and pelmets (Fittings and Furnishings components (£ spent)) | 1701188 | 8403871 | 5 | Services equipment | Annual inspections and maintenance | Assembly | 3.3864 | Hours | 1 | 44 | 1 | FALSE | 1 | FALSE | 3 | [6 empty] | 53 | B2B3 | 0.18312 | 1.186e-08 | 0.00099292 | 0.00022775 | 5.6515e-05 | 2.2105e-07 | 2.82 | 135.4925 | 0.00072778
| Civic Offices | Fittings: Council chamber kitchenette base cabinets worktop wall abinets ironmongery internals plinths and pelmets (Fittings and Furnishings components (£ spent)) | 1701188 | 8403871 | 5 | Services equipment | Annual inspections and maintenance | Assembly | 3.3864 | Hours | 1 | 44 | 1 | FALSE | 1 | FALSE | 3 | [6 empty] | 54 | B2B3 | 0.18312 | 1.186e-08 | 0.00099292 | 0.00022775 | 5.6515e-05 | 2.2105e-07 | 2.82 | 135.4925 | 0.00072778
| Civic Offices | Fittings: Council chamber kitchenette base cabinets worktop wall abinets ironmongery internals plinths and pelmets (Fittings and Furnishings components (£ spent)) | 1701188 | 8403871 | 5 | Services equipment | Annual inspections and maintenance | Assembly | 3.3864 | Hours | 1 | 44 | 1 | FALSE | 1 | FALSE | 3 | [6 empty] | 55 | B2B3 | 0.18312 | 1.186e-08 | 0.00099292 | 0.00022775 | 5.6515e-05 | 2.2105e-07 | 2.82 | 135.4925 | 0.00072778
| Civic Offices | Fittings: Council chamber kitchenette base cabinets worktop wall abinets ironmongery internals plinths and pelmets (Fittings and Furnishings components (£ spent)) | 1701188 | 8403871 | 5 | Services equipment | Annual inspections and maintenance | Assembly | 3.3864 | Hours | 1 | 44 | 1 | FALSE | 1 | FALSE | 3 | [6 empty] | 56 | B2B3 | 0.18312 | 1.186e-08 | 0.00099292 | 0.00022775 | 5.6515e-05 | 2.2105e-07 | 2.82 | 135.4925 | 0.00072778
| Civic Offices | Fittings: Council chamber kitchenette base cabinets worktop wall abinets ironmongery internals plinths and pelmets (Fittings and Furnishings components (£ spent)) | 1701188 | 8403871 | 5 | Services equipment | Annual inspections and maintenance | Assembly | 3.3864 | Hours | 1 | 44 | 1 | FALSE | 1 | FALSE | 3 | [6 empty] | 57 | B2B3 | 0.18312 | 1.186e-08 | 0.00099292 | 0.00022775 | 5.6515e-05 | 2.2105e-07 | 2.82 | 135.4925 | 0.00072778
| Civic Offices | Fittings: Council chamber kitchenette base cabinets worktop wall abinets ironmongery internals plinths and pelmets (Fittings and Furnishings components (£ spent)) | 1701188 | 8403871 | 5 | Services equipment | Annual inspections and maintenance | Assembly | 3.3864 | Hours | 1 | 44 | 1 | FALSE | 1 | FALSE | 3 | [6 empty] | 58 | B2B3 | 0.18312 | 1.186e-08 | 0.00099292 | 0.00022775 | 5.6515e-05 | 2.2105e-07 | 2.82 | 135.4925 | 0.00072778
| Civic Offices | Fittings: Council chamber kitchenette base cabinets worktop wall abinets ironmongery internals plinths and pelmets (Fittings and Furnishings components (£ spent)) | 1701188 | 8403871 | 5 | Services equipment | Annual inspections and maintenance | Assembly | 3.3864 | Hours | 1 | 44 | 1 | FALSE | 1 | FALSE | 3 | [6 empty] | 59 | B2B3 | 0.18312 | 1.186e-08 | 0.00099292 | 0.00022775 | 5.6515e-05 | 2.2105e-07 | 2.82 | 135.4925 | 0.00072778
| Civic Offices | Fittings: Council chamber kitchenette base cabinets worktop wall abinets ironmongery internals plinths and pelmets (Fittings and Furnishings components (£ spent)) | 1701188 | 8403871 | 5 | Services equipment | Annual inspections and maintenance | Assembly | 3.3864 | Hours | 1 | 44 | 1 | FALSE | 1 | FALSE | 3 | [6 empty] | 60 | B2B3 | 0.18312 | 1.186e-08 | 0.00099292 | 0.00022775 | 5.6515e-05 | 2.2105e-07 | 2.82 | 135.4925 | 0.00072778
| Civic Offices | Fittings: Mayors Parlour kitchenette base cabinets wall cabinets worktop doors ironmongery pelments and plinths shelves and internals (Fittings and Furnishings components (£ spent)) | 1701189 | 8403877 | 5 | Services equipment | Install | Assembly | 81.2733 | Hours | 20 | 44 | 1 | FALSE | 1 | FALSE | 1 | [6 empty] | 0 | A5 | 4.395 | 2.8464e-07 | 0.02383 | 0.005466 | 0.0013564 | 5.3052e-06 | 67.681 | 3251.8205 | 0.017467
| Civic Offices | Fittings: Mayors Parlour kitchenette base cabinets wall cabinets worktop doors ironmongery pelments and plinths shelves and internals (Fittings and Furnishings components (£ spent)) | 1701189 | 8403877 | 5 | Services equipment | Install | Assembly | 81.2733 | Hours | 20 | 44 | 1 | FALSE | 1 | FALSE | 1 | [6 empty] | 0 | A4 | 0 | 0 | 0 | 0 | 0 | 0 | 0 | 0 | 0
| Civic Offices | Fittings: Mayors Parlour kitchenette base cabinets wall cabinets worktop doors ironmongery pelments and plinths shelves and internals (Fittings and Furnishings components (£ spent)) | 1701189 | 8403877 | 5 | Services equipment | Install | Assembly | 81.2733 | Hours | 20 | 44 | 1 | FALSE | 1 | FALSE | 1 | [6 empty] | 20 | B4B5 | 4.395 | 2.8464e-07 | 0.02383 | 0.005466 | 0.0013564 | 5.3052e-06 | 67.681 | 3251.8205 | 0.017467
| Civic Offices | Fittings: Mayors Parlour kitchenette base cabinets wall cabinets worktop doors ironmongery pelments and plinths shelves and internals (Fittings and Furnishings components (£ spent)) | 1701189 | 8403877 | 5 | Services equipment | Install | Assembly | 81.2733 | Hours | 20 | 44 | 1 | FALSE | 1 | FALSE | 1 | [6 empty] | 40 | B4B5 | 4.395 | 2.8464e-07 | 0.02383 | 0.005466 | 0.0013564 | 5.3052e-06 | 67.681 | 3251.8205 | 0.017467
| Civic Offices | Fittings: Mayors Parlour kitchenette base cabinets wall cabinets worktop doors ironmongery pelments and plinths shelves and internals (Fittings and Furnishings components (£ spent)) | 1701189 | 8403878 | 5 | Services equipment | Annual inspections and maintenance | Assembly | 4.0637 | Hours | 1 | 44 | 1 | FALSE | 1 | FALSE | 3 | [6 empty] | 1 | B2B3 | 0.21975 | 1.4232e-08 | 0.0011915 | 0.0002733 | 6.7818e-05 | 2.6526e-07 | 3.3841 | 162.591 | 0.00087333
| Civic Offices | Fittings: Mayors Parlour kitchenette base cabinets wall cabinets worktop doors ironmongery pelments and plinths shelves and internals (Fittings and Furnishings components (£ spent)) | 1701189 | 8403878 | 5 | Services equipment | Annual inspections and maintenance | Assembly | 4.0637 | Hours | 1 | 44 | 1 | FALSE | 1 | FALSE | 3 | [6 empty] | 2 | B2B3 | 0.21975 | 1.4232e-08 | 0.0011915 | 0.0002733 | 6.7818e-05 | 2.6526e-07 | 3.3841 | 162.591 | 0.00087333
| Civic Offices | Fittings: Mayors Parlour kitchenette base cabinets wall cabinets worktop doors ironmongery pelments and plinths shelves and internals (Fittings and Furnishings components (£ spent)) | 1701189 | 8403878 | 5 | Services equipment | Annual inspections and maintenance | Assembly | 4.0637 | Hours | 1 | 44 | 1 | FALSE | 1 | FALSE | 3 | [6 empty] | 3 | B2B3 | 0.21975 | 1.4232e-08 | 0.0011915 | 0.0002733 | 6.7818e-05 | 2.6526e-07 | 3.3841 | 162.591 | 0.00087333
| Civic Offices | Fittings: Mayors Parlour kitchenette base cabinets wall cabinets worktop doors ironmongery pelments and plinths shelves and internals (Fittings and Furnishings components (£ spent)) | 1701189 | 8403878 | 5 | Services equipment | Annual inspections and maintenance | Assembly | 4.0637 | Hours | 1 | 44 | 1 | FALSE | 1 | FALSE | 3 | [6 empty] | 4 | B2B3 | 0.21975 | 1.4232e-08 | 0.0011915 | 0.0002733 | 6.7818e-05 | 2.6526e-07 | 3.3841 | 162.591 | 0.00087333
| Civic Offices | Fittings: Mayors Parlour kitchenette base cabinets wall cabinets worktop doors ironmongery pelments and plinths shelves and internals (Fittings and Furnishings components (£ spent)) | 1701189 | 8403878 | 5 | Services equipment | Annual inspections and maintenance | Assembly | 4.0637 | Hours | 1 | 44 | 1 | FALSE | 1 | FALSE | 3 | [6 empty] | 5 | B2B3 | 0.21975 | 1.4232e-08 | 0.0011915 | 0.0002733 | 6.7818e-05 | 2.6526e-07 | 3.3841 | 162.591 | 0.00087333
| Civic Offices | Fittings: Mayors Parlour kitchenette base cabinets wall cabinets worktop doors ironmongery pelments and plinths shelves and internals (Fittings and Furnishings components (£ spent)) | 1701189 | 8403878 | 5 | Services equipment | Annual inspections and maintenance | Assembly | 4.0637 | Hours | 1 | 44 | 1 | FALSE | 1 | FALSE | 3 | [6 empty] | 6 | B2B3 | 0.21975 | 1.4232e-08 | 0.0011915 | 0.0002733 | 6.7818e-05 | 2.6526e-07 | 3.3841 | 162.591 | 0.00087333
| Civic Offices | Fittings: Mayors Parlour kitchenette base cabinets wall cabinets worktop doors ironmongery pelments and plinths shelves and internals (Fittings and Furnishings components (£ spent)) | 1701189 | 8403878 | 5 | Services equipment | Annual inspections and maintenance | Assembly | 4.0637 | Hours | 1 | 44 | 1 | FALSE | 1 | FALSE | 3 | [6 empty] | 7 | B2B3 | 0.21975 | 1.4232e-08 | 0.0011915 | 0.0002733 | 6.7818e-05 | 2.6526e-07 | 3.3841 | 162.591 | 0.00087333
| Civic Offices | Fittings: Mayors Parlour kitchenette base cabinets wall cabinets worktop doors ironmongery pelments and plinths shelves and internals (Fittings and Furnishings components (£ spent)) | 1701189 | 8403878 | 5 | Services equipment | Annual inspections and maintenance | Assembly | 4.0637 | Hours | 1 | 44 | 1 | FALSE | 1 | FALSE | 3 | [6 empty] | 8 | B2B3 | 0.21975 | 1.4232e-08 | 0.0011915 | 0.0002733 | 6.7818e-05 | 2.6526e-07 | 3.3841 | 162.591 | 0.00087333
| Civic Offices | Fittings: Mayors Parlour kitchenette base cabinets wall cabinets worktop doors ironmongery pelments and plinths shelves and internals (Fittings and Furnishings components (£ spent)) | 1701189 | 8403878 | 5 | Services equipment | Annual inspections and maintenance | Assembly | 4.0637 | Hours | 1 | 44 | 1 | FALSE | 1 | FALSE | 3 | [6 empty] | 9 | B2B3 | 0.21975 | 1.4232e-08 | 0.0011915 | 0.0002733 | 6.7818e-05 | 2.6526e-07 | 3.3841 | 162.591 | 0.00087333
| Civic Offices | Fittings: Mayors Parlour kitchenette base cabinets wall cabinets worktop doors ironmongery pelments and plinths shelves and internals (Fittings and Furnishings components (£ spent)) | 1701189 | 8403878 | 5 | Services equipment | Annual inspections and maintenance | Assembly | 4.0637 | Hours | 1 | 44 | 1 | FALSE | 1 | FALSE | 3 | [6 empty] | 10 | B2B3 | 0.21975 | 1.4232e-08 | 0.0011915 | 0.0002733 | 6.7818e-05 | 2.6526e-07 | 3.3841 | 162.591 | 0.00087333
| Civic Offices | Fittings: Mayors Parlour kitchenette base cabinets wall cabinets worktop doors ironmongery pelments and plinths shelves and internals (Fittings and Furnishings components (£ spent)) | 1701189 | 8403878 | 5 | Services equipment | Annual inspections and maintenance | Assembly | 4.0637 | Hours | 1 | 44 | 1 | FALSE | 1 | FALSE | 3 | [6 empty] | 11 | B2B3 | 0.21975 | 1.4232e-08 | 0.0011915 | 0.0002733 | 6.7818e-05 | 2.6526e-07 | 3.3841 | 162.591 | 0.00087333
| Civic Offices | Fittings: Mayors Parlour kitchenette base cabinets wall cabinets worktop doors ironmongery pelments and plinths shelves and internals (Fittings and Furnishings components (£ spent)) | 1701189 | 8403878 | 5 | Services equipment | Annual inspections and maintenance | Assembly | 4.0637 | Hours | 1 | 44 | 1 | FALSE | 1 | FALSE | 3 | [6 empty] | 12 | B2B3 | 0.21975 | 1.4232e-08 | 0.0011915 | 0.0002733 | 6.7818e-05 | 2.6526e-07 | 3.3841 | 162.591 | 0.00087333
| Civic Offices | Fittings: Mayors Parlour kitchenette base cabinets wall cabinets worktop doors ironmongery pelments and plinths shelves and internals (Fittings and Furnishings components (£ spent)) | 1701189 | 8403878 | 5 | Services equipment | Annual inspections and maintenance | Assembly | 4.0637 | Hours | 1 | 44 | 1 | FALSE | 1 | FALSE | 3 | [6 empty] | 13 | B2B3 | 0.21975 | 1.4232e-08 | 0.0011915 | 0.0002733 | 6.7818e-05 | 2.6526e-07 | 3.3841 | 162.591 | 0.00087333
| Civic Offices | Fittings: Mayors Parlour kitchenette base cabinets wall cabinets worktop doors ironmongery pelments and plinths shelves and internals (Fittings and Furnishings components (£ spent)) | 1701189 | 8403878 | 5 | Services equipment | Annual inspections and maintenance | Assembly | 4.0637 | Hours | 1 | 44 | 1 | FALSE | 1 | FALSE | 3 | [6 empty] | 14 | B2B3 | 0.21975 | 1.4232e-08 | 0.0011915 | 0.0002733 | 6.7818e-05 | 2.6526e-07 | 3.3841 | 162.591 | 0.00087333
| Civic Offices | Fittings: Mayors Parlour kitchenette base cabinets wall cabinets worktop doors ironmongery pelments and plinths shelves and internals (Fittings and Furnishings components (£ spent)) | 1701189 | 8403878 | 5 | Services equipment | Annual inspections and maintenance | Assembly | 4.0637 | Hours | 1 | 44 | 1 | FALSE | 1 | FALSE | 3 | [6 empty] | 15 | B2B3 | 0.21975 | 1.4232e-08 | 0.0011915 | 0.0002733 | 6.7818e-05 | 2.6526e-07 | 3.3841 | 162.591 | 0.00087333
| Civic Offices | Fittings: Mayors Parlour kitchenette base cabinets wall cabinets worktop doors ironmongery pelments and plinths shelves and internals (Fittings and Furnishings components (£ spent)) | 1701189 | 8403878 | 5 | Services equipment | Annual inspections and maintenance | Assembly | 4.0637 | Hours | 1 | 44 | 1 | FALSE | 1 | FALSE | 3 | [6 empty] | 16 | B2B3 | 0.21975 | 1.4232e-08 | 0.0011915 | 0.0002733 | 6.7818e-05 | 2.6526e-07 | 3.3841 | 162.591 | 0.00087333
| Civic Offices | Fittings: Mayors Parlour kitchenette base cabinets wall cabinets worktop doors ironmongery pelments and plinths shelves and internals (Fittings and Furnishings components (£ spent)) | 1701189 | 8403878 | 5 | Services equipment | Annual inspections and maintenance | Assembly | 4.0637 | Hours | 1 | 44 | 1 | FALSE | 1 | FALSE | 3 | [6 empty] | 17 | B2B3 | 0.21975 | 1.4232e-08 | 0.0011915 | 0.0002733 | 6.7818e-05 | 2.6526e-07 | 3.3841 | 162.591 | 0.00087333
| Civic Offices | Fittings: Mayors Parlour kitchenette base cabinets wall cabinets worktop doors ironmongery pelments and plinths shelves and internals (Fittings and Furnishings components (£ spent)) | 1701189 | 8403878 | 5 | Services equipment | Annual inspections and maintenance | Assembly | 4.0637 | Hours | 1 | 44 | 1 | FALSE | 1 | FALSE | 3 | [6 empty] | 18 | B2B3 | 0.21975 | 1.4232e-08 | 0.0011915 | 0.0002733 | 6.7818e-05 | 2.6526e-07 | 3.3841 | 162.591 | 0.00087333
| Civic Offices | Fittings: Mayors Parlour kitchenette base cabinets wall cabinets worktop doors ironmongery pelments and plinths shelves and internals (Fittings and Furnishings components (£ spent)) | 1701189 | 8403878 | 5 | Services equipment | Annual inspections and maintenance | Assembly | 4.0637 | Hours | 1 | 44 | 1 | FALSE | 1 | FALSE | 3 | [6 empty] | 19 | B2B3 | 0.21975 | 1.4232e-08 | 0.0011915 | 0.0002733 | 6.7818e-05 | 2.6526e-07 | 3.3841 | 162.591 | 0.00087333
| Civic Offices | Fittings: Mayors Parlour kitchenette base cabinets wall cabinets worktop doors ironmongery pelments and plinths shelves and internals (Fittings and Furnishings components (£ spent)) | 1701189 | 8403878 | 5 | Services equipment | Annual inspections and maintenance | Assembly | 4.0637 | Hours | 1 | 44 | 1 | FALSE | 1 | FALSE | 3 | [6 empty] | 20 | B2B3 | 0.21975 | 1.4232e-08 | 0.0011915 | 0.0002733 | 6.7818e-05 | 2.6526e-07 | 3.3841 | 162.591 | 0.00087333
| Civic Offices | Fittings: Mayors Parlour kitchenette base cabinets wall cabinets worktop doors ironmongery pelments and plinths shelves and internals (Fittings and Furnishings components (£ spent)) | 1701189 | 8403878 | 5 | Services equipment | Annual inspections and maintenance | Assembly | 4.0637 | Hours | 1 | 44 | 1 | FALSE | 1 | FALSE | 3 | [6 empty] | 21 | B2B3 | 0.21975 | 1.4232e-08 | 0.0011915 | 0.0002733 | 6.7818e-05 | 2.6526e-07 | 3.3841 | 162.591 | 0.00087333
| Civic Offices | Fittings: Mayors Parlour kitchenette base cabinets wall cabinets worktop doors ironmongery pelments and plinths shelves and internals (Fittings and Furnishings components (£ spent)) | 1701189 | 8403878 | 5 | Services equipment | Annual inspections and maintenance | Assembly | 4.0637 | Hours | 1 | 44 | 1 | FALSE | 1 | FALSE | 3 | [6 empty] | 22 | B2B3 | 0.21975 | 1.4232e-08 | 0.0011915 | 0.0002733 | 6.7818e-05 | 2.6526e-07 | 3.3841 | 162.591 | 0.00087333
| Civic Offices | Fittings: Mayors Parlour kitchenette base cabinets wall cabinets worktop doors ironmongery pelments and plinths shelves and internals (Fittings and Furnishings components (£ spent)) | 1701189 | 8403878 | 5 | Services equipment | Annual inspections and maintenance | Assembly | 4.0637 | Hours | 1 | 44 | 1 | FALSE | 1 | FALSE | 3 | [6 empty] | 23 | B2B3 | 0.21975 | 1.4232e-08 | 0.0011915 | 0.0002733 | 6.7818e-05 | 2.6526e-07 | 3.3841 | 162.591 | 0.00087333
| Civic Offices | Fittings: Mayors Parlour kitchenette base cabinets wall cabinets worktop doors ironmongery pelments and plinths shelves and internals (Fittings and Furnishings components (£ spent)) | 1701189 | 8403878 | 5 | Services equipment | Annual inspections and maintenance | Assembly | 4.0637 | Hours | 1 | 44 | 1 | FALSE | 1 | FALSE | 3 | [6 empty] | 24 | B2B3 | 0.21975 | 1.4232e-08 | 0.0011915 | 0.0002733 | 6.7818e-05 | 2.6526e-07 | 3.3841 | 162.591 | 0.00087333
| Civic Offices | Fittings: Mayors Parlour kitchenette base cabinets wall cabinets worktop doors ironmongery pelments and plinths shelves and internals (Fittings and Furnishings components (£ spent)) | 1701189 | 8403878 | 5 | Services equipment | Annual inspections and maintenance | Assembly | 4.0637 | Hours | 1 | 44 | 1 | FALSE | 1 | FALSE | 3 | [6 empty] | 25 | B2B3 | 0.21975 | 1.4232e-08 | 0.0011915 | 0.0002733 | 6.7818e-05 | 2.6526e-07 | 3.3841 | 162.591 | 0.00087333
| Civic Offices | Fittings: Mayors Parlour kitchenette base cabinets wall cabinets worktop doors ironmongery pelments and plinths shelves and internals (Fittings and Furnishings components (£ spent)) | 1701189 | 8403878 | 5 | Services equipment | Annual inspections and maintenance | Assembly | 4.0637 | Hours | 1 | 44 | 1 | FALSE | 1 | FALSE | 3 | [6 empty] | 26 | B2B3 | 0.21975 | 1.4232e-08 | 0.0011915 | 0.0002733 | 6.7818e-05 | 2.6526e-07 | 3.3841 | 162.591 | 0.00087333
| Civic Offices | Fittings: Mayors Parlour kitchenette base cabinets wall cabinets worktop doors ironmongery pelments and plinths shelves and internals (Fittings and Furnishings components (£ spent)) | 1701189 | 8403878 | 5 | Services equipment | Annual inspections and maintenance | Assembly | 4.0637 | Hours | 1 | 44 | 1 | FALSE | 1 | FALSE | 3 | [6 empty] | 27 | B2B3 | 0.21975 | 1.4232e-08 | 0.0011915 | 0.0002733 | 6.7818e-05 | 2.6526e-07 | 3.3841 | 162.591 | 0.00087333
| Civic Offices | Fittings: Mayors Parlour kitchenette base cabinets wall cabinets worktop doors ironmongery pelments and plinths shelves and internals (Fittings and Furnishings components (£ spent)) | 1701189 | 8403878 | 5 | Services equipment | Annual inspections and maintenance | Assembly | 4.0637 | Hours | 1 | 44 | 1 | FALSE | 1 | FALSE | 3 | [6 empty] | 28 | B2B3 | 0.21975 | 1.4232e-08 | 0.0011915 | 0.0002733 | 6.7818e-05 | 2.6526e-07 | 3.3841 | 162.591 | 0.00087333
| Civic Offices | Fittings: Mayors Parlour kitchenette base cabinets wall cabinets worktop doors ironmongery pelments and plinths shelves and internals (Fittings and Furnishings components (£ spent)) | 1701189 | 8403878 | 5 | Services equipment | Annual inspections and maintenance | Assembly | 4.0637 | Hours | 1 | 44 | 1 | FALSE | 1 | FALSE | 3 | [6 empty] | 29 | B2B3 | 0.21975 | 1.4232e-08 | 0.0011915 | 0.0002733 | 6.7818e-05 | 2.6526e-07 | 3.3841 | 162.591 | 0.00087333
| Civic Offices | Fittings: Mayors Parlour kitchenette base cabinets wall cabinets worktop doors ironmongery pelments and plinths shelves and internals (Fittings and Furnishings components (£ spent)) | 1701189 | 8403878 | 5 | Services equipment | Annual inspections and maintenance | Assembly | 4.0637 | Hours | 1 | 44 | 1 | FALSE | 1 | FALSE | 3 | [6 empty] | 30 | B2B3 | 0.21975 | 1.4232e-08 | 0.0011915 | 0.0002733 | 6.7818e-05 | 2.6526e-07 | 3.3841 | 162.591 | 0.00087333
| Civic Offices | Fittings: Mayors Parlour kitchenette base cabinets wall cabinets worktop doors ironmongery pelments and plinths shelves and internals (Fittings and Furnishings components (£ spent)) | 1701189 | 8403878 | 5 | Services equipment | Annual inspections and maintenance | Assembly | 4.0637 | Hours | 1 | 44 | 1 | FALSE | 1 | FALSE | 3 | [6 empty] | 31 | B2B3 | 0.21975 | 1.4232e-08 | 0.0011915 | 0.0002733 | 6.7818e-05 | 2.6526e-07 | 3.3841 | 162.591 | 0.00087333
| Civic Offices | Fittings: Mayors Parlour kitchenette base cabinets wall cabinets worktop doors ironmongery pelments and plinths shelves and internals (Fittings and Furnishings components (£ spent)) | 1701189 | 8403878 | 5 | Services equipment | Annual inspections and maintenance | Assembly | 4.0637 | Hours | 1 | 44 | 1 | FALSE | 1 | FALSE | 3 | [6 empty] | 32 | B2B3 | 0.21975 | 1.4232e-08 | 0.0011915 | 0.0002733 | 6.7818e-05 | 2.6526e-07 | 3.3841 | 162.591 | 0.00087333
| Civic Offices | Fittings: Mayors Parlour kitchenette base cabinets wall cabinets worktop doors ironmongery pelments and plinths shelves and internals (Fittings and Furnishings components (£ spent)) | 1701189 | 8403878 | 5 | Services equipment | Annual inspections and maintenance | Assembly | 4.0637 | Hours | 1 | 44 | 1 | FALSE | 1 | FALSE | 3 | [6 empty] | 33 | B2B3 | 0.21975 | 1.4232e-08 | 0.0011915 | 0.0002733 | 6.7818e-05 | 2.6526e-07 | 3.3841 | 162.591 | 0.00087333
| Civic Offices | Fittings: Mayors Parlour kitchenette base cabinets wall cabinets worktop doors ironmongery pelments and plinths shelves and internals (Fittings and Furnishings components (£ spent)) | 1701189 | 8403878 | 5 | Services equipment | Annual inspections and maintenance | Assembly | 4.0637 | Hours | 1 | 44 | 1 | FALSE | 1 | FALSE | 3 | [6 empty] | 34 | B2B3 | 0.21975 | 1.4232e-08 | 0.0011915 | 0.0002733 | 6.7818e-05 | 2.6526e-07 | 3.3841 | 162.591 | 0.00087333
| Civic Offices | Fittings: Mayors Parlour kitchenette base cabinets wall cabinets worktop doors ironmongery pelments and plinths shelves and internals (Fittings and Furnishings components (£ spent)) | 1701189 | 8403878 | 5 | Services equipment | Annual inspections and maintenance | Assembly | 4.0637 | Hours | 1 | 44 | 1 | FALSE | 1 | FALSE | 3 | [6 empty] | 35 | B2B3 | 0.21975 | 1.4232e-08 | 0.0011915 | 0.0002733 | 6.7818e-05 | 2.6526e-07 | 3.3841 | 162.591 | 0.00087333
| Civic Offices | Fittings: Mayors Parlour kitchenette base cabinets wall cabinets worktop doors ironmongery pelments and plinths shelves and internals (Fittings and Furnishings components (£ spent)) | 1701189 | 8403878 | 5 | Services equipment | Annual inspections and maintenance | Assembly | 4.0637 | Hours | 1 | 44 | 1 | FALSE | 1 | FALSE | 3 | [6 empty] | 36 | B2B3 | 0.21975 | 1.4232e-08 | 0.0011915 | 0.0002733 | 6.7818e-05 | 2.6526e-07 | 3.3841 | 162.591 | 0.00087333
| Civic Offices | Fittings: Mayors Parlour kitchenette base cabinets wall cabinets worktop doors ironmongery pelments and plinths shelves and internals (Fittings and Furnishings components (£ spent)) | 1701189 | 8403878 | 5 | Services equipment | Annual inspections and maintenance | Assembly | 4.0637 | Hours | 1 | 44 | 1 | FALSE | 1 | FALSE | 3 | [6 empty] | 37 | B2B3 | 0.21975 | 1.4232e-08 | 0.0011915 | 0.0002733 | 6.7818e-05 | 2.6526e-07 | 3.3841 | 162.591 | 0.00087333
| Civic Offices | Fittings: Mayors Parlour kitchenette base cabinets wall cabinets worktop doors ironmongery pelments and plinths shelves and internals (Fittings and Furnishings components (£ spent)) | 1701189 | 8403878 | 5 | Services equipment | Annual inspections and maintenance | Assembly | 4.0637 | Hours | 1 | 44 | 1 | FALSE | 1 | FALSE | 3 | [6 empty] | 38 | B2B3 | 0.21975 | 1.4232e-08 | 0.0011915 | 0.0002733 | 6.7818e-05 | 2.6526e-07 | 3.3841 | 162.591 | 0.00087333
| Civic Offices | Fittings: Mayors Parlour kitchenette base cabinets wall cabinets worktop doors ironmongery pelments and plinths shelves and internals (Fittings and Furnishings components (£ spent)) | 1701189 | 8403878 | 5 | Services equipment | Annual inspections and maintenance | Assembly | 4.0637 | Hours | 1 | 44 | 1 | FALSE | 1 | FALSE | 3 | [6 empty] | 39 | B2B3 | 0.21975 | 1.4232e-08 | 0.0011915 | 0.0002733 | 6.7818e-05 | 2.6526e-07 | 3.3841 | 162.591 | 0.00087333
| Civic Offices | Fittings: Mayors Parlour kitchenette base cabinets wall cabinets worktop doors ironmongery pelments and plinths shelves and internals (Fittings and Furnishings components (£ spent)) | 1701189 | 8403878 | 5 | Services equipment | Annual inspections and maintenance | Assembly | 4.0637 | Hours | 1 | 44 | 1 | FALSE | 1 | FALSE | 3 | [6 empty] | 40 | B2B3 | 0.21975 | 1.4232e-08 | 0.0011915 | 0.0002733 | 6.7818e-05 | 2.6526e-07 | 3.3841 | 162.591 | 0.00087333
| Civic Offices | Fittings: Mayors Parlour kitchenette base cabinets wall cabinets worktop doors ironmongery pelments and plinths shelves and internals (Fittings and Furnishings components (£ spent)) | 1701189 | 8403878 | 5 | Services equipment | Annual inspections and maintenance | Assembly | 4.0637 | Hours | 1 | 44 | 1 | FALSE | 1 | FALSE | 3 | [6 empty] | 41 | B2B3 | 0.21975 | 1.4232e-08 | 0.0011915 | 0.0002733 | 6.7818e-05 | 2.6526e-07 | 3.3841 | 162.591 | 0.00087333
| Civic Offices | Fittings: Mayors Parlour kitchenette base cabinets wall cabinets worktop doors ironmongery pelments and plinths shelves and internals (Fittings and Furnishings components (£ spent)) | 1701189 | 8403878 | 5 | Services equipment | Annual inspections and maintenance | Assembly | 4.0637 | Hours | 1 | 44 | 1 | FALSE | 1 | FALSE | 3 | [6 empty] | 42 | B2B3 | 0.21975 | 1.4232e-08 | 0.0011915 | 0.0002733 | 6.7818e-05 | 2.6526e-07 | 3.3841 | 162.591 | 0.00087333
| Civic Offices | Fittings: Mayors Parlour kitchenette base cabinets wall cabinets worktop doors ironmongery pelments and plinths shelves and internals (Fittings and Furnishings components (£ spent)) | 1701189 | 8403878 | 5 | Services equipment | Annual inspections and maintenance | Assembly | 4.0637 | Hours | 1 | 44 | 1 | FALSE | 1 | FALSE | 3 | [6 empty] | 43 | B2B3 | 0.21975 | 1.4232e-08 | 0.0011915 | 0.0002733 | 6.7818e-05 | 2.6526e-07 | 3.3841 | 162.591 | 0.00087333
| Civic Offices | Fittings: Mayors Parlour kitchenette base cabinets wall cabinets worktop doors ironmongery pelments and plinths shelves and internals (Fittings and Furnishings components (£ spent)) | 1701189 | 8403878 | 5 | Services equipment | Annual inspections and maintenance | Assembly | 4.0637 | Hours | 1 | 44 | 1 | FALSE | 1 | FALSE | 3 | [6 empty] | 44 | B2B3 | 0.21975 | 1.4232e-08 | 0.0011915 | 0.0002733 | 6.7818e-05 | 2.6526e-07 | 3.3841 | 162.591 | 0.00087333
| Civic Offices | Fittings: Mayors Parlour kitchenette base cabinets wall cabinets worktop doors ironmongery pelments and plinths shelves and internals (Fittings and Furnishings components (£ spent)) | 1701189 | 8403878 | 5 | Services equipment | Annual inspections and maintenance | Assembly | 4.0637 | Hours | 1 | 44 | 1 | FALSE | 1 | FALSE | 3 | [6 empty] | 45 | B2B3 | 0.21975 | 1.4232e-08 | 0.0011915 | 0.0002733 | 6.7818e-05 | 2.6526e-07 | 3.3841 | 162.591 | 0.00087333
| Civic Offices | Fittings: Mayors Parlour kitchenette base cabinets wall cabinets worktop doors ironmongery pelments and plinths shelves and internals (Fittings and Furnishings components (£ spent)) | 1701189 | 8403878 | 5 | Services equipment | Annual inspections and maintenance | Assembly | 4.0637 | Hours | 1 | 44 | 1 | FALSE | 1 | FALSE | 3 | [6 empty] | 46 | B2B3 | 0.21975 | 1.4232e-08 | 0.0011915 | 0.0002733 | 6.7818e-05 | 2.6526e-07 | 3.3841 | 162.591 | 0.00087333
| Civic Offices | Fittings: Mayors Parlour kitchenette base cabinets wall cabinets worktop doors ironmongery pelments and plinths shelves and internals (Fittings and Furnishings components (£ spent)) | 1701189 | 8403878 | 5 | Services equipment | Annual inspections and maintenance | Assembly | 4.0637 | Hours | 1 | 44 | 1 | FALSE | 1 | FALSE | 3 | [6 empty] | 47 | B2B3 | 0.21975 | 1.4232e-08 | 0.0011915 | 0.0002733 | 6.7818e-05 | 2.6526e-07 | 3.3841 | 162.591 | 0.00087333
| Civic Offices | Fittings: Mayors Parlour kitchenette base cabinets wall cabinets worktop doors ironmongery pelments and plinths shelves and internals (Fittings and Furnishings components (£ spent)) | 1701189 | 8403878 | 5 | Services equipment | Annual inspections and maintenance | Assembly | 4.0637 | Hours | 1 | 44 | 1 | FALSE | 1 | FALSE | 3 | [6 empty] | 48 | B2B3 | 0.21975 | 1.4232e-08 | 0.0011915 | 0.0002733 | 6.7818e-05 | 2.6526e-07 | 3.3841 | 162.591 | 0.00087333
| Civic Offices | Fittings: Mayors Parlour kitchenette base cabinets wall cabinets worktop doors ironmongery pelments and plinths shelves and internals (Fittings and Furnishings components (£ spent)) | 1701189 | 8403878 | 5 | Services equipment | Annual inspections and maintenance | Assembly | 4.0637 | Hours | 1 | 44 | 1 | FALSE | 1 | FALSE | 3 | [6 empty] | 49 | B2B3 | 0.21975 | 1.4232e-08 | 0.0011915 | 0.0002733 | 6.7818e-05 | 2.6526e-07 | 3.3841 | 162.591 | 0.00087333
| Civic Offices | Fittings: Mayors Parlour kitchenette base cabinets wall cabinets worktop doors ironmongery pelments and plinths shelves and internals (Fittings and Furnishings components (£ spent)) | 1701189 | 8403878 | 5 | Services equipment | Annual inspections and maintenance | Assembly | 4.0637 | Hours | 1 | 44 | 1 | FALSE | 1 | FALSE | 3 | [6 empty] | 50 | B2B3 | 0.21975 | 1.4232e-08 | 0.0011915 | 0.0002733 | 6.7818e-05 | 2.6526e-07 | 3.3841 | 162.591 | 0.00087333
| Civic Offices | Fittings: Mayors Parlour kitchenette base cabinets wall cabinets worktop doors ironmongery pelments and plinths shelves and internals (Fittings and Furnishings components (£ spent)) | 1701189 | 8403878 | 5 | Services equipment | Annual inspections and maintenance | Assembly | 4.0637 | Hours | 1 | 44 | 1 | FALSE | 1 | FALSE | 3 | [6 empty] | 51 | B2B3 | 0.21975 | 1.4232e-08 | 0.0011915 | 0.0002733 | 6.7818e-05 | 2.6526e-07 | 3.3841 | 162.591 | 0.00087333
| Civic Offices | Fittings: Mayors Parlour kitchenette base cabinets wall cabinets worktop doors ironmongery pelments and plinths shelves and internals (Fittings and Furnishings components (£ spent)) | 1701189 | 8403878 | 5 | Services equipment | Annual inspections and maintenance | Assembly | 4.0637 | Hours | 1 | 44 | 1 | FALSE | 1 | FALSE | 3 | [6 empty] | 52 | B2B3 | 0.21975 | 1.4232e-08 | 0.0011915 | 0.0002733 | 6.7818e-05 | 2.6526e-07 | 3.3841 | 162.591 | 0.00087333
| Civic Offices | Fittings: Mayors Parlour kitchenette base cabinets wall cabinets worktop doors ironmongery pelments and plinths shelves and internals (Fittings and Furnishings components (£ spent)) | 1701189 | 8403878 | 5 | Services equipment | Annual inspections and maintenance | Assembly | 4.0637 | Hours | 1 | 44 | 1 | FALSE | 1 | FALSE | 3 | [6 empty] | 53 | B2B3 | 0.21975 | 1.4232e-08 | 0.0011915 | 0.0002733 | 6.7818e-05 | 2.6526e-07 | 3.3841 | 162.591 | 0.00087333
| Civic Offices | Fittings: Mayors Parlour kitchenette base cabinets wall cabinets worktop doors ironmongery pelments and plinths shelves and internals (Fittings and Furnishings components (£ spent)) | 1701189 | 8403878 | 5 | Services equipment | Annual inspections and maintenance | Assembly | 4.0637 | Hours | 1 | 44 | 1 | FALSE | 1 | FALSE | 3 | [6 empty] | 54 | B2B3 | 0.21975 | 1.4232e-08 | 0.0011915 | 0.0002733 | 6.7818e-05 | 2.6526e-07 | 3.3841 | 162.591 | 0.00087333
| Civic Offices | Fittings: Mayors Parlour kitchenette base cabinets wall cabinets worktop doors ironmongery pelments and plinths shelves and internals (Fittings and Furnishings components (£ spent)) | 1701189 | 8403878 | 5 | Services equipment | Annual inspections and maintenance | Assembly | 4.0637 | Hours | 1 | 44 | 1 | FALSE | 1 | FALSE | 3 | [6 empty] | 55 | B2B3 | 0.21975 | 1.4232e-08 | 0.0011915 | 0.0002733 | 6.7818e-05 | 2.6526e-07 | 3.3841 | 162.591 | 0.00087333
| Civic Offices | Fittings: Mayors Parlour kitchenette base cabinets wall cabinets worktop doors ironmongery pelments and plinths shelves and internals (Fittings and Furnishings components (£ spent)) | 1701189 | 8403878 | 5 | Services equipment | Annual inspections and maintenance | Assembly | 4.0637 | Hours | 1 | 44 | 1 | FALSE | 1 | FALSE | 3 | [6 empty] | 56 | B2B3 | 0.21975 | 1.4232e-08 | 0.0011915 | 0.0002733 | 6.7818e-05 | 2.6526e-07 | 3.3841 | 162.591 | 0.00087333
| Civic Offices | Fittings: Mayors Parlour kitchenette base cabinets wall cabinets worktop doors ironmongery pelments and plinths shelves and internals (Fittings and Furnishings components (£ spent)) | 1701189 | 8403878 | 5 | Services equipment | Annual inspections and maintenance | Assembly | 4.0637 | Hours | 1 | 44 | 1 | FALSE | 1 | FALSE | 3 | [6 empty] | 57 | B2B3 | 0.21975 | 1.4232e-08 | 0.0011915 | 0.0002733 | 6.7818e-05 | 2.6526e-07 | 3.3841 | 162.591 | 0.00087333
| Civic Offices | Fittings: Mayors Parlour kitchenette base cabinets wall cabinets worktop doors ironmongery pelments and plinths shelves and internals (Fittings and Furnishings components (£ spent)) | 1701189 | 8403878 | 5 | Services equipment | Annual inspections and maintenance | Assembly | 4.0637 | Hours | 1 | 44 | 1 | FALSE | 1 | FALSE | 3 | [6 empty] | 58 | B2B3 | 0.21975 | 1.4232e-08 | 0.0011915 | 0.0002733 | 6.7818e-05 | 2.6526e-07 | 3.3841 | 162.591 | 0.00087333
| Civic Offices | Fittings: Mayors Parlour kitchenette base cabinets wall cabinets worktop doors ironmongery pelments and plinths shelves and internals (Fittings and Furnishings components (£ spent)) | 1701189 | 8403878 | 5 | Services equipment | Annual inspections and maintenance | Assembly | 4.0637 | Hours | 1 | 44 | 1 | FALSE | 1 | FALSE | 3 | [6 empty] | 59 | B2B3 | 0.21975 | 1.4232e-08 | 0.0011915 | 0.0002733 | 6.7818e-05 | 2.6526e-07 | 3.3841 | 162.591 | 0.00087333
| Civic Offices | Fittings: Mayors Parlour kitchenette base cabinets wall cabinets worktop doors ironmongery pelments and plinths shelves and internals (Fittings and Furnishings components (£ spent)) | 1701189 | 8403878 | 5 | Services equipment | Annual inspections and maintenance | Assembly | 4.0637 | Hours | 1 | 44 | 1 | FALSE | 1 | FALSE | 3 | [6 empty] | 60 | B2B3 | 0.21975 | 1.4232e-08 | 0.0011915 | 0.0002733 | 6.7818e-05 | 2.6526e-07 | 3.3841 | 162.591 | 0.00087333
| Civic Offices | Equipment: Dishwasher (Fittings and Furnishings components (£ spent)) | 1701190 | 8403884 | 5 | Services equipment | Install | Assembly | 5.4182 | Hours | 20 | 44 | 1 | FALSE | 1 | FALSE | 1 | [6 empty] | 0 | A5 | 0.293 | 1.8976e-08 | 0.0015887 | 0.0003644 | 9.0424e-05 | 3.5368e-07 | 4.5121 | 216.788 | 0.0011644
| Civic Offices | Equipment: Dishwasher (Fittings and Furnishings components (£ spent)) | 1701190 | 8403884 | 5 | Services equipment | Install | Assembly | 5.4182 | Hours | 20 | 44 | 1 | FALSE | 1 | FALSE | 1 | [6 empty] | 0 | A4 | 0 | 0 | 0 | 0 | 0 | 0 | 0 | 0 | 0
| Civic Offices | Equipment: Dishwasher (Fittings and Furnishings components (£ spent)) | 1701190 | 8403884 | 5 | Services equipment | Install | Assembly | 5.4182 | Hours | 20 | 44 | 1 | FALSE | 1 | FALSE | 1 | [6 empty] | 20 | B4B5 | 0.293 | 1.8976e-08 | 0.0015887 | 0.0003644 | 9.0424e-05 | 3.5368e-07 | 4.5121 | 216.788 | 0.0011644
| Civic Offices | Equipment: Dishwasher (Fittings and Furnishings components (£ spent)) | 1701190 | 8403884 | 5 | Services equipment | Install | Assembly | 5.4182 | Hours | 20 | 44 | 1 | FALSE | 1 | FALSE | 1 | [6 empty] | 40 | B4B5 | 0.293 | 1.8976e-08 | 0.0015887 | 0.0003644 | 9.0424e-05 | 3.5368e-07 | 4.5121 | 216.788 | 0.0011644
| Civic Offices | Equipment: Dishwasher (Fittings and Furnishings components (£ spent)) | 1701190 | 8403885 | 5 | Services equipment | Annual inspections and maintenance | Assembly | 0.27091 | Hours | 1 | 44 | 1 | FALSE | 1 | FALSE | 3 | [6 empty] | 1 | B2B3 | 0.01465 | 9.488e-10 | 7.9433e-05 | 1.822e-05 | 4.5212e-06 | 1.7684e-08 | 0.2256 | 10.8394 | 5.8222e-05
| Civic Offices | Equipment: Dishwasher (Fittings and Furnishings components (£ spent)) | 1701190 | 8403885 | 5 | Services equipment | Annual inspections and maintenance | Assembly | 0.27091 | Hours | 1 | 44 | 1 | FALSE | 1 | FALSE | 3 | [6 empty] | 2 | B2B3 | 0.01465 | 9.488e-10 | 7.9433e-05 | 1.822e-05 | 4.5212e-06 | 1.7684e-08 | 0.2256 | 10.8394 | 5.8222e-05
| Civic Offices | Equipment: Dishwasher (Fittings and Furnishings components (£ spent)) | 1701190 | 8403885 | 5 | Services equipment | Annual inspections and maintenance | Assembly | 0.27091 | Hours | 1 | 44 | 1 | FALSE | 1 | FALSE | 3 | [6 empty] | 3 | B2B3 | 0.01465 | 9.488e-10 | 7.9433e-05 | 1.822e-05 | 4.5212e-06 | 1.7684e-08 | 0.2256 | 10.8394 | 5.8222e-05
| Civic Offices | Equipment: Dishwasher (Fittings and Furnishings components (£ spent)) | 1701190 | 8403885 | 5 | Services equipment | Annual inspections and maintenance | Assembly | 0.27091 | Hours | 1 | 44 | 1 | FALSE | 1 | FALSE | 3 | [6 empty] | 4 | B2B3 | 0.01465 | 9.488e-10 | 7.9433e-05 | 1.822e-05 | 4.5212e-06 | 1.7684e-08 | 0.2256 | 10.8394 | 5.8222e-05
| Civic Offices | Equipment: Dishwasher (Fittings and Furnishings components (£ spent)) | 1701190 | 8403885 | 5 | Services equipment | Annual inspections and maintenance | Assembly | 0.27091 | Hours | 1 | 44 | 1 | FALSE | 1 | FALSE | 3 | [6 empty] | 5 | B2B3 | 0.01465 | 9.488e-10 | 7.9433e-05 | 1.822e-05 | 4.5212e-06 | 1.7684e-08 | 0.2256 | 10.8394 | 5.8222e-05
| Civic Offices | Equipment: Dishwasher (Fittings and Furnishings components (£ spent)) | 1701190 | 8403885 | 5 | Services equipment | Annual inspections and maintenance | Assembly | 0.27091 | Hours | 1 | 44 | 1 | FALSE | 1 | FALSE | 3 | [6 empty] | 6 | B2B3 | 0.01465 | 9.488e-10 | 7.9433e-05 | 1.822e-05 | 4.5212e-06 | 1.7684e-08 | 0.2256 | 10.8394 | 5.8222e-05
| Civic Offices | Equipment: Dishwasher (Fittings and Furnishings components (£ spent)) | 1701190 | 8403885 | 5 | Services equipment | Annual inspections and maintenance | Assembly | 0.27091 | Hours | 1 | 44 | 1 | FALSE | 1 | FALSE | 3 | [6 empty] | 7 | B2B3 | 0.01465 | 9.488e-10 | 7.9433e-05 | 1.822e-05 | 4.5212e-06 | 1.7684e-08 | 0.2256 | 10.8394 | 5.8222e-05
| Civic Offices | Equipment: Dishwasher (Fittings and Furnishings components (£ spent)) | 1701190 | 8403885 | 5 | Services equipment | Annual inspections and maintenance | Assembly | 0.27091 | Hours | 1 | 44 | 1 | FALSE | 1 | FALSE | 3 | [6 empty] | 8 | B2B3 | 0.01465 | 9.488e-10 | 7.9433e-05 | 1.822e-05 | 4.5212e-06 | 1.7684e-08 | 0.2256 | 10.8394 | 5.8222e-05
| Civic Offices | Equipment: Dishwasher (Fittings and Furnishings components (£ spent)) | 1701190 | 8403885 | 5 | Services equipment | Annual inspections and maintenance | Assembly | 0.27091 | Hours | 1 | 44 | 1 | FALSE | 1 | FALSE | 3 | [6 empty] | 9 | B2B3 | 0.01465 | 9.488e-10 | 7.9433e-05 | 1.822e-05 | 4.5212e-06 | 1.7684e-08 | 0.2256 | 10.8394 | 5.8222e-05
| Civic Offices | Equipment: Dishwasher (Fittings and Furnishings components (£ spent)) | 1701190 | 8403885 | 5 | Services equipment | Annual inspections and maintenance | Assembly | 0.27091 | Hours | 1 | 44 | 1 | FALSE | 1 | FALSE | 3 | [6 empty] | 10 | B2B3 | 0.01465 | 9.488e-10 | 7.9433e-05 | 1.822e-05 | 4.5212e-06 | 1.7684e-08 | 0.2256 | 10.8394 | 5.8222e-05
| Civic Offices | Equipment: Dishwasher (Fittings and Furnishings components (£ spent)) | 1701190 | 8403885 | 5 | Services equipment | Annual inspections and maintenance | Assembly | 0.27091 | Hours | 1 | 44 | 1 | FALSE | 1 | FALSE | 3 | [6 empty] | 11 | B2B3 | 0.01465 | 9.488e-10 | 7.9433e-05 | 1.822e-05 | 4.5212e-06 | 1.7684e-08 | 0.2256 | 10.8394 | 5.8222e-05
| Civic Offices | Equipment: Dishwasher (Fittings and Furnishings components (£ spent)) | 1701190 | 8403885 | 5 | Services equipment | Annual inspections and maintenance | Assembly | 0.27091 | Hours | 1 | 44 | 1 | FALSE | 1 | FALSE | 3 | [6 empty] | 12 | B2B3 | 0.01465 | 9.488e-10 | 7.9433e-05 | 1.822e-05 | 4.5212e-06 | 1.7684e-08 | 0.2256 | 10.8394 | 5.8222e-05
| Civic Offices | Equipment: Dishwasher (Fittings and Furnishings components (£ spent)) | 1701190 | 8403885 | 5 | Services equipment | Annual inspections and maintenance | Assembly | 0.27091 | Hours | 1 | 44 | 1 | FALSE | 1 | FALSE | 3 | [6 empty] | 13 | B2B3 | 0.01465 | 9.488e-10 | 7.9433e-05 | 1.822e-05 | 4.5212e-06 | 1.7684e-08 | 0.2256 | 10.8394 | 5.8222e-05
| Civic Offices | Equipment: Dishwasher (Fittings and Furnishings components (£ spent)) | 1701190 | 8403885 | 5 | Services equipment | Annual inspections and maintenance | Assembly | 0.27091 | Hours | 1 | 44 | 1 | FALSE | 1 | FALSE | 3 | [6 empty] | 14 | B2B3 | 0.01465 | 9.488e-10 | 7.9433e-05 | 1.822e-05 | 4.5212e-06 | 1.7684e-08 | 0.2256 | 10.8394 | 5.8222e-05
| Civic Offices | Equipment: Dishwasher (Fittings and Furnishings components (£ spent)) | 1701190 | 8403885 | 5 | Services equipment | Annual inspections and maintenance | Assembly | 0.27091 | Hours | 1 | 44 | 1 | FALSE | 1 | FALSE | 3 | [6 empty] | 15 | B2B3 | 0.01465 | 9.488e-10 | 7.9433e-05 | 1.822e-05 | 4.5212e-06 | 1.7684e-08 | 0.2256 | 10.8394 | 5.8222e-05
| Civic Offices | Equipment: Dishwasher (Fittings and Furnishings components (£ spent)) | 1701190 | 8403885 | 5 | Services equipment | Annual inspections and maintenance | Assembly | 0.27091 | Hours | 1 | 44 | 1 | FALSE | 1 | FALSE | 3 | [6 empty] | 16 | B2B3 | 0.01465 | 9.488e-10 | 7.9433e-05 | 1.822e-05 | 4.5212e-06 | 1.7684e-08 | 0.2256 | 10.8394 | 5.8222e-05
| Civic Offices | Equipment: Dishwasher (Fittings and Furnishings components (£ spent)) | 1701190 | 8403885 | 5 | Services equipment | Annual inspections and maintenance | Assembly | 0.27091 | Hours | 1 | 44 | 1 | FALSE | 1 | FALSE | 3 | [6 empty] | 17 | B2B3 | 0.01465 | 9.488e-10 | 7.9433e-05 | 1.822e-05 | 4.5212e-06 | 1.7684e-08 | 0.2256 | 10.8394 | 5.8222e-05
| Civic Offices | Equipment: Dishwasher (Fittings and Furnishings components (£ spent)) | 1701190 | 8403885 | 5 | Services equipment | Annual inspections and maintenance | Assembly | 0.27091 | Hours | 1 | 44 | 1 | FALSE | 1 | FALSE | 3 | [6 empty] | 18 | B2B3 | 0.01465 | 9.488e-10 | 7.9433e-05 | 1.822e-05 | 4.5212e-06 | 1.7684e-08 | 0.2256 | 10.8394 | 5.8222e-05
| Civic Offices | Equipment: Dishwasher (Fittings and Furnishings components (£ spent)) | 1701190 | 8403885 | 5 | Services equipment | Annual inspections and maintenance | Assembly | 0.27091 | Hours | 1 | 44 | 1 | FALSE | 1 | FALSE | 3 | [6 empty] | 19 | B2B3 | 0.01465 | 9.488e-10 | 7.9433e-05 | 1.822e-05 | 4.5212e-06 | 1.7684e-08 | 0.2256 | 10.8394 | 5.8222e-05
| Civic Offices | Equipment: Dishwasher (Fittings and Furnishings components (£ spent)) | 1701190 | 8403885 | 5 | Services equipment | Annual inspections and maintenance | Assembly | 0.27091 | Hours | 1 | 44 | 1 | FALSE | 1 | FALSE | 3 | [6 empty] | 20 | B2B3 | 0.01465 | 9.488e-10 | 7.9433e-05 | 1.822e-05 | 4.5212e-06 | 1.7684e-08 | 0.2256 | 10.8394 | 5.8222e-05
| Civic Offices | Equipment: Dishwasher (Fittings and Furnishings components (£ spent)) | 1701190 | 8403885 | 5 | Services equipment | Annual inspections and maintenance | Assembly | 0.27091 | Hours | 1 | 44 | 1 | FALSE | 1 | FALSE | 3 | [6 empty] | 21 | B2B3 | 0.01465 | 9.488e-10 | 7.9433e-05 | 1.822e-05 | 4.5212e-06 | 1.7684e-08 | 0.2256 | 10.8394 | 5.8222e-05
| Civic Offices | Equipment: Dishwasher (Fittings and Furnishings components (£ spent)) | 1701190 | 8403885 | 5 | Services equipment | Annual inspections and maintenance | Assembly | 0.27091 | Hours | 1 | 44 | 1 | FALSE | 1 | FALSE | 3 | [6 empty] | 22 | B2B3 | 0.01465 | 9.488e-10 | 7.9433e-05 | 1.822e-05 | 4.5212e-06 | 1.7684e-08 | 0.2256 | 10.8394 | 5.8222e-05
| Civic Offices | Equipment: Dishwasher (Fittings and Furnishings components (£ spent)) | 1701190 | 8403885 | 5 | Services equipment | Annual inspections and maintenance | Assembly | 0.27091 | Hours | 1 | 44 | 1 | FALSE | 1 | FALSE | 3 | [6 empty] | 23 | B2B3 | 0.01465 | 9.488e-10 | 7.9433e-05 | 1.822e-05 | 4.5212e-06 | 1.7684e-08 | 0.2256 | 10.8394 | 5.8222e-05
| Civic Offices | Equipment: Dishwasher (Fittings and Furnishings components (£ spent)) | 1701190 | 8403885 | 5 | Services equipment | Annual inspections and maintenance | Assembly | 0.27091 | Hours | 1 | 44 | 1 | FALSE | 1 | FALSE | 3 | [6 empty] | 24 | B2B3 | 0.01465 | 9.488e-10 | 7.9433e-05 | 1.822e-05 | 4.5212e-06 | 1.7684e-08 | 0.2256 | 10.8394 | 5.8222e-05
| Civic Offices | Equipment: Dishwasher (Fittings and Furnishings components (£ spent)) | 1701190 | 8403885 | 5 | Services equipment | Annual inspections and maintenance | Assembly | 0.27091 | Hours | 1 | 44 | 1 | FALSE | 1 | FALSE | 3 | [6 empty] | 25 | B2B3 | 0.01465 | 9.488e-10 | 7.9433e-05 | 1.822e-05 | 4.5212e-06 | 1.7684e-08 | 0.2256 | 10.8394 | 5.8222e-05
| Civic Offices | Equipment: Dishwasher (Fittings and Furnishings components (£ spent)) | 1701190 | 8403885 | 5 | Services equipment | Annual inspections and maintenance | Assembly | 0.27091 | Hours | 1 | 44 | 1 | FALSE | 1 | FALSE | 3 | [6 empty] | 26 | B2B3 | 0.01465 | 9.488e-10 | 7.9433e-05 | 1.822e-05 | 4.5212e-06 | 1.7684e-08 | 0.2256 | 10.8394 | 5.8222e-05
| Civic Offices | Equipment: Dishwasher (Fittings and Furnishings components (£ spent)) | 1701190 | 8403885 | 5 | Services equipment | Annual inspections and maintenance | Assembly | 0.27091 | Hours | 1 | 44 | 1 | FALSE | 1 | FALSE | 3 | [6 empty] | 27 | B2B3 | 0.01465 | 9.488e-10 | 7.9433e-05 | 1.822e-05 | 4.5212e-06 | 1.7684e-08 | 0.2256 | 10.8394 | 5.8222e-05
| Civic Offices | Equipment: Dishwasher (Fittings and Furnishings components (£ spent)) | 1701190 | 8403885 | 5 | Services equipment | Annual inspections and maintenance | Assembly | 0.27091 | Hours | 1 | 44 | 1 | FALSE | 1 | FALSE | 3 | [6 empty] | 28 | B2B3 | 0.01465 | 9.488e-10 | 7.9433e-05 | 1.822e-05 | 4.5212e-06 | 1.7684e-08 | 0.2256 | 10.8394 | 5.8222e-05
| Civic Offices | Equipment: Dishwasher (Fittings and Furnishings components (£ spent)) | 1701190 | 8403885 | 5 | Services equipment | Annual inspections and maintenance | Assembly | 0.27091 | Hours | 1 | 44 | 1 | FALSE | 1 | FALSE | 3 | [6 empty] | 29 | B2B3 | 0.01465 | 9.488e-10 | 7.9433e-05 | 1.822e-05 | 4.5212e-06 | 1.7684e-08 | 0.2256 | 10.8394 | 5.8222e-05
| Civic Offices | Equipment: Dishwasher (Fittings and Furnishings components (£ spent)) | 1701190 | 8403885 | 5 | Services equipment | Annual inspections and maintenance | Assembly | 0.27091 | Hours | 1 | 44 | 1 | FALSE | 1 | FALSE | 3 | [6 empty] | 30 | B2B3 | 0.01465 | 9.488e-10 | 7.9433e-05 | 1.822e-05 | 4.5212e-06 | 1.7684e-08 | 0.2256 | 10.8394 | 5.8222e-05
| Civic Offices | Equipment: Dishwasher (Fittings and Furnishings components (£ spent)) | 1701190 | 8403885 | 5 | Services equipment | Annual inspections and maintenance | Assembly | 0.27091 | Hours | 1 | 44 | 1 | FALSE | 1 | FALSE | 3 | [6 empty] | 31 | B2B3 | 0.01465 | 9.488e-10 | 7.9433e-05 | 1.822e-05 | 4.5212e-06 | 1.7684e-08 | 0.2256 | 10.8394 | 5.8222e-05
| Civic Offices | Equipment: Dishwasher (Fittings and Furnishings components (£ spent)) | 1701190 | 8403885 | 5 | Services equipment | Annual inspections and maintenance | Assembly | 0.27091 | Hours | 1 | 44 | 1 | FALSE | 1 | FALSE | 3 | [6 empty] | 32 | B2B3 | 0.01465 | 9.488e-10 | 7.9433e-05 | 1.822e-05 | 4.5212e-06 | 1.7684e-08 | 0.2256 | 10.8394 | 5.8222e-05
| Civic Offices | Equipment: Dishwasher (Fittings and Furnishings components (£ spent)) | 1701190 | 8403885 | 5 | Services equipment | Annual inspections and maintenance | Assembly | 0.27091 | Hours | 1 | 44 | 1 | FALSE | 1 | FALSE | 3 | [6 empty] | 33 | B2B3 | 0.01465 | 9.488e-10 | 7.9433e-05 | 1.822e-05 | 4.5212e-06 | 1.7684e-08 | 0.2256 | 10.8394 | 5.8222e-05
| Civic Offices | Equipment: Dishwasher (Fittings and Furnishings components (£ spent)) | 1701190 | 8403885 | 5 | Services equipment | Annual inspections and maintenance | Assembly | 0.27091 | Hours | 1 | 44 | 1 | FALSE | 1 | FALSE | 3 | [6 empty] | 34 | B2B3 | 0.01465 | 9.488e-10 | 7.9433e-05 | 1.822e-05 | 4.5212e-06 | 1.7684e-08 | 0.2256 | 10.8394 | 5.8222e-05
| Civic Offices | Equipment: Dishwasher (Fittings and Furnishings components (£ spent)) | 1701190 | 8403885 | 5 | Services equipment | Annual inspections and maintenance | Assembly | 0.27091 | Hours | 1 | 44 | 1 | FALSE | 1 | FALSE | 3 | [6 empty] | 35 | B2B3 | 0.01465 | 9.488e-10 | 7.9433e-05 | 1.822e-05 | 4.5212e-06 | 1.7684e-08 | 0.2256 | 10.8394 | 5.8222e-05
| Civic Offices | Equipment: Dishwasher (Fittings and Furnishings components (£ spent)) | 1701190 | 8403885 | 5 | Services equipment | Annual inspections and maintenance | Assembly | 0.27091 | Hours | 1 | 44 | 1 | FALSE | 1 | FALSE | 3 | [6 empty] | 36 | B2B3 | 0.01465 | 9.488e-10 | 7.9433e-05 | 1.822e-05 | 4.5212e-06 | 1.7684e-08 | 0.2256 | 10.8394 | 5.8222e-05
| Civic Offices | Equipment: Dishwasher (Fittings and Furnishings components (£ spent)) | 1701190 | 8403885 | 5 | Services equipment | Annual inspections and maintenance | Assembly | 0.27091 | Hours | 1 | 44 | 1 | FALSE | 1 | FALSE | 3 | [6 empty] | 37 | B2B3 | 0.01465 | 9.488e-10 | 7.9433e-05 | 1.822e-05 | 4.5212e-06 | 1.7684e-08 | 0.2256 | 10.8394 | 5.8222e-05
| Civic Offices | Equipment: Dishwasher (Fittings and Furnishings components (£ spent)) | 1701190 | 8403885 | 5 | Services equipment | Annual inspections and maintenance | Assembly | 0.27091 | Hours | 1 | 44 | 1 | FALSE | 1 | FALSE | 3 | [6 empty] | 38 | B2B3 | 0.01465 | 9.488e-10 | 7.9433e-05 | 1.822e-05 | 4.5212e-06 | 1.7684e-08 | 0.2256 | 10.8394 | 5.8222e-05
| Civic Offices | Equipment: Dishwasher (Fittings and Furnishings components (£ spent)) | 1701190 | 8403885 | 5 | Services equipment | Annual inspections and maintenance | Assembly | 0.27091 | Hours | 1 | 44 | 1 | FALSE | 1 | FALSE | 3 | [6 empty] | 39 | B2B3 | 0.01465 | 9.488e-10 | 7.9433e-05 | 1.822e-05 | 4.5212e-06 | 1.7684e-08 | 0.2256 | 10.8394 | 5.8222e-05
| Civic Offices | Equipment: Dishwasher (Fittings and Furnishings components (£ spent)) | 1701190 | 8403885 | 5 | Services equipment | Annual inspections and maintenance | Assembly | 0.27091 | Hours | 1 | 44 | 1 | FALSE | 1 | FALSE | 3 | [6 empty] | 40 | B2B3 | 0.01465 | 9.488e-10 | 7.9433e-05 | 1.822e-05 | 4.5212e-06 | 1.7684e-08 | 0.2256 | 10.8394 | 5.8222e-05
| Civic Offices | Equipment: Dishwasher (Fittings and Furnishings components (£ spent)) | 1701190 | 8403885 | 5 | Services equipment | Annual inspections and maintenance | Assembly | 0.27091 | Hours | 1 | 44 | 1 | FALSE | 1 | FALSE | 3 | [6 empty] | 41 | B2B3 | 0.01465 | 9.488e-10 | 7.9433e-05 | 1.822e-05 | 4.5212e-06 | 1.7684e-08 | 0.2256 | 10.8394 | 5.8222e-05
| Civic Offices | Equipment: Dishwasher (Fittings and Furnishings components (£ spent)) | 1701190 | 8403885 | 5 | Services equipment | Annual inspections and maintenance | Assembly | 0.27091 | Hours | 1 | 44 | 1 | FALSE | 1 | FALSE | 3 | [6 empty] | 42 | B2B3 | 0.01465 | 9.488e-10 | 7.9433e-05 | 1.822e-05 | 4.5212e-06 | 1.7684e-08 | 0.2256 | 10.8394 | 5.8222e-05
| Civic Offices | Equipment: Dishwasher (Fittings and Furnishings components (£ spent)) | 1701190 | 8403885 | 5 | Services equipment | Annual inspections and maintenance | Assembly | 0.27091 | Hours | 1 | 44 | 1 | FALSE | 1 | FALSE | 3 | [6 empty] | 43 | B2B3 | 0.01465 | 9.488e-10 | 7.9433e-05 | 1.822e-05 | 4.5212e-06 | 1.7684e-08 | 0.2256 | 10.8394 | 5.8222e-05
| Civic Offices | Equipment: Dishwasher (Fittings and Furnishings components (£ spent)) | 1701190 | 8403885 | 5 | Services equipment | Annual inspections and maintenance | Assembly | 0.27091 | Hours | 1 | 44 | 1 | FALSE | 1 | FALSE | 3 | [6 empty] | 44 | B2B3 | 0.01465 | 9.488e-10 | 7.9433e-05 | 1.822e-05 | 4.5212e-06 | 1.7684e-08 | 0.2256 | 10.8394 | 5.8222e-05
| Civic Offices | Equipment: Dishwasher (Fittings and Furnishings components (£ spent)) | 1701190 | 8403885 | 5 | Services equipment | Annual inspections and maintenance | Assembly | 0.27091 | Hours | 1 | 44 | 1 | FALSE | 1 | FALSE | 3 | [6 empty] | 45 | B2B3 | 0.01465 | 9.488e-10 | 7.9433e-05 | 1.822e-05 | 4.5212e-06 | 1.7684e-08 | 0.2256 | 10.8394 | 5.8222e-05
| Civic Offices | Equipment: Dishwasher (Fittings and Furnishings components (£ spent)) | 1701190 | 8403885 | 5 | Services equipment | Annual inspections and maintenance | Assembly | 0.27091 | Hours | 1 | 44 | 1 | FALSE | 1 | FALSE | 3 | [6 empty] | 46 | B2B3 | 0.01465 | 9.488e-10 | 7.9433e-05 | 1.822e-05 | 4.5212e-06 | 1.7684e-08 | 0.2256 | 10.8394 | 5.8222e-05
| Civic Offices | Equipment: Dishwasher (Fittings and Furnishings components (£ spent)) | 1701190 | 8403885 | 5 | Services equipment | Annual inspections and maintenance | Assembly | 0.27091 | Hours | 1 | 44 | 1 | FALSE | 1 | FALSE | 3 | [6 empty] | 47 | B2B3 | 0.01465 | 9.488e-10 | 7.9433e-05 | 1.822e-05 | 4.5212e-06 | 1.7684e-08 | 0.2256 | 10.8394 | 5.8222e-05
| Civic Offices | Equipment: Dishwasher (Fittings and Furnishings components (£ spent)) | 1701190 | 8403885 | 5 | Services equipment | Annual inspections and maintenance | Assembly | 0.27091 | Hours | 1 | 44 | 1 | FALSE | 1 | FALSE | 3 | [6 empty] | 48 | B2B3 | 0.01465 | 9.488e-10 | 7.9433e-05 | 1.822e-05 | 4.5212e-06 | 1.7684e-08 | 0.2256 | 10.8394 | 5.8222e-05
| Civic Offices | Equipment: Dishwasher (Fittings and Furnishings components (£ spent)) | 1701190 | 8403885 | 5 | Services equipment | Annual inspections and maintenance | Assembly | 0.27091 | Hours | 1 | 44 | 1 | FALSE | 1 | FALSE | 3 | [6 empty] | 49 | B2B3 | 0.01465 | 9.488e-10 | 7.9433e-05 | 1.822e-05 | 4.5212e-06 | 1.7684e-08 | 0.2256 | 10.8394 | 5.8222e-05
| Civic Offices | Equipment: Dishwasher (Fittings and Furnishings components (£ spent)) | 1701190 | 8403885 | 5 | Services equipment | Annual inspections and maintenance | Assembly | 0.27091 | Hours | 1 | 44 | 1 | FALSE | 1 | FALSE | 3 | [6 empty] | 50 | B2B3 | 0.01465 | 9.488e-10 | 7.9433e-05 | 1.822e-05 | 4.5212e-06 | 1.7684e-08 | 0.2256 | 10.8394 | 5.8222e-05
| Civic Offices | Equipment: Dishwasher (Fittings and Furnishings components (£ spent)) | 1701190 | 8403885 | 5 | Services equipment | Annual inspections and maintenance | Assembly | 0.27091 | Hours | 1 | 44 | 1 | FALSE | 1 | FALSE | 3 | [6 empty] | 51 | B2B3 | 0.01465 | 9.488e-10 | 7.9433e-05 | 1.822e-05 | 4.5212e-06 | 1.7684e-08 | 0.2256 | 10.8394 | 5.8222e-05
| Civic Offices | Equipment: Dishwasher (Fittings and Furnishings components (£ spent)) | 1701190 | 8403885 | 5 | Services equipment | Annual inspections and maintenance | Assembly | 0.27091 | Hours | 1 | 44 | 1 | FALSE | 1 | FALSE | 3 | [6 empty] | 52 | B2B3 | 0.01465 | 9.488e-10 | 7.9433e-05 | 1.822e-05 | 4.5212e-06 | 1.7684e-08 | 0.2256 | 10.8394 | 5.8222e-05
| Civic Offices | Equipment: Dishwasher (Fittings and Furnishings components (£ spent)) | 1701190 | 8403885 | 5 | Services equipment | Annual inspections and maintenance | Assembly | 0.27091 | Hours | 1 | 44 | 1 | FALSE | 1 | FALSE | 3 | [6 empty] | 53 | B2B3 | 0.01465 | 9.488e-10 | 7.9433e-05 | 1.822e-05 | 4.5212e-06 | 1.7684e-08 | 0.2256 | 10.8394 | 5.8222e-05
| Civic Offices | Equipment: Dishwasher (Fittings and Furnishings components (£ spent)) | 1701190 | 8403885 | 5 | Services equipment | Annual inspections and maintenance | Assembly | 0.27091 | Hours | 1 | 44 | 1 | FALSE | 1 | FALSE | 3 | [6 empty] | 54 | B2B3 | 0.01465 | 9.488e-10 | 7.9433e-05 | 1.822e-05 | 4.5212e-06 | 1.7684e-08 | 0.2256 | 10.8394 | 5.8222e-05
| Civic Offices | Equipment: Dishwasher (Fittings and Furnishings components (£ spent)) | 1701190 | 8403885 | 5 | Services equipment | Annual inspections and maintenance | Assembly | 0.27091 | Hours | 1 | 44 | 1 | FALSE | 1 | FALSE | 3 | [6 empty] | 55 | B2B3 | 0.01465 | 9.488e-10 | 7.9433e-05 | 1.822e-05 | 4.5212e-06 | 1.7684e-08 | 0.2256 | 10.8394 | 5.8222e-05
| Civic Offices | Equipment: Dishwasher (Fittings and Furnishings components (£ spent)) | 1701190 | 8403885 | 5 | Services equipment | Annual inspections and maintenance | Assembly | 0.27091 | Hours | 1 | 44 | 1 | FALSE | 1 | FALSE | 3 | [6 empty] | 56 | B2B3 | 0.01465 | 9.488e-10 | 7.9433e-05 | 1.822e-05 | 4.5212e-06 | 1.7684e-08 | 0.2256 | 10.8394 | 5.8222e-05
| Civic Offices | Equipment: Dishwasher (Fittings and Furnishings components (£ spent)) | 1701190 | 8403885 | 5 | Services equipment | Annual inspections and maintenance | Assembly | 0.27091 | Hours | 1 | 44 | 1 | FALSE | 1 | FALSE | 3 | [6 empty] | 57 | B2B3 | 0.01465 | 9.488e-10 | 7.9433e-05 | 1.822e-05 | 4.5212e-06 | 1.7684e-08 | 0.2256 | 10.8394 | 5.8222e-05
| Civic Offices | Equipment: Dishwasher (Fittings and Furnishings components (£ spent)) | 1701190 | 8403885 | 5 | Services equipment | Annual inspections and maintenance | Assembly | 0.27091 | Hours | 1 | 44 | 1 | FALSE | 1 | FALSE | 3 | [6 empty] | 58 | B2B3 | 0.01465 | 9.488e-10 | 7.9433e-05 | 1.822e-05 | 4.5212e-06 | 1.7684e-08 | 0.2256 | 10.8394 | 5.8222e-05
| Civic Offices | Equipment: Dishwasher (Fittings and Furnishings components (£ spent)) | 1701190 | 8403885 | 5 | Services equipment | Annual inspections and maintenance | Assembly | 0.27091 | Hours | 1 | 44 | 1 | FALSE | 1 | FALSE | 3 | [6 empty] | 59 | B2B3 | 0.01465 | 9.488e-10 | 7.9433e-05 | 1.822e-05 | 4.5212e-06 | 1.7684e-08 | 0.2256 | 10.8394 | 5.8222e-05
| Civic Offices | Equipment: Dishwasher (Fittings and Furnishings components (£ spent)) | 1701190 | 8403885 | 5 | Services equipment | Annual inspections and maintenance | Assembly | 0.27091 | Hours | 1 | 44 | 1 | FALSE | 1 | FALSE | 3 | [6 empty] | 60 | B2B3 | 0.01465 | 9.488e-10 | 7.9433e-05 | 1.822e-05 | 4.5212e-06 | 1.7684e-08 | 0.2256 | 10.8394 | 5.8222e-05
| Civic Offices | Equipment: Dishwasher (Fittings and Furnishings components (£ spent)) | 1701191 | 8403891 | 5 | Services equipment | Install | Assembly | 5.4182 | Hours | 20 | 44 | 1 | FALSE | 1 | FALSE | 1 | [6 empty] | 0 | A5 | 0.293 | 1.8976e-08 | 0.0015887 | 0.0003644 | 9.0424e-05 | 3.5368e-07 | 4.5121 | 216.788 | 0.0011644
| Civic Offices | Equipment: Dishwasher (Fittings and Furnishings components (£ spent)) | 1701191 | 8403891 | 5 | Services equipment | Install | Assembly | 5.4182 | Hours | 20 | 44 | 1 | FALSE | 1 | FALSE | 1 | [6 empty] | 0 | A4 | 0 | 0 | 0 | 0 | 0 | 0 | 0 | 0 | 0
| Civic Offices | Equipment: Dishwasher (Fittings and Furnishings components (£ spent)) | 1701191 | 8403891 | 5 | Services equipment | Install | Assembly | 5.4182 | Hours | 20 | 44 | 1 | FALSE | 1 | FALSE | 1 | [6 empty] | 20 | B4B5 | 0.293 | 1.8976e-08 | 0.0015887 | 0.0003644 | 9.0424e-05 | 3.5368e-07 | 4.5121 | 216.788 | 0.0011644
| Civic Offices | Equipment: Dishwasher (Fittings and Furnishings components (£ spent)) | 1701191 | 8403891 | 5 | Services equipment | Install | Assembly | 5.4182 | Hours | 20 | 44 | 1 | FALSE | 1 | FALSE | 1 | [6 empty] | 40 | B4B5 | 0.293 | 1.8976e-08 | 0.0015887 | 0.0003644 | 9.0424e-05 | 3.5368e-07 | 4.5121 | 216.788 | 0.0011644
| Civic Offices | Equipment: Dishwasher (Fittings and Furnishings components (£ spent)) | 1701191 | 8403892 | 5 | Services equipment | Annual inspections and maintenance | Assembly | 0.27091 | Hours | 1 | 44 | 1 | FALSE | 1 | FALSE | 3 | [6 empty] | 1 | B2B3 | 0.01465 | 9.488e-10 | 7.9433e-05 | 1.822e-05 | 4.5212e-06 | 1.7684e-08 | 0.2256 | 10.8394 | 5.8222e-05
| Civic Offices | Equipment: Dishwasher (Fittings and Furnishings components (£ spent)) | 1701191 | 8403892 | 5 | Services equipment | Annual inspections and maintenance | Assembly | 0.27091 | Hours | 1 | 44 | 1 | FALSE | 1 | FALSE | 3 | [6 empty] | 2 | B2B3 | 0.01465 | 9.488e-10 | 7.9433e-05 | 1.822e-05 | 4.5212e-06 | 1.7684e-08 | 0.2256 | 10.8394 | 5.8222e-05
| Civic Offices | Equipment: Dishwasher (Fittings and Furnishings components (£ spent)) | 1701191 | 8403892 | 5 | Services equipment | Annual inspections and maintenance | Assembly | 0.27091 | Hours | 1 | 44 | 1 | FALSE | 1 | FALSE | 3 | [6 empty] | 3 | B2B3 | 0.01465 | 9.488e-10 | 7.9433e-05 | 1.822e-05 | 4.5212e-06 | 1.7684e-08 | 0.2256 | 10.8394 | 5.8222e-05
| Civic Offices | Equipment: Dishwasher (Fittings and Furnishings components (£ spent)) | 1701191 | 8403892 | 5 | Services equipment | Annual inspections and maintenance | Assembly | 0.27091 | Hours | 1 | 44 | 1 | FALSE | 1 | FALSE | 3 | [6 empty] | 4 | B2B3 | 0.01465 | 9.488e-10 | 7.9433e-05 | 1.822e-05 | 4.5212e-06 | 1.7684e-08 | 0.2256 | 10.8394 | 5.8222e-05
| Civic Offices | Equipment: Dishwasher (Fittings and Furnishings components (£ spent)) | 1701191 | 8403892 | 5 | Services equipment | Annual inspections and maintenance | Assembly | 0.27091 | Hours | 1 | 44 | 1 | FALSE | 1 | FALSE | 3 | [6 empty] | 5 | B2B3 | 0.01465 | 9.488e-10 | 7.9433e-05 | 1.822e-05 | 4.5212e-06 | 1.7684e-08 | 0.2256 | 10.8394 | 5.8222e-05
| Civic Offices | Equipment: Dishwasher (Fittings and Furnishings components (£ spent)) | 1701191 | 8403892 | 5 | Services equipment | Annual inspections and maintenance | Assembly | 0.27091 | Hours | 1 | 44 | 1 | FALSE | 1 | FALSE | 3 | [6 empty] | 6 | B2B3 | 0.01465 | 9.488e-10 | 7.9433e-05 | 1.822e-05 | 4.5212e-06 | 1.7684e-08 | 0.2256 | 10.8394 | 5.8222e-05
| Civic Offices | Equipment: Dishwasher (Fittings and Furnishings components (£ spent)) | 1701191 | 8403892 | 5 | Services equipment | Annual inspections and maintenance | Assembly | 0.27091 | Hours | 1 | 44 | 1 | FALSE | 1 | FALSE | 3 | [6 empty] | 7 | B2B3 | 0.01465 | 9.488e-10 | 7.9433e-05 | 1.822e-05 | 4.5212e-06 | 1.7684e-08 | 0.2256 | 10.8394 | 5.8222e-05
| Civic Offices | Equipment: Dishwasher (Fittings and Furnishings components (£ spent)) | 1701191 | 8403892 | 5 | Services equipment | Annual inspections and maintenance | Assembly | 0.27091 | Hours | 1 | 44 | 1 | FALSE | 1 | FALSE | 3 | [6 empty] | 8 | B2B3 | 0.01465 | 9.488e-10 | 7.9433e-05 | 1.822e-05 | 4.5212e-06 | 1.7684e-08 | 0.2256 | 10.8394 | 5.8222e-05
| Civic Offices | Equipment: Dishwasher (Fittings and Furnishings components (£ spent)) | 1701191 | 8403892 | 5 | Services equipment | Annual inspections and maintenance | Assembly | 0.27091 | Hours | 1 | 44 | 1 | FALSE | 1 | FALSE | 3 | [6 empty] | 9 | B2B3 | 0.01465 | 9.488e-10 | 7.9433e-05 | 1.822e-05 | 4.5212e-06 | 1.7684e-08 | 0.2256 | 10.8394 | 5.8222e-05
| Civic Offices | Equipment: Dishwasher (Fittings and Furnishings components (£ spent)) | 1701191 | 8403892 | 5 | Services equipment | Annual inspections and maintenance | Assembly | 0.27091 | Hours | 1 | 44 | 1 | FALSE | 1 | FALSE | 3 | [6 empty] | 10 | B2B3 | 0.01465 | 9.488e-10 | 7.9433e-05 | 1.822e-05 | 4.5212e-06 | 1.7684e-08 | 0.2256 | 10.8394 | 5.8222e-05
| Civic Offices | Equipment: Dishwasher (Fittings and Furnishings components (£ spent)) | 1701191 | 8403892 | 5 | Services equipment | Annual inspections and maintenance | Assembly | 0.27091 | Hours | 1 | 44 | 1 | FALSE | 1 | FALSE | 3 | [6 empty] | 11 | B2B3 | 0.01465 | 9.488e-10 | 7.9433e-05 | 1.822e-05 | 4.5212e-06 | 1.7684e-08 | 0.2256 | 10.8394 | 5.8222e-05
| Civic Offices | Equipment: Dishwasher (Fittings and Furnishings components (£ spent)) | 1701191 | 8403892 | 5 | Services equipment | Annual inspections and maintenance | Assembly | 0.27091 | Hours | 1 | 44 | 1 | FALSE | 1 | FALSE | 3 | [6 empty] | 12 | B2B3 | 0.01465 | 9.488e-10 | 7.9433e-05 | 1.822e-05 | 4.5212e-06 | 1.7684e-08 | 0.2256 | 10.8394 | 5.8222e-05
| Civic Offices | Equipment: Dishwasher (Fittings and Furnishings components (£ spent)) | 1701191 | 8403892 | 5 | Services equipment | Annual inspections and maintenance | Assembly | 0.27091 | Hours | 1 | 44 | 1 | FALSE | 1 | FALSE | 3 | [6 empty] | 13 | B2B3 | 0.01465 | 9.488e-10 | 7.9433e-05 | 1.822e-05 | 4.5212e-06 | 1.7684e-08 | 0.2256 | 10.8394 | 5.8222e-05
| Civic Offices | Equipment: Dishwasher (Fittings and Furnishings components (£ spent)) | 1701191 | 8403892 | 5 | Services equipment | Annual inspections and maintenance | Assembly | 0.27091 | Hours | 1 | 44 | 1 | FALSE | 1 | FALSE | 3 | [6 empty] | 14 | B2B3 | 0.01465 | 9.488e-10 | 7.9433e-05 | 1.822e-05 | 4.5212e-06 | 1.7684e-08 | 0.2256 | 10.8394 | 5.8222e-05
| Civic Offices | Equipment: Dishwasher (Fittings and Furnishings components (£ spent)) | 1701191 | 8403892 | 5 | Services equipment | Annual inspections and maintenance | Assembly | 0.27091 | Hours | 1 | 44 | 1 | FALSE | 1 | FALSE | 3 | [6 empty] | 15 | B2B3 | 0.01465 | 9.488e-10 | 7.9433e-05 | 1.822e-05 | 4.5212e-06 | 1.7684e-08 | 0.2256 | 10.8394 | 5.8222e-05
| Civic Offices | Equipment: Dishwasher (Fittings and Furnishings components (£ spent)) | 1701191 | 8403892 | 5 | Services equipment | Annual inspections and maintenance | Assembly | 0.27091 | Hours | 1 | 44 | 1 | FALSE | 1 | FALSE | 3 | [6 empty] | 16 | B2B3 | 0.01465 | 9.488e-10 | 7.9433e-05 | 1.822e-05 | 4.5212e-06 | 1.7684e-08 | 0.2256 | 10.8394 | 5.8222e-05
| Civic Offices | Equipment: Dishwasher (Fittings and Furnishings components (£ spent)) | 1701191 | 8403892 | 5 | Services equipment | Annual inspections and maintenance | Assembly | 0.27091 | Hours | 1 | 44 | 1 | FALSE | 1 | FALSE | 3 | [6 empty] | 17 | B2B3 | 0.01465 | 9.488e-10 | 7.9433e-05 | 1.822e-05 | 4.5212e-06 | 1.7684e-08 | 0.2256 | 10.8394 | 5.8222e-05
| Civic Offices | Equipment: Dishwasher (Fittings and Furnishings components (£ spent)) | 1701191 | 8403892 | 5 | Services equipment | Annual inspections and maintenance | Assembly | 0.27091 | Hours | 1 | 44 | 1 | FALSE | 1 | FALSE | 3 | [6 empty] | 18 | B2B3 | 0.01465 | 9.488e-10 | 7.9433e-05 | 1.822e-05 | 4.5212e-06 | 1.7684e-08 | 0.2256 | 10.8394 | 5.8222e-05
| Civic Offices | Equipment: Dishwasher (Fittings and Furnishings components (£ spent)) | 1701191 | 8403892 | 5 | Services equipment | Annual inspections and maintenance | Assembly | 0.27091 | Hours | 1 | 44 | 1 | FALSE | 1 | FALSE | 3 | [6 empty] | 19 | B2B3 | 0.01465 | 9.488e-10 | 7.9433e-05 | 1.822e-05 | 4.5212e-06 | 1.7684e-08 | 0.2256 | 10.8394 | 5.8222e-05
| Civic Offices | Equipment: Dishwasher (Fittings and Furnishings components (£ spent)) | 1701191 | 8403892 | 5 | Services equipment | Annual inspections and maintenance | Assembly | 0.27091 | Hours | 1 | 44 | 1 | FALSE | 1 | FALSE | 3 | [6 empty] | 20 | B2B3 | 0.01465 | 9.488e-10 | 7.9433e-05 | 1.822e-05 | 4.5212e-06 | 1.7684e-08 | 0.2256 | 10.8394 | 5.8222e-05
| Civic Offices | Equipment: Dishwasher (Fittings and Furnishings components (£ spent)) | 1701191 | 8403892 | 5 | Services equipment | Annual inspections and maintenance | Assembly | 0.27091 | Hours | 1 | 44 | 1 | FALSE | 1 | FALSE | 3 | [6 empty] | 21 | B2B3 | 0.01465 | 9.488e-10 | 7.9433e-05 | 1.822e-05 | 4.5212e-06 | 1.7684e-08 | 0.2256 | 10.8394 | 5.8222e-05
| Civic Offices | Equipment: Dishwasher (Fittings and Furnishings components (£ spent)) | 1701191 | 8403892 | 5 | Services equipment | Annual inspections and maintenance | Assembly | 0.27091 | Hours | 1 | 44 | 1 | FALSE | 1 | FALSE | 3 | [6 empty] | 22 | B2B3 | 0.01465 | 9.488e-10 | 7.9433e-05 | 1.822e-05 | 4.5212e-06 | 1.7684e-08 | 0.2256 | 10.8394 | 5.8222e-05
| Civic Offices | Equipment: Dishwasher (Fittings and Furnishings components (£ spent)) | 1701191 | 8403892 | 5 | Services equipment | Annual inspections and maintenance | Assembly | 0.27091 | Hours | 1 | 44 | 1 | FALSE | 1 | FALSE | 3 | [6 empty] | 23 | B2B3 | 0.01465 | 9.488e-10 | 7.9433e-05 | 1.822e-05 | 4.5212e-06 | 1.7684e-08 | 0.2256 | 10.8394 | 5.8222e-05
| Civic Offices | Equipment: Dishwasher (Fittings and Furnishings components (£ spent)) | 1701191 | 8403892 | 5 | Services equipment | Annual inspections and maintenance | Assembly | 0.27091 | Hours | 1 | 44 | 1 | FALSE | 1 | FALSE | 3 | [6 empty] | 24 | B2B3 | 0.01465 | 9.488e-10 | 7.9433e-05 | 1.822e-05 | 4.5212e-06 | 1.7684e-08 | 0.2256 | 10.8394 | 5.8222e-05
| Civic Offices | Equipment: Dishwasher (Fittings and Furnishings components (£ spent)) | 1701191 | 8403892 | 5 | Services equipment | Annual inspections and maintenance | Assembly | 0.27091 | Hours | 1 | 44 | 1 | FALSE | 1 | FALSE | 3 | [6 empty] | 25 | B2B3 | 0.01465 | 9.488e-10 | 7.9433e-05 | 1.822e-05 | 4.5212e-06 | 1.7684e-08 | 0.2256 | 10.8394 | 5.8222e-05
| Civic Offices | Equipment: Dishwasher (Fittings and Furnishings components (£ spent)) | 1701191 | 8403892 | 5 | Services equipment | Annual inspections and maintenance | Assembly | 0.27091 | Hours | 1 | 44 | 1 | FALSE | 1 | FALSE | 3 | [6 empty] | 26 | B2B3 | 0.01465 | 9.488e-10 | 7.9433e-05 | 1.822e-05 | 4.5212e-06 | 1.7684e-08 | 0.2256 | 10.8394 | 5.8222e-05
| Civic Offices | Equipment: Dishwasher (Fittings and Furnishings components (£ spent)) | 1701191 | 8403892 | 5 | Services equipment | Annual inspections and maintenance | Assembly | 0.27091 | Hours | 1 | 44 | 1 | FALSE | 1 | FALSE | 3 | [6 empty] | 27 | B2B3 | 0.01465 | 9.488e-10 | 7.9433e-05 | 1.822e-05 | 4.5212e-06 | 1.7684e-08 | 0.2256 | 10.8394 | 5.8222e-05
| Civic Offices | Equipment: Dishwasher (Fittings and Furnishings components (£ spent)) | 1701191 | 8403892 | 5 | Services equipment | Annual inspections and maintenance | Assembly | 0.27091 | Hours | 1 | 44 | 1 | FALSE | 1 | FALSE | 3 | [6 empty] | 28 | B2B3 | 0.01465 | 9.488e-10 | 7.9433e-05 | 1.822e-05 | 4.5212e-06 | 1.7684e-08 | 0.2256 | 10.8394 | 5.8222e-05
| Civic Offices | Equipment: Dishwasher (Fittings and Furnishings components (£ spent)) | 1701191 | 8403892 | 5 | Services equipment | Annual inspections and maintenance | Assembly | 0.27091 | Hours | 1 | 44 | 1 | FALSE | 1 | FALSE | 3 | [6 empty] | 29 | B2B3 | 0.01465 | 9.488e-10 | 7.9433e-05 | 1.822e-05 | 4.5212e-06 | 1.7684e-08 | 0.2256 | 10.8394 | 5.8222e-05
| Civic Offices | Equipment: Dishwasher (Fittings and Furnishings components (£ spent)) | 1701191 | 8403892 | 5 | Services equipment | Annual inspections and maintenance | Assembly | 0.27091 | Hours | 1 | 44 | 1 | FALSE | 1 | FALSE | 3 | [6 empty] | 30 | B2B3 | 0.01465 | 9.488e-10 | 7.9433e-05 | 1.822e-05 | 4.5212e-06 | 1.7684e-08 | 0.2256 | 10.8394 | 5.8222e-05
| Civic Offices | Equipment: Dishwasher (Fittings and Furnishings components (£ spent)) | 1701191 | 8403892 | 5 | Services equipment | Annual inspections and maintenance | Assembly | 0.27091 | Hours | 1 | 44 | 1 | FALSE | 1 | FALSE | 3 | [6 empty] | 31 | B2B3 | 0.01465 | 9.488e-10 | 7.9433e-05 | 1.822e-05 | 4.5212e-06 | 1.7684e-08 | 0.2256 | 10.8394 | 5.8222e-05
| Civic Offices | Equipment: Dishwasher (Fittings and Furnishings components (£ spent)) | 1701191 | 8403892 | 5 | Services equipment | Annual inspections and maintenance | Assembly | 0.27091 | Hours | 1 | 44 | 1 | FALSE | 1 | FALSE | 3 | [6 empty] | 32 | B2B3 | 0.01465 | 9.488e-10 | 7.9433e-05 | 1.822e-05 | 4.5212e-06 | 1.7684e-08 | 0.2256 | 10.8394 | 5.8222e-05
| Civic Offices | Equipment: Dishwasher (Fittings and Furnishings components (£ spent)) | 1701191 | 8403892 | 5 | Services equipment | Annual inspections and maintenance | Assembly | 0.27091 | Hours | 1 | 44 | 1 | FALSE | 1 | FALSE | 3 | [6 empty] | 33 | B2B3 | 0.01465 | 9.488e-10 | 7.9433e-05 | 1.822e-05 | 4.5212e-06 | 1.7684e-08 | 0.2256 | 10.8394 | 5.8222e-05
| Civic Offices | Equipment: Dishwasher (Fittings and Furnishings components (£ spent)) | 1701191 | 8403892 | 5 | Services equipment | Annual inspections and maintenance | Assembly | 0.27091 | Hours | 1 | 44 | 1 | FALSE | 1 | FALSE | 3 | [6 empty] | 34 | B2B3 | 0.01465 | 9.488e-10 | 7.9433e-05 | 1.822e-05 | 4.5212e-06 | 1.7684e-08 | 0.2256 | 10.8394 | 5.8222e-05
| Civic Offices | Equipment: Dishwasher (Fittings and Furnishings components (£ spent)) | 1701191 | 8403892 | 5 | Services equipment | Annual inspections and maintenance | Assembly | 0.27091 | Hours | 1 | 44 | 1 | FALSE | 1 | FALSE | 3 | [6 empty] | 35 | B2B3 | 0.01465 | 9.488e-10 | 7.9433e-05 | 1.822e-05 | 4.5212e-06 | 1.7684e-08 | 0.2256 | 10.8394 | 5.8222e-05
| Civic Offices | Equipment: Dishwasher (Fittings and Furnishings components (£ spent)) | 1701191 | 8403892 | 5 | Services equipment | Annual inspections and maintenance | Assembly | 0.27091 | Hours | 1 | 44 | 1 | FALSE | 1 | FALSE | 3 | [6 empty] | 36 | B2B3 | 0.01465 | 9.488e-10 | 7.9433e-05 | 1.822e-05 | 4.5212e-06 | 1.7684e-08 | 0.2256 | 10.8394 | 5.8222e-05
| Civic Offices | Equipment: Dishwasher (Fittings and Furnishings components (£ spent)) | 1701191 | 8403892 | 5 | Services equipment | Annual inspections and maintenance | Assembly | 0.27091 | Hours | 1 | 44 | 1 | FALSE | 1 | FALSE | 3 | [6 empty] | 37 | B2B3 | 0.01465 | 9.488e-10 | 7.9433e-05 | 1.822e-05 | 4.5212e-06 | 1.7684e-08 | 0.2256 | 10.8394 | 5.8222e-05
| Civic Offices | Equipment: Dishwasher (Fittings and Furnishings components (£ spent)) | 1701191 | 8403892 | 5 | Services equipment | Annual inspections and maintenance | Assembly | 0.27091 | Hours | 1 | 44 | 1 | FALSE | 1 | FALSE | 3 | [6 empty] | 38 | B2B3 | 0.01465 | 9.488e-10 | 7.9433e-05 | 1.822e-05 | 4.5212e-06 | 1.7684e-08 | 0.2256 | 10.8394 | 5.8222e-05
| Civic Offices | Equipment: Dishwasher (Fittings and Furnishings components (£ spent)) | 1701191 | 8403892 | 5 | Services equipment | Annual inspections and maintenance | Assembly | 0.27091 | Hours | 1 | 44 | 1 | FALSE | 1 | FALSE | 3 | [6 empty] | 39 | B2B3 | 0.01465 | 9.488e-10 | 7.9433e-05 | 1.822e-05 | 4.5212e-06 | 1.7684e-08 | 0.2256 | 10.8394 | 5.8222e-05
| Civic Offices | Equipment: Dishwasher (Fittings and Furnishings components (£ spent)) | 1701191 | 8403892 | 5 | Services equipment | Annual inspections and maintenance | Assembly | 0.27091 | Hours | 1 | 44 | 1 | FALSE | 1 | FALSE | 3 | [6 empty] | 40 | B2B3 | 0.01465 | 9.488e-10 | 7.9433e-05 | 1.822e-05 | 4.5212e-06 | 1.7684e-08 | 0.2256 | 10.8394 | 5.8222e-05
| Civic Offices | Equipment: Dishwasher (Fittings and Furnishings components (£ spent)) | 1701191 | 8403892 | 5 | Services equipment | Annual inspections and maintenance | Assembly | 0.27091 | Hours | 1 | 44 | 1 | FALSE | 1 | FALSE | 3 | [6 empty] | 41 | B2B3 | 0.01465 | 9.488e-10 | 7.9433e-05 | 1.822e-05 | 4.5212e-06 | 1.7684e-08 | 0.2256 | 10.8394 | 5.8222e-05
| Civic Offices | Equipment: Dishwasher (Fittings and Furnishings components (£ spent)) | 1701191 | 8403892 | 5 | Services equipment | Annual inspections and maintenance | Assembly | 0.27091 | Hours | 1 | 44 | 1 | FALSE | 1 | FALSE | 3 | [6 empty] | 42 | B2B3 | 0.01465 | 9.488e-10 | 7.9433e-05 | 1.822e-05 | 4.5212e-06 | 1.7684e-08 | 0.2256 | 10.8394 | 5.8222e-05
| Civic Offices | Equipment: Dishwasher (Fittings and Furnishings components (£ spent)) | 1701191 | 8403892 | 5 | Services equipment | Annual inspections and maintenance | Assembly | 0.27091 | Hours | 1 | 44 | 1 | FALSE | 1 | FALSE | 3 | [6 empty] | 43 | B2B3 | 0.01465 | 9.488e-10 | 7.9433e-05 | 1.822e-05 | 4.5212e-06 | 1.7684e-08 | 0.2256 | 10.8394 | 5.8222e-05
| Civic Offices | Equipment: Dishwasher (Fittings and Furnishings components (£ spent)) | 1701191 | 8403892 | 5 | Services equipment | Annual inspections and maintenance | Assembly | 0.27091 | Hours | 1 | 44 | 1 | FALSE | 1 | FALSE | 3 | [6 empty] | 44 | B2B3 | 0.01465 | 9.488e-10 | 7.9433e-05 | 1.822e-05 | 4.5212e-06 | 1.7684e-08 | 0.2256 | 10.8394 | 5.8222e-05
| Civic Offices | Equipment: Dishwasher (Fittings and Furnishings components (£ spent)) | 1701191 | 8403892 | 5 | Services equipment | Annual inspections and maintenance | Assembly | 0.27091 | Hours | 1 | 44 | 1 | FALSE | 1 | FALSE | 3 | [6 empty] | 45 | B2B3 | 0.01465 | 9.488e-10 | 7.9433e-05 | 1.822e-05 | 4.5212e-06 | 1.7684e-08 | 0.2256 | 10.8394 | 5.8222e-05
| Civic Offices | Equipment: Dishwasher (Fittings and Furnishings components (£ spent)) | 1701191 | 8403892 | 5 | Services equipment | Annual inspections and maintenance | Assembly | 0.27091 | Hours | 1 | 44 | 1 | FALSE | 1 | FALSE | 3 | [6 empty] | 46 | B2B3 | 0.01465 | 9.488e-10 | 7.9433e-05 | 1.822e-05 | 4.5212e-06 | 1.7684e-08 | 0.2256 | 10.8394 | 5.8222e-05
| Civic Offices | Equipment: Dishwasher (Fittings and Furnishings components (£ spent)) | 1701191 | 8403892 | 5 | Services equipment | Annual inspections and maintenance | Assembly | 0.27091 | Hours | 1 | 44 | 1 | FALSE | 1 | FALSE | 3 | [6 empty] | 47 | B2B3 | 0.01465 | 9.488e-10 | 7.9433e-05 | 1.822e-05 | 4.5212e-06 | 1.7684e-08 | 0.2256 | 10.8394 | 5.8222e-05
| Civic Offices | Equipment: Dishwasher (Fittings and Furnishings components (£ spent)) | 1701191 | 8403892 | 5 | Services equipment | Annual inspections and maintenance | Assembly | 0.27091 | Hours | 1 | 44 | 1 | FALSE | 1 | FALSE | 3 | [6 empty] | 48 | B2B3 | 0.01465 | 9.488e-10 | 7.9433e-05 | 1.822e-05 | 4.5212e-06 | 1.7684e-08 | 0.2256 | 10.8394 | 5.8222e-05
| Civic Offices | Equipment: Dishwasher (Fittings and Furnishings components (£ spent)) | 1701191 | 8403892 | 5 | Services equipment | Annual inspections and maintenance | Assembly | 0.27091 | Hours | 1 | 44 | 1 | FALSE | 1 | FALSE | 3 | [6 empty] | 49 | B2B3 | 0.01465 | 9.488e-10 | 7.9433e-05 | 1.822e-05 | 4.5212e-06 | 1.7684e-08 | 0.2256 | 10.8394 | 5.8222e-05
| Civic Offices | Equipment: Dishwasher (Fittings and Furnishings components (£ spent)) | 1701191 | 8403892 | 5 | Services equipment | Annual inspections and maintenance | Assembly | 0.27091 | Hours | 1 | 44 | 1 | FALSE | 1 | FALSE | 3 | [6 empty] | 50 | B2B3 | 0.01465 | 9.488e-10 | 7.9433e-05 | 1.822e-05 | 4.5212e-06 | 1.7684e-08 | 0.2256 | 10.8394 | 5.8222e-05
| Civic Offices | Equipment: Dishwasher (Fittings and Furnishings components (£ spent)) | 1701191 | 8403892 | 5 | Services equipment | Annual inspections and maintenance | Assembly | 0.27091 | Hours | 1 | 44 | 1 | FALSE | 1 | FALSE | 3 | [6 empty] | 51 | B2B3 | 0.01465 | 9.488e-10 | 7.9433e-05 | 1.822e-05 | 4.5212e-06 | 1.7684e-08 | 0.2256 | 10.8394 | 5.8222e-05
| Civic Offices | Equipment: Dishwasher (Fittings and Furnishings components (£ spent)) | 1701191 | 8403892 | 5 | Services equipment | Annual inspections and maintenance | Assembly | 0.27091 | Hours | 1 | 44 | 1 | FALSE | 1 | FALSE | 3 | [6 empty] | 52 | B2B3 | 0.01465 | 9.488e-10 | 7.9433e-05 | 1.822e-05 | 4.5212e-06 | 1.7684e-08 | 0.2256 | 10.8394 | 5.8222e-05
| Civic Offices | Equipment: Dishwasher (Fittings and Furnishings components (£ spent)) | 1701191 | 8403892 | 5 | Services equipment | Annual inspections and maintenance | Assembly | 0.27091 | Hours | 1 | 44 | 1 | FALSE | 1 | FALSE | 3 | [6 empty] | 53 | B2B3 | 0.01465 | 9.488e-10 | 7.9433e-05 | 1.822e-05 | 4.5212e-06 | 1.7684e-08 | 0.2256 | 10.8394 | 5.8222e-05
| Civic Offices | Equipment: Dishwasher (Fittings and Furnishings components (£ spent)) | 1701191 | 8403892 | 5 | Services equipment | Annual inspections and maintenance | Assembly | 0.27091 | Hours | 1 | 44 | 1 | FALSE | 1 | FALSE | 3 | [6 empty] | 54 | B2B3 | 0.01465 | 9.488e-10 | 7.9433e-05 | 1.822e-05 | 4.5212e-06 | 1.7684e-08 | 0.2256 | 10.8394 | 5.8222e-05
| Civic Offices | Equipment: Dishwasher (Fittings and Furnishings components (£ spent)) | 1701191 | 8403892 | 5 | Services equipment | Annual inspections and maintenance | Assembly | 0.27091 | Hours | 1 | 44 | 1 | FALSE | 1 | FALSE | 3 | [6 empty] | 55 | B2B3 | 0.01465 | 9.488e-10 | 7.9433e-05 | 1.822e-05 | 4.5212e-06 | 1.7684e-08 | 0.2256 | 10.8394 | 5.8222e-05
| Civic Offices | Equipment: Dishwasher (Fittings and Furnishings components (£ spent)) | 1701191 | 8403892 | 5 | Services equipment | Annual inspections and maintenance | Assembly | 0.27091 | Hours | 1 | 44 | 1 | FALSE | 1 | FALSE | 3 | [6 empty] | 56 | B2B3 | 0.01465 | 9.488e-10 | 7.9433e-05 | 1.822e-05 | 4.5212e-06 | 1.7684e-08 | 0.2256 | 10.8394 | 5.8222e-05
| Civic Offices | Equipment: Dishwasher (Fittings and Furnishings components (£ spent)) | 1701191 | 8403892 | 5 | Services equipment | Annual inspections and maintenance | Assembly | 0.27091 | Hours | 1 | 44 | 1 | FALSE | 1 | FALSE | 3 | [6 empty] | 57 | B2B3 | 0.01465 | 9.488e-10 | 7.9433e-05 | 1.822e-05 | 4.5212e-06 | 1.7684e-08 | 0.2256 | 10.8394 | 5.8222e-05
| Civic Offices | Equipment: Dishwasher (Fittings and Furnishings components (£ spent)) | 1701191 | 8403892 | 5 | Services equipment | Annual inspections and maintenance | Assembly | 0.27091 | Hours | 1 | 44 | 1 | FALSE | 1 | FALSE | 3 | [6 empty] | 58 | B2B3 | 0.01465 | 9.488e-10 | 7.9433e-05 | 1.822e-05 | 4.5212e-06 | 1.7684e-08 | 0.2256 | 10.8394 | 5.8222e-05
| Civic Offices | Equipment: Dishwasher (Fittings and Furnishings components (£ spent)) | 1701191 | 8403892 | 5 | Services equipment | Annual inspections and maintenance | Assembly | 0.27091 | Hours | 1 | 44 | 1 | FALSE | 1 | FALSE | 3 | [6 empty] | 59 | B2B3 | 0.01465 | 9.488e-10 | 7.9433e-05 | 1.822e-05 | 4.5212e-06 | 1.7684e-08 | 0.2256 | 10.8394 | 5.8222e-05
| Civic Offices | Equipment: Dishwasher (Fittings and Furnishings components (£ spent)) | 1701191 | 8403892 | 5 | Services equipment | Annual inspections and maintenance | Assembly | 0.27091 | Hours | 1 | 44 | 1 | FALSE | 1 | FALSE | 3 | [6 empty] | 60 | B2B3 | 0.01465 | 9.488e-10 | 7.9433e-05 | 1.822e-05 | 4.5212e-06 | 1.7684e-08 | 0.2256 | 10.8394 | 5.8222e-05
| Civic Offices | Council chamber raised dais and furniture nominal allowance (Fittings and Furnishings components (£ spent)) | 1701192 | 8403898 | 5 | Services equipment | Install | Assembly | 1083.6438 | Hours | 20 | 44 | 1 | FALSE | 1 | FALSE | 1 | [6 empty] | 0 | A5 | 58.5998 | 3.7952e-06 | 0.31773 | 0.072881 | 0.018085 | 7.0736e-05 | 902.4138 | 43357.6066 | 0.23289
| Civic Offices | Council chamber raised dais and furniture nominal allowance (Fittings and Furnishings components (£ spent)) | 1701192 | 8403898 | 5 | Services equipment | Install | Assembly | 1083.6438 | Hours | 20 | 44 | 1 | FALSE | 1 | FALSE | 1 | [6 empty] | 0 | A4 | 0 | 0 | 0 | 0 | 0 | 0 | 0 | 0 | 0
| Civic Offices | Council chamber raised dais and furniture nominal allowance (Fittings and Furnishings components (£ spent)) | 1701192 | 8403898 | 5 | Services equipment | Install | Assembly | 1083.6438 | Hours | 20 | 44 | 1 | FALSE | 1 | FALSE | 1 | [6 empty] | 20 | B4B5 | 58.5998 | 3.7952e-06 | 0.31773 | 0.072881 | 0.018085 | 7.0736e-05 | 902.4138 | 43357.6066 | 0.23289
| Civic Offices | Council chamber raised dais and furniture nominal allowance (Fittings and Furnishings components (£ spent)) | 1701192 | 8403898 | 5 | Services equipment | Install | Assembly | 1083.6438 | Hours | 20 | 44 | 1 | FALSE | 1 | FALSE | 1 | [6 empty] | 40 | B4B5 | 58.5998 | 3.7952e-06 | 0.31773 | 0.072881 | 0.018085 | 7.0736e-05 | 902.4138 | 43357.6066 | 0.23289
| Civic Offices | Council chamber raised dais and furniture nominal allowance (Fittings and Furnishings components (£ spent)) | 1701192 | 8403899 | 5 | Services equipment | Annual inspections and maintenance | Assembly | 54.1822 | Hours | 1 | 44 | 1 | FALSE | 1 | FALSE | 3 | [6 empty] | 1 | B2B3 | 2.93 | 1.8976e-07 | 0.015887 | 0.003644 | 0.00090424 | 3.5368e-06 | 45.1207 | 2167.8803 | 0.011644
| Civic Offices | Council chamber raised dais and furniture nominal allowance (Fittings and Furnishings components (£ spent)) | 1701192 | 8403899 | 5 | Services equipment | Annual inspections and maintenance | Assembly | 54.1822 | Hours | 1 | 44 | 1 | FALSE | 1 | FALSE | 3 | [6 empty] | 2 | B2B3 | 2.93 | 1.8976e-07 | 0.015887 | 0.003644 | 0.00090424 | 3.5368e-06 | 45.1207 | 2167.8803 | 0.011644
| Civic Offices | Council chamber raised dais and furniture nominal allowance (Fittings and Furnishings components (£ spent)) | 1701192 | 8403899 | 5 | Services equipment | Annual inspections and maintenance | Assembly | 54.1822 | Hours | 1 | 44 | 1 | FALSE | 1 | FALSE | 3 | [6 empty] | 3 | B2B3 | 2.93 | 1.8976e-07 | 0.015887 | 0.003644 | 0.00090424 | 3.5368e-06 | 45.1207 | 2167.8803 | 0.011644
| Civic Offices | Council chamber raised dais and furniture nominal allowance (Fittings and Furnishings components (£ spent)) | 1701192 | 8403899 | 5 | Services equipment | Annual inspections and maintenance | Assembly | 54.1822 | Hours | 1 | 44 | 1 | FALSE | 1 | FALSE | 3 | [6 empty] | 4 | B2B3 | 2.93 | 1.8976e-07 | 0.015887 | 0.003644 | 0.00090424 | 3.5368e-06 | 45.1207 | 2167.8803 | 0.011644
| Civic Offices | Council chamber raised dais and furniture nominal allowance (Fittings and Furnishings components (£ spent)) | 1701192 | 8403899 | 5 | Services equipment | Annual inspections and maintenance | Assembly | 54.1822 | Hours | 1 | 44 | 1 | FALSE | 1 | FALSE | 3 | [6 empty] | 5 | B2B3 | 2.93 | 1.8976e-07 | 0.015887 | 0.003644 | 0.00090424 | 3.5368e-06 | 45.1207 | 2167.8803 | 0.011644
| Civic Offices | Council chamber raised dais and furniture nominal allowance (Fittings and Furnishings components (£ spent)) | 1701192 | 8403899 | 5 | Services equipment | Annual inspections and maintenance | Assembly | 54.1822 | Hours | 1 | 44 | 1 | FALSE | 1 | FALSE | 3 | [6 empty] | 6 | B2B3 | 2.93 | 1.8976e-07 | 0.015887 | 0.003644 | 0.00090424 | 3.5368e-06 | 45.1207 | 2167.8803 | 0.011644
| Civic Offices | Council chamber raised dais and furniture nominal allowance (Fittings and Furnishings components (£ spent)) | 1701192 | 8403899 | 5 | Services equipment | Annual inspections and maintenance | Assembly | 54.1822 | Hours | 1 | 44 | 1 | FALSE | 1 | FALSE | 3 | [6 empty] | 7 | B2B3 | 2.93 | 1.8976e-07 | 0.015887 | 0.003644 | 0.00090424 | 3.5368e-06 | 45.1207 | 2167.8803 | 0.011644
| Civic Offices | Council chamber raised dais and furniture nominal allowance (Fittings and Furnishings components (£ spent)) | 1701192 | 8403899 | 5 | Services equipment | Annual inspections and maintenance | Assembly | 54.1822 | Hours | 1 | 44 | 1 | FALSE | 1 | FALSE | 3 | [6 empty] | 8 | B2B3 | 2.93 | 1.8976e-07 | 0.015887 | 0.003644 | 0.00090424 | 3.5368e-06 | 45.1207 | 2167.8803 | 0.011644
| Civic Offices | Council chamber raised dais and furniture nominal allowance (Fittings and Furnishings components (£ spent)) | 1701192 | 8403899 | 5 | Services equipment | Annual inspections and maintenance | Assembly | 54.1822 | Hours | 1 | 44 | 1 | FALSE | 1 | FALSE | 3 | [6 empty] | 9 | B2B3 | 2.93 | 1.8976e-07 | 0.015887 | 0.003644 | 0.00090424 | 3.5368e-06 | 45.1207 | 2167.8803 | 0.011644
| Civic Offices | Council chamber raised dais and furniture nominal allowance (Fittings and Furnishings components (£ spent)) | 1701192 | 8403899 | 5 | Services equipment | Annual inspections and maintenance | Assembly | 54.1822 | Hours | 1 | 44 | 1 | FALSE | 1 | FALSE | 3 | [6 empty] | 10 | B2B3 | 2.93 | 1.8976e-07 | 0.015887 | 0.003644 | 0.00090424 | 3.5368e-06 | 45.1207 | 2167.8803 | 0.011644
| Civic Offices | Council chamber raised dais and furniture nominal allowance (Fittings and Furnishings components (£ spent)) | 1701192 | 8403899 | 5 | Services equipment | Annual inspections and maintenance | Assembly | 54.1822 | Hours | 1 | 44 | 1 | FALSE | 1 | FALSE | 3 | [6 empty] | 11 | B2B3 | 2.93 | 1.8976e-07 | 0.015887 | 0.003644 | 0.00090424 | 3.5368e-06 | 45.1207 | 2167.8803 | 0.011644
| Civic Offices | Council chamber raised dais and furniture nominal allowance (Fittings and Furnishings components (£ spent)) | 1701192 | 8403899 | 5 | Services equipment | Annual inspections and maintenance | Assembly | 54.1822 | Hours | 1 | 44 | 1 | FALSE | 1 | FALSE | 3 | [6 empty] | 12 | B2B3 | 2.93 | 1.8976e-07 | 0.015887 | 0.003644 | 0.00090424 | 3.5368e-06 | 45.1207 | 2167.8803 | 0.011644
| Civic Offices | Council chamber raised dais and furniture nominal allowance (Fittings and Furnishings components (£ spent)) | 1701192 | 8403899 | 5 | Services equipment | Annual inspections and maintenance | Assembly | 54.1822 | Hours | 1 | 44 | 1 | FALSE | 1 | FALSE | 3 | [6 empty] | 13 | B2B3 | 2.93 | 1.8976e-07 | 0.015887 | 0.003644 | 0.00090424 | 3.5368e-06 | 45.1207 | 2167.8803 | 0.011644
| Civic Offices | Council chamber raised dais and furniture nominal allowance (Fittings and Furnishings components (£ spent)) | 1701192 | 8403899 | 5 | Services equipment | Annual inspections and maintenance | Assembly | 54.1822 | Hours | 1 | 44 | 1 | FALSE | 1 | FALSE | 3 | [6 empty] | 14 | B2B3 | 2.93 | 1.8976e-07 | 0.015887 | 0.003644 | 0.00090424 | 3.5368e-06 | 45.1207 | 2167.8803 | 0.011644
| Civic Offices | Council chamber raised dais and furniture nominal allowance (Fittings and Furnishings components (£ spent)) | 1701192 | 8403899 | 5 | Services equipment | Annual inspections and maintenance | Assembly | 54.1822 | Hours | 1 | 44 | 1 | FALSE | 1 | FALSE | 3 | [6 empty] | 15 | B2B3 | 2.93 | 1.8976e-07 | 0.015887 | 0.003644 | 0.00090424 | 3.5368e-06 | 45.1207 | 2167.8803 | 0.011644
| Civic Offices | Council chamber raised dais and furniture nominal allowance (Fittings and Furnishings components (£ spent)) | 1701192 | 8403899 | 5 | Services equipment | Annual inspections and maintenance | Assembly | 54.1822 | Hours | 1 | 44 | 1 | FALSE | 1 | FALSE | 3 | [6 empty] | 16 | B2B3 | 2.93 | 1.8976e-07 | 0.015887 | 0.003644 | 0.00090424 | 3.5368e-06 | 45.1207 | 2167.8803 | 0.011644
| Civic Offices | Council chamber raised dais and furniture nominal allowance (Fittings and Furnishings components (£ spent)) | 1701192 | 8403899 | 5 | Services equipment | Annual inspections and maintenance | Assembly | 54.1822 | Hours | 1 | 44 | 1 | FALSE | 1 | FALSE | 3 | [6 empty] | 17 | B2B3 | 2.93 | 1.8976e-07 | 0.015887 | 0.003644 | 0.00090424 | 3.5368e-06 | 45.1207 | 2167.8803 | 0.011644
| Civic Offices | Council chamber raised dais and furniture nominal allowance (Fittings and Furnishings components (£ spent)) | 1701192 | 8403899 | 5 | Services equipment | Annual inspections and maintenance | Assembly | 54.1822 | Hours | 1 | 44 | 1 | FALSE | 1 | FALSE | 3 | [6 empty] | 18 | B2B3 | 2.93 | 1.8976e-07 | 0.015887 | 0.003644 | 0.00090424 | 3.5368e-06 | 45.1207 | 2167.8803 | 0.011644
| Civic Offices | Council chamber raised dais and furniture nominal allowance (Fittings and Furnishings components (£ spent)) | 1701192 | 8403899 | 5 | Services equipment | Annual inspections and maintenance | Assembly | 54.1822 | Hours | 1 | 44 | 1 | FALSE | 1 | FALSE | 3 | [6 empty] | 19 | B2B3 | 2.93 | 1.8976e-07 | 0.015887 | 0.003644 | 0.00090424 | 3.5368e-06 | 45.1207 | 2167.8803 | 0.011644
| Civic Offices | Council chamber raised dais and furniture nominal allowance (Fittings and Furnishings components (£ spent)) | 1701192 | 8403899 | 5 | Services equipment | Annual inspections and maintenance | Assembly | 54.1822 | Hours | 1 | 44 | 1 | FALSE | 1 | FALSE | 3 | [6 empty] | 20 | B2B3 | 2.93 | 1.8976e-07 | 0.015887 | 0.003644 | 0.00090424 | 3.5368e-06 | 45.1207 | 2167.8803 | 0.011644
| Civic Offices | Council chamber raised dais and furniture nominal allowance (Fittings and Furnishings components (£ spent)) | 1701192 | 8403899 | 5 | Services equipment | Annual inspections and maintenance | Assembly | 54.1822 | Hours | 1 | 44 | 1 | FALSE | 1 | FALSE | 3 | [6 empty] | 21 | B2B3 | 2.93 | 1.8976e-07 | 0.015887 | 0.003644 | 0.00090424 | 3.5368e-06 | 45.1207 | 2167.8803 | 0.011644
| Civic Offices | Council chamber raised dais and furniture nominal allowance (Fittings and Furnishings components (£ spent)) | 1701192 | 8403899 | 5 | Services equipment | Annual inspections and maintenance | Assembly | 54.1822 | Hours | 1 | 44 | 1 | FALSE | 1 | FALSE | 3 | [6 empty] | 22 | B2B3 | 2.93 | 1.8976e-07 | 0.015887 | 0.003644 | 0.00090424 | 3.5368e-06 | 45.1207 | 2167.8803 | 0.011644
| Civic Offices | Council chamber raised dais and furniture nominal allowance (Fittings and Furnishings components (£ spent)) | 1701192 | 8403899 | 5 | Services equipment | Annual inspections and maintenance | Assembly | 54.1822 | Hours | 1 | 44 | 1 | FALSE | 1 | FALSE | 3 | [6 empty] | 23 | B2B3 | 2.93 | 1.8976e-07 | 0.015887 | 0.003644 | 0.00090424 | 3.5368e-06 | 45.1207 | 2167.8803 | 0.011644
| Civic Offices | Council chamber raised dais and furniture nominal allowance (Fittings and Furnishings components (£ spent)) | 1701192 | 8403899 | 5 | Services equipment | Annual inspections and maintenance | Assembly | 54.1822 | Hours | 1 | 44 | 1 | FALSE | 1 | FALSE | 3 | [6 empty] | 24 | B2B3 | 2.93 | 1.8976e-07 | 0.015887 | 0.003644 | 0.00090424 | 3.5368e-06 | 45.1207 | 2167.8803 | 0.011644
| Civic Offices | Council chamber raised dais and furniture nominal allowance (Fittings and Furnishings components (£ spent)) | 1701192 | 8403899 | 5 | Services equipment | Annual inspections and maintenance | Assembly | 54.1822 | Hours | 1 | 44 | 1 | FALSE | 1 | FALSE | 3 | [6 empty] | 25 | B2B3 | 2.93 | 1.8976e-07 | 0.015887 | 0.003644 | 0.00090424 | 3.5368e-06 | 45.1207 | 2167.8803 | 0.011644
| Civic Offices | Council chamber raised dais and furniture nominal allowance (Fittings and Furnishings components (£ spent)) | 1701192 | 8403899 | 5 | Services equipment | Annual inspections and maintenance | Assembly | 54.1822 | Hours | 1 | 44 | 1 | FALSE | 1 | FALSE | 3 | [6 empty] | 26 | B2B3 | 2.93 | 1.8976e-07 | 0.015887 | 0.003644 | 0.00090424 | 3.5368e-06 | 45.1207 | 2167.8803 | 0.011644
| Civic Offices | Council chamber raised dais and furniture nominal allowance (Fittings and Furnishings components (£ spent)) | 1701192 | 8403899 | 5 | Services equipment | Annual inspections and maintenance | Assembly | 54.1822 | Hours | 1 | 44 | 1 | FALSE | 1 | FALSE | 3 | [6 empty] | 27 | B2B3 | 2.93 | 1.8976e-07 | 0.015887 | 0.003644 | 0.00090424 | 3.5368e-06 | 45.1207 | 2167.8803 | 0.011644
| Civic Offices | Council chamber raised dais and furniture nominal allowance (Fittings and Furnishings components (£ spent)) | 1701192 | 8403899 | 5 | Services equipment | Annual inspections and maintenance | Assembly | 54.1822 | Hours | 1 | 44 | 1 | FALSE | 1 | FALSE | 3 | [6 empty] | 28 | B2B3 | 2.93 | 1.8976e-07 | 0.015887 | 0.003644 | 0.00090424 | 3.5368e-06 | 45.1207 | 2167.8803 | 0.011644
| Civic Offices | Council chamber raised dais and furniture nominal allowance (Fittings and Furnishings components (£ spent)) | 1701192 | 8403899 | 5 | Services equipment | Annual inspections and maintenance | Assembly | 54.1822 | Hours | 1 | 44 | 1 | FALSE | 1 | FALSE | 3 | [6 empty] | 29 | B2B3 | 2.93 | 1.8976e-07 | 0.015887 | 0.003644 | 0.00090424 | 3.5368e-06 | 45.1207 | 2167.8803 | 0.011644
| Civic Offices | Council chamber raised dais and furniture nominal allowance (Fittings and Furnishings components (£ spent)) | 1701192 | 8403899 | 5 | Services equipment | Annual inspections and maintenance | Assembly | 54.1822 | Hours | 1 | 44 | 1 | FALSE | 1 | FALSE | 3 | [6 empty] | 30 | B2B3 | 2.93 | 1.8976e-07 | 0.015887 | 0.003644 | 0.00090424 | 3.5368e-06 | 45.1207 | 2167.8803 | 0.011644
| Civic Offices | Council chamber raised dais and furniture nominal allowance (Fittings and Furnishings components (£ spent)) | 1701192 | 8403899 | 5 | Services equipment | Annual inspections and maintenance | Assembly | 54.1822 | Hours | 1 | 44 | 1 | FALSE | 1 | FALSE | 3 | [6 empty] | 31 | B2B3 | 2.93 | 1.8976e-07 | 0.015887 | 0.003644 | 0.00090424 | 3.5368e-06 | 45.1207 | 2167.8803 | 0.011644
| Civic Offices | Council chamber raised dais and furniture nominal allowance (Fittings and Furnishings components (£ spent)) | 1701192 | 8403899 | 5 | Services equipment | Annual inspections and maintenance | Assembly | 54.1822 | Hours | 1 | 44 | 1 | FALSE | 1 | FALSE | 3 | [6 empty] | 32 | B2B3 | 2.93 | 1.8976e-07 | 0.015887 | 0.003644 | 0.00090424 | 3.5368e-06 | 45.1207 | 2167.8803 | 0.011644
| Civic Offices | Council chamber raised dais and furniture nominal allowance (Fittings and Furnishings components (£ spent)) | 1701192 | 8403899 | 5 | Services equipment | Annual inspections and maintenance | Assembly | 54.1822 | Hours | 1 | 44 | 1 | FALSE | 1 | FALSE | 3 | [6 empty] | 33 | B2B3 | 2.93 | 1.8976e-07 | 0.015887 | 0.003644 | 0.00090424 | 3.5368e-06 | 45.1207 | 2167.8803 | 0.011644
| Civic Offices | Council chamber raised dais and furniture nominal allowance (Fittings and Furnishings components (£ spent)) | 1701192 | 8403899 | 5 | Services equipment | Annual inspections and maintenance | Assembly | 54.1822 | Hours | 1 | 44 | 1 | FALSE | 1 | FALSE | 3 | [6 empty] | 34 | B2B3 | 2.93 | 1.8976e-07 | 0.015887 | 0.003644 | 0.00090424 | 3.5368e-06 | 45.1207 | 2167.8803 | 0.011644
| Civic Offices | Council chamber raised dais and furniture nominal allowance (Fittings and Furnishings components (£ spent)) | 1701192 | 8403899 | 5 | Services equipment | Annual inspections and maintenance | Assembly | 54.1822 | Hours | 1 | 44 | 1 | FALSE | 1 | FALSE | 3 | [6 empty] | 35 | B2B3 | 2.93 | 1.8976e-07 | 0.015887 | 0.003644 | 0.00090424 | 3.5368e-06 | 45.1207 | 2167.8803 | 0.011644
| Civic Offices | Council chamber raised dais and furniture nominal allowance (Fittings and Furnishings components (£ spent)) | 1701192 | 8403899 | 5 | Services equipment | Annual inspections and maintenance | Assembly | 54.1822 | Hours | 1 | 44 | 1 | FALSE | 1 | FALSE | 3 | [6 empty] | 36 | B2B3 | 2.93 | 1.8976e-07 | 0.015887 | 0.003644 | 0.00090424 | 3.5368e-06 | 45.1207 | 2167.8803 | 0.011644
| Civic Offices | Council chamber raised dais and furniture nominal allowance (Fittings and Furnishings components (£ spent)) | 1701192 | 8403899 | 5 | Services equipment | Annual inspections and maintenance | Assembly | 54.1822 | Hours | 1 | 44 | 1 | FALSE | 1 | FALSE | 3 | [6 empty] | 37 | B2B3 | 2.93 | 1.8976e-07 | 0.015887 | 0.003644 | 0.00090424 | 3.5368e-06 | 45.1207 | 2167.8803 | 0.011644
| Civic Offices | Council chamber raised dais and furniture nominal allowance (Fittings and Furnishings components (£ spent)) | 1701192 | 8403899 | 5 | Services equipment | Annual inspections and maintenance | Assembly | 54.1822 | Hours | 1 | 44 | 1 | FALSE | 1 | FALSE | 3 | [6 empty] | 38 | B2B3 | 2.93 | 1.8976e-07 | 0.015887 | 0.003644 | 0.00090424 | 3.5368e-06 | 45.1207 | 2167.8803 | 0.011644
| Civic Offices | Council chamber raised dais and furniture nominal allowance (Fittings and Furnishings components (£ spent)) | 1701192 | 8403899 | 5 | Services equipment | Annual inspections and maintenance | Assembly | 54.1822 | Hours | 1 | 44 | 1 | FALSE | 1 | FALSE | 3 | [6 empty] | 39 | B2B3 | 2.93 | 1.8976e-07 | 0.015887 | 0.003644 | 0.00090424 | 3.5368e-06 | 45.1207 | 2167.8803 | 0.011644
| Civic Offices | Council chamber raised dais and furniture nominal allowance (Fittings and Furnishings components (£ spent)) | 1701192 | 8403899 | 5 | Services equipment | Annual inspections and maintenance | Assembly | 54.1822 | Hours | 1 | 44 | 1 | FALSE | 1 | FALSE | 3 | [6 empty] | 40 | B2B3 | 2.93 | 1.8976e-07 | 0.015887 | 0.003644 | 0.00090424 | 3.5368e-06 | 45.1207 | 2167.8803 | 0.011644
| Civic Offices | Council chamber raised dais and furniture nominal allowance (Fittings and Furnishings components (£ spent)) | 1701192 | 8403899 | 5 | Services equipment | Annual inspections and maintenance | Assembly | 54.1822 | Hours | 1 | 44 | 1 | FALSE | 1 | FALSE | 3 | [6 empty] | 41 | B2B3 | 2.93 | 1.8976e-07 | 0.015887 | 0.003644 | 0.00090424 | 3.5368e-06 | 45.1207 | 2167.8803 | 0.011644
| Civic Offices | Council chamber raised dais and furniture nominal allowance (Fittings and Furnishings components (£ spent)) | 1701192 | 8403899 | 5 | Services equipment | Annual inspections and maintenance | Assembly | 54.1822 | Hours | 1 | 44 | 1 | FALSE | 1 | FALSE | 3 | [6 empty] | 42 | B2B3 | 2.93 | 1.8976e-07 | 0.015887 | 0.003644 | 0.00090424 | 3.5368e-06 | 45.1207 | 2167.8803 | 0.011644
| Civic Offices | Council chamber raised dais and furniture nominal allowance (Fittings and Furnishings components (£ spent)) | 1701192 | 8403899 | 5 | Services equipment | Annual inspections and maintenance | Assembly | 54.1822 | Hours | 1 | 44 | 1 | FALSE | 1 | FALSE | 3 | [6 empty] | 43 | B2B3 | 2.93 | 1.8976e-07 | 0.015887 | 0.003644 | 0.00090424 | 3.5368e-06 | 45.1207 | 2167.8803 | 0.011644
| Civic Offices | Council chamber raised dais and furniture nominal allowance (Fittings and Furnishings components (£ spent)) | 1701192 | 8403899 | 5 | Services equipment | Annual inspections and maintenance | Assembly | 54.1822 | Hours | 1 | 44 | 1 | FALSE | 1 | FALSE | 3 | [6 empty] | 44 | B2B3 | 2.93 | 1.8976e-07 | 0.015887 | 0.003644 | 0.00090424 | 3.5368e-06 | 45.1207 | 2167.8803 | 0.011644
| Civic Offices | Council chamber raised dais and furniture nominal allowance (Fittings and Furnishings components (£ spent)) | 1701192 | 8403899 | 5 | Services equipment | Annual inspections and maintenance | Assembly | 54.1822 | Hours | 1 | 44 | 1 | FALSE | 1 | FALSE | 3 | [6 empty] | 45 | B2B3 | 2.93 | 1.8976e-07 | 0.015887 | 0.003644 | 0.00090424 | 3.5368e-06 | 45.1207 | 2167.8803 | 0.011644
| Civic Offices | Council chamber raised dais and furniture nominal allowance (Fittings and Furnishings components (£ spent)) | 1701192 | 8403899 | 5 | Services equipment | Annual inspections and maintenance | Assembly | 54.1822 | Hours | 1 | 44 | 1 | FALSE | 1 | FALSE | 3 | [6 empty] | 46 | B2B3 | 2.93 | 1.8976e-07 | 0.015887 | 0.003644 | 0.00090424 | 3.5368e-06 | 45.1207 | 2167.8803 | 0.011644
| Civic Offices | Council chamber raised dais and furniture nominal allowance (Fittings and Furnishings components (£ spent)) | 1701192 | 8403899 | 5 | Services equipment | Annual inspections and maintenance | Assembly | 54.1822 | Hours | 1 | 44 | 1 | FALSE | 1 | FALSE | 3 | [6 empty] | 47 | B2B3 | 2.93 | 1.8976e-07 | 0.015887 | 0.003644 | 0.00090424 | 3.5368e-06 | 45.1207 | 2167.8803 | 0.011644
| Civic Offices | Council chamber raised dais and furniture nominal allowance (Fittings and Furnishings components (£ spent)) | 1701192 | 8403899 | 5 | Services equipment | Annual inspections and maintenance | Assembly | 54.1822 | Hours | 1 | 44 | 1 | FALSE | 1 | FALSE | 3 | [6 empty] | 48 | B2B3 | 2.93 | 1.8976e-07 | 0.015887 | 0.003644 | 0.00090424 | 3.5368e-06 | 45.1207 | 2167.8803 | 0.011644
| Civic Offices | Council chamber raised dais and furniture nominal allowance (Fittings and Furnishings components (£ spent)) | 1701192 | 8403899 | 5 | Services equipment | Annual inspections and maintenance | Assembly | 54.1822 | Hours | 1 | 44 | 1 | FALSE | 1 | FALSE | 3 | [6 empty] | 49 | B2B3 | 2.93 | 1.8976e-07 | 0.015887 | 0.003644 | 0.00090424 | 3.5368e-06 | 45.1207 | 2167.8803 | 0.011644
| Civic Offices | Council chamber raised dais and furniture nominal allowance (Fittings and Furnishings components (£ spent)) | 1701192 | 8403899 | 5 | Services equipment | Annual inspections and maintenance | Assembly | 54.1822 | Hours | 1 | 44 | 1 | FALSE | 1 | FALSE | 3 | [6 empty] | 50 | B2B3 | 2.93 | 1.8976e-07 | 0.015887 | 0.003644 | 0.00090424 | 3.5368e-06 | 45.1207 | 2167.8803 | 0.011644
| Civic Offices | Council chamber raised dais and furniture nominal allowance (Fittings and Furnishings components (£ spent)) | 1701192 | 8403899 | 5 | Services equipment | Annual inspections and maintenance | Assembly | 54.1822 | Hours | 1 | 44 | 1 | FALSE | 1 | FALSE | 3 | [6 empty] | 51 | B2B3 | 2.93 | 1.8976e-07 | 0.015887 | 0.003644 | 0.00090424 | 3.5368e-06 | 45.1207 | 2167.8803 | 0.011644
| Civic Offices | Council chamber raised dais and furniture nominal allowance (Fittings and Furnishings components (£ spent)) | 1701192 | 8403899 | 5 | Services equipment | Annual inspections and maintenance | Assembly | 54.1822 | Hours | 1 | 44 | 1 | FALSE | 1 | FALSE | 3 | [6 empty] | 52 | B2B3 | 2.93 | 1.8976e-07 | 0.015887 | 0.003644 | 0.00090424 | 3.5368e-06 | 45.1207 | 2167.8803 | 0.011644
| Civic Offices | Council chamber raised dais and furniture nominal allowance (Fittings and Furnishings components (£ spent)) | 1701192 | 8403899 | 5 | Services equipment | Annual inspections and maintenance | Assembly | 54.1822 | Hours | 1 | 44 | 1 | FALSE | 1 | FALSE | 3 | [6 empty] | 53 | B2B3 | 2.93 | 1.8976e-07 | 0.015887 | 0.003644 | 0.00090424 | 3.5368e-06 | 45.1207 | 2167.8803 | 0.011644
| Civic Offices | Council chamber raised dais and furniture nominal allowance (Fittings and Furnishings components (£ spent)) | 1701192 | 8403899 | 5 | Services equipment | Annual inspections and maintenance | Assembly | 54.1822 | Hours | 1 | 44 | 1 | FALSE | 1 | FALSE | 3 | [6 empty] | 54 | B2B3 | 2.93 | 1.8976e-07 | 0.015887 | 0.003644 | 0.00090424 | 3.5368e-06 | 45.1207 | 2167.8803 | 0.011644
| Civic Offices | Council chamber raised dais and furniture nominal allowance (Fittings and Furnishings components (£ spent)) | 1701192 | 8403899 | 5 | Services equipment | Annual inspections and maintenance | Assembly | 54.1822 | Hours | 1 | 44 | 1 | FALSE | 1 | FALSE | 3 | [6 empty] | 55 | B2B3 | 2.93 | 1.8976e-07 | 0.015887 | 0.003644 | 0.00090424 | 3.5368e-06 | 45.1207 | 2167.8803 | 0.011644
| Civic Offices | Council chamber raised dais and furniture nominal allowance (Fittings and Furnishings components (£ spent)) | 1701192 | 8403899 | 5 | Services equipment | Annual inspections and maintenance | Assembly | 54.1822 | Hours | 1 | 44 | 1 | FALSE | 1 | FALSE | 3 | [6 empty] | 56 | B2B3 | 2.93 | 1.8976e-07 | 0.015887 | 0.003644 | 0.00090424 | 3.5368e-06 | 45.1207 | 2167.8803 | 0.011644
| Civic Offices | Council chamber raised dais and furniture nominal allowance (Fittings and Furnishings components (£ spent)) | 1701192 | 8403899 | 5 | Services equipment | Annual inspections and maintenance | Assembly | 54.1822 | Hours | 1 | 44 | 1 | FALSE | 1 | FALSE | 3 | [6 empty] | 57 | B2B3 | 2.93 | 1.8976e-07 | 0.015887 | 0.003644 | 0.00090424 | 3.5368e-06 | 45.1207 | 2167.8803 | 0.011644
| Civic Offices | Council chamber raised dais and furniture nominal allowance (Fittings and Furnishings components (£ spent)) | 1701192 | 8403899 | 5 | Services equipment | Annual inspections and maintenance | Assembly | 54.1822 | Hours | 1 | 44 | 1 | FALSE | 1 | FALSE | 3 | [6 empty] | 58 | B2B3 | 2.93 | 1.8976e-07 | 0.015887 | 0.003644 | 0.00090424 | 3.5368e-06 | 45.1207 | 2167.8803 | 0.011644
| Civic Offices | Council chamber raised dais and furniture nominal allowance (Fittings and Furnishings components (£ spent)) | 1701192 | 8403899 | 5 | Services equipment | Annual inspections and maintenance | Assembly | 54.1822 | Hours | 1 | 44 | 1 | FALSE | 1 | FALSE | 3 | [6 empty] | 59 | B2B3 | 2.93 | 1.8976e-07 | 0.015887 | 0.003644 | 0.00090424 | 3.5368e-06 | 45.1207 | 2167.8803 | 0.011644
| Civic Offices | Council chamber raised dais and furniture nominal allowance (Fittings and Furnishings components (£ spent)) | 1701192 | 8403899 | 5 | Services equipment | Annual inspections and maintenance | Assembly | 54.1822 | Hours | 1 | 44 | 1 | FALSE | 1 | FALSE | 3 | [6 empty] | 60 | B2B3 | 2.93 | 1.8976e-07 | 0.015887 | 0.003644 | 0.00090424 | 3.5368e-06 | 45.1207 | 2167.8803 | 0.011644
| Civic Offices | Nominal allowance for FF&E to Entrance foyer (Fittings and Furnishings components (£ spent)) | 1701193 | 8403905 | 5 | Services equipment | Install | Assembly | 541.8219 | Hours | 20 | 44 | 1 | FALSE | 1 | FALSE | 1 | [6 empty] | 0 | A5 | 29.2999 | 1.8976e-06 | 0.15887 | 0.03644 | 0.0090424 | 3.5368e-05 | 451.2069 | 21678.8033 | 0.11644
| Civic Offices | Nominal allowance for FF&E to Entrance foyer (Fittings and Furnishings components (£ spent)) | 1701193 | 8403905 | 5 | Services equipment | Install | Assembly | 541.8219 | Hours | 20 | 44 | 1 | FALSE | 1 | FALSE | 1 | [6 empty] | 0 | A4 | 0 | 0 | 0 | 0 | 0 | 0 | 0 | 0 | 0
| Civic Offices | Nominal allowance for FF&E to Entrance foyer (Fittings and Furnishings components (£ spent)) | 1701193 | 8403905 | 5 | Services equipment | Install | Assembly | 541.8219 | Hours | 20 | 44 | 1 | FALSE | 1 | FALSE | 1 | [6 empty] | 20 | B4B5 | 29.2999 | 1.8976e-06 | 0.15887 | 0.03644 | 0.0090424 | 3.5368e-05 | 451.2069 | 21678.8033 | 0.11644
| Civic Offices | Nominal allowance for FF&E to Entrance foyer (Fittings and Furnishings components (£ spent)) | 1701193 | 8403905 | 5 | Services equipment | Install | Assembly | 541.8219 | Hours | 20 | 44 | 1 | FALSE | 1 | FALSE | 1 | [6 empty] | 40 | B4B5 | 29.2999 | 1.8976e-06 | 0.15887 | 0.03644 | 0.0090424 | 3.5368e-05 | 451.2069 | 21678.8033 | 0.11644
| Civic Offices | Nominal allowance for FF&E to Entrance foyer (Fittings and Furnishings components (£ spent)) | 1701193 | 8403906 | 5 | Services equipment | Annual inspections and maintenance | Assembly | 27.0911 | Hours | 1 | 44 | 1 | FALSE | 1 | FALSE | 3 | [6 empty] | 1 | B2B3 | 1.465 | 9.488e-08 | 0.0079433 | 0.001822 | 0.00045212 | 1.7684e-06 | 22.5603 | 1083.9402 | 0.0058222
| Civic Offices | Nominal allowance for FF&E to Entrance foyer (Fittings and Furnishings components (£ spent)) | 1701193 | 8403906 | 5 | Services equipment | Annual inspections and maintenance | Assembly | 27.0911 | Hours | 1 | 44 | 1 | FALSE | 1 | FALSE | 3 | [6 empty] | 2 | B2B3 | 1.465 | 9.488e-08 | 0.0079433 | 0.001822 | 0.00045212 | 1.7684e-06 | 22.5603 | 1083.9402 | 0.0058222
| Civic Offices | Nominal allowance for FF&E to Entrance foyer (Fittings and Furnishings components (£ spent)) | 1701193 | 8403906 | 5 | Services equipment | Annual inspections and maintenance | Assembly | 27.0911 | Hours | 1 | 44 | 1 | FALSE | 1 | FALSE | 3 | [6 empty] | 3 | B2B3 | 1.465 | 9.488e-08 | 0.0079433 | 0.001822 | 0.00045212 | 1.7684e-06 | 22.5603 | 1083.9402 | 0.0058222
| Civic Offices | Nominal allowance for FF&E to Entrance foyer (Fittings and Furnishings components (£ spent)) | 1701193 | 8403906 | 5 | Services equipment | Annual inspections and maintenance | Assembly | 27.0911 | Hours | 1 | 44 | 1 | FALSE | 1 | FALSE | 3 | [6 empty] | 4 | B2B3 | 1.465 | 9.488e-08 | 0.0079433 | 0.001822 | 0.00045212 | 1.7684e-06 | 22.5603 | 1083.9402 | 0.0058222
| Civic Offices | Nominal allowance for FF&E to Entrance foyer (Fittings and Furnishings components (£ spent)) | 1701193 | 8403906 | 5 | Services equipment | Annual inspections and maintenance | Assembly | 27.0911 | Hours | 1 | 44 | 1 | FALSE | 1 | FALSE | 3 | [6 empty] | 5 | B2B3 | 1.465 | 9.488e-08 | 0.0079433 | 0.001822 | 0.00045212 | 1.7684e-06 | 22.5603 | 1083.9402 | 0.0058222
| Civic Offices | Nominal allowance for FF&E to Entrance foyer (Fittings and Furnishings components (£ spent)) | 1701193 | 8403906 | 5 | Services equipment | Annual inspections and maintenance | Assembly | 27.0911 | Hours | 1 | 44 | 1 | FALSE | 1 | FALSE | 3 | [6 empty] | 6 | B2B3 | 1.465 | 9.488e-08 | 0.0079433 | 0.001822 | 0.00045212 | 1.7684e-06 | 22.5603 | 1083.9402 | 0.0058222
| Civic Offices | Nominal allowance for FF&E to Entrance foyer (Fittings and Furnishings components (£ spent)) | 1701193 | 8403906 | 5 | Services equipment | Annual inspections and maintenance | Assembly | 27.0911 | Hours | 1 | 44 | 1 | FALSE | 1 | FALSE | 3 | [6 empty] | 7 | B2B3 | 1.465 | 9.488e-08 | 0.0079433 | 0.001822 | 0.00045212 | 1.7684e-06 | 22.5603 | 1083.9402 | 0.0058222
| Civic Offices | Nominal allowance for FF&E to Entrance foyer (Fittings and Furnishings components (£ spent)) | 1701193 | 8403906 | 5 | Services equipment | Annual inspections and maintenance | Assembly | 27.0911 | Hours | 1 | 44 | 1 | FALSE | 1 | FALSE | 3 | [6 empty] | 8 | B2B3 | 1.465 | 9.488e-08 | 0.0079433 | 0.001822 | 0.00045212 | 1.7684e-06 | 22.5603 | 1083.9402 | 0.0058222
| Civic Offices | Nominal allowance for FF&E to Entrance foyer (Fittings and Furnishings components (£ spent)) | 1701193 | 8403906 | 5 | Services equipment | Annual inspections and maintenance | Assembly | 27.0911 | Hours | 1 | 44 | 1 | FALSE | 1 | FALSE | 3 | [6 empty] | 9 | B2B3 | 1.465 | 9.488e-08 | 0.0079433 | 0.001822 | 0.00045212 | 1.7684e-06 | 22.5603 | 1083.9402 | 0.0058222
| Civic Offices | Nominal allowance for FF&E to Entrance foyer (Fittings and Furnishings components (£ spent)) | 1701193 | 8403906 | 5 | Services equipment | Annual inspections and maintenance | Assembly | 27.0911 | Hours | 1 | 44 | 1 | FALSE | 1 | FALSE | 3 | [6 empty] | 10 | B2B3 | 1.465 | 9.488e-08 | 0.0079433 | 0.001822 | 0.00045212 | 1.7684e-06 | 22.5603 | 1083.9402 | 0.0058222
| Civic Offices | Nominal allowance for FF&E to Entrance foyer (Fittings and Furnishings components (£ spent)) | 1701193 | 8403906 | 5 | Services equipment | Annual inspections and maintenance | Assembly | 27.0911 | Hours | 1 | 44 | 1 | FALSE | 1 | FALSE | 3 | [6 empty] | 11 | B2B3 | 1.465 | 9.488e-08 | 0.0079433 | 0.001822 | 0.00045212 | 1.7684e-06 | 22.5603 | 1083.9402 | 0.0058222
| Civic Offices | Nominal allowance for FF&E to Entrance foyer (Fittings and Furnishings components (£ spent)) | 1701193 | 8403906 | 5 | Services equipment | Annual inspections and maintenance | Assembly | 27.0911 | Hours | 1 | 44 | 1 | FALSE | 1 | FALSE | 3 | [6 empty] | 12 | B2B3 | 1.465 | 9.488e-08 | 0.0079433 | 0.001822 | 0.00045212 | 1.7684e-06 | 22.5603 | 1083.9402 | 0.0058222
| Civic Offices | Nominal allowance for FF&E to Entrance foyer (Fittings and Furnishings components (£ spent)) | 1701193 | 8403906 | 5 | Services equipment | Annual inspections and maintenance | Assembly | 27.0911 | Hours | 1 | 44 | 1 | FALSE | 1 | FALSE | 3 | [6 empty] | 13 | B2B3 | 1.465 | 9.488e-08 | 0.0079433 | 0.001822 | 0.00045212 | 1.7684e-06 | 22.5603 | 1083.9402 | 0.0058222
| Civic Offices | Nominal allowance for FF&E to Entrance foyer (Fittings and Furnishings components (£ spent)) | 1701193 | 8403906 | 5 | Services equipment | Annual inspections and maintenance | Assembly | 27.0911 | Hours | 1 | 44 | 1 | FALSE | 1 | FALSE | 3 | [6 empty] | 14 | B2B3 | 1.465 | 9.488e-08 | 0.0079433 | 0.001822 | 0.00045212 | 1.7684e-06 | 22.5603 | 1083.9402 | 0.0058222
| Civic Offices | Nominal allowance for FF&E to Entrance foyer (Fittings and Furnishings components (£ spent)) | 1701193 | 8403906 | 5 | Services equipment | Annual inspections and maintenance | Assembly | 27.0911 | Hours | 1 | 44 | 1 | FALSE | 1 | FALSE | 3 | [6 empty] | 15 | B2B3 | 1.465 | 9.488e-08 | 0.0079433 | 0.001822 | 0.00045212 | 1.7684e-06 | 22.5603 | 1083.9402 | 0.0058222
| Civic Offices | Nominal allowance for FF&E to Entrance foyer (Fittings and Furnishings components (£ spent)) | 1701193 | 8403906 | 5 | Services equipment | Annual inspections and maintenance | Assembly | 27.0911 | Hours | 1 | 44 | 1 | FALSE | 1 | FALSE | 3 | [6 empty] | 16 | B2B3 | 1.465 | 9.488e-08 | 0.0079433 | 0.001822 | 0.00045212 | 1.7684e-06 | 22.5603 | 1083.9402 | 0.0058222
| Civic Offices | Nominal allowance for FF&E to Entrance foyer (Fittings and Furnishings components (£ spent)) | 1701193 | 8403906 | 5 | Services equipment | Annual inspections and maintenance | Assembly | 27.0911 | Hours | 1 | 44 | 1 | FALSE | 1 | FALSE | 3 | [6 empty] | 17 | B2B3 | 1.465 | 9.488e-08 | 0.0079433 | 0.001822 | 0.00045212 | 1.7684e-06 | 22.5603 | 1083.9402 | 0.0058222
| Civic Offices | Nominal allowance for FF&E to Entrance foyer (Fittings and Furnishings components (£ spent)) | 1701193 | 8403906 | 5 | Services equipment | Annual inspections and maintenance | Assembly | 27.0911 | Hours | 1 | 44 | 1 | FALSE | 1 | FALSE | 3 | [6 empty] | 18 | B2B3 | 1.465 | 9.488e-08 | 0.0079433 | 0.001822 | 0.00045212 | 1.7684e-06 | 22.5603 | 1083.9402 | 0.0058222
| Civic Offices | Nominal allowance for FF&E to Entrance foyer (Fittings and Furnishings components (£ spent)) | 1701193 | 8403906 | 5 | Services equipment | Annual inspections and maintenance | Assembly | 27.0911 | Hours | 1 | 44 | 1 | FALSE | 1 | FALSE | 3 | [6 empty] | 19 | B2B3 | 1.465 | 9.488e-08 | 0.0079433 | 0.001822 | 0.00045212 | 1.7684e-06 | 22.5603 | 1083.9402 | 0.0058222
| Civic Offices | Nominal allowance for FF&E to Entrance foyer (Fittings and Furnishings components (£ spent)) | 1701193 | 8403906 | 5 | Services equipment | Annual inspections and maintenance | Assembly | 27.0911 | Hours | 1 | 44 | 1 | FALSE | 1 | FALSE | 3 | [6 empty] | 20 | B2B3 | 1.465 | 9.488e-08 | 0.0079433 | 0.001822 | 0.00045212 | 1.7684e-06 | 22.5603 | 1083.9402 | 0.0058222
| Civic Offices | Nominal allowance for FF&E to Entrance foyer (Fittings and Furnishings components (£ spent)) | 1701193 | 8403906 | 5 | Services equipment | Annual inspections and maintenance | Assembly | 27.0911 | Hours | 1 | 44 | 1 | FALSE | 1 | FALSE | 3 | [6 empty] | 21 | B2B3 | 1.465 | 9.488e-08 | 0.0079433 | 0.001822 | 0.00045212 | 1.7684e-06 | 22.5603 | 1083.9402 | 0.0058222
| Civic Offices | Nominal allowance for FF&E to Entrance foyer (Fittings and Furnishings components (£ spent)) | 1701193 | 8403906 | 5 | Services equipment | Annual inspections and maintenance | Assembly | 27.0911 | Hours | 1 | 44 | 1 | FALSE | 1 | FALSE | 3 | [6 empty] | 22 | B2B3 | 1.465 | 9.488e-08 | 0.0079433 | 0.001822 | 0.00045212 | 1.7684e-06 | 22.5603 | 1083.9402 | 0.0058222
| Civic Offices | Nominal allowance for FF&E to Entrance foyer (Fittings and Furnishings components (£ spent)) | 1701193 | 8403906 | 5 | Services equipment | Annual inspections and maintenance | Assembly | 27.0911 | Hours | 1 | 44 | 1 | FALSE | 1 | FALSE | 3 | [6 empty] | 23 | B2B3 | 1.465 | 9.488e-08 | 0.0079433 | 0.001822 | 0.00045212 | 1.7684e-06 | 22.5603 | 1083.9402 | 0.0058222
| Civic Offices | Nominal allowance for FF&E to Entrance foyer (Fittings and Furnishings components (£ spent)) | 1701193 | 8403906 | 5 | Services equipment | Annual inspections and maintenance | Assembly | 27.0911 | Hours | 1 | 44 | 1 | FALSE | 1 | FALSE | 3 | [6 empty] | 24 | B2B3 | 1.465 | 9.488e-08 | 0.0079433 | 0.001822 | 0.00045212 | 1.7684e-06 | 22.5603 | 1083.9402 | 0.0058222
| Civic Offices | Nominal allowance for FF&E to Entrance foyer (Fittings and Furnishings components (£ spent)) | 1701193 | 8403906 | 5 | Services equipment | Annual inspections and maintenance | Assembly | 27.0911 | Hours | 1 | 44 | 1 | FALSE | 1 | FALSE | 3 | [6 empty] | 25 | B2B3 | 1.465 | 9.488e-08 | 0.0079433 | 0.001822 | 0.00045212 | 1.7684e-06 | 22.5603 | 1083.9402 | 0.0058222
| Civic Offices | Nominal allowance for FF&E to Entrance foyer (Fittings and Furnishings components (£ spent)) | 1701193 | 8403906 | 5 | Services equipment | Annual inspections and maintenance | Assembly | 27.0911 | Hours | 1 | 44 | 1 | FALSE | 1 | FALSE | 3 | [6 empty] | 26 | B2B3 | 1.465 | 9.488e-08 | 0.0079433 | 0.001822 | 0.00045212 | 1.7684e-06 | 22.5603 | 1083.9402 | 0.0058222
| Civic Offices | Nominal allowance for FF&E to Entrance foyer (Fittings and Furnishings components (£ spent)) | 1701193 | 8403906 | 5 | Services equipment | Annual inspections and maintenance | Assembly | 27.0911 | Hours | 1 | 44 | 1 | FALSE | 1 | FALSE | 3 | [6 empty] | 27 | B2B3 | 1.465 | 9.488e-08 | 0.0079433 | 0.001822 | 0.00045212 | 1.7684e-06 | 22.5603 | 1083.9402 | 0.0058222
| Civic Offices | Nominal allowance for FF&E to Entrance foyer (Fittings and Furnishings components (£ spent)) | 1701193 | 8403906 | 5 | Services equipment | Annual inspections and maintenance | Assembly | 27.0911 | Hours | 1 | 44 | 1 | FALSE | 1 | FALSE | 3 | [6 empty] | 28 | B2B3 | 1.465 | 9.488e-08 | 0.0079433 | 0.001822 | 0.00045212 | 1.7684e-06 | 22.5603 | 1083.9402 | 0.0058222
| Civic Offices | Nominal allowance for FF&E to Entrance foyer (Fittings and Furnishings components (£ spent)) | 1701193 | 8403906 | 5 | Services equipment | Annual inspections and maintenance | Assembly | 27.0911 | Hours | 1 | 44 | 1 | FALSE | 1 | FALSE | 3 | [6 empty] | 29 | B2B3 | 1.465 | 9.488e-08 | 0.0079433 | 0.001822 | 0.00045212 | 1.7684e-06 | 22.5603 | 1083.9402 | 0.0058222
| Civic Offices | Nominal allowance for FF&E to Entrance foyer (Fittings and Furnishings components (£ spent)) | 1701193 | 8403906 | 5 | Services equipment | Annual inspections and maintenance | Assembly | 27.0911 | Hours | 1 | 44 | 1 | FALSE | 1 | FALSE | 3 | [6 empty] | 30 | B2B3 | 1.465 | 9.488e-08 | 0.0079433 | 0.001822 | 0.00045212 | 1.7684e-06 | 22.5603 | 1083.9402 | 0.0058222
| Civic Offices | Nominal allowance for FF&E to Entrance foyer (Fittings and Furnishings components (£ spent)) | 1701193 | 8403906 | 5 | Services equipment | Annual inspections and maintenance | Assembly | 27.0911 | Hours | 1 | 44 | 1 | FALSE | 1 | FALSE | 3 | [6 empty] | 31 | B2B3 | 1.465 | 9.488e-08 | 0.0079433 | 0.001822 | 0.00045212 | 1.7684e-06 | 22.5603 | 1083.9402 | 0.0058222
| Civic Offices | Nominal allowance for FF&E to Entrance foyer (Fittings and Furnishings components (£ spent)) | 1701193 | 8403906 | 5 | Services equipment | Annual inspections and maintenance | Assembly | 27.0911 | Hours | 1 | 44 | 1 | FALSE | 1 | FALSE | 3 | [6 empty] | 32 | B2B3 | 1.465 | 9.488e-08 | 0.0079433 | 0.001822 | 0.00045212 | 1.7684e-06 | 22.5603 | 1083.9402 | 0.0058222
| Civic Offices | Nominal allowance for FF&E to Entrance foyer (Fittings and Furnishings components (£ spent)) | 1701193 | 8403906 | 5 | Services equipment | Annual inspections and maintenance | Assembly | 27.0911 | Hours | 1 | 44 | 1 | FALSE | 1 | FALSE | 3 | [6 empty] | 33 | B2B3 | 1.465 | 9.488e-08 | 0.0079433 | 0.001822 | 0.00045212 | 1.7684e-06 | 22.5603 | 1083.9402 | 0.0058222
| Civic Offices | Nominal allowance for FF&E to Entrance foyer (Fittings and Furnishings components (£ spent)) | 1701193 | 8403906 | 5 | Services equipment | Annual inspections and maintenance | Assembly | 27.0911 | Hours | 1 | 44 | 1 | FALSE | 1 | FALSE | 3 | [6 empty] | 34 | B2B3 | 1.465 | 9.488e-08 | 0.0079433 | 0.001822 | 0.00045212 | 1.7684e-06 | 22.5603 | 1083.9402 | 0.0058222
| Civic Offices | Nominal allowance for FF&E to Entrance foyer (Fittings and Furnishings components (£ spent)) | 1701193 | 8403906 | 5 | Services equipment | Annual inspections and maintenance | Assembly | 27.0911 | Hours | 1 | 44 | 1 | FALSE | 1 | FALSE | 3 | [6 empty] | 35 | B2B3 | 1.465 | 9.488e-08 | 0.0079433 | 0.001822 | 0.00045212 | 1.7684e-06 | 22.5603 | 1083.9402 | 0.0058222
| Civic Offices | Nominal allowance for FF&E to Entrance foyer (Fittings and Furnishings components (£ spent)) | 1701193 | 8403906 | 5 | Services equipment | Annual inspections and maintenance | Assembly | 27.0911 | Hours | 1 | 44 | 1 | FALSE | 1 | FALSE | 3 | [6 empty] | 36 | B2B3 | 1.465 | 9.488e-08 | 0.0079433 | 0.001822 | 0.00045212 | 1.7684e-06 | 22.5603 | 1083.9402 | 0.0058222
| Civic Offices | Nominal allowance for FF&E to Entrance foyer (Fittings and Furnishings components (£ spent)) | 1701193 | 8403906 | 5 | Services equipment | Annual inspections and maintenance | Assembly | 27.0911 | Hours | 1 | 44 | 1 | FALSE | 1 | FALSE | 3 | [6 empty] | 37 | B2B3 | 1.465 | 9.488e-08 | 0.0079433 | 0.001822 | 0.00045212 | 1.7684e-06 | 22.5603 | 1083.9402 | 0.0058222
| Civic Offices | Nominal allowance for FF&E to Entrance foyer (Fittings and Furnishings components (£ spent)) | 1701193 | 8403906 | 5 | Services equipment | Annual inspections and maintenance | Assembly | 27.0911 | Hours | 1 | 44 | 1 | FALSE | 1 | FALSE | 3 | [6 empty] | 38 | B2B3 | 1.465 | 9.488e-08 | 0.0079433 | 0.001822 | 0.00045212 | 1.7684e-06 | 22.5603 | 1083.9402 | 0.0058222
| Civic Offices | Nominal allowance for FF&E to Entrance foyer (Fittings and Furnishings components (£ spent)) | 1701193 | 8403906 | 5 | Services equipment | Annual inspections and maintenance | Assembly | 27.0911 | Hours | 1 | 44 | 1 | FALSE | 1 | FALSE | 3 | [6 empty] | 39 | B2B3 | 1.465 | 9.488e-08 | 0.0079433 | 0.001822 | 0.00045212 | 1.7684e-06 | 22.5603 | 1083.9402 | 0.0058222
| Civic Offices | Nominal allowance for FF&E to Entrance foyer (Fittings and Furnishings components (£ spent)) | 1701193 | 8403906 | 5 | Services equipment | Annual inspections and maintenance | Assembly | 27.0911 | Hours | 1 | 44 | 1 | FALSE | 1 | FALSE | 3 | [6 empty] | 40 | B2B3 | 1.465 | 9.488e-08 | 0.0079433 | 0.001822 | 0.00045212 | 1.7684e-06 | 22.5603 | 1083.9402 | 0.0058222
| Civic Offices | Nominal allowance for FF&E to Entrance foyer (Fittings and Furnishings components (£ spent)) | 1701193 | 8403906 | 5 | Services equipment | Annual inspections and maintenance | Assembly | 27.0911 | Hours | 1 | 44 | 1 | FALSE | 1 | FALSE | 3 | [6 empty] | 41 | B2B3 | 1.465 | 9.488e-08 | 0.0079433 | 0.001822 | 0.00045212 | 1.7684e-06 | 22.5603 | 1083.9402 | 0.0058222
| Civic Offices | Nominal allowance for FF&E to Entrance foyer (Fittings and Furnishings components (£ spent)) | 1701193 | 8403906 | 5 | Services equipment | Annual inspections and maintenance | Assembly | 27.0911 | Hours | 1 | 44 | 1 | FALSE | 1 | FALSE | 3 | [6 empty] | 42 | B2B3 | 1.465 | 9.488e-08 | 0.0079433 | 0.001822 | 0.00045212 | 1.7684e-06 | 22.5603 | 1083.9402 | 0.0058222
| Civic Offices | Nominal allowance for FF&E to Entrance foyer (Fittings and Furnishings components (£ spent)) | 1701193 | 8403906 | 5 | Services equipment | Annual inspections and maintenance | Assembly | 27.0911 | Hours | 1 | 44 | 1 | FALSE | 1 | FALSE | 3 | [6 empty] | 43 | B2B3 | 1.465 | 9.488e-08 | 0.0079433 | 0.001822 | 0.00045212 | 1.7684e-06 | 22.5603 | 1083.9402 | 0.0058222
| Civic Offices | Nominal allowance for FF&E to Entrance foyer (Fittings and Furnishings components (£ spent)) | 1701193 | 8403906 | 5 | Services equipment | Annual inspections and maintenance | Assembly | 27.0911 | Hours | 1 | 44 | 1 | FALSE | 1 | FALSE | 3 | [6 empty] | 44 | B2B3 | 1.465 | 9.488e-08 | 0.0079433 | 0.001822 | 0.00045212 | 1.7684e-06 | 22.5603 | 1083.9402 | 0.0058222
| Civic Offices | Nominal allowance for FF&E to Entrance foyer (Fittings and Furnishings components (£ spent)) | 1701193 | 8403906 | 5 | Services equipment | Annual inspections and maintenance | Assembly | 27.0911 | Hours | 1 | 44 | 1 | FALSE | 1 | FALSE | 3 | [6 empty] | 45 | B2B3 | 1.465 | 9.488e-08 | 0.0079433 | 0.001822 | 0.00045212 | 1.7684e-06 | 22.5603 | 1083.9402 | 0.0058222
| Civic Offices | Nominal allowance for FF&E to Entrance foyer (Fittings and Furnishings components (£ spent)) | 1701193 | 8403906 | 5 | Services equipment | Annual inspections and maintenance | Assembly | 27.0911 | Hours | 1 | 44 | 1 | FALSE | 1 | FALSE | 3 | [6 empty] | 46 | B2B3 | 1.465 | 9.488e-08 | 0.0079433 | 0.001822 | 0.00045212 | 1.7684e-06 | 22.5603 | 1083.9402 | 0.0058222
| Civic Offices | Nominal allowance for FF&E to Entrance foyer (Fittings and Furnishings components (£ spent)) | 1701193 | 8403906 | 5 | Services equipment | Annual inspections and maintenance | Assembly | 27.0911 | Hours | 1 | 44 | 1 | FALSE | 1 | FALSE | 3 | [6 empty] | 47 | B2B3 | 1.465 | 9.488e-08 | 0.0079433 | 0.001822 | 0.00045212 | 1.7684e-06 | 22.5603 | 1083.9402 | 0.0058222
| Civic Offices | Nominal allowance for FF&E to Entrance foyer (Fittings and Furnishings components (£ spent)) | 1701193 | 8403906 | 5 | Services equipment | Annual inspections and maintenance | Assembly | 27.0911 | Hours | 1 | 44 | 1 | FALSE | 1 | FALSE | 3 | [6 empty] | 48 | B2B3 | 1.465 | 9.488e-08 | 0.0079433 | 0.001822 | 0.00045212 | 1.7684e-06 | 22.5603 | 1083.9402 | 0.0058222
| Civic Offices | Nominal allowance for FF&E to Entrance foyer (Fittings and Furnishings components (£ spent)) | 1701193 | 8403906 | 5 | Services equipment | Annual inspections and maintenance | Assembly | 27.0911 | Hours | 1 | 44 | 1 | FALSE | 1 | FALSE | 3 | [6 empty] | 49 | B2B3 | 1.465 | 9.488e-08 | 0.0079433 | 0.001822 | 0.00045212 | 1.7684e-06 | 22.5603 | 1083.9402 | 0.0058222
| Civic Offices | Nominal allowance for FF&E to Entrance foyer (Fittings and Furnishings components (£ spent)) | 1701193 | 8403906 | 5 | Services equipment | Annual inspections and maintenance | Assembly | 27.0911 | Hours | 1 | 44 | 1 | FALSE | 1 | FALSE | 3 | [6 empty] | 50 | B2B3 | 1.465 | 9.488e-08 | 0.0079433 | 0.001822 | 0.00045212 | 1.7684e-06 | 22.5603 | 1083.9402 | 0.0058222
| Civic Offices | Nominal allowance for FF&E to Entrance foyer (Fittings and Furnishings components (£ spent)) | 1701193 | 8403906 | 5 | Services equipment | Annual inspections and maintenance | Assembly | 27.0911 | Hours | 1 | 44 | 1 | FALSE | 1 | FALSE | 3 | [6 empty] | 51 | B2B3 | 1.465 | 9.488e-08 | 0.0079433 | 0.001822 | 0.00045212 | 1.7684e-06 | 22.5603 | 1083.9402 | 0.0058222
| Civic Offices | Nominal allowance for FF&E to Entrance foyer (Fittings and Furnishings components (£ spent)) | 1701193 | 8403906 | 5 | Services equipment | Annual inspections and maintenance | Assembly | 27.0911 | Hours | 1 | 44 | 1 | FALSE | 1 | FALSE | 3 | [6 empty] | 52 | B2B3 | 1.465 | 9.488e-08 | 0.0079433 | 0.001822 | 0.00045212 | 1.7684e-06 | 22.5603 | 1083.9402 | 0.0058222
| Civic Offices | Nominal allowance for FF&E to Entrance foyer (Fittings and Furnishings components (£ spent)) | 1701193 | 8403906 | 5 | Services equipment | Annual inspections and maintenance | Assembly | 27.0911 | Hours | 1 | 44 | 1 | FALSE | 1 | FALSE | 3 | [6 empty] | 53 | B2B3 | 1.465 | 9.488e-08 | 0.0079433 | 0.001822 | 0.00045212 | 1.7684e-06 | 22.5603 | 1083.9402 | 0.0058222
| Civic Offices | Nominal allowance for FF&E to Entrance foyer (Fittings and Furnishings components (£ spent)) | 1701193 | 8403906 | 5 | Services equipment | Annual inspections and maintenance | Assembly | 27.0911 | Hours | 1 | 44 | 1 | FALSE | 1 | FALSE | 3 | [6 empty] | 54 | B2B3 | 1.465 | 9.488e-08 | 0.0079433 | 0.001822 | 0.00045212 | 1.7684e-06 | 22.5603 | 1083.9402 | 0.0058222
| Civic Offices | Nominal allowance for FF&E to Entrance foyer (Fittings and Furnishings components (£ spent)) | 1701193 | 8403906 | 5 | Services equipment | Annual inspections and maintenance | Assembly | 27.0911 | Hours | 1 | 44 | 1 | FALSE | 1 | FALSE | 3 | [6 empty] | 55 | B2B3 | 1.465 | 9.488e-08 | 0.0079433 | 0.001822 | 0.00045212 | 1.7684e-06 | 22.5603 | 1083.9402 | 0.0058222
| Civic Offices | Nominal allowance for FF&E to Entrance foyer (Fittings and Furnishings components (£ spent)) | 1701193 | 8403906 | 5 | Services equipment | Annual inspections and maintenance | Assembly | 27.0911 | Hours | 1 | 44 | 1 | FALSE | 1 | FALSE | 3 | [6 empty] | 56 | B2B3 | 1.465 | 9.488e-08 | 0.0079433 | 0.001822 | 0.00045212 | 1.7684e-06 | 22.5603 | 1083.9402 | 0.0058222
| Civic Offices | Nominal allowance for FF&E to Entrance foyer (Fittings and Furnishings components (£ spent)) | 1701193 | 8403906 | 5 | Services equipment | Annual inspections and maintenance | Assembly | 27.0911 | Hours | 1 | 44 | 1 | FALSE | 1 | FALSE | 3 | [6 empty] | 57 | B2B3 | 1.465 | 9.488e-08 | 0.0079433 | 0.001822 | 0.00045212 | 1.7684e-06 | 22.5603 | 1083.9402 | 0.0058222
| Civic Offices | Nominal allowance for FF&E to Entrance foyer (Fittings and Furnishings components (£ spent)) | 1701193 | 8403906 | 5 | Services equipment | Annual inspections and maintenance | Assembly | 27.0911 | Hours | 1 | 44 | 1 | FALSE | 1 | FALSE | 3 | [6 empty] | 58 | B2B3 | 1.465 | 9.488e-08 | 0.0079433 | 0.001822 | 0.00045212 | 1.7684e-06 | 22.5603 | 1083.9402 | 0.0058222
| Civic Offices | Nominal allowance for FF&E to Entrance foyer (Fittings and Furnishings components (£ spent)) | 1701193 | 8403906 | 5 | Services equipment | Annual inspections and maintenance | Assembly | 27.0911 | Hours | 1 | 44 | 1 | FALSE | 1 | FALSE | 3 | [6 empty] | 59 | B2B3 | 1.465 | 9.488e-08 | 0.0079433 | 0.001822 | 0.00045212 | 1.7684e-06 | 22.5603 | 1083.9402 | 0.0058222
| Civic Offices | Nominal allowance for FF&E to Entrance foyer (Fittings and Furnishings components (£ spent)) | 1701193 | 8403906 | 5 | Services equipment | Annual inspections and maintenance | Assembly | 27.0911 | Hours | 1 | 44 | 1 | FALSE | 1 | FALSE | 3 | [6 empty] | 60 | B2B3 | 1.465 | 9.488e-08 | 0.0079433 | 0.001822 | 0.00045212 | 1.7684e-06 | 22.5603 | 1083.9402 | 0.0058222
| Civic Offices | Component: Council office external sign nominal allowance (Fittings and Furnishings components (£ spent)) | 1701194 | 8403912 | 5 | Services equipment | Install | Assembly | 33.8639 | Hours | 20 | 44 | 1 | FALSE | 1 | FALSE | 1 | [6 empty] | 0 | A5 | 1.8312 | 1.186e-07 | 0.0099292 | 0.0022775 | 0.00056515 | 2.2105e-06 | 28.2004 | 1354.9252 | 0.0072778
| Civic Offices | Component: Council office external sign nominal allowance (Fittings and Furnishings components (£ spent)) | 1701194 | 8403912 | 5 | Services equipment | Install | Assembly | 33.8639 | Hours | 20 | 44 | 1 | FALSE | 1 | FALSE | 1 | [6 empty] | 0 | A4 | 0 | 0 | 0 | 0 | 0 | 0 | 0 | 0 | 0
| Civic Offices | Component: Council office external sign nominal allowance (Fittings and Furnishings components (£ spent)) | 1701194 | 8403912 | 5 | Services equipment | Install | Assembly | 33.8639 | Hours | 20 | 44 | 1 | FALSE | 1 | FALSE | 1 | [6 empty] | 20 | B4B5 | 1.8312 | 1.186e-07 | 0.0099292 | 0.0022775 | 0.00056515 | 2.2105e-06 | 28.2004 | 1354.9252 | 0.0072778
| Civic Offices | Component: Council office external sign nominal allowance (Fittings and Furnishings components (£ spent)) | 1701194 | 8403912 | 5 | Services equipment | Install | Assembly | 33.8639 | Hours | 20 | 44 | 1 | FALSE | 1 | FALSE | 1 | [6 empty] | 40 | B4B5 | 1.8312 | 1.186e-07 | 0.0099292 | 0.0022775 | 0.00056515 | 2.2105e-06 | 28.2004 | 1354.9252 | 0.0072778
| Civic Offices | Component: Council office external sign nominal allowance (Fittings and Furnishings components (£ spent)) | 1701194 | 8403913 | 5 | Services equipment | Annual inspections and maintenance | Assembly | 1.6932 | Hours | 1 | 44 | 1 | FALSE | 1 | FALSE | 3 | [6 empty] | 1 | B2B3 | 0.091562 | 5.93e-09 | 0.00049646 | 0.00011388 | 2.8257e-05 | 1.1053e-07 | 1.41 | 67.7463 | 0.00036389
| Civic Offices | Component: Council office external sign nominal allowance (Fittings and Furnishings components (£ spent)) | 1701194 | 8403913 | 5 | Services equipment | Annual inspections and maintenance | Assembly | 1.6932 | Hours | 1 | 44 | 1 | FALSE | 1 | FALSE | 3 | [6 empty] | 2 | B2B3 | 0.091562 | 5.93e-09 | 0.00049646 | 0.00011388 | 2.8257e-05 | 1.1053e-07 | 1.41 | 67.7463 | 0.00036389
| Civic Offices | Component: Council office external sign nominal allowance (Fittings and Furnishings components (£ spent)) | 1701194 | 8403913 | 5 | Services equipment | Annual inspections and maintenance | Assembly | 1.6932 | Hours | 1 | 44 | 1 | FALSE | 1 | FALSE | 3 | [6 empty] | 3 | B2B3 | 0.091562 | 5.93e-09 | 0.00049646 | 0.00011388 | 2.8257e-05 | 1.1053e-07 | 1.41 | 67.7463 | 0.00036389
| Civic Offices | Component: Council office external sign nominal allowance (Fittings and Furnishings components (£ spent)) | 1701194 | 8403913 | 5 | Services equipment | Annual inspections and maintenance | Assembly | 1.6932 | Hours | 1 | 44 | 1 | FALSE | 1 | FALSE | 3 | [6 empty] | 4 | B2B3 | 0.091562 | 5.93e-09 | 0.00049646 | 0.00011388 | 2.8257e-05 | 1.1053e-07 | 1.41 | 67.7463 | 0.00036389
| Civic Offices | Component: Council office external sign nominal allowance (Fittings and Furnishings components (£ spent)) | 1701194 | 8403913 | 5 | Services equipment | Annual inspections and maintenance | Assembly | 1.6932 | Hours | 1 | 44 | 1 | FALSE | 1 | FALSE | 3 | [6 empty] | 5 | B2B3 | 0.091562 | 5.93e-09 | 0.00049646 | 0.00011388 | 2.8257e-05 | 1.1053e-07 | 1.41 | 67.7463 | 0.00036389
| Civic Offices | Component: Council office external sign nominal allowance (Fittings and Furnishings components (£ spent)) | 1701194 | 8403913 | 5 | Services equipment | Annual inspections and maintenance | Assembly | 1.6932 | Hours | 1 | 44 | 1 | FALSE | 1 | FALSE | 3 | [6 empty] | 6 | B2B3 | 0.091562 | 5.93e-09 | 0.00049646 | 0.00011388 | 2.8257e-05 | 1.1053e-07 | 1.41 | 67.7463 | 0.00036389
| Civic Offices | Component: Council office external sign nominal allowance (Fittings and Furnishings components (£ spent)) | 1701194 | 8403913 | 5 | Services equipment | Annual inspections and maintenance | Assembly | 1.6932 | Hours | 1 | 44 | 1 | FALSE | 1 | FALSE | 3 | [6 empty] | 7 | B2B3 | 0.091562 | 5.93e-09 | 0.00049646 | 0.00011388 | 2.8257e-05 | 1.1053e-07 | 1.41 | 67.7463 | 0.00036389
| Civic Offices | Component: Council office external sign nominal allowance (Fittings and Furnishings components (£ spent)) | 1701194 | 8403913 | 5 | Services equipment | Annual inspections and maintenance | Assembly | 1.6932 | Hours | 1 | 44 | 1 | FALSE | 1 | FALSE | 3 | [6 empty] | 8 | B2B3 | 0.091562 | 5.93e-09 | 0.00049646 | 0.00011388 | 2.8257e-05 | 1.1053e-07 | 1.41 | 67.7463 | 0.00036389
| Civic Offices | Component: Council office external sign nominal allowance (Fittings and Furnishings components (£ spent)) | 1701194 | 8403913 | 5 | Services equipment | Annual inspections and maintenance | Assembly | 1.6932 | Hours | 1 | 44 | 1 | FALSE | 1 | FALSE | 3 | [6 empty] | 9 | B2B3 | 0.091562 | 5.93e-09 | 0.00049646 | 0.00011388 | 2.8257e-05 | 1.1053e-07 | 1.41 | 67.7463 | 0.00036389
| Civic Offices | Component: Council office external sign nominal allowance (Fittings and Furnishings components (£ spent)) | 1701194 | 8403913 | 5 | Services equipment | Annual inspections and maintenance | Assembly | 1.6932 | Hours | 1 | 44 | 1 | FALSE | 1 | FALSE | 3 | [6 empty] | 10 | B2B3 | 0.091562 | 5.93e-09 | 0.00049646 | 0.00011388 | 2.8257e-05 | 1.1053e-07 | 1.41 | 67.7463 | 0.00036389
| Civic Offices | Component: Council office external sign nominal allowance (Fittings and Furnishings components (£ spent)) | 1701194 | 8403913 | 5 | Services equipment | Annual inspections and maintenance | Assembly | 1.6932 | Hours | 1 | 44 | 1 | FALSE | 1 | FALSE | 3 | [6 empty] | 11 | B2B3 | 0.091562 | 5.93e-09 | 0.00049646 | 0.00011388 | 2.8257e-05 | 1.1053e-07 | 1.41 | 67.7463 | 0.00036389
| Civic Offices | Component: Council office external sign nominal allowance (Fittings and Furnishings components (£ spent)) | 1701194 | 8403913 | 5 | Services equipment | Annual inspections and maintenance | Assembly | 1.6932 | Hours | 1 | 44 | 1 | FALSE | 1 | FALSE | 3 | [6 empty] | 12 | B2B3 | 0.091562 | 5.93e-09 | 0.00049646 | 0.00011388 | 2.8257e-05 | 1.1053e-07 | 1.41 | 67.7463 | 0.00036389
| Civic Offices | Component: Council office external sign nominal allowance (Fittings and Furnishings components (£ spent)) | 1701194 | 8403913 | 5 | Services equipment | Annual inspections and maintenance | Assembly | 1.6932 | Hours | 1 | 44 | 1 | FALSE | 1 | FALSE | 3 | [6 empty] | 13 | B2B3 | 0.091562 | 5.93e-09 | 0.00049646 | 0.00011388 | 2.8257e-05 | 1.1053e-07 | 1.41 | 67.7463 | 0.00036389
| Civic Offices | Component: Council office external sign nominal allowance (Fittings and Furnishings components (£ spent)) | 1701194 | 8403913 | 5 | Services equipment | Annual inspections and maintenance | Assembly | 1.6932 | Hours | 1 | 44 | 1 | FALSE | 1 | FALSE | 3 | [6 empty] | 14 | B2B3 | 0.091562 | 5.93e-09 | 0.00049646 | 0.00011388 | 2.8257e-05 | 1.1053e-07 | 1.41 | 67.7463 | 0.00036389
| Civic Offices | Component: Council office external sign nominal allowance (Fittings and Furnishings components (£ spent)) | 1701194 | 8403913 | 5 | Services equipment | Annual inspections and maintenance | Assembly | 1.6932 | Hours | 1 | 44 | 1 | FALSE | 1 | FALSE | 3 | [6 empty] | 15 | B2B3 | 0.091562 | 5.93e-09 | 0.00049646 | 0.00011388 | 2.8257e-05 | 1.1053e-07 | 1.41 | 67.7463 | 0.00036389
| Civic Offices | Component: Council office external sign nominal allowance (Fittings and Furnishings components (£ spent)) | 1701194 | 8403913 | 5 | Services equipment | Annual inspections and maintenance | Assembly | 1.6932 | Hours | 1 | 44 | 1 | FALSE | 1 | FALSE | 3 | [6 empty] | 16 | B2B3 | 0.091562 | 5.93e-09 | 0.00049646 | 0.00011388 | 2.8257e-05 | 1.1053e-07 | 1.41 | 67.7463 | 0.00036389
| Civic Offices | Component: Council office external sign nominal allowance (Fittings and Furnishings components (£ spent)) | 1701194 | 8403913 | 5 | Services equipment | Annual inspections and maintenance | Assembly | 1.6932 | Hours | 1 | 44 | 1 | FALSE | 1 | FALSE | 3 | [6 empty] | 17 | B2B3 | 0.091562 | 5.93e-09 | 0.00049646 | 0.00011388 | 2.8257e-05 | 1.1053e-07 | 1.41 | 67.7463 | 0.00036389
| Civic Offices | Component: Council office external sign nominal allowance (Fittings and Furnishings components (£ spent)) | 1701194 | 8403913 | 5 | Services equipment | Annual inspections and maintenance | Assembly | 1.6932 | Hours | 1 | 44 | 1 | FALSE | 1 | FALSE | 3 | [6 empty] | 18 | B2B3 | 0.091562 | 5.93e-09 | 0.00049646 | 0.00011388 | 2.8257e-05 | 1.1053e-07 | 1.41 | 67.7463 | 0.00036389
| Civic Offices | Component: Council office external sign nominal allowance (Fittings and Furnishings components (£ spent)) | 1701194 | 8403913 | 5 | Services equipment | Annual inspections and maintenance | Assembly | 1.6932 | Hours | 1 | 44 | 1 | FALSE | 1 | FALSE | 3 | [6 empty] | 19 | B2B3 | 0.091562 | 5.93e-09 | 0.00049646 | 0.00011388 | 2.8257e-05 | 1.1053e-07 | 1.41 | 67.7463 | 0.00036389
| Civic Offices | Component: Council office external sign nominal allowance (Fittings and Furnishings components (£ spent)) | 1701194 | 8403913 | 5 | Services equipment | Annual inspections and maintenance | Assembly | 1.6932 | Hours | 1 | 44 | 1 | FALSE | 1 | FALSE | 3 | [6 empty] | 20 | B2B3 | 0.091562 | 5.93e-09 | 0.00049646 | 0.00011388 | 2.8257e-05 | 1.1053e-07 | 1.41 | 67.7463 | 0.00036389
| Civic Offices | Component: Council office external sign nominal allowance (Fittings and Furnishings components (£ spent)) | 1701194 | 8403913 | 5 | Services equipment | Annual inspections and maintenance | Assembly | 1.6932 | Hours | 1 | 44 | 1 | FALSE | 1 | FALSE | 3 | [6 empty] | 21 | B2B3 | 0.091562 | 5.93e-09 | 0.00049646 | 0.00011388 | 2.8257e-05 | 1.1053e-07 | 1.41 | 67.7463 | 0.00036389
| Civic Offices | Component: Council office external sign nominal allowance (Fittings and Furnishings components (£ spent)) | 1701194 | 8403913 | 5 | Services equipment | Annual inspections and maintenance | Assembly | 1.6932 | Hours | 1 | 44 | 1 | FALSE | 1 | FALSE | 3 | [6 empty] | 22 | B2B3 | 0.091562 | 5.93e-09 | 0.00049646 | 0.00011388 | 2.8257e-05 | 1.1053e-07 | 1.41 | 67.7463 | 0.00036389
| Civic Offices | Component: Council office external sign nominal allowance (Fittings and Furnishings components (£ spent)) | 1701194 | 8403913 | 5 | Services equipment | Annual inspections and maintenance | Assembly | 1.6932 | Hours | 1 | 44 | 1 | FALSE | 1 | FALSE | 3 | [6 empty] | 23 | B2B3 | 0.091562 | 5.93e-09 | 0.00049646 | 0.00011388 | 2.8257e-05 | 1.1053e-07 | 1.41 | 67.7463 | 0.00036389
| Civic Offices | Component: Council office external sign nominal allowance (Fittings and Furnishings components (£ spent)) | 1701194 | 8403913 | 5 | Services equipment | Annual inspections and maintenance | Assembly | 1.6932 | Hours | 1 | 44 | 1 | FALSE | 1 | FALSE | 3 | [6 empty] | 24 | B2B3 | 0.091562 | 5.93e-09 | 0.00049646 | 0.00011388 | 2.8257e-05 | 1.1053e-07 | 1.41 | 67.7463 | 0.00036389
| Civic Offices | Component: Council office external sign nominal allowance (Fittings and Furnishings components (£ spent)) | 1701194 | 8403913 | 5 | Services equipment | Annual inspections and maintenance | Assembly | 1.6932 | Hours | 1 | 44 | 1 | FALSE | 1 | FALSE | 3 | [6 empty] | 25 | B2B3 | 0.091562 | 5.93e-09 | 0.00049646 | 0.00011388 | 2.8257e-05 | 1.1053e-07 | 1.41 | 67.7463 | 0.00036389
| Civic Offices | Component: Council office external sign nominal allowance (Fittings and Furnishings components (£ spent)) | 1701194 | 8403913 | 5 | Services equipment | Annual inspections and maintenance | Assembly | 1.6932 | Hours | 1 | 44 | 1 | FALSE | 1 | FALSE | 3 | [6 empty] | 26 | B2B3 | 0.091562 | 5.93e-09 | 0.00049646 | 0.00011388 | 2.8257e-05 | 1.1053e-07 | 1.41 | 67.7463 | 0.00036389
| Civic Offices | Component: Council office external sign nominal allowance (Fittings and Furnishings components (£ spent)) | 1701194 | 8403913 | 5 | Services equipment | Annual inspections and maintenance | Assembly | 1.6932 | Hours | 1 | 44 | 1 | FALSE | 1 | FALSE | 3 | [6 empty] | 27 | B2B3 | 0.091562 | 5.93e-09 | 0.00049646 | 0.00011388 | 2.8257e-05 | 1.1053e-07 | 1.41 | 67.7463 | 0.00036389
| Civic Offices | Component: Council office external sign nominal allowance (Fittings and Furnishings components (£ spent)) | 1701194 | 8403913 | 5 | Services equipment | Annual inspections and maintenance | Assembly | 1.6932 | Hours | 1 | 44 | 1 | FALSE | 1 | FALSE | 3 | [6 empty] | 28 | B2B3 | 0.091562 | 5.93e-09 | 0.00049646 | 0.00011388 | 2.8257e-05 | 1.1053e-07 | 1.41 | 67.7463 | 0.00036389
| Civic Offices | Component: Council office external sign nominal allowance (Fittings and Furnishings components (£ spent)) | 1701194 | 8403913 | 5 | Services equipment | Annual inspections and maintenance | Assembly | 1.6932 | Hours | 1 | 44 | 1 | FALSE | 1 | FALSE | 3 | [6 empty] | 29 | B2B3 | 0.091562 | 5.93e-09 | 0.00049646 | 0.00011388 | 2.8257e-05 | 1.1053e-07 | 1.41 | 67.7463 | 0.00036389
| Civic Offices | Component: Council office external sign nominal allowance (Fittings and Furnishings components (£ spent)) | 1701194 | 8403913 | 5 | Services equipment | Annual inspections and maintenance | Assembly | 1.6932 | Hours | 1 | 44 | 1 | FALSE | 1 | FALSE | 3 | [6 empty] | 30 | B2B3 | 0.091562 | 5.93e-09 | 0.00049646 | 0.00011388 | 2.8257e-05 | 1.1053e-07 | 1.41 | 67.7463 | 0.00036389
| Civic Offices | Component: Council office external sign nominal allowance (Fittings and Furnishings components (£ spent)) | 1701194 | 8403913 | 5 | Services equipment | Annual inspections and maintenance | Assembly | 1.6932 | Hours | 1 | 44 | 1 | FALSE | 1 | FALSE | 3 | [6 empty] | 31 | B2B3 | 0.091562 | 5.93e-09 | 0.00049646 | 0.00011388 | 2.8257e-05 | 1.1053e-07 | 1.41 | 67.7463 | 0.00036389
| Civic Offices | Component: Council office external sign nominal allowance (Fittings and Furnishings components (£ spent)) | 1701194 | 8403913 | 5 | Services equipment | Annual inspections and maintenance | Assembly | 1.6932 | Hours | 1 | 44 | 1 | FALSE | 1 | FALSE | 3 | [6 empty] | 32 | B2B3 | 0.091562 | 5.93e-09 | 0.00049646 | 0.00011388 | 2.8257e-05 | 1.1053e-07 | 1.41 | 67.7463 | 0.00036389
| Civic Offices | Component: Council office external sign nominal allowance (Fittings and Furnishings components (£ spent)) | 1701194 | 8403913 | 5 | Services equipment | Annual inspections and maintenance | Assembly | 1.6932 | Hours | 1 | 44 | 1 | FALSE | 1 | FALSE | 3 | [6 empty] | 33 | B2B3 | 0.091562 | 5.93e-09 | 0.00049646 | 0.00011388 | 2.8257e-05 | 1.1053e-07 | 1.41 | 67.7463 | 0.00036389
| Civic Offices | Component: Council office external sign nominal allowance (Fittings and Furnishings components (£ spent)) | 1701194 | 8403913 | 5 | Services equipment | Annual inspections and maintenance | Assembly | 1.6932 | Hours | 1 | 44 | 1 | FALSE | 1 | FALSE | 3 | [6 empty] | 34 | B2B3 | 0.091562 | 5.93e-09 | 0.00049646 | 0.00011388 | 2.8257e-05 | 1.1053e-07 | 1.41 | 67.7463 | 0.00036389
| Civic Offices | Component: Council office external sign nominal allowance (Fittings and Furnishings components (£ spent)) | 1701194 | 8403913 | 5 | Services equipment | Annual inspections and maintenance | Assembly | 1.6932 | Hours | 1 | 44 | 1 | FALSE | 1 | FALSE | 3 | [6 empty] | 35 | B2B3 | 0.091562 | 5.93e-09 | 0.00049646 | 0.00011388 | 2.8257e-05 | 1.1053e-07 | 1.41 | 67.7463 | 0.00036389
| Civic Offices | Component: Council office external sign nominal allowance (Fittings and Furnishings components (£ spent)) | 1701194 | 8403913 | 5 | Services equipment | Annual inspections and maintenance | Assembly | 1.6932 | Hours | 1 | 44 | 1 | FALSE | 1 | FALSE | 3 | [6 empty] | 36 | B2B3 | 0.091562 | 5.93e-09 | 0.00049646 | 0.00011388 | 2.8257e-05 | 1.1053e-07 | 1.41 | 67.7463 | 0.00036389
| Civic Offices | Component: Council office external sign nominal allowance (Fittings and Furnishings components (£ spent)) | 1701194 | 8403913 | 5 | Services equipment | Annual inspections and maintenance | Assembly | 1.6932 | Hours | 1 | 44 | 1 | FALSE | 1 | FALSE | 3 | [6 empty] | 37 | B2B3 | 0.091562 | 5.93e-09 | 0.00049646 | 0.00011388 | 2.8257e-05 | 1.1053e-07 | 1.41 | 67.7463 | 0.00036389
| Civic Offices | Component: Council office external sign nominal allowance (Fittings and Furnishings components (£ spent)) | 1701194 | 8403913 | 5 | Services equipment | Annual inspections and maintenance | Assembly | 1.6932 | Hours | 1 | 44 | 1 | FALSE | 1 | FALSE | 3 | [6 empty] | 38 | B2B3 | 0.091562 | 5.93e-09 | 0.00049646 | 0.00011388 | 2.8257e-05 | 1.1053e-07 | 1.41 | 67.7463 | 0.00036389
| Civic Offices | Component: Council office external sign nominal allowance (Fittings and Furnishings components (£ spent)) | 1701194 | 8403913 | 5 | Services equipment | Annual inspections and maintenance | Assembly | 1.6932 | Hours | 1 | 44 | 1 | FALSE | 1 | FALSE | 3 | [6 empty] | 39 | B2B3 | 0.091562 | 5.93e-09 | 0.00049646 | 0.00011388 | 2.8257e-05 | 1.1053e-07 | 1.41 | 67.7463 | 0.00036389
| Civic Offices | Component: Council office external sign nominal allowance (Fittings and Furnishings components (£ spent)) | 1701194 | 8403913 | 5 | Services equipment | Annual inspections and maintenance | Assembly | 1.6932 | Hours | 1 | 44 | 1 | FALSE | 1 | FALSE | 3 | [6 empty] | 40 | B2B3 | 0.091562 | 5.93e-09 | 0.00049646 | 0.00011388 | 2.8257e-05 | 1.1053e-07 | 1.41 | 67.7463 | 0.00036389
| Civic Offices | Component: Council office external sign nominal allowance (Fittings and Furnishings components (£ spent)) | 1701194 | 8403913 | 5 | Services equipment | Annual inspections and maintenance | Assembly | 1.6932 | Hours | 1 | 44 | 1 | FALSE | 1 | FALSE | 3 | [6 empty] | 41 | B2B3 | 0.091562 | 5.93e-09 | 0.00049646 | 0.00011388 | 2.8257e-05 | 1.1053e-07 | 1.41 | 67.7463 | 0.00036389
| Civic Offices | Component: Council office external sign nominal allowance (Fittings and Furnishings components (£ spent)) | 1701194 | 8403913 | 5 | Services equipment | Annual inspections and maintenance | Assembly | 1.6932 | Hours | 1 | 44 | 1 | FALSE | 1 | FALSE | 3 | [6 empty] | 42 | B2B3 | 0.091562 | 5.93e-09 | 0.00049646 | 0.00011388 | 2.8257e-05 | 1.1053e-07 | 1.41 | 67.7463 | 0.00036389
| Civic Offices | Component: Council office external sign nominal allowance (Fittings and Furnishings components (£ spent)) | 1701194 | 8403913 | 5 | Services equipment | Annual inspections and maintenance | Assembly | 1.6932 | Hours | 1 | 44 | 1 | FALSE | 1 | FALSE | 3 | [6 empty] | 43 | B2B3 | 0.091562 | 5.93e-09 | 0.00049646 | 0.00011388 | 2.8257e-05 | 1.1053e-07 | 1.41 | 67.7463 | 0.00036389
| Civic Offices | Component: Council office external sign nominal allowance (Fittings and Furnishings components (£ spent)) | 1701194 | 8403913 | 5 | Services equipment | Annual inspections and maintenance | Assembly | 1.6932 | Hours | 1 | 44 | 1 | FALSE | 1 | FALSE | 3 | [6 empty] | 44 | B2B3 | 0.091562 | 5.93e-09 | 0.00049646 | 0.00011388 | 2.8257e-05 | 1.1053e-07 | 1.41 | 67.7463 | 0.00036389
| Civic Offices | Component: Council office external sign nominal allowance (Fittings and Furnishings components (£ spent)) | 1701194 | 8403913 | 5 | Services equipment | Annual inspections and maintenance | Assembly | 1.6932 | Hours | 1 | 44 | 1 | FALSE | 1 | FALSE | 3 | [6 empty] | 45 | B2B3 | 0.091562 | 5.93e-09 | 0.00049646 | 0.00011388 | 2.8257e-05 | 1.1053e-07 | 1.41 | 67.7463 | 0.00036389
| Civic Offices | Component: Council office external sign nominal allowance (Fittings and Furnishings components (£ spent)) | 1701194 | 8403913 | 5 | Services equipment | Annual inspections and maintenance | Assembly | 1.6932 | Hours | 1 | 44 | 1 | FALSE | 1 | FALSE | 3 | [6 empty] | 46 | B2B3 | 0.091562 | 5.93e-09 | 0.00049646 | 0.00011388 | 2.8257e-05 | 1.1053e-07 | 1.41 | 67.7463 | 0.00036389
| Civic Offices | Component: Council office external sign nominal allowance (Fittings and Furnishings components (£ spent)) | 1701194 | 8403913 | 5 | Services equipment | Annual inspections and maintenance | Assembly | 1.6932 | Hours | 1 | 44 | 1 | FALSE | 1 | FALSE | 3 | [6 empty] | 47 | B2B3 | 0.091562 | 5.93e-09 | 0.00049646 | 0.00011388 | 2.8257e-05 | 1.1053e-07 | 1.41 | 67.7463 | 0.00036389
| Civic Offices | Component: Council office external sign nominal allowance (Fittings and Furnishings components (£ spent)) | 1701194 | 8403913 | 5 | Services equipment | Annual inspections and maintenance | Assembly | 1.6932 | Hours | 1 | 44 | 1 | FALSE | 1 | FALSE | 3 | [6 empty] | 48 | B2B3 | 0.091562 | 5.93e-09 | 0.00049646 | 0.00011388 | 2.8257e-05 | 1.1053e-07 | 1.41 | 67.7463 | 0.00036389
| Civic Offices | Component: Council office external sign nominal allowance (Fittings and Furnishings components (£ spent)) | 1701194 | 8403913 | 5 | Services equipment | Annual inspections and maintenance | Assembly | 1.6932 | Hours | 1 | 44 | 1 | FALSE | 1 | FALSE | 3 | [6 empty] | 49 | B2B3 | 0.091562 | 5.93e-09 | 0.00049646 | 0.00011388 | 2.8257e-05 | 1.1053e-07 | 1.41 | 67.7463 | 0.00036389
| Civic Offices | Component: Council office external sign nominal allowance (Fittings and Furnishings components (£ spent)) | 1701194 | 8403913 | 5 | Services equipment | Annual inspections and maintenance | Assembly | 1.6932 | Hours | 1 | 44 | 1 | FALSE | 1 | FALSE | 3 | [6 empty] | 50 | B2B3 | 0.091562 | 5.93e-09 | 0.00049646 | 0.00011388 | 2.8257e-05 | 1.1053e-07 | 1.41 | 67.7463 | 0.00036389
| Civic Offices | Component: Council office external sign nominal allowance (Fittings and Furnishings components (£ spent)) | 1701194 | 8403913 | 5 | Services equipment | Annual inspections and maintenance | Assembly | 1.6932 | Hours | 1 | 44 | 1 | FALSE | 1 | FALSE | 3 | [6 empty] | 51 | B2B3 | 0.091562 | 5.93e-09 | 0.00049646 | 0.00011388 | 2.8257e-05 | 1.1053e-07 | 1.41 | 67.7463 | 0.00036389
| Civic Offices | Component: Council office external sign nominal allowance (Fittings and Furnishings components (£ spent)) | 1701194 | 8403913 | 5 | Services equipment | Annual inspections and maintenance | Assembly | 1.6932 | Hours | 1 | 44 | 1 | FALSE | 1 | FALSE | 3 | [6 empty] | 52 | B2B3 | 0.091562 | 5.93e-09 | 0.00049646 | 0.00011388 | 2.8257e-05 | 1.1053e-07 | 1.41 | 67.7463 | 0.00036389
| Civic Offices | Component: Council office external sign nominal allowance (Fittings and Furnishings components (£ spent)) | 1701194 | 8403913 | 5 | Services equipment | Annual inspections and maintenance | Assembly | 1.6932 | Hours | 1 | 44 | 1 | FALSE | 1 | FALSE | 3 | [6 empty] | 53 | B2B3 | 0.091562 | 5.93e-09 | 0.00049646 | 0.00011388 | 2.8257e-05 | 1.1053e-07 | 1.41 | 67.7463 | 0.00036389
| Civic Offices | Component: Council office external sign nominal allowance (Fittings and Furnishings components (£ spent)) | 1701194 | 8403913 | 5 | Services equipment | Annual inspections and maintenance | Assembly | 1.6932 | Hours | 1 | 44 | 1 | FALSE | 1 | FALSE | 3 | [6 empty] | 54 | B2B3 | 0.091562 | 5.93e-09 | 0.00049646 | 0.00011388 | 2.8257e-05 | 1.1053e-07 | 1.41 | 67.7463 | 0.00036389
| Civic Offices | Component: Council office external sign nominal allowance (Fittings and Furnishings components (£ spent)) | 1701194 | 8403913 | 5 | Services equipment | Annual inspections and maintenance | Assembly | 1.6932 | Hours | 1 | 44 | 1 | FALSE | 1 | FALSE | 3 | [6 empty] | 55 | B2B3 | 0.091562 | 5.93e-09 | 0.00049646 | 0.00011388 | 2.8257e-05 | 1.1053e-07 | 1.41 | 67.7463 | 0.00036389
| Civic Offices | Component: Council office external sign nominal allowance (Fittings and Furnishings components (£ spent)) | 1701194 | 8403913 | 5 | Services equipment | Annual inspections and maintenance | Assembly | 1.6932 | Hours | 1 | 44 | 1 | FALSE | 1 | FALSE | 3 | [6 empty] | 56 | B2B3 | 0.091562 | 5.93e-09 | 0.00049646 | 0.00011388 | 2.8257e-05 | 1.1053e-07 | 1.41 | 67.7463 | 0.00036389
| Civic Offices | Component: Council office external sign nominal allowance (Fittings and Furnishings components (£ spent)) | 1701194 | 8403913 | 5 | Services equipment | Annual inspections and maintenance | Assembly | 1.6932 | Hours | 1 | 44 | 1 | FALSE | 1 | FALSE | 3 | [6 empty] | 57 | B2B3 | 0.091562 | 5.93e-09 | 0.00049646 | 0.00011388 | 2.8257e-05 | 1.1053e-07 | 1.41 | 67.7463 | 0.00036389
| Civic Offices | Component: Council office external sign nominal allowance (Fittings and Furnishings components (£ spent)) | 1701194 | 8403913 | 5 | Services equipment | Annual inspections and maintenance | Assembly | 1.6932 | Hours | 1 | 44 | 1 | FALSE | 1 | FALSE | 3 | [6 empty] | 58 | B2B3 | 0.091562 | 5.93e-09 | 0.00049646 | 0.00011388 | 2.8257e-05 | 1.1053e-07 | 1.41 | 67.7463 | 0.00036389
| Civic Offices | Component: Council office external sign nominal allowance (Fittings and Furnishings components (£ spent)) | 1701194 | 8403913 | 5 | Services equipment | Annual inspections and maintenance | Assembly | 1.6932 | Hours | 1 | 44 | 1 | FALSE | 1 | FALSE | 3 | [6 empty] | 59 | B2B3 | 0.091562 | 5.93e-09 | 0.00049646 | 0.00011388 | 2.8257e-05 | 1.1053e-07 | 1.41 | 67.7463 | 0.00036389
| Civic Offices | Component: Council office external sign nominal allowance (Fittings and Furnishings components (£ spent)) | 1701194 | 8403913 | 5 | Services equipment | Annual inspections and maintenance | Assembly | 1.6932 | Hours | 1 | 44 | 1 | FALSE | 1 | FALSE | 3 | [6 empty] | 60 | B2B3 | 0.091562 | 5.93e-09 | 0.00049646 | 0.00011388 | 2.8257e-05 | 1.1053e-07 | 1.41 | 67.7463 | 0.00036389
| Civic Offices | Directional signs nominal allowance (Fittings and Furnishings components (£ spent)) | 1701195 | 8403919 | 5 | Services equipment | Install | Assembly | 40.6366 | Hours | 20 | 44 | 1 | FALSE | 1 | FALSE | 1 | [6 empty] | 0 | A5 | 2.1975 | 1.4232e-07 | 0.011915 | 0.002733 | 0.00067818 | 2.6526e-06 | 33.8405 | 1625.9102 | 0.0087333
| Civic Offices | Directional signs nominal allowance (Fittings and Furnishings components (£ spent)) | 1701195 | 8403919 | 5 | Services equipment | Install | Assembly | 40.6366 | Hours | 20 | 44 | 1 | FALSE | 1 | FALSE | 1 | [6 empty] | 0 | A4 | 0 | 0 | 0 | 0 | 0 | 0 | 0 | 0 | 0
| Civic Offices | Directional signs nominal allowance (Fittings and Furnishings components (£ spent)) | 1701195 | 8403919 | 5 | Services equipment | Install | Assembly | 40.6366 | Hours | 20 | 44 | 1 | FALSE | 1 | FALSE | 1 | [6 empty] | 20 | B4B5 | 2.1975 | 1.4232e-07 | 0.011915 | 0.002733 | 0.00067818 | 2.6526e-06 | 33.8405 | 1625.9102 | 0.0087333
| Civic Offices | Directional signs nominal allowance (Fittings and Furnishings components (£ spent)) | 1701195 | 8403919 | 5 | Services equipment | Install | Assembly | 40.6366 | Hours | 20 | 44 | 1 | FALSE | 1 | FALSE | 1 | [6 empty] | 40 | B4B5 | 2.1975 | 1.4232e-07 | 0.011915 | 0.002733 | 0.00067818 | 2.6526e-06 | 33.8405 | 1625.9102 | 0.0087333
| Civic Offices | Directional signs nominal allowance (Fittings and Furnishings components (£ spent)) | 1701195 | 8403920 | 5 | Services equipment | Annual inspections and maintenance | Assembly | 2.0318 | Hours | 1 | 44 | 1 | FALSE | 1 | FALSE | 3 | [6 empty] | 1 | B2B3 | 0.10987 | 7.116e-09 | 0.00059575 | 0.00013665 | 3.3909e-05 | 1.3263e-07 | 1.692 | 81.2955 | 0.00043667
| Civic Offices | Directional signs nominal allowance (Fittings and Furnishings components (£ spent)) | 1701195 | 8403920 | 5 | Services equipment | Annual inspections and maintenance | Assembly | 2.0318 | Hours | 1 | 44 | 1 | FALSE | 1 | FALSE | 3 | [6 empty] | 2 | B2B3 | 0.10987 | 7.116e-09 | 0.00059575 | 0.00013665 | 3.3909e-05 | 1.3263e-07 | 1.692 | 81.2955 | 0.00043667
| Civic Offices | Directional signs nominal allowance (Fittings and Furnishings components (£ spent)) | 1701195 | 8403920 | 5 | Services equipment | Annual inspections and maintenance | Assembly | 2.0318 | Hours | 1 | 44 | 1 | FALSE | 1 | FALSE | 3 | [6 empty] | 3 | B2B3 | 0.10987 | 7.116e-09 | 0.00059575 | 0.00013665 | 3.3909e-05 | 1.3263e-07 | 1.692 | 81.2955 | 0.00043667
| Civic Offices | Directional signs nominal allowance (Fittings and Furnishings components (£ spent)) | 1701195 | 8403920 | 5 | Services equipment | Annual inspections and maintenance | Assembly | 2.0318 | Hours | 1 | 44 | 1 | FALSE | 1 | FALSE | 3 | [6 empty] | 4 | B2B3 | 0.10987 | 7.116e-09 | 0.00059575 | 0.00013665 | 3.3909e-05 | 1.3263e-07 | 1.692 | 81.2955 | 0.00043667
| Civic Offices | Directional signs nominal allowance (Fittings and Furnishings components (£ spent)) | 1701195 | 8403920 | 5 | Services equipment | Annual inspections and maintenance | Assembly | 2.0318 | Hours | 1 | 44 | 1 | FALSE | 1 | FALSE | 3 | [6 empty] | 5 | B2B3 | 0.10987 | 7.116e-09 | 0.00059575 | 0.00013665 | 3.3909e-05 | 1.3263e-07 | 1.692 | 81.2955 | 0.00043667
| Civic Offices | Directional signs nominal allowance (Fittings and Furnishings components (£ spent)) | 1701195 | 8403920 | 5 | Services equipment | Annual inspections and maintenance | Assembly | 2.0318 | Hours | 1 | 44 | 1 | FALSE | 1 | FALSE | 3 | [6 empty] | 6 | B2B3 | 0.10987 | 7.116e-09 | 0.00059575 | 0.00013665 | 3.3909e-05 | 1.3263e-07 | 1.692 | 81.2955 | 0.00043667
| Civic Offices | Directional signs nominal allowance (Fittings and Furnishings components (£ spent)) | 1701195 | 8403920 | 5 | Services equipment | Annual inspections and maintenance | Assembly | 2.0318 | Hours | 1 | 44 | 1 | FALSE | 1 | FALSE | 3 | [6 empty] | 7 | B2B3 | 0.10987 | 7.116e-09 | 0.00059575 | 0.00013665 | 3.3909e-05 | 1.3263e-07 | 1.692 | 81.2955 | 0.00043667
| Civic Offices | Directional signs nominal allowance (Fittings and Furnishings components (£ spent)) | 1701195 | 8403920 | 5 | Services equipment | Annual inspections and maintenance | Assembly | 2.0318 | Hours | 1 | 44 | 1 | FALSE | 1 | FALSE | 3 | [6 empty] | 8 | B2B3 | 0.10987 | 7.116e-09 | 0.00059575 | 0.00013665 | 3.3909e-05 | 1.3263e-07 | 1.692 | 81.2955 | 0.00043667
| Civic Offices | Directional signs nominal allowance (Fittings and Furnishings components (£ spent)) | 1701195 | 8403920 | 5 | Services equipment | Annual inspections and maintenance | Assembly | 2.0318 | Hours | 1 | 44 | 1 | FALSE | 1 | FALSE | 3 | [6 empty] | 9 | B2B3 | 0.10987 | 7.116e-09 | 0.00059575 | 0.00013665 | 3.3909e-05 | 1.3263e-07 | 1.692 | 81.2955 | 0.00043667
| Civic Offices | Directional signs nominal allowance (Fittings and Furnishings components (£ spent)) | 1701195 | 8403920 | 5 | Services equipment | Annual inspections and maintenance | Assembly | 2.0318 | Hours | 1 | 44 | 1 | FALSE | 1 | FALSE | 3 | [6 empty] | 10 | B2B3 | 0.10987 | 7.116e-09 | 0.00059575 | 0.00013665 | 3.3909e-05 | 1.3263e-07 | 1.692 | 81.2955 | 0.00043667
| Civic Offices | Directional signs nominal allowance (Fittings and Furnishings components (£ spent)) | 1701195 | 8403920 | 5 | Services equipment | Annual inspections and maintenance | Assembly | 2.0318 | Hours | 1 | 44 | 1 | FALSE | 1 | FALSE | 3 | [6 empty] | 11 | B2B3 | 0.10987 | 7.116e-09 | 0.00059575 | 0.00013665 | 3.3909e-05 | 1.3263e-07 | 1.692 | 81.2955 | 0.00043667
| Civic Offices | Directional signs nominal allowance (Fittings and Furnishings components (£ spent)) | 1701195 | 8403920 | 5 | Services equipment | Annual inspections and maintenance | Assembly | 2.0318 | Hours | 1 | 44 | 1 | FALSE | 1 | FALSE | 3 | [6 empty] | 12 | B2B3 | 0.10987 | 7.116e-09 | 0.00059575 | 0.00013665 | 3.3909e-05 | 1.3263e-07 | 1.692 | 81.2955 | 0.00043667
| Civic Offices | Directional signs nominal allowance (Fittings and Furnishings components (£ spent)) | 1701195 | 8403920 | 5 | Services equipment | Annual inspections and maintenance | Assembly | 2.0318 | Hours | 1 | 44 | 1 | FALSE | 1 | FALSE | 3 | [6 empty] | 13 | B2B3 | 0.10987 | 7.116e-09 | 0.00059575 | 0.00013665 | 3.3909e-05 | 1.3263e-07 | 1.692 | 81.2955 | 0.00043667
| Civic Offices | Directional signs nominal allowance (Fittings and Furnishings components (£ spent)) | 1701195 | 8403920 | 5 | Services equipment | Annual inspections and maintenance | Assembly | 2.0318 | Hours | 1 | 44 | 1 | FALSE | 1 | FALSE | 3 | [6 empty] | 14 | B2B3 | 0.10987 | 7.116e-09 | 0.00059575 | 0.00013665 | 3.3909e-05 | 1.3263e-07 | 1.692 | 81.2955 | 0.00043667
| Civic Offices | Directional signs nominal allowance (Fittings and Furnishings components (£ spent)) | 1701195 | 8403920 | 5 | Services equipment | Annual inspections and maintenance | Assembly | 2.0318 | Hours | 1 | 44 | 1 | FALSE | 1 | FALSE | 3 | [6 empty] | 15 | B2B3 | 0.10987 | 7.116e-09 | 0.00059575 | 0.00013665 | 3.3909e-05 | 1.3263e-07 | 1.692 | 81.2955 | 0.00043667
| Civic Offices | Directional signs nominal allowance (Fittings and Furnishings components (£ spent)) | 1701195 | 8403920 | 5 | Services equipment | Annual inspections and maintenance | Assembly | 2.0318 | Hours | 1 | 44 | 1 | FALSE | 1 | FALSE | 3 | [6 empty] | 16 | B2B3 | 0.10987 | 7.116e-09 | 0.00059575 | 0.00013665 | 3.3909e-05 | 1.3263e-07 | 1.692 | 81.2955 | 0.00043667
| Civic Offices | Directional signs nominal allowance (Fittings and Furnishings components (£ spent)) | 1701195 | 8403920 | 5 | Services equipment | Annual inspections and maintenance | Assembly | 2.0318 | Hours | 1 | 44 | 1 | FALSE | 1 | FALSE | 3 | [6 empty] | 17 | B2B3 | 0.10987 | 7.116e-09 | 0.00059575 | 0.00013665 | 3.3909e-05 | 1.3263e-07 | 1.692 | 81.2955 | 0.00043667
| Civic Offices | Directional signs nominal allowance (Fittings and Furnishings components (£ spent)) | 1701195 | 8403920 | 5 | Services equipment | Annual inspections and maintenance | Assembly | 2.0318 | Hours | 1 | 44 | 1 | FALSE | 1 | FALSE | 3 | [6 empty] | 18 | B2B3 | 0.10987 | 7.116e-09 | 0.00059575 | 0.00013665 | 3.3909e-05 | 1.3263e-07 | 1.692 | 81.2955 | 0.00043667
| Civic Offices | Directional signs nominal allowance (Fittings and Furnishings components (£ spent)) | 1701195 | 8403920 | 5 | Services equipment | Annual inspections and maintenance | Assembly | 2.0318 | Hours | 1 | 44 | 1 | FALSE | 1 | FALSE | 3 | [6 empty] | 19 | B2B3 | 0.10987 | 7.116e-09 | 0.00059575 | 0.00013665 | 3.3909e-05 | 1.3263e-07 | 1.692 | 81.2955 | 0.00043667
| Civic Offices | Directional signs nominal allowance (Fittings and Furnishings components (£ spent)) | 1701195 | 8403920 | 5 | Services equipment | Annual inspections and maintenance | Assembly | 2.0318 | Hours | 1 | 44 | 1 | FALSE | 1 | FALSE | 3 | [6 empty] | 20 | B2B3 | 0.10987 | 7.116e-09 | 0.00059575 | 0.00013665 | 3.3909e-05 | 1.3263e-07 | 1.692 | 81.2955 | 0.00043667
| Civic Offices | Directional signs nominal allowance (Fittings and Furnishings components (£ spent)) | 1701195 | 8403920 | 5 | Services equipment | Annual inspections and maintenance | Assembly | 2.0318 | Hours | 1 | 44 | 1 | FALSE | 1 | FALSE | 3 | [6 empty] | 21 | B2B3 | 0.10987 | 7.116e-09 | 0.00059575 | 0.00013665 | 3.3909e-05 | 1.3263e-07 | 1.692 | 81.2955 | 0.00043667
| Civic Offices | Directional signs nominal allowance (Fittings and Furnishings components (£ spent)) | 1701195 | 8403920 | 5 | Services equipment | Annual inspections and maintenance | Assembly | 2.0318 | Hours | 1 | 44 | 1 | FALSE | 1 | FALSE | 3 | [6 empty] | 22 | B2B3 | 0.10987 | 7.116e-09 | 0.00059575 | 0.00013665 | 3.3909e-05 | 1.3263e-07 | 1.692 | 81.2955 | 0.00043667
| Civic Offices | Directional signs nominal allowance (Fittings and Furnishings components (£ spent)) | 1701195 | 8403920 | 5 | Services equipment | Annual inspections and maintenance | Assembly | 2.0318 | Hours | 1 | 44 | 1 | FALSE | 1 | FALSE | 3 | [6 empty] | 23 | B2B3 | 0.10987 | 7.116e-09 | 0.00059575 | 0.00013665 | 3.3909e-05 | 1.3263e-07 | 1.692 | 81.2955 | 0.00043667
| Civic Offices | Directional signs nominal allowance (Fittings and Furnishings components (£ spent)) | 1701195 | 8403920 | 5 | Services equipment | Annual inspections and maintenance | Assembly | 2.0318 | Hours | 1 | 44 | 1 | FALSE | 1 | FALSE | 3 | [6 empty] | 24 | B2B3 | 0.10987 | 7.116e-09 | 0.00059575 | 0.00013665 | 3.3909e-05 | 1.3263e-07 | 1.692 | 81.2955 | 0.00043667
| Civic Offices | Directional signs nominal allowance (Fittings and Furnishings components (£ spent)) | 1701195 | 8403920 | 5 | Services equipment | Annual inspections and maintenance | Assembly | 2.0318 | Hours | 1 | 44 | 1 | FALSE | 1 | FALSE | 3 | [6 empty] | 25 | B2B3 | 0.10987 | 7.116e-09 | 0.00059575 | 0.00013665 | 3.3909e-05 | 1.3263e-07 | 1.692 | 81.2955 | 0.00043667
| Civic Offices | Directional signs nominal allowance (Fittings and Furnishings components (£ spent)) | 1701195 | 8403920 | 5 | Services equipment | Annual inspections and maintenance | Assembly | 2.0318 | Hours | 1 | 44 | 1 | FALSE | 1 | FALSE | 3 | [6 empty] | 26 | B2B3 | 0.10987 | 7.116e-09 | 0.00059575 | 0.00013665 | 3.3909e-05 | 1.3263e-07 | 1.692 | 81.2955 | 0.00043667
| Civic Offices | Directional signs nominal allowance (Fittings and Furnishings components (£ spent)) | 1701195 | 8403920 | 5 | Services equipment | Annual inspections and maintenance | Assembly | 2.0318 | Hours | 1 | 44 | 1 | FALSE | 1 | FALSE | 3 | [6 empty] | 27 | B2B3 | 0.10987 | 7.116e-09 | 0.00059575 | 0.00013665 | 3.3909e-05 | 1.3263e-07 | 1.692 | 81.2955 | 0.00043667
| Civic Offices | Directional signs nominal allowance (Fittings and Furnishings components (£ spent)) | 1701195 | 8403920 | 5 | Services equipment | Annual inspections and maintenance | Assembly | 2.0318 | Hours | 1 | 44 | 1 | FALSE | 1 | FALSE | 3 | [6 empty] | 28 | B2B3 | 0.10987 | 7.116e-09 | 0.00059575 | 0.00013665 | 3.3909e-05 | 1.3263e-07 | 1.692 | 81.2955 | 0.00043667
| Civic Offices | Directional signs nominal allowance (Fittings and Furnishings components (£ spent)) | 1701195 | 8403920 | 5 | Services equipment | Annual inspections and maintenance | Assembly | 2.0318 | Hours | 1 | 44 | 1 | FALSE | 1 | FALSE | 3 | [6 empty] | 29 | B2B3 | 0.10987 | 7.116e-09 | 0.00059575 | 0.00013665 | 3.3909e-05 | 1.3263e-07 | 1.692 | 81.2955 | 0.00043667
| Civic Offices | Directional signs nominal allowance (Fittings and Furnishings components (£ spent)) | 1701195 | 8403920 | 5 | Services equipment | Annual inspections and maintenance | Assembly | 2.0318 | Hours | 1 | 44 | 1 | FALSE | 1 | FALSE | 3 | [6 empty] | 30 | B2B3 | 0.10987 | 7.116e-09 | 0.00059575 | 0.00013665 | 3.3909e-05 | 1.3263e-07 | 1.692 | 81.2955 | 0.00043667
| Civic Offices | Directional signs nominal allowance (Fittings and Furnishings components (£ spent)) | 1701195 | 8403920 | 5 | Services equipment | Annual inspections and maintenance | Assembly | 2.0318 | Hours | 1 | 44 | 1 | FALSE | 1 | FALSE | 3 | [6 empty] | 31 | B2B3 | 0.10987 | 7.116e-09 | 0.00059575 | 0.00013665 | 3.3909e-05 | 1.3263e-07 | 1.692 | 81.2955 | 0.00043667
| Civic Offices | Directional signs nominal allowance (Fittings and Furnishings components (£ spent)) | 1701195 | 8403920 | 5 | Services equipment | Annual inspections and maintenance | Assembly | 2.0318 | Hours | 1 | 44 | 1 | FALSE | 1 | FALSE | 3 | [6 empty] | 32 | B2B3 | 0.10987 | 7.116e-09 | 0.00059575 | 0.00013665 | 3.3909e-05 | 1.3263e-07 | 1.692 | 81.2955 | 0.00043667
| Civic Offices | Directional signs nominal allowance (Fittings and Furnishings components (£ spent)) | 1701195 | 8403920 | 5 | Services equipment | Annual inspections and maintenance | Assembly | 2.0318 | Hours | 1 | 44 | 1 | FALSE | 1 | FALSE | 3 | [6 empty] | 33 | B2B3 | 0.10987 | 7.116e-09 | 0.00059575 | 0.00013665 | 3.3909e-05 | 1.3263e-07 | 1.692 | 81.2955 | 0.00043667
| Civic Offices | Directional signs nominal allowance (Fittings and Furnishings components (£ spent)) | 1701195 | 8403920 | 5 | Services equipment | Annual inspections and maintenance | Assembly | 2.0318 | Hours | 1 | 44 | 1 | FALSE | 1 | FALSE | 3 | [6 empty] | 34 | B2B3 | 0.10987 | 7.116e-09 | 0.00059575 | 0.00013665 | 3.3909e-05 | 1.3263e-07 | 1.692 | 81.2955 | 0.00043667
| Civic Offices | Directional signs nominal allowance (Fittings and Furnishings components (£ spent)) | 1701195 | 8403920 | 5 | Services equipment | Annual inspections and maintenance | Assembly | 2.0318 | Hours | 1 | 44 | 1 | FALSE | 1 | FALSE | 3 | [6 empty] | 35 | B2B3 | 0.10987 | 7.116e-09 | 0.00059575 | 0.00013665 | 3.3909e-05 | 1.3263e-07 | 1.692 | 81.2955 | 0.00043667
| Civic Offices | Directional signs nominal allowance (Fittings and Furnishings components (£ spent)) | 1701195 | 8403920 | 5 | Services equipment | Annual inspections and maintenance | Assembly | 2.0318 | Hours | 1 | 44 | 1 | FALSE | 1 | FALSE | 3 | [6 empty] | 36 | B2B3 | 0.10987 | 7.116e-09 | 0.00059575 | 0.00013665 | 3.3909e-05 | 1.3263e-07 | 1.692 | 81.2955 | 0.00043667
| Civic Offices | Directional signs nominal allowance (Fittings and Furnishings components (£ spent)) | 1701195 | 8403920 | 5 | Services equipment | Annual inspections and maintenance | Assembly | 2.0318 | Hours | 1 | 44 | 1 | FALSE | 1 | FALSE | 3 | [6 empty] | 37 | B2B3 | 0.10987 | 7.116e-09 | 0.00059575 | 0.00013665 | 3.3909e-05 | 1.3263e-07 | 1.692 | 81.2955 | 0.00043667
| Civic Offices | Directional signs nominal allowance (Fittings and Furnishings components (£ spent)) | 1701195 | 8403920 | 5 | Services equipment | Annual inspections and maintenance | Assembly | 2.0318 | Hours | 1 | 44 | 1 | FALSE | 1 | FALSE | 3 | [6 empty] | 38 | B2B3 | 0.10987 | 7.116e-09 | 0.00059575 | 0.00013665 | 3.3909e-05 | 1.3263e-07 | 1.692 | 81.2955 | 0.00043667
| Civic Offices | Directional signs nominal allowance (Fittings and Furnishings components (£ spent)) | 1701195 | 8403920 | 5 | Services equipment | Annual inspections and maintenance | Assembly | 2.0318 | Hours | 1 | 44 | 1 | FALSE | 1 | FALSE | 3 | [6 empty] | 39 | B2B3 | 0.10987 | 7.116e-09 | 0.00059575 | 0.00013665 | 3.3909e-05 | 1.3263e-07 | 1.692 | 81.2955 | 0.00043667
| Civic Offices | Directional signs nominal allowance (Fittings and Furnishings components (£ spent)) | 1701195 | 8403920 | 5 | Services equipment | Annual inspections and maintenance | Assembly | 2.0318 | Hours | 1 | 44 | 1 | FALSE | 1 | FALSE | 3 | [6 empty] | 40 | B2B3 | 0.10987 | 7.116e-09 | 0.00059575 | 0.00013665 | 3.3909e-05 | 1.3263e-07 | 1.692 | 81.2955 | 0.00043667
| Civic Offices | Directional signs nominal allowance (Fittings and Furnishings components (£ spent)) | 1701195 | 8403920 | 5 | Services equipment | Annual inspections and maintenance | Assembly | 2.0318 | Hours | 1 | 44 | 1 | FALSE | 1 | FALSE | 3 | [6 empty] | 41 | B2B3 | 0.10987 | 7.116e-09 | 0.00059575 | 0.00013665 | 3.3909e-05 | 1.3263e-07 | 1.692 | 81.2955 | 0.00043667
| Civic Offices | Directional signs nominal allowance (Fittings and Furnishings components (£ spent)) | 1701195 | 8403920 | 5 | Services equipment | Annual inspections and maintenance | Assembly | 2.0318 | Hours | 1 | 44 | 1 | FALSE | 1 | FALSE | 3 | [6 empty] | 42 | B2B3 | 0.10987 | 7.116e-09 | 0.00059575 | 0.00013665 | 3.3909e-05 | 1.3263e-07 | 1.692 | 81.2955 | 0.00043667
| Civic Offices | Directional signs nominal allowance (Fittings and Furnishings components (£ spent)) | 1701195 | 8403920 | 5 | Services equipment | Annual inspections and maintenance | Assembly | 2.0318 | Hours | 1 | 44 | 1 | FALSE | 1 | FALSE | 3 | [6 empty] | 43 | B2B3 | 0.10987 | 7.116e-09 | 0.00059575 | 0.00013665 | 3.3909e-05 | 1.3263e-07 | 1.692 | 81.2955 | 0.00043667
| Civic Offices | Directional signs nominal allowance (Fittings and Furnishings components (£ spent)) | 1701195 | 8403920 | 5 | Services equipment | Annual inspections and maintenance | Assembly | 2.0318 | Hours | 1 | 44 | 1 | FALSE | 1 | FALSE | 3 | [6 empty] | 44 | B2B3 | 0.10987 | 7.116e-09 | 0.00059575 | 0.00013665 | 3.3909e-05 | 1.3263e-07 | 1.692 | 81.2955 | 0.00043667
| Civic Offices | Directional signs nominal allowance (Fittings and Furnishings components (£ spent)) | 1701195 | 8403920 | 5 | Services equipment | Annual inspections and maintenance | Assembly | 2.0318 | Hours | 1 | 44 | 1 | FALSE | 1 | FALSE | 3 | [6 empty] | 45 | B2B3 | 0.10987 | 7.116e-09 | 0.00059575 | 0.00013665 | 3.3909e-05 | 1.3263e-07 | 1.692 | 81.2955 | 0.00043667
| Civic Offices | Directional signs nominal allowance (Fittings and Furnishings components (£ spent)) | 1701195 | 8403920 | 5 | Services equipment | Annual inspections and maintenance | Assembly | 2.0318 | Hours | 1 | 44 | 1 | FALSE | 1 | FALSE | 3 | [6 empty] | 46 | B2B3 | 0.10987 | 7.116e-09 | 0.00059575 | 0.00013665 | 3.3909e-05 | 1.3263e-07 | 1.692 | 81.2955 | 0.00043667
| Civic Offices | Directional signs nominal allowance (Fittings and Furnishings components (£ spent)) | 1701195 | 8403920 | 5 | Services equipment | Annual inspections and maintenance | Assembly | 2.0318 | Hours | 1 | 44 | 1 | FALSE | 1 | FALSE | 3 | [6 empty] | 47 | B2B3 | 0.10987 | 7.116e-09 | 0.00059575 | 0.00013665 | 3.3909e-05 | 1.3263e-07 | 1.692 | 81.2955 | 0.00043667
| Civic Offices | Directional signs nominal allowance (Fittings and Furnishings components (£ spent)) | 1701195 | 8403920 | 5 | Services equipment | Annual inspections and maintenance | Assembly | 2.0318 | Hours | 1 | 44 | 1 | FALSE | 1 | FALSE | 3 | [6 empty] | 48 | B2B3 | 0.10987 | 7.116e-09 | 0.00059575 | 0.00013665 | 3.3909e-05 | 1.3263e-07 | 1.692 | 81.2955 | 0.00043667
| Civic Offices | Directional signs nominal allowance (Fittings and Furnishings components (£ spent)) | 1701195 | 8403920 | 5 | Services equipment | Annual inspections and maintenance | Assembly | 2.0318 | Hours | 1 | 44 | 1 | FALSE | 1 | FALSE | 3 | [6 empty] | 49 | B2B3 | 0.10987 | 7.116e-09 | 0.00059575 | 0.00013665 | 3.3909e-05 | 1.3263e-07 | 1.692 | 81.2955 | 0.00043667
| Civic Offices | Directional signs nominal allowance (Fittings and Furnishings components (£ spent)) | 1701195 | 8403920 | 5 | Services equipment | Annual inspections and maintenance | Assembly | 2.0318 | Hours | 1 | 44 | 1 | FALSE | 1 | FALSE | 3 | [6 empty] | 50 | B2B3 | 0.10987 | 7.116e-09 | 0.00059575 | 0.00013665 | 3.3909e-05 | 1.3263e-07 | 1.692 | 81.2955 | 0.00043667
| Civic Offices | Directional signs nominal allowance (Fittings and Furnishings components (£ spent)) | 1701195 | 8403920 | 5 | Services equipment | Annual inspections and maintenance | Assembly | 2.0318 | Hours | 1 | 44 | 1 | FALSE | 1 | FALSE | 3 | [6 empty] | 51 | B2B3 | 0.10987 | 7.116e-09 | 0.00059575 | 0.00013665 | 3.3909e-05 | 1.3263e-07 | 1.692 | 81.2955 | 0.00043667
| Civic Offices | Directional signs nominal allowance (Fittings and Furnishings components (£ spent)) | 1701195 | 8403920 | 5 | Services equipment | Annual inspections and maintenance | Assembly | 2.0318 | Hours | 1 | 44 | 1 | FALSE | 1 | FALSE | 3 | [6 empty] | 52 | B2B3 | 0.10987 | 7.116e-09 | 0.00059575 | 0.00013665 | 3.3909e-05 | 1.3263e-07 | 1.692 | 81.2955 | 0.00043667
| Civic Offices | Directional signs nominal allowance (Fittings and Furnishings components (£ spent)) | 1701195 | 8403920 | 5 | Services equipment | Annual inspections and maintenance | Assembly | 2.0318 | Hours | 1 | 44 | 1 | FALSE | 1 | FALSE | 3 | [6 empty] | 53 | B2B3 | 0.10987 | 7.116e-09 | 0.00059575 | 0.00013665 | 3.3909e-05 | 1.3263e-07 | 1.692 | 81.2955 | 0.00043667
| Civic Offices | Directional signs nominal allowance (Fittings and Furnishings components (£ spent)) | 1701195 | 8403920 | 5 | Services equipment | Annual inspections and maintenance | Assembly | 2.0318 | Hours | 1 | 44 | 1 | FALSE | 1 | FALSE | 3 | [6 empty] | 54 | B2B3 | 0.10987 | 7.116e-09 | 0.00059575 | 0.00013665 | 3.3909e-05 | 1.3263e-07 | 1.692 | 81.2955 | 0.00043667
| Civic Offices | Directional signs nominal allowance (Fittings and Furnishings components (£ spent)) | 1701195 | 8403920 | 5 | Services equipment | Annual inspections and maintenance | Assembly | 2.0318 | Hours | 1 | 44 | 1 | FALSE | 1 | FALSE | 3 | [6 empty] | 55 | B2B3 | 0.10987 | 7.116e-09 | 0.00059575 | 0.00013665 | 3.3909e-05 | 1.3263e-07 | 1.692 | 81.2955 | 0.00043667
| Civic Offices | Directional signs nominal allowance (Fittings and Furnishings components (£ spent)) | 1701195 | 8403920 | 5 | Services equipment | Annual inspections and maintenance | Assembly | 2.0318 | Hours | 1 | 44 | 1 | FALSE | 1 | FALSE | 3 | [6 empty] | 56 | B2B3 | 0.10987 | 7.116e-09 | 0.00059575 | 0.00013665 | 3.3909e-05 | 1.3263e-07 | 1.692 | 81.2955 | 0.00043667
| Civic Offices | Directional signs nominal allowance (Fittings and Furnishings components (£ spent)) | 1701195 | 8403920 | 5 | Services equipment | Annual inspections and maintenance | Assembly | 2.0318 | Hours | 1 | 44 | 1 | FALSE | 1 | FALSE | 3 | [6 empty] | 57 | B2B3 | 0.10987 | 7.116e-09 | 0.00059575 | 0.00013665 | 3.3909e-05 | 1.3263e-07 | 1.692 | 81.2955 | 0.00043667
| Civic Offices | Directional signs nominal allowance (Fittings and Furnishings components (£ spent)) | 1701195 | 8403920 | 5 | Services equipment | Annual inspections and maintenance | Assembly | 2.0318 | Hours | 1 | 44 | 1 | FALSE | 1 | FALSE | 3 | [6 empty] | 58 | B2B3 | 0.10987 | 7.116e-09 | 0.00059575 | 0.00013665 | 3.3909e-05 | 1.3263e-07 | 1.692 | 81.2955 | 0.00043667
| Civic Offices | Directional signs nominal allowance (Fittings and Furnishings components (£ spent)) | 1701195 | 8403920 | 5 | Services equipment | Annual inspections and maintenance | Assembly | 2.0318 | Hours | 1 | 44 | 1 | FALSE | 1 | FALSE | 3 | [6 empty] | 59 | B2B3 | 0.10987 | 7.116e-09 | 0.00059575 | 0.00013665 | 3.3909e-05 | 1.3263e-07 | 1.692 | 81.2955 | 0.00043667
| Civic Offices | Directional signs nominal allowance (Fittings and Furnishings components (£ spent)) | 1701195 | 8403920 | 5 | Services equipment | Annual inspections and maintenance | Assembly | 2.0318 | Hours | 1 | 44 | 1 | FALSE | 1 | FALSE | 3 | [6 empty] | 60 | B2B3 | 0.10987 | 7.116e-09 | 0.00059575 | 0.00013665 | 3.3909e-05 | 1.3263e-07 | 1.692 | 81.2955 | 0.00043667
| Civic Offices | Safety signage fire doors plant rooms and the like nominal allowance (Fittings internal signage (£)) | 1701196 | 8403923 | 4 | Fittings, furnishings and equipment | Install | Assembly | 8.7769 | Hours | 40 | 44 | 1 | FALSE | 1 | FALSE | 1 | [6 empty] | 0 | A5 | 0.47462 | 3.0739e-08 | 0.0025735 | 0.00059029 | 0.00014648 | 5.7292e-07 | 7.309 | 351.1711 | 0.0018863
| Civic Offices | Safety signage fire doors plant rooms and the like nominal allowance (Fittings internal signage (£)) | 1701196 | 8403923 | 4 | Fittings, furnishings and equipment | Install | Assembly | 8.7769 | Hours | 40 | 44 | 1 | FALSE | 1 | FALSE | 1 | [6 empty] | 0 | A4 | 0 | 0 | 0 | 0 | 0 | 0 | 0 | 0 | 0
| Civic Offices | Safety signage fire doors plant rooms and the like nominal allowance (Fittings internal signage (£)) | 1701196 | 8403923 | 4 | Fittings, furnishings and equipment | Install | Assembly | 8.7769 | Hours | 40 | 44 | 1 | FALSE | 1 | FALSE | 1 | [6 empty] | 40 | B4B5 | 0.47462 | 3.0739e-08 | 0.0025735 | 0.00059029 | 0.00014648 | 5.7292e-07 | 7.309 | 351.1711 | 0.0018863
| Civic Offices | Objects dart and other ornamental features: Nominal allowance. (Fittings and Furnishings components (? spent)) | 1701197 | 8403929 | 5 | Services equipment | Install | Assembly | 67.7277 | Hours | 20 | 44 | 1 | FALSE | 1 | FALSE | 1 | [6 empty] | 0 | A5 | 3.6625 | 2.372e-07 | 0.019858 | 0.004555 | 0.0011303 | 4.421e-06 | 56.4009 | 2709.8504 | 0.014556
| Civic Offices | Objects dart and other ornamental features: Nominal allowance. (Fittings and Furnishings components (? spent)) | 1701197 | 8403929 | 5 | Services equipment | Install | Assembly | 67.7277 | Hours | 20 | 44 | 1 | FALSE | 1 | FALSE | 1 | [6 empty] | 0 | A4 | 0 | 0 | 0 | 0 | 0 | 0 | 0 | 0 | 0
| Civic Offices | Objects dart and other ornamental features: Nominal allowance. (Fittings and Furnishings components (? spent)) | 1701197 | 8403929 | 5 | Services equipment | Install | Assembly | 67.7277 | Hours | 20 | 44 | 1 | FALSE | 1 | FALSE | 1 | [6 empty] | 20 | B4B5 | 3.6625 | 2.372e-07 | 0.019858 | 0.004555 | 0.0011303 | 4.421e-06 | 56.4009 | 2709.8504 | 0.014556
| Civic Offices | Objects dart and other ornamental features: Nominal allowance. (Fittings and Furnishings components (? spent)) | 1701197 | 8403929 | 5 | Services equipment | Install | Assembly | 67.7277 | Hours | 20 | 44 | 1 | FALSE | 1 | FALSE | 1 | [6 empty] | 40 | B4B5 | 3.6625 | 2.372e-07 | 0.019858 | 0.004555 | 0.0011303 | 4.421e-06 | 56.4009 | 2709.8504 | 0.014556
| Civic Offices | Objects dart and other ornamental features: Nominal allowance. (Fittings and Furnishings components (? spent)) | 1701197 | 8403930 | 5 | Services equipment | Annual inspections and maintenance | Assembly | 3.3864 | Hours | 1 | 44 | 1 | FALSE | 1 | FALSE | 3 | [6 empty] | 1 | B2B3 | 0.18312 | 1.186e-08 | 0.00099292 | 0.00022775 | 5.6515e-05 | 2.2105e-07 | 2.82 | 135.4925 | 0.00072778
| Civic Offices | Objects dart and other ornamental features: Nominal allowance. (Fittings and Furnishings components (? spent)) | 1701197 | 8403930 | 5 | Services equipment | Annual inspections and maintenance | Assembly | 3.3864 | Hours | 1 | 44 | 1 | FALSE | 1 | FALSE | 3 | [6 empty] | 2 | B2B3 | 0.18312 | 1.186e-08 | 0.00099292 | 0.00022775 | 5.6515e-05 | 2.2105e-07 | 2.82 | 135.4925 | 0.00072778
| Civic Offices | Objects dart and other ornamental features: Nominal allowance. (Fittings and Furnishings components (? spent)) | 1701197 | 8403930 | 5 | Services equipment | Annual inspections and maintenance | Assembly | 3.3864 | Hours | 1 | 44 | 1 | FALSE | 1 | FALSE | 3 | [6 empty] | 3 | B2B3 | 0.18312 | 1.186e-08 | 0.00099292 | 0.00022775 | 5.6515e-05 | 2.2105e-07 | 2.82 | 135.4925 | 0.00072778
| Civic Offices | Objects dart and other ornamental features: Nominal allowance. (Fittings and Furnishings components (? spent)) | 1701197 | 8403930 | 5 | Services equipment | Annual inspections and maintenance | Assembly | 3.3864 | Hours | 1 | 44 | 1 | FALSE | 1 | FALSE | 3 | [6 empty] | 4 | B2B3 | 0.18312 | 1.186e-08 | 0.00099292 | 0.00022775 | 5.6515e-05 | 2.2105e-07 | 2.82 | 135.4925 | 0.00072778
| Civic Offices | Objects dart and other ornamental features: Nominal allowance. (Fittings and Furnishings components (? spent)) | 1701197 | 8403930 | 5 | Services equipment | Annual inspections and maintenance | Assembly | 3.3864 | Hours | 1 | 44 | 1 | FALSE | 1 | FALSE | 3 | [6 empty] | 5 | B2B3 | 0.18312 | 1.186e-08 | 0.00099292 | 0.00022775 | 5.6515e-05 | 2.2105e-07 | 2.82 | 135.4925 | 0.00072778
| Civic Offices | Objects dart and other ornamental features: Nominal allowance. (Fittings and Furnishings components (? spent)) | 1701197 | 8403930 | 5 | Services equipment | Annual inspections and maintenance | Assembly | 3.3864 | Hours | 1 | 44 | 1 | FALSE | 1 | FALSE | 3 | [6 empty] | 6 | B2B3 | 0.18312 | 1.186e-08 | 0.00099292 | 0.00022775 | 5.6515e-05 | 2.2105e-07 | 2.82 | 135.4925 | 0.00072778
| Civic Offices | Objects dart and other ornamental features: Nominal allowance. (Fittings and Furnishings components (? spent)) | 1701197 | 8403930 | 5 | Services equipment | Annual inspections and maintenance | Assembly | 3.3864 | Hours | 1 | 44 | 1 | FALSE | 1 | FALSE | 3 | [6 empty] | 7 | B2B3 | 0.18312 | 1.186e-08 | 0.00099292 | 0.00022775 | 5.6515e-05 | 2.2105e-07 | 2.82 | 135.4925 | 0.00072778
| Civic Offices | Objects dart and other ornamental features: Nominal allowance. (Fittings and Furnishings components (? spent)) | 1701197 | 8403930 | 5 | Services equipment | Annual inspections and maintenance | Assembly | 3.3864 | Hours | 1 | 44 | 1 | FALSE | 1 | FALSE | 3 | [6 empty] | 8 | B2B3 | 0.18312 | 1.186e-08 | 0.00099292 | 0.00022775 | 5.6515e-05 | 2.2105e-07 | 2.82 | 135.4925 | 0.00072778
| Civic Offices | Objects dart and other ornamental features: Nominal allowance. (Fittings and Furnishings components (? spent)) | 1701197 | 8403930 | 5 | Services equipment | Annual inspections and maintenance | Assembly | 3.3864 | Hours | 1 | 44 | 1 | FALSE | 1 | FALSE | 3 | [6 empty] | 9 | B2B3 | 0.18312 | 1.186e-08 | 0.00099292 | 0.00022775 | 5.6515e-05 | 2.2105e-07 | 2.82 | 135.4925 | 0.00072778
| Civic Offices | Objects dart and other ornamental features: Nominal allowance. (Fittings and Furnishings components (? spent)) | 1701197 | 8403930 | 5 | Services equipment | Annual inspections and maintenance | Assembly | 3.3864 | Hours | 1 | 44 | 1 | FALSE | 1 | FALSE | 3 | [6 empty] | 10 | B2B3 | 0.18312 | 1.186e-08 | 0.00099292 | 0.00022775 | 5.6515e-05 | 2.2105e-07 | 2.82 | 135.4925 | 0.00072778
| Civic Offices | Objects dart and other ornamental features: Nominal allowance. (Fittings and Furnishings components (? spent)) | 1701197 | 8403930 | 5 | Services equipment | Annual inspections and maintenance | Assembly | 3.3864 | Hours | 1 | 44 | 1 | FALSE | 1 | FALSE | 3 | [6 empty] | 11 | B2B3 | 0.18312 | 1.186e-08 | 0.00099292 | 0.00022775 | 5.6515e-05 | 2.2105e-07 | 2.82 | 135.4925 | 0.00072778
| Civic Offices | Objects dart and other ornamental features: Nominal allowance. (Fittings and Furnishings components (? spent)) | 1701197 | 8403930 | 5 | Services equipment | Annual inspections and maintenance | Assembly | 3.3864 | Hours | 1 | 44 | 1 | FALSE | 1 | FALSE | 3 | [6 empty] | 12 | B2B3 | 0.18312 | 1.186e-08 | 0.00099292 | 0.00022775 | 5.6515e-05 | 2.2105e-07 | 2.82 | 135.4925 | 0.00072778
| Civic Offices | Objects dart and other ornamental features: Nominal allowance. (Fittings and Furnishings components (? spent)) | 1701197 | 8403930 | 5 | Services equipment | Annual inspections and maintenance | Assembly | 3.3864 | Hours | 1 | 44 | 1 | FALSE | 1 | FALSE | 3 | [6 empty] | 13 | B2B3 | 0.18312 | 1.186e-08 | 0.00099292 | 0.00022775 | 5.6515e-05 | 2.2105e-07 | 2.82 | 135.4925 | 0.00072778
| Civic Offices | Objects dart and other ornamental features: Nominal allowance. (Fittings and Furnishings components (? spent)) | 1701197 | 8403930 | 5 | Services equipment | Annual inspections and maintenance | Assembly | 3.3864 | Hours | 1 | 44 | 1 | FALSE | 1 | FALSE | 3 | [6 empty] | 14 | B2B3 | 0.18312 | 1.186e-08 | 0.00099292 | 0.00022775 | 5.6515e-05 | 2.2105e-07 | 2.82 | 135.4925 | 0.00072778
| Civic Offices | Objects dart and other ornamental features: Nominal allowance. (Fittings and Furnishings components (? spent)) | 1701197 | 8403930 | 5 | Services equipment | Annual inspections and maintenance | Assembly | 3.3864 | Hours | 1 | 44 | 1 | FALSE | 1 | FALSE | 3 | [6 empty] | 15 | B2B3 | 0.18312 | 1.186e-08 | 0.00099292 | 0.00022775 | 5.6515e-05 | 2.2105e-07 | 2.82 | 135.4925 | 0.00072778
| Civic Offices | Objects dart and other ornamental features: Nominal allowance. (Fittings and Furnishings components (? spent)) | 1701197 | 8403930 | 5 | Services equipment | Annual inspections and maintenance | Assembly | 3.3864 | Hours | 1 | 44 | 1 | FALSE | 1 | FALSE | 3 | [6 empty] | 16 | B2B3 | 0.18312 | 1.186e-08 | 0.00099292 | 0.00022775 | 5.6515e-05 | 2.2105e-07 | 2.82 | 135.4925 | 0.00072778
| Civic Offices | Objects dart and other ornamental features: Nominal allowance. (Fittings and Furnishings components (? spent)) | 1701197 | 8403930 | 5 | Services equipment | Annual inspections and maintenance | Assembly | 3.3864 | Hours | 1 | 44 | 1 | FALSE | 1 | FALSE | 3 | [6 empty] | 17 | B2B3 | 0.18312 | 1.186e-08 | 0.00099292 | 0.00022775 | 5.6515e-05 | 2.2105e-07 | 2.82 | 135.4925 | 0.00072778
| Civic Offices | Objects dart and other ornamental features: Nominal allowance. (Fittings and Furnishings components (? spent)) | 1701197 | 8403930 | 5 | Services equipment | Annual inspections and maintenance | Assembly | 3.3864 | Hours | 1 | 44 | 1 | FALSE | 1 | FALSE | 3 | [6 empty] | 18 | B2B3 | 0.18312 | 1.186e-08 | 0.00099292 | 0.00022775 | 5.6515e-05 | 2.2105e-07 | 2.82 | 135.4925 | 0.00072778
| Civic Offices | Objects dart and other ornamental features: Nominal allowance. (Fittings and Furnishings components (? spent)) | 1701197 | 8403930 | 5 | Services equipment | Annual inspections and maintenance | Assembly | 3.3864 | Hours | 1 | 44 | 1 | FALSE | 1 | FALSE | 3 | [6 empty] | 19 | B2B3 | 0.18312 | 1.186e-08 | 0.00099292 | 0.00022775 | 5.6515e-05 | 2.2105e-07 | 2.82 | 135.4925 | 0.00072778
| Civic Offices | Objects dart and other ornamental features: Nominal allowance. (Fittings and Furnishings components (? spent)) | 1701197 | 8403930 | 5 | Services equipment | Annual inspections and maintenance | Assembly | 3.3864 | Hours | 1 | 44 | 1 | FALSE | 1 | FALSE | 3 | [6 empty] | 20 | B2B3 | 0.18312 | 1.186e-08 | 0.00099292 | 0.00022775 | 5.6515e-05 | 2.2105e-07 | 2.82 | 135.4925 | 0.00072778
| Civic Offices | Objects dart and other ornamental features: Nominal allowance. (Fittings and Furnishings components (? spent)) | 1701197 | 8403930 | 5 | Services equipment | Annual inspections and maintenance | Assembly | 3.3864 | Hours | 1 | 44 | 1 | FALSE | 1 | FALSE | 3 | [6 empty] | 21 | B2B3 | 0.18312 | 1.186e-08 | 0.00099292 | 0.00022775 | 5.6515e-05 | 2.2105e-07 | 2.82 | 135.4925 | 0.00072778
| Civic Offices | Objects dart and other ornamental features: Nominal allowance. (Fittings and Furnishings components (? spent)) | 1701197 | 8403930 | 5 | Services equipment | Annual inspections and maintenance | Assembly | 3.3864 | Hours | 1 | 44 | 1 | FALSE | 1 | FALSE | 3 | [6 empty] | 22 | B2B3 | 0.18312 | 1.186e-08 | 0.00099292 | 0.00022775 | 5.6515e-05 | 2.2105e-07 | 2.82 | 135.4925 | 0.00072778
| Civic Offices | Objects dart and other ornamental features: Nominal allowance. (Fittings and Furnishings components (? spent)) | 1701197 | 8403930 | 5 | Services equipment | Annual inspections and maintenance | Assembly | 3.3864 | Hours | 1 | 44 | 1 | FALSE | 1 | FALSE | 3 | [6 empty] | 23 | B2B3 | 0.18312 | 1.186e-08 | 0.00099292 | 0.00022775 | 5.6515e-05 | 2.2105e-07 | 2.82 | 135.4925 | 0.00072778
| Civic Offices | Objects dart and other ornamental features: Nominal allowance. (Fittings and Furnishings components (? spent)) | 1701197 | 8403930 | 5 | Services equipment | Annual inspections and maintenance | Assembly | 3.3864 | Hours | 1 | 44 | 1 | FALSE | 1 | FALSE | 3 | [6 empty] | 24 | B2B3 | 0.18312 | 1.186e-08 | 0.00099292 | 0.00022775 | 5.6515e-05 | 2.2105e-07 | 2.82 | 135.4925 | 0.00072778
| Civic Offices | Objects dart and other ornamental features: Nominal allowance. (Fittings and Furnishings components (? spent)) | 1701197 | 8403930 | 5 | Services equipment | Annual inspections and maintenance | Assembly | 3.3864 | Hours | 1 | 44 | 1 | FALSE | 1 | FALSE | 3 | [6 empty] | 25 | B2B3 | 0.18312 | 1.186e-08 | 0.00099292 | 0.00022775 | 5.6515e-05 | 2.2105e-07 | 2.82 | 135.4925 | 0.00072778
| Civic Offices | Objects dart and other ornamental features: Nominal allowance. (Fittings and Furnishings components (? spent)) | 1701197 | 8403930 | 5 | Services equipment | Annual inspections and maintenance | Assembly | 3.3864 | Hours | 1 | 44 | 1 | FALSE | 1 | FALSE | 3 | [6 empty] | 26 | B2B3 | 0.18312 | 1.186e-08 | 0.00099292 | 0.00022775 | 5.6515e-05 | 2.2105e-07 | 2.82 | 135.4925 | 0.00072778
| Civic Offices | Objects dart and other ornamental features: Nominal allowance. (Fittings and Furnishings components (? spent)) | 1701197 | 8403930 | 5 | Services equipment | Annual inspections and maintenance | Assembly | 3.3864 | Hours | 1 | 44 | 1 | FALSE | 1 | FALSE | 3 | [6 empty] | 27 | B2B3 | 0.18312 | 1.186e-08 | 0.00099292 | 0.00022775 | 5.6515e-05 | 2.2105e-07 | 2.82 | 135.4925 | 0.00072778
| Civic Offices | Objects dart and other ornamental features: Nominal allowance. (Fittings and Furnishings components (? spent)) | 1701197 | 8403930 | 5 | Services equipment | Annual inspections and maintenance | Assembly | 3.3864 | Hours | 1 | 44 | 1 | FALSE | 1 | FALSE | 3 | [6 empty] | 28 | B2B3 | 0.18312 | 1.186e-08 | 0.00099292 | 0.00022775 | 5.6515e-05 | 2.2105e-07 | 2.82 | 135.4925 | 0.00072778
| Civic Offices | Objects dart and other ornamental features: Nominal allowance. (Fittings and Furnishings components (? spent)) | 1701197 | 8403930 | 5 | Services equipment | Annual inspections and maintenance | Assembly | 3.3864 | Hours | 1 | 44 | 1 | FALSE | 1 | FALSE | 3 | [6 empty] | 29 | B2B3 | 0.18312 | 1.186e-08 | 0.00099292 | 0.00022775 | 5.6515e-05 | 2.2105e-07 | 2.82 | 135.4925 | 0.00072778
| Civic Offices | Objects dart and other ornamental features: Nominal allowance. (Fittings and Furnishings components (? spent)) | 1701197 | 8403930 | 5 | Services equipment | Annual inspections and maintenance | Assembly | 3.3864 | Hours | 1 | 44 | 1 | FALSE | 1 | FALSE | 3 | [6 empty] | 30 | B2B3 | 0.18312 | 1.186e-08 | 0.00099292 | 0.00022775 | 5.6515e-05 | 2.2105e-07 | 2.82 | 135.4925 | 0.00072778
| Civic Offices | Objects dart and other ornamental features: Nominal allowance. (Fittings and Furnishings components (? spent)) | 1701197 | 8403930 | 5 | Services equipment | Annual inspections and maintenance | Assembly | 3.3864 | Hours | 1 | 44 | 1 | FALSE | 1 | FALSE | 3 | [6 empty] | 31 | B2B3 | 0.18312 | 1.186e-08 | 0.00099292 | 0.00022775 | 5.6515e-05 | 2.2105e-07 | 2.82 | 135.4925 | 0.00072778
| Civic Offices | Objects dart and other ornamental features: Nominal allowance. (Fittings and Furnishings components (? spent)) | 1701197 | 8403930 | 5 | Services equipment | Annual inspections and maintenance | Assembly | 3.3864 | Hours | 1 | 44 | 1 | FALSE | 1 | FALSE | 3 | [6 empty] | 32 | B2B3 | 0.18312 | 1.186e-08 | 0.00099292 | 0.00022775 | 5.6515e-05 | 2.2105e-07 | 2.82 | 135.4925 | 0.00072778
| Civic Offices | Objects dart and other ornamental features: Nominal allowance. (Fittings and Furnishings components (? spent)) | 1701197 | 8403930 | 5 | Services equipment | Annual inspections and maintenance | Assembly | 3.3864 | Hours | 1 | 44 | 1 | FALSE | 1 | FALSE | 3 | [6 empty] | 33 | B2B3 | 0.18312 | 1.186e-08 | 0.00099292 | 0.00022775 | 5.6515e-05 | 2.2105e-07 | 2.82 | 135.4925 | 0.00072778
| Civic Offices | Objects dart and other ornamental features: Nominal allowance. (Fittings and Furnishings components (? spent)) | 1701197 | 8403930 | 5 | Services equipment | Annual inspections and maintenance | Assembly | 3.3864 | Hours | 1 | 44 | 1 | FALSE | 1 | FALSE | 3 | [6 empty] | 34 | B2B3 | 0.18312 | 1.186e-08 | 0.00099292 | 0.00022775 | 5.6515e-05 | 2.2105e-07 | 2.82 | 135.4925 | 0.00072778
| Civic Offices | Objects dart and other ornamental features: Nominal allowance. (Fittings and Furnishings components (? spent)) | 1701197 | 8403930 | 5 | Services equipment | Annual inspections and maintenance | Assembly | 3.3864 | Hours | 1 | 44 | 1 | FALSE | 1 | FALSE | 3 | [6 empty] | 35 | B2B3 | 0.18312 | 1.186e-08 | 0.00099292 | 0.00022775 | 5.6515e-05 | 2.2105e-07 | 2.82 | 135.4925 | 0.00072778
| Civic Offices | Objects dart and other ornamental features: Nominal allowance. (Fittings and Furnishings components (? spent)) | 1701197 | 8403930 | 5 | Services equipment | Annual inspections and maintenance | Assembly | 3.3864 | Hours | 1 | 44 | 1 | FALSE | 1 | FALSE | 3 | [6 empty] | 36 | B2B3 | 0.18312 | 1.186e-08 | 0.00099292 | 0.00022775 | 5.6515e-05 | 2.2105e-07 | 2.82 | 135.4925 | 0.00072778
| Civic Offices | Objects dart and other ornamental features: Nominal allowance. (Fittings and Furnishings components (? spent)) | 1701197 | 8403930 | 5 | Services equipment | Annual inspections and maintenance | Assembly | 3.3864 | Hours | 1 | 44 | 1 | FALSE | 1 | FALSE | 3 | [6 empty] | 37 | B2B3 | 0.18312 | 1.186e-08 | 0.00099292 | 0.00022775 | 5.6515e-05 | 2.2105e-07 | 2.82 | 135.4925 | 0.00072778
| Civic Offices | Objects dart and other ornamental features: Nominal allowance. (Fittings and Furnishings components (? spent)) | 1701197 | 8403930 | 5 | Services equipment | Annual inspections and maintenance | Assembly | 3.3864 | Hours | 1 | 44 | 1 | FALSE | 1 | FALSE | 3 | [6 empty] | 38 | B2B3 | 0.18312 | 1.186e-08 | 0.00099292 | 0.00022775 | 5.6515e-05 | 2.2105e-07 | 2.82 | 135.4925 | 0.00072778
| Civic Offices | Objects dart and other ornamental features: Nominal allowance. (Fittings and Furnishings components (? spent)) | 1701197 | 8403930 | 5 | Services equipment | Annual inspections and maintenance | Assembly | 3.3864 | Hours | 1 | 44 | 1 | FALSE | 1 | FALSE | 3 | [6 empty] | 39 | B2B3 | 0.18312 | 1.186e-08 | 0.00099292 | 0.00022775 | 5.6515e-05 | 2.2105e-07 | 2.82 | 135.4925 | 0.00072778
| Civic Offices | Objects dart and other ornamental features: Nominal allowance. (Fittings and Furnishings components (? spent)) | 1701197 | 8403930 | 5 | Services equipment | Annual inspections and maintenance | Assembly | 3.3864 | Hours | 1 | 44 | 1 | FALSE | 1 | FALSE | 3 | [6 empty] | 40 | B2B3 | 0.18312 | 1.186e-08 | 0.00099292 | 0.00022775 | 5.6515e-05 | 2.2105e-07 | 2.82 | 135.4925 | 0.00072778
| Civic Offices | Objects dart and other ornamental features: Nominal allowance. (Fittings and Furnishings components (? spent)) | 1701197 | 8403930 | 5 | Services equipment | Annual inspections and maintenance | Assembly | 3.3864 | Hours | 1 | 44 | 1 | FALSE | 1 | FALSE | 3 | [6 empty] | 41 | B2B3 | 0.18312 | 1.186e-08 | 0.00099292 | 0.00022775 | 5.6515e-05 | 2.2105e-07 | 2.82 | 135.4925 | 0.00072778
| Civic Offices | Objects dart and other ornamental features: Nominal allowance. (Fittings and Furnishings components (? spent)) | 1701197 | 8403930 | 5 | Services equipment | Annual inspections and maintenance | Assembly | 3.3864 | Hours | 1 | 44 | 1 | FALSE | 1 | FALSE | 3 | [6 empty] | 42 | B2B3 | 0.18312 | 1.186e-08 | 0.00099292 | 0.00022775 | 5.6515e-05 | 2.2105e-07 | 2.82 | 135.4925 | 0.00072778
| Civic Offices | Objects dart and other ornamental features: Nominal allowance. (Fittings and Furnishings components (? spent)) | 1701197 | 8403930 | 5 | Services equipment | Annual inspections and maintenance | Assembly | 3.3864 | Hours | 1 | 44 | 1 | FALSE | 1 | FALSE | 3 | [6 empty] | 43 | B2B3 | 0.18312 | 1.186e-08 | 0.00099292 | 0.00022775 | 5.6515e-05 | 2.2105e-07 | 2.82 | 135.4925 | 0.00072778
| Civic Offices | Objects dart and other ornamental features: Nominal allowance. (Fittings and Furnishings components (? spent)) | 1701197 | 8403930 | 5 | Services equipment | Annual inspections and maintenance | Assembly | 3.3864 | Hours | 1 | 44 | 1 | FALSE | 1 | FALSE | 3 | [6 empty] | 44 | B2B3 | 0.18312 | 1.186e-08 | 0.00099292 | 0.00022775 | 5.6515e-05 | 2.2105e-07 | 2.82 | 135.4925 | 0.00072778
| Civic Offices | Objects dart and other ornamental features: Nominal allowance. (Fittings and Furnishings components (? spent)) | 1701197 | 8403930 | 5 | Services equipment | Annual inspections and maintenance | Assembly | 3.3864 | Hours | 1 | 44 | 1 | FALSE | 1 | FALSE | 3 | [6 empty] | 45 | B2B3 | 0.18312 | 1.186e-08 | 0.00099292 | 0.00022775 | 5.6515e-05 | 2.2105e-07 | 2.82 | 135.4925 | 0.00072778
| Civic Offices | Objects dart and other ornamental features: Nominal allowance. (Fittings and Furnishings components (? spent)) | 1701197 | 8403930 | 5 | Services equipment | Annual inspections and maintenance | Assembly | 3.3864 | Hours | 1 | 44 | 1 | FALSE | 1 | FALSE | 3 | [6 empty] | 46 | B2B3 | 0.18312 | 1.186e-08 | 0.00099292 | 0.00022775 | 5.6515e-05 | 2.2105e-07 | 2.82 | 135.4925 | 0.00072778
| Civic Offices | Objects dart and other ornamental features: Nominal allowance. (Fittings and Furnishings components (? spent)) | 1701197 | 8403930 | 5 | Services equipment | Annual inspections and maintenance | Assembly | 3.3864 | Hours | 1 | 44 | 1 | FALSE | 1 | FALSE | 3 | [6 empty] | 47 | B2B3 | 0.18312 | 1.186e-08 | 0.00099292 | 0.00022775 | 5.6515e-05 | 2.2105e-07 | 2.82 | 135.4925 | 0.00072778
| Civic Offices | Objects dart and other ornamental features: Nominal allowance. (Fittings and Furnishings components (? spent)) | 1701197 | 8403930 | 5 | Services equipment | Annual inspections and maintenance | Assembly | 3.3864 | Hours | 1 | 44 | 1 | FALSE | 1 | FALSE | 3 | [6 empty] | 48 | B2B3 | 0.18312 | 1.186e-08 | 0.00099292 | 0.00022775 | 5.6515e-05 | 2.2105e-07 | 2.82 | 135.4925 | 0.00072778
| Civic Offices | Objects dart and other ornamental features: Nominal allowance. (Fittings and Furnishings components (? spent)) | 1701197 | 8403930 | 5 | Services equipment | Annual inspections and maintenance | Assembly | 3.3864 | Hours | 1 | 44 | 1 | FALSE | 1 | FALSE | 3 | [6 empty] | 49 | B2B3 | 0.18312 | 1.186e-08 | 0.00099292 | 0.00022775 | 5.6515e-05 | 2.2105e-07 | 2.82 | 135.4925 | 0.00072778
| Civic Offices | Objects dart and other ornamental features: Nominal allowance. (Fittings and Furnishings components (? spent)) | 1701197 | 8403930 | 5 | Services equipment | Annual inspections and maintenance | Assembly | 3.3864 | Hours | 1 | 44 | 1 | FALSE | 1 | FALSE | 3 | [6 empty] | 50 | B2B3 | 0.18312 | 1.186e-08 | 0.00099292 | 0.00022775 | 5.6515e-05 | 2.2105e-07 | 2.82 | 135.4925 | 0.00072778
| Civic Offices | Objects dart and other ornamental features: Nominal allowance. (Fittings and Furnishings components (? spent)) | 1701197 | 8403930 | 5 | Services equipment | Annual inspections and maintenance | Assembly | 3.3864 | Hours | 1 | 44 | 1 | FALSE | 1 | FALSE | 3 | [6 empty] | 51 | B2B3 | 0.18312 | 1.186e-08 | 0.00099292 | 0.00022775 | 5.6515e-05 | 2.2105e-07 | 2.82 | 135.4925 | 0.00072778
| Civic Offices | Objects dart and other ornamental features: Nominal allowance. (Fittings and Furnishings components (? spent)) | 1701197 | 8403930 | 5 | Services equipment | Annual inspections and maintenance | Assembly | 3.3864 | Hours | 1 | 44 | 1 | FALSE | 1 | FALSE | 3 | [6 empty] | 52 | B2B3 | 0.18312 | 1.186e-08 | 0.00099292 | 0.00022775 | 5.6515e-05 | 2.2105e-07 | 2.82 | 135.4925 | 0.00072778
| Civic Offices | Objects dart and other ornamental features: Nominal allowance. (Fittings and Furnishings components (? spent)) | 1701197 | 8403930 | 5 | Services equipment | Annual inspections and maintenance | Assembly | 3.3864 | Hours | 1 | 44 | 1 | FALSE | 1 | FALSE | 3 | [6 empty] | 53 | B2B3 | 0.18312 | 1.186e-08 | 0.00099292 | 0.00022775 | 5.6515e-05 | 2.2105e-07 | 2.82 | 135.4925 | 0.00072778
| Civic Offices | Objects dart and other ornamental features: Nominal allowance. (Fittings and Furnishings components (? spent)) | 1701197 | 8403930 | 5 | Services equipment | Annual inspections and maintenance | Assembly | 3.3864 | Hours | 1 | 44 | 1 | FALSE | 1 | FALSE | 3 | [6 empty] | 54 | B2B3 | 0.18312 | 1.186e-08 | 0.00099292 | 0.00022775 | 5.6515e-05 | 2.2105e-07 | 2.82 | 135.4925 | 0.00072778
| Civic Offices | Objects dart and other ornamental features: Nominal allowance. (Fittings and Furnishings components (? spent)) | 1701197 | 8403930 | 5 | Services equipment | Annual inspections and maintenance | Assembly | 3.3864 | Hours | 1 | 44 | 1 | FALSE | 1 | FALSE | 3 | [6 empty] | 55 | B2B3 | 0.18312 | 1.186e-08 | 0.00099292 | 0.00022775 | 5.6515e-05 | 2.2105e-07 | 2.82 | 135.4925 | 0.00072778
| Civic Offices | Objects dart and other ornamental features: Nominal allowance. (Fittings and Furnishings components (? spent)) | 1701197 | 8403930 | 5 | Services equipment | Annual inspections and maintenance | Assembly | 3.3864 | Hours | 1 | 44 | 1 | FALSE | 1 | FALSE | 3 | [6 empty] | 56 | B2B3 | 0.18312 | 1.186e-08 | 0.00099292 | 0.00022775 | 5.6515e-05 | 2.2105e-07 | 2.82 | 135.4925 | 0.00072778
| Civic Offices | Objects dart and other ornamental features: Nominal allowance. (Fittings and Furnishings components (? spent)) | 1701197 | 8403930 | 5 | Services equipment | Annual inspections and maintenance | Assembly | 3.3864 | Hours | 1 | 44 | 1 | FALSE | 1 | FALSE | 3 | [6 empty] | 57 | B2B3 | 0.18312 | 1.186e-08 | 0.00099292 | 0.00022775 | 5.6515e-05 | 2.2105e-07 | 2.82 | 135.4925 | 0.00072778
| Civic Offices | Objects dart and other ornamental features: Nominal allowance. (Fittings and Furnishings components (? spent)) | 1701197 | 8403930 | 5 | Services equipment | Annual inspections and maintenance | Assembly | 3.3864 | Hours | 1 | 44 | 1 | FALSE | 1 | FALSE | 3 | [6 empty] | 58 | B2B3 | 0.18312 | 1.186e-08 | 0.00099292 | 0.00022775 | 5.6515e-05 | 2.2105e-07 | 2.82 | 135.4925 | 0.00072778
| Civic Offices | Objects dart and other ornamental features: Nominal allowance. (Fittings and Furnishings components (? spent)) | 1701197 | 8403930 | 5 | Services equipment | Annual inspections and maintenance | Assembly | 3.3864 | Hours | 1 | 44 | 1 | FALSE | 1 | FALSE | 3 | [6 empty] | 59 | B2B3 | 0.18312 | 1.186e-08 | 0.00099292 | 0.00022775 | 5.6515e-05 | 2.2105e-07 | 2.82 | 135.4925 | 0.00072778
| Civic Offices | Objects dart and other ornamental features: Nominal allowance. (Fittings and Furnishings components (? spent)) | 1701197 | 8403930 | 5 | Services equipment | Annual inspections and maintenance | Assembly | 3.3864 | Hours | 1 | 44 | 1 | FALSE | 1 | FALSE | 3 | [6 empty] | 60 | B2B3 | 0.18312 | 1.186e-08 | 0.00099292 | 0.00022775 | 5.6515e-05 | 2.2105e-07 | 2.82 | 135.4925 | 0.00072778
| Civic Offices | Decorative features and panels: Nominal allowance. (Fittings and Furnishings components (£ spent)) | 1701198 | 8403936 | 5 | Services equipment | Install | Assembly | 67.7277 | Hours | 20 | 44 | 1 | FALSE | 1 | FALSE | 1 | [6 empty] | 0 | A5 | 3.6625 | 2.372e-07 | 0.019858 | 0.004555 | 0.0011303 | 4.421e-06 | 56.4009 | 2709.8504 | 0.014556
| Civic Offices | Decorative features and panels: Nominal allowance. (Fittings and Furnishings components (£ spent)) | 1701198 | 8403936 | 5 | Services equipment | Install | Assembly | 67.7277 | Hours | 20 | 44 | 1 | FALSE | 1 | FALSE | 1 | [6 empty] | 0 | A4 | 0 | 0 | 0 | 0 | 0 | 0 | 0 | 0 | 0
| Civic Offices | Decorative features and panels: Nominal allowance. (Fittings and Furnishings components (£ spent)) | 1701198 | 8403936 | 5 | Services equipment | Install | Assembly | 67.7277 | Hours | 20 | 44 | 1 | FALSE | 1 | FALSE | 1 | [6 empty] | 20 | B4B5 | 3.6625 | 2.372e-07 | 0.019858 | 0.004555 | 0.0011303 | 4.421e-06 | 56.4009 | 2709.8504 | 0.014556
| Civic Offices | Decorative features and panels: Nominal allowance. (Fittings and Furnishings components (£ spent)) | 1701198 | 8403936 | 5 | Services equipment | Install | Assembly | 67.7277 | Hours | 20 | 44 | 1 | FALSE | 1 | FALSE | 1 | [6 empty] | 40 | B4B5 | 3.6625 | 2.372e-07 | 0.019858 | 0.004555 | 0.0011303 | 4.421e-06 | 56.4009 | 2709.8504 | 0.014556
| Civic Offices | Decorative features and panels: Nominal allowance. (Fittings and Furnishings components (£ spent)) | 1701198 | 8403937 | 5 | Services equipment | Annual inspections and maintenance | Assembly | 3.3864 | Hours | 1 | 44 | 1 | FALSE | 1 | FALSE | 3 | [6 empty] | 1 | B2B3 | 0.18312 | 1.186e-08 | 0.00099292 | 0.00022775 | 5.6515e-05 | 2.2105e-07 | 2.82 | 135.4925 | 0.00072778
| Civic Offices | Decorative features and panels: Nominal allowance. (Fittings and Furnishings components (£ spent)) | 1701198 | 8403937 | 5 | Services equipment | Annual inspections and maintenance | Assembly | 3.3864 | Hours | 1 | 44 | 1 | FALSE | 1 | FALSE | 3 | [6 empty] | 2 | B2B3 | 0.18312 | 1.186e-08 | 0.00099292 | 0.00022775 | 5.6515e-05 | 2.2105e-07 | 2.82 | 135.4925 | 0.00072778
| Civic Offices | Decorative features and panels: Nominal allowance. (Fittings and Furnishings components (£ spent)) | 1701198 | 8403937 | 5 | Services equipment | Annual inspections and maintenance | Assembly | 3.3864 | Hours | 1 | 44 | 1 | FALSE | 1 | FALSE | 3 | [6 empty] | 3 | B2B3 | 0.18312 | 1.186e-08 | 0.00099292 | 0.00022775 | 5.6515e-05 | 2.2105e-07 | 2.82 | 135.4925 | 0.00072778
| Civic Offices | Decorative features and panels: Nominal allowance. (Fittings and Furnishings components (£ spent)) | 1701198 | 8403937 | 5 | Services equipment | Annual inspections and maintenance | Assembly | 3.3864 | Hours | 1 | 44 | 1 | FALSE | 1 | FALSE | 3 | [6 empty] | 4 | B2B3 | 0.18312 | 1.186e-08 | 0.00099292 | 0.00022775 | 5.6515e-05 | 2.2105e-07 | 2.82 | 135.4925 | 0.00072778
| Civic Offices | Decorative features and panels: Nominal allowance. (Fittings and Furnishings components (£ spent)) | 1701198 | 8403937 | 5 | Services equipment | Annual inspections and maintenance | Assembly | 3.3864 | Hours | 1 | 44 | 1 | FALSE | 1 | FALSE | 3 | [6 empty] | 5 | B2B3 | 0.18312 | 1.186e-08 | 0.00099292 | 0.00022775 | 5.6515e-05 | 2.2105e-07 | 2.82 | 135.4925 | 0.00072778
| Civic Offices | Decorative features and panels: Nominal allowance. (Fittings and Furnishings components (£ spent)) | 1701198 | 8403937 | 5 | Services equipment | Annual inspections and maintenance | Assembly | 3.3864 | Hours | 1 | 44 | 1 | FALSE | 1 | FALSE | 3 | [6 empty] | 6 | B2B3 | 0.18312 | 1.186e-08 | 0.00099292 | 0.00022775 | 5.6515e-05 | 2.2105e-07 | 2.82 | 135.4925 | 0.00072778
| Civic Offices | Decorative features and panels: Nominal allowance. (Fittings and Furnishings components (£ spent)) | 1701198 | 8403937 | 5 | Services equipment | Annual inspections and maintenance | Assembly | 3.3864 | Hours | 1 | 44 | 1 | FALSE | 1 | FALSE | 3 | [6 empty] | 7 | B2B3 | 0.18312 | 1.186e-08 | 0.00099292 | 0.00022775 | 5.6515e-05 | 2.2105e-07 | 2.82 | 135.4925 | 0.00072778
| Civic Offices | Decorative features and panels: Nominal allowance. (Fittings and Furnishings components (£ spent)) | 1701198 | 8403937 | 5 | Services equipment | Annual inspections and maintenance | Assembly | 3.3864 | Hours | 1 | 44 | 1 | FALSE | 1 | FALSE | 3 | [6 empty] | 8 | B2B3 | 0.18312 | 1.186e-08 | 0.00099292 | 0.00022775 | 5.6515e-05 | 2.2105e-07 | 2.82 | 135.4925 | 0.00072778
| Civic Offices | Decorative features and panels: Nominal allowance. (Fittings and Furnishings components (£ spent)) | 1701198 | 8403937 | 5 | Services equipment | Annual inspections and maintenance | Assembly | 3.3864 | Hours | 1 | 44 | 1 | FALSE | 1 | FALSE | 3 | [6 empty] | 9 | B2B3 | 0.18312 | 1.186e-08 | 0.00099292 | 0.00022775 | 5.6515e-05 | 2.2105e-07 | 2.82 | 135.4925 | 0.00072778
| Civic Offices | Decorative features and panels: Nominal allowance. (Fittings and Furnishings components (£ spent)) | 1701198 | 8403937 | 5 | Services equipment | Annual inspections and maintenance | Assembly | 3.3864 | Hours | 1 | 44 | 1 | FALSE | 1 | FALSE | 3 | [6 empty] | 10 | B2B3 | 0.18312 | 1.186e-08 | 0.00099292 | 0.00022775 | 5.6515e-05 | 2.2105e-07 | 2.82 | 135.4925 | 0.00072778
| Civic Offices | Decorative features and panels: Nominal allowance. (Fittings and Furnishings components (£ spent)) | 1701198 | 8403937 | 5 | Services equipment | Annual inspections and maintenance | Assembly | 3.3864 | Hours | 1 | 44 | 1 | FALSE | 1 | FALSE | 3 | [6 empty] | 11 | B2B3 | 0.18312 | 1.186e-08 | 0.00099292 | 0.00022775 | 5.6515e-05 | 2.2105e-07 | 2.82 | 135.4925 | 0.00072778
| Civic Offices | Decorative features and panels: Nominal allowance. (Fittings and Furnishings components (£ spent)) | 1701198 | 8403937 | 5 | Services equipment | Annual inspections and maintenance | Assembly | 3.3864 | Hours | 1 | 44 | 1 | FALSE | 1 | FALSE | 3 | [6 empty] | 12 | B2B3 | 0.18312 | 1.186e-08 | 0.00099292 | 0.00022775 | 5.6515e-05 | 2.2105e-07 | 2.82 | 135.4925 | 0.00072778
| Civic Offices | Decorative features and panels: Nominal allowance. (Fittings and Furnishings components (£ spent)) | 1701198 | 8403937 | 5 | Services equipment | Annual inspections and maintenance | Assembly | 3.3864 | Hours | 1 | 44 | 1 | FALSE | 1 | FALSE | 3 | [6 empty] | 13 | B2B3 | 0.18312 | 1.186e-08 | 0.00099292 | 0.00022775 | 5.6515e-05 | 2.2105e-07 | 2.82 | 135.4925 | 0.00072778
| Civic Offices | Decorative features and panels: Nominal allowance. (Fittings and Furnishings components (£ spent)) | 1701198 | 8403937 | 5 | Services equipment | Annual inspections and maintenance | Assembly | 3.3864 | Hours | 1 | 44 | 1 | FALSE | 1 | FALSE | 3 | [6 empty] | 14 | B2B3 | 0.18312 | 1.186e-08 | 0.00099292 | 0.00022775 | 5.6515e-05 | 2.2105e-07 | 2.82 | 135.4925 | 0.00072778
| Civic Offices | Decorative features and panels: Nominal allowance. (Fittings and Furnishings components (£ spent)) | 1701198 | 8403937 | 5 | Services equipment | Annual inspections and maintenance | Assembly | 3.3864 | Hours | 1 | 44 | 1 | FALSE | 1 | FALSE | 3 | [6 empty] | 15 | B2B3 | 0.18312 | 1.186e-08 | 0.00099292 | 0.00022775 | 5.6515e-05 | 2.2105e-07 | 2.82 | 135.4925 | 0.00072778
| Civic Offices | Decorative features and panels: Nominal allowance. (Fittings and Furnishings components (£ spent)) | 1701198 | 8403937 | 5 | Services equipment | Annual inspections and maintenance | Assembly | 3.3864 | Hours | 1 | 44 | 1 | FALSE | 1 | FALSE | 3 | [6 empty] | 16 | B2B3 | 0.18312 | 1.186e-08 | 0.00099292 | 0.00022775 | 5.6515e-05 | 2.2105e-07 | 2.82 | 135.4925 | 0.00072778
| Civic Offices | Decorative features and panels: Nominal allowance. (Fittings and Furnishings components (£ spent)) | 1701198 | 8403937 | 5 | Services equipment | Annual inspections and maintenance | Assembly | 3.3864 | Hours | 1 | 44 | 1 | FALSE | 1 | FALSE | 3 | [6 empty] | 17 | B2B3 | 0.18312 | 1.186e-08 | 0.00099292 | 0.00022775 | 5.6515e-05 | 2.2105e-07 | 2.82 | 135.4925 | 0.00072778
| Civic Offices | Decorative features and panels: Nominal allowance. (Fittings and Furnishings components (£ spent)) | 1701198 | 8403937 | 5 | Services equipment | Annual inspections and maintenance | Assembly | 3.3864 | Hours | 1 | 44 | 1 | FALSE | 1 | FALSE | 3 | [6 empty] | 18 | B2B3 | 0.18312 | 1.186e-08 | 0.00099292 | 0.00022775 | 5.6515e-05 | 2.2105e-07 | 2.82 | 135.4925 | 0.00072778
| Civic Offices | Decorative features and panels: Nominal allowance. (Fittings and Furnishings components (£ spent)) | 1701198 | 8403937 | 5 | Services equipment | Annual inspections and maintenance | Assembly | 3.3864 | Hours | 1 | 44 | 1 | FALSE | 1 | FALSE | 3 | [6 empty] | 19 | B2B3 | 0.18312 | 1.186e-08 | 0.00099292 | 0.00022775 | 5.6515e-05 | 2.2105e-07 | 2.82 | 135.4925 | 0.00072778
| Civic Offices | Decorative features and panels: Nominal allowance. (Fittings and Furnishings components (£ spent)) | 1701198 | 8403937 | 5 | Services equipment | Annual inspections and maintenance | Assembly | 3.3864 | Hours | 1 | 44 | 1 | FALSE | 1 | FALSE | 3 | [6 empty] | 20 | B2B3 | 0.18312 | 1.186e-08 | 0.00099292 | 0.00022775 | 5.6515e-05 | 2.2105e-07 | 2.82 | 135.4925 | 0.00072778
| Civic Offices | Decorative features and panels: Nominal allowance. (Fittings and Furnishings components (£ spent)) | 1701198 | 8403937 | 5 | Services equipment | Annual inspections and maintenance | Assembly | 3.3864 | Hours | 1 | 44 | 1 | FALSE | 1 | FALSE | 3 | [6 empty] | 21 | B2B3 | 0.18312 | 1.186e-08 | 0.00099292 | 0.00022775 | 5.6515e-05 | 2.2105e-07 | 2.82 | 135.4925 | 0.00072778
| Civic Offices | Decorative features and panels: Nominal allowance. (Fittings and Furnishings components (£ spent)) | 1701198 | 8403937 | 5 | Services equipment | Annual inspections and maintenance | Assembly | 3.3864 | Hours | 1 | 44 | 1 | FALSE | 1 | FALSE | 3 | [6 empty] | 22 | B2B3 | 0.18312 | 1.186e-08 | 0.00099292 | 0.00022775 | 5.6515e-05 | 2.2105e-07 | 2.82 | 135.4925 | 0.00072778
| Civic Offices | Decorative features and panels: Nominal allowance. (Fittings and Furnishings components (£ spent)) | 1701198 | 8403937 | 5 | Services equipment | Annual inspections and maintenance | Assembly | 3.3864 | Hours | 1 | 44 | 1 | FALSE | 1 | FALSE | 3 | [6 empty] | 23 | B2B3 | 0.18312 | 1.186e-08 | 0.00099292 | 0.00022775 | 5.6515e-05 | 2.2105e-07 | 2.82 | 135.4925 | 0.00072778
| Civic Offices | Decorative features and panels: Nominal allowance. (Fittings and Furnishings components (£ spent)) | 1701198 | 8403937 | 5 | Services equipment | Annual inspections and maintenance | Assembly | 3.3864 | Hours | 1 | 44 | 1 | FALSE | 1 | FALSE | 3 | [6 empty] | 24 | B2B3 | 0.18312 | 1.186e-08 | 0.00099292 | 0.00022775 | 5.6515e-05 | 2.2105e-07 | 2.82 | 135.4925 | 0.00072778
| Civic Offices | Decorative features and panels: Nominal allowance. (Fittings and Furnishings components (£ spent)) | 1701198 | 8403937 | 5 | Services equipment | Annual inspections and maintenance | Assembly | 3.3864 | Hours | 1 | 44 | 1 | FALSE | 1 | FALSE | 3 | [6 empty] | 25 | B2B3 | 0.18312 | 1.186e-08 | 0.00099292 | 0.00022775 | 5.6515e-05 | 2.2105e-07 | 2.82 | 135.4925 | 0.00072778
| Civic Offices | Decorative features and panels: Nominal allowance. (Fittings and Furnishings components (£ spent)) | 1701198 | 8403937 | 5 | Services equipment | Annual inspections and maintenance | Assembly | 3.3864 | Hours | 1 | 44 | 1 | FALSE | 1 | FALSE | 3 | [6 empty] | 26 | B2B3 | 0.18312 | 1.186e-08 | 0.00099292 | 0.00022775 | 5.6515e-05 | 2.2105e-07 | 2.82 | 135.4925 | 0.00072778
| Civic Offices | Decorative features and panels: Nominal allowance. (Fittings and Furnishings components (£ spent)) | 1701198 | 8403937 | 5 | Services equipment | Annual inspections and maintenance | Assembly | 3.3864 | Hours | 1 | 44 | 1 | FALSE | 1 | FALSE | 3 | [6 empty] | 27 | B2B3 | 0.18312 | 1.186e-08 | 0.00099292 | 0.00022775 | 5.6515e-05 | 2.2105e-07 | 2.82 | 135.4925 | 0.00072778
| Civic Offices | Decorative features and panels: Nominal allowance. (Fittings and Furnishings components (£ spent)) | 1701198 | 8403937 | 5 | Services equipment | Annual inspections and maintenance | Assembly | 3.3864 | Hours | 1 | 44 | 1 | FALSE | 1 | FALSE | 3 | [6 empty] | 28 | B2B3 | 0.18312 | 1.186e-08 | 0.00099292 | 0.00022775 | 5.6515e-05 | 2.2105e-07 | 2.82 | 135.4925 | 0.00072778
| Civic Offices | Decorative features and panels: Nominal allowance. (Fittings and Furnishings components (£ spent)) | 1701198 | 8403937 | 5 | Services equipment | Annual inspections and maintenance | Assembly | 3.3864 | Hours | 1 | 44 | 1 | FALSE | 1 | FALSE | 3 | [6 empty] | 29 | B2B3 | 0.18312 | 1.186e-08 | 0.00099292 | 0.00022775 | 5.6515e-05 | 2.2105e-07 | 2.82 | 135.4925 | 0.00072778
| Civic Offices | Decorative features and panels: Nominal allowance. (Fittings and Furnishings components (£ spent)) | 1701198 | 8403937 | 5 | Services equipment | Annual inspections and maintenance | Assembly | 3.3864 | Hours | 1 | 44 | 1 | FALSE | 1 | FALSE | 3 | [6 empty] | 30 | B2B3 | 0.18312 | 1.186e-08 | 0.00099292 | 0.00022775 | 5.6515e-05 | 2.2105e-07 | 2.82 | 135.4925 | 0.00072778
| Civic Offices | Decorative features and panels: Nominal allowance. (Fittings and Furnishings components (£ spent)) | 1701198 | 8403937 | 5 | Services equipment | Annual inspections and maintenance | Assembly | 3.3864 | Hours | 1 | 44 | 1 | FALSE | 1 | FALSE | 3 | [6 empty] | 31 | B2B3 | 0.18312 | 1.186e-08 | 0.00099292 | 0.00022775 | 5.6515e-05 | 2.2105e-07 | 2.82 | 135.4925 | 0.00072778
| Civic Offices | Decorative features and panels: Nominal allowance. (Fittings and Furnishings components (£ spent)) | 1701198 | 8403937 | 5 | Services equipment | Annual inspections and maintenance | Assembly | 3.3864 | Hours | 1 | 44 | 1 | FALSE | 1 | FALSE | 3 | [6 empty] | 32 | B2B3 | 0.18312 | 1.186e-08 | 0.00099292 | 0.00022775 | 5.6515e-05 | 2.2105e-07 | 2.82 | 135.4925 | 0.00072778
| Civic Offices | Decorative features and panels: Nominal allowance. (Fittings and Furnishings components (£ spent)) | 1701198 | 8403937 | 5 | Services equipment | Annual inspections and maintenance | Assembly | 3.3864 | Hours | 1 | 44 | 1 | FALSE | 1 | FALSE | 3 | [6 empty] | 33 | B2B3 | 0.18312 | 1.186e-08 | 0.00099292 | 0.00022775 | 5.6515e-05 | 2.2105e-07 | 2.82 | 135.4925 | 0.00072778
| Civic Offices | Decorative features and panels: Nominal allowance. (Fittings and Furnishings components (£ spent)) | 1701198 | 8403937 | 5 | Services equipment | Annual inspections and maintenance | Assembly | 3.3864 | Hours | 1 | 44 | 1 | FALSE | 1 | FALSE | 3 | [6 empty] | 34 | B2B3 | 0.18312 | 1.186e-08 | 0.00099292 | 0.00022775 | 5.6515e-05 | 2.2105e-07 | 2.82 | 135.4925 | 0.00072778
| Civic Offices | Decorative features and panels: Nominal allowance. (Fittings and Furnishings components (£ spent)) | 1701198 | 8403937 | 5 | Services equipment | Annual inspections and maintenance | Assembly | 3.3864 | Hours | 1 | 44 | 1 | FALSE | 1 | FALSE | 3 | [6 empty] | 35 | B2B3 | 0.18312 | 1.186e-08 | 0.00099292 | 0.00022775 | 5.6515e-05 | 2.2105e-07 | 2.82 | 135.4925 | 0.00072778
| Civic Offices | Decorative features and panels: Nominal allowance. (Fittings and Furnishings components (£ spent)) | 1701198 | 8403937 | 5 | Services equipment | Annual inspections and maintenance | Assembly | 3.3864 | Hours | 1 | 44 | 1 | FALSE | 1 | FALSE | 3 | [6 empty] | 36 | B2B3 | 0.18312 | 1.186e-08 | 0.00099292 | 0.00022775 | 5.6515e-05 | 2.2105e-07 | 2.82 | 135.4925 | 0.00072778
| Civic Offices | Decorative features and panels: Nominal allowance. (Fittings and Furnishings components (£ spent)) | 1701198 | 8403937 | 5 | Services equipment | Annual inspections and maintenance | Assembly | 3.3864 | Hours | 1 | 44 | 1 | FALSE | 1 | FALSE | 3 | [6 empty] | 37 | B2B3 | 0.18312 | 1.186e-08 | 0.00099292 | 0.00022775 | 5.6515e-05 | 2.2105e-07 | 2.82 | 135.4925 | 0.00072778
| Civic Offices | Decorative features and panels: Nominal allowance. (Fittings and Furnishings components (£ spent)) | 1701198 | 8403937 | 5 | Services equipment | Annual inspections and maintenance | Assembly | 3.3864 | Hours | 1 | 44 | 1 | FALSE | 1 | FALSE | 3 | [6 empty] | 38 | B2B3 | 0.18312 | 1.186e-08 | 0.00099292 | 0.00022775 | 5.6515e-05 | 2.2105e-07 | 2.82 | 135.4925 | 0.00072778
| Civic Offices | Decorative features and panels: Nominal allowance. (Fittings and Furnishings components (£ spent)) | 1701198 | 8403937 | 5 | Services equipment | Annual inspections and maintenance | Assembly | 3.3864 | Hours | 1 | 44 | 1 | FALSE | 1 | FALSE | 3 | [6 empty] | 39 | B2B3 | 0.18312 | 1.186e-08 | 0.00099292 | 0.00022775 | 5.6515e-05 | 2.2105e-07 | 2.82 | 135.4925 | 0.00072778
| Civic Offices | Decorative features and panels: Nominal allowance. (Fittings and Furnishings components (£ spent)) | 1701198 | 8403937 | 5 | Services equipment | Annual inspections and maintenance | Assembly | 3.3864 | Hours | 1 | 44 | 1 | FALSE | 1 | FALSE | 3 | [6 empty] | 40 | B2B3 | 0.18312 | 1.186e-08 | 0.00099292 | 0.00022775 | 5.6515e-05 | 2.2105e-07 | 2.82 | 135.4925 | 0.00072778
| Civic Offices | Decorative features and panels: Nominal allowance. (Fittings and Furnishings components (£ spent)) | 1701198 | 8403937 | 5 | Services equipment | Annual inspections and maintenance | Assembly | 3.3864 | Hours | 1 | 44 | 1 | FALSE | 1 | FALSE | 3 | [6 empty] | 41 | B2B3 | 0.18312 | 1.186e-08 | 0.00099292 | 0.00022775 | 5.6515e-05 | 2.2105e-07 | 2.82 | 135.4925 | 0.00072778
| Civic Offices | Decorative features and panels: Nominal allowance. (Fittings and Furnishings components (£ spent)) | 1701198 | 8403937 | 5 | Services equipment | Annual inspections and maintenance | Assembly | 3.3864 | Hours | 1 | 44 | 1 | FALSE | 1 | FALSE | 3 | [6 empty] | 42 | B2B3 | 0.18312 | 1.186e-08 | 0.00099292 | 0.00022775 | 5.6515e-05 | 2.2105e-07 | 2.82 | 135.4925 | 0.00072778
| Civic Offices | Decorative features and panels: Nominal allowance. (Fittings and Furnishings components (£ spent)) | 1701198 | 8403937 | 5 | Services equipment | Annual inspections and maintenance | Assembly | 3.3864 | Hours | 1 | 44 | 1 | FALSE | 1 | FALSE | 3 | [6 empty] | 43 | B2B3 | 0.18312 | 1.186e-08 | 0.00099292 | 0.00022775 | 5.6515e-05 | 2.2105e-07 | 2.82 | 135.4925 | 0.00072778
| Civic Offices | Decorative features and panels: Nominal allowance. (Fittings and Furnishings components (£ spent)) | 1701198 | 8403937 | 5 | Services equipment | Annual inspections and maintenance | Assembly | 3.3864 | Hours | 1 | 44 | 1 | FALSE | 1 | FALSE | 3 | [6 empty] | 44 | B2B3 | 0.18312 | 1.186e-08 | 0.00099292 | 0.00022775 | 5.6515e-05 | 2.2105e-07 | 2.82 | 135.4925 | 0.00072778
| Civic Offices | Decorative features and panels: Nominal allowance. (Fittings and Furnishings components (£ spent)) | 1701198 | 8403937 | 5 | Services equipment | Annual inspections and maintenance | Assembly | 3.3864 | Hours | 1 | 44 | 1 | FALSE | 1 | FALSE | 3 | [6 empty] | 45 | B2B3 | 0.18312 | 1.186e-08 | 0.00099292 | 0.00022775 | 5.6515e-05 | 2.2105e-07 | 2.82 | 135.4925 | 0.00072778
| Civic Offices | Decorative features and panels: Nominal allowance. (Fittings and Furnishings components (£ spent)) | 1701198 | 8403937 | 5 | Services equipment | Annual inspections and maintenance | Assembly | 3.3864 | Hours | 1 | 44 | 1 | FALSE | 1 | FALSE | 3 | [6 empty] | 46 | B2B3 | 0.18312 | 1.186e-08 | 0.00099292 | 0.00022775 | 5.6515e-05 | 2.2105e-07 | 2.82 | 135.4925 | 0.00072778
| Civic Offices | Decorative features and panels: Nominal allowance. (Fittings and Furnishings components (£ spent)) | 1701198 | 8403937 | 5 | Services equipment | Annual inspections and maintenance | Assembly | 3.3864 | Hours | 1 | 44 | 1 | FALSE | 1 | FALSE | 3 | [6 empty] | 47 | B2B3 | 0.18312 | 1.186e-08 | 0.00099292 | 0.00022775 | 5.6515e-05 | 2.2105e-07 | 2.82 | 135.4925 | 0.00072778
| Civic Offices | Decorative features and panels: Nominal allowance. (Fittings and Furnishings components (£ spent)) | 1701198 | 8403937 | 5 | Services equipment | Annual inspections and maintenance | Assembly | 3.3864 | Hours | 1 | 44 | 1 | FALSE | 1 | FALSE | 3 | [6 empty] | 48 | B2B3 | 0.18312 | 1.186e-08 | 0.00099292 | 0.00022775 | 5.6515e-05 | 2.2105e-07 | 2.82 | 135.4925 | 0.00072778
| Civic Offices | Decorative features and panels: Nominal allowance. (Fittings and Furnishings components (£ spent)) | 1701198 | 8403937 | 5 | Services equipment | Annual inspections and maintenance | Assembly | 3.3864 | Hours | 1 | 44 | 1 | FALSE | 1 | FALSE | 3 | [6 empty] | 49 | B2B3 | 0.18312 | 1.186e-08 | 0.00099292 | 0.00022775 | 5.6515e-05 | 2.2105e-07 | 2.82 | 135.4925 | 0.00072778
| Civic Offices | Decorative features and panels: Nominal allowance. (Fittings and Furnishings components (£ spent)) | 1701198 | 8403937 | 5 | Services equipment | Annual inspections and maintenance | Assembly | 3.3864 | Hours | 1 | 44 | 1 | FALSE | 1 | FALSE | 3 | [6 empty] | 50 | B2B3 | 0.18312 | 1.186e-08 | 0.00099292 | 0.00022775 | 5.6515e-05 | 2.2105e-07 | 2.82 | 135.4925 | 0.00072778
| Civic Offices | Decorative features and panels: Nominal allowance. (Fittings and Furnishings components (£ spent)) | 1701198 | 8403937 | 5 | Services equipment | Annual inspections and maintenance | Assembly | 3.3864 | Hours | 1 | 44 | 1 | FALSE | 1 | FALSE | 3 | [6 empty] | 51 | B2B3 | 0.18312 | 1.186e-08 | 0.00099292 | 0.00022775 | 5.6515e-05 | 2.2105e-07 | 2.82 | 135.4925 | 0.00072778
| Civic Offices | Decorative features and panels: Nominal allowance. (Fittings and Furnishings components (£ spent)) | 1701198 | 8403937 | 5 | Services equipment | Annual inspections and maintenance | Assembly | 3.3864 | Hours | 1 | 44 | 1 | FALSE | 1 | FALSE | 3 | [6 empty] | 52 | B2B3 | 0.18312 | 1.186e-08 | 0.00099292 | 0.00022775 | 5.6515e-05 | 2.2105e-07 | 2.82 | 135.4925 | 0.00072778
| Civic Offices | Decorative features and panels: Nominal allowance. (Fittings and Furnishings components (£ spent)) | 1701198 | 8403937 | 5 | Services equipment | Annual inspections and maintenance | Assembly | 3.3864 | Hours | 1 | 44 | 1 | FALSE | 1 | FALSE | 3 | [6 empty] | 53 | B2B3 | 0.18312 | 1.186e-08 | 0.00099292 | 0.00022775 | 5.6515e-05 | 2.2105e-07 | 2.82 | 135.4925 | 0.00072778
| Civic Offices | Decorative features and panels: Nominal allowance. (Fittings and Furnishings components (£ spent)) | 1701198 | 8403937 | 5 | Services equipment | Annual inspections and maintenance | Assembly | 3.3864 | Hours | 1 | 44 | 1 | FALSE | 1 | FALSE | 3 | [6 empty] | 54 | B2B3 | 0.18312 | 1.186e-08 | 0.00099292 | 0.00022775 | 5.6515e-05 | 2.2105e-07 | 2.82 | 135.4925 | 0.00072778
| Civic Offices | Decorative features and panels: Nominal allowance. (Fittings and Furnishings components (£ spent)) | 1701198 | 8403937 | 5 | Services equipment | Annual inspections and maintenance | Assembly | 3.3864 | Hours | 1 | 44 | 1 | FALSE | 1 | FALSE | 3 | [6 empty] | 55 | B2B3 | 0.18312 | 1.186e-08 | 0.00099292 | 0.00022775 | 5.6515e-05 | 2.2105e-07 | 2.82 | 135.4925 | 0.00072778
| Civic Offices | Decorative features and panels: Nominal allowance. (Fittings and Furnishings components (£ spent)) | 1701198 | 8403937 | 5 | Services equipment | Annual inspections and maintenance | Assembly | 3.3864 | Hours | 1 | 44 | 1 | FALSE | 1 | FALSE | 3 | [6 empty] | 56 | B2B3 | 0.18312 | 1.186e-08 | 0.00099292 | 0.00022775 | 5.6515e-05 | 2.2105e-07 | 2.82 | 135.4925 | 0.00072778
| Civic Offices | Decorative features and panels: Nominal allowance. (Fittings and Furnishings components (£ spent)) | 1701198 | 8403937 | 5 | Services equipment | Annual inspections and maintenance | Assembly | 3.3864 | Hours | 1 | 44 | 1 | FALSE | 1 | FALSE | 3 | [6 empty] | 57 | B2B3 | 0.18312 | 1.186e-08 | 0.00099292 | 0.00022775 | 5.6515e-05 | 2.2105e-07 | 2.82 | 135.4925 | 0.00072778
| Civic Offices | Decorative features and panels: Nominal allowance. (Fittings and Furnishings components (£ spent)) | 1701198 | 8403937 | 5 | Services equipment | Annual inspections and maintenance | Assembly | 3.3864 | Hours | 1 | 44 | 1 | FALSE | 1 | FALSE | 3 | [6 empty] | 58 | B2B3 | 0.18312 | 1.186e-08 | 0.00099292 | 0.00022775 | 5.6515e-05 | 2.2105e-07 | 2.82 | 135.4925 | 0.00072778
| Civic Offices | Decorative features and panels: Nominal allowance. (Fittings and Furnishings components (£ spent)) | 1701198 | 8403937 | 5 | Services equipment | Annual inspections and maintenance | Assembly | 3.3864 | Hours | 1 | 44 | 1 | FALSE | 1 | FALSE | 3 | [6 empty] | 59 | B2B3 | 0.18312 | 1.186e-08 | 0.00099292 | 0.00022775 | 5.6515e-05 | 2.2105e-07 | 2.82 | 135.4925 | 0.00072778
| Civic Offices | Decorative features and panels: Nominal allowance. (Fittings and Furnishings components (£ spent)) | 1701198 | 8403937 | 5 | Services equipment | Annual inspections and maintenance | Assembly | 3.3864 | Hours | 1 | 44 | 1 | FALSE | 1 | FALSE | 3 | [6 empty] | 60 | B2B3 | 0.18312 | 1.186e-08 | 0.00099292 | 0.00022775 | 5.6515e-05 | 2.2105e-07 | 2.82 | 135.4925 | 0.00072778
| Civic Offices | Wires nets traps and the like: Bird guards to deep window cills approx 500mm wide (Fittings and Furnishings components (£ spent)) | 1701199 | 8403943 | 5 | Services equipment | Install | Assembly | 35.8415 | Hours | 20 | 44 | 1 | FALSE | 1 | FALSE | 1 | [6 empty] | 0 | A5 | 1.9382 | 1.2553e-07 | 0.010509 | 0.0024105 | 0.00059815 | 2.3396e-06 | 29.8473 | 1434.0528 | 0.0077028
| Civic Offices | Wires nets traps and the like: Bird guards to deep window cills approx 500mm wide (Fittings and Furnishings components (£ spent)) | 1701199 | 8403943 | 5 | Services equipment | Install | Assembly | 35.8415 | Hours | 20 | 44 | 1 | FALSE | 1 | FALSE | 1 | [6 empty] | 0 | A4 | 0 | 0 | 0 | 0 | 0 | 0 | 0 | 0 | 0
| Civic Offices | Wires nets traps and the like: Bird guards to deep window cills approx 500mm wide (Fittings and Furnishings components (£ spent)) | 1701199 | 8403943 | 5 | Services equipment | Install | Assembly | 35.8415 | Hours | 20 | 44 | 1 | FALSE | 1 | FALSE | 1 | [6 empty] | 20 | B4B5 | 1.9382 | 1.2553e-07 | 0.010509 | 0.0024105 | 0.00059815 | 2.3396e-06 | 29.8473 | 1434.0528 | 0.0077028
| Civic Offices | Wires nets traps and the like: Bird guards to deep window cills approx 500mm wide (Fittings and Furnishings components (£ spent)) | 1701199 | 8403943 | 5 | Services equipment | Install | Assembly | 35.8415 | Hours | 20 | 44 | 1 | FALSE | 1 | FALSE | 1 | [6 empty] | 40 | B4B5 | 1.9382 | 1.2553e-07 | 0.010509 | 0.0024105 | 0.00059815 | 2.3396e-06 | 29.8473 | 1434.0528 | 0.0077028
| Civic Offices | Wires nets traps and the like: Bird guards to deep window cills approx 500mm wide (Fittings and Furnishings components (£ spent)) | 1701199 | 8403944 | 5 | Services equipment | Annual inspections and maintenance | Assembly | 1.7921 | Hours | 1 | 44 | 1 | FALSE | 1 | FALSE | 3 | [6 empty] | 1 | B2B3 | 0.096909 | 6.2763e-09 | 0.00052545 | 0.00012053 | 2.9908e-05 | 1.1698e-07 | 1.4924 | 71.7026 | 0.00038514
| Civic Offices | Wires nets traps and the like: Bird guards to deep window cills approx 500mm wide (Fittings and Furnishings components (£ spent)) | 1701199 | 8403944 | 5 | Services equipment | Annual inspections and maintenance | Assembly | 1.7921 | Hours | 1 | 44 | 1 | FALSE | 1 | FALSE | 3 | [6 empty] | 2 | B2B3 | 0.096909 | 6.2763e-09 | 0.00052545 | 0.00012053 | 2.9908e-05 | 1.1698e-07 | 1.4924 | 71.7026 | 0.00038514
| Civic Offices | Wires nets traps and the like: Bird guards to deep window cills approx 500mm wide (Fittings and Furnishings components (£ spent)) | 1701199 | 8403944 | 5 | Services equipment | Annual inspections and maintenance | Assembly | 1.7921 | Hours | 1 | 44 | 1 | FALSE | 1 | FALSE | 3 | [6 empty] | 3 | B2B3 | 0.096909 | 6.2763e-09 | 0.00052545 | 0.00012053 | 2.9908e-05 | 1.1698e-07 | 1.4924 | 71.7026 | 0.00038514
| Civic Offices | Wires nets traps and the like: Bird guards to deep window cills approx 500mm wide (Fittings and Furnishings components (£ spent)) | 1701199 | 8403944 | 5 | Services equipment | Annual inspections and maintenance | Assembly | 1.7921 | Hours | 1 | 44 | 1 | FALSE | 1 | FALSE | 3 | [6 empty] | 4 | B2B3 | 0.096909 | 6.2763e-09 | 0.00052545 | 0.00012053 | 2.9908e-05 | 1.1698e-07 | 1.4924 | 71.7026 | 0.00038514
| Civic Offices | Wires nets traps and the like: Bird guards to deep window cills approx 500mm wide (Fittings and Furnishings components (£ spent)) | 1701199 | 8403944 | 5 | Services equipment | Annual inspections and maintenance | Assembly | 1.7921 | Hours | 1 | 44 | 1 | FALSE | 1 | FALSE | 3 | [6 empty] | 5 | B2B3 | 0.096909 | 6.2763e-09 | 0.00052545 | 0.00012053 | 2.9908e-05 | 1.1698e-07 | 1.4924 | 71.7026 | 0.00038514
| Civic Offices | Wires nets traps and the like: Bird guards to deep window cills approx 500mm wide (Fittings and Furnishings components (£ spent)) | 1701199 | 8403944 | 5 | Services equipment | Annual inspections and maintenance | Assembly | 1.7921 | Hours | 1 | 44 | 1 | FALSE | 1 | FALSE | 3 | [6 empty] | 6 | B2B3 | 0.096909 | 6.2763e-09 | 0.00052545 | 0.00012053 | 2.9908e-05 | 1.1698e-07 | 1.4924 | 71.7026 | 0.00038514
| Civic Offices | Wires nets traps and the like: Bird guards to deep window cills approx 500mm wide (Fittings and Furnishings components (£ spent)) | 1701199 | 8403944 | 5 | Services equipment | Annual inspections and maintenance | Assembly | 1.7921 | Hours | 1 | 44 | 1 | FALSE | 1 | FALSE | 3 | [6 empty] | 7 | B2B3 | 0.096909 | 6.2763e-09 | 0.00052545 | 0.00012053 | 2.9908e-05 | 1.1698e-07 | 1.4924 | 71.7026 | 0.00038514
| Civic Offices | Wires nets traps and the like: Bird guards to deep window cills approx 500mm wide (Fittings and Furnishings components (£ spent)) | 1701199 | 8403944 | 5 | Services equipment | Annual inspections and maintenance | Assembly | 1.7921 | Hours | 1 | 44 | 1 | FALSE | 1 | FALSE | 3 | [6 empty] | 8 | B2B3 | 0.096909 | 6.2763e-09 | 0.00052545 | 0.00012053 | 2.9908e-05 | 1.1698e-07 | 1.4924 | 71.7026 | 0.00038514
| Civic Offices | Wires nets traps and the like: Bird guards to deep window cills approx 500mm wide (Fittings and Furnishings components (£ spent)) | 1701199 | 8403944 | 5 | Services equipment | Annual inspections and maintenance | Assembly | 1.7921 | Hours | 1 | 44 | 1 | FALSE | 1 | FALSE | 3 | [6 empty] | 9 | B2B3 | 0.096909 | 6.2763e-09 | 0.00052545 | 0.00012053 | 2.9908e-05 | 1.1698e-07 | 1.4924 | 71.7026 | 0.00038514
| Civic Offices | Wires nets traps and the like: Bird guards to deep window cills approx 500mm wide (Fittings and Furnishings components (£ spent)) | 1701199 | 8403944 | 5 | Services equipment | Annual inspections and maintenance | Assembly | 1.7921 | Hours | 1 | 44 | 1 | FALSE | 1 | FALSE | 3 | [6 empty] | 10 | B2B3 | 0.096909 | 6.2763e-09 | 0.00052545 | 0.00012053 | 2.9908e-05 | 1.1698e-07 | 1.4924 | 71.7026 | 0.00038514
| Civic Offices | Wires nets traps and the like: Bird guards to deep window cills approx 500mm wide (Fittings and Furnishings components (£ spent)) | 1701199 | 8403944 | 5 | Services equipment | Annual inspections and maintenance | Assembly | 1.7921 | Hours | 1 | 44 | 1 | FALSE | 1 | FALSE | 3 | [6 empty] | 11 | B2B3 | 0.096909 | 6.2763e-09 | 0.00052545 | 0.00012053 | 2.9908e-05 | 1.1698e-07 | 1.4924 | 71.7026 | 0.00038514
| Civic Offices | Wires nets traps and the like: Bird guards to deep window cills approx 500mm wide (Fittings and Furnishings components (£ spent)) | 1701199 | 8403944 | 5 | Services equipment | Annual inspections and maintenance | Assembly | 1.7921 | Hours | 1 | 44 | 1 | FALSE | 1 | FALSE | 3 | [6 empty] | 12 | B2B3 | 0.096909 | 6.2763e-09 | 0.00052545 | 0.00012053 | 2.9908e-05 | 1.1698e-07 | 1.4924 | 71.7026 | 0.00038514
| Civic Offices | Wires nets traps and the like: Bird guards to deep window cills approx 500mm wide (Fittings and Furnishings components (£ spent)) | 1701199 | 8403944 | 5 | Services equipment | Annual inspections and maintenance | Assembly | 1.7921 | Hours | 1 | 44 | 1 | FALSE | 1 | FALSE | 3 | [6 empty] | 13 | B2B3 | 0.096909 | 6.2763e-09 | 0.00052545 | 0.00012053 | 2.9908e-05 | 1.1698e-07 | 1.4924 | 71.7026 | 0.00038514
| Civic Offices | Wires nets traps and the like: Bird guards to deep window cills approx 500mm wide (Fittings and Furnishings components (£ spent)) | 1701199 | 8403944 | 5 | Services equipment | Annual inspections and maintenance | Assembly | 1.7921 | Hours | 1 | 44 | 1 | FALSE | 1 | FALSE | 3 | [6 empty] | 14 | B2B3 | 0.096909 | 6.2763e-09 | 0.00052545 | 0.00012053 | 2.9908e-05 | 1.1698e-07 | 1.4924 | 71.7026 | 0.00038514
| Civic Offices | Wires nets traps and the like: Bird guards to deep window cills approx 500mm wide (Fittings and Furnishings components (£ spent)) | 1701199 | 8403944 | 5 | Services equipment | Annual inspections and maintenance | Assembly | 1.7921 | Hours | 1 | 44 | 1 | FALSE | 1 | FALSE | 3 | [6 empty] | 15 | B2B3 | 0.096909 | 6.2763e-09 | 0.00052545 | 0.00012053 | 2.9908e-05 | 1.1698e-07 | 1.4924 | 71.7026 | 0.00038514
| Civic Offices | Wires nets traps and the like: Bird guards to deep window cills approx 500mm wide (Fittings and Furnishings components (£ spent)) | 1701199 | 8403944 | 5 | Services equipment | Annual inspections and maintenance | Assembly | 1.7921 | Hours | 1 | 44 | 1 | FALSE | 1 | FALSE | 3 | [6 empty] | 16 | B2B3 | 0.096909 | 6.2763e-09 | 0.00052545 | 0.00012053 | 2.9908e-05 | 1.1698e-07 | 1.4924 | 71.7026 | 0.00038514
| Civic Offices | Wires nets traps and the like: Bird guards to deep window cills approx 500mm wide (Fittings and Furnishings components (£ spent)) | 1701199 | 8403944 | 5 | Services equipment | Annual inspections and maintenance | Assembly | 1.7921 | Hours | 1 | 44 | 1 | FALSE | 1 | FALSE | 3 | [6 empty] | 17 | B2B3 | 0.096909 | 6.2763e-09 | 0.00052545 | 0.00012053 | 2.9908e-05 | 1.1698e-07 | 1.4924 | 71.7026 | 0.00038514
| Civic Offices | Wires nets traps and the like: Bird guards to deep window cills approx 500mm wide (Fittings and Furnishings components (£ spent)) | 1701199 | 8403944 | 5 | Services equipment | Annual inspections and maintenance | Assembly | 1.7921 | Hours | 1 | 44 | 1 | FALSE | 1 | FALSE | 3 | [6 empty] | 18 | B2B3 | 0.096909 | 6.2763e-09 | 0.00052545 | 0.00012053 | 2.9908e-05 | 1.1698e-07 | 1.4924 | 71.7026 | 0.00038514
| Civic Offices | Wires nets traps and the like: Bird guards to deep window cills approx 500mm wide (Fittings and Furnishings components (£ spent)) | 1701199 | 8403944 | 5 | Services equipment | Annual inspections and maintenance | Assembly | 1.7921 | Hours | 1 | 44 | 1 | FALSE | 1 | FALSE | 3 | [6 empty] | 19 | B2B3 | 0.096909 | 6.2763e-09 | 0.00052545 | 0.00012053 | 2.9908e-05 | 1.1698e-07 | 1.4924 | 71.7026 | 0.00038514
| Civic Offices | Wires nets traps and the like: Bird guards to deep window cills approx 500mm wide (Fittings and Furnishings components (£ spent)) | 1701199 | 8403944 | 5 | Services equipment | Annual inspections and maintenance | Assembly | 1.7921 | Hours | 1 | 44 | 1 | FALSE | 1 | FALSE | 3 | [6 empty] | 20 | B2B3 | 0.096909 | 6.2763e-09 | 0.00052545 | 0.00012053 | 2.9908e-05 | 1.1698e-07 | 1.4924 | 71.7026 | 0.00038514
| Civic Offices | Wires nets traps and the like: Bird guards to deep window cills approx 500mm wide (Fittings and Furnishings components (£ spent)) | 1701199 | 8403944 | 5 | Services equipment | Annual inspections and maintenance | Assembly | 1.7921 | Hours | 1 | 44 | 1 | FALSE | 1 | FALSE | 3 | [6 empty] | 21 | B2B3 | 0.096909 | 6.2763e-09 | 0.00052545 | 0.00012053 | 2.9908e-05 | 1.1698e-07 | 1.4924 | 71.7026 | 0.00038514
| Civic Offices | Wires nets traps and the like: Bird guards to deep window cills approx 500mm wide (Fittings and Furnishings components (£ spent)) | 1701199 | 8403944 | 5 | Services equipment | Annual inspections and maintenance | Assembly | 1.7921 | Hours | 1 | 44 | 1 | FALSE | 1 | FALSE | 3 | [6 empty] | 22 | B2B3 | 0.096909 | 6.2763e-09 | 0.00052545 | 0.00012053 | 2.9908e-05 | 1.1698e-07 | 1.4924 | 71.7026 | 0.00038514
| Civic Offices | Wires nets traps and the like: Bird guards to deep window cills approx 500mm wide (Fittings and Furnishings components (£ spent)) | 1701199 | 8403944 | 5 | Services equipment | Annual inspections and maintenance | Assembly | 1.7921 | Hours | 1 | 44 | 1 | FALSE | 1 | FALSE | 3 | [6 empty] | 23 | B2B3 | 0.096909 | 6.2763e-09 | 0.00052545 | 0.00012053 | 2.9908e-05 | 1.1698e-07 | 1.4924 | 71.7026 | 0.00038514
| Civic Offices | Wires nets traps and the like: Bird guards to deep window cills approx 500mm wide (Fittings and Furnishings components (£ spent)) | 1701199 | 8403944 | 5 | Services equipment | Annual inspections and maintenance | Assembly | 1.7921 | Hours | 1 | 44 | 1 | FALSE | 1 | FALSE | 3 | [6 empty] | 24 | B2B3 | 0.096909 | 6.2763e-09 | 0.00052545 | 0.00012053 | 2.9908e-05 | 1.1698e-07 | 1.4924 | 71.7026 | 0.00038514
| Civic Offices | Wires nets traps and the like: Bird guards to deep window cills approx 500mm wide (Fittings and Furnishings components (£ spent)) | 1701199 | 8403944 | 5 | Services equipment | Annual inspections and maintenance | Assembly | 1.7921 | Hours | 1 | 44 | 1 | FALSE | 1 | FALSE | 3 | [6 empty] | 25 | B2B3 | 0.096909 | 6.2763e-09 | 0.00052545 | 0.00012053 | 2.9908e-05 | 1.1698e-07 | 1.4924 | 71.7026 | 0.00038514
| Civic Offices | Wires nets traps and the like: Bird guards to deep window cills approx 500mm wide (Fittings and Furnishings components (£ spent)) | 1701199 | 8403944 | 5 | Services equipment | Annual inspections and maintenance | Assembly | 1.7921 | Hours | 1 | 44 | 1 | FALSE | 1 | FALSE | 3 | [6 empty] | 26 | B2B3 | 0.096909 | 6.2763e-09 | 0.00052545 | 0.00012053 | 2.9908e-05 | 1.1698e-07 | 1.4924 | 71.7026 | 0.00038514
| Civic Offices | Wires nets traps and the like: Bird guards to deep window cills approx 500mm wide (Fittings and Furnishings components (£ spent)) | 1701199 | 8403944 | 5 | Services equipment | Annual inspections and maintenance | Assembly | 1.7921 | Hours | 1 | 44 | 1 | FALSE | 1 | FALSE | 3 | [6 empty] | 27 | B2B3 | 0.096909 | 6.2763e-09 | 0.00052545 | 0.00012053 | 2.9908e-05 | 1.1698e-07 | 1.4924 | 71.7026 | 0.00038514
| Civic Offices | Wires nets traps and the like: Bird guards to deep window cills approx 500mm wide (Fittings and Furnishings components (£ spent)) | 1701199 | 8403944 | 5 | Services equipment | Annual inspections and maintenance | Assembly | 1.7921 | Hours | 1 | 44 | 1 | FALSE | 1 | FALSE | 3 | [6 empty] | 28 | B2B3 | 0.096909 | 6.2763e-09 | 0.00052545 | 0.00012053 | 2.9908e-05 | 1.1698e-07 | 1.4924 | 71.7026 | 0.00038514
| Civic Offices | Wires nets traps and the like: Bird guards to deep window cills approx 500mm wide (Fittings and Furnishings components (£ spent)) | 1701199 | 8403944 | 5 | Services equipment | Annual inspections and maintenance | Assembly | 1.7921 | Hours | 1 | 44 | 1 | FALSE | 1 | FALSE | 3 | [6 empty] | 29 | B2B3 | 0.096909 | 6.2763e-09 | 0.00052545 | 0.00012053 | 2.9908e-05 | 1.1698e-07 | 1.4924 | 71.7026 | 0.00038514
| Civic Offices | Wires nets traps and the like: Bird guards to deep window cills approx 500mm wide (Fittings and Furnishings components (£ spent)) | 1701199 | 8403944 | 5 | Services equipment | Annual inspections and maintenance | Assembly | 1.7921 | Hours | 1 | 44 | 1 | FALSE | 1 | FALSE | 3 | [6 empty] | 30 | B2B3 | 0.096909 | 6.2763e-09 | 0.00052545 | 0.00012053 | 2.9908e-05 | 1.1698e-07 | 1.4924 | 71.7026 | 0.00038514
| Civic Offices | Wires nets traps and the like: Bird guards to deep window cills approx 500mm wide (Fittings and Furnishings components (£ spent)) | 1701199 | 8403944 | 5 | Services equipment | Annual inspections and maintenance | Assembly | 1.7921 | Hours | 1 | 44 | 1 | FALSE | 1 | FALSE | 3 | [6 empty] | 31 | B2B3 | 0.096909 | 6.2763e-09 | 0.00052545 | 0.00012053 | 2.9908e-05 | 1.1698e-07 | 1.4924 | 71.7026 | 0.00038514
| Civic Offices | Wires nets traps and the like: Bird guards to deep window cills approx 500mm wide (Fittings and Furnishings components (£ spent)) | 1701199 | 8403944 | 5 | Services equipment | Annual inspections and maintenance | Assembly | 1.7921 | Hours | 1 | 44 | 1 | FALSE | 1 | FALSE | 3 | [6 empty] | 32 | B2B3 | 0.096909 | 6.2763e-09 | 0.00052545 | 0.00012053 | 2.9908e-05 | 1.1698e-07 | 1.4924 | 71.7026 | 0.00038514
| Civic Offices | Wires nets traps and the like: Bird guards to deep window cills approx 500mm wide (Fittings and Furnishings components (£ spent)) | 1701199 | 8403944 | 5 | Services equipment | Annual inspections and maintenance | Assembly | 1.7921 | Hours | 1 | 44 | 1 | FALSE | 1 | FALSE | 3 | [6 empty] | 33 | B2B3 | 0.096909 | 6.2763e-09 | 0.00052545 | 0.00012053 | 2.9908e-05 | 1.1698e-07 | 1.4924 | 71.7026 | 0.00038514
| Civic Offices | Wires nets traps and the like: Bird guards to deep window cills approx 500mm wide (Fittings and Furnishings components (£ spent)) | 1701199 | 8403944 | 5 | Services equipment | Annual inspections and maintenance | Assembly | 1.7921 | Hours | 1 | 44 | 1 | FALSE | 1 | FALSE | 3 | [6 empty] | 34 | B2B3 | 0.096909 | 6.2763e-09 | 0.00052545 | 0.00012053 | 2.9908e-05 | 1.1698e-07 | 1.4924 | 71.7026 | 0.00038514
| Civic Offices | Wires nets traps and the like: Bird guards to deep window cills approx 500mm wide (Fittings and Furnishings components (£ spent)) | 1701199 | 8403944 | 5 | Services equipment | Annual inspections and maintenance | Assembly | 1.7921 | Hours | 1 | 44 | 1 | FALSE | 1 | FALSE | 3 | [6 empty] | 35 | B2B3 | 0.096909 | 6.2763e-09 | 0.00052545 | 0.00012053 | 2.9908e-05 | 1.1698e-07 | 1.4924 | 71.7026 | 0.00038514
| Civic Offices | Wires nets traps and the like: Bird guards to deep window cills approx 500mm wide (Fittings and Furnishings components (£ spent)) | 1701199 | 8403944 | 5 | Services equipment | Annual inspections and maintenance | Assembly | 1.7921 | Hours | 1 | 44 | 1 | FALSE | 1 | FALSE | 3 | [6 empty] | 36 | B2B3 | 0.096909 | 6.2763e-09 | 0.00052545 | 0.00012053 | 2.9908e-05 | 1.1698e-07 | 1.4924 | 71.7026 | 0.00038514
| Civic Offices | Wires nets traps and the like: Bird guards to deep window cills approx 500mm wide (Fittings and Furnishings components (£ spent)) | 1701199 | 8403944 | 5 | Services equipment | Annual inspections and maintenance | Assembly | 1.7921 | Hours | 1 | 44 | 1 | FALSE | 1 | FALSE | 3 | [6 empty] | 37 | B2B3 | 0.096909 | 6.2763e-09 | 0.00052545 | 0.00012053 | 2.9908e-05 | 1.1698e-07 | 1.4924 | 71.7026 | 0.00038514
| Civic Offices | Wires nets traps and the like: Bird guards to deep window cills approx 500mm wide (Fittings and Furnishings components (£ spent)) | 1701199 | 8403944 | 5 | Services equipment | Annual inspections and maintenance | Assembly | 1.7921 | Hours | 1 | 44 | 1 | FALSE | 1 | FALSE | 3 | [6 empty] | 38 | B2B3 | 0.096909 | 6.2763e-09 | 0.00052545 | 0.00012053 | 2.9908e-05 | 1.1698e-07 | 1.4924 | 71.7026 | 0.00038514
| Civic Offices | Wires nets traps and the like: Bird guards to deep window cills approx 500mm wide (Fittings and Furnishings components (£ spent)) | 1701199 | 8403944 | 5 | Services equipment | Annual inspections and maintenance | Assembly | 1.7921 | Hours | 1 | 44 | 1 | FALSE | 1 | FALSE | 3 | [6 empty] | 39 | B2B3 | 0.096909 | 6.2763e-09 | 0.00052545 | 0.00012053 | 2.9908e-05 | 1.1698e-07 | 1.4924 | 71.7026 | 0.00038514
| Civic Offices | Wires nets traps and the like: Bird guards to deep window cills approx 500mm wide (Fittings and Furnishings components (£ spent)) | 1701199 | 8403944 | 5 | Services equipment | Annual inspections and maintenance | Assembly | 1.7921 | Hours | 1 | 44 | 1 | FALSE | 1 | FALSE | 3 | [6 empty] | 40 | B2B3 | 0.096909 | 6.2763e-09 | 0.00052545 | 0.00012053 | 2.9908e-05 | 1.1698e-07 | 1.4924 | 71.7026 | 0.00038514
| Civic Offices | Wires nets traps and the like: Bird guards to deep window cills approx 500mm wide (Fittings and Furnishings components (£ spent)) | 1701199 | 8403944 | 5 | Services equipment | Annual inspections and maintenance | Assembly | 1.7921 | Hours | 1 | 44 | 1 | FALSE | 1 | FALSE | 3 | [6 empty] | 41 | B2B3 | 0.096909 | 6.2763e-09 | 0.00052545 | 0.00012053 | 2.9908e-05 | 1.1698e-07 | 1.4924 | 71.7026 | 0.00038514
| Civic Offices | Wires nets traps and the like: Bird guards to deep window cills approx 500mm wide (Fittings and Furnishings components (£ spent)) | 1701199 | 8403944 | 5 | Services equipment | Annual inspections and maintenance | Assembly | 1.7921 | Hours | 1 | 44 | 1 | FALSE | 1 | FALSE | 3 | [6 empty] | 42 | B2B3 | 0.096909 | 6.2763e-09 | 0.00052545 | 0.00012053 | 2.9908e-05 | 1.1698e-07 | 1.4924 | 71.7026 | 0.00038514
| Civic Offices | Wires nets traps and the like: Bird guards to deep window cills approx 500mm wide (Fittings and Furnishings components (£ spent)) | 1701199 | 8403944 | 5 | Services equipment | Annual inspections and maintenance | Assembly | 1.7921 | Hours | 1 | 44 | 1 | FALSE | 1 | FALSE | 3 | [6 empty] | 43 | B2B3 | 0.096909 | 6.2763e-09 | 0.00052545 | 0.00012053 | 2.9908e-05 | 1.1698e-07 | 1.4924 | 71.7026 | 0.00038514
| Civic Offices | Wires nets traps and the like: Bird guards to deep window cills approx 500mm wide (Fittings and Furnishings components (£ spent)) | 1701199 | 8403944 | 5 | Services equipment | Annual inspections and maintenance | Assembly | 1.7921 | Hours | 1 | 44 | 1 | FALSE | 1 | FALSE | 3 | [6 empty] | 44 | B2B3 | 0.096909 | 6.2763e-09 | 0.00052545 | 0.00012053 | 2.9908e-05 | 1.1698e-07 | 1.4924 | 71.7026 | 0.00038514
| Civic Offices | Wires nets traps and the like: Bird guards to deep window cills approx 500mm wide (Fittings and Furnishings components (£ spent)) | 1701199 | 8403944 | 5 | Services equipment | Annual inspections and maintenance | Assembly | 1.7921 | Hours | 1 | 44 | 1 | FALSE | 1 | FALSE | 3 | [6 empty] | 45 | B2B3 | 0.096909 | 6.2763e-09 | 0.00052545 | 0.00012053 | 2.9908e-05 | 1.1698e-07 | 1.4924 | 71.7026 | 0.00038514
| Civic Offices | Wires nets traps and the like: Bird guards to deep window cills approx 500mm wide (Fittings and Furnishings components (£ spent)) | 1701199 | 8403944 | 5 | Services equipment | Annual inspections and maintenance | Assembly | 1.7921 | Hours | 1 | 44 | 1 | FALSE | 1 | FALSE | 3 | [6 empty] | 46 | B2B3 | 0.096909 | 6.2763e-09 | 0.00052545 | 0.00012053 | 2.9908e-05 | 1.1698e-07 | 1.4924 | 71.7026 | 0.00038514
| Civic Offices | Wires nets traps and the like: Bird guards to deep window cills approx 500mm wide (Fittings and Furnishings components (£ spent)) | 1701199 | 8403944 | 5 | Services equipment | Annual inspections and maintenance | Assembly | 1.7921 | Hours | 1 | 44 | 1 | FALSE | 1 | FALSE | 3 | [6 empty] | 47 | B2B3 | 0.096909 | 6.2763e-09 | 0.00052545 | 0.00012053 | 2.9908e-05 | 1.1698e-07 | 1.4924 | 71.7026 | 0.00038514
| Civic Offices | Wires nets traps and the like: Bird guards to deep window cills approx 500mm wide (Fittings and Furnishings components (£ spent)) | 1701199 | 8403944 | 5 | Services equipment | Annual inspections and maintenance | Assembly | 1.7921 | Hours | 1 | 44 | 1 | FALSE | 1 | FALSE | 3 | [6 empty] | 48 | B2B3 | 0.096909 | 6.2763e-09 | 0.00052545 | 0.00012053 | 2.9908e-05 | 1.1698e-07 | 1.4924 | 71.7026 | 0.00038514
| Civic Offices | Wires nets traps and the like: Bird guards to deep window cills approx 500mm wide (Fittings and Furnishings components (£ spent)) | 1701199 | 8403944 | 5 | Services equipment | Annual inspections and maintenance | Assembly | 1.7921 | Hours | 1 | 44 | 1 | FALSE | 1 | FALSE | 3 | [6 empty] | 49 | B2B3 | 0.096909 | 6.2763e-09 | 0.00052545 | 0.00012053 | 2.9908e-05 | 1.1698e-07 | 1.4924 | 71.7026 | 0.00038514
| Civic Offices | Wires nets traps and the like: Bird guards to deep window cills approx 500mm wide (Fittings and Furnishings components (£ spent)) | 1701199 | 8403944 | 5 | Services equipment | Annual inspections and maintenance | Assembly | 1.7921 | Hours | 1 | 44 | 1 | FALSE | 1 | FALSE | 3 | [6 empty] | 50 | B2B3 | 0.096909 | 6.2763e-09 | 0.00052545 | 0.00012053 | 2.9908e-05 | 1.1698e-07 | 1.4924 | 71.7026 | 0.00038514
| Civic Offices | Wires nets traps and the like: Bird guards to deep window cills approx 500mm wide (Fittings and Furnishings components (£ spent)) | 1701199 | 8403944 | 5 | Services equipment | Annual inspections and maintenance | Assembly | 1.7921 | Hours | 1 | 44 | 1 | FALSE | 1 | FALSE | 3 | [6 empty] | 51 | B2B3 | 0.096909 | 6.2763e-09 | 0.00052545 | 0.00012053 | 2.9908e-05 | 1.1698e-07 | 1.4924 | 71.7026 | 0.00038514
| Civic Offices | Wires nets traps and the like: Bird guards to deep window cills approx 500mm wide (Fittings and Furnishings components (£ spent)) | 1701199 | 8403944 | 5 | Services equipment | Annual inspections and maintenance | Assembly | 1.7921 | Hours | 1 | 44 | 1 | FALSE | 1 | FALSE | 3 | [6 empty] | 52 | B2B3 | 0.096909 | 6.2763e-09 | 0.00052545 | 0.00012053 | 2.9908e-05 | 1.1698e-07 | 1.4924 | 71.7026 | 0.00038514
| Civic Offices | Wires nets traps and the like: Bird guards to deep window cills approx 500mm wide (Fittings and Furnishings components (£ spent)) | 1701199 | 8403944 | 5 | Services equipment | Annual inspections and maintenance | Assembly | 1.7921 | Hours | 1 | 44 | 1 | FALSE | 1 | FALSE | 3 | [6 empty] | 53 | B2B3 | 0.096909 | 6.2763e-09 | 0.00052545 | 0.00012053 | 2.9908e-05 | 1.1698e-07 | 1.4924 | 71.7026 | 0.00038514
| Civic Offices | Wires nets traps and the like: Bird guards to deep window cills approx 500mm wide (Fittings and Furnishings components (£ spent)) | 1701199 | 8403944 | 5 | Services equipment | Annual inspections and maintenance | Assembly | 1.7921 | Hours | 1 | 44 | 1 | FALSE | 1 | FALSE | 3 | [6 empty] | 54 | B2B3 | 0.096909 | 6.2763e-09 | 0.00052545 | 0.00012053 | 2.9908e-05 | 1.1698e-07 | 1.4924 | 71.7026 | 0.00038514
| Civic Offices | Wires nets traps and the like: Bird guards to deep window cills approx 500mm wide (Fittings and Furnishings components (£ spent)) | 1701199 | 8403944 | 5 | Services equipment | Annual inspections and maintenance | Assembly | 1.7921 | Hours | 1 | 44 | 1 | FALSE | 1 | FALSE | 3 | [6 empty] | 55 | B2B3 | 0.096909 | 6.2763e-09 | 0.00052545 | 0.00012053 | 2.9908e-05 | 1.1698e-07 | 1.4924 | 71.7026 | 0.00038514
| Civic Offices | Wires nets traps and the like: Bird guards to deep window cills approx 500mm wide (Fittings and Furnishings components (£ spent)) | 1701199 | 8403944 | 5 | Services equipment | Annual inspections and maintenance | Assembly | 1.7921 | Hours | 1 | 44 | 1 | FALSE | 1 | FALSE | 3 | [6 empty] | 56 | B2B3 | 0.096909 | 6.2763e-09 | 0.00052545 | 0.00012053 | 2.9908e-05 | 1.1698e-07 | 1.4924 | 71.7026 | 0.00038514
| Civic Offices | Wires nets traps and the like: Bird guards to deep window cills approx 500mm wide (Fittings and Furnishings components (£ spent)) | 1701199 | 8403944 | 5 | Services equipment | Annual inspections and maintenance | Assembly | 1.7921 | Hours | 1 | 44 | 1 | FALSE | 1 | FALSE | 3 | [6 empty] | 57 | B2B3 | 0.096909 | 6.2763e-09 | 0.00052545 | 0.00012053 | 2.9908e-05 | 1.1698e-07 | 1.4924 | 71.7026 | 0.00038514
| Civic Offices | Wires nets traps and the like: Bird guards to deep window cills approx 500mm wide (Fittings and Furnishings components (£ spent)) | 1701199 | 8403944 | 5 | Services equipment | Annual inspections and maintenance | Assembly | 1.7921 | Hours | 1 | 44 | 1 | FALSE | 1 | FALSE | 3 | [6 empty] | 58 | B2B3 | 0.096909 | 6.2763e-09 | 0.00052545 | 0.00012053 | 2.9908e-05 | 1.1698e-07 | 1.4924 | 71.7026 | 0.00038514
| Civic Offices | Wires nets traps and the like: Bird guards to deep window cills approx 500mm wide (Fittings and Furnishings components (£ spent)) | 1701199 | 8403944 | 5 | Services equipment | Annual inspections and maintenance | Assembly | 1.7921 | Hours | 1 | 44 | 1 | FALSE | 1 | FALSE | 3 | [6 empty] | 59 | B2B3 | 0.096909 | 6.2763e-09 | 0.00052545 | 0.00012053 | 2.9908e-05 | 1.1698e-07 | 1.4924 | 71.7026 | 0.00038514
| Civic Offices | Wires nets traps and the like: Bird guards to deep window cills approx 500mm wide (Fittings and Furnishings components (£ spent)) | 1701199 | 8403944 | 5 | Services equipment | Annual inspections and maintenance | Assembly | 1.7921 | Hours | 1 | 44 | 1 | FALSE | 1 | FALSE | 3 | [6 empty] | 60 | B2B3 | 0.096909 | 6.2763e-09 | 0.00052545 | 0.00012053 | 2.9908e-05 | 1.1698e-07 | 1.4924 | 71.7026 | 0.00038514
| Civic Offices | Cold water connection from existing building (Labour - Services (per £ spent)) | 1701200 | 8403945 | 5 | Services equipment | Labour Effort | Assembly | 5.4801 | Hours | 10 | 44 | 1 | FALSE | 1 | FALSE | 1 | [6 empty] | 0 | A5 | 0.29634 | 1.9193e-08 | 0.0016068 | 0.00036856 | 9.1456e-05 | 3.5772e-07 | 4.5636 | 219.2621 | 0.0011777
| Civic Offices | Cold water connection from existing building (Labour - Services (per £ spent)) | 1701200 | 8403945 | 5 | Services equipment | Labour Effort | Assembly | 5.4801 | Hours | 10 | 44 | 1 | FALSE | 1 | FALSE | 1 | [6 empty] | 0 | A4 | 0 | 0 | 0 | 0 | 0 | 0 | 0 | 0 | 0
| Civic Offices | Cold water connection from existing building (Labour - Services (per £ spent)) | 1701200 | 8403945 | 5 | Services equipment | Labour Effort | Assembly | 5.4801 | Hours | 10 | 44 | 1 | FALSE | 1 | FALSE | 1 | [6 empty] | 10 | B4B5 | 0.29634 | 1.9193e-08 | 0.0016068 | 0.00036856 | 9.1456e-05 | 3.5772e-07 | 4.5636 | 219.2621 | 0.0011777
| Civic Offices | Cold water connection from existing building (Labour - Services (per £ spent)) | 1701200 | 8403945 | 5 | Services equipment | Labour Effort | Assembly | 5.4801 | Hours | 10 | 44 | 1 | FALSE | 1 | FALSE | 1 | [6 empty] | 20 | B4B5 | 0.29634 | 1.9193e-08 | 0.0016068 | 0.00036856 | 9.1456e-05 | 3.5772e-07 | 4.5636 | 219.2621 | 0.0011777
| Civic Offices | Cold water connection from existing building (Labour - Services (per £ spent)) | 1701200 | 8403945 | 5 | Services equipment | Labour Effort | Assembly | 5.4801 | Hours | 10 | 44 | 1 | FALSE | 1 | FALSE | 1 | [6 empty] | 30 | B4B5 | 0.29634 | 1.9193e-08 | 0.0016068 | 0.00036856 | 9.1456e-05 | 3.5772e-07 | 4.5636 | 219.2621 | 0.0011777
| Civic Offices | Cold water connection from existing building (Labour - Services (per £ spent)) | 1701200 | 8403945 | 5 | Services equipment | Labour Effort | Assembly | 5.4801 | Hours | 10 | 44 | 1 | FALSE | 1 | FALSE | 1 | [6 empty] | 40 | B4B5 | 0.29634 | 1.9193e-08 | 0.0016068 | 0.00036856 | 9.1456e-05 | 3.5772e-07 | 4.5636 | 219.2621 | 0.0011777
| Civic Offices | Cold water connection from existing building (Labour - Services (per £ spent)) | 1701200 | 8403945 | 5 | Services equipment | Labour Effort | Assembly | 5.4801 | Hours | 10 | 44 | 1 | FALSE | 1 | FALSE | 1 | [6 empty] | 50 | B4B5 | 0.29634 | 1.9193e-08 | 0.0016068 | 0.00036856 | 9.1456e-05 | 3.5772e-07 | 4.5636 | 219.2621 | 0.0011777
| Civic Offices | Cold water connection from existing building (Labour - Services (per £ spent)) | 1701200 | 8403946 | 5 | Services equipment | Labour Effort | Assembly | 32.8803 | Hours | 10 | 44 | 1 | FALSE | 1 | FALSE | 1 | [6 empty] | 0 | A5 | 1.7781 | 1.1516e-07 | 0.0096408 | 0.0022114 | 0.00054873 | 2.1463e-06 | 27.3814 | 1940.2984 | 0.0070664
| Civic Offices | Cold water connection from existing building (Labour - Services (per £ spent)) | 1701200 | 8403946 | 5 | Services equipment | Labour Effort | Assembly | 32.8803 | Hours | 10 | 44 | 1 | FALSE | 1 | FALSE | 1 | [6 empty] | 0 | A4 | 64.5909 | 1.1605e-05 | 0.21149 | 0.057163 | 0.03608 | 0.00022526 | 962.8329 | 147.0175 | 0.2658
| Civic Offices | Cold water connection from existing building (Labour - Services (per £ spent)) | 1701200 | 8403946 | 5 | Services equipment | Labour Effort | Assembly | 32.8803 | Hours | 10 | 44 | 1 | FALSE | 1 | FALSE | 1 | [6 empty] | 10 | B4B5 | 66.369 | 1.1721e-05 | 0.22113 | 0.059375 | 0.036629 | 0.00022741 | 990.2142 | 2087.3159 | 0.27287
| Civic Offices | Cold water connection from existing building (Labour - Services (per £ spent)) | 1701200 | 8403946 | 5 | Services equipment | Labour Effort | Assembly | 32.8803 | Hours | 10 | 44 | 1 | FALSE | 1 | FALSE | 1 | [6 empty] | 20 | B4B5 | 66.369 | 1.1721e-05 | 0.22113 | 0.059375 | 0.036629 | 0.00022741 | 990.2142 | 2087.3159 | 0.27287
| Civic Offices | Cold water connection from existing building (Labour - Services (per £ spent)) | 1701200 | 8403946 | 5 | Services equipment | Labour Effort | Assembly | 32.8803 | Hours | 10 | 44 | 1 | FALSE | 1 | FALSE | 1 | [6 empty] | 30 | B4B5 | 66.369 | 1.1721e-05 | 0.22113 | 0.059375 | 0.036629 | 0.00022741 | 990.2142 | 2087.3159 | 0.27287
| Civic Offices | Cold water connection from existing building (Labour - Services (per £ spent)) | 1701200 | 8403946 | 5 | Services equipment | Labour Effort | Assembly | 32.8803 | Hours | 10 | 44 | 1 | FALSE | 1 | FALSE | 1 | [6 empty] | 40 | B4B5 | 66.369 | 1.1721e-05 | 0.22113 | 0.059375 | 0.036629 | 0.00022741 | 990.2142 | 2087.3159 | 0.27287
| Civic Offices | Cold water connection from existing building (Labour - Services (per £ spent)) | 1701200 | 8403946 | 5 | Services equipment | Labour Effort | Assembly | 32.8803 | Hours | 10 | 44 | 1 | FALSE | 1 | FALSE | 1 | [6 empty] | 50 | B4B5 | 66.369 | 1.1721e-05 | 0.22113 | 0.059375 | 0.036629 | 0.00022741 | 990.2142 | 2087.3159 | 0.27287
| Civic Offices | Cold water connection from existing building (Labour - Services (per £ spent)) | 1701200 | 8403947 | 5 | Services equipment | Labour effort | Assembly | 16.4402 | Hours | 5 | 44 | 1 | FALSE | 1 | FALSE | 1 | [6 empty] | 0 | A5 | 0.88903 | 5.7578e-08 | 0.0048204 | 0.0011057 | 0.00027437 | 1.0732e-06 | 13.6907 | 970.1492 | 0.0035332
| Civic Offices | Cold water connection from existing building (Labour - Services (per £ spent)) | 1701200 | 8403947 | 5 | Services equipment | Labour effort | Assembly | 16.4402 | Hours | 5 | 44 | 1 | FALSE | 1 | FALSE | 1 | [6 empty] | 0 | A4 | 38.7546 | 6.9633e-06 | 0.1269 | 0.034298 | 0.021648 | 0.00013516 | 577.6997 | 88.2105 | 0.15948
| Civic Offices | Cold water connection from existing building (Labour - Services (per £ spent)) | 1701200 | 8403947 | 5 | Services equipment | Labour effort | Assembly | 16.4402 | Hours | 5 | 44 | 1 | FALSE | 1 | FALSE | 1 | [6 empty] | 5 | B4B5 | 39.6436 | 7.0208e-06 | 0.13172 | 0.035404 | 0.021923 | 0.00013623 | 591.3904 | 1058.3597 | 0.16301
| Civic Offices | Cold water connection from existing building (Labour - Services (per £ spent)) | 1701200 | 8403947 | 5 | Services equipment | Labour effort | Assembly | 16.4402 | Hours | 5 | 44 | 1 | FALSE | 1 | FALSE | 1 | [6 empty] | 10 | B4B5 | 39.6436 | 7.0208e-06 | 0.13172 | 0.035404 | 0.021923 | 0.00013623 | 591.3904 | 1058.3597 | 0.16301
| Civic Offices | Cold water connection from existing building (Labour - Services (per £ spent)) | 1701200 | 8403947 | 5 | Services equipment | Labour effort | Assembly | 16.4402 | Hours | 5 | 44 | 1 | FALSE | 1 | FALSE | 1 | [6 empty] | 15 | B4B5 | 39.6436 | 7.0208e-06 | 0.13172 | 0.035404 | 0.021923 | 0.00013623 | 591.3904 | 1058.3597 | 0.16301
| Civic Offices | Cold water connection from existing building (Labour - Services (per £ spent)) | 1701200 | 8403947 | 5 | Services equipment | Labour effort | Assembly | 16.4402 | Hours | 5 | 44 | 1 | FALSE | 1 | FALSE | 1 | [6 empty] | 20 | B4B5 | 39.6436 | 7.0208e-06 | 0.13172 | 0.035404 | 0.021923 | 0.00013623 | 591.3904 | 1058.3597 | 0.16301
| Civic Offices | Cold water connection from existing building (Labour - Services (per £ spent)) | 1701200 | 8403947 | 5 | Services equipment | Labour effort | Assembly | 16.4402 | Hours | 5 | 44 | 1 | FALSE | 1 | FALSE | 1 | [6 empty] | 25 | B4B5 | 39.6436 | 7.0208e-06 | 0.13172 | 0.035404 | 0.021923 | 0.00013623 | 591.3904 | 1058.3597 | 0.16301
| Civic Offices | Cold water connection from existing building (Labour - Services (per £ spent)) | 1701200 | 8403947 | 5 | Services equipment | Labour effort | Assembly | 16.4402 | Hours | 5 | 44 | 1 | FALSE | 1 | FALSE | 1 | [6 empty] | 30 | B4B5 | 39.6436 | 7.0208e-06 | 0.13172 | 0.035404 | 0.021923 | 0.00013623 | 591.3904 | 1058.3597 | 0.16301
| Civic Offices | Cold water connection from existing building (Labour - Services (per £ spent)) | 1701200 | 8403947 | 5 | Services equipment | Labour effort | Assembly | 16.4402 | Hours | 5 | 44 | 1 | FALSE | 1 | FALSE | 1 | [6 empty] | 35 | B4B5 | 39.6436 | 7.0208e-06 | 0.13172 | 0.035404 | 0.021923 | 0.00013623 | 591.3904 | 1058.3597 | 0.16301
| Civic Offices | Cold water connection from existing building (Labour - Services (per £ spent)) | 1701200 | 8403947 | 5 | Services equipment | Labour effort | Assembly | 16.4402 | Hours | 5 | 44 | 1 | FALSE | 1 | FALSE | 1 | [6 empty] | 40 | B4B5 | 39.6436 | 7.0208e-06 | 0.13172 | 0.035404 | 0.021923 | 0.00013623 | 591.3904 | 1058.3597 | 0.16301
| Civic Offices | Cold water connection from existing building (Labour - Services (per £ spent)) | 1701200 | 8403947 | 5 | Services equipment | Labour effort | Assembly | 16.4402 | Hours | 5 | 44 | 1 | FALSE | 1 | FALSE | 1 | [6 empty] | 45 | B4B5 | 39.6436 | 7.0208e-06 | 0.13172 | 0.035404 | 0.021923 | 0.00013623 | 591.3904 | 1058.3597 | 0.16301
| Civic Offices | Cold water connection from existing building (Labour - Services (per £ spent)) | 1701200 | 8403947 | 5 | Services equipment | Labour effort | Assembly | 16.4402 | Hours | 5 | 44 | 1 | FALSE | 1 | FALSE | 1 | [6 empty] | 50 | B4B5 | 39.6436 | 7.0208e-06 | 0.13172 | 0.035404 | 0.021923 | 0.00013623 | 591.3904 | 1058.3597 | 0.16301
| Civic Offices | Cold water connection from existing building (Labour - Services (per £ spent)) | 1701200 | 8403947 | 5 | Services equipment | Labour effort | Assembly | 16.4402 | Hours | 5 | 44 | 1 | FALSE | 1 | FALSE | 1 | [6 empty] | 55 | B4B5 | 39.6436 | 7.0208e-06 | 0.13172 | 0.035404 | 0.021923 | 0.00013623 | 591.3904 | 1058.3597 | 0.16301
| Civic Offices | Cold water connection from existing building (Labour - Services (per £ spent)) | 1701200 | 8403948 | 5 | Services equipment | Labour Effort | Assembly | 16.4402 | Hours | 20 | 44 | 1 | FALSE | 1 | FALSE | 1 | [6 empty] | 0 | A5 | 0.88903 | 5.7578e-08 | 0.0048204 | 0.0011057 | 0.00027437 | 1.0732e-06 | 13.6907 | 970.1492 | 0.0035332
| Civic Offices | Cold water connection from existing building (Labour - Services (per £ spent)) | 1701200 | 8403948 | 5 | Services equipment | Labour Effort | Assembly | 16.4402 | Hours | 20 | 44 | 1 | FALSE | 1 | FALSE | 1 | [6 empty] | 0 | A4 | 38.7546 | 6.9633e-06 | 0.1269 | 0.034298 | 0.021648 | 0.00013516 | 577.6997 | 88.2105 | 0.15948
| Civic Offices | Cold water connection from existing building (Labour - Services (per £ spent)) | 1701200 | 8403948 | 5 | Services equipment | Labour Effort | Assembly | 16.4402 | Hours | 20 | 44 | 1 | FALSE | 1 | FALSE | 1 | [6 empty] | 20 | B4B5 | 39.6436 | 7.0208e-06 | 0.13172 | 0.035404 | 0.021923 | 0.00013623 | 591.3904 | 1058.3597 | 0.16301
| Civic Offices | Cold water connection from existing building (Labour - Services (per £ spent)) | 1701200 | 8403948 | 5 | Services equipment | Labour Effort | Assembly | 16.4402 | Hours | 20 | 44 | 1 | FALSE | 1 | FALSE | 1 | [6 empty] | 40 | B4B5 | 39.6436 | 7.0208e-06 | 0.13172 | 0.035404 | 0.021923 | 0.00013623 | 591.3904 | 1058.3597 | 0.16301
| Civic Offices | Cold water connection from existing building (Labour - Services (per £ spent)) | 1701200 | 8403949 | 5 | Services equipment | Labour Effort | Assembly | 2.74 | Hours | 5 | 44 | 1 | FALSE | 1 | FALSE | 1 | [6 empty] | 0 | A5 | 0.14817 | 9.5963e-09 | 0.0008034 | 0.00018428 | 4.5728e-05 | 1.7886e-07 | 2.2818 | 109.631 | 0.00058887
| Civic Offices | Cold water connection from existing building (Labour - Services (per £ spent)) | 1701200 | 8403949 | 5 | Services equipment | Labour Effort | Assembly | 2.74 | Hours | 5 | 44 | 1 | FALSE | 1 | FALSE | 1 | [6 empty] | 0 | A4 | 0 | 0 | 0 | 0 | 0 | 0 | 0 | 0 | 0
| Civic Offices | Cold water connection from existing building (Labour - Services (per £ spent)) | 1701200 | 8403949 | 5 | Services equipment | Labour Effort | Assembly | 2.74 | Hours | 5 | 44 | 1 | FALSE | 1 | FALSE | 1 | [6 empty] | 5 | B4B5 | 0.14817 | 9.5963e-09 | 0.0008034 | 0.00018428 | 4.5728e-05 | 1.7886e-07 | 2.2818 | 109.631 | 0.00058887
| Civic Offices | Cold water connection from existing building (Labour - Services (per £ spent)) | 1701200 | 8403949 | 5 | Services equipment | Labour Effort | Assembly | 2.74 | Hours | 5 | 44 | 1 | FALSE | 1 | FALSE | 1 | [6 empty] | 10 | B4B5 | 0.14817 | 9.5963e-09 | 0.0008034 | 0.00018428 | 4.5728e-05 | 1.7886e-07 | 2.2818 | 109.631 | 0.00058887
| Civic Offices | Cold water connection from existing building (Labour - Services (per £ spent)) | 1701200 | 8403949 | 5 | Services equipment | Labour Effort | Assembly | 2.74 | Hours | 5 | 44 | 1 | FALSE | 1 | FALSE | 1 | [6 empty] | 15 | B4B5 | 0.14817 | 9.5963e-09 | 0.0008034 | 0.00018428 | 4.5728e-05 | 1.7886e-07 | 2.2818 | 109.631 | 0.00058887
| Civic Offices | Cold water connection from existing building (Labour - Services (per £ spent)) | 1701200 | 8403949 | 5 | Services equipment | Labour Effort | Assembly | 2.74 | Hours | 5 | 44 | 1 | FALSE | 1 | FALSE | 1 | [6 empty] | 20 | B4B5 | 0.14817 | 9.5963e-09 | 0.0008034 | 0.00018428 | 4.5728e-05 | 1.7886e-07 | 2.2818 | 109.631 | 0.00058887
| Civic Offices | Cold water connection from existing building (Labour - Services (per £ spent)) | 1701200 | 8403949 | 5 | Services equipment | Labour Effort | Assembly | 2.74 | Hours | 5 | 44 | 1 | FALSE | 1 | FALSE | 1 | [6 empty] | 25 | B4B5 | 0.14817 | 9.5963e-09 | 0.0008034 | 0.00018428 | 4.5728e-05 | 1.7886e-07 | 2.2818 | 109.631 | 0.00058887
| Civic Offices | Cold water connection from existing building (Labour - Services (per £ spent)) | 1701200 | 8403949 | 5 | Services equipment | Labour Effort | Assembly | 2.74 | Hours | 5 | 44 | 1 | FALSE | 1 | FALSE | 1 | [6 empty] | 30 | B4B5 | 0.14817 | 9.5963e-09 | 0.0008034 | 0.00018428 | 4.5728e-05 | 1.7886e-07 | 2.2818 | 109.631 | 0.00058887
| Civic Offices | Cold water connection from existing building (Labour - Services (per £ spent)) | 1701200 | 8403949 | 5 | Services equipment | Labour Effort | Assembly | 2.74 | Hours | 5 | 44 | 1 | FALSE | 1 | FALSE | 1 | [6 empty] | 35 | B4B5 | 0.14817 | 9.5963e-09 | 0.0008034 | 0.00018428 | 4.5728e-05 | 1.7886e-07 | 2.2818 | 109.631 | 0.00058887
| Civic Offices | Cold water connection from existing building (Labour - Services (per £ spent)) | 1701200 | 8403949 | 5 | Services equipment | Labour Effort | Assembly | 2.74 | Hours | 5 | 44 | 1 | FALSE | 1 | FALSE | 1 | [6 empty] | 40 | B4B5 | 0.14817 | 9.5963e-09 | 0.0008034 | 0.00018428 | 4.5728e-05 | 1.7886e-07 | 2.2818 | 109.631 | 0.00058887
| Civic Offices | Cold water connection from existing building (Labour - Services (per £ spent)) | 1701200 | 8403949 | 5 | Services equipment | Labour Effort | Assembly | 2.74 | Hours | 5 | 44 | 1 | FALSE | 1 | FALSE | 1 | [6 empty] | 45 | B4B5 | 0.14817 | 9.5963e-09 | 0.0008034 | 0.00018428 | 4.5728e-05 | 1.7886e-07 | 2.2818 | 109.631 | 0.00058887
| Civic Offices | Cold water connection from existing building (Labour - Services (per £ spent)) | 1701200 | 8403949 | 5 | Services equipment | Labour Effort | Assembly | 2.74 | Hours | 5 | 44 | 1 | FALSE | 1 | FALSE | 1 | [6 empty] | 50 | B4B5 | 0.14817 | 9.5963e-09 | 0.0008034 | 0.00018428 | 4.5728e-05 | 1.7886e-07 | 2.2818 | 109.631 | 0.00058887
| Civic Offices | Cold water connection from existing building (Labour - Services (per £ spent)) | 1701200 | 8403949 | 5 | Services equipment | Labour Effort | Assembly | 2.74 | Hours | 5 | 44 | 1 | FALSE | 1 | FALSE | 1 | [6 empty] | 55 | B4B5 | 0.14817 | 9.5963e-09 | 0.0008034 | 0.00018428 | 4.5728e-05 | 1.7886e-07 | 2.2818 | 109.631 | 0.00058887
| Civic Offices | Cold water connection from existing building (Labour - Services (per £ spent)) | 1701200 | 8403950 | 5 | Services equipment | Labour Effort | Assembly | 2.74 | Hours | 20 | 44 | 1 | FALSE | 1 | FALSE | 1 | [6 empty] | 0 | A5 | 0.14817 | 9.5963e-09 | 0.0008034 | 0.00018428 | 4.5728e-05 | 1.7886e-07 | 2.2818 | 109.631 | 0.00058887
| Civic Offices | Cold water connection from existing building (Labour - Services (per £ spent)) | 1701200 | 8403950 | 5 | Services equipment | Labour Effort | Assembly | 2.74 | Hours | 20 | 44 | 1 | FALSE | 1 | FALSE | 1 | [6 empty] | 0 | A4 | 0 | 0 | 0 | 0 | 0 | 0 | 0 | 0 | 0
| Civic Offices | Cold water connection from existing building (Labour - Services (per £ spent)) | 1701200 | 8403950 | 5 | Services equipment | Labour Effort | Assembly | 2.74 | Hours | 20 | 44 | 1 | FALSE | 1 | FALSE | 1 | [6 empty] | 20 | B4B5 | 0.14817 | 9.5963e-09 | 0.0008034 | 0.00018428 | 4.5728e-05 | 1.7886e-07 | 2.2818 | 109.631 | 0.00058887
| Civic Offices | Cold water connection from existing building (Labour - Services (per £ spent)) | 1701200 | 8403950 | 5 | Services equipment | Labour Effort | Assembly | 2.74 | Hours | 20 | 44 | 1 | FALSE | 1 | FALSE | 1 | [6 empty] | 40 | B4B5 | 0.14817 | 9.5963e-09 | 0.0008034 | 0.00018428 | 4.5728e-05 | 1.7886e-07 | 2.2818 | 109.631 | 0.00058887
| Civic Offices | Cold water supplies to sanitary appliances kitchens and allowance for plant (Labour - Services (per £ spent)) | 1701201 | 8403951 | 5 | Services equipment | Labour Effort | Assembly | 13.7001 | Hours | 10 | 44 | 1 | FALSE | 1 | FALSE | 1 | [6 empty] | 0 | A5 | 0.74086 | 4.7981e-08 | 0.004017 | 0.0009214 | 0.00022864 | 8.9429e-07 | 11.4089 | 548.1552 | 0.0029443
| Civic Offices | Cold water supplies to sanitary appliances kitchens and allowance for plant (Labour - Services (per £ spent)) | 1701201 | 8403951 | 5 | Services equipment | Labour Effort | Assembly | 13.7001 | Hours | 10 | 44 | 1 | FALSE | 1 | FALSE | 1 | [6 empty] | 0 | A4 | 0 | 0 | 0 | 0 | 0 | 0 | 0 | 0 | 0
| Civic Offices | Cold water supplies to sanitary appliances kitchens and allowance for plant (Labour - Services (per £ spent)) | 1701201 | 8403951 | 5 | Services equipment | Labour Effort | Assembly | 13.7001 | Hours | 10 | 44 | 1 | FALSE | 1 | FALSE | 1 | [6 empty] | 10 | B4B5 | 0.74086 | 4.7981e-08 | 0.004017 | 0.0009214 | 0.00022864 | 8.9429e-07 | 11.4089 | 548.1552 | 0.0029443
| Civic Offices | Cold water supplies to sanitary appliances kitchens and allowance for plant (Labour - Services (per £ spent)) | 1701201 | 8403951 | 5 | Services equipment | Labour Effort | Assembly | 13.7001 | Hours | 10 | 44 | 1 | FALSE | 1 | FALSE | 1 | [6 empty] | 20 | B4B5 | 0.74086 | 4.7981e-08 | 0.004017 | 0.0009214 | 0.00022864 | 8.9429e-07 | 11.4089 | 548.1552 | 0.0029443
| Civic Offices | Cold water supplies to sanitary appliances kitchens and allowance for plant (Labour - Services (per £ spent)) | 1701201 | 8403951 | 5 | Services equipment | Labour Effort | Assembly | 13.7001 | Hours | 10 | 44 | 1 | FALSE | 1 | FALSE | 1 | [6 empty] | 30 | B4B5 | 0.74086 | 4.7981e-08 | 0.004017 | 0.0009214 | 0.00022864 | 8.9429e-07 | 11.4089 | 548.1552 | 0.0029443
| Civic Offices | Cold water supplies to sanitary appliances kitchens and allowance for plant (Labour - Services (per £ spent)) | 1701201 | 8403951 | 5 | Services equipment | Labour Effort | Assembly | 13.7001 | Hours | 10 | 44 | 1 | FALSE | 1 | FALSE | 1 | [6 empty] | 40 | B4B5 | 0.74086 | 4.7981e-08 | 0.004017 | 0.0009214 | 0.00022864 | 8.9429e-07 | 11.4089 | 548.1552 | 0.0029443
| Civic Offices | Cold water supplies to sanitary appliances kitchens and allowance for plant (Labour - Services (per £ spent)) | 1701201 | 8403951 | 5 | Services equipment | Labour Effort | Assembly | 13.7001 | Hours | 10 | 44 | 1 | FALSE | 1 | FALSE | 1 | [6 empty] | 50 | B4B5 | 0.74086 | 4.7981e-08 | 0.004017 | 0.0009214 | 0.00022864 | 8.9429e-07 | 11.4089 | 548.1552 | 0.0029443
| Civic Offices | Cold water supplies to sanitary appliances kitchens and allowance for plant (Labour - Services (per £ spent)) | 1701201 | 8403952 | 5 | Services equipment | Labour Effort | Assembly | 82.2008 | Hours | 10 | 44 | 1 | FALSE | 1 | FALSE | 1 | [6 empty] | 0 | A5 | 4.4451 | 2.8789e-07 | 0.024102 | 0.0055284 | 0.0013718 | 5.3658e-06 | 68.4534 | 4850.7459 | 0.017666
| Civic Offices | Cold water supplies to sanitary appliances kitchens and allowance for plant (Labour - Services (per £ spent)) | 1701201 | 8403952 | 5 | Services equipment | Labour Effort | Assembly | 82.2008 | Hours | 10 | 44 | 1 | FALSE | 1 | FALSE | 1 | [6 empty] | 0 | A4 | 142.1 | 2.5532e-05 | 0.46528 | 0.12576 | 0.079377 | 0.00049557 | 2118.2323 | 323.4386 | 0.58476
| Civic Offices | Cold water supplies to sanitary appliances kitchens and allowance for plant (Labour - Services (per £ spent)) | 1701201 | 8403952 | 5 | Services equipment | Labour Effort | Assembly | 82.2008 | Hours | 10 | 44 | 1 | FALSE | 1 | FALSE | 1 | [6 empty] | 10 | B4B5 | 146.5452 | 2.582e-05 | 0.48939 | 0.13129 | 0.080749 | 0.00050094 | 2186.6857 | 5174.1845 | 0.60243
| Civic Offices | Cold water supplies to sanitary appliances kitchens and allowance for plant (Labour - Services (per £ spent)) | 1701201 | 8403952 | 5 | Services equipment | Labour Effort | Assembly | 82.2008 | Hours | 10 | 44 | 1 | FALSE | 1 | FALSE | 1 | [6 empty] | 20 | B4B5 | 146.5452 | 2.582e-05 | 0.48939 | 0.13129 | 0.080749 | 0.00050094 | 2186.6857 | 5174.1845 | 0.60243
| Civic Offices | Cold water supplies to sanitary appliances kitchens and allowance for plant (Labour - Services (per £ spent)) | 1701201 | 8403952 | 5 | Services equipment | Labour Effort | Assembly | 82.2008 | Hours | 10 | 44 | 1 | FALSE | 1 | FALSE | 1 | [6 empty] | 30 | B4B5 | 146.5452 | 2.582e-05 | 0.48939 | 0.13129 | 0.080749 | 0.00050094 | 2186.6857 | 5174.1845 | 0.60243
| Civic Offices | Cold water supplies to sanitary appliances kitchens and allowance for plant (Labour - Services (per £ spent)) | 1701201 | 8403952 | 5 | Services equipment | Labour Effort | Assembly | 82.2008 | Hours | 10 | 44 | 1 | FALSE | 1 | FALSE | 1 | [6 empty] | 40 | B4B5 | 146.5452 | 2.582e-05 | 0.48939 | 0.13129 | 0.080749 | 0.00050094 | 2186.6857 | 5174.1845 | 0.60243
| Civic Offices | Cold water supplies to sanitary appliances kitchens and allowance for plant (Labour - Services (per £ spent)) | 1701201 | 8403952 | 5 | Services equipment | Labour Effort | Assembly | 82.2008 | Hours | 10 | 44 | 1 | FALSE | 1 | FALSE | 1 | [6 empty] | 50 | B4B5 | 146.5452 | 2.582e-05 | 0.48939 | 0.13129 | 0.080749 | 0.00050094 | 2186.6857 | 5174.1845 | 0.60243
| Civic Offices | Cold water supplies to sanitary appliances kitchens and allowance for plant (Labour - Services (per £ spent)) | 1701201 | 8403953 | 5 | Services equipment | Labour effort | Assembly | 41.1004 | Hours | 5 | 44 | 1 | FALSE | 1 | FALSE | 1 | [6 empty] | 0 | A5 | 2.2226 | 1.4394e-07 | 0.012051 | 0.0027642 | 0.00068592 | 2.6829e-06 | 34.2267 | 2425.373 | 0.008833
| Civic Offices | Cold water supplies to sanitary appliances kitchens and allowance for plant (Labour - Services (per £ spent)) | 1701201 | 8403953 | 5 | Services equipment | Labour effort | Assembly | 41.1004 | Hours | 5 | 44 | 1 | FALSE | 1 | FALSE | 1 | [6 empty] | 0 | A4 | 77.5091 | 1.3927e-05 | 0.25379 | 0.068596 | 0.043297 | 0.00027031 | 1155.3994 | 176.4211 | 0.31896
| Civic Offices | Cold water supplies to sanitary appliances kitchens and allowance for plant (Labour - Services (per £ spent)) | 1701201 | 8403953 | 5 | Services equipment | Labour effort | Assembly | 41.1004 | Hours | 5 | 44 | 1 | FALSE | 1 | FALSE | 1 | [6 empty] | 5 | B4B5 | 79.7317 | 1.407e-05 | 0.26584 | 0.07136 | 0.043983 | 0.00027299 | 1189.6262 | 2601.794 | 0.32779
| Civic Offices | Cold water supplies to sanitary appliances kitchens and allowance for plant (Labour - Services (per £ spent)) | 1701201 | 8403953 | 5 | Services equipment | Labour effort | Assembly | 41.1004 | Hours | 5 | 44 | 1 | FALSE | 1 | FALSE | 1 | [6 empty] | 10 | B4B5 | 79.7317 | 1.407e-05 | 0.26584 | 0.07136 | 0.043983 | 0.00027299 | 1189.6262 | 2601.794 | 0.32779
| Civic Offices | Cold water supplies to sanitary appliances kitchens and allowance for plant (Labour - Services (per £ spent)) | 1701201 | 8403953 | 5 | Services equipment | Labour effort | Assembly | 41.1004 | Hours | 5 | 44 | 1 | FALSE | 1 | FALSE | 1 | [6 empty] | 15 | B4B5 | 79.7317 | 1.407e-05 | 0.26584 | 0.07136 | 0.043983 | 0.00027299 | 1189.6262 | 2601.794 | 0.32779
| Civic Offices | Cold water supplies to sanitary appliances kitchens and allowance for plant (Labour - Services (per £ spent)) | 1701201 | 8403953 | 5 | Services equipment | Labour effort | Assembly | 41.1004 | Hours | 5 | 44 | 1 | FALSE | 1 | FALSE | 1 | [6 empty] | 20 | B4B5 | 79.7317 | 1.407e-05 | 0.26584 | 0.07136 | 0.043983 | 0.00027299 | 1189.6262 | 2601.794 | 0.32779
| Civic Offices | Cold water supplies to sanitary appliances kitchens and allowance for plant (Labour - Services (per £ spent)) | 1701201 | 8403953 | 5 | Services equipment | Labour effort | Assembly | 41.1004 | Hours | 5 | 44 | 1 | FALSE | 1 | FALSE | 1 | [6 empty] | 25 | B4B5 | 79.7317 | 1.407e-05 | 0.26584 | 0.07136 | 0.043983 | 0.00027299 | 1189.6262 | 2601.794 | 0.32779
| Civic Offices | Cold water supplies to sanitary appliances kitchens and allowance for plant (Labour - Services (per £ spent)) | 1701201 | 8403953 | 5 | Services equipment | Labour effort | Assembly | 41.1004 | Hours | 5 | 44 | 1 | FALSE | 1 | FALSE | 1 | [6 empty] | 30 | B4B5 | 79.7317 | 1.407e-05 | 0.26584 | 0.07136 | 0.043983 | 0.00027299 | 1189.6262 | 2601.794 | 0.32779
| Civic Offices | Cold water supplies to sanitary appliances kitchens and allowance for plant (Labour - Services (per £ spent)) | 1701201 | 8403953 | 5 | Services equipment | Labour effort | Assembly | 41.1004 | Hours | 5 | 44 | 1 | FALSE | 1 | FALSE | 1 | [6 empty] | 35 | B4B5 | 79.7317 | 1.407e-05 | 0.26584 | 0.07136 | 0.043983 | 0.00027299 | 1189.6262 | 2601.794 | 0.32779
| Civic Offices | Cold water supplies to sanitary appliances kitchens and allowance for plant (Labour - Services (per £ spent)) | 1701201 | 8403953 | 5 | Services equipment | Labour effort | Assembly | 41.1004 | Hours | 5 | 44 | 1 | FALSE | 1 | FALSE | 1 | [6 empty] | 40 | B4B5 | 79.7317 | 1.407e-05 | 0.26584 | 0.07136 | 0.043983 | 0.00027299 | 1189.6262 | 2601.794 | 0.32779
| Civic Offices | Cold water supplies to sanitary appliances kitchens and allowance for plant (Labour - Services (per £ spent)) | 1701201 | 8403953 | 5 | Services equipment | Labour effort | Assembly | 41.1004 | Hours | 5 | 44 | 1 | FALSE | 1 | FALSE | 1 | [6 empty] | 45 | B4B5 | 79.7317 | 1.407e-05 | 0.26584 | 0.07136 | 0.043983 | 0.00027299 | 1189.6262 | 2601.794 | 0.32779
| Civic Offices | Cold water supplies to sanitary appliances kitchens and allowance for plant (Labour - Services (per £ spent)) | 1701201 | 8403953 | 5 | Services equipment | Labour effort | Assembly | 41.1004 | Hours | 5 | 44 | 1 | FALSE | 1 | FALSE | 1 | [6 empty] | 50 | B4B5 | 79.7317 | 1.407e-05 | 0.26584 | 0.07136 | 0.043983 | 0.00027299 | 1189.6262 | 2601.794 | 0.32779
| Civic Offices | Cold water supplies to sanitary appliances kitchens and allowance for plant (Labour - Services (per £ spent)) | 1701201 | 8403953 | 5 | Services equipment | Labour effort | Assembly | 41.1004 | Hours | 5 | 44 | 1 | FALSE | 1 | FALSE | 1 | [6 empty] | 55 | B4B5 | 79.7317 | 1.407e-05 | 0.26584 | 0.07136 | 0.043983 | 0.00027299 | 1189.6262 | 2601.794 | 0.32779
| Civic Offices | Cold water supplies to sanitary appliances kitchens and allowance for plant (Labour - Services (per £ spent)) | 1701201 | 8403954 | 5 | Services equipment | Labour Effort | Assembly | 41.1004 | Hours | 20 | 44 | 1 | FALSE | 1 | FALSE | 1 | [6 empty] | 0 | A5 | 2.2226 | 1.4394e-07 | 0.012051 | 0.0027642 | 0.00068592 | 2.6829e-06 | 34.2267 | 2425.373 | 0.008833
| Civic Offices | Cold water supplies to sanitary appliances kitchens and allowance for plant (Labour - Services (per £ spent)) | 1701201 | 8403954 | 5 | Services equipment | Labour Effort | Assembly | 41.1004 | Hours | 20 | 44 | 1 | FALSE | 1 | FALSE | 1 | [6 empty] | 0 | A4 | 77.5091 | 1.3927e-05 | 0.25379 | 0.068596 | 0.043297 | 0.00027031 | 1155.3994 | 176.4211 | 0.31896
| Civic Offices | Cold water supplies to sanitary appliances kitchens and allowance for plant (Labour - Services (per £ spent)) | 1701201 | 8403954 | 5 | Services equipment | Labour Effort | Assembly | 41.1004 | Hours | 20 | 44 | 1 | FALSE | 1 | FALSE | 1 | [6 empty] | 20 | B4B5 | 79.7317 | 1.407e-05 | 0.26584 | 0.07136 | 0.043983 | 0.00027299 | 1189.6262 | 2601.794 | 0.32779
| Civic Offices | Cold water supplies to sanitary appliances kitchens and allowance for plant (Labour - Services (per £ spent)) | 1701201 | 8403954 | 5 | Services equipment | Labour Effort | Assembly | 41.1004 | Hours | 20 | 44 | 1 | FALSE | 1 | FALSE | 1 | [6 empty] | 40 | B4B5 | 79.7317 | 1.407e-05 | 0.26584 | 0.07136 | 0.043983 | 0.00027299 | 1189.6262 | 2601.794 | 0.32779
| Civic Offices | Cold water supplies to sanitary appliances kitchens and allowance for plant (Labour - Services (per £ spent)) | 1701201 | 8403955 | 5 | Services equipment | Labour Effort | Assembly | 6.8501 | Hours | 5 | 44 | 1 | FALSE | 1 | FALSE | 1 | [6 empty] | 0 | A5 | 0.37043 | 2.3991e-08 | 0.0020085 | 0.0004607 | 0.00011432 | 4.4715e-07 | 5.7045 | 274.0776 | 0.0014722
| Civic Offices | Cold water supplies to sanitary appliances kitchens and allowance for plant (Labour - Services (per £ spent)) | 1701201 | 8403955 | 5 | Services equipment | Labour Effort | Assembly | 6.8501 | Hours | 5 | 44 | 1 | FALSE | 1 | FALSE | 1 | [6 empty] | 0 | A4 | 0 | 0 | 0 | 0 | 0 | 0 | 0 | 0 | 0
| Civic Offices | Cold water supplies to sanitary appliances kitchens and allowance for plant (Labour - Services (per £ spent)) | 1701201 | 8403955 | 5 | Services equipment | Labour Effort | Assembly | 6.8501 | Hours | 5 | 44 | 1 | FALSE | 1 | FALSE | 1 | [6 empty] | 5 | B4B5 | 0.37043 | 2.3991e-08 | 0.0020085 | 0.0004607 | 0.00011432 | 4.4715e-07 | 5.7045 | 274.0776 | 0.0014722
| Civic Offices | Cold water supplies to sanitary appliances kitchens and allowance for plant (Labour - Services (per £ spent)) | 1701201 | 8403955 | 5 | Services equipment | Labour Effort | Assembly | 6.8501 | Hours | 5 | 44 | 1 | FALSE | 1 | FALSE | 1 | [6 empty] | 10 | B4B5 | 0.37043 | 2.3991e-08 | 0.0020085 | 0.0004607 | 0.00011432 | 4.4715e-07 | 5.7045 | 274.0776 | 0.0014722
| Civic Offices | Cold water supplies to sanitary appliances kitchens and allowance for plant (Labour - Services (per £ spent)) | 1701201 | 8403955 | 5 | Services equipment | Labour Effort | Assembly | 6.8501 | Hours | 5 | 44 | 1 | FALSE | 1 | FALSE | 1 | [6 empty] | 15 | B4B5 | 0.37043 | 2.3991e-08 | 0.0020085 | 0.0004607 | 0.00011432 | 4.4715e-07 | 5.7045 | 274.0776 | 0.0014722
| Civic Offices | Cold water supplies to sanitary appliances kitchens and allowance for plant (Labour - Services (per £ spent)) | 1701201 | 8403955 | 5 | Services equipment | Labour Effort | Assembly | 6.8501 | Hours | 5 | 44 | 1 | FALSE | 1 | FALSE | 1 | [6 empty] | 20 | B4B5 | 0.37043 | 2.3991e-08 | 0.0020085 | 0.0004607 | 0.00011432 | 4.4715e-07 | 5.7045 | 274.0776 | 0.0014722
| Civic Offices | Cold water supplies to sanitary appliances kitchens and allowance for plant (Labour - Services (per £ spent)) | 1701201 | 8403955 | 5 | Services equipment | Labour Effort | Assembly | 6.8501 | Hours | 5 | 44 | 1 | FALSE | 1 | FALSE | 1 | [6 empty] | 25 | B4B5 | 0.37043 | 2.3991e-08 | 0.0020085 | 0.0004607 | 0.00011432 | 4.4715e-07 | 5.7045 | 274.0776 | 0.0014722
| Civic Offices | Cold water supplies to sanitary appliances kitchens and allowance for plant (Labour - Services (per £ spent)) | 1701201 | 8403955 | 5 | Services equipment | Labour Effort | Assembly | 6.8501 | Hours | 5 | 44 | 1 | FALSE | 1 | FALSE | 1 | [6 empty] | 30 | B4B5 | 0.37043 | 2.3991e-08 | 0.0020085 | 0.0004607 | 0.00011432 | 4.4715e-07 | 5.7045 | 274.0776 | 0.0014722
| Civic Offices | Cold water supplies to sanitary appliances kitchens and allowance for plant (Labour - Services (per £ spent)) | 1701201 | 8403955 | 5 | Services equipment | Labour Effort | Assembly | 6.8501 | Hours | 5 | 44 | 1 | FALSE | 1 | FALSE | 1 | [6 empty] | 35 | B4B5 | 0.37043 | 2.3991e-08 | 0.0020085 | 0.0004607 | 0.00011432 | 4.4715e-07 | 5.7045 | 274.0776 | 0.0014722
| Civic Offices | Cold water supplies to sanitary appliances kitchens and allowance for plant (Labour - Services (per £ spent)) | 1701201 | 8403955 | 5 | Services equipment | Labour Effort | Assembly | 6.8501 | Hours | 5 | 44 | 1 | FALSE | 1 | FALSE | 1 | [6 empty] | 40 | B4B5 | 0.37043 | 2.3991e-08 | 0.0020085 | 0.0004607 | 0.00011432 | 4.4715e-07 | 5.7045 | 274.0776 | 0.0014722
| Civic Offices | Cold water supplies to sanitary appliances kitchens and allowance for plant (Labour - Services (per £ spent)) | 1701201 | 8403955 | 5 | Services equipment | Labour Effort | Assembly | 6.8501 | Hours | 5 | 44 | 1 | FALSE | 1 | FALSE | 1 | [6 empty] | 45 | B4B5 | 0.37043 | 2.3991e-08 | 0.0020085 | 0.0004607 | 0.00011432 | 4.4715e-07 | 5.7045 | 274.0776 | 0.0014722
| Civic Offices | Cold water supplies to sanitary appliances kitchens and allowance for plant (Labour - Services (per £ spent)) | 1701201 | 8403955 | 5 | Services equipment | Labour Effort | Assembly | 6.8501 | Hours | 5 | 44 | 1 | FALSE | 1 | FALSE | 1 | [6 empty] | 50 | B4B5 | 0.37043 | 2.3991e-08 | 0.0020085 | 0.0004607 | 0.00011432 | 4.4715e-07 | 5.7045 | 274.0776 | 0.0014722
| Civic Offices | Cold water supplies to sanitary appliances kitchens and allowance for plant (Labour - Services (per £ spent)) | 1701201 | 8403955 | 5 | Services equipment | Labour Effort | Assembly | 6.8501 | Hours | 5 | 44 | 1 | FALSE | 1 | FALSE | 1 | [6 empty] | 55 | B4B5 | 0.37043 | 2.3991e-08 | 0.0020085 | 0.0004607 | 0.00011432 | 4.4715e-07 | 5.7045 | 274.0776 | 0.0014722
| Civic Offices | Cold water supplies to sanitary appliances kitchens and allowance for plant (Labour - Services (per £ spent)) | 1701201 | 8403956 | 5 | Services equipment | Labour Effort | Assembly | 6.8501 | Hours | 20 | 44 | 1 | FALSE | 1 | FALSE | 1 | [6 empty] | 0 | A5 | 0.37043 | 2.3991e-08 | 0.0020085 | 0.0004607 | 0.00011432 | 4.4715e-07 | 5.7045 | 274.0776 | 0.0014722
| Civic Offices | Cold water supplies to sanitary appliances kitchens and allowance for plant (Labour - Services (per £ spent)) | 1701201 | 8403956 | 5 | Services equipment | Labour Effort | Assembly | 6.8501 | Hours | 20 | 44 | 1 | FALSE | 1 | FALSE | 1 | [6 empty] | 0 | A4 | 0 | 0 | 0 | 0 | 0 | 0 | 0 | 0 | 0
| Civic Offices | Cold water supplies to sanitary appliances kitchens and allowance for plant (Labour - Services (per £ spent)) | 1701201 | 8403956 | 5 | Services equipment | Labour Effort | Assembly | 6.8501 | Hours | 20 | 44 | 1 | FALSE | 1 | FALSE | 1 | [6 empty] | 20 | B4B5 | 0.37043 | 2.3991e-08 | 0.0020085 | 0.0004607 | 0.00011432 | 4.4715e-07 | 5.7045 | 274.0776 | 0.0014722
| Civic Offices | Cold water supplies to sanitary appliances kitchens and allowance for plant (Labour - Services (per £ spent)) | 1701201 | 8403956 | 5 | Services equipment | Labour Effort | Assembly | 6.8501 | Hours | 20 | 44 | 1 | FALSE | 1 | FALSE | 1 | [6 empty] | 40 | B4B5 | 0.37043 | 2.3991e-08 | 0.0020085 | 0.0004607 | 0.00011432 | 4.4715e-07 | 5.7045 | 274.0776 | 0.0014722
| Civic Offices | Cold water pipes to external face of building ground floor including lockable protection and hosepipe connection local packaged booster set housed inside building (Labour - Services (per £ spent)) | 1701202 | 8403957 | 5 | Services equipment | Labour Effort | Assembly | 1.096 | Hours | 10 | 44 | 1 | FALSE | 1 | FALSE | 1 | [6 empty] | 0 | A5 | 0.059269 | 3.8385e-09 | 0.00032136 | 7.3712e-05 | 1.8291e-05 | 7.1543e-08 | 0.91271 | 43.8524 | 0.00023555
| Civic Offices | Cold water pipes to external face of building ground floor including lockable protection and hosepipe connection local packaged booster set housed inside building (Labour - Services (per £ spent)) | 1701202 | 8403957 | 5 | Services equipment | Labour Effort | Assembly | 1.096 | Hours | 10 | 44 | 1 | FALSE | 1 | FALSE | 1 | [6 empty] | 0 | A4 | 0 | 0 | 0 | 0 | 0 | 0 | 0 | 0 | 0
| Civic Offices | Cold water pipes to external face of building ground floor including lockable protection and hosepipe connection local packaged booster set housed inside building (Labour - Services (per £ spent)) | 1701202 | 8403957 | 5 | Services equipment | Labour Effort | Assembly | 1.096 | Hours | 10 | 44 | 1 | FALSE | 1 | FALSE | 1 | [6 empty] | 10 | B4B5 | 0.059269 | 3.8385e-09 | 0.00032136 | 7.3712e-05 | 1.8291e-05 | 7.1543e-08 | 0.91271 | 43.8524 | 0.00023555
| Civic Offices | Cold water pipes to external face of building ground floor including lockable protection and hosepipe connection local packaged booster set housed inside building (Labour - Services (per £ spent)) | 1701202 | 8403957 | 5 | Services equipment | Labour Effort | Assembly | 1.096 | Hours | 10 | 44 | 1 | FALSE | 1 | FALSE | 1 | [6 empty] | 20 | B4B5 | 0.059269 | 3.8385e-09 | 0.00032136 | 7.3712e-05 | 1.8291e-05 | 7.1543e-08 | 0.91271 | 43.8524 | 0.00023555
| Civic Offices | Cold water pipes to external face of building ground floor including lockable protection and hosepipe connection local packaged booster set housed inside building (Labour - Services (per £ spent)) | 1701202 | 8403957 | 5 | Services equipment | Labour Effort | Assembly | 1.096 | Hours | 10 | 44 | 1 | FALSE | 1 | FALSE | 1 | [6 empty] | 30 | B4B5 | 0.059269 | 3.8385e-09 | 0.00032136 | 7.3712e-05 | 1.8291e-05 | 7.1543e-08 | 0.91271 | 43.8524 | 0.00023555
| Civic Offices | Cold water pipes to external face of building ground floor including lockable protection and hosepipe connection local packaged booster set housed inside building (Labour - Services (per £ spent)) | 1701202 | 8403957 | 5 | Services equipment | Labour Effort | Assembly | 1.096 | Hours | 10 | 44 | 1 | FALSE | 1 | FALSE | 1 | [6 empty] | 40 | B4B5 | 0.059269 | 3.8385e-09 | 0.00032136 | 7.3712e-05 | 1.8291e-05 | 7.1543e-08 | 0.91271 | 43.8524 | 0.00023555
| Civic Offices | Cold water pipes to external face of building ground floor including lockable protection and hosepipe connection local packaged booster set housed inside building (Labour - Services (per £ spent)) | 1701202 | 8403957 | 5 | Services equipment | Labour Effort | Assembly | 1.096 | Hours | 10 | 44 | 1 | FALSE | 1 | FALSE | 1 | [6 empty] | 50 | B4B5 | 0.059269 | 3.8385e-09 | 0.00032136 | 7.3712e-05 | 1.8291e-05 | 7.1543e-08 | 0.91271 | 43.8524 | 0.00023555
| Civic Offices | Cold water pipes to external face of building ground floor including lockable protection and hosepipe connection local packaged booster set housed inside building (Labour - Services (per £ spent)) | 1701202 | 8403958 | 5 | Services equipment | Labour Effort | Assembly | 6.5761 | Hours | 10 | 44 | 1 | FALSE | 1 | FALSE | 1 | [6 empty] | 0 | A5 | 0.35561 | 2.3031e-08 | 0.0019282 | 0.00044227 | 0.00010975 | 4.2926e-07 | 5.4763 | 388.0597 | 0.0014133
| Civic Offices | Cold water pipes to external face of building ground floor including lockable protection and hosepipe connection local packaged booster set housed inside building (Labour - Services (per £ spent)) | 1701202 | 8403958 | 5 | Services equipment | Labour Effort | Assembly | 6.5761 | Hours | 10 | 44 | 1 | FALSE | 1 | FALSE | 1 | [6 empty] | 0 | A4 | 12.9182 | 2.3211e-06 | 0.042299 | 0.011433 | 0.0072161 | 4.5052e-05 | 192.5666 | 29.4035 | 0.05316
| Civic Offices | Cold water pipes to external face of building ground floor including lockable protection and hosepipe connection local packaged booster set housed inside building (Labour - Services (per £ spent)) | 1701202 | 8403958 | 5 | Services equipment | Labour Effort | Assembly | 6.5761 | Hours | 10 | 44 | 1 | FALSE | 1 | FALSE | 1 | [6 empty] | 10 | B4B5 | 13.2738 | 2.3441e-06 | 0.044227 | 0.011875 | 0.0073258 | 4.5481e-05 | 198.0428 | 417.4632 | 0.054573
| Civic Offices | Cold water pipes to external face of building ground floor including lockable protection and hosepipe connection local packaged booster set housed inside building (Labour - Services (per £ spent)) | 1701202 | 8403958 | 5 | Services equipment | Labour Effort | Assembly | 6.5761 | Hours | 10 | 44 | 1 | FALSE | 1 | FALSE | 1 | [6 empty] | 20 | B4B5 | 13.2738 | 2.3441e-06 | 0.044227 | 0.011875 | 0.0073258 | 4.5481e-05 | 198.0428 | 417.4632 | 0.054573
| Civic Offices | Cold water pipes to external face of building ground floor including lockable protection and hosepipe connection local packaged booster set housed inside building (Labour - Services (per £ spent)) | 1701202 | 8403958 | 5 | Services equipment | Labour Effort | Assembly | 6.5761 | Hours | 10 | 44 | 1 | FALSE | 1 | FALSE | 1 | [6 empty] | 30 | B4B5 | 13.2738 | 2.3441e-06 | 0.044227 | 0.011875 | 0.0073258 | 4.5481e-05 | 198.0428 | 417.4632 | 0.054573
| Civic Offices | Cold water pipes to external face of building ground floor including lockable protection and hosepipe connection local packaged booster set housed inside building (Labour - Services (per £ spent)) | 1701202 | 8403958 | 5 | Services equipment | Labour Effort | Assembly | 6.5761 | Hours | 10 | 44 | 1 | FALSE | 1 | FALSE | 1 | [6 empty] | 40 | B4B5 | 13.2738 | 2.3441e-06 | 0.044227 | 0.011875 | 0.0073258 | 4.5481e-05 | 198.0428 | 417.4632 | 0.054573
| Civic Offices | Cold water pipes to external face of building ground floor including lockable protection and hosepipe connection local packaged booster set housed inside building (Labour - Services (per £ spent)) | 1701202 | 8403958 | 5 | Services equipment | Labour Effort | Assembly | 6.5761 | Hours | 10 | 44 | 1 | FALSE | 1 | FALSE | 1 | [6 empty] | 50 | B4B5 | 13.2738 | 2.3441e-06 | 0.044227 | 0.011875 | 0.0073258 | 4.5481e-05 | 198.0428 | 417.4632 | 0.054573
| Civic Offices | Cold water pipes to external face of building ground floor including lockable protection and hosepipe connection local packaged booster set housed inside building (Labour - Services (per £ spent)) | 1701202 | 8403959 | 5 | Services equipment | Labour effort | Assembly | 3.288 | Hours | 5 | 44 | 1 | FALSE | 1 | FALSE | 1 | [6 empty] | 0 | A5 | 0.17781 | 1.1516e-08 | 0.00096408 | 0.00022114 | 5.4873e-05 | 2.1463e-07 | 2.7381 | 194.0298 | 0.00070664
| Civic Offices | Cold water pipes to external face of building ground floor including lockable protection and hosepipe connection local packaged booster set housed inside building (Labour - Services (per £ spent)) | 1701202 | 8403959 | 5 | Services equipment | Labour effort | Assembly | 3.288 | Hours | 5 | 44 | 1 | FALSE | 1 | FALSE | 1 | [6 empty] | 0 | A4 | 12.9182 | 2.3211e-06 | 0.042299 | 0.011433 | 0.0072161 | 4.5052e-05 | 192.5666 | 29.4035 | 0.05316
| Civic Offices | Cold water pipes to external face of building ground floor including lockable protection and hosepipe connection local packaged booster set housed inside building (Labour - Services (per £ spent)) | 1701202 | 8403959 | 5 | Services equipment | Labour effort | Assembly | 3.288 | Hours | 5 | 44 | 1 | FALSE | 1 | FALSE | 1 | [6 empty] | 5 | B4B5 | 13.096 | 2.3326e-06 | 0.043263 | 0.011654 | 0.007271 | 4.5267e-05 | 195.3047 | 223.4333 | 0.053867
| Civic Offices | Cold water pipes to external face of building ground floor including lockable protection and hosepipe connection local packaged booster set housed inside building (Labour - Services (per £ spent)) | 1701202 | 8403959 | 5 | Services equipment | Labour effort | Assembly | 3.288 | Hours | 5 | 44 | 1 | FALSE | 1 | FALSE | 1 | [6 empty] | 10 | B4B5 | 13.096 | 2.3326e-06 | 0.043263 | 0.011654 | 0.007271 | 4.5267e-05 | 195.3047 | 223.4333 | 0.053867
| Civic Offices | Cold water pipes to external face of building ground floor including lockable protection and hosepipe connection local packaged booster set housed inside building (Labour - Services (per £ spent)) | 1701202 | 8403959 | 5 | Services equipment | Labour effort | Assembly | 3.288 | Hours | 5 | 44 | 1 | FALSE | 1 | FALSE | 1 | [6 empty] | 15 | B4B5 | 13.096 | 2.3326e-06 | 0.043263 | 0.011654 | 0.007271 | 4.5267e-05 | 195.3047 | 223.4333 | 0.053867
| Civic Offices | Cold water pipes to external face of building ground floor including lockable protection and hosepipe connection local packaged booster set housed inside building (Labour - Services (per £ spent)) | 1701202 | 8403959 | 5 | Services equipment | Labour effort | Assembly | 3.288 | Hours | 5 | 44 | 1 | FALSE | 1 | FALSE | 1 | [6 empty] | 20 | B4B5 | 13.096 | 2.3326e-06 | 0.043263 | 0.011654 | 0.007271 | 4.5267e-05 | 195.3047 | 223.4333 | 0.053867
| Civic Offices | Cold water pipes to external face of building ground floor including lockable protection and hosepipe connection local packaged booster set housed inside building (Labour - Services (per £ spent)) | 1701202 | 8403959 | 5 | Services equipment | Labour effort | Assembly | 3.288 | Hours | 5 | 44 | 1 | FALSE | 1 | FALSE | 1 | [6 empty] | 25 | B4B5 | 13.096 | 2.3326e-06 | 0.043263 | 0.011654 | 0.007271 | 4.5267e-05 | 195.3047 | 223.4333 | 0.053867
| Civic Offices | Cold water pipes to external face of building ground floor including lockable protection and hosepipe connection local packaged booster set housed inside building (Labour - Services (per £ spent)) | 1701202 | 8403959 | 5 | Services equipment | Labour effort | Assembly | 3.288 | Hours | 5 | 44 | 1 | FALSE | 1 | FALSE | 1 | [6 empty] | 30 | B4B5 | 13.096 | 2.3326e-06 | 0.043263 | 0.011654 | 0.007271 | 4.5267e-05 | 195.3047 | 223.4333 | 0.053867
| Civic Offices | Cold water pipes to external face of building ground floor including lockable protection and hosepipe connection local packaged booster set housed inside building (Labour - Services (per £ spent)) | 1701202 | 8403959 | 5 | Services equipment | Labour effort | Assembly | 3.288 | Hours | 5 | 44 | 1 | FALSE | 1 | FALSE | 1 | [6 empty] | 35 | B4B5 | 13.096 | 2.3326e-06 | 0.043263 | 0.011654 | 0.007271 | 4.5267e-05 | 195.3047 | 223.4333 | 0.053867
| Civic Offices | Cold water pipes to external face of building ground floor including lockable protection and hosepipe connection local packaged booster set housed inside building (Labour - Services (per £ spent)) | 1701202 | 8403959 | 5 | Services equipment | Labour effort | Assembly | 3.288 | Hours | 5 | 44 | 1 | FALSE | 1 | FALSE | 1 | [6 empty] | 40 | B4B5 | 13.096 | 2.3326e-06 | 0.043263 | 0.011654 | 0.007271 | 4.5267e-05 | 195.3047 | 223.4333 | 0.053867
| Civic Offices | Cold water pipes to external face of building ground floor including lockable protection and hosepipe connection local packaged booster set housed inside building (Labour - Services (per £ spent)) | 1701202 | 8403959 | 5 | Services equipment | Labour effort | Assembly | 3.288 | Hours | 5 | 44 | 1 | FALSE | 1 | FALSE | 1 | [6 empty] | 45 | B4B5 | 13.096 | 2.3326e-06 | 0.043263 | 0.011654 | 0.007271 | 4.5267e-05 | 195.3047 | 223.4333 | 0.053867
| Civic Offices | Cold water pipes to external face of building ground floor including lockable protection and hosepipe connection local packaged booster set housed inside building (Labour - Services (per £ spent)) | 1701202 | 8403959 | 5 | Services equipment | Labour effort | Assembly | 3.288 | Hours | 5 | 44 | 1 | FALSE | 1 | FALSE | 1 | [6 empty] | 50 | B4B5 | 13.096 | 2.3326e-06 | 0.043263 | 0.011654 | 0.007271 | 4.5267e-05 | 195.3047 | 223.4333 | 0.053867
| Civic Offices | Cold water pipes to external face of building ground floor including lockable protection and hosepipe connection local packaged booster set housed inside building (Labour - Services (per £ spent)) | 1701202 | 8403959 | 5 | Services equipment | Labour effort | Assembly | 3.288 | Hours | 5 | 44 | 1 | FALSE | 1 | FALSE | 1 | [6 empty] | 55 | B4B5 | 13.096 | 2.3326e-06 | 0.043263 | 0.011654 | 0.007271 | 4.5267e-05 | 195.3047 | 223.4333 | 0.053867
| Civic Offices | Cold water pipes to external face of building ground floor including lockable protection and hosepipe connection local packaged booster set housed inside building (Labour - Services (per £ spent)) | 1701202 | 8403960 | 5 | Services equipment | Labour Effort | Assembly | 3.288 | Hours | 20 | 44 | 1 | FALSE | 1 | FALSE | 1 | [6 empty] | 0 | A5 | 0.17781 | 1.1516e-08 | 0.00096408 | 0.00022114 | 5.4873e-05 | 2.1463e-07 | 2.7381 | 194.0298 | 0.00070664
| Civic Offices | Cold water pipes to external face of building ground floor including lockable protection and hosepipe connection local packaged booster set housed inside building (Labour - Services (per £ spent)) | 1701202 | 8403960 | 5 | Services equipment | Labour Effort | Assembly | 3.288 | Hours | 20 | 44 | 1 | FALSE | 1 | FALSE | 1 | [6 empty] | 0 | A4 | 12.9182 | 2.3211e-06 | 0.042299 | 0.011433 | 0.0072161 | 4.5052e-05 | 192.5666 | 29.4035 | 0.05316
| Civic Offices | Cold water pipes to external face of building ground floor including lockable protection and hosepipe connection local packaged booster set housed inside building (Labour - Services (per £ spent)) | 1701202 | 8403960 | 5 | Services equipment | Labour Effort | Assembly | 3.288 | Hours | 20 | 44 | 1 | FALSE | 1 | FALSE | 1 | [6 empty] | 20 | B4B5 | 13.096 | 2.3326e-06 | 0.043263 | 0.011654 | 0.007271 | 4.5267e-05 | 195.3047 | 223.4333 | 0.053867
| Civic Offices | Cold water pipes to external face of building ground floor including lockable protection and hosepipe connection local packaged booster set housed inside building (Labour - Services (per £ spent)) | 1701202 | 8403960 | 5 | Services equipment | Labour Effort | Assembly | 3.288 | Hours | 20 | 44 | 1 | FALSE | 1 | FALSE | 1 | [6 empty] | 40 | B4B5 | 13.096 | 2.3326e-06 | 0.043263 | 0.011654 | 0.007271 | 4.5267e-05 | 195.3047 | 223.4333 | 0.053867
| Civic Offices | Cold water pipes to external face of building ground floor including lockable protection and hosepipe connection local packaged booster set housed inside building (Labour - Services (per £ spent)) | 1701202 | 8403961 | 5 | Services equipment | Labour Effort | Assembly | 0.54801 | Hours | 5 | 44 | 1 | FALSE | 1 | FALSE | 1 | [6 empty] | 0 | A5 | 0.029634 | 1.9193e-09 | 0.00016068 | 3.6856e-05 | 9.1456e-06 | 3.5772e-08 | 0.45636 | 21.9262 | 0.00011777
| Civic Offices | Cold water pipes to external face of building ground floor including lockable protection and hosepipe connection local packaged booster set housed inside building (Labour - Services (per £ spent)) | 1701202 | 8403961 | 5 | Services equipment | Labour Effort | Assembly | 0.54801 | Hours | 5 | 44 | 1 | FALSE | 1 | FALSE | 1 | [6 empty] | 0 | A4 | 0 | 0 | 0 | 0 | 0 | 0 | 0 | 0 | 0
| Civic Offices | Cold water pipes to external face of building ground floor including lockable protection and hosepipe connection local packaged booster set housed inside building (Labour - Services (per £ spent)) | 1701202 | 8403961 | 5 | Services equipment | Labour Effort | Assembly | 0.54801 | Hours | 5 | 44 | 1 | FALSE | 1 | FALSE | 1 | [6 empty] | 5 | B4B5 | 0.029634 | 1.9193e-09 | 0.00016068 | 3.6856e-05 | 9.1456e-06 | 3.5772e-08 | 0.45636 | 21.9262 | 0.00011777
| Civic Offices | Cold water pipes to external face of building ground floor including lockable protection and hosepipe connection local packaged booster set housed inside building (Labour - Services (per £ spent)) | 1701202 | 8403961 | 5 | Services equipment | Labour Effort | Assembly | 0.54801 | Hours | 5 | 44 | 1 | FALSE | 1 | FALSE | 1 | [6 empty] | 10 | B4B5 | 0.029634 | 1.9193e-09 | 0.00016068 | 3.6856e-05 | 9.1456e-06 | 3.5772e-08 | 0.45636 | 21.9262 | 0.00011777
| Civic Offices | Cold water pipes to external face of building ground floor including lockable protection and hosepipe connection local packaged booster set housed inside building (Labour - Services (per £ spent)) | 1701202 | 8403961 | 5 | Services equipment | Labour Effort | Assembly | 0.54801 | Hours | 5 | 44 | 1 | FALSE | 1 | FALSE | 1 | [6 empty] | 15 | B4B5 | 0.029634 | 1.9193e-09 | 0.00016068 | 3.6856e-05 | 9.1456e-06 | 3.5772e-08 | 0.45636 | 21.9262 | 0.00011777
| Civic Offices | Cold water pipes to external face of building ground floor including lockable protection and hosepipe connection local packaged booster set housed inside building (Labour - Services (per £ spent)) | 1701202 | 8403961 | 5 | Services equipment | Labour Effort | Assembly | 0.54801 | Hours | 5 | 44 | 1 | FALSE | 1 | FALSE | 1 | [6 empty] | 20 | B4B5 | 0.029634 | 1.9193e-09 | 0.00016068 | 3.6856e-05 | 9.1456e-06 | 3.5772e-08 | 0.45636 | 21.9262 | 0.00011777
| Civic Offices | Cold water pipes to external face of building ground floor including lockable protection and hosepipe connection local packaged booster set housed inside building (Labour - Services (per £ spent)) | 1701202 | 8403961 | 5 | Services equipment | Labour Effort | Assembly | 0.54801 | Hours | 5 | 44 | 1 | FALSE | 1 | FALSE | 1 | [6 empty] | 25 | B4B5 | 0.029634 | 1.9193e-09 | 0.00016068 | 3.6856e-05 | 9.1456e-06 | 3.5772e-08 | 0.45636 | 21.9262 | 0.00011777
| Civic Offices | Cold water pipes to external face of building ground floor including lockable protection and hosepipe connection local packaged booster set housed inside building (Labour - Services (per £ spent)) | 1701202 | 8403961 | 5 | Services equipment | Labour Effort | Assembly | 0.54801 | Hours | 5 | 44 | 1 | FALSE | 1 | FALSE | 1 | [6 empty] | 30 | B4B5 | 0.029634 | 1.9193e-09 | 0.00016068 | 3.6856e-05 | 9.1456e-06 | 3.5772e-08 | 0.45636 | 21.9262 | 0.00011777
| Civic Offices | Cold water pipes to external face of building ground floor including lockable protection and hosepipe connection local packaged booster set housed inside building (Labour - Services (per £ spent)) | 1701202 | 8403961 | 5 | Services equipment | Labour Effort | Assembly | 0.54801 | Hours | 5 | 44 | 1 | FALSE | 1 | FALSE | 1 | [6 empty] | 35 | B4B5 | 0.029634 | 1.9193e-09 | 0.00016068 | 3.6856e-05 | 9.1456e-06 | 3.5772e-08 | 0.45636 | 21.9262 | 0.00011777
| Civic Offices | Cold water pipes to external face of building ground floor including lockable protection and hosepipe connection local packaged booster set housed inside building (Labour - Services (per £ spent)) | 1701202 | 8403961 | 5 | Services equipment | Labour Effort | Assembly | 0.54801 | Hours | 5 | 44 | 1 | FALSE | 1 | FALSE | 1 | [6 empty] | 40 | B4B5 | 0.029634 | 1.9193e-09 | 0.00016068 | 3.6856e-05 | 9.1456e-06 | 3.5772e-08 | 0.45636 | 21.9262 | 0.00011777
| Civic Offices | Cold water pipes to external face of building ground floor including lockable protection and hosepipe connection local packaged booster set housed inside building (Labour - Services (per £ spent)) | 1701202 | 8403961 | 5 | Services equipment | Labour Effort | Assembly | 0.54801 | Hours | 5 | 44 | 1 | FALSE | 1 | FALSE | 1 | [6 empty] | 45 | B4B5 | 0.029634 | 1.9193e-09 | 0.00016068 | 3.6856e-05 | 9.1456e-06 | 3.5772e-08 | 0.45636 | 21.9262 | 0.00011777
| Civic Offices | Cold water pipes to external face of building ground floor including lockable protection and hosepipe connection local packaged booster set housed inside building (Labour - Services (per £ spent)) | 1701202 | 8403961 | 5 | Services equipment | Labour Effort | Assembly | 0.54801 | Hours | 5 | 44 | 1 | FALSE | 1 | FALSE | 1 | [6 empty] | 50 | B4B5 | 0.029634 | 1.9193e-09 | 0.00016068 | 3.6856e-05 | 9.1456e-06 | 3.5772e-08 | 0.45636 | 21.9262 | 0.00011777
| Civic Offices | Cold water pipes to external face of building ground floor including lockable protection and hosepipe connection local packaged booster set housed inside building (Labour - Services (per £ spent)) | 1701202 | 8403961 | 5 | Services equipment | Labour Effort | Assembly | 0.54801 | Hours | 5 | 44 | 1 | FALSE | 1 | FALSE | 1 | [6 empty] | 55 | B4B5 | 0.029634 | 1.9193e-09 | 0.00016068 | 3.6856e-05 | 9.1456e-06 | 3.5772e-08 | 0.45636 | 21.9262 | 0.00011777
| Civic Offices | Cold water pipes to external face of building ground floor including lockable protection and hosepipe connection local packaged booster set housed inside building (Labour - Services (per £ spent)) | 1701202 | 8403962 | 5 | Services equipment | Labour Effort | Assembly | 0.54801 | Hours | 20 | 44 | 1 | FALSE | 1 | FALSE | 1 | [6 empty] | 0 | A5 | 0.029634 | 1.9193e-09 | 0.00016068 | 3.6856e-05 | 9.1456e-06 | 3.5772e-08 | 0.45636 | 21.9262 | 0.00011777
| Civic Offices | Cold water pipes to external face of building ground floor including lockable protection and hosepipe connection local packaged booster set housed inside building (Labour - Services (per £ spent)) | 1701202 | 8403962 | 5 | Services equipment | Labour Effort | Assembly | 0.54801 | Hours | 20 | 44 | 1 | FALSE | 1 | FALSE | 1 | [6 empty] | 0 | A4 | 0 | 0 | 0 | 0 | 0 | 0 | 0 | 0 | 0
| Civic Offices | Cold water pipes to external face of building ground floor including lockable protection and hosepipe connection local packaged booster set housed inside building (Labour - Services (per £ spent)) | 1701202 | 8403962 | 5 | Services equipment | Labour Effort | Assembly | 0.54801 | Hours | 20 | 44 | 1 | FALSE | 1 | FALSE | 1 | [6 empty] | 20 | B4B5 | 0.029634 | 1.9193e-09 | 0.00016068 | 3.6856e-05 | 9.1456e-06 | 3.5772e-08 | 0.45636 | 21.9262 | 0.00011777
| Civic Offices | Cold water pipes to external face of building ground floor including lockable protection and hosepipe connection local packaged booster set housed inside building (Labour - Services (per £ spent)) | 1701202 | 8403962 | 5 | Services equipment | Labour Effort | Assembly | 0.54801 | Hours | 20 | 44 | 1 | FALSE | 1 | FALSE | 1 | [6 empty] | 40 | B4B5 | 0.029634 | 1.9193e-09 | 0.00016068 | 3.6856e-05 | 9.1456e-06 | 3.5772e-08 | 0.45636 | 21.9262 | 0.00011777
| Civic Offices | Cold water bib tap and hose connection to roof insulation local packaged booster set housed inside building (Labour - Services (per £ spent)) | 1701203 | 8403963 | 5 | Services equipment | Labour Effort | Assembly | 0.54801 | Hours | 10 | 44 | 1 | FALSE | 1 | FALSE | 1 | [6 empty] | 0 | A5 | 0.029634 | 1.9193e-09 | 0.00016068 | 3.6856e-05 | 9.1456e-06 | 3.5772e-08 | 0.45636 | 21.9262 | 0.00011777
| Civic Offices | Cold water bib tap and hose connection to roof insulation local packaged booster set housed inside building (Labour - Services (per £ spent)) | 1701203 | 8403963 | 5 | Services equipment | Labour Effort | Assembly | 0.54801 | Hours | 10 | 44 | 1 | FALSE | 1 | FALSE | 1 | [6 empty] | 0 | A4 | 0 | 0 | 0 | 0 | 0 | 0 | 0 | 0 | 0
| Civic Offices | Cold water bib tap and hose connection to roof insulation local packaged booster set housed inside building (Labour - Services (per £ spent)) | 1701203 | 8403963 | 5 | Services equipment | Labour Effort | Assembly | 0.54801 | Hours | 10 | 44 | 1 | FALSE | 1 | FALSE | 1 | [6 empty] | 10 | B4B5 | 0.029634 | 1.9193e-09 | 0.00016068 | 3.6856e-05 | 9.1456e-06 | 3.5772e-08 | 0.45636 | 21.9262 | 0.00011777
| Civic Offices | Cold water bib tap and hose connection to roof insulation local packaged booster set housed inside building (Labour - Services (per £ spent)) | 1701203 | 8403963 | 5 | Services equipment | Labour Effort | Assembly | 0.54801 | Hours | 10 | 44 | 1 | FALSE | 1 | FALSE | 1 | [6 empty] | 20 | B4B5 | 0.029634 | 1.9193e-09 | 0.00016068 | 3.6856e-05 | 9.1456e-06 | 3.5772e-08 | 0.45636 | 21.9262 | 0.00011777
| Civic Offices | Cold water bib tap and hose connection to roof insulation local packaged booster set housed inside building (Labour - Services (per £ spent)) | 1701203 | 8403963 | 5 | Services equipment | Labour Effort | Assembly | 0.54801 | Hours | 10 | 44 | 1 | FALSE | 1 | FALSE | 1 | [6 empty] | 30 | B4B5 | 0.029634 | 1.9193e-09 | 0.00016068 | 3.6856e-05 | 9.1456e-06 | 3.5772e-08 | 0.45636 | 21.9262 | 0.00011777
| Civic Offices | Cold water bib tap and hose connection to roof insulation local packaged booster set housed inside building (Labour - Services (per £ spent)) | 1701203 | 8403963 | 5 | Services equipment | Labour Effort | Assembly | 0.54801 | Hours | 10 | 44 | 1 | FALSE | 1 | FALSE | 1 | [6 empty] | 40 | B4B5 | 0.029634 | 1.9193e-09 | 0.00016068 | 3.6856e-05 | 9.1456e-06 | 3.5772e-08 | 0.45636 | 21.9262 | 0.00011777
| Civic Offices | Cold water bib tap and hose connection to roof insulation local packaged booster set housed inside building (Labour - Services (per £ spent)) | 1701203 | 8403963 | 5 | Services equipment | Labour Effort | Assembly | 0.54801 | Hours | 10 | 44 | 1 | FALSE | 1 | FALSE | 1 | [6 empty] | 50 | B4B5 | 0.029634 | 1.9193e-09 | 0.00016068 | 3.6856e-05 | 9.1456e-06 | 3.5772e-08 | 0.45636 | 21.9262 | 0.00011777
| Civic Offices | Cold water bib tap and hose connection to roof insulation local packaged booster set housed inside building (Labour - Services (per £ spent)) | 1701203 | 8403964 | 5 | Services equipment | Labour Effort | Assembly | 3.288 | Hours | 10 | 44 | 1 | FALSE | 1 | FALSE | 1 | [6 empty] | 0 | A5 | 0.17781 | 1.1516e-08 | 0.00096408 | 0.00022114 | 5.4873e-05 | 2.1463e-07 | 2.7381 | 194.0298 | 0.00070664
| Civic Offices | Cold water bib tap and hose connection to roof insulation local packaged booster set housed inside building (Labour - Services (per £ spent)) | 1701203 | 8403964 | 5 | Services equipment | Labour Effort | Assembly | 3.288 | Hours | 10 | 44 | 1 | FALSE | 1 | FALSE | 1 | [6 empty] | 0 | A4 | 12.9182 | 2.3211e-06 | 0.042299 | 0.011433 | 0.0072161 | 4.5052e-05 | 192.5666 | 29.4035 | 0.05316
| Civic Offices | Cold water bib tap and hose connection to roof insulation local packaged booster set housed inside building (Labour - Services (per £ spent)) | 1701203 | 8403964 | 5 | Services equipment | Labour Effort | Assembly | 3.288 | Hours | 10 | 44 | 1 | FALSE | 1 | FALSE | 1 | [6 empty] | 10 | B4B5 | 13.096 | 2.3326e-06 | 0.043263 | 0.011654 | 0.007271 | 4.5267e-05 | 195.3047 | 223.4333 | 0.053867
| Civic Offices | Cold water bib tap and hose connection to roof insulation local packaged booster set housed inside building (Labour - Services (per £ spent)) | 1701203 | 8403964 | 5 | Services equipment | Labour Effort | Assembly | 3.288 | Hours | 10 | 44 | 1 | FALSE | 1 | FALSE | 1 | [6 empty] | 20 | B4B5 | 13.096 | 2.3326e-06 | 0.043263 | 0.011654 | 0.007271 | 4.5267e-05 | 195.3047 | 223.4333 | 0.053867
| Civic Offices | Cold water bib tap and hose connection to roof insulation local packaged booster set housed inside building (Labour - Services (per £ spent)) | 1701203 | 8403964 | 5 | Services equipment | Labour Effort | Assembly | 3.288 | Hours | 10 | 44 | 1 | FALSE | 1 | FALSE | 1 | [6 empty] | 30 | B4B5 | 13.096 | 2.3326e-06 | 0.043263 | 0.011654 | 0.007271 | 4.5267e-05 | 195.3047 | 223.4333 | 0.053867
| Civic Offices | Cold water bib tap and hose connection to roof insulation local packaged booster set housed inside building (Labour - Services (per £ spent)) | 1701203 | 8403964 | 5 | Services equipment | Labour Effort | Assembly | 3.288 | Hours | 10 | 44 | 1 | FALSE | 1 | FALSE | 1 | [6 empty] | 40 | B4B5 | 13.096 | 2.3326e-06 | 0.043263 | 0.011654 | 0.007271 | 4.5267e-05 | 195.3047 | 223.4333 | 0.053867
| Civic Offices | Cold water bib tap and hose connection to roof insulation local packaged booster set housed inside building (Labour - Services (per £ spent)) | 1701203 | 8403964 | 5 | Services equipment | Labour Effort | Assembly | 3.288 | Hours | 10 | 44 | 1 | FALSE | 1 | FALSE | 1 | [6 empty] | 50 | B4B5 | 13.096 | 2.3326e-06 | 0.043263 | 0.011654 | 0.007271 | 4.5267e-05 | 195.3047 | 223.4333 | 0.053867
| Civic Offices | Cold water bib tap and hose connection to roof insulation local packaged booster set housed inside building (Labour - Services (per £ spent)) | 1701203 | 8403965 | 5 | Services equipment | Labour effort | Assembly | 1.644 | Hours | 5 | 44 | 1 | FALSE | 1 | FALSE | 1 | [6 empty] | 0 | A5 | 0.088903 | 5.7578e-09 | 0.00048204 | 0.00011057 | 2.7437e-05 | 1.0732e-07 | 1.3691 | 97.0149 | 0.00035332
| Civic Offices | Cold water bib tap and hose connection to roof insulation local packaged booster set housed inside building (Labour - Services (per £ spent)) | 1701203 | 8403965 | 5 | Services equipment | Labour effort | Assembly | 1.644 | Hours | 5 | 44 | 1 | FALSE | 1 | FALSE | 1 | [6 empty] | 0 | A4 | 12.9182 | 2.3211e-06 | 0.042299 | 0.011433 | 0.0072161 | 4.5052e-05 | 192.5666 | 29.4035 | 0.05316
| Civic Offices | Cold water bib tap and hose connection to roof insulation local packaged booster set housed inside building (Labour - Services (per £ spent)) | 1701203 | 8403965 | 5 | Services equipment | Labour effort | Assembly | 1.644 | Hours | 5 | 44 | 1 | FALSE | 1 | FALSE | 1 | [6 empty] | 5 | B4B5 | 13.0071 | 2.3268e-06 | 0.042781 | 0.011543 | 0.0072435 | 4.5159e-05 | 193.9356 | 126.4184 | 0.053514
| Civic Offices | Cold water bib tap and hose connection to roof insulation local packaged booster set housed inside building (Labour - Services (per £ spent)) | 1701203 | 8403965 | 5 | Services equipment | Labour effort | Assembly | 1.644 | Hours | 5 | 44 | 1 | FALSE | 1 | FALSE | 1 | [6 empty] | 10 | B4B5 | 13.0071 | 2.3268e-06 | 0.042781 | 0.011543 | 0.0072435 | 4.5159e-05 | 193.9356 | 126.4184 | 0.053514
| Civic Offices | Cold water bib tap and hose connection to roof insulation local packaged booster set housed inside building (Labour - Services (per £ spent)) | 1701203 | 8403965 | 5 | Services equipment | Labour effort | Assembly | 1.644 | Hours | 5 | 44 | 1 | FALSE | 1 | FALSE | 1 | [6 empty] | 15 | B4B5 | 13.0071 | 2.3268e-06 | 0.042781 | 0.011543 | 0.0072435 | 4.5159e-05 | 193.9356 | 126.4184 | 0.053514
| Civic Offices | Cold water bib tap and hose connection to roof insulation local packaged booster set housed inside building (Labour - Services (per £ spent)) | 1701203 | 8403965 | 5 | Services equipment | Labour effort | Assembly | 1.644 | Hours | 5 | 44 | 1 | FALSE | 1 | FALSE | 1 | [6 empty] | 20 | B4B5 | 13.0071 | 2.3268e-06 | 0.042781 | 0.011543 | 0.0072435 | 4.5159e-05 | 193.9356 | 126.4184 | 0.053514
| Civic Offices | Cold water bib tap and hose connection to roof insulation local packaged booster set housed inside building (Labour - Services (per £ spent)) | 1701203 | 8403965 | 5 | Services equipment | Labour effort | Assembly | 1.644 | Hours | 5 | 44 | 1 | FALSE | 1 | FALSE | 1 | [6 empty] | 25 | B4B5 | 13.0071 | 2.3268e-06 | 0.042781 | 0.011543 | 0.0072435 | 4.5159e-05 | 193.9356 | 126.4184 | 0.053514
| Civic Offices | Cold water bib tap and hose connection to roof insulation local packaged booster set housed inside building (Labour - Services (per £ spent)) | 1701203 | 8403965 | 5 | Services equipment | Labour effort | Assembly | 1.644 | Hours | 5 | 44 | 1 | FALSE | 1 | FALSE | 1 | [6 empty] | 30 | B4B5 | 13.0071 | 2.3268e-06 | 0.042781 | 0.011543 | 0.0072435 | 4.5159e-05 | 193.9356 | 126.4184 | 0.053514
| Civic Offices | Cold water bib tap and hose connection to roof insulation local packaged booster set housed inside building (Labour - Services (per £ spent)) | 1701203 | 8403965 | 5 | Services equipment | Labour effort | Assembly | 1.644 | Hours | 5 | 44 | 1 | FALSE | 1 | FALSE | 1 | [6 empty] | 35 | B4B5 | 13.0071 | 2.3268e-06 | 0.042781 | 0.011543 | 0.0072435 | 4.5159e-05 | 193.9356 | 126.4184 | 0.053514
| Civic Offices | Cold water bib tap and hose connection to roof insulation local packaged booster set housed inside building (Labour - Services (per £ spent)) | 1701203 | 8403965 | 5 | Services equipment | Labour effort | Assembly | 1.644 | Hours | 5 | 44 | 1 | FALSE | 1 | FALSE | 1 | [6 empty] | 40 | B4B5 | 13.0071 | 2.3268e-06 | 0.042781 | 0.011543 | 0.0072435 | 4.5159e-05 | 193.9356 | 126.4184 | 0.053514
| Civic Offices | Cold water bib tap and hose connection to roof insulation local packaged booster set housed inside building (Labour - Services (per £ spent)) | 1701203 | 8403965 | 5 | Services equipment | Labour effort | Assembly | 1.644 | Hours | 5 | 44 | 1 | FALSE | 1 | FALSE | 1 | [6 empty] | 45 | B4B5 | 13.0071 | 2.3268e-06 | 0.042781 | 0.011543 | 0.0072435 | 4.5159e-05 | 193.9356 | 126.4184 | 0.053514
| Civic Offices | Cold water bib tap and hose connection to roof insulation local packaged booster set housed inside building (Labour - Services (per £ spent)) | 1701203 | 8403965 | 5 | Services equipment | Labour effort | Assembly | 1.644 | Hours | 5 | 44 | 1 | FALSE | 1 | FALSE | 1 | [6 empty] | 50 | B4B5 | 13.0071 | 2.3268e-06 | 0.042781 | 0.011543 | 0.0072435 | 4.5159e-05 | 193.9356 | 126.4184 | 0.053514
| Civic Offices | Cold water bib tap and hose connection to roof insulation local packaged booster set housed inside building (Labour - Services (per £ spent)) | 1701203 | 8403965 | 5 | Services equipment | Labour effort | Assembly | 1.644 | Hours | 5 | 44 | 1 | FALSE | 1 | FALSE | 1 | [6 empty] | 55 | B4B5 | 13.0071 | 2.3268e-06 | 0.042781 | 0.011543 | 0.0072435 | 4.5159e-05 | 193.9356 | 126.4184 | 0.053514
| Civic Offices | Cold water bib tap and hose connection to roof insulation local packaged booster set housed inside building (Labour - Services (per £ spent)) | 1701203 | 8403966 | 5 | Services equipment | Labour Effort | Assembly | 1.644 | Hours | 20 | 44 | 1 | FALSE | 1 | FALSE | 1 | [6 empty] | 0 | A5 | 0.088903 | 5.7578e-09 | 0.00048204 | 0.00011057 | 2.7437e-05 | 1.0732e-07 | 1.3691 | 97.0149 | 0.00035332
| Civic Offices | Cold water bib tap and hose connection to roof insulation local packaged booster set housed inside building (Labour - Services (per £ spent)) | 1701203 | 8403966 | 5 | Services equipment | Labour Effort | Assembly | 1.644 | Hours | 20 | 44 | 1 | FALSE | 1 | FALSE | 1 | [6 empty] | 0 | A4 | 12.9182 | 2.3211e-06 | 0.042299 | 0.011433 | 0.0072161 | 4.5052e-05 | 192.5666 | 29.4035 | 0.05316
| Civic Offices | Cold water bib tap and hose connection to roof insulation local packaged booster set housed inside building (Labour - Services (per £ spent)) | 1701203 | 8403966 | 5 | Services equipment | Labour Effort | Assembly | 1.644 | Hours | 20 | 44 | 1 | FALSE | 1 | FALSE | 1 | [6 empty] | 20 | B4B5 | 13.0071 | 2.3268e-06 | 0.042781 | 0.011543 | 0.0072435 | 4.5159e-05 | 193.9356 | 126.4184 | 0.053514
| Civic Offices | Cold water bib tap and hose connection to roof insulation local packaged booster set housed inside building (Labour - Services (per £ spent)) | 1701203 | 8403966 | 5 | Services equipment | Labour Effort | Assembly | 1.644 | Hours | 20 | 44 | 1 | FALSE | 1 | FALSE | 1 | [6 empty] | 40 | B4B5 | 13.0071 | 2.3268e-06 | 0.042781 | 0.011543 | 0.0072435 | 4.5159e-05 | 193.9356 | 126.4184 | 0.053514
| Civic Offices | Cold water bib tap and hose connection to roof insulation local packaged booster set housed inside building (Labour - Services (per £ spent)) | 1701203 | 8403967 | 5 | Services equipment | Labour Effort | Assembly | 0.274 | Hours | 5 | 44 | 1 | FALSE | 1 | FALSE | 1 | [6 empty] | 0 | A5 | 0.014817 | 9.5963e-10 | 8.034e-05 | 1.8428e-05 | 4.5728e-06 | 1.7886e-08 | 0.22818 | 10.9631 | 5.8887e-05
| Civic Offices | Cold water bib tap and hose connection to roof insulation local packaged booster set housed inside building (Labour - Services (per £ spent)) | 1701203 | 8403967 | 5 | Services equipment | Labour Effort | Assembly | 0.274 | Hours | 5 | 44 | 1 | FALSE | 1 | FALSE | 1 | [6 empty] | 0 | A4 | 0 | 0 | 0 | 0 | 0 | 0 | 0 | 0 | 0
| Civic Offices | Cold water bib tap and hose connection to roof insulation local packaged booster set housed inside building (Labour - Services (per £ spent)) | 1701203 | 8403967 | 5 | Services equipment | Labour Effort | Assembly | 0.274 | Hours | 5 | 44 | 1 | FALSE | 1 | FALSE | 1 | [6 empty] | 5 | B4B5 | 0.014817 | 9.5963e-10 | 8.034e-05 | 1.8428e-05 | 4.5728e-06 | 1.7886e-08 | 0.22818 | 10.9631 | 5.8887e-05
| Civic Offices | Cold water bib tap and hose connection to roof insulation local packaged booster set housed inside building (Labour - Services (per £ spent)) | 1701203 | 8403967 | 5 | Services equipment | Labour Effort | Assembly | 0.274 | Hours | 5 | 44 | 1 | FALSE | 1 | FALSE | 1 | [6 empty] | 10 | B4B5 | 0.014817 | 9.5963e-10 | 8.034e-05 | 1.8428e-05 | 4.5728e-06 | 1.7886e-08 | 0.22818 | 10.9631 | 5.8887e-05
| Civic Offices | Cold water bib tap and hose connection to roof insulation local packaged booster set housed inside building (Labour - Services (per £ spent)) | 1701203 | 8403967 | 5 | Services equipment | Labour Effort | Assembly | 0.274 | Hours | 5 | 44 | 1 | FALSE | 1 | FALSE | 1 | [6 empty] | 15 | B4B5 | 0.014817 | 9.5963e-10 | 8.034e-05 | 1.8428e-05 | 4.5728e-06 | 1.7886e-08 | 0.22818 | 10.9631 | 5.8887e-05
| Civic Offices | Cold water bib tap and hose connection to roof insulation local packaged booster set housed inside building (Labour - Services (per £ spent)) | 1701203 | 8403967 | 5 | Services equipment | Labour Effort | Assembly | 0.274 | Hours | 5 | 44 | 1 | FALSE | 1 | FALSE | 1 | [6 empty] | 20 | B4B5 | 0.014817 | 9.5963e-10 | 8.034e-05 | 1.8428e-05 | 4.5728e-06 | 1.7886e-08 | 0.22818 | 10.9631 | 5.8887e-05
| Civic Offices | Cold water bib tap and hose connection to roof insulation local packaged booster set housed inside building (Labour - Services (per £ spent)) | 1701203 | 8403967 | 5 | Services equipment | Labour Effort | Assembly | 0.274 | Hours | 5 | 44 | 1 | FALSE | 1 | FALSE | 1 | [6 empty] | 25 | B4B5 | 0.014817 | 9.5963e-10 | 8.034e-05 | 1.8428e-05 | 4.5728e-06 | 1.7886e-08 | 0.22818 | 10.9631 | 5.8887e-05
| Civic Offices | Cold water bib tap and hose connection to roof insulation local packaged booster set housed inside building (Labour - Services (per £ spent)) | 1701203 | 8403967 | 5 | Services equipment | Labour Effort | Assembly | 0.274 | Hours | 5 | 44 | 1 | FALSE | 1 | FALSE | 1 | [6 empty] | 30 | B4B5 | 0.014817 | 9.5963e-10 | 8.034e-05 | 1.8428e-05 | 4.5728e-06 | 1.7886e-08 | 0.22818 | 10.9631 | 5.8887e-05
| Civic Offices | Cold water bib tap and hose connection to roof insulation local packaged booster set housed inside building (Labour - Services (per £ spent)) | 1701203 | 8403967 | 5 | Services equipment | Labour Effort | Assembly | 0.274 | Hours | 5 | 44 | 1 | FALSE | 1 | FALSE | 1 | [6 empty] | 35 | B4B5 | 0.014817 | 9.5963e-10 | 8.034e-05 | 1.8428e-05 | 4.5728e-06 | 1.7886e-08 | 0.22818 | 10.9631 | 5.8887e-05
| Civic Offices | Cold water bib tap and hose connection to roof insulation local packaged booster set housed inside building (Labour - Services (per £ spent)) | 1701203 | 8403967 | 5 | Services equipment | Labour Effort | Assembly | 0.274 | Hours | 5 | 44 | 1 | FALSE | 1 | FALSE | 1 | [6 empty] | 40 | B4B5 | 0.014817 | 9.5963e-10 | 8.034e-05 | 1.8428e-05 | 4.5728e-06 | 1.7886e-08 | 0.22818 | 10.9631 | 5.8887e-05
| Civic Offices | Cold water bib tap and hose connection to roof insulation local packaged booster set housed inside building (Labour - Services (per £ spent)) | 1701203 | 8403967 | 5 | Services equipment | Labour Effort | Assembly | 0.274 | Hours | 5 | 44 | 1 | FALSE | 1 | FALSE | 1 | [6 empty] | 45 | B4B5 | 0.014817 | 9.5963e-10 | 8.034e-05 | 1.8428e-05 | 4.5728e-06 | 1.7886e-08 | 0.22818 | 10.9631 | 5.8887e-05
| Civic Offices | Cold water bib tap and hose connection to roof insulation local packaged booster set housed inside building (Labour - Services (per £ spent)) | 1701203 | 8403967 | 5 | Services equipment | Labour Effort | Assembly | 0.274 | Hours | 5 | 44 | 1 | FALSE | 1 | FALSE | 1 | [6 empty] | 50 | B4B5 | 0.014817 | 9.5963e-10 | 8.034e-05 | 1.8428e-05 | 4.5728e-06 | 1.7886e-08 | 0.22818 | 10.9631 | 5.8887e-05
| Civic Offices | Cold water bib tap and hose connection to roof insulation local packaged booster set housed inside building (Labour - Services (per £ spent)) | 1701203 | 8403967 | 5 | Services equipment | Labour Effort | Assembly | 0.274 | Hours | 5 | 44 | 1 | FALSE | 1 | FALSE | 1 | [6 empty] | 55 | B4B5 | 0.014817 | 9.5963e-10 | 8.034e-05 | 1.8428e-05 | 4.5728e-06 | 1.7886e-08 | 0.22818 | 10.9631 | 5.8887e-05
| Civic Offices | Cold water bib tap and hose connection to roof insulation local packaged booster set housed inside building (Labour - Services (per £ spent)) | 1701203 | 8403968 | 5 | Services equipment | Labour Effort | Assembly | 0.274 | Hours | 20 | 44 | 1 | FALSE | 1 | FALSE | 1 | [6 empty] | 0 | A5 | 0.014817 | 9.5963e-10 | 8.034e-05 | 1.8428e-05 | 4.5728e-06 | 1.7886e-08 | 0.22818 | 10.9631 | 5.8887e-05
| Civic Offices | Cold water bib tap and hose connection to roof insulation local packaged booster set housed inside building (Labour - Services (per £ spent)) | 1701203 | 8403968 | 5 | Services equipment | Labour Effort | Assembly | 0.274 | Hours | 20 | 44 | 1 | FALSE | 1 | FALSE | 1 | [6 empty] | 0 | A4 | 0 | 0 | 0 | 0 | 0 | 0 | 0 | 0 | 0
| Civic Offices | Cold water bib tap and hose connection to roof insulation local packaged booster set housed inside building (Labour - Services (per £ spent)) | 1701203 | 8403968 | 5 | Services equipment | Labour Effort | Assembly | 0.274 | Hours | 20 | 44 | 1 | FALSE | 1 | FALSE | 1 | [6 empty] | 20 | B4B5 | 0.014817 | 9.5963e-10 | 8.034e-05 | 1.8428e-05 | 4.5728e-06 | 1.7886e-08 | 0.22818 | 10.9631 | 5.8887e-05
| Civic Offices | Cold water bib tap and hose connection to roof insulation local packaged booster set housed inside building (Labour - Services (per £ spent)) | 1701203 | 8403968 | 5 | Services equipment | Labour Effort | Assembly | 0.274 | Hours | 20 | 44 | 1 | FALSE | 1 | FALSE | 1 | [6 empty] | 40 | B4B5 | 0.014817 | 9.5963e-10 | 8.034e-05 | 1.8428e-05 | 4.5728e-06 | 1.7886e-08 | 0.22818 | 10.9631 | 5.8887e-05
| Civic Offices | Hot water supplies to sanitary appliances and allowance for kitchens (Labour - Services (per £ spent)) | 1701204 | 8403969 | 5 | Services equipment | Labour Effort | Assembly | 8.4174 | Hours | 10 | 44 | 1 | FALSE | 1 | FALSE | 1 | [6 empty] | 0 | A5 | 0.45518 | 2.948e-08 | 0.002468 | 0.00056611 | 0.00014048 | 5.4945e-07 | 7.0096 | 336.7865 | 0.001809
| Civic Offices | Hot water supplies to sanitary appliances and allowance for kitchens (Labour - Services (per £ spent)) | 1701204 | 8403969 | 5 | Services equipment | Labour Effort | Assembly | 8.4174 | Hours | 10 | 44 | 1 | FALSE | 1 | FALSE | 1 | [6 empty] | 0 | A4 | 0 | 0 | 0 | 0 | 0 | 0 | 0 | 0 | 0
| Civic Offices | Hot water supplies to sanitary appliances and allowance for kitchens (Labour - Services (per £ spent)) | 1701204 | 8403969 | 5 | Services equipment | Labour Effort | Assembly | 8.4174 | Hours | 10 | 44 | 1 | FALSE | 1 | FALSE | 1 | [6 empty] | 10 | B4B5 | 0.45518 | 2.948e-08 | 0.002468 | 0.00056611 | 0.00014048 | 5.4945e-07 | 7.0096 | 336.7865 | 0.001809
| Civic Offices | Hot water supplies to sanitary appliances and allowance for kitchens (Labour - Services (per £ spent)) | 1701204 | 8403969 | 5 | Services equipment | Labour Effort | Assembly | 8.4174 | Hours | 10 | 44 | 1 | FALSE | 1 | FALSE | 1 | [6 empty] | 20 | B4B5 | 0.45518 | 2.948e-08 | 0.002468 | 0.00056611 | 0.00014048 | 5.4945e-07 | 7.0096 | 336.7865 | 0.001809
| Civic Offices | Hot water supplies to sanitary appliances and allowance for kitchens (Labour - Services (per £ spent)) | 1701204 | 8403969 | 5 | Services equipment | Labour Effort | Assembly | 8.4174 | Hours | 10 | 44 | 1 | FALSE | 1 | FALSE | 1 | [6 empty] | 30 | B4B5 | 0.45518 | 2.948e-08 | 0.002468 | 0.00056611 | 0.00014048 | 5.4945e-07 | 7.0096 | 336.7865 | 0.001809
| Civic Offices | Hot water supplies to sanitary appliances and allowance for kitchens (Labour - Services (per £ spent)) | 1701204 | 8403969 | 5 | Services equipment | Labour Effort | Assembly | 8.4174 | Hours | 10 | 44 | 1 | FALSE | 1 | FALSE | 1 | [6 empty] | 40 | B4B5 | 0.45518 | 2.948e-08 | 0.002468 | 0.00056611 | 0.00014048 | 5.4945e-07 | 7.0096 | 336.7865 | 0.001809
| Civic Offices | Hot water supplies to sanitary appliances and allowance for kitchens (Labour - Services (per £ spent)) | 1701204 | 8403969 | 5 | Services equipment | Labour Effort | Assembly | 8.4174 | Hours | 10 | 44 | 1 | FALSE | 1 | FALSE | 1 | [6 empty] | 50 | B4B5 | 0.45518 | 2.948e-08 | 0.002468 | 0.00056611 | 0.00014048 | 5.4945e-07 | 7.0096 | 336.7865 | 0.001809
| Civic Offices | Hot water supplies to sanitary appliances and allowance for kitchens (Labour - Services (per £ spent)) | 1701204 | 8403970 | 5 | Services equipment | Labour Effort | Assembly | 50.5042 | Hours | 10 | 44 | 1 | FALSE | 1 | FALSE | 1 | [6 empty] | 0 | A5 | 2.7311 | 1.7688e-07 | 0.014808 | 0.0033967 | 0.00084286 | 3.2967e-06 | 42.0578 | 2980.2983 | 0.010854
| Civic Offices | Hot water supplies to sanitary appliances and allowance for kitchens (Labour - Services (per £ spent)) | 1701204 | 8403970 | 5 | Services equipment | Labour Effort | Assembly | 50.5042 | Hours | 10 | 44 | 1 | FALSE | 1 | FALSE | 1 | [6 empty] | 0 | A4 | 90.4273 | 1.6248e-05 | 0.29609 | 0.080028 | 0.050513 | 0.00031536 | 1347.966 | 205.8246 | 0.37212
| Civic Offices | Hot water supplies to sanitary appliances and allowance for kitchens (Labour - Services (per £ spent)) | 1701204 | 8403970 | 5 | Services equipment | Labour Effort | Assembly | 50.5042 | Hours | 10 | 44 | 1 | FALSE | 1 | FALSE | 1 | [6 empty] | 10 | B4B5 | 93.1584 | 1.6424e-05 | 0.3109 | 0.083425 | 0.051356 | 0.00031866 | 1390.0238 | 3186.1229 | 0.38298
| Civic Offices | Hot water supplies to sanitary appliances and allowance for kitchens (Labour - Services (per £ spent)) | 1701204 | 8403970 | 5 | Services equipment | Labour Effort | Assembly | 50.5042 | Hours | 10 | 44 | 1 | FALSE | 1 | FALSE | 1 | [6 empty] | 20 | B4B5 | 93.1584 | 1.6424e-05 | 0.3109 | 0.083425 | 0.051356 | 0.00031866 | 1390.0238 | 3186.1229 | 0.38298
| Civic Offices | Hot water supplies to sanitary appliances and allowance for kitchens (Labour - Services (per £ spent)) | 1701204 | 8403970 | 5 | Services equipment | Labour Effort | Assembly | 50.5042 | Hours | 10 | 44 | 1 | FALSE | 1 | FALSE | 1 | [6 empty] | 30 | B4B5 | 93.1584 | 1.6424e-05 | 0.3109 | 0.083425 | 0.051356 | 0.00031866 | 1390.0238 | 3186.1229 | 0.38298
| Civic Offices | Hot water supplies to sanitary appliances and allowance for kitchens (Labour - Services (per £ spent)) | 1701204 | 8403970 | 5 | Services equipment | Labour Effort | Assembly | 50.5042 | Hours | 10 | 44 | 1 | FALSE | 1 | FALSE | 1 | [6 empty] | 40 | B4B5 | 93.1584 | 1.6424e-05 | 0.3109 | 0.083425 | 0.051356 | 0.00031866 | 1390.0238 | 3186.1229 | 0.38298
| Civic Offices | Hot water supplies to sanitary appliances and allowance for kitchens (Labour - Services (per £ spent)) | 1701204 | 8403970 | 5 | Services equipment | Labour Effort | Assembly | 50.5042 | Hours | 10 | 44 | 1 | FALSE | 1 | FALSE | 1 | [6 empty] | 50 | B4B5 | 93.1584 | 1.6424e-05 | 0.3109 | 0.083425 | 0.051356 | 0.00031866 | 1390.0238 | 3186.1229 | 0.38298
| Civic Offices | Hot water supplies to sanitary appliances and allowance for kitchens (Labour - Services (per £ spent)) | 1701204 | 8403971 | 5 | Services equipment | Labour effort | Assembly | 25.2521 | Hours | 5 | 44 | 1 | FALSE | 1 | FALSE | 1 | [6 empty] | 0 | A5 | 1.3655 | 8.8439e-08 | 0.0074041 | 0.0016983 | 0.00042143 | 1.6484e-06 | 21.0289 | 1490.1492 | 0.005427
| Civic Offices | Hot water supplies to sanitary appliances and allowance for kitchens (Labour - Services (per £ spent)) | 1701204 | 8403971 | 5 | Services equipment | Labour effort | Assembly | 25.2521 | Hours | 5 | 44 | 1 | FALSE | 1 | FALSE | 1 | [6 empty] | 0 | A4 | 51.6727 | 9.2843e-06 | 0.16919 | 0.045731 | 0.028864 | 0.00018021 | 770.2663 | 117.614 | 0.21264
| Civic Offices | Hot water supplies to sanitary appliances and allowance for kitchens (Labour - Services (per £ spent)) | 1701204 | 8403971 | 5 | Services equipment | Labour effort | Assembly | 25.2521 | Hours | 5 | 44 | 1 | FALSE | 1 | FALSE | 1 | [6 empty] | 5 | B4B5 | 53.0383 | 9.3728e-06 | 0.1766 | 0.047429 | 0.029286 | 0.00018186 | 791.2952 | 1607.7632 | 0.21807
| Civic Offices | Hot water supplies to sanitary appliances and allowance for kitchens (Labour - Services (per £ spent)) | 1701204 | 8403971 | 5 | Services equipment | Labour effort | Assembly | 25.2521 | Hours | 5 | 44 | 1 | FALSE | 1 | FALSE | 1 | [6 empty] | 10 | B4B5 | 53.0383 | 9.3728e-06 | 0.1766 | 0.047429 | 0.029286 | 0.00018186 | 791.2952 | 1607.7632 | 0.21807
| Civic Offices | Hot water supplies to sanitary appliances and allowance for kitchens (Labour - Services (per £ spent)) | 1701204 | 8403971 | 5 | Services equipment | Labour effort | Assembly | 25.2521 | Hours | 5 | 44 | 1 | FALSE | 1 | FALSE | 1 | [6 empty] | 15 | B4B5 | 53.0383 | 9.3728e-06 | 0.1766 | 0.047429 | 0.029286 | 0.00018186 | 791.2952 | 1607.7632 | 0.21807
| Civic Offices | Hot water supplies to sanitary appliances and allowance for kitchens (Labour - Services (per £ spent)) | 1701204 | 8403971 | 5 | Services equipment | Labour effort | Assembly | 25.2521 | Hours | 5 | 44 | 1 | FALSE | 1 | FALSE | 1 | [6 empty] | 20 | B4B5 | 53.0383 | 9.3728e-06 | 0.1766 | 0.047429 | 0.029286 | 0.00018186 | 791.2952 | 1607.7632 | 0.21807
| Civic Offices | Hot water supplies to sanitary appliances and allowance for kitchens (Labour - Services (per £ spent)) | 1701204 | 8403971 | 5 | Services equipment | Labour effort | Assembly | 25.2521 | Hours | 5 | 44 | 1 | FALSE | 1 | FALSE | 1 | [6 empty] | 25 | B4B5 | 53.0383 | 9.3728e-06 | 0.1766 | 0.047429 | 0.029286 | 0.00018186 | 791.2952 | 1607.7632 | 0.21807
| Civic Offices | Hot water supplies to sanitary appliances and allowance for kitchens (Labour - Services (per £ spent)) | 1701204 | 8403971 | 5 | Services equipment | Labour effort | Assembly | 25.2521 | Hours | 5 | 44 | 1 | FALSE | 1 | FALSE | 1 | [6 empty] | 30 | B4B5 | 53.0383 | 9.3728e-06 | 0.1766 | 0.047429 | 0.029286 | 0.00018186 | 791.2952 | 1607.7632 | 0.21807
| Civic Offices | Hot water supplies to sanitary appliances and allowance for kitchens (Labour - Services (per £ spent)) | 1701204 | 8403971 | 5 | Services equipment | Labour effort | Assembly | 25.2521 | Hours | 5 | 44 | 1 | FALSE | 1 | FALSE | 1 | [6 empty] | 35 | B4B5 | 53.0383 | 9.3728e-06 | 0.1766 | 0.047429 | 0.029286 | 0.00018186 | 791.2952 | 1607.7632 | 0.21807
| Civic Offices | Hot water supplies to sanitary appliances and allowance for kitchens (Labour - Services (per £ spent)) | 1701204 | 8403971 | 5 | Services equipment | Labour effort | Assembly | 25.2521 | Hours | 5 | 44 | 1 | FALSE | 1 | FALSE | 1 | [6 empty] | 40 | B4B5 | 53.0383 | 9.3728e-06 | 0.1766 | 0.047429 | 0.029286 | 0.00018186 | 791.2952 | 1607.7632 | 0.21807
| Civic Offices | Hot water supplies to sanitary appliances and allowance for kitchens (Labour - Services (per £ spent)) | 1701204 | 8403971 | 5 | Services equipment | Labour effort | Assembly | 25.2521 | Hours | 5 | 44 | 1 | FALSE | 1 | FALSE | 1 | [6 empty] | 45 | B4B5 | 53.0383 | 9.3728e-06 | 0.1766 | 0.047429 | 0.029286 | 0.00018186 | 791.2952 | 1607.7632 | 0.21807
| Civic Offices | Hot water supplies to sanitary appliances and allowance for kitchens (Labour - Services (per £ spent)) | 1701204 | 8403971 | 5 | Services equipment | Labour effort | Assembly | 25.2521 | Hours | 5 | 44 | 1 | FALSE | 1 | FALSE | 1 | [6 empty] | 50 | B4B5 | 53.0383 | 9.3728e-06 | 0.1766 | 0.047429 | 0.029286 | 0.00018186 | 791.2952 | 1607.7632 | 0.21807
| Civic Offices | Hot water supplies to sanitary appliances and allowance for kitchens (Labour - Services (per £ spent)) | 1701204 | 8403971 | 5 | Services equipment | Labour effort | Assembly | 25.2521 | Hours | 5 | 44 | 1 | FALSE | 1 | FALSE | 1 | [6 empty] | 55 | B4B5 | 53.0383 | 9.3728e-06 | 0.1766 | 0.047429 | 0.029286 | 0.00018186 | 791.2952 | 1607.7632 | 0.21807
| Civic Offices | Hot water supplies to sanitary appliances and allowance for kitchens (Labour - Services (per £ spent)) | 1701204 | 8403972 | 5 | Services equipment | Labour Effort | Assembly | 25.2521 | Hours | 20 | 44 | 1 | FALSE | 1 | FALSE | 1 | [6 empty] | 0 | A5 | 1.3655 | 8.8439e-08 | 0.0074041 | 0.0016983 | 0.00042143 | 1.6484e-06 | 21.0289 | 1490.1492 | 0.005427
| Civic Offices | Hot water supplies to sanitary appliances and allowance for kitchens (Labour - Services (per £ spent)) | 1701204 | 8403972 | 5 | Services equipment | Labour Effort | Assembly | 25.2521 | Hours | 20 | 44 | 1 | FALSE | 1 | FALSE | 1 | [6 empty] | 0 | A4 | 51.6727 | 9.2843e-06 | 0.16919 | 0.045731 | 0.028864 | 0.00018021 | 770.2663 | 117.614 | 0.21264
| Civic Offices | Hot water supplies to sanitary appliances and allowance for kitchens (Labour - Services (per £ spent)) | 1701204 | 8403972 | 5 | Services equipment | Labour Effort | Assembly | 25.2521 | Hours | 20 | 44 | 1 | FALSE | 1 | FALSE | 1 | [6 empty] | 20 | B4B5 | 53.0383 | 9.3728e-06 | 0.1766 | 0.047429 | 0.029286 | 0.00018186 | 791.2952 | 1607.7632 | 0.21807
| Civic Offices | Hot water supplies to sanitary appliances and allowance for kitchens (Labour - Services (per £ spent)) | 1701204 | 8403972 | 5 | Services equipment | Labour Effort | Assembly | 25.2521 | Hours | 20 | 44 | 1 | FALSE | 1 | FALSE | 1 | [6 empty] | 40 | B4B5 | 53.0383 | 9.3728e-06 | 0.1766 | 0.047429 | 0.029286 | 0.00018186 | 791.2952 | 1607.7632 | 0.21807
| Civic Offices | Hot water supplies to sanitary appliances and allowance for kitchens (Labour - Services (per £ spent)) | 1701204 | 8403973 | 5 | Services equipment | Labour Effort | Assembly | 4.2087 | Hours | 5 | 44 | 1 | FALSE | 1 | FALSE | 1 | [6 empty] | 0 | A5 | 0.22759 | 1.474e-08 | 0.001234 | 0.00028306 | 7.0238e-05 | 2.7473e-07 | 3.5048 | 168.3933 | 0.0009045
| Civic Offices | Hot water supplies to sanitary appliances and allowance for kitchens (Labour - Services (per £ spent)) | 1701204 | 8403973 | 5 | Services equipment | Labour Effort | Assembly | 4.2087 | Hours | 5 | 44 | 1 | FALSE | 1 | FALSE | 1 | [6 empty] | 0 | A4 | 0 | 0 | 0 | 0 | 0 | 0 | 0 | 0 | 0
| Civic Offices | Hot water supplies to sanitary appliances and allowance for kitchens (Labour - Services (per £ spent)) | 1701204 | 8403973 | 5 | Services equipment | Labour Effort | Assembly | 4.2087 | Hours | 5 | 44 | 1 | FALSE | 1 | FALSE | 1 | [6 empty] | 5 | B4B5 | 0.22759 | 1.474e-08 | 0.001234 | 0.00028306 | 7.0238e-05 | 2.7473e-07 | 3.5048 | 168.3933 | 0.0009045
| Civic Offices | Hot water supplies to sanitary appliances and allowance for kitchens (Labour - Services (per £ spent)) | 1701204 | 8403973 | 5 | Services equipment | Labour Effort | Assembly | 4.2087 | Hours | 5 | 44 | 1 | FALSE | 1 | FALSE | 1 | [6 empty] | 10 | B4B5 | 0.22759 | 1.474e-08 | 0.001234 | 0.00028306 | 7.0238e-05 | 2.7473e-07 | 3.5048 | 168.3933 | 0.0009045
| Civic Offices | Hot water supplies to sanitary appliances and allowance for kitchens (Labour - Services (per £ spent)) | 1701204 | 8403973 | 5 | Services equipment | Labour Effort | Assembly | 4.2087 | Hours | 5 | 44 | 1 | FALSE | 1 | FALSE | 1 | [6 empty] | 15 | B4B5 | 0.22759 | 1.474e-08 | 0.001234 | 0.00028306 | 7.0238e-05 | 2.7473e-07 | 3.5048 | 168.3933 | 0.0009045
| Civic Offices | Hot water supplies to sanitary appliances and allowance for kitchens (Labour - Services (per £ spent)) | 1701204 | 8403973 | 5 | Services equipment | Labour Effort | Assembly | 4.2087 | Hours | 5 | 44 | 1 | FALSE | 1 | FALSE | 1 | [6 empty] | 20 | B4B5 | 0.22759 | 1.474e-08 | 0.001234 | 0.00028306 | 7.0238e-05 | 2.7473e-07 | 3.5048 | 168.3933 | 0.0009045
| Civic Offices | Hot water supplies to sanitary appliances and allowance for kitchens (Labour - Services (per £ spent)) | 1701204 | 8403973 | 5 | Services equipment | Labour Effort | Assembly | 4.2087 | Hours | 5 | 44 | 1 | FALSE | 1 | FALSE | 1 | [6 empty] | 25 | B4B5 | 0.22759 | 1.474e-08 | 0.001234 | 0.00028306 | 7.0238e-05 | 2.7473e-07 | 3.5048 | 168.3933 | 0.0009045
| Civic Offices | Hot water supplies to sanitary appliances and allowance for kitchens (Labour - Services (per £ spent)) | 1701204 | 8403973 | 5 | Services equipment | Labour Effort | Assembly | 4.2087 | Hours | 5 | 44 | 1 | FALSE | 1 | FALSE | 1 | [6 empty] | 30 | B4B5 | 0.22759 | 1.474e-08 | 0.001234 | 0.00028306 | 7.0238e-05 | 2.7473e-07 | 3.5048 | 168.3933 | 0.0009045
| Civic Offices | Hot water supplies to sanitary appliances and allowance for kitchens (Labour - Services (per £ spent)) | 1701204 | 8403973 | 5 | Services equipment | Labour Effort | Assembly | 4.2087 | Hours | 5 | 44 | 1 | FALSE | 1 | FALSE | 1 | [6 empty] | 35 | B4B5 | 0.22759 | 1.474e-08 | 0.001234 | 0.00028306 | 7.0238e-05 | 2.7473e-07 | 3.5048 | 168.3933 | 0.0009045
| Civic Offices | Hot water supplies to sanitary appliances and allowance for kitchens (Labour - Services (per £ spent)) | 1701204 | 8403973 | 5 | Services equipment | Labour Effort | Assembly | 4.2087 | Hours | 5 | 44 | 1 | FALSE | 1 | FALSE | 1 | [6 empty] | 40 | B4B5 | 0.22759 | 1.474e-08 | 0.001234 | 0.00028306 | 7.0238e-05 | 2.7473e-07 | 3.5048 | 168.3933 | 0.0009045
| Civic Offices | Hot water supplies to sanitary appliances and allowance for kitchens (Labour - Services (per £ spent)) | 1701204 | 8403973 | 5 | Services equipment | Labour Effort | Assembly | 4.2087 | Hours | 5 | 44 | 1 | FALSE | 1 | FALSE | 1 | [6 empty] | 45 | B4B5 | 0.22759 | 1.474e-08 | 0.001234 | 0.00028306 | 7.0238e-05 | 2.7473e-07 | 3.5048 | 168.3933 | 0.0009045
| Civic Offices | Hot water supplies to sanitary appliances and allowance for kitchens (Labour - Services (per £ spent)) | 1701204 | 8403973 | 5 | Services equipment | Labour Effort | Assembly | 4.2087 | Hours | 5 | 44 | 1 | FALSE | 1 | FALSE | 1 | [6 empty] | 50 | B4B5 | 0.22759 | 1.474e-08 | 0.001234 | 0.00028306 | 7.0238e-05 | 2.7473e-07 | 3.5048 | 168.3933 | 0.0009045
| Civic Offices | Hot water supplies to sanitary appliances and allowance for kitchens (Labour - Services (per £ spent)) | 1701204 | 8403973 | 5 | Services equipment | Labour Effort | Assembly | 4.2087 | Hours | 5 | 44 | 1 | FALSE | 1 | FALSE | 1 | [6 empty] | 55 | B4B5 | 0.22759 | 1.474e-08 | 0.001234 | 0.00028306 | 7.0238e-05 | 2.7473e-07 | 3.5048 | 168.3933 | 0.0009045
| Civic Offices | Hot water supplies to sanitary appliances and allowance for kitchens (Labour - Services (per £ spent)) | 1701204 | 8403974 | 5 | Services equipment | Labour Effort | Assembly | 4.2087 | Hours | 20 | 44 | 1 | FALSE | 1 | FALSE | 1 | [6 empty] | 0 | A5 | 0.22759 | 1.474e-08 | 0.001234 | 0.00028306 | 7.0238e-05 | 2.7473e-07 | 3.5048 | 168.3933 | 0.0009045
| Civic Offices | Hot water supplies to sanitary appliances and allowance for kitchens (Labour - Services (per £ spent)) | 1701204 | 8403974 | 5 | Services equipment | Labour Effort | Assembly | 4.2087 | Hours | 20 | 44 | 1 | FALSE | 1 | FALSE | 1 | [6 empty] | 0 | A4 | 0 | 0 | 0 | 0 | 0 | 0 | 0 | 0 | 0
| Civic Offices | Hot water supplies to sanitary appliances and allowance for kitchens (Labour - Services (per £ spent)) | 1701204 | 8403974 | 5 | Services equipment | Labour Effort | Assembly | 4.2087 | Hours | 20 | 44 | 1 | FALSE | 1 | FALSE | 1 | [6 empty] | 20 | B4B5 | 0.22759 | 1.474e-08 | 0.001234 | 0.00028306 | 7.0238e-05 | 2.7473e-07 | 3.5048 | 168.3933 | 0.0009045
| Civic Offices | Hot water supplies to sanitary appliances and allowance for kitchens (Labour - Services (per £ spent)) | 1701204 | 8403974 | 5 | Services equipment | Labour Effort | Assembly | 4.2087 | Hours | 20 | 44 | 1 | FALSE | 1 | FALSE | 1 | [6 empty] | 40 | B4B5 | 0.22759 | 1.474e-08 | 0.001234 | 0.00028306 | 7.0238e-05 | 2.7473e-07 | 3.5048 | 168.3933 | 0.0009045
| Civic Offices | LTHW header valves pumpsets and pressurization unit (Services mechanical and electrical components (£ spent)) | 1701205 | 8403978 | 5 | Services equipment | Install | Assembly | 129.3103 | Hours | 25 | 44 | 1 | FALSE | 1 | FALSE | 1 | [6 empty] | 0 | A5 | 6.9927 | 4.5288e-07 | 0.037915 | 0.0086968 | 0.002158 | 8.4409e-06 | 107.6843 | 5173.8286 | 0.02779
| Civic Offices | LTHW header valves pumpsets and pressurization unit (Services mechanical and electrical components (£ spent)) | 1701205 | 8403978 | 5 | Services equipment | Install | Assembly | 129.3103 | Hours | 25 | 44 | 1 | FALSE | 1 | FALSE | 1 | [6 empty] | 0 | A4 | 0 | 0 | 0 | 0 | 0 | 0 | 0 | 0 | 0
| Civic Offices | LTHW header valves pumpsets and pressurization unit (Services mechanical and electrical components (£ spent)) | 1701205 | 8403978 | 5 | Services equipment | Install | Assembly | 129.3103 | Hours | 25 | 44 | 1 | FALSE | 1 | FALSE | 1 | [6 empty] | 25 | B4B5 | 6.9927 | 4.5288e-07 | 0.037915 | 0.0086968 | 0.002158 | 8.4409e-06 | 107.6843 | 5173.8286 | 0.02779
| Civic Offices | LTHW header valves pumpsets and pressurization unit (Services mechanical and electrical components (£ spent)) | 1701205 | 8403978 | 5 | Services equipment | Install | Assembly | 129.3103 | Hours | 25 | 44 | 1 | FALSE | 1 | FALSE | 1 | [6 empty] | 50 | B4B5 | 6.9927 | 4.5288e-07 | 0.037915 | 0.0086968 | 0.002158 | 8.4409e-06 | 107.6843 | 5173.8286 | 0.02779
| Civic Offices | LTHW header valves pumpsets and pressurization unit (Services mechanical and electrical components (£ spent)) | 1701205 | 8403979 | 5 | Services equipment | Annual inspections and maintenance | Assembly | 6.4655 | Hours | 1 | 44 | 1 | FALSE | 1 | FALSE | 3 | [6 empty] | 1 | B2B3 | 0.34963 | 2.2644e-08 | 0.0018957 | 0.00043484 | 0.0001079 | 4.2204e-07 | 5.3842 | 258.6914 | 0.0013895
| Civic Offices | LTHW header valves pumpsets and pressurization unit (Services mechanical and electrical components (£ spent)) | 1701205 | 8403979 | 5 | Services equipment | Annual inspections and maintenance | Assembly | 6.4655 | Hours | 1 | 44 | 1 | FALSE | 1 | FALSE | 3 | [6 empty] | 2 | B2B3 | 0.34963 | 2.2644e-08 | 0.0018957 | 0.00043484 | 0.0001079 | 4.2204e-07 | 5.3842 | 258.6914 | 0.0013895
| Civic Offices | LTHW header valves pumpsets and pressurization unit (Services mechanical and electrical components (£ spent)) | 1701205 | 8403979 | 5 | Services equipment | Annual inspections and maintenance | Assembly | 6.4655 | Hours | 1 | 44 | 1 | FALSE | 1 | FALSE | 3 | [6 empty] | 3 | B2B3 | 0.34963 | 2.2644e-08 | 0.0018957 | 0.00043484 | 0.0001079 | 4.2204e-07 | 5.3842 | 258.6914 | 0.0013895
| Civic Offices | LTHW header valves pumpsets and pressurization unit (Services mechanical and electrical components (£ spent)) | 1701205 | 8403979 | 5 | Services equipment | Annual inspections and maintenance | Assembly | 6.4655 | Hours | 1 | 44 | 1 | FALSE | 1 | FALSE | 3 | [6 empty] | 4 | B2B3 | 0.34963 | 2.2644e-08 | 0.0018957 | 0.00043484 | 0.0001079 | 4.2204e-07 | 5.3842 | 258.6914 | 0.0013895
| Civic Offices | LTHW header valves pumpsets and pressurization unit (Services mechanical and electrical components (£ spent)) | 1701205 | 8403979 | 5 | Services equipment | Annual inspections and maintenance | Assembly | 6.4655 | Hours | 1 | 44 | 1 | FALSE | 1 | FALSE | 3 | [6 empty] | 5 | B2B3 | 0.34963 | 2.2644e-08 | 0.0018957 | 0.00043484 | 0.0001079 | 4.2204e-07 | 5.3842 | 258.6914 | 0.0013895
| Civic Offices | LTHW header valves pumpsets and pressurization unit (Services mechanical and electrical components (£ spent)) | 1701205 | 8403979 | 5 | Services equipment | Annual inspections and maintenance | Assembly | 6.4655 | Hours | 1 | 44 | 1 | FALSE | 1 | FALSE | 3 | [6 empty] | 6 | B2B3 | 0.34963 | 2.2644e-08 | 0.0018957 | 0.00043484 | 0.0001079 | 4.2204e-07 | 5.3842 | 258.6914 | 0.0013895
| Civic Offices | LTHW header valves pumpsets and pressurization unit (Services mechanical and electrical components (£ spent)) | 1701205 | 8403979 | 5 | Services equipment | Annual inspections and maintenance | Assembly | 6.4655 | Hours | 1 | 44 | 1 | FALSE | 1 | FALSE | 3 | [6 empty] | 7 | B2B3 | 0.34963 | 2.2644e-08 | 0.0018957 | 0.00043484 | 0.0001079 | 4.2204e-07 | 5.3842 | 258.6914 | 0.0013895
| Civic Offices | LTHW header valves pumpsets and pressurization unit (Services mechanical and electrical components (£ spent)) | 1701205 | 8403979 | 5 | Services equipment | Annual inspections and maintenance | Assembly | 6.4655 | Hours | 1 | 44 | 1 | FALSE | 1 | FALSE | 3 | [6 empty] | 8 | B2B3 | 0.34963 | 2.2644e-08 | 0.0018957 | 0.00043484 | 0.0001079 | 4.2204e-07 | 5.3842 | 258.6914 | 0.0013895
| Civic Offices | LTHW header valves pumpsets and pressurization unit (Services mechanical and electrical components (£ spent)) | 1701205 | 8403979 | 5 | Services equipment | Annual inspections and maintenance | Assembly | 6.4655 | Hours | 1 | 44 | 1 | FALSE | 1 | FALSE | 3 | [6 empty] | 9 | B2B3 | 0.34963 | 2.2644e-08 | 0.0018957 | 0.00043484 | 0.0001079 | 4.2204e-07 | 5.3842 | 258.6914 | 0.0013895
| Civic Offices | LTHW header valves pumpsets and pressurization unit (Services mechanical and electrical components (£ spent)) | 1701205 | 8403979 | 5 | Services equipment | Annual inspections and maintenance | Assembly | 6.4655 | Hours | 1 | 44 | 1 | FALSE | 1 | FALSE | 3 | [6 empty] | 10 | B2B3 | 0.34963 | 2.2644e-08 | 0.0018957 | 0.00043484 | 0.0001079 | 4.2204e-07 | 5.3842 | 258.6914 | 0.0013895
| Civic Offices | LTHW header valves pumpsets and pressurization unit (Services mechanical and electrical components (£ spent)) | 1701205 | 8403979 | 5 | Services equipment | Annual inspections and maintenance | Assembly | 6.4655 | Hours | 1 | 44 | 1 | FALSE | 1 | FALSE | 3 | [6 empty] | 11 | B2B3 | 0.34963 | 2.2644e-08 | 0.0018957 | 0.00043484 | 0.0001079 | 4.2204e-07 | 5.3842 | 258.6914 | 0.0013895
| Civic Offices | LTHW header valves pumpsets and pressurization unit (Services mechanical and electrical components (£ spent)) | 1701205 | 8403979 | 5 | Services equipment | Annual inspections and maintenance | Assembly | 6.4655 | Hours | 1 | 44 | 1 | FALSE | 1 | FALSE | 3 | [6 empty] | 12 | B2B3 | 0.34963 | 2.2644e-08 | 0.0018957 | 0.00043484 | 0.0001079 | 4.2204e-07 | 5.3842 | 258.6914 | 0.0013895
| Civic Offices | LTHW header valves pumpsets and pressurization unit (Services mechanical and electrical components (£ spent)) | 1701205 | 8403979 | 5 | Services equipment | Annual inspections and maintenance | Assembly | 6.4655 | Hours | 1 | 44 | 1 | FALSE | 1 | FALSE | 3 | [6 empty] | 13 | B2B3 | 0.34963 | 2.2644e-08 | 0.0018957 | 0.00043484 | 0.0001079 | 4.2204e-07 | 5.3842 | 258.6914 | 0.0013895
| Civic Offices | LTHW header valves pumpsets and pressurization unit (Services mechanical and electrical components (£ spent)) | 1701205 | 8403979 | 5 | Services equipment | Annual inspections and maintenance | Assembly | 6.4655 | Hours | 1 | 44 | 1 | FALSE | 1 | FALSE | 3 | [6 empty] | 14 | B2B3 | 0.34963 | 2.2644e-08 | 0.0018957 | 0.00043484 | 0.0001079 | 4.2204e-07 | 5.3842 | 258.6914 | 0.0013895
| Civic Offices | LTHW header valves pumpsets and pressurization unit (Services mechanical and electrical components (£ spent)) | 1701205 | 8403979 | 5 | Services equipment | Annual inspections and maintenance | Assembly | 6.4655 | Hours | 1 | 44 | 1 | FALSE | 1 | FALSE | 3 | [6 empty] | 15 | B2B3 | 0.34963 | 2.2644e-08 | 0.0018957 | 0.00043484 | 0.0001079 | 4.2204e-07 | 5.3842 | 258.6914 | 0.0013895
| Civic Offices | LTHW header valves pumpsets and pressurization unit (Services mechanical and electrical components (£ spent)) | 1701205 | 8403979 | 5 | Services equipment | Annual inspections and maintenance | Assembly | 6.4655 | Hours | 1 | 44 | 1 | FALSE | 1 | FALSE | 3 | [6 empty] | 16 | B2B3 | 0.34963 | 2.2644e-08 | 0.0018957 | 0.00043484 | 0.0001079 | 4.2204e-07 | 5.3842 | 258.6914 | 0.0013895
| Civic Offices | LTHW header valves pumpsets and pressurization unit (Services mechanical and electrical components (£ spent)) | 1701205 | 8403979 | 5 | Services equipment | Annual inspections and maintenance | Assembly | 6.4655 | Hours | 1 | 44 | 1 | FALSE | 1 | FALSE | 3 | [6 empty] | 17 | B2B3 | 0.34963 | 2.2644e-08 | 0.0018957 | 0.00043484 | 0.0001079 | 4.2204e-07 | 5.3842 | 258.6914 | 0.0013895
| Civic Offices | LTHW header valves pumpsets and pressurization unit (Services mechanical and electrical components (£ spent)) | 1701205 | 8403979 | 5 | Services equipment | Annual inspections and maintenance | Assembly | 6.4655 | Hours | 1 | 44 | 1 | FALSE | 1 | FALSE | 3 | [6 empty] | 18 | B2B3 | 0.34963 | 2.2644e-08 | 0.0018957 | 0.00043484 | 0.0001079 | 4.2204e-07 | 5.3842 | 258.6914 | 0.0013895
| Civic Offices | LTHW header valves pumpsets and pressurization unit (Services mechanical and electrical components (£ spent)) | 1701205 | 8403979 | 5 | Services equipment | Annual inspections and maintenance | Assembly | 6.4655 | Hours | 1 | 44 | 1 | FALSE | 1 | FALSE | 3 | [6 empty] | 19 | B2B3 | 0.34963 | 2.2644e-08 | 0.0018957 | 0.00043484 | 0.0001079 | 4.2204e-07 | 5.3842 | 258.6914 | 0.0013895
| Civic Offices | LTHW header valves pumpsets and pressurization unit (Services mechanical and electrical components (£ spent)) | 1701205 | 8403979 | 5 | Services equipment | Annual inspections and maintenance | Assembly | 6.4655 | Hours | 1 | 44 | 1 | FALSE | 1 | FALSE | 3 | [6 empty] | 20 | B2B3 | 0.34963 | 2.2644e-08 | 0.0018957 | 0.00043484 | 0.0001079 | 4.2204e-07 | 5.3842 | 258.6914 | 0.0013895
| Civic Offices | LTHW header valves pumpsets and pressurization unit (Services mechanical and electrical components (£ spent)) | 1701205 | 8403979 | 5 | Services equipment | Annual inspections and maintenance | Assembly | 6.4655 | Hours | 1 | 44 | 1 | FALSE | 1 | FALSE | 3 | [6 empty] | 21 | B2B3 | 0.34963 | 2.2644e-08 | 0.0018957 | 0.00043484 | 0.0001079 | 4.2204e-07 | 5.3842 | 258.6914 | 0.0013895
| Civic Offices | LTHW header valves pumpsets and pressurization unit (Services mechanical and electrical components (£ spent)) | 1701205 | 8403979 | 5 | Services equipment | Annual inspections and maintenance | Assembly | 6.4655 | Hours | 1 | 44 | 1 | FALSE | 1 | FALSE | 3 | [6 empty] | 22 | B2B3 | 0.34963 | 2.2644e-08 | 0.0018957 | 0.00043484 | 0.0001079 | 4.2204e-07 | 5.3842 | 258.6914 | 0.0013895
| Civic Offices | LTHW header valves pumpsets and pressurization unit (Services mechanical and electrical components (£ spent)) | 1701205 | 8403979 | 5 | Services equipment | Annual inspections and maintenance | Assembly | 6.4655 | Hours | 1 | 44 | 1 | FALSE | 1 | FALSE | 3 | [6 empty] | 23 | B2B3 | 0.34963 | 2.2644e-08 | 0.0018957 | 0.00043484 | 0.0001079 | 4.2204e-07 | 5.3842 | 258.6914 | 0.0013895
| Civic Offices | LTHW header valves pumpsets and pressurization unit (Services mechanical and electrical components (£ spent)) | 1701205 | 8403979 | 5 | Services equipment | Annual inspections and maintenance | Assembly | 6.4655 | Hours | 1 | 44 | 1 | FALSE | 1 | FALSE | 3 | [6 empty] | 24 | B2B3 | 0.34963 | 2.2644e-08 | 0.0018957 | 0.00043484 | 0.0001079 | 4.2204e-07 | 5.3842 | 258.6914 | 0.0013895
| Civic Offices | LTHW header valves pumpsets and pressurization unit (Services mechanical and electrical components (£ spent)) | 1701205 | 8403979 | 5 | Services equipment | Annual inspections and maintenance | Assembly | 6.4655 | Hours | 1 | 44 | 1 | FALSE | 1 | FALSE | 3 | [6 empty] | 25 | B2B3 | 0.34963 | 2.2644e-08 | 0.0018957 | 0.00043484 | 0.0001079 | 4.2204e-07 | 5.3842 | 258.6914 | 0.0013895
| Civic Offices | LTHW header valves pumpsets and pressurization unit (Services mechanical and electrical components (£ spent)) | 1701205 | 8403979 | 5 | Services equipment | Annual inspections and maintenance | Assembly | 6.4655 | Hours | 1 | 44 | 1 | FALSE | 1 | FALSE | 3 | [6 empty] | 26 | B2B3 | 0.34963 | 2.2644e-08 | 0.0018957 | 0.00043484 | 0.0001079 | 4.2204e-07 | 5.3842 | 258.6914 | 0.0013895
| Civic Offices | LTHW header valves pumpsets and pressurization unit (Services mechanical and electrical components (£ spent)) | 1701205 | 8403979 | 5 | Services equipment | Annual inspections and maintenance | Assembly | 6.4655 | Hours | 1 | 44 | 1 | FALSE | 1 | FALSE | 3 | [6 empty] | 27 | B2B3 | 0.34963 | 2.2644e-08 | 0.0018957 | 0.00043484 | 0.0001079 | 4.2204e-07 | 5.3842 | 258.6914 | 0.0013895
| Civic Offices | LTHW header valves pumpsets and pressurization unit (Services mechanical and electrical components (£ spent)) | 1701205 | 8403979 | 5 | Services equipment | Annual inspections and maintenance | Assembly | 6.4655 | Hours | 1 | 44 | 1 | FALSE | 1 | FALSE | 3 | [6 empty] | 28 | B2B3 | 0.34963 | 2.2644e-08 | 0.0018957 | 0.00043484 | 0.0001079 | 4.2204e-07 | 5.3842 | 258.6914 | 0.0013895
| Civic Offices | LTHW header valves pumpsets and pressurization unit (Services mechanical and electrical components (£ spent)) | 1701205 | 8403979 | 5 | Services equipment | Annual inspections and maintenance | Assembly | 6.4655 | Hours | 1 | 44 | 1 | FALSE | 1 | FALSE | 3 | [6 empty] | 29 | B2B3 | 0.34963 | 2.2644e-08 | 0.0018957 | 0.00043484 | 0.0001079 | 4.2204e-07 | 5.3842 | 258.6914 | 0.0013895
| Civic Offices | LTHW header valves pumpsets and pressurization unit (Services mechanical and electrical components (£ spent)) | 1701205 | 8403979 | 5 | Services equipment | Annual inspections and maintenance | Assembly | 6.4655 | Hours | 1 | 44 | 1 | FALSE | 1 | FALSE | 3 | [6 empty] | 30 | B2B3 | 0.34963 | 2.2644e-08 | 0.0018957 | 0.00043484 | 0.0001079 | 4.2204e-07 | 5.3842 | 258.6914 | 0.0013895
| Civic Offices | LTHW header valves pumpsets and pressurization unit (Services mechanical and electrical components (£ spent)) | 1701205 | 8403979 | 5 | Services equipment | Annual inspections and maintenance | Assembly | 6.4655 | Hours | 1 | 44 | 1 | FALSE | 1 | FALSE | 3 | [6 empty] | 31 | B2B3 | 0.34963 | 2.2644e-08 | 0.0018957 | 0.00043484 | 0.0001079 | 4.2204e-07 | 5.3842 | 258.6914 | 0.0013895
| Civic Offices | LTHW header valves pumpsets and pressurization unit (Services mechanical and electrical components (£ spent)) | 1701205 | 8403979 | 5 | Services equipment | Annual inspections and maintenance | Assembly | 6.4655 | Hours | 1 | 44 | 1 | FALSE | 1 | FALSE | 3 | [6 empty] | 32 | B2B3 | 0.34963 | 2.2644e-08 | 0.0018957 | 0.00043484 | 0.0001079 | 4.2204e-07 | 5.3842 | 258.6914 | 0.0013895
| Civic Offices | LTHW header valves pumpsets and pressurization unit (Services mechanical and electrical components (£ spent)) | 1701205 | 8403979 | 5 | Services equipment | Annual inspections and maintenance | Assembly | 6.4655 | Hours | 1 | 44 | 1 | FALSE | 1 | FALSE | 3 | [6 empty] | 33 | B2B3 | 0.34963 | 2.2644e-08 | 0.0018957 | 0.00043484 | 0.0001079 | 4.2204e-07 | 5.3842 | 258.6914 | 0.0013895
| Civic Offices | LTHW header valves pumpsets and pressurization unit (Services mechanical and electrical components (£ spent)) | 1701205 | 8403979 | 5 | Services equipment | Annual inspections and maintenance | Assembly | 6.4655 | Hours | 1 | 44 | 1 | FALSE | 1 | FALSE | 3 | [6 empty] | 34 | B2B3 | 0.34963 | 2.2644e-08 | 0.0018957 | 0.00043484 | 0.0001079 | 4.2204e-07 | 5.3842 | 258.6914 | 0.0013895
| Civic Offices | LTHW header valves pumpsets and pressurization unit (Services mechanical and electrical components (£ spent)) | 1701205 | 8403979 | 5 | Services equipment | Annual inspections and maintenance | Assembly | 6.4655 | Hours | 1 | 44 | 1 | FALSE | 1 | FALSE | 3 | [6 empty] | 35 | B2B3 | 0.34963 | 2.2644e-08 | 0.0018957 | 0.00043484 | 0.0001079 | 4.2204e-07 | 5.3842 | 258.6914 | 0.0013895
| Civic Offices | LTHW header valves pumpsets and pressurization unit (Services mechanical and electrical components (£ spent)) | 1701205 | 8403979 | 5 | Services equipment | Annual inspections and maintenance | Assembly | 6.4655 | Hours | 1 | 44 | 1 | FALSE | 1 | FALSE | 3 | [6 empty] | 36 | B2B3 | 0.34963 | 2.2644e-08 | 0.0018957 | 0.00043484 | 0.0001079 | 4.2204e-07 | 5.3842 | 258.6914 | 0.0013895
| Civic Offices | LTHW header valves pumpsets and pressurization unit (Services mechanical and electrical components (£ spent)) | 1701205 | 8403979 | 5 | Services equipment | Annual inspections and maintenance | Assembly | 6.4655 | Hours | 1 | 44 | 1 | FALSE | 1 | FALSE | 3 | [6 empty] | 37 | B2B3 | 0.34963 | 2.2644e-08 | 0.0018957 | 0.00043484 | 0.0001079 | 4.2204e-07 | 5.3842 | 258.6914 | 0.0013895
| Civic Offices | LTHW header valves pumpsets and pressurization unit (Services mechanical and electrical components (£ spent)) | 1701205 | 8403979 | 5 | Services equipment | Annual inspections and maintenance | Assembly | 6.4655 | Hours | 1 | 44 | 1 | FALSE | 1 | FALSE | 3 | [6 empty] | 38 | B2B3 | 0.34963 | 2.2644e-08 | 0.0018957 | 0.00043484 | 0.0001079 | 4.2204e-07 | 5.3842 | 258.6914 | 0.0013895
| Civic Offices | LTHW header valves pumpsets and pressurization unit (Services mechanical and electrical components (£ spent)) | 1701205 | 8403979 | 5 | Services equipment | Annual inspections and maintenance | Assembly | 6.4655 | Hours | 1 | 44 | 1 | FALSE | 1 | FALSE | 3 | [6 empty] | 39 | B2B3 | 0.34963 | 2.2644e-08 | 0.0018957 | 0.00043484 | 0.0001079 | 4.2204e-07 | 5.3842 | 258.6914 | 0.0013895
| Civic Offices | LTHW header valves pumpsets and pressurization unit (Services mechanical and electrical components (£ spent)) | 1701205 | 8403979 | 5 | Services equipment | Annual inspections and maintenance | Assembly | 6.4655 | Hours | 1 | 44 | 1 | FALSE | 1 | FALSE | 3 | [6 empty] | 40 | B2B3 | 0.34963 | 2.2644e-08 | 0.0018957 | 0.00043484 | 0.0001079 | 4.2204e-07 | 5.3842 | 258.6914 | 0.0013895
| Civic Offices | LTHW header valves pumpsets and pressurization unit (Services mechanical and electrical components (£ spent)) | 1701205 | 8403979 | 5 | Services equipment | Annual inspections and maintenance | Assembly | 6.4655 | Hours | 1 | 44 | 1 | FALSE | 1 | FALSE | 3 | [6 empty] | 41 | B2B3 | 0.34963 | 2.2644e-08 | 0.0018957 | 0.00043484 | 0.0001079 | 4.2204e-07 | 5.3842 | 258.6914 | 0.0013895
| Civic Offices | LTHW header valves pumpsets and pressurization unit (Services mechanical and electrical components (£ spent)) | 1701205 | 8403979 | 5 | Services equipment | Annual inspections and maintenance | Assembly | 6.4655 | Hours | 1 | 44 | 1 | FALSE | 1 | FALSE | 3 | [6 empty] | 42 | B2B3 | 0.34963 | 2.2644e-08 | 0.0018957 | 0.00043484 | 0.0001079 | 4.2204e-07 | 5.3842 | 258.6914 | 0.0013895
| Civic Offices | LTHW header valves pumpsets and pressurization unit (Services mechanical and electrical components (£ spent)) | 1701205 | 8403979 | 5 | Services equipment | Annual inspections and maintenance | Assembly | 6.4655 | Hours | 1 | 44 | 1 | FALSE | 1 | FALSE | 3 | [6 empty] | 43 | B2B3 | 0.34963 | 2.2644e-08 | 0.0018957 | 0.00043484 | 0.0001079 | 4.2204e-07 | 5.3842 | 258.6914 | 0.0013895
| Civic Offices | LTHW header valves pumpsets and pressurization unit (Services mechanical and electrical components (£ spent)) | 1701205 | 8403979 | 5 | Services equipment | Annual inspections and maintenance | Assembly | 6.4655 | Hours | 1 | 44 | 1 | FALSE | 1 | FALSE | 3 | [6 empty] | 44 | B2B3 | 0.34963 | 2.2644e-08 | 0.0018957 | 0.00043484 | 0.0001079 | 4.2204e-07 | 5.3842 | 258.6914 | 0.0013895
| Civic Offices | LTHW header valves pumpsets and pressurization unit (Services mechanical and electrical components (£ spent)) | 1701205 | 8403979 | 5 | Services equipment | Annual inspections and maintenance | Assembly | 6.4655 | Hours | 1 | 44 | 1 | FALSE | 1 | FALSE | 3 | [6 empty] | 45 | B2B3 | 0.34963 | 2.2644e-08 | 0.0018957 | 0.00043484 | 0.0001079 | 4.2204e-07 | 5.3842 | 258.6914 | 0.0013895
| Civic Offices | LTHW header valves pumpsets and pressurization unit (Services mechanical and electrical components (£ spent)) | 1701205 | 8403979 | 5 | Services equipment | Annual inspections and maintenance | Assembly | 6.4655 | Hours | 1 | 44 | 1 | FALSE | 1 | FALSE | 3 | [6 empty] | 46 | B2B3 | 0.34963 | 2.2644e-08 | 0.0018957 | 0.00043484 | 0.0001079 | 4.2204e-07 | 5.3842 | 258.6914 | 0.0013895
| Civic Offices | LTHW header valves pumpsets and pressurization unit (Services mechanical and electrical components (£ spent)) | 1701205 | 8403979 | 5 | Services equipment | Annual inspections and maintenance | Assembly | 6.4655 | Hours | 1 | 44 | 1 | FALSE | 1 | FALSE | 3 | [6 empty] | 47 | B2B3 | 0.34963 | 2.2644e-08 | 0.0018957 | 0.00043484 | 0.0001079 | 4.2204e-07 | 5.3842 | 258.6914 | 0.0013895
| Civic Offices | LTHW header valves pumpsets and pressurization unit (Services mechanical and electrical components (£ spent)) | 1701205 | 8403979 | 5 | Services equipment | Annual inspections and maintenance | Assembly | 6.4655 | Hours | 1 | 44 | 1 | FALSE | 1 | FALSE | 3 | [6 empty] | 48 | B2B3 | 0.34963 | 2.2644e-08 | 0.0018957 | 0.00043484 | 0.0001079 | 4.2204e-07 | 5.3842 | 258.6914 | 0.0013895
| Civic Offices | LTHW header valves pumpsets and pressurization unit (Services mechanical and electrical components (£ spent)) | 1701205 | 8403979 | 5 | Services equipment | Annual inspections and maintenance | Assembly | 6.4655 | Hours | 1 | 44 | 1 | FALSE | 1 | FALSE | 3 | [6 empty] | 49 | B2B3 | 0.34963 | 2.2644e-08 | 0.0018957 | 0.00043484 | 0.0001079 | 4.2204e-07 | 5.3842 | 258.6914 | 0.0013895
| Civic Offices | LTHW header valves pumpsets and pressurization unit (Services mechanical and electrical components (£ spent)) | 1701205 | 8403979 | 5 | Services equipment | Annual inspections and maintenance | Assembly | 6.4655 | Hours | 1 | 44 | 1 | FALSE | 1 | FALSE | 3 | [6 empty] | 50 | B2B3 | 0.34963 | 2.2644e-08 | 0.0018957 | 0.00043484 | 0.0001079 | 4.2204e-07 | 5.3842 | 258.6914 | 0.0013895
| Civic Offices | LTHW header valves pumpsets and pressurization unit (Services mechanical and electrical components (£ spent)) | 1701205 | 8403979 | 5 | Services equipment | Annual inspections and maintenance | Assembly | 6.4655 | Hours | 1 | 44 | 1 | FALSE | 1 | FALSE | 3 | [6 empty] | 51 | B2B3 | 0.34963 | 2.2644e-08 | 0.0018957 | 0.00043484 | 0.0001079 | 4.2204e-07 | 5.3842 | 258.6914 | 0.0013895
| Civic Offices | LTHW header valves pumpsets and pressurization unit (Services mechanical and electrical components (£ spent)) | 1701205 | 8403979 | 5 | Services equipment | Annual inspections and maintenance | Assembly | 6.4655 | Hours | 1 | 44 | 1 | FALSE | 1 | FALSE | 3 | [6 empty] | 52 | B2B3 | 0.34963 | 2.2644e-08 | 0.0018957 | 0.00043484 | 0.0001079 | 4.2204e-07 | 5.3842 | 258.6914 | 0.0013895
| Civic Offices | LTHW header valves pumpsets and pressurization unit (Services mechanical and electrical components (£ spent)) | 1701205 | 8403979 | 5 | Services equipment | Annual inspections and maintenance | Assembly | 6.4655 | Hours | 1 | 44 | 1 | FALSE | 1 | FALSE | 3 | [6 empty] | 53 | B2B3 | 0.34963 | 2.2644e-08 | 0.0018957 | 0.00043484 | 0.0001079 | 4.2204e-07 | 5.3842 | 258.6914 | 0.0013895
| Civic Offices | LTHW header valves pumpsets and pressurization unit (Services mechanical and electrical components (£ spent)) | 1701205 | 8403979 | 5 | Services equipment | Annual inspections and maintenance | Assembly | 6.4655 | Hours | 1 | 44 | 1 | FALSE | 1 | FALSE | 3 | [6 empty] | 54 | B2B3 | 0.34963 | 2.2644e-08 | 0.0018957 | 0.00043484 | 0.0001079 | 4.2204e-07 | 5.3842 | 258.6914 | 0.0013895
| Civic Offices | LTHW header valves pumpsets and pressurization unit (Services mechanical and electrical components (£ spent)) | 1701205 | 8403979 | 5 | Services equipment | Annual inspections and maintenance | Assembly | 6.4655 | Hours | 1 | 44 | 1 | FALSE | 1 | FALSE | 3 | [6 empty] | 55 | B2B3 | 0.34963 | 2.2644e-08 | 0.0018957 | 0.00043484 | 0.0001079 | 4.2204e-07 | 5.3842 | 258.6914 | 0.0013895
| Civic Offices | LTHW header valves pumpsets and pressurization unit (Services mechanical and electrical components (£ spent)) | 1701205 | 8403979 | 5 | Services equipment | Annual inspections and maintenance | Assembly | 6.4655 | Hours | 1 | 44 | 1 | FALSE | 1 | FALSE | 3 | [6 empty] | 56 | B2B3 | 0.34963 | 2.2644e-08 | 0.0018957 | 0.00043484 | 0.0001079 | 4.2204e-07 | 5.3842 | 258.6914 | 0.0013895
| Civic Offices | LTHW header valves pumpsets and pressurization unit (Services mechanical and electrical components (£ spent)) | 1701205 | 8403979 | 5 | Services equipment | Annual inspections and maintenance | Assembly | 6.4655 | Hours | 1 | 44 | 1 | FALSE | 1 | FALSE | 3 | [6 empty] | 57 | B2B3 | 0.34963 | 2.2644e-08 | 0.0018957 | 0.00043484 | 0.0001079 | 4.2204e-07 | 5.3842 | 258.6914 | 0.0013895
| Civic Offices | LTHW header valves pumpsets and pressurization unit (Services mechanical and electrical components (£ spent)) | 1701205 | 8403979 | 5 | Services equipment | Annual inspections and maintenance | Assembly | 6.4655 | Hours | 1 | 44 | 1 | FALSE | 1 | FALSE | 3 | [6 empty] | 58 | B2B3 | 0.34963 | 2.2644e-08 | 0.0018957 | 0.00043484 | 0.0001079 | 4.2204e-07 | 5.3842 | 258.6914 | 0.0013895
| Civic Offices | LTHW header valves pumpsets and pressurization unit (Services mechanical and electrical components (£ spent)) | 1701205 | 8403979 | 5 | Services equipment | Annual inspections and maintenance | Assembly | 6.4655 | Hours | 1 | 44 | 1 | FALSE | 1 | FALSE | 3 | [6 empty] | 59 | B2B3 | 0.34963 | 2.2644e-08 | 0.0018957 | 0.00043484 | 0.0001079 | 4.2204e-07 | 5.3842 | 258.6914 | 0.0013895
| Civic Offices | LTHW header valves pumpsets and pressurization unit (Services mechanical and electrical components (£ spent)) | 1701205 | 8403979 | 5 | Services equipment | Annual inspections and maintenance | Assembly | 6.4655 | Hours | 1 | 44 | 1 | FALSE | 1 | FALSE | 3 | [6 empty] | 60 | B2B3 | 0.34963 | 2.2644e-08 | 0.0018957 | 0.00043484 | 0.0001079 | 4.2204e-07 | 5.3842 | 258.6914 | 0.0013895
| Civic Offices | Chilled water header valves pumpsets and pressurization unit (Services mechanical and electrical components (£ spent)) | 1701206 | 8403983 | 5 | Services equipment | Install | Assembly | 129.3103 | Hours | 25 | 44 | 1 | FALSE | 1 | FALSE | 1 | [6 empty] | 0 | A5 | 6.9927 | 4.5288e-07 | 0.037915 | 0.0086968 | 0.002158 | 8.4409e-06 | 107.6843 | 5173.8286 | 0.02779
| Civic Offices | Chilled water header valves pumpsets and pressurization unit (Services mechanical and electrical components (£ spent)) | 1701206 | 8403983 | 5 | Services equipment | Install | Assembly | 129.3103 | Hours | 25 | 44 | 1 | FALSE | 1 | FALSE | 1 | [6 empty] | 0 | A4 | 0 | 0 | 0 | 0 | 0 | 0 | 0 | 0 | 0
| Civic Offices | Chilled water header valves pumpsets and pressurization unit (Services mechanical and electrical components (£ spent)) | 1701206 | 8403983 | 5 | Services equipment | Install | Assembly | 129.3103 | Hours | 25 | 44 | 1 | FALSE | 1 | FALSE | 1 | [6 empty] | 25 | B4B5 | 6.9927 | 4.5288e-07 | 0.037915 | 0.0086968 | 0.002158 | 8.4409e-06 | 107.6843 | 5173.8286 | 0.02779
| Civic Offices | Chilled water header valves pumpsets and pressurization unit (Services mechanical and electrical components (£ spent)) | 1701206 | 8403983 | 5 | Services equipment | Install | Assembly | 129.3103 | Hours | 25 | 44 | 1 | FALSE | 1 | FALSE | 1 | [6 empty] | 50 | B4B5 | 6.9927 | 4.5288e-07 | 0.037915 | 0.0086968 | 0.002158 | 8.4409e-06 | 107.6843 | 5173.8286 | 0.02779
| Civic Offices | Chilled water header valves pumpsets and pressurization unit (Services mechanical and electrical components (£ spent)) | 1701206 | 8403984 | 5 | Services equipment | Annual inspections and maintenance | Assembly | 6.4655 | Hours | 1 | 44 | 1 | FALSE | 1 | FALSE | 3 | [6 empty] | 1 | B2B3 | 0.34963 | 2.2644e-08 | 0.0018957 | 0.00043484 | 0.0001079 | 4.2204e-07 | 5.3842 | 258.6914 | 0.0013895
| Civic Offices | Chilled water header valves pumpsets and pressurization unit (Services mechanical and electrical components (£ spent)) | 1701206 | 8403984 | 5 | Services equipment | Annual inspections and maintenance | Assembly | 6.4655 | Hours | 1 | 44 | 1 | FALSE | 1 | FALSE | 3 | [6 empty] | 2 | B2B3 | 0.34963 | 2.2644e-08 | 0.0018957 | 0.00043484 | 0.0001079 | 4.2204e-07 | 5.3842 | 258.6914 | 0.0013895
| Civic Offices | Chilled water header valves pumpsets and pressurization unit (Services mechanical and electrical components (£ spent)) | 1701206 | 8403984 | 5 | Services equipment | Annual inspections and maintenance | Assembly | 6.4655 | Hours | 1 | 44 | 1 | FALSE | 1 | FALSE | 3 | [6 empty] | 3 | B2B3 | 0.34963 | 2.2644e-08 | 0.0018957 | 0.00043484 | 0.0001079 | 4.2204e-07 | 5.3842 | 258.6914 | 0.0013895
| Civic Offices | Chilled water header valves pumpsets and pressurization unit (Services mechanical and electrical components (£ spent)) | 1701206 | 8403984 | 5 | Services equipment | Annual inspections and maintenance | Assembly | 6.4655 | Hours | 1 | 44 | 1 | FALSE | 1 | FALSE | 3 | [6 empty] | 4 | B2B3 | 0.34963 | 2.2644e-08 | 0.0018957 | 0.00043484 | 0.0001079 | 4.2204e-07 | 5.3842 | 258.6914 | 0.0013895
| Civic Offices | Chilled water header valves pumpsets and pressurization unit (Services mechanical and electrical components (£ spent)) | 1701206 | 8403984 | 5 | Services equipment | Annual inspections and maintenance | Assembly | 6.4655 | Hours | 1 | 44 | 1 | FALSE | 1 | FALSE | 3 | [6 empty] | 5 | B2B3 | 0.34963 | 2.2644e-08 | 0.0018957 | 0.00043484 | 0.0001079 | 4.2204e-07 | 5.3842 | 258.6914 | 0.0013895
| Civic Offices | Chilled water header valves pumpsets and pressurization unit (Services mechanical and electrical components (£ spent)) | 1701206 | 8403984 | 5 | Services equipment | Annual inspections and maintenance | Assembly | 6.4655 | Hours | 1 | 44 | 1 | FALSE | 1 | FALSE | 3 | [6 empty] | 6 | B2B3 | 0.34963 | 2.2644e-08 | 0.0018957 | 0.00043484 | 0.0001079 | 4.2204e-07 | 5.3842 | 258.6914 | 0.0013895
| Civic Offices | Chilled water header valves pumpsets and pressurization unit (Services mechanical and electrical components (£ spent)) | 1701206 | 8403984 | 5 | Services equipment | Annual inspections and maintenance | Assembly | 6.4655 | Hours | 1 | 44 | 1 | FALSE | 1 | FALSE | 3 | [6 empty] | 7 | B2B3 | 0.34963 | 2.2644e-08 | 0.0018957 | 0.00043484 | 0.0001079 | 4.2204e-07 | 5.3842 | 258.6914 | 0.0013895
| Civic Offices | Chilled water header valves pumpsets and pressurization unit (Services mechanical and electrical components (£ spent)) | 1701206 | 8403984 | 5 | Services equipment | Annual inspections and maintenance | Assembly | 6.4655 | Hours | 1 | 44 | 1 | FALSE | 1 | FALSE | 3 | [6 empty] | 8 | B2B3 | 0.34963 | 2.2644e-08 | 0.0018957 | 0.00043484 | 0.0001079 | 4.2204e-07 | 5.3842 | 258.6914 | 0.0013895
| Civic Offices | Chilled water header valves pumpsets and pressurization unit (Services mechanical and electrical components (£ spent)) | 1701206 | 8403984 | 5 | Services equipment | Annual inspections and maintenance | Assembly | 6.4655 | Hours | 1 | 44 | 1 | FALSE | 1 | FALSE | 3 | [6 empty] | 9 | B2B3 | 0.34963 | 2.2644e-08 | 0.0018957 | 0.00043484 | 0.0001079 | 4.2204e-07 | 5.3842 | 258.6914 | 0.0013895
| Civic Offices | Chilled water header valves pumpsets and pressurization unit (Services mechanical and electrical components (£ spent)) | 1701206 | 8403984 | 5 | Services equipment | Annual inspections and maintenance | Assembly | 6.4655 | Hours | 1 | 44 | 1 | FALSE | 1 | FALSE | 3 | [6 empty] | 10 | B2B3 | 0.34963 | 2.2644e-08 | 0.0018957 | 0.00043484 | 0.0001079 | 4.2204e-07 | 5.3842 | 258.6914 | 0.0013895
| Civic Offices | Chilled water header valves pumpsets and pressurization unit (Services mechanical and electrical components (£ spent)) | 1701206 | 8403984 | 5 | Services equipment | Annual inspections and maintenance | Assembly | 6.4655 | Hours | 1 | 44 | 1 | FALSE | 1 | FALSE | 3 | [6 empty] | 11 | B2B3 | 0.34963 | 2.2644e-08 | 0.0018957 | 0.00043484 | 0.0001079 | 4.2204e-07 | 5.3842 | 258.6914 | 0.0013895
| Civic Offices | Chilled water header valves pumpsets and pressurization unit (Services mechanical and electrical components (£ spent)) | 1701206 | 8403984 | 5 | Services equipment | Annual inspections and maintenance | Assembly | 6.4655 | Hours | 1 | 44 | 1 | FALSE | 1 | FALSE | 3 | [6 empty] | 12 | B2B3 | 0.34963 | 2.2644e-08 | 0.0018957 | 0.00043484 | 0.0001079 | 4.2204e-07 | 5.3842 | 258.6914 | 0.0013895
| Civic Offices | Chilled water header valves pumpsets and pressurization unit (Services mechanical and electrical components (£ spent)) | 1701206 | 8403984 | 5 | Services equipment | Annual inspections and maintenance | Assembly | 6.4655 | Hours | 1 | 44 | 1 | FALSE | 1 | FALSE | 3 | [6 empty] | 13 | B2B3 | 0.34963 | 2.2644e-08 | 0.0018957 | 0.00043484 | 0.0001079 | 4.2204e-07 | 5.3842 | 258.6914 | 0.0013895
| Civic Offices | Chilled water header valves pumpsets and pressurization unit (Services mechanical and electrical components (£ spent)) | 1701206 | 8403984 | 5 | Services equipment | Annual inspections and maintenance | Assembly | 6.4655 | Hours | 1 | 44 | 1 | FALSE | 1 | FALSE | 3 | [6 empty] | 14 | B2B3 | 0.34963 | 2.2644e-08 | 0.0018957 | 0.00043484 | 0.0001079 | 4.2204e-07 | 5.3842 | 258.6914 | 0.0013895
| Civic Offices | Chilled water header valves pumpsets and pressurization unit (Services mechanical and electrical components (£ spent)) | 1701206 | 8403984 | 5 | Services equipment | Annual inspections and maintenance | Assembly | 6.4655 | Hours | 1 | 44 | 1 | FALSE | 1 | FALSE | 3 | [6 empty] | 15 | B2B3 | 0.34963 | 2.2644e-08 | 0.0018957 | 0.00043484 | 0.0001079 | 4.2204e-07 | 5.3842 | 258.6914 | 0.0013895
| Civic Offices | Chilled water header valves pumpsets and pressurization unit (Services mechanical and electrical components (£ spent)) | 1701206 | 8403984 | 5 | Services equipment | Annual inspections and maintenance | Assembly | 6.4655 | Hours | 1 | 44 | 1 | FALSE | 1 | FALSE | 3 | [6 empty] | 16 | B2B3 | 0.34963 | 2.2644e-08 | 0.0018957 | 0.00043484 | 0.0001079 | 4.2204e-07 | 5.3842 | 258.6914 | 0.0013895
| Civic Offices | Chilled water header valves pumpsets and pressurization unit (Services mechanical and electrical components (£ spent)) | 1701206 | 8403984 | 5 | Services equipment | Annual inspections and maintenance | Assembly | 6.4655 | Hours | 1 | 44 | 1 | FALSE | 1 | FALSE | 3 | [6 empty] | 17 | B2B3 | 0.34963 | 2.2644e-08 | 0.0018957 | 0.00043484 | 0.0001079 | 4.2204e-07 | 5.3842 | 258.6914 | 0.0013895
| Civic Offices | Chilled water header valves pumpsets and pressurization unit (Services mechanical and electrical components (£ spent)) | 1701206 | 8403984 | 5 | Services equipment | Annual inspections and maintenance | Assembly | 6.4655 | Hours | 1 | 44 | 1 | FALSE | 1 | FALSE | 3 | [6 empty] | 18 | B2B3 | 0.34963 | 2.2644e-08 | 0.0018957 | 0.00043484 | 0.0001079 | 4.2204e-07 | 5.3842 | 258.6914 | 0.0013895
| Civic Offices | Chilled water header valves pumpsets and pressurization unit (Services mechanical and electrical components (£ spent)) | 1701206 | 8403984 | 5 | Services equipment | Annual inspections and maintenance | Assembly | 6.4655 | Hours | 1 | 44 | 1 | FALSE | 1 | FALSE | 3 | [6 empty] | 19 | B2B3 | 0.34963 | 2.2644e-08 | 0.0018957 | 0.00043484 | 0.0001079 | 4.2204e-07 | 5.3842 | 258.6914 | 0.0013895
| Civic Offices | Chilled water header valves pumpsets and pressurization unit (Services mechanical and electrical components (£ spent)) | 1701206 | 8403984 | 5 | Services equipment | Annual inspections and maintenance | Assembly | 6.4655 | Hours | 1 | 44 | 1 | FALSE | 1 | FALSE | 3 | [6 empty] | 20 | B2B3 | 0.34963 | 2.2644e-08 | 0.0018957 | 0.00043484 | 0.0001079 | 4.2204e-07 | 5.3842 | 258.6914 | 0.0013895
| Civic Offices | Chilled water header valves pumpsets and pressurization unit (Services mechanical and electrical components (£ spent)) | 1701206 | 8403984 | 5 | Services equipment | Annual inspections and maintenance | Assembly | 6.4655 | Hours | 1 | 44 | 1 | FALSE | 1 | FALSE | 3 | [6 empty] | 21 | B2B3 | 0.34963 | 2.2644e-08 | 0.0018957 | 0.00043484 | 0.0001079 | 4.2204e-07 | 5.3842 | 258.6914 | 0.0013895
| Civic Offices | Chilled water header valves pumpsets and pressurization unit (Services mechanical and electrical components (£ spent)) | 1701206 | 8403984 | 5 | Services equipment | Annual inspections and maintenance | Assembly | 6.4655 | Hours | 1 | 44 | 1 | FALSE | 1 | FALSE | 3 | [6 empty] | 22 | B2B3 | 0.34963 | 2.2644e-08 | 0.0018957 | 0.00043484 | 0.0001079 | 4.2204e-07 | 5.3842 | 258.6914 | 0.0013895
| Civic Offices | Chilled water header valves pumpsets and pressurization unit (Services mechanical and electrical components (£ spent)) | 1701206 | 8403984 | 5 | Services equipment | Annual inspections and maintenance | Assembly | 6.4655 | Hours | 1 | 44 | 1 | FALSE | 1 | FALSE | 3 | [6 empty] | 23 | B2B3 | 0.34963 | 2.2644e-08 | 0.0018957 | 0.00043484 | 0.0001079 | 4.2204e-07 | 5.3842 | 258.6914 | 0.0013895
| Civic Offices | Chilled water header valves pumpsets and pressurization unit (Services mechanical and electrical components (£ spent)) | 1701206 | 8403984 | 5 | Services equipment | Annual inspections and maintenance | Assembly | 6.4655 | Hours | 1 | 44 | 1 | FALSE | 1 | FALSE | 3 | [6 empty] | 24 | B2B3 | 0.34963 | 2.2644e-08 | 0.0018957 | 0.00043484 | 0.0001079 | 4.2204e-07 | 5.3842 | 258.6914 | 0.0013895
| Civic Offices | Chilled water header valves pumpsets and pressurization unit (Services mechanical and electrical components (£ spent)) | 1701206 | 8403984 | 5 | Services equipment | Annual inspections and maintenance | Assembly | 6.4655 | Hours | 1 | 44 | 1 | FALSE | 1 | FALSE | 3 | [6 empty] | 25 | B2B3 | 0.34963 | 2.2644e-08 | 0.0018957 | 0.00043484 | 0.0001079 | 4.2204e-07 | 5.3842 | 258.6914 | 0.0013895
| Civic Offices | Chilled water header valves pumpsets and pressurization unit (Services mechanical and electrical components (£ spent)) | 1701206 | 8403984 | 5 | Services equipment | Annual inspections and maintenance | Assembly | 6.4655 | Hours | 1 | 44 | 1 | FALSE | 1 | FALSE | 3 | [6 empty] | 26 | B2B3 | 0.34963 | 2.2644e-08 | 0.0018957 | 0.00043484 | 0.0001079 | 4.2204e-07 | 5.3842 | 258.6914 | 0.0013895
| Civic Offices | Chilled water header valves pumpsets and pressurization unit (Services mechanical and electrical components (£ spent)) | 1701206 | 8403984 | 5 | Services equipment | Annual inspections and maintenance | Assembly | 6.4655 | Hours | 1 | 44 | 1 | FALSE | 1 | FALSE | 3 | [6 empty] | 27 | B2B3 | 0.34963 | 2.2644e-08 | 0.0018957 | 0.00043484 | 0.0001079 | 4.2204e-07 | 5.3842 | 258.6914 | 0.0013895
| Civic Offices | Chilled water header valves pumpsets and pressurization unit (Services mechanical and electrical components (£ spent)) | 1701206 | 8403984 | 5 | Services equipment | Annual inspections and maintenance | Assembly | 6.4655 | Hours | 1 | 44 | 1 | FALSE | 1 | FALSE | 3 | [6 empty] | 28 | B2B3 | 0.34963 | 2.2644e-08 | 0.0018957 | 0.00043484 | 0.0001079 | 4.2204e-07 | 5.3842 | 258.6914 | 0.0013895
| Civic Offices | Chilled water header valves pumpsets and pressurization unit (Services mechanical and electrical components (£ spent)) | 1701206 | 8403984 | 5 | Services equipment | Annual inspections and maintenance | Assembly | 6.4655 | Hours | 1 | 44 | 1 | FALSE | 1 | FALSE | 3 | [6 empty] | 29 | B2B3 | 0.34963 | 2.2644e-08 | 0.0018957 | 0.00043484 | 0.0001079 | 4.2204e-07 | 5.3842 | 258.6914 | 0.0013895
| Civic Offices | Chilled water header valves pumpsets and pressurization unit (Services mechanical and electrical components (£ spent)) | 1701206 | 8403984 | 5 | Services equipment | Annual inspections and maintenance | Assembly | 6.4655 | Hours | 1 | 44 | 1 | FALSE | 1 | FALSE | 3 | [6 empty] | 30 | B2B3 | 0.34963 | 2.2644e-08 | 0.0018957 | 0.00043484 | 0.0001079 | 4.2204e-07 | 5.3842 | 258.6914 | 0.0013895
| Civic Offices | Chilled water header valves pumpsets and pressurization unit (Services mechanical and electrical components (£ spent)) | 1701206 | 8403984 | 5 | Services equipment | Annual inspections and maintenance | Assembly | 6.4655 | Hours | 1 | 44 | 1 | FALSE | 1 | FALSE | 3 | [6 empty] | 31 | B2B3 | 0.34963 | 2.2644e-08 | 0.0018957 | 0.00043484 | 0.0001079 | 4.2204e-07 | 5.3842 | 258.6914 | 0.0013895
| Civic Offices | Chilled water header valves pumpsets and pressurization unit (Services mechanical and electrical components (£ spent)) | 1701206 | 8403984 | 5 | Services equipment | Annual inspections and maintenance | Assembly | 6.4655 | Hours | 1 | 44 | 1 | FALSE | 1 | FALSE | 3 | [6 empty] | 32 | B2B3 | 0.34963 | 2.2644e-08 | 0.0018957 | 0.00043484 | 0.0001079 | 4.2204e-07 | 5.3842 | 258.6914 | 0.0013895
| Civic Offices | Chilled water header valves pumpsets and pressurization unit (Services mechanical and electrical components (£ spent)) | 1701206 | 8403984 | 5 | Services equipment | Annual inspections and maintenance | Assembly | 6.4655 | Hours | 1 | 44 | 1 | FALSE | 1 | FALSE | 3 | [6 empty] | 33 | B2B3 | 0.34963 | 2.2644e-08 | 0.0018957 | 0.00043484 | 0.0001079 | 4.2204e-07 | 5.3842 | 258.6914 | 0.0013895
| Civic Offices | Chilled water header valves pumpsets and pressurization unit (Services mechanical and electrical components (£ spent)) | 1701206 | 8403984 | 5 | Services equipment | Annual inspections and maintenance | Assembly | 6.4655 | Hours | 1 | 44 | 1 | FALSE | 1 | FALSE | 3 | [6 empty] | 34 | B2B3 | 0.34963 | 2.2644e-08 | 0.0018957 | 0.00043484 | 0.0001079 | 4.2204e-07 | 5.3842 | 258.6914 | 0.0013895
| Civic Offices | Chilled water header valves pumpsets and pressurization unit (Services mechanical and electrical components (£ spent)) | 1701206 | 8403984 | 5 | Services equipment | Annual inspections and maintenance | Assembly | 6.4655 | Hours | 1 | 44 | 1 | FALSE | 1 | FALSE | 3 | [6 empty] | 35 | B2B3 | 0.34963 | 2.2644e-08 | 0.0018957 | 0.00043484 | 0.0001079 | 4.2204e-07 | 5.3842 | 258.6914 | 0.0013895
| Civic Offices | Chilled water header valves pumpsets and pressurization unit (Services mechanical and electrical components (£ spent)) | 1701206 | 8403984 | 5 | Services equipment | Annual inspections and maintenance | Assembly | 6.4655 | Hours | 1 | 44 | 1 | FALSE | 1 | FALSE | 3 | [6 empty] | 36 | B2B3 | 0.34963 | 2.2644e-08 | 0.0018957 | 0.00043484 | 0.0001079 | 4.2204e-07 | 5.3842 | 258.6914 | 0.0013895
| Civic Offices | Chilled water header valves pumpsets and pressurization unit (Services mechanical and electrical components (£ spent)) | 1701206 | 8403984 | 5 | Services equipment | Annual inspections and maintenance | Assembly | 6.4655 | Hours | 1 | 44 | 1 | FALSE | 1 | FALSE | 3 | [6 empty] | 37 | B2B3 | 0.34963 | 2.2644e-08 | 0.0018957 | 0.00043484 | 0.0001079 | 4.2204e-07 | 5.3842 | 258.6914 | 0.0013895
| Civic Offices | Chilled water header valves pumpsets and pressurization unit (Services mechanical and electrical components (£ spent)) | 1701206 | 8403984 | 5 | Services equipment | Annual inspections and maintenance | Assembly | 6.4655 | Hours | 1 | 44 | 1 | FALSE | 1 | FALSE | 3 | [6 empty] | 38 | B2B3 | 0.34963 | 2.2644e-08 | 0.0018957 | 0.00043484 | 0.0001079 | 4.2204e-07 | 5.3842 | 258.6914 | 0.0013895
| Civic Offices | Chilled water header valves pumpsets and pressurization unit (Services mechanical and electrical components (£ spent)) | 1701206 | 8403984 | 5 | Services equipment | Annual inspections and maintenance | Assembly | 6.4655 | Hours | 1 | 44 | 1 | FALSE | 1 | FALSE | 3 | [6 empty] | 39 | B2B3 | 0.34963 | 2.2644e-08 | 0.0018957 | 0.00043484 | 0.0001079 | 4.2204e-07 | 5.3842 | 258.6914 | 0.0013895
| Civic Offices | Chilled water header valves pumpsets and pressurization unit (Services mechanical and electrical components (£ spent)) | 1701206 | 8403984 | 5 | Services equipment | Annual inspections and maintenance | Assembly | 6.4655 | Hours | 1 | 44 | 1 | FALSE | 1 | FALSE | 3 | [6 empty] | 40 | B2B3 | 0.34963 | 2.2644e-08 | 0.0018957 | 0.00043484 | 0.0001079 | 4.2204e-07 | 5.3842 | 258.6914 | 0.0013895
| Civic Offices | Chilled water header valves pumpsets and pressurization unit (Services mechanical and electrical components (£ spent)) | 1701206 | 8403984 | 5 | Services equipment | Annual inspections and maintenance | Assembly | 6.4655 | Hours | 1 | 44 | 1 | FALSE | 1 | FALSE | 3 | [6 empty] | 41 | B2B3 | 0.34963 | 2.2644e-08 | 0.0018957 | 0.00043484 | 0.0001079 | 4.2204e-07 | 5.3842 | 258.6914 | 0.0013895
| Civic Offices | Chilled water header valves pumpsets and pressurization unit (Services mechanical and electrical components (£ spent)) | 1701206 | 8403984 | 5 | Services equipment | Annual inspections and maintenance | Assembly | 6.4655 | Hours | 1 | 44 | 1 | FALSE | 1 | FALSE | 3 | [6 empty] | 42 | B2B3 | 0.34963 | 2.2644e-08 | 0.0018957 | 0.00043484 | 0.0001079 | 4.2204e-07 | 5.3842 | 258.6914 | 0.0013895
| Civic Offices | Chilled water header valves pumpsets and pressurization unit (Services mechanical and electrical components (£ spent)) | 1701206 | 8403984 | 5 | Services equipment | Annual inspections and maintenance | Assembly | 6.4655 | Hours | 1 | 44 | 1 | FALSE | 1 | FALSE | 3 | [6 empty] | 43 | B2B3 | 0.34963 | 2.2644e-08 | 0.0018957 | 0.00043484 | 0.0001079 | 4.2204e-07 | 5.3842 | 258.6914 | 0.0013895
| Civic Offices | Chilled water header valves pumpsets and pressurization unit (Services mechanical and electrical components (£ spent)) | 1701206 | 8403984 | 5 | Services equipment | Annual inspections and maintenance | Assembly | 6.4655 | Hours | 1 | 44 | 1 | FALSE | 1 | FALSE | 3 | [6 empty] | 44 | B2B3 | 0.34963 | 2.2644e-08 | 0.0018957 | 0.00043484 | 0.0001079 | 4.2204e-07 | 5.3842 | 258.6914 | 0.0013895
| Civic Offices | Chilled water header valves pumpsets and pressurization unit (Services mechanical and electrical components (£ spent)) | 1701206 | 8403984 | 5 | Services equipment | Annual inspections and maintenance | Assembly | 6.4655 | Hours | 1 | 44 | 1 | FALSE | 1 | FALSE | 3 | [6 empty] | 45 | B2B3 | 0.34963 | 2.2644e-08 | 0.0018957 | 0.00043484 | 0.0001079 | 4.2204e-07 | 5.3842 | 258.6914 | 0.0013895
| Civic Offices | Chilled water header valves pumpsets and pressurization unit (Services mechanical and electrical components (£ spent)) | 1701206 | 8403984 | 5 | Services equipment | Annual inspections and maintenance | Assembly | 6.4655 | Hours | 1 | 44 | 1 | FALSE | 1 | FALSE | 3 | [6 empty] | 46 | B2B3 | 0.34963 | 2.2644e-08 | 0.0018957 | 0.00043484 | 0.0001079 | 4.2204e-07 | 5.3842 | 258.6914 | 0.0013895
| Civic Offices | Chilled water header valves pumpsets and pressurization unit (Services mechanical and electrical components (£ spent)) | 1701206 | 8403984 | 5 | Services equipment | Annual inspections and maintenance | Assembly | 6.4655 | Hours | 1 | 44 | 1 | FALSE | 1 | FALSE | 3 | [6 empty] | 47 | B2B3 | 0.34963 | 2.2644e-08 | 0.0018957 | 0.00043484 | 0.0001079 | 4.2204e-07 | 5.3842 | 258.6914 | 0.0013895
| Civic Offices | Chilled water header valves pumpsets and pressurization unit (Services mechanical and electrical components (£ spent)) | 1701206 | 8403984 | 5 | Services equipment | Annual inspections and maintenance | Assembly | 6.4655 | Hours | 1 | 44 | 1 | FALSE | 1 | FALSE | 3 | [6 empty] | 48 | B2B3 | 0.34963 | 2.2644e-08 | 0.0018957 | 0.00043484 | 0.0001079 | 4.2204e-07 | 5.3842 | 258.6914 | 0.0013895
| Civic Offices | Chilled water header valves pumpsets and pressurization unit (Services mechanical and electrical components (£ spent)) | 1701206 | 8403984 | 5 | Services equipment | Annual inspections and maintenance | Assembly | 6.4655 | Hours | 1 | 44 | 1 | FALSE | 1 | FALSE | 3 | [6 empty] | 49 | B2B3 | 0.34963 | 2.2644e-08 | 0.0018957 | 0.00043484 | 0.0001079 | 4.2204e-07 | 5.3842 | 258.6914 | 0.0013895
| Civic Offices | Chilled water header valves pumpsets and pressurization unit (Services mechanical and electrical components (£ spent)) | 1701206 | 8403984 | 5 | Services equipment | Annual inspections and maintenance | Assembly | 6.4655 | Hours | 1 | 44 | 1 | FALSE | 1 | FALSE | 3 | [6 empty] | 50 | B2B3 | 0.34963 | 2.2644e-08 | 0.0018957 | 0.00043484 | 0.0001079 | 4.2204e-07 | 5.3842 | 258.6914 | 0.0013895
| Civic Offices | Chilled water header valves pumpsets and pressurization unit (Services mechanical and electrical components (£ spent)) | 1701206 | 8403984 | 5 | Services equipment | Annual inspections and maintenance | Assembly | 6.4655 | Hours | 1 | 44 | 1 | FALSE | 1 | FALSE | 3 | [6 empty] | 51 | B2B3 | 0.34963 | 2.2644e-08 | 0.0018957 | 0.00043484 | 0.0001079 | 4.2204e-07 | 5.3842 | 258.6914 | 0.0013895
| Civic Offices | Chilled water header valves pumpsets and pressurization unit (Services mechanical and electrical components (£ spent)) | 1701206 | 8403984 | 5 | Services equipment | Annual inspections and maintenance | Assembly | 6.4655 | Hours | 1 | 44 | 1 | FALSE | 1 | FALSE | 3 | [6 empty] | 52 | B2B3 | 0.34963 | 2.2644e-08 | 0.0018957 | 0.00043484 | 0.0001079 | 4.2204e-07 | 5.3842 | 258.6914 | 0.0013895
| Civic Offices | Chilled water header valves pumpsets and pressurization unit (Services mechanical and electrical components (£ spent)) | 1701206 | 8403984 | 5 | Services equipment | Annual inspections and maintenance | Assembly | 6.4655 | Hours | 1 | 44 | 1 | FALSE | 1 | FALSE | 3 | [6 empty] | 53 | B2B3 | 0.34963 | 2.2644e-08 | 0.0018957 | 0.00043484 | 0.0001079 | 4.2204e-07 | 5.3842 | 258.6914 | 0.0013895
| Civic Offices | Chilled water header valves pumpsets and pressurization unit (Services mechanical and electrical components (£ spent)) | 1701206 | 8403984 | 5 | Services equipment | Annual inspections and maintenance | Assembly | 6.4655 | Hours | 1 | 44 | 1 | FALSE | 1 | FALSE | 3 | [6 empty] | 54 | B2B3 | 0.34963 | 2.2644e-08 | 0.0018957 | 0.00043484 | 0.0001079 | 4.2204e-07 | 5.3842 | 258.6914 | 0.0013895
| Civic Offices | Chilled water header valves pumpsets and pressurization unit (Services mechanical and electrical components (£ spent)) | 1701206 | 8403984 | 5 | Services equipment | Annual inspections and maintenance | Assembly | 6.4655 | Hours | 1 | 44 | 1 | FALSE | 1 | FALSE | 3 | [6 empty] | 55 | B2B3 | 0.34963 | 2.2644e-08 | 0.0018957 | 0.00043484 | 0.0001079 | 4.2204e-07 | 5.3842 | 258.6914 | 0.0013895
| Civic Offices | Chilled water header valves pumpsets and pressurization unit (Services mechanical and electrical components (£ spent)) | 1701206 | 8403984 | 5 | Services equipment | Annual inspections and maintenance | Assembly | 6.4655 | Hours | 1 | 44 | 1 | FALSE | 1 | FALSE | 3 | [6 empty] | 56 | B2B3 | 0.34963 | 2.2644e-08 | 0.0018957 | 0.00043484 | 0.0001079 | 4.2204e-07 | 5.3842 | 258.6914 | 0.0013895
| Civic Offices | Chilled water header valves pumpsets and pressurization unit (Services mechanical and electrical components (£ spent)) | 1701206 | 8403984 | 5 | Services equipment | Annual inspections and maintenance | Assembly | 6.4655 | Hours | 1 | 44 | 1 | FALSE | 1 | FALSE | 3 | [6 empty] | 57 | B2B3 | 0.34963 | 2.2644e-08 | 0.0018957 | 0.00043484 | 0.0001079 | 4.2204e-07 | 5.3842 | 258.6914 | 0.0013895
| Civic Offices | Chilled water header valves pumpsets and pressurization unit (Services mechanical and electrical components (£ spent)) | 1701206 | 8403984 | 5 | Services equipment | Annual inspections and maintenance | Assembly | 6.4655 | Hours | 1 | 44 | 1 | FALSE | 1 | FALSE | 3 | [6 empty] | 58 | B2B3 | 0.34963 | 2.2644e-08 | 0.0018957 | 0.00043484 | 0.0001079 | 4.2204e-07 | 5.3842 | 258.6914 | 0.0013895
| Civic Offices | Chilled water header valves pumpsets and pressurization unit (Services mechanical and electrical components (£ spent)) | 1701206 | 8403984 | 5 | Services equipment | Annual inspections and maintenance | Assembly | 6.4655 | Hours | 1 | 44 | 1 | FALSE | 1 | FALSE | 3 | [6 empty] | 59 | B2B3 | 0.34963 | 2.2644e-08 | 0.0018957 | 0.00043484 | 0.0001079 | 4.2204e-07 | 5.3842 | 258.6914 | 0.0013895
| Civic Offices | Chilled water header valves pumpsets and pressurization unit (Services mechanical and electrical components (£ spent)) | 1701206 | 8403984 | 5 | Services equipment | Annual inspections and maintenance | Assembly | 6.4655 | Hours | 1 | 44 | 1 | FALSE | 1 | FALSE | 3 | [6 empty] | 60 | B2B3 | 0.34963 | 2.2644e-08 | 0.0018957 | 0.00043484 | 0.0001079 | 4.2204e-07 | 5.3842 | 258.6914 | 0.0013895
| Civic Offices | Hot water buffer vessel insulated and accessories (Services mechanical and electrical components (£ spent)) | 1701207 | 8403988 | 5 | Services equipment | Install | Assembly | 34.4828 | Hours | 25 | 44 | 1 | FALSE | 1 | FALSE | 1 | [6 empty] | 0 | A5 | 1.8647 | 1.2077e-07 | 0.010111 | 0.0023191 | 0.00057548 | 2.2509e-06 | 28.7158 | 1379.6876 | 0.0074108
| Civic Offices | Hot water buffer vessel insulated and accessories (Services mechanical and electrical components (£ spent)) | 1701207 | 8403988 | 5 | Services equipment | Install | Assembly | 34.4828 | Hours | 25 | 44 | 1 | FALSE | 1 | FALSE | 1 | [6 empty] | 0 | A4 | 0 | 0 | 0 | 0 | 0 | 0 | 0 | 0 | 0
| Civic Offices | Hot water buffer vessel insulated and accessories (Services mechanical and electrical components (£ spent)) | 1701207 | 8403988 | 5 | Services equipment | Install | Assembly | 34.4828 | Hours | 25 | 44 | 1 | FALSE | 1 | FALSE | 1 | [6 empty] | 25 | B4B5 | 1.8647 | 1.2077e-07 | 0.010111 | 0.0023191 | 0.00057548 | 2.2509e-06 | 28.7158 | 1379.6876 | 0.0074108
| Civic Offices | Hot water buffer vessel insulated and accessories (Services mechanical and electrical components (£ spent)) | 1701207 | 8403988 | 5 | Services equipment | Install | Assembly | 34.4828 | Hours | 25 | 44 | 1 | FALSE | 1 | FALSE | 1 | [6 empty] | 50 | B4B5 | 1.8647 | 1.2077e-07 | 0.010111 | 0.0023191 | 0.00057548 | 2.2509e-06 | 28.7158 | 1379.6876 | 0.0074108
| Civic Offices | Hot water buffer vessel insulated and accessories (Services mechanical and electrical components (£ spent)) | 1701207 | 8403989 | 5 | Services equipment | Annual inspections and maintenance | Assembly | 1.7241 | Hours | 1 | 44 | 1 | FALSE | 1 | FALSE | 3 | [6 empty] | 1 | B2B3 | 0.093236 | 6.0384e-09 | 0.00050553 | 0.00011596 | 2.8774e-05 | 1.1255e-07 | 1.4358 | 68.9844 | 0.00037054
| Civic Offices | Hot water buffer vessel insulated and accessories (Services mechanical and electrical components (£ spent)) | 1701207 | 8403989 | 5 | Services equipment | Annual inspections and maintenance | Assembly | 1.7241 | Hours | 1 | 44 | 1 | FALSE | 1 | FALSE | 3 | [6 empty] | 2 | B2B3 | 0.093236 | 6.0384e-09 | 0.00050553 | 0.00011596 | 2.8774e-05 | 1.1255e-07 | 1.4358 | 68.9844 | 0.00037054
| Civic Offices | Hot water buffer vessel insulated and accessories (Services mechanical and electrical components (£ spent)) | 1701207 | 8403989 | 5 | Services equipment | Annual inspections and maintenance | Assembly | 1.7241 | Hours | 1 | 44 | 1 | FALSE | 1 | FALSE | 3 | [6 empty] | 3 | B2B3 | 0.093236 | 6.0384e-09 | 0.00050553 | 0.00011596 | 2.8774e-05 | 1.1255e-07 | 1.4358 | 68.9844 | 0.00037054
| Civic Offices | Hot water buffer vessel insulated and accessories (Services mechanical and electrical components (£ spent)) | 1701207 | 8403989 | 5 | Services equipment | Annual inspections and maintenance | Assembly | 1.7241 | Hours | 1 | 44 | 1 | FALSE | 1 | FALSE | 3 | [6 empty] | 4 | B2B3 | 0.093236 | 6.0384e-09 | 0.00050553 | 0.00011596 | 2.8774e-05 | 1.1255e-07 | 1.4358 | 68.9844 | 0.00037054
| Civic Offices | Hot water buffer vessel insulated and accessories (Services mechanical and electrical components (£ spent)) | 1701207 | 8403989 | 5 | Services equipment | Annual inspections and maintenance | Assembly | 1.7241 | Hours | 1 | 44 | 1 | FALSE | 1 | FALSE | 3 | [6 empty] | 5 | B2B3 | 0.093236 | 6.0384e-09 | 0.00050553 | 0.00011596 | 2.8774e-05 | 1.1255e-07 | 1.4358 | 68.9844 | 0.00037054
| Civic Offices | Hot water buffer vessel insulated and accessories (Services mechanical and electrical components (£ spent)) | 1701207 | 8403989 | 5 | Services equipment | Annual inspections and maintenance | Assembly | 1.7241 | Hours | 1 | 44 | 1 | FALSE | 1 | FALSE | 3 | [6 empty] | 6 | B2B3 | 0.093236 | 6.0384e-09 | 0.00050553 | 0.00011596 | 2.8774e-05 | 1.1255e-07 | 1.4358 | 68.9844 | 0.00037054
| Civic Offices | Hot water buffer vessel insulated and accessories (Services mechanical and electrical components (£ spent)) | 1701207 | 8403989 | 5 | Services equipment | Annual inspections and maintenance | Assembly | 1.7241 | Hours | 1 | 44 | 1 | FALSE | 1 | FALSE | 3 | [6 empty] | 7 | B2B3 | 0.093236 | 6.0384e-09 | 0.00050553 | 0.00011596 | 2.8774e-05 | 1.1255e-07 | 1.4358 | 68.9844 | 0.00037054
| Civic Offices | Hot water buffer vessel insulated and accessories (Services mechanical and electrical components (£ spent)) | 1701207 | 8403989 | 5 | Services equipment | Annual inspections and maintenance | Assembly | 1.7241 | Hours | 1 | 44 | 1 | FALSE | 1 | FALSE | 3 | [6 empty] | 8 | B2B3 | 0.093236 | 6.0384e-09 | 0.00050553 | 0.00011596 | 2.8774e-05 | 1.1255e-07 | 1.4358 | 68.9844 | 0.00037054
| Civic Offices | Hot water buffer vessel insulated and accessories (Services mechanical and electrical components (£ spent)) | 1701207 | 8403989 | 5 | Services equipment | Annual inspections and maintenance | Assembly | 1.7241 | Hours | 1 | 44 | 1 | FALSE | 1 | FALSE | 3 | [6 empty] | 9 | B2B3 | 0.093236 | 6.0384e-09 | 0.00050553 | 0.00011596 | 2.8774e-05 | 1.1255e-07 | 1.4358 | 68.9844 | 0.00037054
| Civic Offices | Hot water buffer vessel insulated and accessories (Services mechanical and electrical components (£ spent)) | 1701207 | 8403989 | 5 | Services equipment | Annual inspections and maintenance | Assembly | 1.7241 | Hours | 1 | 44 | 1 | FALSE | 1 | FALSE | 3 | [6 empty] | 10 | B2B3 | 0.093236 | 6.0384e-09 | 0.00050553 | 0.00011596 | 2.8774e-05 | 1.1255e-07 | 1.4358 | 68.9844 | 0.00037054
| Civic Offices | Hot water buffer vessel insulated and accessories (Services mechanical and electrical components (£ spent)) | 1701207 | 8403989 | 5 | Services equipment | Annual inspections and maintenance | Assembly | 1.7241 | Hours | 1 | 44 | 1 | FALSE | 1 | FALSE | 3 | [6 empty] | 11 | B2B3 | 0.093236 | 6.0384e-09 | 0.00050553 | 0.00011596 | 2.8774e-05 | 1.1255e-07 | 1.4358 | 68.9844 | 0.00037054
| Civic Offices | Hot water buffer vessel insulated and accessories (Services mechanical and electrical components (£ spent)) | 1701207 | 8403989 | 5 | Services equipment | Annual inspections and maintenance | Assembly | 1.7241 | Hours | 1 | 44 | 1 | FALSE | 1 | FALSE | 3 | [6 empty] | 12 | B2B3 | 0.093236 | 6.0384e-09 | 0.00050553 | 0.00011596 | 2.8774e-05 | 1.1255e-07 | 1.4358 | 68.9844 | 0.00037054
| Civic Offices | Hot water buffer vessel insulated and accessories (Services mechanical and electrical components (£ spent)) | 1701207 | 8403989 | 5 | Services equipment | Annual inspections and maintenance | Assembly | 1.7241 | Hours | 1 | 44 | 1 | FALSE | 1 | FALSE | 3 | [6 empty] | 13 | B2B3 | 0.093236 | 6.0384e-09 | 0.00050553 | 0.00011596 | 2.8774e-05 | 1.1255e-07 | 1.4358 | 68.9844 | 0.00037054
| Civic Offices | Hot water buffer vessel insulated and accessories (Services mechanical and electrical components (£ spent)) | 1701207 | 8403989 | 5 | Services equipment | Annual inspections and maintenance | Assembly | 1.7241 | Hours | 1 | 44 | 1 | FALSE | 1 | FALSE | 3 | [6 empty] | 14 | B2B3 | 0.093236 | 6.0384e-09 | 0.00050553 | 0.00011596 | 2.8774e-05 | 1.1255e-07 | 1.4358 | 68.9844 | 0.00037054
| Civic Offices | Hot water buffer vessel insulated and accessories (Services mechanical and electrical components (£ spent)) | 1701207 | 8403989 | 5 | Services equipment | Annual inspections and maintenance | Assembly | 1.7241 | Hours | 1 | 44 | 1 | FALSE | 1 | FALSE | 3 | [6 empty] | 15 | B2B3 | 0.093236 | 6.0384e-09 | 0.00050553 | 0.00011596 | 2.8774e-05 | 1.1255e-07 | 1.4358 | 68.9844 | 0.00037054
| Civic Offices | Hot water buffer vessel insulated and accessories (Services mechanical and electrical components (£ spent)) | 1701207 | 8403989 | 5 | Services equipment | Annual inspections and maintenance | Assembly | 1.7241 | Hours | 1 | 44 | 1 | FALSE | 1 | FALSE | 3 | [6 empty] | 16 | B2B3 | 0.093236 | 6.0384e-09 | 0.00050553 | 0.00011596 | 2.8774e-05 | 1.1255e-07 | 1.4358 | 68.9844 | 0.00037054
| Civic Offices | Hot water buffer vessel insulated and accessories (Services mechanical and electrical components (£ spent)) | 1701207 | 8403989 | 5 | Services equipment | Annual inspections and maintenance | Assembly | 1.7241 | Hours | 1 | 44 | 1 | FALSE | 1 | FALSE | 3 | [6 empty] | 17 | B2B3 | 0.093236 | 6.0384e-09 | 0.00050553 | 0.00011596 | 2.8774e-05 | 1.1255e-07 | 1.4358 | 68.9844 | 0.00037054
| Civic Offices | Hot water buffer vessel insulated and accessories (Services mechanical and electrical components (£ spent)) | 1701207 | 8403989 | 5 | Services equipment | Annual inspections and maintenance | Assembly | 1.7241 | Hours | 1 | 44 | 1 | FALSE | 1 | FALSE | 3 | [6 empty] | 18 | B2B3 | 0.093236 | 6.0384e-09 | 0.00050553 | 0.00011596 | 2.8774e-05 | 1.1255e-07 | 1.4358 | 68.9844 | 0.00037054
| Civic Offices | Hot water buffer vessel insulated and accessories (Services mechanical and electrical components (£ spent)) | 1701207 | 8403989 | 5 | Services equipment | Annual inspections and maintenance | Assembly | 1.7241 | Hours | 1 | 44 | 1 | FALSE | 1 | FALSE | 3 | [6 empty] | 19 | B2B3 | 0.093236 | 6.0384e-09 | 0.00050553 | 0.00011596 | 2.8774e-05 | 1.1255e-07 | 1.4358 | 68.9844 | 0.00037054
| Civic Offices | Hot water buffer vessel insulated and accessories (Services mechanical and electrical components (£ spent)) | 1701207 | 8403989 | 5 | Services equipment | Annual inspections and maintenance | Assembly | 1.7241 | Hours | 1 | 44 | 1 | FALSE | 1 | FALSE | 3 | [6 empty] | 20 | B2B3 | 0.093236 | 6.0384e-09 | 0.00050553 | 0.00011596 | 2.8774e-05 | 1.1255e-07 | 1.4358 | 68.9844 | 0.00037054
| Civic Offices | Hot water buffer vessel insulated and accessories (Services mechanical and electrical components (£ spent)) | 1701207 | 8403989 | 5 | Services equipment | Annual inspections and maintenance | Assembly | 1.7241 | Hours | 1 | 44 | 1 | FALSE | 1 | FALSE | 3 | [6 empty] | 21 | B2B3 | 0.093236 | 6.0384e-09 | 0.00050553 | 0.00011596 | 2.8774e-05 | 1.1255e-07 | 1.4358 | 68.9844 | 0.00037054
| Civic Offices | Hot water buffer vessel insulated and accessories (Services mechanical and electrical components (£ spent)) | 1701207 | 8403989 | 5 | Services equipment | Annual inspections and maintenance | Assembly | 1.7241 | Hours | 1 | 44 | 1 | FALSE | 1 | FALSE | 3 | [6 empty] | 22 | B2B3 | 0.093236 | 6.0384e-09 | 0.00050553 | 0.00011596 | 2.8774e-05 | 1.1255e-07 | 1.4358 | 68.9844 | 0.00037054
| Civic Offices | Hot water buffer vessel insulated and accessories (Services mechanical and electrical components (£ spent)) | 1701207 | 8403989 | 5 | Services equipment | Annual inspections and maintenance | Assembly | 1.7241 | Hours | 1 | 44 | 1 | FALSE | 1 | FALSE | 3 | [6 empty] | 23 | B2B3 | 0.093236 | 6.0384e-09 | 0.00050553 | 0.00011596 | 2.8774e-05 | 1.1255e-07 | 1.4358 | 68.9844 | 0.00037054
| Civic Offices | Hot water buffer vessel insulated and accessories (Services mechanical and electrical components (£ spent)) | 1701207 | 8403989 | 5 | Services equipment | Annual inspections and maintenance | Assembly | 1.7241 | Hours | 1 | 44 | 1 | FALSE | 1 | FALSE | 3 | [6 empty] | 24 | B2B3 | 0.093236 | 6.0384e-09 | 0.00050553 | 0.00011596 | 2.8774e-05 | 1.1255e-07 | 1.4358 | 68.9844 | 0.00037054
| Civic Offices | Hot water buffer vessel insulated and accessories (Services mechanical and electrical components (£ spent)) | 1701207 | 8403989 | 5 | Services equipment | Annual inspections and maintenance | Assembly | 1.7241 | Hours | 1 | 44 | 1 | FALSE | 1 | FALSE | 3 | [6 empty] | 25 | B2B3 | 0.093236 | 6.0384e-09 | 0.00050553 | 0.00011596 | 2.8774e-05 | 1.1255e-07 | 1.4358 | 68.9844 | 0.00037054
| Civic Offices | Hot water buffer vessel insulated and accessories (Services mechanical and electrical components (£ spent)) | 1701207 | 8403989 | 5 | Services equipment | Annual inspections and maintenance | Assembly | 1.7241 | Hours | 1 | 44 | 1 | FALSE | 1 | FALSE | 3 | [6 empty] | 26 | B2B3 | 0.093236 | 6.0384e-09 | 0.00050553 | 0.00011596 | 2.8774e-05 | 1.1255e-07 | 1.4358 | 68.9844 | 0.00037054
| Civic Offices | Hot water buffer vessel insulated and accessories (Services mechanical and electrical components (£ spent)) | 1701207 | 8403989 | 5 | Services equipment | Annual inspections and maintenance | Assembly | 1.7241 | Hours | 1 | 44 | 1 | FALSE | 1 | FALSE | 3 | [6 empty] | 27 | B2B3 | 0.093236 | 6.0384e-09 | 0.00050553 | 0.00011596 | 2.8774e-05 | 1.1255e-07 | 1.4358 | 68.9844 | 0.00037054
| Civic Offices | Hot water buffer vessel insulated and accessories (Services mechanical and electrical components (£ spent)) | 1701207 | 8403989 | 5 | Services equipment | Annual inspections and maintenance | Assembly | 1.7241 | Hours | 1 | 44 | 1 | FALSE | 1 | FALSE | 3 | [6 empty] | 28 | B2B3 | 0.093236 | 6.0384e-09 | 0.00050553 | 0.00011596 | 2.8774e-05 | 1.1255e-07 | 1.4358 | 68.9844 | 0.00037054
| Civic Offices | Hot water buffer vessel insulated and accessories (Services mechanical and electrical components (£ spent)) | 1701207 | 8403989 | 5 | Services equipment | Annual inspections and maintenance | Assembly | 1.7241 | Hours | 1 | 44 | 1 | FALSE | 1 | FALSE | 3 | [6 empty] | 29 | B2B3 | 0.093236 | 6.0384e-09 | 0.00050553 | 0.00011596 | 2.8774e-05 | 1.1255e-07 | 1.4358 | 68.9844 | 0.00037054
| Civic Offices | Hot water buffer vessel insulated and accessories (Services mechanical and electrical components (£ spent)) | 1701207 | 8403989 | 5 | Services equipment | Annual inspections and maintenance | Assembly | 1.7241 | Hours | 1 | 44 | 1 | FALSE | 1 | FALSE | 3 | [6 empty] | 30 | B2B3 | 0.093236 | 6.0384e-09 | 0.00050553 | 0.00011596 | 2.8774e-05 | 1.1255e-07 | 1.4358 | 68.9844 | 0.00037054
| Civic Offices | Hot water buffer vessel insulated and accessories (Services mechanical and electrical components (£ spent)) | 1701207 | 8403989 | 5 | Services equipment | Annual inspections and maintenance | Assembly | 1.7241 | Hours | 1 | 44 | 1 | FALSE | 1 | FALSE | 3 | [6 empty] | 31 | B2B3 | 0.093236 | 6.0384e-09 | 0.00050553 | 0.00011596 | 2.8774e-05 | 1.1255e-07 | 1.4358 | 68.9844 | 0.00037054
| Civic Offices | Hot water buffer vessel insulated and accessories (Services mechanical and electrical components (£ spent)) | 1701207 | 8403989 | 5 | Services equipment | Annual inspections and maintenance | Assembly | 1.7241 | Hours | 1 | 44 | 1 | FALSE | 1 | FALSE | 3 | [6 empty] | 32 | B2B3 | 0.093236 | 6.0384e-09 | 0.00050553 | 0.00011596 | 2.8774e-05 | 1.1255e-07 | 1.4358 | 68.9844 | 0.00037054
| Civic Offices | Hot water buffer vessel insulated and accessories (Services mechanical and electrical components (£ spent)) | 1701207 | 8403989 | 5 | Services equipment | Annual inspections and maintenance | Assembly | 1.7241 | Hours | 1 | 44 | 1 | FALSE | 1 | FALSE | 3 | [6 empty] | 33 | B2B3 | 0.093236 | 6.0384e-09 | 0.00050553 | 0.00011596 | 2.8774e-05 | 1.1255e-07 | 1.4358 | 68.9844 | 0.00037054
| Civic Offices | Hot water buffer vessel insulated and accessories (Services mechanical and electrical components (£ spent)) | 1701207 | 8403989 | 5 | Services equipment | Annual inspections and maintenance | Assembly | 1.7241 | Hours | 1 | 44 | 1 | FALSE | 1 | FALSE | 3 | [6 empty] | 34 | B2B3 | 0.093236 | 6.0384e-09 | 0.00050553 | 0.00011596 | 2.8774e-05 | 1.1255e-07 | 1.4358 | 68.9844 | 0.00037054
| Civic Offices | Hot water buffer vessel insulated and accessories (Services mechanical and electrical components (£ spent)) | 1701207 | 8403989 | 5 | Services equipment | Annual inspections and maintenance | Assembly | 1.7241 | Hours | 1 | 44 | 1 | FALSE | 1 | FALSE | 3 | [6 empty] | 35 | B2B3 | 0.093236 | 6.0384e-09 | 0.00050553 | 0.00011596 | 2.8774e-05 | 1.1255e-07 | 1.4358 | 68.9844 | 0.00037054
| Civic Offices | Hot water buffer vessel insulated and accessories (Services mechanical and electrical components (£ spent)) | 1701207 | 8403989 | 5 | Services equipment | Annual inspections and maintenance | Assembly | 1.7241 | Hours | 1 | 44 | 1 | FALSE | 1 | FALSE | 3 | [6 empty] | 36 | B2B3 | 0.093236 | 6.0384e-09 | 0.00050553 | 0.00011596 | 2.8774e-05 | 1.1255e-07 | 1.4358 | 68.9844 | 0.00037054
| Civic Offices | Hot water buffer vessel insulated and accessories (Services mechanical and electrical components (£ spent)) | 1701207 | 8403989 | 5 | Services equipment | Annual inspections and maintenance | Assembly | 1.7241 | Hours | 1 | 44 | 1 | FALSE | 1 | FALSE | 3 | [6 empty] | 37 | B2B3 | 0.093236 | 6.0384e-09 | 0.00050553 | 0.00011596 | 2.8774e-05 | 1.1255e-07 | 1.4358 | 68.9844 | 0.00037054
| Civic Offices | Hot water buffer vessel insulated and accessories (Services mechanical and electrical components (£ spent)) | 1701207 | 8403989 | 5 | Services equipment | Annual inspections and maintenance | Assembly | 1.7241 | Hours | 1 | 44 | 1 | FALSE | 1 | FALSE | 3 | [6 empty] | 38 | B2B3 | 0.093236 | 6.0384e-09 | 0.00050553 | 0.00011596 | 2.8774e-05 | 1.1255e-07 | 1.4358 | 68.9844 | 0.00037054
| Civic Offices | Hot water buffer vessel insulated and accessories (Services mechanical and electrical components (£ spent)) | 1701207 | 8403989 | 5 | Services equipment | Annual inspections and maintenance | Assembly | 1.7241 | Hours | 1 | 44 | 1 | FALSE | 1 | FALSE | 3 | [6 empty] | 39 | B2B3 | 0.093236 | 6.0384e-09 | 0.00050553 | 0.00011596 | 2.8774e-05 | 1.1255e-07 | 1.4358 | 68.9844 | 0.00037054
| Civic Offices | Hot water buffer vessel insulated and accessories (Services mechanical and electrical components (£ spent)) | 1701207 | 8403989 | 5 | Services equipment | Annual inspections and maintenance | Assembly | 1.7241 | Hours | 1 | 44 | 1 | FALSE | 1 | FALSE | 3 | [6 empty] | 40 | B2B3 | 0.093236 | 6.0384e-09 | 0.00050553 | 0.00011596 | 2.8774e-05 | 1.1255e-07 | 1.4358 | 68.9844 | 0.00037054
| Civic Offices | Hot water buffer vessel insulated and accessories (Services mechanical and electrical components (£ spent)) | 1701207 | 8403989 | 5 | Services equipment | Annual inspections and maintenance | Assembly | 1.7241 | Hours | 1 | 44 | 1 | FALSE | 1 | FALSE | 3 | [6 empty] | 41 | B2B3 | 0.093236 | 6.0384e-09 | 0.00050553 | 0.00011596 | 2.8774e-05 | 1.1255e-07 | 1.4358 | 68.9844 | 0.00037054
| Civic Offices | Hot water buffer vessel insulated and accessories (Services mechanical and electrical components (£ spent)) | 1701207 | 8403989 | 5 | Services equipment | Annual inspections and maintenance | Assembly | 1.7241 | Hours | 1 | 44 | 1 | FALSE | 1 | FALSE | 3 | [6 empty] | 42 | B2B3 | 0.093236 | 6.0384e-09 | 0.00050553 | 0.00011596 | 2.8774e-05 | 1.1255e-07 | 1.4358 | 68.9844 | 0.00037054
| Civic Offices | Hot water buffer vessel insulated and accessories (Services mechanical and electrical components (£ spent)) | 1701207 | 8403989 | 5 | Services equipment | Annual inspections and maintenance | Assembly | 1.7241 | Hours | 1 | 44 | 1 | FALSE | 1 | FALSE | 3 | [6 empty] | 43 | B2B3 | 0.093236 | 6.0384e-09 | 0.00050553 | 0.00011596 | 2.8774e-05 | 1.1255e-07 | 1.4358 | 68.9844 | 0.00037054
| Civic Offices | Hot water buffer vessel insulated and accessories (Services mechanical and electrical components (£ spent)) | 1701207 | 8403989 | 5 | Services equipment | Annual inspections and maintenance | Assembly | 1.7241 | Hours | 1 | 44 | 1 | FALSE | 1 | FALSE | 3 | [6 empty] | 44 | B2B3 | 0.093236 | 6.0384e-09 | 0.00050553 | 0.00011596 | 2.8774e-05 | 1.1255e-07 | 1.4358 | 68.9844 | 0.00037054
| Civic Offices | Hot water buffer vessel insulated and accessories (Services mechanical and electrical components (£ spent)) | 1701207 | 8403989 | 5 | Services equipment | Annual inspections and maintenance | Assembly | 1.7241 | Hours | 1 | 44 | 1 | FALSE | 1 | FALSE | 3 | [6 empty] | 45 | B2B3 | 0.093236 | 6.0384e-09 | 0.00050553 | 0.00011596 | 2.8774e-05 | 1.1255e-07 | 1.4358 | 68.9844 | 0.00037054
| Civic Offices | Hot water buffer vessel insulated and accessories (Services mechanical and electrical components (£ spent)) | 1701207 | 8403989 | 5 | Services equipment | Annual inspections and maintenance | Assembly | 1.7241 | Hours | 1 | 44 | 1 | FALSE | 1 | FALSE | 3 | [6 empty] | 46 | B2B3 | 0.093236 | 6.0384e-09 | 0.00050553 | 0.00011596 | 2.8774e-05 | 1.1255e-07 | 1.4358 | 68.9844 | 0.00037054
| Civic Offices | Hot water buffer vessel insulated and accessories (Services mechanical and electrical components (£ spent)) | 1701207 | 8403989 | 5 | Services equipment | Annual inspections and maintenance | Assembly | 1.7241 | Hours | 1 | 44 | 1 | FALSE | 1 | FALSE | 3 | [6 empty] | 47 | B2B3 | 0.093236 | 6.0384e-09 | 0.00050553 | 0.00011596 | 2.8774e-05 | 1.1255e-07 | 1.4358 | 68.9844 | 0.00037054
| Civic Offices | Hot water buffer vessel insulated and accessories (Services mechanical and electrical components (£ spent)) | 1701207 | 8403989 | 5 | Services equipment | Annual inspections and maintenance | Assembly | 1.7241 | Hours | 1 | 44 | 1 | FALSE | 1 | FALSE | 3 | [6 empty] | 48 | B2B3 | 0.093236 | 6.0384e-09 | 0.00050553 | 0.00011596 | 2.8774e-05 | 1.1255e-07 | 1.4358 | 68.9844 | 0.00037054
| Civic Offices | Hot water buffer vessel insulated and accessories (Services mechanical and electrical components (£ spent)) | 1701207 | 8403989 | 5 | Services equipment | Annual inspections and maintenance | Assembly | 1.7241 | Hours | 1 | 44 | 1 | FALSE | 1 | FALSE | 3 | [6 empty] | 49 | B2B3 | 0.093236 | 6.0384e-09 | 0.00050553 | 0.00011596 | 2.8774e-05 | 1.1255e-07 | 1.4358 | 68.9844 | 0.00037054
| Civic Offices | Hot water buffer vessel insulated and accessories (Services mechanical and electrical components (£ spent)) | 1701207 | 8403989 | 5 | Services equipment | Annual inspections and maintenance | Assembly | 1.7241 | Hours | 1 | 44 | 1 | FALSE | 1 | FALSE | 3 | [6 empty] | 50 | B2B3 | 0.093236 | 6.0384e-09 | 0.00050553 | 0.00011596 | 2.8774e-05 | 1.1255e-07 | 1.4358 | 68.9844 | 0.00037054
| Civic Offices | Hot water buffer vessel insulated and accessories (Services mechanical and electrical components (£ spent)) | 1701207 | 8403989 | 5 | Services equipment | Annual inspections and maintenance | Assembly | 1.7241 | Hours | 1 | 44 | 1 | FALSE | 1 | FALSE | 3 | [6 empty] | 51 | B2B3 | 0.093236 | 6.0384e-09 | 0.00050553 | 0.00011596 | 2.8774e-05 | 1.1255e-07 | 1.4358 | 68.9844 | 0.00037054
| Civic Offices | Hot water buffer vessel insulated and accessories (Services mechanical and electrical components (£ spent)) | 1701207 | 8403989 | 5 | Services equipment | Annual inspections and maintenance | Assembly | 1.7241 | Hours | 1 | 44 | 1 | FALSE | 1 | FALSE | 3 | [6 empty] | 52 | B2B3 | 0.093236 | 6.0384e-09 | 0.00050553 | 0.00011596 | 2.8774e-05 | 1.1255e-07 | 1.4358 | 68.9844 | 0.00037054
| Civic Offices | Hot water buffer vessel insulated and accessories (Services mechanical and electrical components (£ spent)) | 1701207 | 8403989 | 5 | Services equipment | Annual inspections and maintenance | Assembly | 1.7241 | Hours | 1 | 44 | 1 | FALSE | 1 | FALSE | 3 | [6 empty] | 53 | B2B3 | 0.093236 | 6.0384e-09 | 0.00050553 | 0.00011596 | 2.8774e-05 | 1.1255e-07 | 1.4358 | 68.9844 | 0.00037054
| Civic Offices | Hot water buffer vessel insulated and accessories (Services mechanical and electrical components (£ spent)) | 1701207 | 8403989 | 5 | Services equipment | Annual inspections and maintenance | Assembly | 1.7241 | Hours | 1 | 44 | 1 | FALSE | 1 | FALSE | 3 | [6 empty] | 54 | B2B3 | 0.093236 | 6.0384e-09 | 0.00050553 | 0.00011596 | 2.8774e-05 | 1.1255e-07 | 1.4358 | 68.9844 | 0.00037054
| Civic Offices | Hot water buffer vessel insulated and accessories (Services mechanical and electrical components (£ spent)) | 1701207 | 8403989 | 5 | Services equipment | Annual inspections and maintenance | Assembly | 1.7241 | Hours | 1 | 44 | 1 | FALSE | 1 | FALSE | 3 | [6 empty] | 55 | B2B3 | 0.093236 | 6.0384e-09 | 0.00050553 | 0.00011596 | 2.8774e-05 | 1.1255e-07 | 1.4358 | 68.9844 | 0.00037054
| Civic Offices | Hot water buffer vessel insulated and accessories (Services mechanical and electrical components (£ spent)) | 1701207 | 8403989 | 5 | Services equipment | Annual inspections and maintenance | Assembly | 1.7241 | Hours | 1 | 44 | 1 | FALSE | 1 | FALSE | 3 | [6 empty] | 56 | B2B3 | 0.093236 | 6.0384e-09 | 0.00050553 | 0.00011596 | 2.8774e-05 | 1.1255e-07 | 1.4358 | 68.9844 | 0.00037054
| Civic Offices | Hot water buffer vessel insulated and accessories (Services mechanical and electrical components (£ spent)) | 1701207 | 8403989 | 5 | Services equipment | Annual inspections and maintenance | Assembly | 1.7241 | Hours | 1 | 44 | 1 | FALSE | 1 | FALSE | 3 | [6 empty] | 57 | B2B3 | 0.093236 | 6.0384e-09 | 0.00050553 | 0.00011596 | 2.8774e-05 | 1.1255e-07 | 1.4358 | 68.9844 | 0.00037054
| Civic Offices | Hot water buffer vessel insulated and accessories (Services mechanical and electrical components (£ spent)) | 1701207 | 8403989 | 5 | Services equipment | Annual inspections and maintenance | Assembly | 1.7241 | Hours | 1 | 44 | 1 | FALSE | 1 | FALSE | 3 | [6 empty] | 58 | B2B3 | 0.093236 | 6.0384e-09 | 0.00050553 | 0.00011596 | 2.8774e-05 | 1.1255e-07 | 1.4358 | 68.9844 | 0.00037054
| Civic Offices | Hot water buffer vessel insulated and accessories (Services mechanical and electrical components (£ spent)) | 1701207 | 8403989 | 5 | Services equipment | Annual inspections and maintenance | Assembly | 1.7241 | Hours | 1 | 44 | 1 | FALSE | 1 | FALSE | 3 | [6 empty] | 59 | B2B3 | 0.093236 | 6.0384e-09 | 0.00050553 | 0.00011596 | 2.8774e-05 | 1.1255e-07 | 1.4358 | 68.9844 | 0.00037054
| Civic Offices | Hot water buffer vessel insulated and accessories (Services mechanical and electrical components (£ spent)) | 1701207 | 8403989 | 5 | Services equipment | Annual inspections and maintenance | Assembly | 1.7241 | Hours | 1 | 44 | 1 | FALSE | 1 | FALSE | 3 | [6 empty] | 60 | B2B3 | 0.093236 | 6.0384e-09 | 0.00050553 | 0.00011596 | 2.8774e-05 | 1.1255e-07 | 1.4358 | 68.9844 | 0.00037054
| Civic Offices | Cold water buffer vessel insulated and accessories (Services mechanical and electrical components (£ spent)) | 1701208 | 8403993 | 5 | Services equipment | Install | Assembly | 34.4828 | Hours | 25 | 44 | 1 | FALSE | 1 | FALSE | 1 | [6 empty] | 0 | A5 | 1.8647 | 1.2077e-07 | 0.010111 | 0.0023191 | 0.00057548 | 2.2509e-06 | 28.7158 | 1379.6876 | 0.0074108
| Civic Offices | Cold water buffer vessel insulated and accessories (Services mechanical and electrical components (£ spent)) | 1701208 | 8403993 | 5 | Services equipment | Install | Assembly | 34.4828 | Hours | 25 | 44 | 1 | FALSE | 1 | FALSE | 1 | [6 empty] | 0 | A4 | 0 | 0 | 0 | 0 | 0 | 0 | 0 | 0 | 0
| Civic Offices | Cold water buffer vessel insulated and accessories (Services mechanical and electrical components (£ spent)) | 1701208 | 8403993 | 5 | Services equipment | Install | Assembly | 34.4828 | Hours | 25 | 44 | 1 | FALSE | 1 | FALSE | 1 | [6 empty] | 25 | B4B5 | 1.8647 | 1.2077e-07 | 0.010111 | 0.0023191 | 0.00057548 | 2.2509e-06 | 28.7158 | 1379.6876 | 0.0074108
| Civic Offices | Cold water buffer vessel insulated and accessories (Services mechanical and electrical components (£ spent)) | 1701208 | 8403993 | 5 | Services equipment | Install | Assembly | 34.4828 | Hours | 25 | 44 | 1 | FALSE | 1 | FALSE | 1 | [6 empty] | 50 | B4B5 | 1.8647 | 1.2077e-07 | 0.010111 | 0.0023191 | 0.00057548 | 2.2509e-06 | 28.7158 | 1379.6876 | 0.0074108
| Civic Offices | Cold water buffer vessel insulated and accessories (Services mechanical and electrical components (£ spent)) | 1701208 | 8403994 | 5 | Services equipment | Annual inspections and maintenance | Assembly | 1.7241 | Hours | 1 | 44 | 1 | FALSE | 1 | FALSE | 3 | [6 empty] | 1 | B2B3 | 0.093236 | 6.0384e-09 | 0.00050553 | 0.00011596 | 2.8774e-05 | 1.1255e-07 | 1.4358 | 68.9844 | 0.00037054
| Civic Offices | Cold water buffer vessel insulated and accessories (Services mechanical and electrical components (£ spent)) | 1701208 | 8403994 | 5 | Services equipment | Annual inspections and maintenance | Assembly | 1.7241 | Hours | 1 | 44 | 1 | FALSE | 1 | FALSE | 3 | [6 empty] | 2 | B2B3 | 0.093236 | 6.0384e-09 | 0.00050553 | 0.00011596 | 2.8774e-05 | 1.1255e-07 | 1.4358 | 68.9844 | 0.00037054
| Civic Offices | Cold water buffer vessel insulated and accessories (Services mechanical and electrical components (£ spent)) | 1701208 | 8403994 | 5 | Services equipment | Annual inspections and maintenance | Assembly | 1.7241 | Hours | 1 | 44 | 1 | FALSE | 1 | FALSE | 3 | [6 empty] | 3 | B2B3 | 0.093236 | 6.0384e-09 | 0.00050553 | 0.00011596 | 2.8774e-05 | 1.1255e-07 | 1.4358 | 68.9844 | 0.00037054
| Civic Offices | Cold water buffer vessel insulated and accessories (Services mechanical and electrical components (£ spent)) | 1701208 | 8403994 | 5 | Services equipment | Annual inspections and maintenance | Assembly | 1.7241 | Hours | 1 | 44 | 1 | FALSE | 1 | FALSE | 3 | [6 empty] | 4 | B2B3 | 0.093236 | 6.0384e-09 | 0.00050553 | 0.00011596 | 2.8774e-05 | 1.1255e-07 | 1.4358 | 68.9844 | 0.00037054
| Civic Offices | Cold water buffer vessel insulated and accessories (Services mechanical and electrical components (£ spent)) | 1701208 | 8403994 | 5 | Services equipment | Annual inspections and maintenance | Assembly | 1.7241 | Hours | 1 | 44 | 1 | FALSE | 1 | FALSE | 3 | [6 empty] | 5 | B2B3 | 0.093236 | 6.0384e-09 | 0.00050553 | 0.00011596 | 2.8774e-05 | 1.1255e-07 | 1.4358 | 68.9844 | 0.00037054
| Civic Offices | Cold water buffer vessel insulated and accessories (Services mechanical and electrical components (£ spent)) | 1701208 | 8403994 | 5 | Services equipment | Annual inspections and maintenance | Assembly | 1.7241 | Hours | 1 | 44 | 1 | FALSE | 1 | FALSE | 3 | [6 empty] | 6 | B2B3 | 0.093236 | 6.0384e-09 | 0.00050553 | 0.00011596 | 2.8774e-05 | 1.1255e-07 | 1.4358 | 68.9844 | 0.00037054
| Civic Offices | Cold water buffer vessel insulated and accessories (Services mechanical and electrical components (£ spent)) | 1701208 | 8403994 | 5 | Services equipment | Annual inspections and maintenance | Assembly | 1.7241 | Hours | 1 | 44 | 1 | FALSE | 1 | FALSE | 3 | [6 empty] | 7 | B2B3 | 0.093236 | 6.0384e-09 | 0.00050553 | 0.00011596 | 2.8774e-05 | 1.1255e-07 | 1.4358 | 68.9844 | 0.00037054
| Civic Offices | Cold water buffer vessel insulated and accessories (Services mechanical and electrical components (£ spent)) | 1701208 | 8403994 | 5 | Services equipment | Annual inspections and maintenance | Assembly | 1.7241 | Hours | 1 | 44 | 1 | FALSE | 1 | FALSE | 3 | [6 empty] | 8 | B2B3 | 0.093236 | 6.0384e-09 | 0.00050553 | 0.00011596 | 2.8774e-05 | 1.1255e-07 | 1.4358 | 68.9844 | 0.00037054
| Civic Offices | Cold water buffer vessel insulated and accessories (Services mechanical and electrical components (£ spent)) | 1701208 | 8403994 | 5 | Services equipment | Annual inspections and maintenance | Assembly | 1.7241 | Hours | 1 | 44 | 1 | FALSE | 1 | FALSE | 3 | [6 empty] | 9 | B2B3 | 0.093236 | 6.0384e-09 | 0.00050553 | 0.00011596 | 2.8774e-05 | 1.1255e-07 | 1.4358 | 68.9844 | 0.00037054
| Civic Offices | Cold water buffer vessel insulated and accessories (Services mechanical and electrical components (£ spent)) | 1701208 | 8403994 | 5 | Services equipment | Annual inspections and maintenance | Assembly | 1.7241 | Hours | 1 | 44 | 1 | FALSE | 1 | FALSE | 3 | [6 empty] | 10 | B2B3 | 0.093236 | 6.0384e-09 | 0.00050553 | 0.00011596 | 2.8774e-05 | 1.1255e-07 | 1.4358 | 68.9844 | 0.00037054
| Civic Offices | Cold water buffer vessel insulated and accessories (Services mechanical and electrical components (£ spent)) | 1701208 | 8403994 | 5 | Services equipment | Annual inspections and maintenance | Assembly | 1.7241 | Hours | 1 | 44 | 1 | FALSE | 1 | FALSE | 3 | [6 empty] | 11 | B2B3 | 0.093236 | 6.0384e-09 | 0.00050553 | 0.00011596 | 2.8774e-05 | 1.1255e-07 | 1.4358 | 68.9844 | 0.00037054
| Civic Offices | Cold water buffer vessel insulated and accessories (Services mechanical and electrical components (£ spent)) | 1701208 | 8403994 | 5 | Services equipment | Annual inspections and maintenance | Assembly | 1.7241 | Hours | 1 | 44 | 1 | FALSE | 1 | FALSE | 3 | [6 empty] | 12 | B2B3 | 0.093236 | 6.0384e-09 | 0.00050553 | 0.00011596 | 2.8774e-05 | 1.1255e-07 | 1.4358 | 68.9844 | 0.00037054
| Civic Offices | Cold water buffer vessel insulated and accessories (Services mechanical and electrical components (£ spent)) | 1701208 | 8403994 | 5 | Services equipment | Annual inspections and maintenance | Assembly | 1.7241 | Hours | 1 | 44 | 1 | FALSE | 1 | FALSE | 3 | [6 empty] | 13 | B2B3 | 0.093236 | 6.0384e-09 | 0.00050553 | 0.00011596 | 2.8774e-05 | 1.1255e-07 | 1.4358 | 68.9844 | 0.00037054
| Civic Offices | Cold water buffer vessel insulated and accessories (Services mechanical and electrical components (£ spent)) | 1701208 | 8403994 | 5 | Services equipment | Annual inspections and maintenance | Assembly | 1.7241 | Hours | 1 | 44 | 1 | FALSE | 1 | FALSE | 3 | [6 empty] | 14 | B2B3 | 0.093236 | 6.0384e-09 | 0.00050553 | 0.00011596 | 2.8774e-05 | 1.1255e-07 | 1.4358 | 68.9844 | 0.00037054
| Civic Offices | Cold water buffer vessel insulated and accessories (Services mechanical and electrical components (£ spent)) | 1701208 | 8403994 | 5 | Services equipment | Annual inspections and maintenance | Assembly | 1.7241 | Hours | 1 | 44 | 1 | FALSE | 1 | FALSE | 3 | [6 empty] | 15 | B2B3 | 0.093236 | 6.0384e-09 | 0.00050553 | 0.00011596 | 2.8774e-05 | 1.1255e-07 | 1.4358 | 68.9844 | 0.00037054
| Civic Offices | Cold water buffer vessel insulated and accessories (Services mechanical and electrical components (£ spent)) | 1701208 | 8403994 | 5 | Services equipment | Annual inspections and maintenance | Assembly | 1.7241 | Hours | 1 | 44 | 1 | FALSE | 1 | FALSE | 3 | [6 empty] | 16 | B2B3 | 0.093236 | 6.0384e-09 | 0.00050553 | 0.00011596 | 2.8774e-05 | 1.1255e-07 | 1.4358 | 68.9844 | 0.00037054
| Civic Offices | Cold water buffer vessel insulated and accessories (Services mechanical and electrical components (£ spent)) | 1701208 | 8403994 | 5 | Services equipment | Annual inspections and maintenance | Assembly | 1.7241 | Hours | 1 | 44 | 1 | FALSE | 1 | FALSE | 3 | [6 empty] | 17 | B2B3 | 0.093236 | 6.0384e-09 | 0.00050553 | 0.00011596 | 2.8774e-05 | 1.1255e-07 | 1.4358 | 68.9844 | 0.00037054
| Civic Offices | Cold water buffer vessel insulated and accessories (Services mechanical and electrical components (£ spent)) | 1701208 | 8403994 | 5 | Services equipment | Annual inspections and maintenance | Assembly | 1.7241 | Hours | 1 | 44 | 1 | FALSE | 1 | FALSE | 3 | [6 empty] | 18 | B2B3 | 0.093236 | 6.0384e-09 | 0.00050553 | 0.00011596 | 2.8774e-05 | 1.1255e-07 | 1.4358 | 68.9844 | 0.00037054
| Civic Offices | Cold water buffer vessel insulated and accessories (Services mechanical and electrical components (£ spent)) | 1701208 | 8403994 | 5 | Services equipment | Annual inspections and maintenance | Assembly | 1.7241 | Hours | 1 | 44 | 1 | FALSE | 1 | FALSE | 3 | [6 empty] | 19 | B2B3 | 0.093236 | 6.0384e-09 | 0.00050553 | 0.00011596 | 2.8774e-05 | 1.1255e-07 | 1.4358 | 68.9844 | 0.00037054
| Civic Offices | Cold water buffer vessel insulated and accessories (Services mechanical and electrical components (£ spent)) | 1701208 | 8403994 | 5 | Services equipment | Annual inspections and maintenance | Assembly | 1.7241 | Hours | 1 | 44 | 1 | FALSE | 1 | FALSE | 3 | [6 empty] | 20 | B2B3 | 0.093236 | 6.0384e-09 | 0.00050553 | 0.00011596 | 2.8774e-05 | 1.1255e-07 | 1.4358 | 68.9844 | 0.00037054
| Civic Offices | Cold water buffer vessel insulated and accessories (Services mechanical and electrical components (£ spent)) | 1701208 | 8403994 | 5 | Services equipment | Annual inspections and maintenance | Assembly | 1.7241 | Hours | 1 | 44 | 1 | FALSE | 1 | FALSE | 3 | [6 empty] | 21 | B2B3 | 0.093236 | 6.0384e-09 | 0.00050553 | 0.00011596 | 2.8774e-05 | 1.1255e-07 | 1.4358 | 68.9844 | 0.00037054
| Civic Offices | Cold water buffer vessel insulated and accessories (Services mechanical and electrical components (£ spent)) | 1701208 | 8403994 | 5 | Services equipment | Annual inspections and maintenance | Assembly | 1.7241 | Hours | 1 | 44 | 1 | FALSE | 1 | FALSE | 3 | [6 empty] | 22 | B2B3 | 0.093236 | 6.0384e-09 | 0.00050553 | 0.00011596 | 2.8774e-05 | 1.1255e-07 | 1.4358 | 68.9844 | 0.00037054
| Civic Offices | Cold water buffer vessel insulated and accessories (Services mechanical and electrical components (£ spent)) | 1701208 | 8403994 | 5 | Services equipment | Annual inspections and maintenance | Assembly | 1.7241 | Hours | 1 | 44 | 1 | FALSE | 1 | FALSE | 3 | [6 empty] | 23 | B2B3 | 0.093236 | 6.0384e-09 | 0.00050553 | 0.00011596 | 2.8774e-05 | 1.1255e-07 | 1.4358 | 68.9844 | 0.00037054
| Civic Offices | Cold water buffer vessel insulated and accessories (Services mechanical and electrical components (£ spent)) | 1701208 | 8403994 | 5 | Services equipment | Annual inspections and maintenance | Assembly | 1.7241 | Hours | 1 | 44 | 1 | FALSE | 1 | FALSE | 3 | [6 empty] | 24 | B2B3 | 0.093236 | 6.0384e-09 | 0.00050553 | 0.00011596 | 2.8774e-05 | 1.1255e-07 | 1.4358 | 68.9844 | 0.00037054
| Civic Offices | Cold water buffer vessel insulated and accessories (Services mechanical and electrical components (£ spent)) | 1701208 | 8403994 | 5 | Services equipment | Annual inspections and maintenance | Assembly | 1.7241 | Hours | 1 | 44 | 1 | FALSE | 1 | FALSE | 3 | [6 empty] | 25 | B2B3 | 0.093236 | 6.0384e-09 | 0.00050553 | 0.00011596 | 2.8774e-05 | 1.1255e-07 | 1.4358 | 68.9844 | 0.00037054
| Civic Offices | Cold water buffer vessel insulated and accessories (Services mechanical and electrical components (£ spent)) | 1701208 | 8403994 | 5 | Services equipment | Annual inspections and maintenance | Assembly | 1.7241 | Hours | 1 | 44 | 1 | FALSE | 1 | FALSE | 3 | [6 empty] | 26 | B2B3 | 0.093236 | 6.0384e-09 | 0.00050553 | 0.00011596 | 2.8774e-05 | 1.1255e-07 | 1.4358 | 68.9844 | 0.00037054
| Civic Offices | Cold water buffer vessel insulated and accessories (Services mechanical and electrical components (£ spent)) | 1701208 | 8403994 | 5 | Services equipment | Annual inspections and maintenance | Assembly | 1.7241 | Hours | 1 | 44 | 1 | FALSE | 1 | FALSE | 3 | [6 empty] | 27 | B2B3 | 0.093236 | 6.0384e-09 | 0.00050553 | 0.00011596 | 2.8774e-05 | 1.1255e-07 | 1.4358 | 68.9844 | 0.00037054
| Civic Offices | Cold water buffer vessel insulated and accessories (Services mechanical and electrical components (£ spent)) | 1701208 | 8403994 | 5 | Services equipment | Annual inspections and maintenance | Assembly | 1.7241 | Hours | 1 | 44 | 1 | FALSE | 1 | FALSE | 3 | [6 empty] | 28 | B2B3 | 0.093236 | 6.0384e-09 | 0.00050553 | 0.00011596 | 2.8774e-05 | 1.1255e-07 | 1.4358 | 68.9844 | 0.00037054
| Civic Offices | Cold water buffer vessel insulated and accessories (Services mechanical and electrical components (£ spent)) | 1701208 | 8403994 | 5 | Services equipment | Annual inspections and maintenance | Assembly | 1.7241 | Hours | 1 | 44 | 1 | FALSE | 1 | FALSE | 3 | [6 empty] | 29 | B2B3 | 0.093236 | 6.0384e-09 | 0.00050553 | 0.00011596 | 2.8774e-05 | 1.1255e-07 | 1.4358 | 68.9844 | 0.00037054
| Civic Offices | Cold water buffer vessel insulated and accessories (Services mechanical and electrical components (£ spent)) | 1701208 | 8403994 | 5 | Services equipment | Annual inspections and maintenance | Assembly | 1.7241 | Hours | 1 | 44 | 1 | FALSE | 1 | FALSE | 3 | [6 empty] | 30 | B2B3 | 0.093236 | 6.0384e-09 | 0.00050553 | 0.00011596 | 2.8774e-05 | 1.1255e-07 | 1.4358 | 68.9844 | 0.00037054
| Civic Offices | Cold water buffer vessel insulated and accessories (Services mechanical and electrical components (£ spent)) | 1701208 | 8403994 | 5 | Services equipment | Annual inspections and maintenance | Assembly | 1.7241 | Hours | 1 | 44 | 1 | FALSE | 1 | FALSE | 3 | [6 empty] | 31 | B2B3 | 0.093236 | 6.0384e-09 | 0.00050553 | 0.00011596 | 2.8774e-05 | 1.1255e-07 | 1.4358 | 68.9844 | 0.00037054
| Civic Offices | Cold water buffer vessel insulated and accessories (Services mechanical and electrical components (£ spent)) | 1701208 | 8403994 | 5 | Services equipment | Annual inspections and maintenance | Assembly | 1.7241 | Hours | 1 | 44 | 1 | FALSE | 1 | FALSE | 3 | [6 empty] | 32 | B2B3 | 0.093236 | 6.0384e-09 | 0.00050553 | 0.00011596 | 2.8774e-05 | 1.1255e-07 | 1.4358 | 68.9844 | 0.00037054
| Civic Offices | Cold water buffer vessel insulated and accessories (Services mechanical and electrical components (£ spent)) | 1701208 | 8403994 | 5 | Services equipment | Annual inspections and maintenance | Assembly | 1.7241 | Hours | 1 | 44 | 1 | FALSE | 1 | FALSE | 3 | [6 empty] | 33 | B2B3 | 0.093236 | 6.0384e-09 | 0.00050553 | 0.00011596 | 2.8774e-05 | 1.1255e-07 | 1.4358 | 68.9844 | 0.00037054
| Civic Offices | Cold water buffer vessel insulated and accessories (Services mechanical and electrical components (£ spent)) | 1701208 | 8403994 | 5 | Services equipment | Annual inspections and maintenance | Assembly | 1.7241 | Hours | 1 | 44 | 1 | FALSE | 1 | FALSE | 3 | [6 empty] | 34 | B2B3 | 0.093236 | 6.0384e-09 | 0.00050553 | 0.00011596 | 2.8774e-05 | 1.1255e-07 | 1.4358 | 68.9844 | 0.00037054
| Civic Offices | Cold water buffer vessel insulated and accessories (Services mechanical and electrical components (£ spent)) | 1701208 | 8403994 | 5 | Services equipment | Annual inspections and maintenance | Assembly | 1.7241 | Hours | 1 | 44 | 1 | FALSE | 1 | FALSE | 3 | [6 empty] | 35 | B2B3 | 0.093236 | 6.0384e-09 | 0.00050553 | 0.00011596 | 2.8774e-05 | 1.1255e-07 | 1.4358 | 68.9844 | 0.00037054
| Civic Offices | Cold water buffer vessel insulated and accessories (Services mechanical and electrical components (£ spent)) | 1701208 | 8403994 | 5 | Services equipment | Annual inspections and maintenance | Assembly | 1.7241 | Hours | 1 | 44 | 1 | FALSE | 1 | FALSE | 3 | [6 empty] | 36 | B2B3 | 0.093236 | 6.0384e-09 | 0.00050553 | 0.00011596 | 2.8774e-05 | 1.1255e-07 | 1.4358 | 68.9844 | 0.00037054
| Civic Offices | Cold water buffer vessel insulated and accessories (Services mechanical and electrical components (£ spent)) | 1701208 | 8403994 | 5 | Services equipment | Annual inspections and maintenance | Assembly | 1.7241 | Hours | 1 | 44 | 1 | FALSE | 1 | FALSE | 3 | [6 empty] | 37 | B2B3 | 0.093236 | 6.0384e-09 | 0.00050553 | 0.00011596 | 2.8774e-05 | 1.1255e-07 | 1.4358 | 68.9844 | 0.00037054
| Civic Offices | Cold water buffer vessel insulated and accessories (Services mechanical and electrical components (£ spent)) | 1701208 | 8403994 | 5 | Services equipment | Annual inspections and maintenance | Assembly | 1.7241 | Hours | 1 | 44 | 1 | FALSE | 1 | FALSE | 3 | [6 empty] | 38 | B2B3 | 0.093236 | 6.0384e-09 | 0.00050553 | 0.00011596 | 2.8774e-05 | 1.1255e-07 | 1.4358 | 68.9844 | 0.00037054
| Civic Offices | Cold water buffer vessel insulated and accessories (Services mechanical and electrical components (£ spent)) | 1701208 | 8403994 | 5 | Services equipment | Annual inspections and maintenance | Assembly | 1.7241 | Hours | 1 | 44 | 1 | FALSE | 1 | FALSE | 3 | [6 empty] | 39 | B2B3 | 0.093236 | 6.0384e-09 | 0.00050553 | 0.00011596 | 2.8774e-05 | 1.1255e-07 | 1.4358 | 68.9844 | 0.00037054
| Civic Offices | Cold water buffer vessel insulated and accessories (Services mechanical and electrical components (£ spent)) | 1701208 | 8403994 | 5 | Services equipment | Annual inspections and maintenance | Assembly | 1.7241 | Hours | 1 | 44 | 1 | FALSE | 1 | FALSE | 3 | [6 empty] | 40 | B2B3 | 0.093236 | 6.0384e-09 | 0.00050553 | 0.00011596 | 2.8774e-05 | 1.1255e-07 | 1.4358 | 68.9844 | 0.00037054
| Civic Offices | Cold water buffer vessel insulated and accessories (Services mechanical and electrical components (£ spent)) | 1701208 | 8403994 | 5 | Services equipment | Annual inspections and maintenance | Assembly | 1.7241 | Hours | 1 | 44 | 1 | FALSE | 1 | FALSE | 3 | [6 empty] | 41 | B2B3 | 0.093236 | 6.0384e-09 | 0.00050553 | 0.00011596 | 2.8774e-05 | 1.1255e-07 | 1.4358 | 68.9844 | 0.00037054
| Civic Offices | Cold water buffer vessel insulated and accessories (Services mechanical and electrical components (£ spent)) | 1701208 | 8403994 | 5 | Services equipment | Annual inspections and maintenance | Assembly | 1.7241 | Hours | 1 | 44 | 1 | FALSE | 1 | FALSE | 3 | [6 empty] | 42 | B2B3 | 0.093236 | 6.0384e-09 | 0.00050553 | 0.00011596 | 2.8774e-05 | 1.1255e-07 | 1.4358 | 68.9844 | 0.00037054
| Civic Offices | Cold water buffer vessel insulated and accessories (Services mechanical and electrical components (£ spent)) | 1701208 | 8403994 | 5 | Services equipment | Annual inspections and maintenance | Assembly | 1.7241 | Hours | 1 | 44 | 1 | FALSE | 1 | FALSE | 3 | [6 empty] | 43 | B2B3 | 0.093236 | 6.0384e-09 | 0.00050553 | 0.00011596 | 2.8774e-05 | 1.1255e-07 | 1.4358 | 68.9844 | 0.00037054
| Civic Offices | Cold water buffer vessel insulated and accessories (Services mechanical and electrical components (£ spent)) | 1701208 | 8403994 | 5 | Services equipment | Annual inspections and maintenance | Assembly | 1.7241 | Hours | 1 | 44 | 1 | FALSE | 1 | FALSE | 3 | [6 empty] | 44 | B2B3 | 0.093236 | 6.0384e-09 | 0.00050553 | 0.00011596 | 2.8774e-05 | 1.1255e-07 | 1.4358 | 68.9844 | 0.00037054
| Civic Offices | Cold water buffer vessel insulated and accessories (Services mechanical and electrical components (£ spent)) | 1701208 | 8403994 | 5 | Services equipment | Annual inspections and maintenance | Assembly | 1.7241 | Hours | 1 | 44 | 1 | FALSE | 1 | FALSE | 3 | [6 empty] | 45 | B2B3 | 0.093236 | 6.0384e-09 | 0.00050553 | 0.00011596 | 2.8774e-05 | 1.1255e-07 | 1.4358 | 68.9844 | 0.00037054
| Civic Offices | Cold water buffer vessel insulated and accessories (Services mechanical and electrical components (£ spent)) | 1701208 | 8403994 | 5 | Services equipment | Annual inspections and maintenance | Assembly | 1.7241 | Hours | 1 | 44 | 1 | FALSE | 1 | FALSE | 3 | [6 empty] | 46 | B2B3 | 0.093236 | 6.0384e-09 | 0.00050553 | 0.00011596 | 2.8774e-05 | 1.1255e-07 | 1.4358 | 68.9844 | 0.00037054
| Civic Offices | Cold water buffer vessel insulated and accessories (Services mechanical and electrical components (£ spent)) | 1701208 | 8403994 | 5 | Services equipment | Annual inspections and maintenance | Assembly | 1.7241 | Hours | 1 | 44 | 1 | FALSE | 1 | FALSE | 3 | [6 empty] | 47 | B2B3 | 0.093236 | 6.0384e-09 | 0.00050553 | 0.00011596 | 2.8774e-05 | 1.1255e-07 | 1.4358 | 68.9844 | 0.00037054
| Civic Offices | Cold water buffer vessel insulated and accessories (Services mechanical and electrical components (£ spent)) | 1701208 | 8403994 | 5 | Services equipment | Annual inspections and maintenance | Assembly | 1.7241 | Hours | 1 | 44 | 1 | FALSE | 1 | FALSE | 3 | [6 empty] | 48 | B2B3 | 0.093236 | 6.0384e-09 | 0.00050553 | 0.00011596 | 2.8774e-05 | 1.1255e-07 | 1.4358 | 68.9844 | 0.00037054
| Civic Offices | Cold water buffer vessel insulated and accessories (Services mechanical and electrical components (£ spent)) | 1701208 | 8403994 | 5 | Services equipment | Annual inspections and maintenance | Assembly | 1.7241 | Hours | 1 | 44 | 1 | FALSE | 1 | FALSE | 3 | [6 empty] | 49 | B2B3 | 0.093236 | 6.0384e-09 | 0.00050553 | 0.00011596 | 2.8774e-05 | 1.1255e-07 | 1.4358 | 68.9844 | 0.00037054
| Civic Offices | Cold water buffer vessel insulated and accessories (Services mechanical and electrical components (£ spent)) | 1701208 | 8403994 | 5 | Services equipment | Annual inspections and maintenance | Assembly | 1.7241 | Hours | 1 | 44 | 1 | FALSE | 1 | FALSE | 3 | [6 empty] | 50 | B2B3 | 0.093236 | 6.0384e-09 | 0.00050553 | 0.00011596 | 2.8774e-05 | 1.1255e-07 | 1.4358 | 68.9844 | 0.00037054
| Civic Offices | Cold water buffer vessel insulated and accessories (Services mechanical and electrical components (£ spent)) | 1701208 | 8403994 | 5 | Services equipment | Annual inspections and maintenance | Assembly | 1.7241 | Hours | 1 | 44 | 1 | FALSE | 1 | FALSE | 3 | [6 empty] | 51 | B2B3 | 0.093236 | 6.0384e-09 | 0.00050553 | 0.00011596 | 2.8774e-05 | 1.1255e-07 | 1.4358 | 68.9844 | 0.00037054
| Civic Offices | Cold water buffer vessel insulated and accessories (Services mechanical and electrical components (£ spent)) | 1701208 | 8403994 | 5 | Services equipment | Annual inspections and maintenance | Assembly | 1.7241 | Hours | 1 | 44 | 1 | FALSE | 1 | FALSE | 3 | [6 empty] | 52 | B2B3 | 0.093236 | 6.0384e-09 | 0.00050553 | 0.00011596 | 2.8774e-05 | 1.1255e-07 | 1.4358 | 68.9844 | 0.00037054
| Civic Offices | Cold water buffer vessel insulated and accessories (Services mechanical and electrical components (£ spent)) | 1701208 | 8403994 | 5 | Services equipment | Annual inspections and maintenance | Assembly | 1.7241 | Hours | 1 | 44 | 1 | FALSE | 1 | FALSE | 3 | [6 empty] | 53 | B2B3 | 0.093236 | 6.0384e-09 | 0.00050553 | 0.00011596 | 2.8774e-05 | 1.1255e-07 | 1.4358 | 68.9844 | 0.00037054
| Civic Offices | Cold water buffer vessel insulated and accessories (Services mechanical and electrical components (£ spent)) | 1701208 | 8403994 | 5 | Services equipment | Annual inspections and maintenance | Assembly | 1.7241 | Hours | 1 | 44 | 1 | FALSE | 1 | FALSE | 3 | [6 empty] | 54 | B2B3 | 0.093236 | 6.0384e-09 | 0.00050553 | 0.00011596 | 2.8774e-05 | 1.1255e-07 | 1.4358 | 68.9844 | 0.00037054
| Civic Offices | Cold water buffer vessel insulated and accessories (Services mechanical and electrical components (£ spent)) | 1701208 | 8403994 | 5 | Services equipment | Annual inspections and maintenance | Assembly | 1.7241 | Hours | 1 | 44 | 1 | FALSE | 1 | FALSE | 3 | [6 empty] | 55 | B2B3 | 0.093236 | 6.0384e-09 | 0.00050553 | 0.00011596 | 2.8774e-05 | 1.1255e-07 | 1.4358 | 68.9844 | 0.00037054
| Civic Offices | Cold water buffer vessel insulated and accessories (Services mechanical and electrical components (£ spent)) | 1701208 | 8403994 | 5 | Services equipment | Annual inspections and maintenance | Assembly | 1.7241 | Hours | 1 | 44 | 1 | FALSE | 1 | FALSE | 3 | [6 empty] | 56 | B2B3 | 0.093236 | 6.0384e-09 | 0.00050553 | 0.00011596 | 2.8774e-05 | 1.1255e-07 | 1.4358 | 68.9844 | 0.00037054
| Civic Offices | Cold water buffer vessel insulated and accessories (Services mechanical and electrical components (£ spent)) | 1701208 | 8403994 | 5 | Services equipment | Annual inspections and maintenance | Assembly | 1.7241 | Hours | 1 | 44 | 1 | FALSE | 1 | FALSE | 3 | [6 empty] | 57 | B2B3 | 0.093236 | 6.0384e-09 | 0.00050553 | 0.00011596 | 2.8774e-05 | 1.1255e-07 | 1.4358 | 68.9844 | 0.00037054
| Civic Offices | Cold water buffer vessel insulated and accessories (Services mechanical and electrical components (£ spent)) | 1701208 | 8403994 | 5 | Services equipment | Annual inspections and maintenance | Assembly | 1.7241 | Hours | 1 | 44 | 1 | FALSE | 1 | FALSE | 3 | [6 empty] | 58 | B2B3 | 0.093236 | 6.0384e-09 | 0.00050553 | 0.00011596 | 2.8774e-05 | 1.1255e-07 | 1.4358 | 68.9844 | 0.00037054
| Civic Offices | Cold water buffer vessel insulated and accessories (Services mechanical and electrical components (£ spent)) | 1701208 | 8403994 | 5 | Services equipment | Annual inspections and maintenance | Assembly | 1.7241 | Hours | 1 | 44 | 1 | FALSE | 1 | FALSE | 3 | [6 empty] | 59 | B2B3 | 0.093236 | 6.0384e-09 | 0.00050553 | 0.00011596 | 2.8774e-05 | 1.1255e-07 | 1.4358 | 68.9844 | 0.00037054
| Civic Offices | Cold water buffer vessel insulated and accessories (Services mechanical and electrical components (£ spent)) | 1701208 | 8403994 | 5 | Services equipment | Annual inspections and maintenance | Assembly | 1.7241 | Hours | 1 | 44 | 1 | FALSE | 1 | FALSE | 3 | [6 empty] | 60 | B2B3 | 0.093236 | 6.0384e-09 | 0.00050553 | 0.00011596 | 2.8774e-05 | 1.1255e-07 | 1.4358 | 68.9844 | 0.00037054
| Civic Offices | Internal above ceiling units including grilles valve sets and flexible ducts (Services mechanical and electrical components (£ spent)) | 1701209 | 8403998 | 5 | Services equipment | Install | Assembly | 688.7931 | Hours | 25 | 44 | 1 | FALSE | 1 | FALSE | 1 | [6 empty] | 0 | A5 | 37.2476 | 2.4123e-06 | 0.20196 | 0.046325 | 0.011495 | 4.4962e-05 | 573.5985 | 27559.2604 | 0.14803
| Civic Offices | Internal above ceiling units including grilles valve sets and flexible ducts (Services mechanical and electrical components (£ spent)) | 1701209 | 8403998 | 5 | Services equipment | Install | Assembly | 688.7931 | Hours | 25 | 44 | 1 | FALSE | 1 | FALSE | 1 | [6 empty] | 0 | A4 | 0 | 0 | 0 | 0 | 0 | 0 | 0 | 0 | 0
| Civic Offices | Internal above ceiling units including grilles valve sets and flexible ducts (Services mechanical and electrical components (£ spent)) | 1701209 | 8403998 | 5 | Services equipment | Install | Assembly | 688.7931 | Hours | 25 | 44 | 1 | FALSE | 1 | FALSE | 1 | [6 empty] | 25 | B4B5 | 37.2476 | 2.4123e-06 | 0.20196 | 0.046325 | 0.011495 | 4.4962e-05 | 573.5985 | 27559.2604 | 0.14803
| Civic Offices | Internal above ceiling units including grilles valve sets and flexible ducts (Services mechanical and electrical components (£ spent)) | 1701209 | 8403998 | 5 | Services equipment | Install | Assembly | 688.7931 | Hours | 25 | 44 | 1 | FALSE | 1 | FALSE | 1 | [6 empty] | 50 | B4B5 | 37.2476 | 2.4123e-06 | 0.20196 | 0.046325 | 0.011495 | 4.4962e-05 | 573.5985 | 27559.2604 | 0.14803
| Civic Offices | Internal above ceiling units including grilles valve sets and flexible ducts (Services mechanical and electrical components (£ spent)) | 1701209 | 8403999 | 5 | Services equipment | Annual inspections and maintenance | Assembly | 34.4397 | Hours | 1 | 44 | 1 | FALSE | 1 | FALSE | 3 | [6 empty] | 1 | B2B3 | 1.8624 | 1.2062e-07 | 0.010098 | 0.0023162 | 0.00057476 | 2.2481e-06 | 28.6799 | 1377.963 | 0.0074015
| Civic Offices | Internal above ceiling units including grilles valve sets and flexible ducts (Services mechanical and electrical components (£ spent)) | 1701209 | 8403999 | 5 | Services equipment | Annual inspections and maintenance | Assembly | 34.4397 | Hours | 1 | 44 | 1 | FALSE | 1 | FALSE | 3 | [6 empty] | 2 | B2B3 | 1.8624 | 1.2062e-07 | 0.010098 | 0.0023162 | 0.00057476 | 2.2481e-06 | 28.6799 | 1377.963 | 0.0074015
| Civic Offices | Internal above ceiling units including grilles valve sets and flexible ducts (Services mechanical and electrical components (£ spent)) | 1701209 | 8403999 | 5 | Services equipment | Annual inspections and maintenance | Assembly | 34.4397 | Hours | 1 | 44 | 1 | FALSE | 1 | FALSE | 3 | [6 empty] | 3 | B2B3 | 1.8624 | 1.2062e-07 | 0.010098 | 0.0023162 | 0.00057476 | 2.2481e-06 | 28.6799 | 1377.963 | 0.0074015
| Civic Offices | Internal above ceiling units including grilles valve sets and flexible ducts (Services mechanical and electrical components (£ spent)) | 1701209 | 8403999 | 5 | Services equipment | Annual inspections and maintenance | Assembly | 34.4397 | Hours | 1 | 44 | 1 | FALSE | 1 | FALSE | 3 | [6 empty] | 4 | B2B3 | 1.8624 | 1.2062e-07 | 0.010098 | 0.0023162 | 0.00057476 | 2.2481e-06 | 28.6799 | 1377.963 | 0.0074015
| Civic Offices | Internal above ceiling units including grilles valve sets and flexible ducts (Services mechanical and electrical components (£ spent)) | 1701209 | 8403999 | 5 | Services equipment | Annual inspections and maintenance | Assembly | 34.4397 | Hours | 1 | 44 | 1 | FALSE | 1 | FALSE | 3 | [6 empty] | 5 | B2B3 | 1.8624 | 1.2062e-07 | 0.010098 | 0.0023162 | 0.00057476 | 2.2481e-06 | 28.6799 | 1377.963 | 0.0074015
| Civic Offices | Internal above ceiling units including grilles valve sets and flexible ducts (Services mechanical and electrical components (£ spent)) | 1701209 | 8403999 | 5 | Services equipment | Annual inspections and maintenance | Assembly | 34.4397 | Hours | 1 | 44 | 1 | FALSE | 1 | FALSE | 3 | [6 empty] | 6 | B2B3 | 1.8624 | 1.2062e-07 | 0.010098 | 0.0023162 | 0.00057476 | 2.2481e-06 | 28.6799 | 1377.963 | 0.0074015
| Civic Offices | Internal above ceiling units including grilles valve sets and flexible ducts (Services mechanical and electrical components (£ spent)) | 1701209 | 8403999 | 5 | Services equipment | Annual inspections and maintenance | Assembly | 34.4397 | Hours | 1 | 44 | 1 | FALSE | 1 | FALSE | 3 | [6 empty] | 7 | B2B3 | 1.8624 | 1.2062e-07 | 0.010098 | 0.0023162 | 0.00057476 | 2.2481e-06 | 28.6799 | 1377.963 | 0.0074015
| Civic Offices | Internal above ceiling units including grilles valve sets and flexible ducts (Services mechanical and electrical components (£ spent)) | 1701209 | 8403999 | 5 | Services equipment | Annual inspections and maintenance | Assembly | 34.4397 | Hours | 1 | 44 | 1 | FALSE | 1 | FALSE | 3 | [6 empty] | 8 | B2B3 | 1.8624 | 1.2062e-07 | 0.010098 | 0.0023162 | 0.00057476 | 2.2481e-06 | 28.6799 | 1377.963 | 0.0074015
| Civic Offices | Internal above ceiling units including grilles valve sets and flexible ducts (Services mechanical and electrical components (£ spent)) | 1701209 | 8403999 | 5 | Services equipment | Annual inspections and maintenance | Assembly | 34.4397 | Hours | 1 | 44 | 1 | FALSE | 1 | FALSE | 3 | [6 empty] | 9 | B2B3 | 1.8624 | 1.2062e-07 | 0.010098 | 0.0023162 | 0.00057476 | 2.2481e-06 | 28.6799 | 1377.963 | 0.0074015
| Civic Offices | Internal above ceiling units including grilles valve sets and flexible ducts (Services mechanical and electrical components (£ spent)) | 1701209 | 8403999 | 5 | Services equipment | Annual inspections and maintenance | Assembly | 34.4397 | Hours | 1 | 44 | 1 | FALSE | 1 | FALSE | 3 | [6 empty] | 10 | B2B3 | 1.8624 | 1.2062e-07 | 0.010098 | 0.0023162 | 0.00057476 | 2.2481e-06 | 28.6799 | 1377.963 | 0.0074015
| Civic Offices | Internal above ceiling units including grilles valve sets and flexible ducts (Services mechanical and electrical components (£ spent)) | 1701209 | 8403999 | 5 | Services equipment | Annual inspections and maintenance | Assembly | 34.4397 | Hours | 1 | 44 | 1 | FALSE | 1 | FALSE | 3 | [6 empty] | 11 | B2B3 | 1.8624 | 1.2062e-07 | 0.010098 | 0.0023162 | 0.00057476 | 2.2481e-06 | 28.6799 | 1377.963 | 0.0074015
| Civic Offices | Internal above ceiling units including grilles valve sets and flexible ducts (Services mechanical and electrical components (£ spent)) | 1701209 | 8403999 | 5 | Services equipment | Annual inspections and maintenance | Assembly | 34.4397 | Hours | 1 | 44 | 1 | FALSE | 1 | FALSE | 3 | [6 empty] | 12 | B2B3 | 1.8624 | 1.2062e-07 | 0.010098 | 0.0023162 | 0.00057476 | 2.2481e-06 | 28.6799 | 1377.963 | 0.0074015
| Civic Offices | Internal above ceiling units including grilles valve sets and flexible ducts (Services mechanical and electrical components (£ spent)) | 1701209 | 8403999 | 5 | Services equipment | Annual inspections and maintenance | Assembly | 34.4397 | Hours | 1 | 44 | 1 | FALSE | 1 | FALSE | 3 | [6 empty] | 13 | B2B3 | 1.8624 | 1.2062e-07 | 0.010098 | 0.0023162 | 0.00057476 | 2.2481e-06 | 28.6799 | 1377.963 | 0.0074015
| Civic Offices | Internal above ceiling units including grilles valve sets and flexible ducts (Services mechanical and electrical components (£ spent)) | 1701209 | 8403999 | 5 | Services equipment | Annual inspections and maintenance | Assembly | 34.4397 | Hours | 1 | 44 | 1 | FALSE | 1 | FALSE | 3 | [6 empty] | 14 | B2B3 | 1.8624 | 1.2062e-07 | 0.010098 | 0.0023162 | 0.00057476 | 2.2481e-06 | 28.6799 | 1377.963 | 0.0074015
| Civic Offices | Internal above ceiling units including grilles valve sets and flexible ducts (Services mechanical and electrical components (£ spent)) | 1701209 | 8403999 | 5 | Services equipment | Annual inspections and maintenance | Assembly | 34.4397 | Hours | 1 | 44 | 1 | FALSE | 1 | FALSE | 3 | [6 empty] | 15 | B2B3 | 1.8624 | 1.2062e-07 | 0.010098 | 0.0023162 | 0.00057476 | 2.2481e-06 | 28.6799 | 1377.963 | 0.0074015
| Civic Offices | Internal above ceiling units including grilles valve sets and flexible ducts (Services mechanical and electrical components (£ spent)) | 1701209 | 8403999 | 5 | Services equipment | Annual inspections and maintenance | Assembly | 34.4397 | Hours | 1 | 44 | 1 | FALSE | 1 | FALSE | 3 | [6 empty] | 16 | B2B3 | 1.8624 | 1.2062e-07 | 0.010098 | 0.0023162 | 0.00057476 | 2.2481e-06 | 28.6799 | 1377.963 | 0.0074015
| Civic Offices | Internal above ceiling units including grilles valve sets and flexible ducts (Services mechanical and electrical components (£ spent)) | 1701209 | 8403999 | 5 | Services equipment | Annual inspections and maintenance | Assembly | 34.4397 | Hours | 1 | 44 | 1 | FALSE | 1 | FALSE | 3 | [6 empty] | 17 | B2B3 | 1.8624 | 1.2062e-07 | 0.010098 | 0.0023162 | 0.00057476 | 2.2481e-06 | 28.6799 | 1377.963 | 0.0074015
| Civic Offices | Internal above ceiling units including grilles valve sets and flexible ducts (Services mechanical and electrical components (£ spent)) | 1701209 | 8403999 | 5 | Services equipment | Annual inspections and maintenance | Assembly | 34.4397 | Hours | 1 | 44 | 1 | FALSE | 1 | FALSE | 3 | [6 empty] | 18 | B2B3 | 1.8624 | 1.2062e-07 | 0.010098 | 0.0023162 | 0.00057476 | 2.2481e-06 | 28.6799 | 1377.963 | 0.0074015
| Civic Offices | Internal above ceiling units including grilles valve sets and flexible ducts (Services mechanical and electrical components (£ spent)) | 1701209 | 8403999 | 5 | Services equipment | Annual inspections and maintenance | Assembly | 34.4397 | Hours | 1 | 44 | 1 | FALSE | 1 | FALSE | 3 | [6 empty] | 19 | B2B3 | 1.8624 | 1.2062e-07 | 0.010098 | 0.0023162 | 0.00057476 | 2.2481e-06 | 28.6799 | 1377.963 | 0.0074015
| Civic Offices | Internal above ceiling units including grilles valve sets and flexible ducts (Services mechanical and electrical components (£ spent)) | 1701209 | 8403999 | 5 | Services equipment | Annual inspections and maintenance | Assembly | 34.4397 | Hours | 1 | 44 | 1 | FALSE | 1 | FALSE | 3 | [6 empty] | 20 | B2B3 | 1.8624 | 1.2062e-07 | 0.010098 | 0.0023162 | 0.00057476 | 2.2481e-06 | 28.6799 | 1377.963 | 0.0074015
| Civic Offices | Internal above ceiling units including grilles valve sets and flexible ducts (Services mechanical and electrical components (£ spent)) | 1701209 | 8403999 | 5 | Services equipment | Annual inspections and maintenance | Assembly | 34.4397 | Hours | 1 | 44 | 1 | FALSE | 1 | FALSE | 3 | [6 empty] | 21 | B2B3 | 1.8624 | 1.2062e-07 | 0.010098 | 0.0023162 | 0.00057476 | 2.2481e-06 | 28.6799 | 1377.963 | 0.0074015
| Civic Offices | Internal above ceiling units including grilles valve sets and flexible ducts (Services mechanical and electrical components (£ spent)) | 1701209 | 8403999 | 5 | Services equipment | Annual inspections and maintenance | Assembly | 34.4397 | Hours | 1 | 44 | 1 | FALSE | 1 | FALSE | 3 | [6 empty] | 22 | B2B3 | 1.8624 | 1.2062e-07 | 0.010098 | 0.0023162 | 0.00057476 | 2.2481e-06 | 28.6799 | 1377.963 | 0.0074015
| Civic Offices | Internal above ceiling units including grilles valve sets and flexible ducts (Services mechanical and electrical components (£ spent)) | 1701209 | 8403999 | 5 | Services equipment | Annual inspections and maintenance | Assembly | 34.4397 | Hours | 1 | 44 | 1 | FALSE | 1 | FALSE | 3 | [6 empty] | 23 | B2B3 | 1.8624 | 1.2062e-07 | 0.010098 | 0.0023162 | 0.00057476 | 2.2481e-06 | 28.6799 | 1377.963 | 0.0074015
| Civic Offices | Internal above ceiling units including grilles valve sets and flexible ducts (Services mechanical and electrical components (£ spent)) | 1701209 | 8403999 | 5 | Services equipment | Annual inspections and maintenance | Assembly | 34.4397 | Hours | 1 | 44 | 1 | FALSE | 1 | FALSE | 3 | [6 empty] | 24 | B2B3 | 1.8624 | 1.2062e-07 | 0.010098 | 0.0023162 | 0.00057476 | 2.2481e-06 | 28.6799 | 1377.963 | 0.0074015
| Civic Offices | Internal above ceiling units including grilles valve sets and flexible ducts (Services mechanical and electrical components (£ spent)) | 1701209 | 8403999 | 5 | Services equipment | Annual inspections and maintenance | Assembly | 34.4397 | Hours | 1 | 44 | 1 | FALSE | 1 | FALSE | 3 | [6 empty] | 25 | B2B3 | 1.8624 | 1.2062e-07 | 0.010098 | 0.0023162 | 0.00057476 | 2.2481e-06 | 28.6799 | 1377.963 | 0.0074015
| Civic Offices | Internal above ceiling units including grilles valve sets and flexible ducts (Services mechanical and electrical components (£ spent)) | 1701209 | 8403999 | 5 | Services equipment | Annual inspections and maintenance | Assembly | 34.4397 | Hours | 1 | 44 | 1 | FALSE | 1 | FALSE | 3 | [6 empty] | 26 | B2B3 | 1.8624 | 1.2062e-07 | 0.010098 | 0.0023162 | 0.00057476 | 2.2481e-06 | 28.6799 | 1377.963 | 0.0074015
| Civic Offices | Internal above ceiling units including grilles valve sets and flexible ducts (Services mechanical and electrical components (£ spent)) | 1701209 | 8403999 | 5 | Services equipment | Annual inspections and maintenance | Assembly | 34.4397 | Hours | 1 | 44 | 1 | FALSE | 1 | FALSE | 3 | [6 empty] | 27 | B2B3 | 1.8624 | 1.2062e-07 | 0.010098 | 0.0023162 | 0.00057476 | 2.2481e-06 | 28.6799 | 1377.963 | 0.0074015
| Civic Offices | Internal above ceiling units including grilles valve sets and flexible ducts (Services mechanical and electrical components (£ spent)) | 1701209 | 8403999 | 5 | Services equipment | Annual inspections and maintenance | Assembly | 34.4397 | Hours | 1 | 44 | 1 | FALSE | 1 | FALSE | 3 | [6 empty] | 28 | B2B3 | 1.8624 | 1.2062e-07 | 0.010098 | 0.0023162 | 0.00057476 | 2.2481e-06 | 28.6799 | 1377.963 | 0.0074015
| Civic Offices | Internal above ceiling units including grilles valve sets and flexible ducts (Services mechanical and electrical components (£ spent)) | 1701209 | 8403999 | 5 | Services equipment | Annual inspections and maintenance | Assembly | 34.4397 | Hours | 1 | 44 | 1 | FALSE | 1 | FALSE | 3 | [6 empty] | 29 | B2B3 | 1.8624 | 1.2062e-07 | 0.010098 | 0.0023162 | 0.00057476 | 2.2481e-06 | 28.6799 | 1377.963 | 0.0074015
| Civic Offices | Internal above ceiling units including grilles valve sets and flexible ducts (Services mechanical and electrical components (£ spent)) | 1701209 | 8403999 | 5 | Services equipment | Annual inspections and maintenance | Assembly | 34.4397 | Hours | 1 | 44 | 1 | FALSE | 1 | FALSE | 3 | [6 empty] | 30 | B2B3 | 1.8624 | 1.2062e-07 | 0.010098 | 0.0023162 | 0.00057476 | 2.2481e-06 | 28.6799 | 1377.963 | 0.0074015
| Civic Offices | Internal above ceiling units including grilles valve sets and flexible ducts (Services mechanical and electrical components (£ spent)) | 1701209 | 8403999 | 5 | Services equipment | Annual inspections and maintenance | Assembly | 34.4397 | Hours | 1 | 44 | 1 | FALSE | 1 | FALSE | 3 | [6 empty] | 31 | B2B3 | 1.8624 | 1.2062e-07 | 0.010098 | 0.0023162 | 0.00057476 | 2.2481e-06 | 28.6799 | 1377.963 | 0.0074015
| Civic Offices | Internal above ceiling units including grilles valve sets and flexible ducts (Services mechanical and electrical components (£ spent)) | 1701209 | 8403999 | 5 | Services equipment | Annual inspections and maintenance | Assembly | 34.4397 | Hours | 1 | 44 | 1 | FALSE | 1 | FALSE | 3 | [6 empty] | 32 | B2B3 | 1.8624 | 1.2062e-07 | 0.010098 | 0.0023162 | 0.00057476 | 2.2481e-06 | 28.6799 | 1377.963 | 0.0074015
| Civic Offices | Internal above ceiling units including grilles valve sets and flexible ducts (Services mechanical and electrical components (£ spent)) | 1701209 | 8403999 | 5 | Services equipment | Annual inspections and maintenance | Assembly | 34.4397 | Hours | 1 | 44 | 1 | FALSE | 1 | FALSE | 3 | [6 empty] | 33 | B2B3 | 1.8624 | 1.2062e-07 | 0.010098 | 0.0023162 | 0.00057476 | 2.2481e-06 | 28.6799 | 1377.963 | 0.0074015
| Civic Offices | Internal above ceiling units including grilles valve sets and flexible ducts (Services mechanical and electrical components (£ spent)) | 1701209 | 8403999 | 5 | Services equipment | Annual inspections and maintenance | Assembly | 34.4397 | Hours | 1 | 44 | 1 | FALSE | 1 | FALSE | 3 | [6 empty] | 34 | B2B3 | 1.8624 | 1.2062e-07 | 0.010098 | 0.0023162 | 0.00057476 | 2.2481e-06 | 28.6799 | 1377.963 | 0.0074015
| Civic Offices | Internal above ceiling units including grilles valve sets and flexible ducts (Services mechanical and electrical components (£ spent)) | 1701209 | 8403999 | 5 | Services equipment | Annual inspections and maintenance | Assembly | 34.4397 | Hours | 1 | 44 | 1 | FALSE | 1 | FALSE | 3 | [6 empty] | 35 | B2B3 | 1.8624 | 1.2062e-07 | 0.010098 | 0.0023162 | 0.00057476 | 2.2481e-06 | 28.6799 | 1377.963 | 0.0074015
| Civic Offices | Internal above ceiling units including grilles valve sets and flexible ducts (Services mechanical and electrical components (£ spent)) | 1701209 | 8403999 | 5 | Services equipment | Annual inspections and maintenance | Assembly | 34.4397 | Hours | 1 | 44 | 1 | FALSE | 1 | FALSE | 3 | [6 empty] | 36 | B2B3 | 1.8624 | 1.2062e-07 | 0.010098 | 0.0023162 | 0.00057476 | 2.2481e-06 | 28.6799 | 1377.963 | 0.0074015
| Civic Offices | Internal above ceiling units including grilles valve sets and flexible ducts (Services mechanical and electrical components (£ spent)) | 1701209 | 8403999 | 5 | Services equipment | Annual inspections and maintenance | Assembly | 34.4397 | Hours | 1 | 44 | 1 | FALSE | 1 | FALSE | 3 | [6 empty] | 37 | B2B3 | 1.8624 | 1.2062e-07 | 0.010098 | 0.0023162 | 0.00057476 | 2.2481e-06 | 28.6799 | 1377.963 | 0.0074015
| Civic Offices | Internal above ceiling units including grilles valve sets and flexible ducts (Services mechanical and electrical components (£ spent)) | 1701209 | 8403999 | 5 | Services equipment | Annual inspections and maintenance | Assembly | 34.4397 | Hours | 1 | 44 | 1 | FALSE | 1 | FALSE | 3 | [6 empty] | 38 | B2B3 | 1.8624 | 1.2062e-07 | 0.010098 | 0.0023162 | 0.00057476 | 2.2481e-06 | 28.6799 | 1377.963 | 0.0074015
| Civic Offices | Internal above ceiling units including grilles valve sets and flexible ducts (Services mechanical and electrical components (£ spent)) | 1701209 | 8403999 | 5 | Services equipment | Annual inspections and maintenance | Assembly | 34.4397 | Hours | 1 | 44 | 1 | FALSE | 1 | FALSE | 3 | [6 empty] | 39 | B2B3 | 1.8624 | 1.2062e-07 | 0.010098 | 0.0023162 | 0.00057476 | 2.2481e-06 | 28.6799 | 1377.963 | 0.0074015
| Civic Offices | Internal above ceiling units including grilles valve sets and flexible ducts (Services mechanical and electrical components (£ spent)) | 1701209 | 8403999 | 5 | Services equipment | Annual inspections and maintenance | Assembly | 34.4397 | Hours | 1 | 44 | 1 | FALSE | 1 | FALSE | 3 | [6 empty] | 40 | B2B3 | 1.8624 | 1.2062e-07 | 0.010098 | 0.0023162 | 0.00057476 | 2.2481e-06 | 28.6799 | 1377.963 | 0.0074015
| Civic Offices | Internal above ceiling units including grilles valve sets and flexible ducts (Services mechanical and electrical components (£ spent)) | 1701209 | 8403999 | 5 | Services equipment | Annual inspections and maintenance | Assembly | 34.4397 | Hours | 1 | 44 | 1 | FALSE | 1 | FALSE | 3 | [6 empty] | 41 | B2B3 | 1.8624 | 1.2062e-07 | 0.010098 | 0.0023162 | 0.00057476 | 2.2481e-06 | 28.6799 | 1377.963 | 0.0074015
| Civic Offices | Internal above ceiling units including grilles valve sets and flexible ducts (Services mechanical and electrical components (£ spent)) | 1701209 | 8403999 | 5 | Services equipment | Annual inspections and maintenance | Assembly | 34.4397 | Hours | 1 | 44 | 1 | FALSE | 1 | FALSE | 3 | [6 empty] | 42 | B2B3 | 1.8624 | 1.2062e-07 | 0.010098 | 0.0023162 | 0.00057476 | 2.2481e-06 | 28.6799 | 1377.963 | 0.0074015
| Civic Offices | Internal above ceiling units including grilles valve sets and flexible ducts (Services mechanical and electrical components (£ spent)) | 1701209 | 8403999 | 5 | Services equipment | Annual inspections and maintenance | Assembly | 34.4397 | Hours | 1 | 44 | 1 | FALSE | 1 | FALSE | 3 | [6 empty] | 43 | B2B3 | 1.8624 | 1.2062e-07 | 0.010098 | 0.0023162 | 0.00057476 | 2.2481e-06 | 28.6799 | 1377.963 | 0.0074015
| Civic Offices | Internal above ceiling units including grilles valve sets and flexible ducts (Services mechanical and electrical components (£ spent)) | 1701209 | 8403999 | 5 | Services equipment | Annual inspections and maintenance | Assembly | 34.4397 | Hours | 1 | 44 | 1 | FALSE | 1 | FALSE | 3 | [6 empty] | 44 | B2B3 | 1.8624 | 1.2062e-07 | 0.010098 | 0.0023162 | 0.00057476 | 2.2481e-06 | 28.6799 | 1377.963 | 0.0074015
| Civic Offices | Internal above ceiling units including grilles valve sets and flexible ducts (Services mechanical and electrical components (£ spent)) | 1701209 | 8403999 | 5 | Services equipment | Annual inspections and maintenance | Assembly | 34.4397 | Hours | 1 | 44 | 1 | FALSE | 1 | FALSE | 3 | [6 empty] | 45 | B2B3 | 1.8624 | 1.2062e-07 | 0.010098 | 0.0023162 | 0.00057476 | 2.2481e-06 | 28.6799 | 1377.963 | 0.0074015
| Civic Offices | Internal above ceiling units including grilles valve sets and flexible ducts (Services mechanical and electrical components (£ spent)) | 1701209 | 8403999 | 5 | Services equipment | Annual inspections and maintenance | Assembly | 34.4397 | Hours | 1 | 44 | 1 | FALSE | 1 | FALSE | 3 | [6 empty] | 46 | B2B3 | 1.8624 | 1.2062e-07 | 0.010098 | 0.0023162 | 0.00057476 | 2.2481e-06 | 28.6799 | 1377.963 | 0.0074015
| Civic Offices | Internal above ceiling units including grilles valve sets and flexible ducts (Services mechanical and electrical components (£ spent)) | 1701209 | 8403999 | 5 | Services equipment | Annual inspections and maintenance | Assembly | 34.4397 | Hours | 1 | 44 | 1 | FALSE | 1 | FALSE | 3 | [6 empty] | 47 | B2B3 | 1.8624 | 1.2062e-07 | 0.010098 | 0.0023162 | 0.00057476 | 2.2481e-06 | 28.6799 | 1377.963 | 0.0074015
| Civic Offices | Internal above ceiling units including grilles valve sets and flexible ducts (Services mechanical and electrical components (£ spent)) | 1701209 | 8403999 | 5 | Services equipment | Annual inspections and maintenance | Assembly | 34.4397 | Hours | 1 | 44 | 1 | FALSE | 1 | FALSE | 3 | [6 empty] | 48 | B2B3 | 1.8624 | 1.2062e-07 | 0.010098 | 0.0023162 | 0.00057476 | 2.2481e-06 | 28.6799 | 1377.963 | 0.0074015
| Civic Offices | Internal above ceiling units including grilles valve sets and flexible ducts (Services mechanical and electrical components (£ spent)) | 1701209 | 8403999 | 5 | Services equipment | Annual inspections and maintenance | Assembly | 34.4397 | Hours | 1 | 44 | 1 | FALSE | 1 | FALSE | 3 | [6 empty] | 49 | B2B3 | 1.8624 | 1.2062e-07 | 0.010098 | 0.0023162 | 0.00057476 | 2.2481e-06 | 28.6799 | 1377.963 | 0.0074015
| Civic Offices | Internal above ceiling units including grilles valve sets and flexible ducts (Services mechanical and electrical components (£ spent)) | 1701209 | 8403999 | 5 | Services equipment | Annual inspections and maintenance | Assembly | 34.4397 | Hours | 1 | 44 | 1 | FALSE | 1 | FALSE | 3 | [6 empty] | 50 | B2B3 | 1.8624 | 1.2062e-07 | 0.010098 | 0.0023162 | 0.00057476 | 2.2481e-06 | 28.6799 | 1377.963 | 0.0074015
| Civic Offices | Internal above ceiling units including grilles valve sets and flexible ducts (Services mechanical and electrical components (£ spent)) | 1701209 | 8403999 | 5 | Services equipment | Annual inspections and maintenance | Assembly | 34.4397 | Hours | 1 | 44 | 1 | FALSE | 1 | FALSE | 3 | [6 empty] | 51 | B2B3 | 1.8624 | 1.2062e-07 | 0.010098 | 0.0023162 | 0.00057476 | 2.2481e-06 | 28.6799 | 1377.963 | 0.0074015
| Civic Offices | Internal above ceiling units including grilles valve sets and flexible ducts (Services mechanical and electrical components (£ spent)) | 1701209 | 8403999 | 5 | Services equipment | Annual inspections and maintenance | Assembly | 34.4397 | Hours | 1 | 44 | 1 | FALSE | 1 | FALSE | 3 | [6 empty] | 52 | B2B3 | 1.8624 | 1.2062e-07 | 0.010098 | 0.0023162 | 0.00057476 | 2.2481e-06 | 28.6799 | 1377.963 | 0.0074015
| Civic Offices | Internal above ceiling units including grilles valve sets and flexible ducts (Services mechanical and electrical components (£ spent)) | 1701209 | 8403999 | 5 | Services equipment | Annual inspections and maintenance | Assembly | 34.4397 | Hours | 1 | 44 | 1 | FALSE | 1 | FALSE | 3 | [6 empty] | 53 | B2B3 | 1.8624 | 1.2062e-07 | 0.010098 | 0.0023162 | 0.00057476 | 2.2481e-06 | 28.6799 | 1377.963 | 0.0074015
| Civic Offices | Internal above ceiling units including grilles valve sets and flexible ducts (Services mechanical and electrical components (£ spent)) | 1701209 | 8403999 | 5 | Services equipment | Annual inspections and maintenance | Assembly | 34.4397 | Hours | 1 | 44 | 1 | FALSE | 1 | FALSE | 3 | [6 empty] | 54 | B2B3 | 1.8624 | 1.2062e-07 | 0.010098 | 0.0023162 | 0.00057476 | 2.2481e-06 | 28.6799 | 1377.963 | 0.0074015
| Civic Offices | Internal above ceiling units including grilles valve sets and flexible ducts (Services mechanical and electrical components (£ spent)) | 1701209 | 8403999 | 5 | Services equipment | Annual inspections and maintenance | Assembly | 34.4397 | Hours | 1 | 44 | 1 | FALSE | 1 | FALSE | 3 | [6 empty] | 55 | B2B3 | 1.8624 | 1.2062e-07 | 0.010098 | 0.0023162 | 0.00057476 | 2.2481e-06 | 28.6799 | 1377.963 | 0.0074015
| Civic Offices | Internal above ceiling units including grilles valve sets and flexible ducts (Services mechanical and electrical components (£ spent)) | 1701209 | 8403999 | 5 | Services equipment | Annual inspections and maintenance | Assembly | 34.4397 | Hours | 1 | 44 | 1 | FALSE | 1 | FALSE | 3 | [6 empty] | 56 | B2B3 | 1.8624 | 1.2062e-07 | 0.010098 | 0.0023162 | 0.00057476 | 2.2481e-06 | 28.6799 | 1377.963 | 0.0074015
| Civic Offices | Internal above ceiling units including grilles valve sets and flexible ducts (Services mechanical and electrical components (£ spent)) | 1701209 | 8403999 | 5 | Services equipment | Annual inspections and maintenance | Assembly | 34.4397 | Hours | 1 | 44 | 1 | FALSE | 1 | FALSE | 3 | [6 empty] | 57 | B2B3 | 1.8624 | 1.2062e-07 | 0.010098 | 0.0023162 | 0.00057476 | 2.2481e-06 | 28.6799 | 1377.963 | 0.0074015
| Civic Offices | Internal above ceiling units including grilles valve sets and flexible ducts (Services mechanical and electrical components (£ spent)) | 1701209 | 8403999 | 5 | Services equipment | Annual inspections and maintenance | Assembly | 34.4397 | Hours | 1 | 44 | 1 | FALSE | 1 | FALSE | 3 | [6 empty] | 58 | B2B3 | 1.8624 | 1.2062e-07 | 0.010098 | 0.0023162 | 0.00057476 | 2.2481e-06 | 28.6799 | 1377.963 | 0.0074015
| Civic Offices | Internal above ceiling units including grilles valve sets and flexible ducts (Services mechanical and electrical components (£ spent)) | 1701209 | 8403999 | 5 | Services equipment | Annual inspections and maintenance | Assembly | 34.4397 | Hours | 1 | 44 | 1 | FALSE | 1 | FALSE | 3 | [6 empty] | 59 | B2B3 | 1.8624 | 1.2062e-07 | 0.010098 | 0.0023162 | 0.00057476 | 2.2481e-06 | 28.6799 | 1377.963 | 0.0074015
| Civic Offices | Internal above ceiling units including grilles valve sets and flexible ducts (Services mechanical and electrical components (£ spent)) | 1701209 | 8403999 | 5 | Services equipment | Annual inspections and maintenance | Assembly | 34.4397 | Hours | 1 | 44 | 1 | FALSE | 1 | FALSE | 3 | [6 empty] | 60 | B2B3 | 1.8624 | 1.2062e-07 | 0.010098 | 0.0023162 | 0.00057476 | 2.2481e-06 | 28.6799 | 1377.963 | 0.0074015
| Civic Offices | Interconnecting pipework (Services mechanical and electrical components (£ spent)) | 1701210 | 8404003 | 5 | Services equipment | Install | Assembly | 1215.5172 | Hours | 25 | 44 | 1 | FALSE | 1 | FALSE | 1 | [6 empty] | 0 | A5 | 65.7311 | 4.257e-06 | 0.3564 | 0.08175 | 0.020286 | 7.9344e-05 | 1012.2327 | 48633.989 | 0.26123
| Civic Offices | Interconnecting pipework (Services mechanical and electrical components (£ spent)) | 1701210 | 8404003 | 5 | Services equipment | Install | Assembly | 1215.5172 | Hours | 25 | 44 | 1 | FALSE | 1 | FALSE | 1 | [6 empty] | 0 | A4 | 0 | 0 | 0 | 0 | 0 | 0 | 0 | 0 | 0
| Civic Offices | Interconnecting pipework (Services mechanical and electrical components (£ spent)) | 1701210 | 8404003 | 5 | Services equipment | Install | Assembly | 1215.5172 | Hours | 25 | 44 | 1 | FALSE | 1 | FALSE | 1 | [6 empty] | 25 | B4B5 | 65.7311 | 4.257e-06 | 0.3564 | 0.08175 | 0.020286 | 7.9344e-05 | 1012.2327 | 48633.989 | 0.26123
| Civic Offices | Interconnecting pipework (Services mechanical and electrical components (£ spent)) | 1701210 | 8404003 | 5 | Services equipment | Install | Assembly | 1215.5172 | Hours | 25 | 44 | 1 | FALSE | 1 | FALSE | 1 | [6 empty] | 50 | B4B5 | 65.7311 | 4.257e-06 | 0.3564 | 0.08175 | 0.020286 | 7.9344e-05 | 1012.2327 | 48633.989 | 0.26123
| Civic Offices | Interconnecting pipework (Services mechanical and electrical components (£ spent)) | 1701210 | 8404004 | 5 | Services equipment | Annual inspections and maintenance | Assembly | 60.7759 | Hours | 1 | 44 | 1 | FALSE | 1 | FALSE | 3 | [6 empty] | 1 | B2B3 | 3.2866 | 2.1285e-07 | 0.01782 | 0.0040875 | 0.0010143 | 3.9672e-06 | 50.6116 | 2431.6994 | 0.013061
| Civic Offices | Interconnecting pipework (Services mechanical and electrical components (£ spent)) | 1701210 | 8404004 | 5 | Services equipment | Annual inspections and maintenance | Assembly | 60.7759 | Hours | 1 | 44 | 1 | FALSE | 1 | FALSE | 3 | [6 empty] | 2 | B2B3 | 3.2866 | 2.1285e-07 | 0.01782 | 0.0040875 | 0.0010143 | 3.9672e-06 | 50.6116 | 2431.6994 | 0.013061
| Civic Offices | Interconnecting pipework (Services mechanical and electrical components (£ spent)) | 1701210 | 8404004 | 5 | Services equipment | Annual inspections and maintenance | Assembly | 60.7759 | Hours | 1 | 44 | 1 | FALSE | 1 | FALSE | 3 | [6 empty] | 3 | B2B3 | 3.2866 | 2.1285e-07 | 0.01782 | 0.0040875 | 0.0010143 | 3.9672e-06 | 50.6116 | 2431.6994 | 0.013061
| Civic Offices | Interconnecting pipework (Services mechanical and electrical components (£ spent)) | 1701210 | 8404004 | 5 | Services equipment | Annual inspections and maintenance | Assembly | 60.7759 | Hours | 1 | 44 | 1 | FALSE | 1 | FALSE | 3 | [6 empty] | 4 | B2B3 | 3.2866 | 2.1285e-07 | 0.01782 | 0.0040875 | 0.0010143 | 3.9672e-06 | 50.6116 | 2431.6994 | 0.013061
| Civic Offices | Interconnecting pipework (Services mechanical and electrical components (£ spent)) | 1701210 | 8404004 | 5 | Services equipment | Annual inspections and maintenance | Assembly | 60.7759 | Hours | 1 | 44 | 1 | FALSE | 1 | FALSE | 3 | [6 empty] | 5 | B2B3 | 3.2866 | 2.1285e-07 | 0.01782 | 0.0040875 | 0.0010143 | 3.9672e-06 | 50.6116 | 2431.6994 | 0.013061
| Civic Offices | Interconnecting pipework (Services mechanical and electrical components (£ spent)) | 1701210 | 8404004 | 5 | Services equipment | Annual inspections and maintenance | Assembly | 60.7759 | Hours | 1 | 44 | 1 | FALSE | 1 | FALSE | 3 | [6 empty] | 6 | B2B3 | 3.2866 | 2.1285e-07 | 0.01782 | 0.0040875 | 0.0010143 | 3.9672e-06 | 50.6116 | 2431.6994 | 0.013061
| Civic Offices | Interconnecting pipework (Services mechanical and electrical components (£ spent)) | 1701210 | 8404004 | 5 | Services equipment | Annual inspections and maintenance | Assembly | 60.7759 | Hours | 1 | 44 | 1 | FALSE | 1 | FALSE | 3 | [6 empty] | 7 | B2B3 | 3.2866 | 2.1285e-07 | 0.01782 | 0.0040875 | 0.0010143 | 3.9672e-06 | 50.6116 | 2431.6994 | 0.013061
| Civic Offices | Interconnecting pipework (Services mechanical and electrical components (£ spent)) | 1701210 | 8404004 | 5 | Services equipment | Annual inspections and maintenance | Assembly | 60.7759 | Hours | 1 | 44 | 1 | FALSE | 1 | FALSE | 3 | [6 empty] | 8 | B2B3 | 3.2866 | 2.1285e-07 | 0.01782 | 0.0040875 | 0.0010143 | 3.9672e-06 | 50.6116 | 2431.6994 | 0.013061
| Civic Offices | Interconnecting pipework (Services mechanical and electrical components (£ spent)) | 1701210 | 8404004 | 5 | Services equipment | Annual inspections and maintenance | Assembly | 60.7759 | Hours | 1 | 44 | 1 | FALSE | 1 | FALSE | 3 | [6 empty] | 9 | B2B3 | 3.2866 | 2.1285e-07 | 0.01782 | 0.0040875 | 0.0010143 | 3.9672e-06 | 50.6116 | 2431.6994 | 0.013061
| Civic Offices | Interconnecting pipework (Services mechanical and electrical components (£ spent)) | 1701210 | 8404004 | 5 | Services equipment | Annual inspections and maintenance | Assembly | 60.7759 | Hours | 1 | 44 | 1 | FALSE | 1 | FALSE | 3 | [6 empty] | 10 | B2B3 | 3.2866 | 2.1285e-07 | 0.01782 | 0.0040875 | 0.0010143 | 3.9672e-06 | 50.6116 | 2431.6994 | 0.013061
| Civic Offices | Interconnecting pipework (Services mechanical and electrical components (£ spent)) | 1701210 | 8404004 | 5 | Services equipment | Annual inspections and maintenance | Assembly | 60.7759 | Hours | 1 | 44 | 1 | FALSE | 1 | FALSE | 3 | [6 empty] | 11 | B2B3 | 3.2866 | 2.1285e-07 | 0.01782 | 0.0040875 | 0.0010143 | 3.9672e-06 | 50.6116 | 2431.6994 | 0.013061
| Civic Offices | Interconnecting pipework (Services mechanical and electrical components (£ spent)) | 1701210 | 8404004 | 5 | Services equipment | Annual inspections and maintenance | Assembly | 60.7759 | Hours | 1 | 44 | 1 | FALSE | 1 | FALSE | 3 | [6 empty] | 12 | B2B3 | 3.2866 | 2.1285e-07 | 0.01782 | 0.0040875 | 0.0010143 | 3.9672e-06 | 50.6116 | 2431.6994 | 0.013061
| Civic Offices | Interconnecting pipework (Services mechanical and electrical components (£ spent)) | 1701210 | 8404004 | 5 | Services equipment | Annual inspections and maintenance | Assembly | 60.7759 | Hours | 1 | 44 | 1 | FALSE | 1 | FALSE | 3 | [6 empty] | 13 | B2B3 | 3.2866 | 2.1285e-07 | 0.01782 | 0.0040875 | 0.0010143 | 3.9672e-06 | 50.6116 | 2431.6994 | 0.013061
| Civic Offices | Interconnecting pipework (Services mechanical and electrical components (£ spent)) | 1701210 | 8404004 | 5 | Services equipment | Annual inspections and maintenance | Assembly | 60.7759 | Hours | 1 | 44 | 1 | FALSE | 1 | FALSE | 3 | [6 empty] | 14 | B2B3 | 3.2866 | 2.1285e-07 | 0.01782 | 0.0040875 | 0.0010143 | 3.9672e-06 | 50.6116 | 2431.6994 | 0.013061
| Civic Offices | Interconnecting pipework (Services mechanical and electrical components (£ spent)) | 1701210 | 8404004 | 5 | Services equipment | Annual inspections and maintenance | Assembly | 60.7759 | Hours | 1 | 44 | 1 | FALSE | 1 | FALSE | 3 | [6 empty] | 15 | B2B3 | 3.2866 | 2.1285e-07 | 0.01782 | 0.0040875 | 0.0010143 | 3.9672e-06 | 50.6116 | 2431.6994 | 0.013061
| Civic Offices | Interconnecting pipework (Services mechanical and electrical components (£ spent)) | 1701210 | 8404004 | 5 | Services equipment | Annual inspections and maintenance | Assembly | 60.7759 | Hours | 1 | 44 | 1 | FALSE | 1 | FALSE | 3 | [6 empty] | 16 | B2B3 | 3.2866 | 2.1285e-07 | 0.01782 | 0.0040875 | 0.0010143 | 3.9672e-06 | 50.6116 | 2431.6994 | 0.013061
| Civic Offices | Interconnecting pipework (Services mechanical and electrical components (£ spent)) | 1701210 | 8404004 | 5 | Services equipment | Annual inspections and maintenance | Assembly | 60.7759 | Hours | 1 | 44 | 1 | FALSE | 1 | FALSE | 3 | [6 empty] | 17 | B2B3 | 3.2866 | 2.1285e-07 | 0.01782 | 0.0040875 | 0.0010143 | 3.9672e-06 | 50.6116 | 2431.6994 | 0.013061
| Civic Offices | Interconnecting pipework (Services mechanical and electrical components (£ spent)) | 1701210 | 8404004 | 5 | Services equipment | Annual inspections and maintenance | Assembly | 60.7759 | Hours | 1 | 44 | 1 | FALSE | 1 | FALSE | 3 | [6 empty] | 18 | B2B3 | 3.2866 | 2.1285e-07 | 0.01782 | 0.0040875 | 0.0010143 | 3.9672e-06 | 50.6116 | 2431.6994 | 0.013061
| Civic Offices | Interconnecting pipework (Services mechanical and electrical components (£ spent)) | 1701210 | 8404004 | 5 | Services equipment | Annual inspections and maintenance | Assembly | 60.7759 | Hours | 1 | 44 | 1 | FALSE | 1 | FALSE | 3 | [6 empty] | 19 | B2B3 | 3.2866 | 2.1285e-07 | 0.01782 | 0.0040875 | 0.0010143 | 3.9672e-06 | 50.6116 | 2431.6994 | 0.013061
| Civic Offices | Interconnecting pipework (Services mechanical and electrical components (£ spent)) | 1701210 | 8404004 | 5 | Services equipment | Annual inspections and maintenance | Assembly | 60.7759 | Hours | 1 | 44 | 1 | FALSE | 1 | FALSE | 3 | [6 empty] | 20 | B2B3 | 3.2866 | 2.1285e-07 | 0.01782 | 0.0040875 | 0.0010143 | 3.9672e-06 | 50.6116 | 2431.6994 | 0.013061
| Civic Offices | Interconnecting pipework (Services mechanical and electrical components (£ spent)) | 1701210 | 8404004 | 5 | Services equipment | Annual inspections and maintenance | Assembly | 60.7759 | Hours | 1 | 44 | 1 | FALSE | 1 | FALSE | 3 | [6 empty] | 21 | B2B3 | 3.2866 | 2.1285e-07 | 0.01782 | 0.0040875 | 0.0010143 | 3.9672e-06 | 50.6116 | 2431.6994 | 0.013061
| Civic Offices | Interconnecting pipework (Services mechanical and electrical components (£ spent)) | 1701210 | 8404004 | 5 | Services equipment | Annual inspections and maintenance | Assembly | 60.7759 | Hours | 1 | 44 | 1 | FALSE | 1 | FALSE | 3 | [6 empty] | 22 | B2B3 | 3.2866 | 2.1285e-07 | 0.01782 | 0.0040875 | 0.0010143 | 3.9672e-06 | 50.6116 | 2431.6994 | 0.013061
| Civic Offices | Interconnecting pipework (Services mechanical and electrical components (£ spent)) | 1701210 | 8404004 | 5 | Services equipment | Annual inspections and maintenance | Assembly | 60.7759 | Hours | 1 | 44 | 1 | FALSE | 1 | FALSE | 3 | [6 empty] | 23 | B2B3 | 3.2866 | 2.1285e-07 | 0.01782 | 0.0040875 | 0.0010143 | 3.9672e-06 | 50.6116 | 2431.6994 | 0.013061
| Civic Offices | Interconnecting pipework (Services mechanical and electrical components (£ spent)) | 1701210 | 8404004 | 5 | Services equipment | Annual inspections and maintenance | Assembly | 60.7759 | Hours | 1 | 44 | 1 | FALSE | 1 | FALSE | 3 | [6 empty] | 24 | B2B3 | 3.2866 | 2.1285e-07 | 0.01782 | 0.0040875 | 0.0010143 | 3.9672e-06 | 50.6116 | 2431.6994 | 0.013061
| Civic Offices | Interconnecting pipework (Services mechanical and electrical components (£ spent)) | 1701210 | 8404004 | 5 | Services equipment | Annual inspections and maintenance | Assembly | 60.7759 | Hours | 1 | 44 | 1 | FALSE | 1 | FALSE | 3 | [6 empty] | 25 | B2B3 | 3.2866 | 2.1285e-07 | 0.01782 | 0.0040875 | 0.0010143 | 3.9672e-06 | 50.6116 | 2431.6994 | 0.013061
| Civic Offices | Interconnecting pipework (Services mechanical and electrical components (£ spent)) | 1701210 | 8404004 | 5 | Services equipment | Annual inspections and maintenance | Assembly | 60.7759 | Hours | 1 | 44 | 1 | FALSE | 1 | FALSE | 3 | [6 empty] | 26 | B2B3 | 3.2866 | 2.1285e-07 | 0.01782 | 0.0040875 | 0.0010143 | 3.9672e-06 | 50.6116 | 2431.6994 | 0.013061
| Civic Offices | Interconnecting pipework (Services mechanical and electrical components (£ spent)) | 1701210 | 8404004 | 5 | Services equipment | Annual inspections and maintenance | Assembly | 60.7759 | Hours | 1 | 44 | 1 | FALSE | 1 | FALSE | 3 | [6 empty] | 27 | B2B3 | 3.2866 | 2.1285e-07 | 0.01782 | 0.0040875 | 0.0010143 | 3.9672e-06 | 50.6116 | 2431.6994 | 0.013061
| Civic Offices | Interconnecting pipework (Services mechanical and electrical components (£ spent)) | 1701210 | 8404004 | 5 | Services equipment | Annual inspections and maintenance | Assembly | 60.7759 | Hours | 1 | 44 | 1 | FALSE | 1 | FALSE | 3 | [6 empty] | 28 | B2B3 | 3.2866 | 2.1285e-07 | 0.01782 | 0.0040875 | 0.0010143 | 3.9672e-06 | 50.6116 | 2431.6994 | 0.013061
| Civic Offices | Interconnecting pipework (Services mechanical and electrical components (£ spent)) | 1701210 | 8404004 | 5 | Services equipment | Annual inspections and maintenance | Assembly | 60.7759 | Hours | 1 | 44 | 1 | FALSE | 1 | FALSE | 3 | [6 empty] | 29 | B2B3 | 3.2866 | 2.1285e-07 | 0.01782 | 0.0040875 | 0.0010143 | 3.9672e-06 | 50.6116 | 2431.6994 | 0.013061
| Civic Offices | Interconnecting pipework (Services mechanical and electrical components (£ spent)) | 1701210 | 8404004 | 5 | Services equipment | Annual inspections and maintenance | Assembly | 60.7759 | Hours | 1 | 44 | 1 | FALSE | 1 | FALSE | 3 | [6 empty] | 30 | B2B3 | 3.2866 | 2.1285e-07 | 0.01782 | 0.0040875 | 0.0010143 | 3.9672e-06 | 50.6116 | 2431.6994 | 0.013061
| Civic Offices | Interconnecting pipework (Services mechanical and electrical components (£ spent)) | 1701210 | 8404004 | 5 | Services equipment | Annual inspections and maintenance | Assembly | 60.7759 | Hours | 1 | 44 | 1 | FALSE | 1 | FALSE | 3 | [6 empty] | 31 | B2B3 | 3.2866 | 2.1285e-07 | 0.01782 | 0.0040875 | 0.0010143 | 3.9672e-06 | 50.6116 | 2431.6994 | 0.013061
| Civic Offices | Interconnecting pipework (Services mechanical and electrical components (£ spent)) | 1701210 | 8404004 | 5 | Services equipment | Annual inspections and maintenance | Assembly | 60.7759 | Hours | 1 | 44 | 1 | FALSE | 1 | FALSE | 3 | [6 empty] | 32 | B2B3 | 3.2866 | 2.1285e-07 | 0.01782 | 0.0040875 | 0.0010143 | 3.9672e-06 | 50.6116 | 2431.6994 | 0.013061
| Civic Offices | Interconnecting pipework (Services mechanical and electrical components (£ spent)) | 1701210 | 8404004 | 5 | Services equipment | Annual inspections and maintenance | Assembly | 60.7759 | Hours | 1 | 44 | 1 | FALSE | 1 | FALSE | 3 | [6 empty] | 33 | B2B3 | 3.2866 | 2.1285e-07 | 0.01782 | 0.0040875 | 0.0010143 | 3.9672e-06 | 50.6116 | 2431.6994 | 0.013061
| Civic Offices | Interconnecting pipework (Services mechanical and electrical components (£ spent)) | 1701210 | 8404004 | 5 | Services equipment | Annual inspections and maintenance | Assembly | 60.7759 | Hours | 1 | 44 | 1 | FALSE | 1 | FALSE | 3 | [6 empty] | 34 | B2B3 | 3.2866 | 2.1285e-07 | 0.01782 | 0.0040875 | 0.0010143 | 3.9672e-06 | 50.6116 | 2431.6994 | 0.013061
| Civic Offices | Interconnecting pipework (Services mechanical and electrical components (£ spent)) | 1701210 | 8404004 | 5 | Services equipment | Annual inspections and maintenance | Assembly | 60.7759 | Hours | 1 | 44 | 1 | FALSE | 1 | FALSE | 3 | [6 empty] | 35 | B2B3 | 3.2866 | 2.1285e-07 | 0.01782 | 0.0040875 | 0.0010143 | 3.9672e-06 | 50.6116 | 2431.6994 | 0.013061
| Civic Offices | Interconnecting pipework (Services mechanical and electrical components (£ spent)) | 1701210 | 8404004 | 5 | Services equipment | Annual inspections and maintenance | Assembly | 60.7759 | Hours | 1 | 44 | 1 | FALSE | 1 | FALSE | 3 | [6 empty] | 36 | B2B3 | 3.2866 | 2.1285e-07 | 0.01782 | 0.0040875 | 0.0010143 | 3.9672e-06 | 50.6116 | 2431.6994 | 0.013061
| Civic Offices | Interconnecting pipework (Services mechanical and electrical components (£ spent)) | 1701210 | 8404004 | 5 | Services equipment | Annual inspections and maintenance | Assembly | 60.7759 | Hours | 1 | 44 | 1 | FALSE | 1 | FALSE | 3 | [6 empty] | 37 | B2B3 | 3.2866 | 2.1285e-07 | 0.01782 | 0.0040875 | 0.0010143 | 3.9672e-06 | 50.6116 | 2431.6994 | 0.013061
| Civic Offices | Interconnecting pipework (Services mechanical and electrical components (£ spent)) | 1701210 | 8404004 | 5 | Services equipment | Annual inspections and maintenance | Assembly | 60.7759 | Hours | 1 | 44 | 1 | FALSE | 1 | FALSE | 3 | [6 empty] | 38 | B2B3 | 3.2866 | 2.1285e-07 | 0.01782 | 0.0040875 | 0.0010143 | 3.9672e-06 | 50.6116 | 2431.6994 | 0.013061
| Civic Offices | Interconnecting pipework (Services mechanical and electrical components (£ spent)) | 1701210 | 8404004 | 5 | Services equipment | Annual inspections and maintenance | Assembly | 60.7759 | Hours | 1 | 44 | 1 | FALSE | 1 | FALSE | 3 | [6 empty] | 39 | B2B3 | 3.2866 | 2.1285e-07 | 0.01782 | 0.0040875 | 0.0010143 | 3.9672e-06 | 50.6116 | 2431.6994 | 0.013061
| Civic Offices | Interconnecting pipework (Services mechanical and electrical components (£ spent)) | 1701210 | 8404004 | 5 | Services equipment | Annual inspections and maintenance | Assembly | 60.7759 | Hours | 1 | 44 | 1 | FALSE | 1 | FALSE | 3 | [6 empty] | 40 | B2B3 | 3.2866 | 2.1285e-07 | 0.01782 | 0.0040875 | 0.0010143 | 3.9672e-06 | 50.6116 | 2431.6994 | 0.013061
| Civic Offices | Interconnecting pipework (Services mechanical and electrical components (£ spent)) | 1701210 | 8404004 | 5 | Services equipment | Annual inspections and maintenance | Assembly | 60.7759 | Hours | 1 | 44 | 1 | FALSE | 1 | FALSE | 3 | [6 empty] | 41 | B2B3 | 3.2866 | 2.1285e-07 | 0.01782 | 0.0040875 | 0.0010143 | 3.9672e-06 | 50.6116 | 2431.6994 | 0.013061
| Civic Offices | Interconnecting pipework (Services mechanical and electrical components (£ spent)) | 1701210 | 8404004 | 5 | Services equipment | Annual inspections and maintenance | Assembly | 60.7759 | Hours | 1 | 44 | 1 | FALSE | 1 | FALSE | 3 | [6 empty] | 42 | B2B3 | 3.2866 | 2.1285e-07 | 0.01782 | 0.0040875 | 0.0010143 | 3.9672e-06 | 50.6116 | 2431.6994 | 0.013061
| Civic Offices | Interconnecting pipework (Services mechanical and electrical components (£ spent)) | 1701210 | 8404004 | 5 | Services equipment | Annual inspections and maintenance | Assembly | 60.7759 | Hours | 1 | 44 | 1 | FALSE | 1 | FALSE | 3 | [6 empty] | 43 | B2B3 | 3.2866 | 2.1285e-07 | 0.01782 | 0.0040875 | 0.0010143 | 3.9672e-06 | 50.6116 | 2431.6994 | 0.013061
| Civic Offices | Interconnecting pipework (Services mechanical and electrical components (£ spent)) | 1701210 | 8404004 | 5 | Services equipment | Annual inspections and maintenance | Assembly | 60.7759 | Hours | 1 | 44 | 1 | FALSE | 1 | FALSE | 3 | [6 empty] | 44 | B2B3 | 3.2866 | 2.1285e-07 | 0.01782 | 0.0040875 | 0.0010143 | 3.9672e-06 | 50.6116 | 2431.6994 | 0.013061
| Civic Offices | Interconnecting pipework (Services mechanical and electrical components (£ spent)) | 1701210 | 8404004 | 5 | Services equipment | Annual inspections and maintenance | Assembly | 60.7759 | Hours | 1 | 44 | 1 | FALSE | 1 | FALSE | 3 | [6 empty] | 45 | B2B3 | 3.2866 | 2.1285e-07 | 0.01782 | 0.0040875 | 0.0010143 | 3.9672e-06 | 50.6116 | 2431.6994 | 0.013061
| Civic Offices | Interconnecting pipework (Services mechanical and electrical components (£ spent)) | 1701210 | 8404004 | 5 | Services equipment | Annual inspections and maintenance | Assembly | 60.7759 | Hours | 1 | 44 | 1 | FALSE | 1 | FALSE | 3 | [6 empty] | 46 | B2B3 | 3.2866 | 2.1285e-07 | 0.01782 | 0.0040875 | 0.0010143 | 3.9672e-06 | 50.6116 | 2431.6994 | 0.013061
| Civic Offices | Interconnecting pipework (Services mechanical and electrical components (£ spent)) | 1701210 | 8404004 | 5 | Services equipment | Annual inspections and maintenance | Assembly | 60.7759 | Hours | 1 | 44 | 1 | FALSE | 1 | FALSE | 3 | [6 empty] | 47 | B2B3 | 3.2866 | 2.1285e-07 | 0.01782 | 0.0040875 | 0.0010143 | 3.9672e-06 | 50.6116 | 2431.6994 | 0.013061
| Civic Offices | Interconnecting pipework (Services mechanical and electrical components (£ spent)) | 1701210 | 8404004 | 5 | Services equipment | Annual inspections and maintenance | Assembly | 60.7759 | Hours | 1 | 44 | 1 | FALSE | 1 | FALSE | 3 | [6 empty] | 48 | B2B3 | 3.2866 | 2.1285e-07 | 0.01782 | 0.0040875 | 0.0010143 | 3.9672e-06 | 50.6116 | 2431.6994 | 0.013061
| Civic Offices | Interconnecting pipework (Services mechanical and electrical components (£ spent)) | 1701210 | 8404004 | 5 | Services equipment | Annual inspections and maintenance | Assembly | 60.7759 | Hours | 1 | 44 | 1 | FALSE | 1 | FALSE | 3 | [6 empty] | 49 | B2B3 | 3.2866 | 2.1285e-07 | 0.01782 | 0.0040875 | 0.0010143 | 3.9672e-06 | 50.6116 | 2431.6994 | 0.013061
| Civic Offices | Interconnecting pipework (Services mechanical and electrical components (£ spent)) | 1701210 | 8404004 | 5 | Services equipment | Annual inspections and maintenance | Assembly | 60.7759 | Hours | 1 | 44 | 1 | FALSE | 1 | FALSE | 3 | [6 empty] | 50 | B2B3 | 3.2866 | 2.1285e-07 | 0.01782 | 0.0040875 | 0.0010143 | 3.9672e-06 | 50.6116 | 2431.6994 | 0.013061
| Civic Offices | Interconnecting pipework (Services mechanical and electrical components (£ spent)) | 1701210 | 8404004 | 5 | Services equipment | Annual inspections and maintenance | Assembly | 60.7759 | Hours | 1 | 44 | 1 | FALSE | 1 | FALSE | 3 | [6 empty] | 51 | B2B3 | 3.2866 | 2.1285e-07 | 0.01782 | 0.0040875 | 0.0010143 | 3.9672e-06 | 50.6116 | 2431.6994 | 0.013061
| Civic Offices | Interconnecting pipework (Services mechanical and electrical components (£ spent)) | 1701210 | 8404004 | 5 | Services equipment | Annual inspections and maintenance | Assembly | 60.7759 | Hours | 1 | 44 | 1 | FALSE | 1 | FALSE | 3 | [6 empty] | 52 | B2B3 | 3.2866 | 2.1285e-07 | 0.01782 | 0.0040875 | 0.0010143 | 3.9672e-06 | 50.6116 | 2431.6994 | 0.013061
| Civic Offices | Interconnecting pipework (Services mechanical and electrical components (£ spent)) | 1701210 | 8404004 | 5 | Services equipment | Annual inspections and maintenance | Assembly | 60.7759 | Hours | 1 | 44 | 1 | FALSE | 1 | FALSE | 3 | [6 empty] | 53 | B2B3 | 3.2866 | 2.1285e-07 | 0.01782 | 0.0040875 | 0.0010143 | 3.9672e-06 | 50.6116 | 2431.6994 | 0.013061
| Civic Offices | Interconnecting pipework (Services mechanical and electrical components (£ spent)) | 1701210 | 8404004 | 5 | Services equipment | Annual inspections and maintenance | Assembly | 60.7759 | Hours | 1 | 44 | 1 | FALSE | 1 | FALSE | 3 | [6 empty] | 54 | B2B3 | 3.2866 | 2.1285e-07 | 0.01782 | 0.0040875 | 0.0010143 | 3.9672e-06 | 50.6116 | 2431.6994 | 0.013061
| Civic Offices | Interconnecting pipework (Services mechanical and electrical components (£ spent)) | 1701210 | 8404004 | 5 | Services equipment | Annual inspections and maintenance | Assembly | 60.7759 | Hours | 1 | 44 | 1 | FALSE | 1 | FALSE | 3 | [6 empty] | 55 | B2B3 | 3.2866 | 2.1285e-07 | 0.01782 | 0.0040875 | 0.0010143 | 3.9672e-06 | 50.6116 | 2431.6994 | 0.013061
| Civic Offices | Interconnecting pipework (Services mechanical and electrical components (£ spent)) | 1701210 | 8404004 | 5 | Services equipment | Annual inspections and maintenance | Assembly | 60.7759 | Hours | 1 | 44 | 1 | FALSE | 1 | FALSE | 3 | [6 empty] | 56 | B2B3 | 3.2866 | 2.1285e-07 | 0.01782 | 0.0040875 | 0.0010143 | 3.9672e-06 | 50.6116 | 2431.6994 | 0.013061
| Civic Offices | Interconnecting pipework (Services mechanical and electrical components (£ spent)) | 1701210 | 8404004 | 5 | Services equipment | Annual inspections and maintenance | Assembly | 60.7759 | Hours | 1 | 44 | 1 | FALSE | 1 | FALSE | 3 | [6 empty] | 57 | B2B3 | 3.2866 | 2.1285e-07 | 0.01782 | 0.0040875 | 0.0010143 | 3.9672e-06 | 50.6116 | 2431.6994 | 0.013061
| Civic Offices | Interconnecting pipework (Services mechanical and electrical components (£ spent)) | 1701210 | 8404004 | 5 | Services equipment | Annual inspections and maintenance | Assembly | 60.7759 | Hours | 1 | 44 | 1 | FALSE | 1 | FALSE | 3 | [6 empty] | 58 | B2B3 | 3.2866 | 2.1285e-07 | 0.01782 | 0.0040875 | 0.0010143 | 3.9672e-06 | 50.6116 | 2431.6994 | 0.013061
| Civic Offices | Interconnecting pipework (Services mechanical and electrical components (£ spent)) | 1701210 | 8404004 | 5 | Services equipment | Annual inspections and maintenance | Assembly | 60.7759 | Hours | 1 | 44 | 1 | FALSE | 1 | FALSE | 3 | [6 empty] | 59 | B2B3 | 3.2866 | 2.1285e-07 | 0.01782 | 0.0040875 | 0.0010143 | 3.9672e-06 | 50.6116 | 2431.6994 | 0.013061
| Civic Offices | Interconnecting pipework (Services mechanical and electrical components (£ spent)) | 1701210 | 8404004 | 5 | Services equipment | Annual inspections and maintenance | Assembly | 60.7759 | Hours | 1 | 44 | 1 | FALSE | 1 | FALSE | 3 | [6 empty] | 60 | B2B3 | 3.2866 | 2.1285e-07 | 0.01782 | 0.0040875 | 0.0010143 | 3.9672e-06 | 50.6116 | 2431.6994 | 0.013061
| Civic Offices | Underfloor heating pipework including heater insulation build up but excluding final finish includes header and controls (Services mechanical and electrical components (£ spent)) | 1701211 | 8404008 | 5 | Services equipment | Install | Assembly | 157.931 | Hours | 25 | 44 | 1 | FALSE | 1 | FALSE | 1 | [6 empty] | 0 | A5 | 8.5404 | 5.5311e-07 | 0.046307 | 0.010622 | 0.0026357 | 1.0309e-05 | 131.5185 | 6318.9694 | 0.033941
| Civic Offices | Underfloor heating pipework including heater insulation build up but excluding final finish includes header and controls (Services mechanical and electrical components (£ spent)) | 1701211 | 8404008 | 5 | Services equipment | Install | Assembly | 157.931 | Hours | 25 | 44 | 1 | FALSE | 1 | FALSE | 1 | [6 empty] | 0 | A4 | 0 | 0 | 0 | 0 | 0 | 0 | 0 | 0 | 0
| Civic Offices | Underfloor heating pipework including heater insulation build up but excluding final finish includes header and controls (Services mechanical and electrical components (£ spent)) | 1701211 | 8404008 | 5 | Services equipment | Install | Assembly | 157.931 | Hours | 25 | 44 | 1 | FALSE | 1 | FALSE | 1 | [6 empty] | 25 | B4B5 | 8.5404 | 5.5311e-07 | 0.046307 | 0.010622 | 0.0026357 | 1.0309e-05 | 131.5185 | 6318.9694 | 0.033941
| Civic Offices | Underfloor heating pipework including heater insulation build up but excluding final finish includes header and controls (Services mechanical and electrical components (£ spent)) | 1701211 | 8404008 | 5 | Services equipment | Install | Assembly | 157.931 | Hours | 25 | 44 | 1 | FALSE | 1 | FALSE | 1 | [6 empty] | 50 | B4B5 | 8.5404 | 5.5311e-07 | 0.046307 | 0.010622 | 0.0026357 | 1.0309e-05 | 131.5185 | 6318.9694 | 0.033941
| Civic Offices | Underfloor heating pipework including heater insulation build up but excluding final finish includes header and controls (Services mechanical and electrical components (£ spent)) | 1701211 | 8404009 | 5 | Services equipment | Annual inspections and maintenance | Assembly | 7.8966 | Hours | 1 | 44 | 1 | FALSE | 1 | FALSE | 3 | [6 empty] | 1 | B2B3 | 0.42702 | 2.7656e-08 | 0.0023153 | 0.00053108 | 0.00013178 | 5.1546e-07 | 6.5759 | 315.9485 | 0.0016971
| Civic Offices | Underfloor heating pipework including heater insulation build up but excluding final finish includes header and controls (Services mechanical and electrical components (£ spent)) | 1701211 | 8404009 | 5 | Services equipment | Annual inspections and maintenance | Assembly | 7.8966 | Hours | 1 | 44 | 1 | FALSE | 1 | FALSE | 3 | [6 empty] | 2 | B2B3 | 0.42702 | 2.7656e-08 | 0.0023153 | 0.00053108 | 0.00013178 | 5.1546e-07 | 6.5759 | 315.9485 | 0.0016971
| Civic Offices | Underfloor heating pipework including heater insulation build up but excluding final finish includes header and controls (Services mechanical and electrical components (£ spent)) | 1701211 | 8404009 | 5 | Services equipment | Annual inspections and maintenance | Assembly | 7.8966 | Hours | 1 | 44 | 1 | FALSE | 1 | FALSE | 3 | [6 empty] | 3 | B2B3 | 0.42702 | 2.7656e-08 | 0.0023153 | 0.00053108 | 0.00013178 | 5.1546e-07 | 6.5759 | 315.9485 | 0.0016971
| Civic Offices | Underfloor heating pipework including heater insulation build up but excluding final finish includes header and controls (Services mechanical and electrical components (£ spent)) | 1701211 | 8404009 | 5 | Services equipment | Annual inspections and maintenance | Assembly | 7.8966 | Hours | 1 | 44 | 1 | FALSE | 1 | FALSE | 3 | [6 empty] | 4 | B2B3 | 0.42702 | 2.7656e-08 | 0.0023153 | 0.00053108 | 0.00013178 | 5.1546e-07 | 6.5759 | 315.9485 | 0.0016971
| Civic Offices | Underfloor heating pipework including heater insulation build up but excluding final finish includes header and controls (Services mechanical and electrical components (£ spent)) | 1701211 | 8404009 | 5 | Services equipment | Annual inspections and maintenance | Assembly | 7.8966 | Hours | 1 | 44 | 1 | FALSE | 1 | FALSE | 3 | [6 empty] | 5 | B2B3 | 0.42702 | 2.7656e-08 | 0.0023153 | 0.00053108 | 0.00013178 | 5.1546e-07 | 6.5759 | 315.9485 | 0.0016971
| Civic Offices | Underfloor heating pipework including heater insulation build up but excluding final finish includes header and controls (Services mechanical and electrical components (£ spent)) | 1701211 | 8404009 | 5 | Services equipment | Annual inspections and maintenance | Assembly | 7.8966 | Hours | 1 | 44 | 1 | FALSE | 1 | FALSE | 3 | [6 empty] | 6 | B2B3 | 0.42702 | 2.7656e-08 | 0.0023153 | 0.00053108 | 0.00013178 | 5.1546e-07 | 6.5759 | 315.9485 | 0.0016971
| Civic Offices | Underfloor heating pipework including heater insulation build up but excluding final finish includes header and controls (Services mechanical and electrical components (£ spent)) | 1701211 | 8404009 | 5 | Services equipment | Annual inspections and maintenance | Assembly | 7.8966 | Hours | 1 | 44 | 1 | FALSE | 1 | FALSE | 3 | [6 empty] | 7 | B2B3 | 0.42702 | 2.7656e-08 | 0.0023153 | 0.00053108 | 0.00013178 | 5.1546e-07 | 6.5759 | 315.9485 | 0.0016971
| Civic Offices | Underfloor heating pipework including heater insulation build up but excluding final finish includes header and controls (Services mechanical and electrical components (£ spent)) | 1701211 | 8404009 | 5 | Services equipment | Annual inspections and maintenance | Assembly | 7.8966 | Hours | 1 | 44 | 1 | FALSE | 1 | FALSE | 3 | [6 empty] | 8 | B2B3 | 0.42702 | 2.7656e-08 | 0.0023153 | 0.00053108 | 0.00013178 | 5.1546e-07 | 6.5759 | 315.9485 | 0.0016971
| Civic Offices | Underfloor heating pipework including heater insulation build up but excluding final finish includes header and controls (Services mechanical and electrical components (£ spent)) | 1701211 | 8404009 | 5 | Services equipment | Annual inspections and maintenance | Assembly | 7.8966 | Hours | 1 | 44 | 1 | FALSE | 1 | FALSE | 3 | [6 empty] | 9 | B2B3 | 0.42702 | 2.7656e-08 | 0.0023153 | 0.00053108 | 0.00013178 | 5.1546e-07 | 6.5759 | 315.9485 | 0.0016971
| Civic Offices | Underfloor heating pipework including heater insulation build up but excluding final finish includes header and controls (Services mechanical and electrical components (£ spent)) | 1701211 | 8404009 | 5 | Services equipment | Annual inspections and maintenance | Assembly | 7.8966 | Hours | 1 | 44 | 1 | FALSE | 1 | FALSE | 3 | [6 empty] | 10 | B2B3 | 0.42702 | 2.7656e-08 | 0.0023153 | 0.00053108 | 0.00013178 | 5.1546e-07 | 6.5759 | 315.9485 | 0.0016971
| Civic Offices | Underfloor heating pipework including heater insulation build up but excluding final finish includes header and controls (Services mechanical and electrical components (£ spent)) | 1701211 | 8404009 | 5 | Services equipment | Annual inspections and maintenance | Assembly | 7.8966 | Hours | 1 | 44 | 1 | FALSE | 1 | FALSE | 3 | [6 empty] | 11 | B2B3 | 0.42702 | 2.7656e-08 | 0.0023153 | 0.00053108 | 0.00013178 | 5.1546e-07 | 6.5759 | 315.9485 | 0.0016971
| Civic Offices | Underfloor heating pipework including heater insulation build up but excluding final finish includes header and controls (Services mechanical and electrical components (£ spent)) | 1701211 | 8404009 | 5 | Services equipment | Annual inspections and maintenance | Assembly | 7.8966 | Hours | 1 | 44 | 1 | FALSE | 1 | FALSE | 3 | [6 empty] | 12 | B2B3 | 0.42702 | 2.7656e-08 | 0.0023153 | 0.00053108 | 0.00013178 | 5.1546e-07 | 6.5759 | 315.9485 | 0.0016971
| Civic Offices | Underfloor heating pipework including heater insulation build up but excluding final finish includes header and controls (Services mechanical and electrical components (£ spent)) | 1701211 | 8404009 | 5 | Services equipment | Annual inspections and maintenance | Assembly | 7.8966 | Hours | 1 | 44 | 1 | FALSE | 1 | FALSE | 3 | [6 empty] | 13 | B2B3 | 0.42702 | 2.7656e-08 | 0.0023153 | 0.00053108 | 0.00013178 | 5.1546e-07 | 6.5759 | 315.9485 | 0.0016971
| Civic Offices | Underfloor heating pipework including heater insulation build up but excluding final finish includes header and controls (Services mechanical and electrical components (£ spent)) | 1701211 | 8404009 | 5 | Services equipment | Annual inspections and maintenance | Assembly | 7.8966 | Hours | 1 | 44 | 1 | FALSE | 1 | FALSE | 3 | [6 empty] | 14 | B2B3 | 0.42702 | 2.7656e-08 | 0.0023153 | 0.00053108 | 0.00013178 | 5.1546e-07 | 6.5759 | 315.9485 | 0.0016971
| Civic Offices | Underfloor heating pipework including heater insulation build up but excluding final finish includes header and controls (Services mechanical and electrical components (£ spent)) | 1701211 | 8404009 | 5 | Services equipment | Annual inspections and maintenance | Assembly | 7.8966 | Hours | 1 | 44 | 1 | FALSE | 1 | FALSE | 3 | [6 empty] | 15 | B2B3 | 0.42702 | 2.7656e-08 | 0.0023153 | 0.00053108 | 0.00013178 | 5.1546e-07 | 6.5759 | 315.9485 | 0.0016971
| Civic Offices | Underfloor heating pipework including heater insulation build up but excluding final finish includes header and controls (Services mechanical and electrical components (£ spent)) | 1701211 | 8404009 | 5 | Services equipment | Annual inspections and maintenance | Assembly | 7.8966 | Hours | 1 | 44 | 1 | FALSE | 1 | FALSE | 3 | [6 empty] | 16 | B2B3 | 0.42702 | 2.7656e-08 | 0.0023153 | 0.00053108 | 0.00013178 | 5.1546e-07 | 6.5759 | 315.9485 | 0.0016971
| Civic Offices | Underfloor heating pipework including heater insulation build up but excluding final finish includes header and controls (Services mechanical and electrical components (£ spent)) | 1701211 | 8404009 | 5 | Services equipment | Annual inspections and maintenance | Assembly | 7.8966 | Hours | 1 | 44 | 1 | FALSE | 1 | FALSE | 3 | [6 empty] | 17 | B2B3 | 0.42702 | 2.7656e-08 | 0.0023153 | 0.00053108 | 0.00013178 | 5.1546e-07 | 6.5759 | 315.9485 | 0.0016971
| Civic Offices | Underfloor heating pipework including heater insulation build up but excluding final finish includes header and controls (Services mechanical and electrical components (£ spent)) | 1701211 | 8404009 | 5 | Services equipment | Annual inspections and maintenance | Assembly | 7.8966 | Hours | 1 | 44 | 1 | FALSE | 1 | FALSE | 3 | [6 empty] | 18 | B2B3 | 0.42702 | 2.7656e-08 | 0.0023153 | 0.00053108 | 0.00013178 | 5.1546e-07 | 6.5759 | 315.9485 | 0.0016971
| Civic Offices | Underfloor heating pipework including heater insulation build up but excluding final finish includes header and controls (Services mechanical and electrical components (£ spent)) | 1701211 | 8404009 | 5 | Services equipment | Annual inspections and maintenance | Assembly | 7.8966 | Hours | 1 | 44 | 1 | FALSE | 1 | FALSE | 3 | [6 empty] | 19 | B2B3 | 0.42702 | 2.7656e-08 | 0.0023153 | 0.00053108 | 0.00013178 | 5.1546e-07 | 6.5759 | 315.9485 | 0.0016971
| Civic Offices | Underfloor heating pipework including heater insulation build up but excluding final finish includes header and controls (Services mechanical and electrical components (£ spent)) | 1701211 | 8404009 | 5 | Services equipment | Annual inspections and maintenance | Assembly | 7.8966 | Hours | 1 | 44 | 1 | FALSE | 1 | FALSE | 3 | [6 empty] | 20 | B2B3 | 0.42702 | 2.7656e-08 | 0.0023153 | 0.00053108 | 0.00013178 | 5.1546e-07 | 6.5759 | 315.9485 | 0.0016971
| Civic Offices | Underfloor heating pipework including heater insulation build up but excluding final finish includes header and controls (Services mechanical and electrical components (£ spent)) | 1701211 | 8404009 | 5 | Services equipment | Annual inspections and maintenance | Assembly | 7.8966 | Hours | 1 | 44 | 1 | FALSE | 1 | FALSE | 3 | [6 empty] | 21 | B2B3 | 0.42702 | 2.7656e-08 | 0.0023153 | 0.00053108 | 0.00013178 | 5.1546e-07 | 6.5759 | 315.9485 | 0.0016971
| Civic Offices | Underfloor heating pipework including heater insulation build up but excluding final finish includes header and controls (Services mechanical and electrical components (£ spent)) | 1701211 | 8404009 | 5 | Services equipment | Annual inspections and maintenance | Assembly | 7.8966 | Hours | 1 | 44 | 1 | FALSE | 1 | FALSE | 3 | [6 empty] | 22 | B2B3 | 0.42702 | 2.7656e-08 | 0.0023153 | 0.00053108 | 0.00013178 | 5.1546e-07 | 6.5759 | 315.9485 | 0.0016971
| Civic Offices | Underfloor heating pipework including heater insulation build up but excluding final finish includes header and controls (Services mechanical and electrical components (£ spent)) | 1701211 | 8404009 | 5 | Services equipment | Annual inspections and maintenance | Assembly | 7.8966 | Hours | 1 | 44 | 1 | FALSE | 1 | FALSE | 3 | [6 empty] | 23 | B2B3 | 0.42702 | 2.7656e-08 | 0.0023153 | 0.00053108 | 0.00013178 | 5.1546e-07 | 6.5759 | 315.9485 | 0.0016971
| Civic Offices | Underfloor heating pipework including heater insulation build up but excluding final finish includes header and controls (Services mechanical and electrical components (£ spent)) | 1701211 | 8404009 | 5 | Services equipment | Annual inspections and maintenance | Assembly | 7.8966 | Hours | 1 | 44 | 1 | FALSE | 1 | FALSE | 3 | [6 empty] | 24 | B2B3 | 0.42702 | 2.7656e-08 | 0.0023153 | 0.00053108 | 0.00013178 | 5.1546e-07 | 6.5759 | 315.9485 | 0.0016971
| Civic Offices | Underfloor heating pipework including heater insulation build up but excluding final finish includes header and controls (Services mechanical and electrical components (£ spent)) | 1701211 | 8404009 | 5 | Services equipment | Annual inspections and maintenance | Assembly | 7.8966 | Hours | 1 | 44 | 1 | FALSE | 1 | FALSE | 3 | [6 empty] | 25 | B2B3 | 0.42702 | 2.7656e-08 | 0.0023153 | 0.00053108 | 0.00013178 | 5.1546e-07 | 6.5759 | 315.9485 | 0.0016971
| Civic Offices | Underfloor heating pipework including heater insulation build up but excluding final finish includes header and controls (Services mechanical and electrical components (£ spent)) | 1701211 | 8404009 | 5 | Services equipment | Annual inspections and maintenance | Assembly | 7.8966 | Hours | 1 | 44 | 1 | FALSE | 1 | FALSE | 3 | [6 empty] | 26 | B2B3 | 0.42702 | 2.7656e-08 | 0.0023153 | 0.00053108 | 0.00013178 | 5.1546e-07 | 6.5759 | 315.9485 | 0.0016971
| Civic Offices | Underfloor heating pipework including heater insulation build up but excluding final finish includes header and controls (Services mechanical and electrical components (£ spent)) | 1701211 | 8404009 | 5 | Services equipment | Annual inspections and maintenance | Assembly | 7.8966 | Hours | 1 | 44 | 1 | FALSE | 1 | FALSE | 3 | [6 empty] | 27 | B2B3 | 0.42702 | 2.7656e-08 | 0.0023153 | 0.00053108 | 0.00013178 | 5.1546e-07 | 6.5759 | 315.9485 | 0.0016971
| Civic Offices | Underfloor heating pipework including heater insulation build up but excluding final finish includes header and controls (Services mechanical and electrical components (£ spent)) | 1701211 | 8404009 | 5 | Services equipment | Annual inspections and maintenance | Assembly | 7.8966 | Hours | 1 | 44 | 1 | FALSE | 1 | FALSE | 3 | [6 empty] | 28 | B2B3 | 0.42702 | 2.7656e-08 | 0.0023153 | 0.00053108 | 0.00013178 | 5.1546e-07 | 6.5759 | 315.9485 | 0.0016971
| Civic Offices | Underfloor heating pipework including heater insulation build up but excluding final finish includes header and controls (Services mechanical and electrical components (£ spent)) | 1701211 | 8404009 | 5 | Services equipment | Annual inspections and maintenance | Assembly | 7.8966 | Hours | 1 | 44 | 1 | FALSE | 1 | FALSE | 3 | [6 empty] | 29 | B2B3 | 0.42702 | 2.7656e-08 | 0.0023153 | 0.00053108 | 0.00013178 | 5.1546e-07 | 6.5759 | 315.9485 | 0.0016971
| Civic Offices | Underfloor heating pipework including heater insulation build up but excluding final finish includes header and controls (Services mechanical and electrical components (£ spent)) | 1701211 | 8404009 | 5 | Services equipment | Annual inspections and maintenance | Assembly | 7.8966 | Hours | 1 | 44 | 1 | FALSE | 1 | FALSE | 3 | [6 empty] | 30 | B2B3 | 0.42702 | 2.7656e-08 | 0.0023153 | 0.00053108 | 0.00013178 | 5.1546e-07 | 6.5759 | 315.9485 | 0.0016971
| Civic Offices | Underfloor heating pipework including heater insulation build up but excluding final finish includes header and controls (Services mechanical and electrical components (£ spent)) | 1701211 | 8404009 | 5 | Services equipment | Annual inspections and maintenance | Assembly | 7.8966 | Hours | 1 | 44 | 1 | FALSE | 1 | FALSE | 3 | [6 empty] | 31 | B2B3 | 0.42702 | 2.7656e-08 | 0.0023153 | 0.00053108 | 0.00013178 | 5.1546e-07 | 6.5759 | 315.9485 | 0.0016971
| Civic Offices | Underfloor heating pipework including heater insulation build up but excluding final finish includes header and controls (Services mechanical and electrical components (£ spent)) | 1701211 | 8404009 | 5 | Services equipment | Annual inspections and maintenance | Assembly | 7.8966 | Hours | 1 | 44 | 1 | FALSE | 1 | FALSE | 3 | [6 empty] | 32 | B2B3 | 0.42702 | 2.7656e-08 | 0.0023153 | 0.00053108 | 0.00013178 | 5.1546e-07 | 6.5759 | 315.9485 | 0.0016971
| Civic Offices | Underfloor heating pipework including heater insulation build up but excluding final finish includes header and controls (Services mechanical and electrical components (£ spent)) | 1701211 | 8404009 | 5 | Services equipment | Annual inspections and maintenance | Assembly | 7.8966 | Hours | 1 | 44 | 1 | FALSE | 1 | FALSE | 3 | [6 empty] | 33 | B2B3 | 0.42702 | 2.7656e-08 | 0.0023153 | 0.00053108 | 0.00013178 | 5.1546e-07 | 6.5759 | 315.9485 | 0.0016971
| Civic Offices | Underfloor heating pipework including heater insulation build up but excluding final finish includes header and controls (Services mechanical and electrical components (£ spent)) | 1701211 | 8404009 | 5 | Services equipment | Annual inspections and maintenance | Assembly | 7.8966 | Hours | 1 | 44 | 1 | FALSE | 1 | FALSE | 3 | [6 empty] | 34 | B2B3 | 0.42702 | 2.7656e-08 | 0.0023153 | 0.00053108 | 0.00013178 | 5.1546e-07 | 6.5759 | 315.9485 | 0.0016971
| Civic Offices | Underfloor heating pipework including heater insulation build up but excluding final finish includes header and controls (Services mechanical and electrical components (£ spent)) | 1701211 | 8404009 | 5 | Services equipment | Annual inspections and maintenance | Assembly | 7.8966 | Hours | 1 | 44 | 1 | FALSE | 1 | FALSE | 3 | [6 empty] | 35 | B2B3 | 0.42702 | 2.7656e-08 | 0.0023153 | 0.00053108 | 0.00013178 | 5.1546e-07 | 6.5759 | 315.9485 | 0.0016971
| Civic Offices | Underfloor heating pipework including heater insulation build up but excluding final finish includes header and controls (Services mechanical and electrical components (£ spent)) | 1701211 | 8404009 | 5 | Services equipment | Annual inspections and maintenance | Assembly | 7.8966 | Hours | 1 | 44 | 1 | FALSE | 1 | FALSE | 3 | [6 empty] | 36 | B2B3 | 0.42702 | 2.7656e-08 | 0.0023153 | 0.00053108 | 0.00013178 | 5.1546e-07 | 6.5759 | 315.9485 | 0.0016971
| Civic Offices | Underfloor heating pipework including heater insulation build up but excluding final finish includes header and controls (Services mechanical and electrical components (£ spent)) | 1701211 | 8404009 | 5 | Services equipment | Annual inspections and maintenance | Assembly | 7.8966 | Hours | 1 | 44 | 1 | FALSE | 1 | FALSE | 3 | [6 empty] | 37 | B2B3 | 0.42702 | 2.7656e-08 | 0.0023153 | 0.00053108 | 0.00013178 | 5.1546e-07 | 6.5759 | 315.9485 | 0.0016971
| Civic Offices | Underfloor heating pipework including heater insulation build up but excluding final finish includes header and controls (Services mechanical and electrical components (£ spent)) | 1701211 | 8404009 | 5 | Services equipment | Annual inspections and maintenance | Assembly | 7.8966 | Hours | 1 | 44 | 1 | FALSE | 1 | FALSE | 3 | [6 empty] | 38 | B2B3 | 0.42702 | 2.7656e-08 | 0.0023153 | 0.00053108 | 0.00013178 | 5.1546e-07 | 6.5759 | 315.9485 | 0.0016971
| Civic Offices | Underfloor heating pipework including heater insulation build up but excluding final finish includes header and controls (Services mechanical and electrical components (£ spent)) | 1701211 | 8404009 | 5 | Services equipment | Annual inspections and maintenance | Assembly | 7.8966 | Hours | 1 | 44 | 1 | FALSE | 1 | FALSE | 3 | [6 empty] | 39 | B2B3 | 0.42702 | 2.7656e-08 | 0.0023153 | 0.00053108 | 0.00013178 | 5.1546e-07 | 6.5759 | 315.9485 | 0.0016971
| Civic Offices | Underfloor heating pipework including heater insulation build up but excluding final finish includes header and controls (Services mechanical and electrical components (£ spent)) | 1701211 | 8404009 | 5 | Services equipment | Annual inspections and maintenance | Assembly | 7.8966 | Hours | 1 | 44 | 1 | FALSE | 1 | FALSE | 3 | [6 empty] | 40 | B2B3 | 0.42702 | 2.7656e-08 | 0.0023153 | 0.00053108 | 0.00013178 | 5.1546e-07 | 6.5759 | 315.9485 | 0.0016971
| Civic Offices | Underfloor heating pipework including heater insulation build up but excluding final finish includes header and controls (Services mechanical and electrical components (£ spent)) | 1701211 | 8404009 | 5 | Services equipment | Annual inspections and maintenance | Assembly | 7.8966 | Hours | 1 | 44 | 1 | FALSE | 1 | FALSE | 3 | [6 empty] | 41 | B2B3 | 0.42702 | 2.7656e-08 | 0.0023153 | 0.00053108 | 0.00013178 | 5.1546e-07 | 6.5759 | 315.9485 | 0.0016971
| Civic Offices | Underfloor heating pipework including heater insulation build up but excluding final finish includes header and controls (Services mechanical and electrical components (£ spent)) | 1701211 | 8404009 | 5 | Services equipment | Annual inspections and maintenance | Assembly | 7.8966 | Hours | 1 | 44 | 1 | FALSE | 1 | FALSE | 3 | [6 empty] | 42 | B2B3 | 0.42702 | 2.7656e-08 | 0.0023153 | 0.00053108 | 0.00013178 | 5.1546e-07 | 6.5759 | 315.9485 | 0.0016971
| Civic Offices | Underfloor heating pipework including heater insulation build up but excluding final finish includes header and controls (Services mechanical and electrical components (£ spent)) | 1701211 | 8404009 | 5 | Services equipment | Annual inspections and maintenance | Assembly | 7.8966 | Hours | 1 | 44 | 1 | FALSE | 1 | FALSE | 3 | [6 empty] | 43 | B2B3 | 0.42702 | 2.7656e-08 | 0.0023153 | 0.00053108 | 0.00013178 | 5.1546e-07 | 6.5759 | 315.9485 | 0.0016971
| Civic Offices | Underfloor heating pipework including heater insulation build up but excluding final finish includes header and controls (Services mechanical and electrical components (£ spent)) | 1701211 | 8404009 | 5 | Services equipment | Annual inspections and maintenance | Assembly | 7.8966 | Hours | 1 | 44 | 1 | FALSE | 1 | FALSE | 3 | [6 empty] | 44 | B2B3 | 0.42702 | 2.7656e-08 | 0.0023153 | 0.00053108 | 0.00013178 | 5.1546e-07 | 6.5759 | 315.9485 | 0.0016971
| Civic Offices | Underfloor heating pipework including heater insulation build up but excluding final finish includes header and controls (Services mechanical and electrical components (£ spent)) | 1701211 | 8404009 | 5 | Services equipment | Annual inspections and maintenance | Assembly | 7.8966 | Hours | 1 | 44 | 1 | FALSE | 1 | FALSE | 3 | [6 empty] | 45 | B2B3 | 0.42702 | 2.7656e-08 | 0.0023153 | 0.00053108 | 0.00013178 | 5.1546e-07 | 6.5759 | 315.9485 | 0.0016971
| Civic Offices | Underfloor heating pipework including heater insulation build up but excluding final finish includes header and controls (Services mechanical and electrical components (£ spent)) | 1701211 | 8404009 | 5 | Services equipment | Annual inspections and maintenance | Assembly | 7.8966 | Hours | 1 | 44 | 1 | FALSE | 1 | FALSE | 3 | [6 empty] | 46 | B2B3 | 0.42702 | 2.7656e-08 | 0.0023153 | 0.00053108 | 0.00013178 | 5.1546e-07 | 6.5759 | 315.9485 | 0.0016971
| Civic Offices | Underfloor heating pipework including heater insulation build up but excluding final finish includes header and controls (Services mechanical and electrical components (£ spent)) | 1701211 | 8404009 | 5 | Services equipment | Annual inspections and maintenance | Assembly | 7.8966 | Hours | 1 | 44 | 1 | FALSE | 1 | FALSE | 3 | [6 empty] | 47 | B2B3 | 0.42702 | 2.7656e-08 | 0.0023153 | 0.00053108 | 0.00013178 | 5.1546e-07 | 6.5759 | 315.9485 | 0.0016971
| Civic Offices | Underfloor heating pipework including heater insulation build up but excluding final finish includes header and controls (Services mechanical and electrical components (£ spent)) | 1701211 | 8404009 | 5 | Services equipment | Annual inspections and maintenance | Assembly | 7.8966 | Hours | 1 | 44 | 1 | FALSE | 1 | FALSE | 3 | [6 empty] | 48 | B2B3 | 0.42702 | 2.7656e-08 | 0.0023153 | 0.00053108 | 0.00013178 | 5.1546e-07 | 6.5759 | 315.9485 | 0.0016971
| Civic Offices | Underfloor heating pipework including heater insulation build up but excluding final finish includes header and controls (Services mechanical and electrical components (£ spent)) | 1701211 | 8404009 | 5 | Services equipment | Annual inspections and maintenance | Assembly | 7.8966 | Hours | 1 | 44 | 1 | FALSE | 1 | FALSE | 3 | [6 empty] | 49 | B2B3 | 0.42702 | 2.7656e-08 | 0.0023153 | 0.00053108 | 0.00013178 | 5.1546e-07 | 6.5759 | 315.9485 | 0.0016971
| Civic Offices | Underfloor heating pipework including heater insulation build up but excluding final finish includes header and controls (Services mechanical and electrical components (£ spent)) | 1701211 | 8404009 | 5 | Services equipment | Annual inspections and maintenance | Assembly | 7.8966 | Hours | 1 | 44 | 1 | FALSE | 1 | FALSE | 3 | [6 empty] | 50 | B2B3 | 0.42702 | 2.7656e-08 | 0.0023153 | 0.00053108 | 0.00013178 | 5.1546e-07 | 6.5759 | 315.9485 | 0.0016971
| Civic Offices | Underfloor heating pipework including heater insulation build up but excluding final finish includes header and controls (Services mechanical and electrical components (£ spent)) | 1701211 | 8404009 | 5 | Services equipment | Annual inspections and maintenance | Assembly | 7.8966 | Hours | 1 | 44 | 1 | FALSE | 1 | FALSE | 3 | [6 empty] | 51 | B2B3 | 0.42702 | 2.7656e-08 | 0.0023153 | 0.00053108 | 0.00013178 | 5.1546e-07 | 6.5759 | 315.9485 | 0.0016971
| Civic Offices | Underfloor heating pipework including heater insulation build up but excluding final finish includes header and controls (Services mechanical and electrical components (£ spent)) | 1701211 | 8404009 | 5 | Services equipment | Annual inspections and maintenance | Assembly | 7.8966 | Hours | 1 | 44 | 1 | FALSE | 1 | FALSE | 3 | [6 empty] | 52 | B2B3 | 0.42702 | 2.7656e-08 | 0.0023153 | 0.00053108 | 0.00013178 | 5.1546e-07 | 6.5759 | 315.9485 | 0.0016971
| Civic Offices | Underfloor heating pipework including heater insulation build up but excluding final finish includes header and controls (Services mechanical and electrical components (£ spent)) | 1701211 | 8404009 | 5 | Services equipment | Annual inspections and maintenance | Assembly | 7.8966 | Hours | 1 | 44 | 1 | FALSE | 1 | FALSE | 3 | [6 empty] | 53 | B2B3 | 0.42702 | 2.7656e-08 | 0.0023153 | 0.00053108 | 0.00013178 | 5.1546e-07 | 6.5759 | 315.9485 | 0.0016971
| Civic Offices | Underfloor heating pipework including heater insulation build up but excluding final finish includes header and controls (Services mechanical and electrical components (£ spent)) | 1701211 | 8404009 | 5 | Services equipment | Annual inspections and maintenance | Assembly | 7.8966 | Hours | 1 | 44 | 1 | FALSE | 1 | FALSE | 3 | [6 empty] | 54 | B2B3 | 0.42702 | 2.7656e-08 | 0.0023153 | 0.00053108 | 0.00013178 | 5.1546e-07 | 6.5759 | 315.9485 | 0.0016971
| Civic Offices | Underfloor heating pipework including heater insulation build up but excluding final finish includes header and controls (Services mechanical and electrical components (£ spent)) | 1701211 | 8404009 | 5 | Services equipment | Annual inspections and maintenance | Assembly | 7.8966 | Hours | 1 | 44 | 1 | FALSE | 1 | FALSE | 3 | [6 empty] | 55 | B2B3 | 0.42702 | 2.7656e-08 | 0.0023153 | 0.00053108 | 0.00013178 | 5.1546e-07 | 6.5759 | 315.9485 | 0.0016971
| Civic Offices | Underfloor heating pipework including heater insulation build up but excluding final finish includes header and controls (Services mechanical and electrical components (£ spent)) | 1701211 | 8404009 | 5 | Services equipment | Annual inspections and maintenance | Assembly | 7.8966 | Hours | 1 | 44 | 1 | FALSE | 1 | FALSE | 3 | [6 empty] | 56 | B2B3 | 0.42702 | 2.7656e-08 | 0.0023153 | 0.00053108 | 0.00013178 | 5.1546e-07 | 6.5759 | 315.9485 | 0.0016971
| Civic Offices | Underfloor heating pipework including heater insulation build up but excluding final finish includes header and controls (Services mechanical and electrical components (£ spent)) | 1701211 | 8404009 | 5 | Services equipment | Annual inspections and maintenance | Assembly | 7.8966 | Hours | 1 | 44 | 1 | FALSE | 1 | FALSE | 3 | [6 empty] | 57 | B2B3 | 0.42702 | 2.7656e-08 | 0.0023153 | 0.00053108 | 0.00013178 | 5.1546e-07 | 6.5759 | 315.9485 | 0.0016971
| Civic Offices | Underfloor heating pipework including heater insulation build up but excluding final finish includes header and controls (Services mechanical and electrical components (£ spent)) | 1701211 | 8404009 | 5 | Services equipment | Annual inspections and maintenance | Assembly | 7.8966 | Hours | 1 | 44 | 1 | FALSE | 1 | FALSE | 3 | [6 empty] | 58 | B2B3 | 0.42702 | 2.7656e-08 | 0.0023153 | 0.00053108 | 0.00013178 | 5.1546e-07 | 6.5759 | 315.9485 | 0.0016971
| Civic Offices | Underfloor heating pipework including heater insulation build up but excluding final finish includes header and controls (Services mechanical and electrical components (£ spent)) | 1701211 | 8404009 | 5 | Services equipment | Annual inspections and maintenance | Assembly | 7.8966 | Hours | 1 | 44 | 1 | FALSE | 1 | FALSE | 3 | [6 empty] | 59 | B2B3 | 0.42702 | 2.7656e-08 | 0.0023153 | 0.00053108 | 0.00013178 | 5.1546e-07 | 6.5759 | 315.9485 | 0.0016971
| Civic Offices | Underfloor heating pipework including heater insulation build up but excluding final finish includes header and controls (Services mechanical and electrical components (£ spent)) | 1701211 | 8404009 | 5 | Services equipment | Annual inspections and maintenance | Assembly | 7.8966 | Hours | 1 | 44 | 1 | FALSE | 1 | FALSE | 3 | [6 empty] | 60 | B2B3 | 0.42702 | 2.7656e-08 | 0.0023153 | 0.00053108 | 0.00013178 | 5.1546e-07 | 6.5759 | 315.9485 | 0.0016971
| Civic Offices | Close control AHu for registry records room including humidity temperature and ventilation (Services mechanical and electrical components (£ spent)) | 1701212 | 8404013 | 5 | Services equipment | Install | Assembly | 86.2069 | Hours | 25 | 44 | 1 | FALSE | 1 | FALSE | 1 | [6 empty] | 0 | A5 | 4.6618 | 3.0192e-07 | 0.025277 | 0.0057979 | 0.0014387 | 5.6273e-06 | 71.7895 | 3449.2191 | 0.018527
| Civic Offices | Close control AHu for registry records room including humidity temperature and ventilation (Services mechanical and electrical components (£ spent)) | 1701212 | 8404013 | 5 | Services equipment | Install | Assembly | 86.2069 | Hours | 25 | 44 | 1 | FALSE | 1 | FALSE | 1 | [6 empty] | 0 | A4 | 0 | 0 | 0 | 0 | 0 | 0 | 0 | 0 | 0
| Civic Offices | Close control AHu for registry records room including humidity temperature and ventilation (Services mechanical and electrical components (£ spent)) | 1701212 | 8404013 | 5 | Services equipment | Install | Assembly | 86.2069 | Hours | 25 | 44 | 1 | FALSE | 1 | FALSE | 1 | [6 empty] | 25 | B4B5 | 4.6618 | 3.0192e-07 | 0.025277 | 0.0057979 | 0.0014387 | 5.6273e-06 | 71.7895 | 3449.2191 | 0.018527
| Civic Offices | Close control AHu for registry records room including humidity temperature and ventilation (Services mechanical and electrical components (£ spent)) | 1701212 | 8404013 | 5 | Services equipment | Install | Assembly | 86.2069 | Hours | 25 | 44 | 1 | FALSE | 1 | FALSE | 1 | [6 empty] | 50 | B4B5 | 4.6618 | 3.0192e-07 | 0.025277 | 0.0057979 | 0.0014387 | 5.6273e-06 | 71.7895 | 3449.2191 | 0.018527
| Civic Offices | Close control AHu for registry records room including humidity temperature and ventilation (Services mechanical and electrical components (£ spent)) | 1701212 | 8404014 | 5 | Services equipment | Annual inspections and maintenance | Assembly | 4.3103 | Hours | 1 | 44 | 1 | FALSE | 1 | FALSE | 3 | [6 empty] | 1 | B2B3 | 0.23309 | 1.5096e-08 | 0.0012638 | 0.00028989 | 7.1935e-05 | 2.8136e-07 | 3.5895 | 172.461 | 0.00092635
| Civic Offices | Close control AHu for registry records room including humidity temperature and ventilation (Services mechanical and electrical components (£ spent)) | 1701212 | 8404014 | 5 | Services equipment | Annual inspections and maintenance | Assembly | 4.3103 | Hours | 1 | 44 | 1 | FALSE | 1 | FALSE | 3 | [6 empty] | 2 | B2B3 | 0.23309 | 1.5096e-08 | 0.0012638 | 0.00028989 | 7.1935e-05 | 2.8136e-07 | 3.5895 | 172.461 | 0.00092635
| Civic Offices | Close control AHu for registry records room including humidity temperature and ventilation (Services mechanical and electrical components (£ spent)) | 1701212 | 8404014 | 5 | Services equipment | Annual inspections and maintenance | Assembly | 4.3103 | Hours | 1 | 44 | 1 | FALSE | 1 | FALSE | 3 | [6 empty] | 3 | B2B3 | 0.23309 | 1.5096e-08 | 0.0012638 | 0.00028989 | 7.1935e-05 | 2.8136e-07 | 3.5895 | 172.461 | 0.00092635
| Civic Offices | Close control AHu for registry records room including humidity temperature and ventilation (Services mechanical and electrical components (£ spent)) | 1701212 | 8404014 | 5 | Services equipment | Annual inspections and maintenance | Assembly | 4.3103 | Hours | 1 | 44 | 1 | FALSE | 1 | FALSE | 3 | [6 empty] | 4 | B2B3 | 0.23309 | 1.5096e-08 | 0.0012638 | 0.00028989 | 7.1935e-05 | 2.8136e-07 | 3.5895 | 172.461 | 0.00092635
| Civic Offices | Close control AHu for registry records room including humidity temperature and ventilation (Services mechanical and electrical components (£ spent)) | 1701212 | 8404014 | 5 | Services equipment | Annual inspections and maintenance | Assembly | 4.3103 | Hours | 1 | 44 | 1 | FALSE | 1 | FALSE | 3 | [6 empty] | 5 | B2B3 | 0.23309 | 1.5096e-08 | 0.0012638 | 0.00028989 | 7.1935e-05 | 2.8136e-07 | 3.5895 | 172.461 | 0.00092635
| Civic Offices | Close control AHu for registry records room including humidity temperature and ventilation (Services mechanical and electrical components (£ spent)) | 1701212 | 8404014 | 5 | Services equipment | Annual inspections and maintenance | Assembly | 4.3103 | Hours | 1 | 44 | 1 | FALSE | 1 | FALSE | 3 | [6 empty] | 6 | B2B3 | 0.23309 | 1.5096e-08 | 0.0012638 | 0.00028989 | 7.1935e-05 | 2.8136e-07 | 3.5895 | 172.461 | 0.00092635
| Civic Offices | Close control AHu for registry records room including humidity temperature and ventilation (Services mechanical and electrical components (£ spent)) | 1701212 | 8404014 | 5 | Services equipment | Annual inspections and maintenance | Assembly | 4.3103 | Hours | 1 | 44 | 1 | FALSE | 1 | FALSE | 3 | [6 empty] | 7 | B2B3 | 0.23309 | 1.5096e-08 | 0.0012638 | 0.00028989 | 7.1935e-05 | 2.8136e-07 | 3.5895 | 172.461 | 0.00092635
| Civic Offices | Close control AHu for registry records room including humidity temperature and ventilation (Services mechanical and electrical components (£ spent)) | 1701212 | 8404014 | 5 | Services equipment | Annual inspections and maintenance | Assembly | 4.3103 | Hours | 1 | 44 | 1 | FALSE | 1 | FALSE | 3 | [6 empty] | 8 | B2B3 | 0.23309 | 1.5096e-08 | 0.0012638 | 0.00028989 | 7.1935e-05 | 2.8136e-07 | 3.5895 | 172.461 | 0.00092635
| Civic Offices | Close control AHu for registry records room including humidity temperature and ventilation (Services mechanical and electrical components (£ spent)) | 1701212 | 8404014 | 5 | Services equipment | Annual inspections and maintenance | Assembly | 4.3103 | Hours | 1 | 44 | 1 | FALSE | 1 | FALSE | 3 | [6 empty] | 9 | B2B3 | 0.23309 | 1.5096e-08 | 0.0012638 | 0.00028989 | 7.1935e-05 | 2.8136e-07 | 3.5895 | 172.461 | 0.00092635
| Civic Offices | Close control AHu for registry records room including humidity temperature and ventilation (Services mechanical and electrical components (£ spent)) | 1701212 | 8404014 | 5 | Services equipment | Annual inspections and maintenance | Assembly | 4.3103 | Hours | 1 | 44 | 1 | FALSE | 1 | FALSE | 3 | [6 empty] | 10 | B2B3 | 0.23309 | 1.5096e-08 | 0.0012638 | 0.00028989 | 7.1935e-05 | 2.8136e-07 | 3.5895 | 172.461 | 0.00092635
| Civic Offices | Close control AHu for registry records room including humidity temperature and ventilation (Services mechanical and electrical components (£ spent)) | 1701212 | 8404014 | 5 | Services equipment | Annual inspections and maintenance | Assembly | 4.3103 | Hours | 1 | 44 | 1 | FALSE | 1 | FALSE | 3 | [6 empty] | 11 | B2B3 | 0.23309 | 1.5096e-08 | 0.0012638 | 0.00028989 | 7.1935e-05 | 2.8136e-07 | 3.5895 | 172.461 | 0.00092635
| Civic Offices | Close control AHu for registry records room including humidity temperature and ventilation (Services mechanical and electrical components (£ spent)) | 1701212 | 8404014 | 5 | Services equipment | Annual inspections and maintenance | Assembly | 4.3103 | Hours | 1 | 44 | 1 | FALSE | 1 | FALSE | 3 | [6 empty] | 12 | B2B3 | 0.23309 | 1.5096e-08 | 0.0012638 | 0.00028989 | 7.1935e-05 | 2.8136e-07 | 3.5895 | 172.461 | 0.00092635
| Civic Offices | Close control AHu for registry records room including humidity temperature and ventilation (Services mechanical and electrical components (£ spent)) | 1701212 | 8404014 | 5 | Services equipment | Annual inspections and maintenance | Assembly | 4.3103 | Hours | 1 | 44 | 1 | FALSE | 1 | FALSE | 3 | [6 empty] | 13 | B2B3 | 0.23309 | 1.5096e-08 | 0.0012638 | 0.00028989 | 7.1935e-05 | 2.8136e-07 | 3.5895 | 172.461 | 0.00092635
| Civic Offices | Close control AHu for registry records room including humidity temperature and ventilation (Services mechanical and electrical components (£ spent)) | 1701212 | 8404014 | 5 | Services equipment | Annual inspections and maintenance | Assembly | 4.3103 | Hours | 1 | 44 | 1 | FALSE | 1 | FALSE | 3 | [6 empty] | 14 | B2B3 | 0.23309 | 1.5096e-08 | 0.0012638 | 0.00028989 | 7.1935e-05 | 2.8136e-07 | 3.5895 | 172.461 | 0.00092635
| Civic Offices | Close control AHu for registry records room including humidity temperature and ventilation (Services mechanical and electrical components (£ spent)) | 1701212 | 8404014 | 5 | Services equipment | Annual inspections and maintenance | Assembly | 4.3103 | Hours | 1 | 44 | 1 | FALSE | 1 | FALSE | 3 | [6 empty] | 15 | B2B3 | 0.23309 | 1.5096e-08 | 0.0012638 | 0.00028989 | 7.1935e-05 | 2.8136e-07 | 3.5895 | 172.461 | 0.00092635
| Civic Offices | Close control AHu for registry records room including humidity temperature and ventilation (Services mechanical and electrical components (£ spent)) | 1701212 | 8404014 | 5 | Services equipment | Annual inspections and maintenance | Assembly | 4.3103 | Hours | 1 | 44 | 1 | FALSE | 1 | FALSE | 3 | [6 empty] | 16 | B2B3 | 0.23309 | 1.5096e-08 | 0.0012638 | 0.00028989 | 7.1935e-05 | 2.8136e-07 | 3.5895 | 172.461 | 0.00092635
| Civic Offices | Close control AHu for registry records room including humidity temperature and ventilation (Services mechanical and electrical components (£ spent)) | 1701212 | 8404014 | 5 | Services equipment | Annual inspections and maintenance | Assembly | 4.3103 | Hours | 1 | 44 | 1 | FALSE | 1 | FALSE | 3 | [6 empty] | 17 | B2B3 | 0.23309 | 1.5096e-08 | 0.0012638 | 0.00028989 | 7.1935e-05 | 2.8136e-07 | 3.5895 | 172.461 | 0.00092635
| Civic Offices | Close control AHu for registry records room including humidity temperature and ventilation (Services mechanical and electrical components (£ spent)) | 1701212 | 8404014 | 5 | Services equipment | Annual inspections and maintenance | Assembly | 4.3103 | Hours | 1 | 44 | 1 | FALSE | 1 | FALSE | 3 | [6 empty] | 18 | B2B3 | 0.23309 | 1.5096e-08 | 0.0012638 | 0.00028989 | 7.1935e-05 | 2.8136e-07 | 3.5895 | 172.461 | 0.00092635
| Civic Offices | Close control AHu for registry records room including humidity temperature and ventilation (Services mechanical and electrical components (£ spent)) | 1701212 | 8404014 | 5 | Services equipment | Annual inspections and maintenance | Assembly | 4.3103 | Hours | 1 | 44 | 1 | FALSE | 1 | FALSE | 3 | [6 empty] | 19 | B2B3 | 0.23309 | 1.5096e-08 | 0.0012638 | 0.00028989 | 7.1935e-05 | 2.8136e-07 | 3.5895 | 172.461 | 0.00092635
| Civic Offices | Close control AHu for registry records room including humidity temperature and ventilation (Services mechanical and electrical components (£ spent)) | 1701212 | 8404014 | 5 | Services equipment | Annual inspections and maintenance | Assembly | 4.3103 | Hours | 1 | 44 | 1 | FALSE | 1 | FALSE | 3 | [6 empty] | 20 | B2B3 | 0.23309 | 1.5096e-08 | 0.0012638 | 0.00028989 | 7.1935e-05 | 2.8136e-07 | 3.5895 | 172.461 | 0.00092635
| Civic Offices | Close control AHu for registry records room including humidity temperature and ventilation (Services mechanical and electrical components (£ spent)) | 1701212 | 8404014 | 5 | Services equipment | Annual inspections and maintenance | Assembly | 4.3103 | Hours | 1 | 44 | 1 | FALSE | 1 | FALSE | 3 | [6 empty] | 21 | B2B3 | 0.23309 | 1.5096e-08 | 0.0012638 | 0.00028989 | 7.1935e-05 | 2.8136e-07 | 3.5895 | 172.461 | 0.00092635
| Civic Offices | Close control AHu for registry records room including humidity temperature and ventilation (Services mechanical and electrical components (£ spent)) | 1701212 | 8404014 | 5 | Services equipment | Annual inspections and maintenance | Assembly | 4.3103 | Hours | 1 | 44 | 1 | FALSE | 1 | FALSE | 3 | [6 empty] | 22 | B2B3 | 0.23309 | 1.5096e-08 | 0.0012638 | 0.00028989 | 7.1935e-05 | 2.8136e-07 | 3.5895 | 172.461 | 0.00092635
| Civic Offices | Close control AHu for registry records room including humidity temperature and ventilation (Services mechanical and electrical components (£ spent)) | 1701212 | 8404014 | 5 | Services equipment | Annual inspections and maintenance | Assembly | 4.3103 | Hours | 1 | 44 | 1 | FALSE | 1 | FALSE | 3 | [6 empty] | 23 | B2B3 | 0.23309 | 1.5096e-08 | 0.0012638 | 0.00028989 | 7.1935e-05 | 2.8136e-07 | 3.5895 | 172.461 | 0.00092635
| Civic Offices | Close control AHu for registry records room including humidity temperature and ventilation (Services mechanical and electrical components (£ spent)) | 1701212 | 8404014 | 5 | Services equipment | Annual inspections and maintenance | Assembly | 4.3103 | Hours | 1 | 44 | 1 | FALSE | 1 | FALSE | 3 | [6 empty] | 24 | B2B3 | 0.23309 | 1.5096e-08 | 0.0012638 | 0.00028989 | 7.1935e-05 | 2.8136e-07 | 3.5895 | 172.461 | 0.00092635
| Civic Offices | Close control AHu for registry records room including humidity temperature and ventilation (Services mechanical and electrical components (£ spent)) | 1701212 | 8404014 | 5 | Services equipment | Annual inspections and maintenance | Assembly | 4.3103 | Hours | 1 | 44 | 1 | FALSE | 1 | FALSE | 3 | [6 empty] | 25 | B2B3 | 0.23309 | 1.5096e-08 | 0.0012638 | 0.00028989 | 7.1935e-05 | 2.8136e-07 | 3.5895 | 172.461 | 0.00092635
| Civic Offices | Close control AHu for registry records room including humidity temperature and ventilation (Services mechanical and electrical components (£ spent)) | 1701212 | 8404014 | 5 | Services equipment | Annual inspections and maintenance | Assembly | 4.3103 | Hours | 1 | 44 | 1 | FALSE | 1 | FALSE | 3 | [6 empty] | 26 | B2B3 | 0.23309 | 1.5096e-08 | 0.0012638 | 0.00028989 | 7.1935e-05 | 2.8136e-07 | 3.5895 | 172.461 | 0.00092635
| Civic Offices | Close control AHu for registry records room including humidity temperature and ventilation (Services mechanical and electrical components (£ spent)) | 1701212 | 8404014 | 5 | Services equipment | Annual inspections and maintenance | Assembly | 4.3103 | Hours | 1 | 44 | 1 | FALSE | 1 | FALSE | 3 | [6 empty] | 27 | B2B3 | 0.23309 | 1.5096e-08 | 0.0012638 | 0.00028989 | 7.1935e-05 | 2.8136e-07 | 3.5895 | 172.461 | 0.00092635
| Civic Offices | Close control AHu for registry records room including humidity temperature and ventilation (Services mechanical and electrical components (£ spent)) | 1701212 | 8404014 | 5 | Services equipment | Annual inspections and maintenance | Assembly | 4.3103 | Hours | 1 | 44 | 1 | FALSE | 1 | FALSE | 3 | [6 empty] | 28 | B2B3 | 0.23309 | 1.5096e-08 | 0.0012638 | 0.00028989 | 7.1935e-05 | 2.8136e-07 | 3.5895 | 172.461 | 0.00092635
| Civic Offices | Close control AHu for registry records room including humidity temperature and ventilation (Services mechanical and electrical components (£ spent)) | 1701212 | 8404014 | 5 | Services equipment | Annual inspections and maintenance | Assembly | 4.3103 | Hours | 1 | 44 | 1 | FALSE | 1 | FALSE | 3 | [6 empty] | 29 | B2B3 | 0.23309 | 1.5096e-08 | 0.0012638 | 0.00028989 | 7.1935e-05 | 2.8136e-07 | 3.5895 | 172.461 | 0.00092635
| Civic Offices | Close control AHu for registry records room including humidity temperature and ventilation (Services mechanical and electrical components (£ spent)) | 1701212 | 8404014 | 5 | Services equipment | Annual inspections and maintenance | Assembly | 4.3103 | Hours | 1 | 44 | 1 | FALSE | 1 | FALSE | 3 | [6 empty] | 30 | B2B3 | 0.23309 | 1.5096e-08 | 0.0012638 | 0.00028989 | 7.1935e-05 | 2.8136e-07 | 3.5895 | 172.461 | 0.00092635
| Civic Offices | Close control AHu for registry records room including humidity temperature and ventilation (Services mechanical and electrical components (£ spent)) | 1701212 | 8404014 | 5 | Services equipment | Annual inspections and maintenance | Assembly | 4.3103 | Hours | 1 | 44 | 1 | FALSE | 1 | FALSE | 3 | [6 empty] | 31 | B2B3 | 0.23309 | 1.5096e-08 | 0.0012638 | 0.00028989 | 7.1935e-05 | 2.8136e-07 | 3.5895 | 172.461 | 0.00092635
| Civic Offices | Close control AHu for registry records room including humidity temperature and ventilation (Services mechanical and electrical components (£ spent)) | 1701212 | 8404014 | 5 | Services equipment | Annual inspections and maintenance | Assembly | 4.3103 | Hours | 1 | 44 | 1 | FALSE | 1 | FALSE | 3 | [6 empty] | 32 | B2B3 | 0.23309 | 1.5096e-08 | 0.0012638 | 0.00028989 | 7.1935e-05 | 2.8136e-07 | 3.5895 | 172.461 | 0.00092635
| Civic Offices | Close control AHu for registry records room including humidity temperature and ventilation (Services mechanical and electrical components (£ spent)) | 1701212 | 8404014 | 5 | Services equipment | Annual inspections and maintenance | Assembly | 4.3103 | Hours | 1 | 44 | 1 | FALSE | 1 | FALSE | 3 | [6 empty] | 33 | B2B3 | 0.23309 | 1.5096e-08 | 0.0012638 | 0.00028989 | 7.1935e-05 | 2.8136e-07 | 3.5895 | 172.461 | 0.00092635
| Civic Offices | Close control AHu for registry records room including humidity temperature and ventilation (Services mechanical and electrical components (£ spent)) | 1701212 | 8404014 | 5 | Services equipment | Annual inspections and maintenance | Assembly | 4.3103 | Hours | 1 | 44 | 1 | FALSE | 1 | FALSE | 3 | [6 empty] | 34 | B2B3 | 0.23309 | 1.5096e-08 | 0.0012638 | 0.00028989 | 7.1935e-05 | 2.8136e-07 | 3.5895 | 172.461 | 0.00092635
| Civic Offices | Close control AHu for registry records room including humidity temperature and ventilation (Services mechanical and electrical components (£ spent)) | 1701212 | 8404014 | 5 | Services equipment | Annual inspections and maintenance | Assembly | 4.3103 | Hours | 1 | 44 | 1 | FALSE | 1 | FALSE | 3 | [6 empty] | 35 | B2B3 | 0.23309 | 1.5096e-08 | 0.0012638 | 0.00028989 | 7.1935e-05 | 2.8136e-07 | 3.5895 | 172.461 | 0.00092635
| Civic Offices | Close control AHu for registry records room including humidity temperature and ventilation (Services mechanical and electrical components (£ spent)) | 1701212 | 8404014 | 5 | Services equipment | Annual inspections and maintenance | Assembly | 4.3103 | Hours | 1 | 44 | 1 | FALSE | 1 | FALSE | 3 | [6 empty] | 36 | B2B3 | 0.23309 | 1.5096e-08 | 0.0012638 | 0.00028989 | 7.1935e-05 | 2.8136e-07 | 3.5895 | 172.461 | 0.00092635
| Civic Offices | Close control AHu for registry records room including humidity temperature and ventilation (Services mechanical and electrical components (£ spent)) | 1701212 | 8404014 | 5 | Services equipment | Annual inspections and maintenance | Assembly | 4.3103 | Hours | 1 | 44 | 1 | FALSE | 1 | FALSE | 3 | [6 empty] | 37 | B2B3 | 0.23309 | 1.5096e-08 | 0.0012638 | 0.00028989 | 7.1935e-05 | 2.8136e-07 | 3.5895 | 172.461 | 0.00092635
| Civic Offices | Close control AHu for registry records room including humidity temperature and ventilation (Services mechanical and electrical components (£ spent)) | 1701212 | 8404014 | 5 | Services equipment | Annual inspections and maintenance | Assembly | 4.3103 | Hours | 1 | 44 | 1 | FALSE | 1 | FALSE | 3 | [6 empty] | 38 | B2B3 | 0.23309 | 1.5096e-08 | 0.0012638 | 0.00028989 | 7.1935e-05 | 2.8136e-07 | 3.5895 | 172.461 | 0.00092635
| Civic Offices | Close control AHu for registry records room including humidity temperature and ventilation (Services mechanical and electrical components (£ spent)) | 1701212 | 8404014 | 5 | Services equipment | Annual inspections and maintenance | Assembly | 4.3103 | Hours | 1 | 44 | 1 | FALSE | 1 | FALSE | 3 | [6 empty] | 39 | B2B3 | 0.23309 | 1.5096e-08 | 0.0012638 | 0.00028989 | 7.1935e-05 | 2.8136e-07 | 3.5895 | 172.461 | 0.00092635
| Civic Offices | Close control AHu for registry records room including humidity temperature and ventilation (Services mechanical and electrical components (£ spent)) | 1701212 | 8404014 | 5 | Services equipment | Annual inspections and maintenance | Assembly | 4.3103 | Hours | 1 | 44 | 1 | FALSE | 1 | FALSE | 3 | [6 empty] | 40 | B2B3 | 0.23309 | 1.5096e-08 | 0.0012638 | 0.00028989 | 7.1935e-05 | 2.8136e-07 | 3.5895 | 172.461 | 0.00092635
| Civic Offices | Close control AHu for registry records room including humidity temperature and ventilation (Services mechanical and electrical components (£ spent)) | 1701212 | 8404014 | 5 | Services equipment | Annual inspections and maintenance | Assembly | 4.3103 | Hours | 1 | 44 | 1 | FALSE | 1 | FALSE | 3 | [6 empty] | 41 | B2B3 | 0.23309 | 1.5096e-08 | 0.0012638 | 0.00028989 | 7.1935e-05 | 2.8136e-07 | 3.5895 | 172.461 | 0.00092635
| Civic Offices | Close control AHu for registry records room including humidity temperature and ventilation (Services mechanical and electrical components (£ spent)) | 1701212 | 8404014 | 5 | Services equipment | Annual inspections and maintenance | Assembly | 4.3103 | Hours | 1 | 44 | 1 | FALSE | 1 | FALSE | 3 | [6 empty] | 42 | B2B3 | 0.23309 | 1.5096e-08 | 0.0012638 | 0.00028989 | 7.1935e-05 | 2.8136e-07 | 3.5895 | 172.461 | 0.00092635
| Civic Offices | Close control AHu for registry records room including humidity temperature and ventilation (Services mechanical and electrical components (£ spent)) | 1701212 | 8404014 | 5 | Services equipment | Annual inspections and maintenance | Assembly | 4.3103 | Hours | 1 | 44 | 1 | FALSE | 1 | FALSE | 3 | [6 empty] | 43 | B2B3 | 0.23309 | 1.5096e-08 | 0.0012638 | 0.00028989 | 7.1935e-05 | 2.8136e-07 | 3.5895 | 172.461 | 0.00092635
| Civic Offices | Close control AHu for registry records room including humidity temperature and ventilation (Services mechanical and electrical components (£ spent)) | 1701212 | 8404014 | 5 | Services equipment | Annual inspections and maintenance | Assembly | 4.3103 | Hours | 1 | 44 | 1 | FALSE | 1 | FALSE | 3 | [6 empty] | 44 | B2B3 | 0.23309 | 1.5096e-08 | 0.0012638 | 0.00028989 | 7.1935e-05 | 2.8136e-07 | 3.5895 | 172.461 | 0.00092635
| Civic Offices | Close control AHu for registry records room including humidity temperature and ventilation (Services mechanical and electrical components (£ spent)) | 1701212 | 8404014 | 5 | Services equipment | Annual inspections and maintenance | Assembly | 4.3103 | Hours | 1 | 44 | 1 | FALSE | 1 | FALSE | 3 | [6 empty] | 45 | B2B3 | 0.23309 | 1.5096e-08 | 0.0012638 | 0.00028989 | 7.1935e-05 | 2.8136e-07 | 3.5895 | 172.461 | 0.00092635
| Civic Offices | Close control AHu for registry records room including humidity temperature and ventilation (Services mechanical and electrical components (£ spent)) | 1701212 | 8404014 | 5 | Services equipment | Annual inspections and maintenance | Assembly | 4.3103 | Hours | 1 | 44 | 1 | FALSE | 1 | FALSE | 3 | [6 empty] | 46 | B2B3 | 0.23309 | 1.5096e-08 | 0.0012638 | 0.00028989 | 7.1935e-05 | 2.8136e-07 | 3.5895 | 172.461 | 0.00092635
| Civic Offices | Close control AHu for registry records room including humidity temperature and ventilation (Services mechanical and electrical components (£ spent)) | 1701212 | 8404014 | 5 | Services equipment | Annual inspections and maintenance | Assembly | 4.3103 | Hours | 1 | 44 | 1 | FALSE | 1 | FALSE | 3 | [6 empty] | 47 | B2B3 | 0.23309 | 1.5096e-08 | 0.0012638 | 0.00028989 | 7.1935e-05 | 2.8136e-07 | 3.5895 | 172.461 | 0.00092635
| Civic Offices | Close control AHu for registry records room including humidity temperature and ventilation (Services mechanical and electrical components (£ spent)) | 1701212 | 8404014 | 5 | Services equipment | Annual inspections and maintenance | Assembly | 4.3103 | Hours | 1 | 44 | 1 | FALSE | 1 | FALSE | 3 | [6 empty] | 48 | B2B3 | 0.23309 | 1.5096e-08 | 0.0012638 | 0.00028989 | 7.1935e-05 | 2.8136e-07 | 3.5895 | 172.461 | 0.00092635
| Civic Offices | Close control AHu for registry records room including humidity temperature and ventilation (Services mechanical and electrical components (£ spent)) | 1701212 | 8404014 | 5 | Services equipment | Annual inspections and maintenance | Assembly | 4.3103 | Hours | 1 | 44 | 1 | FALSE | 1 | FALSE | 3 | [6 empty] | 49 | B2B3 | 0.23309 | 1.5096e-08 | 0.0012638 | 0.00028989 | 7.1935e-05 | 2.8136e-07 | 3.5895 | 172.461 | 0.00092635
| Civic Offices | Close control AHu for registry records room including humidity temperature and ventilation (Services mechanical and electrical components (£ spent)) | 1701212 | 8404014 | 5 | Services equipment | Annual inspections and maintenance | Assembly | 4.3103 | Hours | 1 | 44 | 1 | FALSE | 1 | FALSE | 3 | [6 empty] | 50 | B2B3 | 0.23309 | 1.5096e-08 | 0.0012638 | 0.00028989 | 7.1935e-05 | 2.8136e-07 | 3.5895 | 172.461 | 0.00092635
| Civic Offices | Close control AHu for registry records room including humidity temperature and ventilation (Services mechanical and electrical components (£ spent)) | 1701212 | 8404014 | 5 | Services equipment | Annual inspections and maintenance | Assembly | 4.3103 | Hours | 1 | 44 | 1 | FALSE | 1 | FALSE | 3 | [6 empty] | 51 | B2B3 | 0.23309 | 1.5096e-08 | 0.0012638 | 0.00028989 | 7.1935e-05 | 2.8136e-07 | 3.5895 | 172.461 | 0.00092635
| Civic Offices | Close control AHu for registry records room including humidity temperature and ventilation (Services mechanical and electrical components (£ spent)) | 1701212 | 8404014 | 5 | Services equipment | Annual inspections and maintenance | Assembly | 4.3103 | Hours | 1 | 44 | 1 | FALSE | 1 | FALSE | 3 | [6 empty] | 52 | B2B3 | 0.23309 | 1.5096e-08 | 0.0012638 | 0.00028989 | 7.1935e-05 | 2.8136e-07 | 3.5895 | 172.461 | 0.00092635
| Civic Offices | Close control AHu for registry records room including humidity temperature and ventilation (Services mechanical and electrical components (£ spent)) | 1701212 | 8404014 | 5 | Services equipment | Annual inspections and maintenance | Assembly | 4.3103 | Hours | 1 | 44 | 1 | FALSE | 1 | FALSE | 3 | [6 empty] | 53 | B2B3 | 0.23309 | 1.5096e-08 | 0.0012638 | 0.00028989 | 7.1935e-05 | 2.8136e-07 | 3.5895 | 172.461 | 0.00092635
| Civic Offices | Close control AHu for registry records room including humidity temperature and ventilation (Services mechanical and electrical components (£ spent)) | 1701212 | 8404014 | 5 | Services equipment | Annual inspections and maintenance | Assembly | 4.3103 | Hours | 1 | 44 | 1 | FALSE | 1 | FALSE | 3 | [6 empty] | 54 | B2B3 | 0.23309 | 1.5096e-08 | 0.0012638 | 0.00028989 | 7.1935e-05 | 2.8136e-07 | 3.5895 | 172.461 | 0.00092635
| Civic Offices | Close control AHu for registry records room including humidity temperature and ventilation (Services mechanical and electrical components (£ spent)) | 1701212 | 8404014 | 5 | Services equipment | Annual inspections and maintenance | Assembly | 4.3103 | Hours | 1 | 44 | 1 | FALSE | 1 | FALSE | 3 | [6 empty] | 55 | B2B3 | 0.23309 | 1.5096e-08 | 0.0012638 | 0.00028989 | 7.1935e-05 | 2.8136e-07 | 3.5895 | 172.461 | 0.00092635
| Civic Offices | Close control AHu for registry records room including humidity temperature and ventilation (Services mechanical and electrical components (£ spent)) | 1701212 | 8404014 | 5 | Services equipment | Annual inspections and maintenance | Assembly | 4.3103 | Hours | 1 | 44 | 1 | FALSE | 1 | FALSE | 3 | [6 empty] | 56 | B2B3 | 0.23309 | 1.5096e-08 | 0.0012638 | 0.00028989 | 7.1935e-05 | 2.8136e-07 | 3.5895 | 172.461 | 0.00092635
| Civic Offices | Close control AHu for registry records room including humidity temperature and ventilation (Services mechanical and electrical components (£ spent)) | 1701212 | 8404014 | 5 | Services equipment | Annual inspections and maintenance | Assembly | 4.3103 | Hours | 1 | 44 | 1 | FALSE | 1 | FALSE | 3 | [6 empty] | 57 | B2B3 | 0.23309 | 1.5096e-08 | 0.0012638 | 0.00028989 | 7.1935e-05 | 2.8136e-07 | 3.5895 | 172.461 | 0.00092635
| Civic Offices | Close control AHu for registry records room including humidity temperature and ventilation (Services mechanical and electrical components (£ spent)) | 1701212 | 8404014 | 5 | Services equipment | Annual inspections and maintenance | Assembly | 4.3103 | Hours | 1 | 44 | 1 | FALSE | 1 | FALSE | 3 | [6 empty] | 58 | B2B3 | 0.23309 | 1.5096e-08 | 0.0012638 | 0.00028989 | 7.1935e-05 | 2.8136e-07 | 3.5895 | 172.461 | 0.00092635
| Civic Offices | Close control AHu for registry records room including humidity temperature and ventilation (Services mechanical and electrical components (£ spent)) | 1701212 | 8404014 | 5 | Services equipment | Annual inspections and maintenance | Assembly | 4.3103 | Hours | 1 | 44 | 1 | FALSE | 1 | FALSE | 3 | [6 empty] | 59 | B2B3 | 0.23309 | 1.5096e-08 | 0.0012638 | 0.00028989 | 7.1935e-05 | 2.8136e-07 | 3.5895 | 172.461 | 0.00092635
| Civic Offices | Close control AHu for registry records room including humidity temperature and ventilation (Services mechanical and electrical components (£ spent)) | 1701212 | 8404014 | 5 | Services equipment | Annual inspections and maintenance | Assembly | 4.3103 | Hours | 1 | 44 | 1 | FALSE | 1 | FALSE | 3 | [6 empty] | 60 | B2B3 | 0.23309 | 1.5096e-08 | 0.0012638 | 0.00028989 | 7.1935e-05 | 2.8136e-07 | 3.5895 | 172.461 | 0.00092635
| Civic Offices | Single WC MVHR ventilatiojn and supply (Services mechanical and electrical components (£ spent)) | 1701213 | 8404018 | 5 | Services equipment | Install | Assembly | 2.5862 | Hours | 25 | 44 | 1 | FALSE | 1 | FALSE | 1 | [6 empty] | 0 | A5 | 0.13985 | 9.0575e-09 | 0.0007583 | 0.00017394 | 4.3161e-05 | 1.6882e-07 | 2.1537 | 103.4766 | 0.00055581
| Civic Offices | Single WC MVHR ventilatiojn and supply (Services mechanical and electrical components (£ spent)) | 1701213 | 8404018 | 5 | Services equipment | Install | Assembly | 2.5862 | Hours | 25 | 44 | 1 | FALSE | 1 | FALSE | 1 | [6 empty] | 0 | A4 | 0 | 0 | 0 | 0 | 0 | 0 | 0 | 0 | 0
| Civic Offices | Single WC MVHR ventilatiojn and supply (Services mechanical and electrical components (£ spent)) | 1701213 | 8404018 | 5 | Services equipment | Install | Assembly | 2.5862 | Hours | 25 | 44 | 1 | FALSE | 1 | FALSE | 1 | [6 empty] | 25 | B4B5 | 0.13985 | 9.0575e-09 | 0.0007583 | 0.00017394 | 4.3161e-05 | 1.6882e-07 | 2.1537 | 103.4766 | 0.00055581
| Civic Offices | Single WC MVHR ventilatiojn and supply (Services mechanical and electrical components (£ spent)) | 1701213 | 8404018 | 5 | Services equipment | Install | Assembly | 2.5862 | Hours | 25 | 44 | 1 | FALSE | 1 | FALSE | 1 | [6 empty] | 50 | B4B5 | 0.13985 | 9.0575e-09 | 0.0007583 | 0.00017394 | 4.3161e-05 | 1.6882e-07 | 2.1537 | 103.4766 | 0.00055581
| Civic Offices | Single WC MVHR ventilatiojn and supply (Services mechanical and electrical components (£ spent)) | 1701213 | 8404019 | 5 | Services equipment | Annual inspections and maintenance | Assembly | 0.12931 | Hours | 1 | 44 | 1 | FALSE | 1 | FALSE | 3 | [6 empty] | 1 | B2B3 | 0.0069927 | 4.5288e-10 | 3.7915e-05 | 8.6968e-06 | 2.158e-06 | 8.4409e-09 | 0.10768 | 5.1738 | 2.779e-05
| Civic Offices | Single WC MVHR ventilatiojn and supply (Services mechanical and electrical components (£ spent)) | 1701213 | 8404019 | 5 | Services equipment | Annual inspections and maintenance | Assembly | 0.12931 | Hours | 1 | 44 | 1 | FALSE | 1 | FALSE | 3 | [6 empty] | 2 | B2B3 | 0.0069927 | 4.5288e-10 | 3.7915e-05 | 8.6968e-06 | 2.158e-06 | 8.4409e-09 | 0.10768 | 5.1738 | 2.779e-05
| Civic Offices | Single WC MVHR ventilatiojn and supply (Services mechanical and electrical components (£ spent)) | 1701213 | 8404019 | 5 | Services equipment | Annual inspections and maintenance | Assembly | 0.12931 | Hours | 1 | 44 | 1 | FALSE | 1 | FALSE | 3 | [6 empty] | 3 | B2B3 | 0.0069927 | 4.5288e-10 | 3.7915e-05 | 8.6968e-06 | 2.158e-06 | 8.4409e-09 | 0.10768 | 5.1738 | 2.779e-05
| Civic Offices | Single WC MVHR ventilatiojn and supply (Services mechanical and electrical components (£ spent)) | 1701213 | 8404019 | 5 | Services equipment | Annual inspections and maintenance | Assembly | 0.12931 | Hours | 1 | 44 | 1 | FALSE | 1 | FALSE | 3 | [6 empty] | 4 | B2B3 | 0.0069927 | 4.5288e-10 | 3.7915e-05 | 8.6968e-06 | 2.158e-06 | 8.4409e-09 | 0.10768 | 5.1738 | 2.779e-05
| Civic Offices | Single WC MVHR ventilatiojn and supply (Services mechanical and electrical components (£ spent)) | 1701213 | 8404019 | 5 | Services equipment | Annual inspections and maintenance | Assembly | 0.12931 | Hours | 1 | 44 | 1 | FALSE | 1 | FALSE | 3 | [6 empty] | 5 | B2B3 | 0.0069927 | 4.5288e-10 | 3.7915e-05 | 8.6968e-06 | 2.158e-06 | 8.4409e-09 | 0.10768 | 5.1738 | 2.779e-05
| Civic Offices | Single WC MVHR ventilatiojn and supply (Services mechanical and electrical components (£ spent)) | 1701213 | 8404019 | 5 | Services equipment | Annual inspections and maintenance | Assembly | 0.12931 | Hours | 1 | 44 | 1 | FALSE | 1 | FALSE | 3 | [6 empty] | 6 | B2B3 | 0.0069927 | 4.5288e-10 | 3.7915e-05 | 8.6968e-06 | 2.158e-06 | 8.4409e-09 | 0.10768 | 5.1738 | 2.779e-05
| Civic Offices | Single WC MVHR ventilatiojn and supply (Services mechanical and electrical components (£ spent)) | 1701213 | 8404019 | 5 | Services equipment | Annual inspections and maintenance | Assembly | 0.12931 | Hours | 1 | 44 | 1 | FALSE | 1 | FALSE | 3 | [6 empty] | 7 | B2B3 | 0.0069927 | 4.5288e-10 | 3.7915e-05 | 8.6968e-06 | 2.158e-06 | 8.4409e-09 | 0.10768 | 5.1738 | 2.779e-05
| Civic Offices | Single WC MVHR ventilatiojn and supply (Services mechanical and electrical components (£ spent)) | 1701213 | 8404019 | 5 | Services equipment | Annual inspections and maintenance | Assembly | 0.12931 | Hours | 1 | 44 | 1 | FALSE | 1 | FALSE | 3 | [6 empty] | 8 | B2B3 | 0.0069927 | 4.5288e-10 | 3.7915e-05 | 8.6968e-06 | 2.158e-06 | 8.4409e-09 | 0.10768 | 5.1738 | 2.779e-05
| Civic Offices | Single WC MVHR ventilatiojn and supply (Services mechanical and electrical components (£ spent)) | 1701213 | 8404019 | 5 | Services equipment | Annual inspections and maintenance | Assembly | 0.12931 | Hours | 1 | 44 | 1 | FALSE | 1 | FALSE | 3 | [6 empty] | 9 | B2B3 | 0.0069927 | 4.5288e-10 | 3.7915e-05 | 8.6968e-06 | 2.158e-06 | 8.4409e-09 | 0.10768 | 5.1738 | 2.779e-05
| Civic Offices | Single WC MVHR ventilatiojn and supply (Services mechanical and electrical components (£ spent)) | 1701213 | 8404019 | 5 | Services equipment | Annual inspections and maintenance | Assembly | 0.12931 | Hours | 1 | 44 | 1 | FALSE | 1 | FALSE | 3 | [6 empty] | 10 | B2B3 | 0.0069927 | 4.5288e-10 | 3.7915e-05 | 8.6968e-06 | 2.158e-06 | 8.4409e-09 | 0.10768 | 5.1738 | 2.779e-05
| Civic Offices | Single WC MVHR ventilatiojn and supply (Services mechanical and electrical components (£ spent)) | 1701213 | 8404019 | 5 | Services equipment | Annual inspections and maintenance | Assembly | 0.12931 | Hours | 1 | 44 | 1 | FALSE | 1 | FALSE | 3 | [6 empty] | 11 | B2B3 | 0.0069927 | 4.5288e-10 | 3.7915e-05 | 8.6968e-06 | 2.158e-06 | 8.4409e-09 | 0.10768 | 5.1738 | 2.779e-05
| Civic Offices | Single WC MVHR ventilatiojn and supply (Services mechanical and electrical components (£ spent)) | 1701213 | 8404019 | 5 | Services equipment | Annual inspections and maintenance | Assembly | 0.12931 | Hours | 1 | 44 | 1 | FALSE | 1 | FALSE | 3 | [6 empty] | 12 | B2B3 | 0.0069927 | 4.5288e-10 | 3.7915e-05 | 8.6968e-06 | 2.158e-06 | 8.4409e-09 | 0.10768 | 5.1738 | 2.779e-05
| Civic Offices | Single WC MVHR ventilatiojn and supply (Services mechanical and electrical components (£ spent)) | 1701213 | 8404019 | 5 | Services equipment | Annual inspections and maintenance | Assembly | 0.12931 | Hours | 1 | 44 | 1 | FALSE | 1 | FALSE | 3 | [6 empty] | 13 | B2B3 | 0.0069927 | 4.5288e-10 | 3.7915e-05 | 8.6968e-06 | 2.158e-06 | 8.4409e-09 | 0.10768 | 5.1738 | 2.779e-05
| Civic Offices | Single WC MVHR ventilatiojn and supply (Services mechanical and electrical components (£ spent)) | 1701213 | 8404019 | 5 | Services equipment | Annual inspections and maintenance | Assembly | 0.12931 | Hours | 1 | 44 | 1 | FALSE | 1 | FALSE | 3 | [6 empty] | 14 | B2B3 | 0.0069927 | 4.5288e-10 | 3.7915e-05 | 8.6968e-06 | 2.158e-06 | 8.4409e-09 | 0.10768 | 5.1738 | 2.779e-05
| Civic Offices | Single WC MVHR ventilatiojn and supply (Services mechanical and electrical components (£ spent)) | 1701213 | 8404019 | 5 | Services equipment | Annual inspections and maintenance | Assembly | 0.12931 | Hours | 1 | 44 | 1 | FALSE | 1 | FALSE | 3 | [6 empty] | 15 | B2B3 | 0.0069927 | 4.5288e-10 | 3.7915e-05 | 8.6968e-06 | 2.158e-06 | 8.4409e-09 | 0.10768 | 5.1738 | 2.779e-05
| Civic Offices | Single WC MVHR ventilatiojn and supply (Services mechanical and electrical components (£ spent)) | 1701213 | 8404019 | 5 | Services equipment | Annual inspections and maintenance | Assembly | 0.12931 | Hours | 1 | 44 | 1 | FALSE | 1 | FALSE | 3 | [6 empty] | 16 | B2B3 | 0.0069927 | 4.5288e-10 | 3.7915e-05 | 8.6968e-06 | 2.158e-06 | 8.4409e-09 | 0.10768 | 5.1738 | 2.779e-05
| Civic Offices | Single WC MVHR ventilatiojn and supply (Services mechanical and electrical components (£ spent)) | 1701213 | 8404019 | 5 | Services equipment | Annual inspections and maintenance | Assembly | 0.12931 | Hours | 1 | 44 | 1 | FALSE | 1 | FALSE | 3 | [6 empty] | 17 | B2B3 | 0.0069927 | 4.5288e-10 | 3.7915e-05 | 8.6968e-06 | 2.158e-06 | 8.4409e-09 | 0.10768 | 5.1738 | 2.779e-05
| Civic Offices | Single WC MVHR ventilatiojn and supply (Services mechanical and electrical components (£ spent)) | 1701213 | 8404019 | 5 | Services equipment | Annual inspections and maintenance | Assembly | 0.12931 | Hours | 1 | 44 | 1 | FALSE | 1 | FALSE | 3 | [6 empty] | 18 | B2B3 | 0.0069927 | 4.5288e-10 | 3.7915e-05 | 8.6968e-06 | 2.158e-06 | 8.4409e-09 | 0.10768 | 5.1738 | 2.779e-05
| Civic Offices | Single WC MVHR ventilatiojn and supply (Services mechanical and electrical components (£ spent)) | 1701213 | 8404019 | 5 | Services equipment | Annual inspections and maintenance | Assembly | 0.12931 | Hours | 1 | 44 | 1 | FALSE | 1 | FALSE | 3 | [6 empty] | 19 | B2B3 | 0.0069927 | 4.5288e-10 | 3.7915e-05 | 8.6968e-06 | 2.158e-06 | 8.4409e-09 | 0.10768 | 5.1738 | 2.779e-05
| Civic Offices | Single WC MVHR ventilatiojn and supply (Services mechanical and electrical components (£ spent)) | 1701213 | 8404019 | 5 | Services equipment | Annual inspections and maintenance | Assembly | 0.12931 | Hours | 1 | 44 | 1 | FALSE | 1 | FALSE | 3 | [6 empty] | 20 | B2B3 | 0.0069927 | 4.5288e-10 | 3.7915e-05 | 8.6968e-06 | 2.158e-06 | 8.4409e-09 | 0.10768 | 5.1738 | 2.779e-05
| Civic Offices | Single WC MVHR ventilatiojn and supply (Services mechanical and electrical components (£ spent)) | 1701213 | 8404019 | 5 | Services equipment | Annual inspections and maintenance | Assembly | 0.12931 | Hours | 1 | 44 | 1 | FALSE | 1 | FALSE | 3 | [6 empty] | 21 | B2B3 | 0.0069927 | 4.5288e-10 | 3.7915e-05 | 8.6968e-06 | 2.158e-06 | 8.4409e-09 | 0.10768 | 5.1738 | 2.779e-05
| Civic Offices | Single WC MVHR ventilatiojn and supply (Services mechanical and electrical components (£ spent)) | 1701213 | 8404019 | 5 | Services equipment | Annual inspections and maintenance | Assembly | 0.12931 | Hours | 1 | 44 | 1 | FALSE | 1 | FALSE | 3 | [6 empty] | 22 | B2B3 | 0.0069927 | 4.5288e-10 | 3.7915e-05 | 8.6968e-06 | 2.158e-06 | 8.4409e-09 | 0.10768 | 5.1738 | 2.779e-05
| Civic Offices | Single WC MVHR ventilatiojn and supply (Services mechanical and electrical components (£ spent)) | 1701213 | 8404019 | 5 | Services equipment | Annual inspections and maintenance | Assembly | 0.12931 | Hours | 1 | 44 | 1 | FALSE | 1 | FALSE | 3 | [6 empty] | 23 | B2B3 | 0.0069927 | 4.5288e-10 | 3.7915e-05 | 8.6968e-06 | 2.158e-06 | 8.4409e-09 | 0.10768 | 5.1738 | 2.779e-05
| Civic Offices | Single WC MVHR ventilatiojn and supply (Services mechanical and electrical components (£ spent)) | 1701213 | 8404019 | 5 | Services equipment | Annual inspections and maintenance | Assembly | 0.12931 | Hours | 1 | 44 | 1 | FALSE | 1 | FALSE | 3 | [6 empty] | 24 | B2B3 | 0.0069927 | 4.5288e-10 | 3.7915e-05 | 8.6968e-06 | 2.158e-06 | 8.4409e-09 | 0.10768 | 5.1738 | 2.779e-05
| Civic Offices | Single WC MVHR ventilatiojn and supply (Services mechanical and electrical components (£ spent)) | 1701213 | 8404019 | 5 | Services equipment | Annual inspections and maintenance | Assembly | 0.12931 | Hours | 1 | 44 | 1 | FALSE | 1 | FALSE | 3 | [6 empty] | 25 | B2B3 | 0.0069927 | 4.5288e-10 | 3.7915e-05 | 8.6968e-06 | 2.158e-06 | 8.4409e-09 | 0.10768 | 5.1738 | 2.779e-05
| Civic Offices | Single WC MVHR ventilatiojn and supply (Services mechanical and electrical components (£ spent)) | 1701213 | 8404019 | 5 | Services equipment | Annual inspections and maintenance | Assembly | 0.12931 | Hours | 1 | 44 | 1 | FALSE | 1 | FALSE | 3 | [6 empty] | 26 | B2B3 | 0.0069927 | 4.5288e-10 | 3.7915e-05 | 8.6968e-06 | 2.158e-06 | 8.4409e-09 | 0.10768 | 5.1738 | 2.779e-05
| Civic Offices | Single WC MVHR ventilatiojn and supply (Services mechanical and electrical components (£ spent)) | 1701213 | 8404019 | 5 | Services equipment | Annual inspections and maintenance | Assembly | 0.12931 | Hours | 1 | 44 | 1 | FALSE | 1 | FALSE | 3 | [6 empty] | 27 | B2B3 | 0.0069927 | 4.5288e-10 | 3.7915e-05 | 8.6968e-06 | 2.158e-06 | 8.4409e-09 | 0.10768 | 5.1738 | 2.779e-05
| Civic Offices | Single WC MVHR ventilatiojn and supply (Services mechanical and electrical components (£ spent)) | 1701213 | 8404019 | 5 | Services equipment | Annual inspections and maintenance | Assembly | 0.12931 | Hours | 1 | 44 | 1 | FALSE | 1 | FALSE | 3 | [6 empty] | 28 | B2B3 | 0.0069927 | 4.5288e-10 | 3.7915e-05 | 8.6968e-06 | 2.158e-06 | 8.4409e-09 | 0.10768 | 5.1738 | 2.779e-05
| Civic Offices | Single WC MVHR ventilatiojn and supply (Services mechanical and electrical components (£ spent)) | 1701213 | 8404019 | 5 | Services equipment | Annual inspections and maintenance | Assembly | 0.12931 | Hours | 1 | 44 | 1 | FALSE | 1 | FALSE | 3 | [6 empty] | 29 | B2B3 | 0.0069927 | 4.5288e-10 | 3.7915e-05 | 8.6968e-06 | 2.158e-06 | 8.4409e-09 | 0.10768 | 5.1738 | 2.779e-05
| Civic Offices | Single WC MVHR ventilatiojn and supply (Services mechanical and electrical components (£ spent)) | 1701213 | 8404019 | 5 | Services equipment | Annual inspections and maintenance | Assembly | 0.12931 | Hours | 1 | 44 | 1 | FALSE | 1 | FALSE | 3 | [6 empty] | 30 | B2B3 | 0.0069927 | 4.5288e-10 | 3.7915e-05 | 8.6968e-06 | 2.158e-06 | 8.4409e-09 | 0.10768 | 5.1738 | 2.779e-05
| Civic Offices | Single WC MVHR ventilatiojn and supply (Services mechanical and electrical components (£ spent)) | 1701213 | 8404019 | 5 | Services equipment | Annual inspections and maintenance | Assembly | 0.12931 | Hours | 1 | 44 | 1 | FALSE | 1 | FALSE | 3 | [6 empty] | 31 | B2B3 | 0.0069927 | 4.5288e-10 | 3.7915e-05 | 8.6968e-06 | 2.158e-06 | 8.4409e-09 | 0.10768 | 5.1738 | 2.779e-05
| Civic Offices | Single WC MVHR ventilatiojn and supply (Services mechanical and electrical components (£ spent)) | 1701213 | 8404019 | 5 | Services equipment | Annual inspections and maintenance | Assembly | 0.12931 | Hours | 1 | 44 | 1 | FALSE | 1 | FALSE | 3 | [6 empty] | 32 | B2B3 | 0.0069927 | 4.5288e-10 | 3.7915e-05 | 8.6968e-06 | 2.158e-06 | 8.4409e-09 | 0.10768 | 5.1738 | 2.779e-05
| Civic Offices | Single WC MVHR ventilatiojn and supply (Services mechanical and electrical components (£ spent)) | 1701213 | 8404019 | 5 | Services equipment | Annual inspections and maintenance | Assembly | 0.12931 | Hours | 1 | 44 | 1 | FALSE | 1 | FALSE | 3 | [6 empty] | 33 | B2B3 | 0.0069927 | 4.5288e-10 | 3.7915e-05 | 8.6968e-06 | 2.158e-06 | 8.4409e-09 | 0.10768 | 5.1738 | 2.779e-05
| Civic Offices | Single WC MVHR ventilatiojn and supply (Services mechanical and electrical components (£ spent)) | 1701213 | 8404019 | 5 | Services equipment | Annual inspections and maintenance | Assembly | 0.12931 | Hours | 1 | 44 | 1 | FALSE | 1 | FALSE | 3 | [6 empty] | 34 | B2B3 | 0.0069927 | 4.5288e-10 | 3.7915e-05 | 8.6968e-06 | 2.158e-06 | 8.4409e-09 | 0.10768 | 5.1738 | 2.779e-05
| Civic Offices | Single WC MVHR ventilatiojn and supply (Services mechanical and electrical components (£ spent)) | 1701213 | 8404019 | 5 | Services equipment | Annual inspections and maintenance | Assembly | 0.12931 | Hours | 1 | 44 | 1 | FALSE | 1 | FALSE | 3 | [6 empty] | 35 | B2B3 | 0.0069927 | 4.5288e-10 | 3.7915e-05 | 8.6968e-06 | 2.158e-06 | 8.4409e-09 | 0.10768 | 5.1738 | 2.779e-05
| Civic Offices | Single WC MVHR ventilatiojn and supply (Services mechanical and electrical components (£ spent)) | 1701213 | 8404019 | 5 | Services equipment | Annual inspections and maintenance | Assembly | 0.12931 | Hours | 1 | 44 | 1 | FALSE | 1 | FALSE | 3 | [6 empty] | 36 | B2B3 | 0.0069927 | 4.5288e-10 | 3.7915e-05 | 8.6968e-06 | 2.158e-06 | 8.4409e-09 | 0.10768 | 5.1738 | 2.779e-05
| Civic Offices | Single WC MVHR ventilatiojn and supply (Services mechanical and electrical components (£ spent)) | 1701213 | 8404019 | 5 | Services equipment | Annual inspections and maintenance | Assembly | 0.12931 | Hours | 1 | 44 | 1 | FALSE | 1 | FALSE | 3 | [6 empty] | 37 | B2B3 | 0.0069927 | 4.5288e-10 | 3.7915e-05 | 8.6968e-06 | 2.158e-06 | 8.4409e-09 | 0.10768 | 5.1738 | 2.779e-05
| Civic Offices | Single WC MVHR ventilatiojn and supply (Services mechanical and electrical components (£ spent)) | 1701213 | 8404019 | 5 | Services equipment | Annual inspections and maintenance | Assembly | 0.12931 | Hours | 1 | 44 | 1 | FALSE | 1 | FALSE | 3 | [6 empty] | 38 | B2B3 | 0.0069927 | 4.5288e-10 | 3.7915e-05 | 8.6968e-06 | 2.158e-06 | 8.4409e-09 | 0.10768 | 5.1738 | 2.779e-05
| Civic Offices | Single WC MVHR ventilatiojn and supply (Services mechanical and electrical components (£ spent)) | 1701213 | 8404019 | 5 | Services equipment | Annual inspections and maintenance | Assembly | 0.12931 | Hours | 1 | 44 | 1 | FALSE | 1 | FALSE | 3 | [6 empty] | 39 | B2B3 | 0.0069927 | 4.5288e-10 | 3.7915e-05 | 8.6968e-06 | 2.158e-06 | 8.4409e-09 | 0.10768 | 5.1738 | 2.779e-05
| Civic Offices | Single WC MVHR ventilatiojn and supply (Services mechanical and electrical components (£ spent)) | 1701213 | 8404019 | 5 | Services equipment | Annual inspections and maintenance | Assembly | 0.12931 | Hours | 1 | 44 | 1 | FALSE | 1 | FALSE | 3 | [6 empty] | 40 | B2B3 | 0.0069927 | 4.5288e-10 | 3.7915e-05 | 8.6968e-06 | 2.158e-06 | 8.4409e-09 | 0.10768 | 5.1738 | 2.779e-05
| Civic Offices | Single WC MVHR ventilatiojn and supply (Services mechanical and electrical components (£ spent)) | 1701213 | 8404019 | 5 | Services equipment | Annual inspections and maintenance | Assembly | 0.12931 | Hours | 1 | 44 | 1 | FALSE | 1 | FALSE | 3 | [6 empty] | 41 | B2B3 | 0.0069927 | 4.5288e-10 | 3.7915e-05 | 8.6968e-06 | 2.158e-06 | 8.4409e-09 | 0.10768 | 5.1738 | 2.779e-05
| Civic Offices | Single WC MVHR ventilatiojn and supply (Services mechanical and electrical components (£ spent)) | 1701213 | 8404019 | 5 | Services equipment | Annual inspections and maintenance | Assembly | 0.12931 | Hours | 1 | 44 | 1 | FALSE | 1 | FALSE | 3 | [6 empty] | 42 | B2B3 | 0.0069927 | 4.5288e-10 | 3.7915e-05 | 8.6968e-06 | 2.158e-06 | 8.4409e-09 | 0.10768 | 5.1738 | 2.779e-05
| Civic Offices | Single WC MVHR ventilatiojn and supply (Services mechanical and electrical components (£ spent)) | 1701213 | 8404019 | 5 | Services equipment | Annual inspections and maintenance | Assembly | 0.12931 | Hours | 1 | 44 | 1 | FALSE | 1 | FALSE | 3 | [6 empty] | 43 | B2B3 | 0.0069927 | 4.5288e-10 | 3.7915e-05 | 8.6968e-06 | 2.158e-06 | 8.4409e-09 | 0.10768 | 5.1738 | 2.779e-05
| Civic Offices | Single WC MVHR ventilatiojn and supply (Services mechanical and electrical components (£ spent)) | 1701213 | 8404019 | 5 | Services equipment | Annual inspections and maintenance | Assembly | 0.12931 | Hours | 1 | 44 | 1 | FALSE | 1 | FALSE | 3 | [6 empty] | 44 | B2B3 | 0.0069927 | 4.5288e-10 | 3.7915e-05 | 8.6968e-06 | 2.158e-06 | 8.4409e-09 | 0.10768 | 5.1738 | 2.779e-05
| Civic Offices | Single WC MVHR ventilatiojn and supply (Services mechanical and electrical components (£ spent)) | 1701213 | 8404019 | 5 | Services equipment | Annual inspections and maintenance | Assembly | 0.12931 | Hours | 1 | 44 | 1 | FALSE | 1 | FALSE | 3 | [6 empty] | 45 | B2B3 | 0.0069927 | 4.5288e-10 | 3.7915e-05 | 8.6968e-06 | 2.158e-06 | 8.4409e-09 | 0.10768 | 5.1738 | 2.779e-05
| Civic Offices | Single WC MVHR ventilatiojn and supply (Services mechanical and electrical components (£ spent)) | 1701213 | 8404019 | 5 | Services equipment | Annual inspections and maintenance | Assembly | 0.12931 | Hours | 1 | 44 | 1 | FALSE | 1 | FALSE | 3 | [6 empty] | 46 | B2B3 | 0.0069927 | 4.5288e-10 | 3.7915e-05 | 8.6968e-06 | 2.158e-06 | 8.4409e-09 | 0.10768 | 5.1738 | 2.779e-05
| Civic Offices | Single WC MVHR ventilatiojn and supply (Services mechanical and electrical components (£ spent)) | 1701213 | 8404019 | 5 | Services equipment | Annual inspections and maintenance | Assembly | 0.12931 | Hours | 1 | 44 | 1 | FALSE | 1 | FALSE | 3 | [6 empty] | 47 | B2B3 | 0.0069927 | 4.5288e-10 | 3.7915e-05 | 8.6968e-06 | 2.158e-06 | 8.4409e-09 | 0.10768 | 5.1738 | 2.779e-05
| Civic Offices | Single WC MVHR ventilatiojn and supply (Services mechanical and electrical components (£ spent)) | 1701213 | 8404019 | 5 | Services equipment | Annual inspections and maintenance | Assembly | 0.12931 | Hours | 1 | 44 | 1 | FALSE | 1 | FALSE | 3 | [6 empty] | 48 | B2B3 | 0.0069927 | 4.5288e-10 | 3.7915e-05 | 8.6968e-06 | 2.158e-06 | 8.4409e-09 | 0.10768 | 5.1738 | 2.779e-05
| Civic Offices | Single WC MVHR ventilatiojn and supply (Services mechanical and electrical components (£ spent)) | 1701213 | 8404019 | 5 | Services equipment | Annual inspections and maintenance | Assembly | 0.12931 | Hours | 1 | 44 | 1 | FALSE | 1 | FALSE | 3 | [6 empty] | 49 | B2B3 | 0.0069927 | 4.5288e-10 | 3.7915e-05 | 8.6968e-06 | 2.158e-06 | 8.4409e-09 | 0.10768 | 5.1738 | 2.779e-05
| Civic Offices | Single WC MVHR ventilatiojn and supply (Services mechanical and electrical components (£ spent)) | 1701213 | 8404019 | 5 | Services equipment | Annual inspections and maintenance | Assembly | 0.12931 | Hours | 1 | 44 | 1 | FALSE | 1 | FALSE | 3 | [6 empty] | 50 | B2B3 | 0.0069927 | 4.5288e-10 | 3.7915e-05 | 8.6968e-06 | 2.158e-06 | 8.4409e-09 | 0.10768 | 5.1738 | 2.779e-05
| Civic Offices | Single WC MVHR ventilatiojn and supply (Services mechanical and electrical components (£ spent)) | 1701213 | 8404019 | 5 | Services equipment | Annual inspections and maintenance | Assembly | 0.12931 | Hours | 1 | 44 | 1 | FALSE | 1 | FALSE | 3 | [6 empty] | 51 | B2B3 | 0.0069927 | 4.5288e-10 | 3.7915e-05 | 8.6968e-06 | 2.158e-06 | 8.4409e-09 | 0.10768 | 5.1738 | 2.779e-05
| Civic Offices | Single WC MVHR ventilatiojn and supply (Services mechanical and electrical components (£ spent)) | 1701213 | 8404019 | 5 | Services equipment | Annual inspections and maintenance | Assembly | 0.12931 | Hours | 1 | 44 | 1 | FALSE | 1 | FALSE | 3 | [6 empty] | 52 | B2B3 | 0.0069927 | 4.5288e-10 | 3.7915e-05 | 8.6968e-06 | 2.158e-06 | 8.4409e-09 | 0.10768 | 5.1738 | 2.779e-05
| Civic Offices | Single WC MVHR ventilatiojn and supply (Services mechanical and electrical components (£ spent)) | 1701213 | 8404019 | 5 | Services equipment | Annual inspections and maintenance | Assembly | 0.12931 | Hours | 1 | 44 | 1 | FALSE | 1 | FALSE | 3 | [6 empty] | 53 | B2B3 | 0.0069927 | 4.5288e-10 | 3.7915e-05 | 8.6968e-06 | 2.158e-06 | 8.4409e-09 | 0.10768 | 5.1738 | 2.779e-05
| Civic Offices | Single WC MVHR ventilatiojn and supply (Services mechanical and electrical components (£ spent)) | 1701213 | 8404019 | 5 | Services equipment | Annual inspections and maintenance | Assembly | 0.12931 | Hours | 1 | 44 | 1 | FALSE | 1 | FALSE | 3 | [6 empty] | 54 | B2B3 | 0.0069927 | 4.5288e-10 | 3.7915e-05 | 8.6968e-06 | 2.158e-06 | 8.4409e-09 | 0.10768 | 5.1738 | 2.779e-05
| Civic Offices | Single WC MVHR ventilatiojn and supply (Services mechanical and electrical components (£ spent)) | 1701213 | 8404019 | 5 | Services equipment | Annual inspections and maintenance | Assembly | 0.12931 | Hours | 1 | 44 | 1 | FALSE | 1 | FALSE | 3 | [6 empty] | 55 | B2B3 | 0.0069927 | 4.5288e-10 | 3.7915e-05 | 8.6968e-06 | 2.158e-06 | 8.4409e-09 | 0.10768 | 5.1738 | 2.779e-05
| Civic Offices | Single WC MVHR ventilatiojn and supply (Services mechanical and electrical components (£ spent)) | 1701213 | 8404019 | 5 | Services equipment | Annual inspections and maintenance | Assembly | 0.12931 | Hours | 1 | 44 | 1 | FALSE | 1 | FALSE | 3 | [6 empty] | 56 | B2B3 | 0.0069927 | 4.5288e-10 | 3.7915e-05 | 8.6968e-06 | 2.158e-06 | 8.4409e-09 | 0.10768 | 5.1738 | 2.779e-05
| Civic Offices | Single WC MVHR ventilatiojn and supply (Services mechanical and electrical components (£ spent)) | 1701213 | 8404019 | 5 | Services equipment | Annual inspections and maintenance | Assembly | 0.12931 | Hours | 1 | 44 | 1 | FALSE | 1 | FALSE | 3 | [6 empty] | 57 | B2B3 | 0.0069927 | 4.5288e-10 | 3.7915e-05 | 8.6968e-06 | 2.158e-06 | 8.4409e-09 | 0.10768 | 5.1738 | 2.779e-05
| Civic Offices | Single WC MVHR ventilatiojn and supply (Services mechanical and electrical components (£ spent)) | 1701213 | 8404019 | 5 | Services equipment | Annual inspections and maintenance | Assembly | 0.12931 | Hours | 1 | 44 | 1 | FALSE | 1 | FALSE | 3 | [6 empty] | 58 | B2B3 | 0.0069927 | 4.5288e-10 | 3.7915e-05 | 8.6968e-06 | 2.158e-06 | 8.4409e-09 | 0.10768 | 5.1738 | 2.779e-05
| Civic Offices | Single WC MVHR ventilatiojn and supply (Services mechanical and electrical components (£ spent)) | 1701213 | 8404019 | 5 | Services equipment | Annual inspections and maintenance | Assembly | 0.12931 | Hours | 1 | 44 | 1 | FALSE | 1 | FALSE | 3 | [6 empty] | 59 | B2B3 | 0.0069927 | 4.5288e-10 | 3.7915e-05 | 8.6968e-06 | 2.158e-06 | 8.4409e-09 | 0.10768 | 5.1738 | 2.779e-05
| Civic Offices | Single WC MVHR ventilatiojn and supply (Services mechanical and electrical components (£ spent)) | 1701213 | 8404019 | 5 | Services equipment | Annual inspections and maintenance | Assembly | 0.12931 | Hours | 1 | 44 | 1 | FALSE | 1 | FALSE | 3 | [6 empty] | 60 | B2B3 | 0.0069927 | 4.5288e-10 | 3.7915e-05 | 8.6968e-06 | 2.158e-06 | 8.4409e-09 | 0.10768 | 5.1738 | 2.779e-05
| Civic Offices | Smoke ventilation to escape stair automatic opening vents (Services mechanical and electrical components (£ spent)) | 1701214 | 8404023 | 5 | Services equipment | Install | Assembly | 17.2414 | Hours | 25 | 44 | 1 | FALSE | 1 | FALSE | 1 | [6 empty] | 0 | A5 | 0.93236 | 6.0384e-08 | 0.0050553 | 0.0011596 | 0.00028774 | 1.1255e-06 | 14.3579 | 689.8438 | 0.0037054
| Civic Offices | Smoke ventilation to escape stair automatic opening vents (Services mechanical and electrical components (£ spent)) | 1701214 | 8404023 | 5 | Services equipment | Install | Assembly | 17.2414 | Hours | 25 | 44 | 1 | FALSE | 1 | FALSE | 1 | [6 empty] | 0 | A4 | 0 | 0 | 0 | 0 | 0 | 0 | 0 | 0 | 0
| Civic Offices | Smoke ventilation to escape stair automatic opening vents (Services mechanical and electrical components (£ spent)) | 1701214 | 8404023 | 5 | Services equipment | Install | Assembly | 17.2414 | Hours | 25 | 44 | 1 | FALSE | 1 | FALSE | 1 | [6 empty] | 25 | B4B5 | 0.93236 | 6.0384e-08 | 0.0050553 | 0.0011596 | 0.00028774 | 1.1255e-06 | 14.3579 | 689.8438 | 0.0037054
| Civic Offices | Smoke ventilation to escape stair automatic opening vents (Services mechanical and electrical components (£ spent)) | 1701214 | 8404023 | 5 | Services equipment | Install | Assembly | 17.2414 | Hours | 25 | 44 | 1 | FALSE | 1 | FALSE | 1 | [6 empty] | 50 | B4B5 | 0.93236 | 6.0384e-08 | 0.0050553 | 0.0011596 | 0.00028774 | 1.1255e-06 | 14.3579 | 689.8438 | 0.0037054
| Civic Offices | Smoke ventilation to escape stair automatic opening vents (Services mechanical and electrical components (£ spent)) | 1701214 | 8404024 | 5 | Services equipment | Annual inspections and maintenance | Assembly | 0.86207 | Hours | 1 | 44 | 1 | FALSE | 1 | FALSE | 3 | [6 empty] | 1 | B2B3 | 0.046618 | 3.0192e-09 | 0.00025277 | 5.7979e-05 | 1.4387e-05 | 5.6273e-08 | 0.7179 | 34.4922 | 0.00018527
| Civic Offices | Smoke ventilation to escape stair automatic opening vents (Services mechanical and electrical components (£ spent)) | 1701214 | 8404024 | 5 | Services equipment | Annual inspections and maintenance | Assembly | 0.86207 | Hours | 1 | 44 | 1 | FALSE | 1 | FALSE | 3 | [6 empty] | 2 | B2B3 | 0.046618 | 3.0192e-09 | 0.00025277 | 5.7979e-05 | 1.4387e-05 | 5.6273e-08 | 0.7179 | 34.4922 | 0.00018527
| Civic Offices | Smoke ventilation to escape stair automatic opening vents (Services mechanical and electrical components (£ spent)) | 1701214 | 8404024 | 5 | Services equipment | Annual inspections and maintenance | Assembly | 0.86207 | Hours | 1 | 44 | 1 | FALSE | 1 | FALSE | 3 | [6 empty] | 3 | B2B3 | 0.046618 | 3.0192e-09 | 0.00025277 | 5.7979e-05 | 1.4387e-05 | 5.6273e-08 | 0.7179 | 34.4922 | 0.00018527
| Civic Offices | Smoke ventilation to escape stair automatic opening vents (Services mechanical and electrical components (£ spent)) | 1701214 | 8404024 | 5 | Services equipment | Annual inspections and maintenance | Assembly | 0.86207 | Hours | 1 | 44 | 1 | FALSE | 1 | FALSE | 3 | [6 empty] | 4 | B2B3 | 0.046618 | 3.0192e-09 | 0.00025277 | 5.7979e-05 | 1.4387e-05 | 5.6273e-08 | 0.7179 | 34.4922 | 0.00018527
| Civic Offices | Smoke ventilation to escape stair automatic opening vents (Services mechanical and electrical components (£ spent)) | 1701214 | 8404024 | 5 | Services equipment | Annual inspections and maintenance | Assembly | 0.86207 | Hours | 1 | 44 | 1 | FALSE | 1 | FALSE | 3 | [6 empty] | 5 | B2B3 | 0.046618 | 3.0192e-09 | 0.00025277 | 5.7979e-05 | 1.4387e-05 | 5.6273e-08 | 0.7179 | 34.4922 | 0.00018527
| Civic Offices | Smoke ventilation to escape stair automatic opening vents (Services mechanical and electrical components (£ spent)) | 1701214 | 8404024 | 5 | Services equipment | Annual inspections and maintenance | Assembly | 0.86207 | Hours | 1 | 44 | 1 | FALSE | 1 | FALSE | 3 | [6 empty] | 6 | B2B3 | 0.046618 | 3.0192e-09 | 0.00025277 | 5.7979e-05 | 1.4387e-05 | 5.6273e-08 | 0.7179 | 34.4922 | 0.00018527
| Civic Offices | Smoke ventilation to escape stair automatic opening vents (Services mechanical and electrical components (£ spent)) | 1701214 | 8404024 | 5 | Services equipment | Annual inspections and maintenance | Assembly | 0.86207 | Hours | 1 | 44 | 1 | FALSE | 1 | FALSE | 3 | [6 empty] | 7 | B2B3 | 0.046618 | 3.0192e-09 | 0.00025277 | 5.7979e-05 | 1.4387e-05 | 5.6273e-08 | 0.7179 | 34.4922 | 0.00018527
| Civic Offices | Smoke ventilation to escape stair automatic opening vents (Services mechanical and electrical components (£ spent)) | 1701214 | 8404024 | 5 | Services equipment | Annual inspections and maintenance | Assembly | 0.86207 | Hours | 1 | 44 | 1 | FALSE | 1 | FALSE | 3 | [6 empty] | 8 | B2B3 | 0.046618 | 3.0192e-09 | 0.00025277 | 5.7979e-05 | 1.4387e-05 | 5.6273e-08 | 0.7179 | 34.4922 | 0.00018527
| Civic Offices | Smoke ventilation to escape stair automatic opening vents (Services mechanical and electrical components (£ spent)) | 1701214 | 8404024 | 5 | Services equipment | Annual inspections and maintenance | Assembly | 0.86207 | Hours | 1 | 44 | 1 | FALSE | 1 | FALSE | 3 | [6 empty] | 9 | B2B3 | 0.046618 | 3.0192e-09 | 0.00025277 | 5.7979e-05 | 1.4387e-05 | 5.6273e-08 | 0.7179 | 34.4922 | 0.00018527
| Civic Offices | Smoke ventilation to escape stair automatic opening vents (Services mechanical and electrical components (£ spent)) | 1701214 | 8404024 | 5 | Services equipment | Annual inspections and maintenance | Assembly | 0.86207 | Hours | 1 | 44 | 1 | FALSE | 1 | FALSE | 3 | [6 empty] | 10 | B2B3 | 0.046618 | 3.0192e-09 | 0.00025277 | 5.7979e-05 | 1.4387e-05 | 5.6273e-08 | 0.7179 | 34.4922 | 0.00018527
| Civic Offices | Smoke ventilation to escape stair automatic opening vents (Services mechanical and electrical components (£ spent)) | 1701214 | 8404024 | 5 | Services equipment | Annual inspections and maintenance | Assembly | 0.86207 | Hours | 1 | 44 | 1 | FALSE | 1 | FALSE | 3 | [6 empty] | 11 | B2B3 | 0.046618 | 3.0192e-09 | 0.00025277 | 5.7979e-05 | 1.4387e-05 | 5.6273e-08 | 0.7179 | 34.4922 | 0.00018527
| Civic Offices | Smoke ventilation to escape stair automatic opening vents (Services mechanical and electrical components (£ spent)) | 1701214 | 8404024 | 5 | Services equipment | Annual inspections and maintenance | Assembly | 0.86207 | Hours | 1 | 44 | 1 | FALSE | 1 | FALSE | 3 | [6 empty] | 12 | B2B3 | 0.046618 | 3.0192e-09 | 0.00025277 | 5.7979e-05 | 1.4387e-05 | 5.6273e-08 | 0.7179 | 34.4922 | 0.00018527
| Civic Offices | Smoke ventilation to escape stair automatic opening vents (Services mechanical and electrical components (£ spent)) | 1701214 | 8404024 | 5 | Services equipment | Annual inspections and maintenance | Assembly | 0.86207 | Hours | 1 | 44 | 1 | FALSE | 1 | FALSE | 3 | [6 empty] | 13 | B2B3 | 0.046618 | 3.0192e-09 | 0.00025277 | 5.7979e-05 | 1.4387e-05 | 5.6273e-08 | 0.7179 | 34.4922 | 0.00018527
| Civic Offices | Smoke ventilation to escape stair automatic opening vents (Services mechanical and electrical components (£ spent)) | 1701214 | 8404024 | 5 | Services equipment | Annual inspections and maintenance | Assembly | 0.86207 | Hours | 1 | 44 | 1 | FALSE | 1 | FALSE | 3 | [6 empty] | 14 | B2B3 | 0.046618 | 3.0192e-09 | 0.00025277 | 5.7979e-05 | 1.4387e-05 | 5.6273e-08 | 0.7179 | 34.4922 | 0.00018527
| Civic Offices | Smoke ventilation to escape stair automatic opening vents (Services mechanical and electrical components (£ spent)) | 1701214 | 8404024 | 5 | Services equipment | Annual inspections and maintenance | Assembly | 0.86207 | Hours | 1 | 44 | 1 | FALSE | 1 | FALSE | 3 | [6 empty] | 15 | B2B3 | 0.046618 | 3.0192e-09 | 0.00025277 | 5.7979e-05 | 1.4387e-05 | 5.6273e-08 | 0.7179 | 34.4922 | 0.00018527
| Civic Offices | Smoke ventilation to escape stair automatic opening vents (Services mechanical and electrical components (£ spent)) | 1701214 | 8404024 | 5 | Services equipment | Annual inspections and maintenance | Assembly | 0.86207 | Hours | 1 | 44 | 1 | FALSE | 1 | FALSE | 3 | [6 empty] | 16 | B2B3 | 0.046618 | 3.0192e-09 | 0.00025277 | 5.7979e-05 | 1.4387e-05 | 5.6273e-08 | 0.7179 | 34.4922 | 0.00018527
| Civic Offices | Smoke ventilation to escape stair automatic opening vents (Services mechanical and electrical components (£ spent)) | 1701214 | 8404024 | 5 | Services equipment | Annual inspections and maintenance | Assembly | 0.86207 | Hours | 1 | 44 | 1 | FALSE | 1 | FALSE | 3 | [6 empty] | 17 | B2B3 | 0.046618 | 3.0192e-09 | 0.00025277 | 5.7979e-05 | 1.4387e-05 | 5.6273e-08 | 0.7179 | 34.4922 | 0.00018527
| Civic Offices | Smoke ventilation to escape stair automatic opening vents (Services mechanical and electrical components (£ spent)) | 1701214 | 8404024 | 5 | Services equipment | Annual inspections and maintenance | Assembly | 0.86207 | Hours | 1 | 44 | 1 | FALSE | 1 | FALSE | 3 | [6 empty] | 18 | B2B3 | 0.046618 | 3.0192e-09 | 0.00025277 | 5.7979e-05 | 1.4387e-05 | 5.6273e-08 | 0.7179 | 34.4922 | 0.00018527
| Civic Offices | Smoke ventilation to escape stair automatic opening vents (Services mechanical and electrical components (£ spent)) | 1701214 | 8404024 | 5 | Services equipment | Annual inspections and maintenance | Assembly | 0.86207 | Hours | 1 | 44 | 1 | FALSE | 1 | FALSE | 3 | [6 empty] | 19 | B2B3 | 0.046618 | 3.0192e-09 | 0.00025277 | 5.7979e-05 | 1.4387e-05 | 5.6273e-08 | 0.7179 | 34.4922 | 0.00018527
| Civic Offices | Smoke ventilation to escape stair automatic opening vents (Services mechanical and electrical components (£ spent)) | 1701214 | 8404024 | 5 | Services equipment | Annual inspections and maintenance | Assembly | 0.86207 | Hours | 1 | 44 | 1 | FALSE | 1 | FALSE | 3 | [6 empty] | 20 | B2B3 | 0.046618 | 3.0192e-09 | 0.00025277 | 5.7979e-05 | 1.4387e-05 | 5.6273e-08 | 0.7179 | 34.4922 | 0.00018527
| Civic Offices | Smoke ventilation to escape stair automatic opening vents (Services mechanical and electrical components (£ spent)) | 1701214 | 8404024 | 5 | Services equipment | Annual inspections and maintenance | Assembly | 0.86207 | Hours | 1 | 44 | 1 | FALSE | 1 | FALSE | 3 | [6 empty] | 21 | B2B3 | 0.046618 | 3.0192e-09 | 0.00025277 | 5.7979e-05 | 1.4387e-05 | 5.6273e-08 | 0.7179 | 34.4922 | 0.00018527
| Civic Offices | Smoke ventilation to escape stair automatic opening vents (Services mechanical and electrical components (£ spent)) | 1701214 | 8404024 | 5 | Services equipment | Annual inspections and maintenance | Assembly | 0.86207 | Hours | 1 | 44 | 1 | FALSE | 1 | FALSE | 3 | [6 empty] | 22 | B2B3 | 0.046618 | 3.0192e-09 | 0.00025277 | 5.7979e-05 | 1.4387e-05 | 5.6273e-08 | 0.7179 | 34.4922 | 0.00018527
| Civic Offices | Smoke ventilation to escape stair automatic opening vents (Services mechanical and electrical components (£ spent)) | 1701214 | 8404024 | 5 | Services equipment | Annual inspections and maintenance | Assembly | 0.86207 | Hours | 1 | 44 | 1 | FALSE | 1 | FALSE | 3 | [6 empty] | 23 | B2B3 | 0.046618 | 3.0192e-09 | 0.00025277 | 5.7979e-05 | 1.4387e-05 | 5.6273e-08 | 0.7179 | 34.4922 | 0.00018527
| Civic Offices | Smoke ventilation to escape stair automatic opening vents (Services mechanical and electrical components (£ spent)) | 1701214 | 8404024 | 5 | Services equipment | Annual inspections and maintenance | Assembly | 0.86207 | Hours | 1 | 44 | 1 | FALSE | 1 | FALSE | 3 | [6 empty] | 24 | B2B3 | 0.046618 | 3.0192e-09 | 0.00025277 | 5.7979e-05 | 1.4387e-05 | 5.6273e-08 | 0.7179 | 34.4922 | 0.00018527
| Civic Offices | Smoke ventilation to escape stair automatic opening vents (Services mechanical and electrical components (£ spent)) | 1701214 | 8404024 | 5 | Services equipment | Annual inspections and maintenance | Assembly | 0.86207 | Hours | 1 | 44 | 1 | FALSE | 1 | FALSE | 3 | [6 empty] | 25 | B2B3 | 0.046618 | 3.0192e-09 | 0.00025277 | 5.7979e-05 | 1.4387e-05 | 5.6273e-08 | 0.7179 | 34.4922 | 0.00018527
| Civic Offices | Smoke ventilation to escape stair automatic opening vents (Services mechanical and electrical components (£ spent)) | 1701214 | 8404024 | 5 | Services equipment | Annual inspections and maintenance | Assembly | 0.86207 | Hours | 1 | 44 | 1 | FALSE | 1 | FALSE | 3 | [6 empty] | 26 | B2B3 | 0.046618 | 3.0192e-09 | 0.00025277 | 5.7979e-05 | 1.4387e-05 | 5.6273e-08 | 0.7179 | 34.4922 | 0.00018527
| Civic Offices | Smoke ventilation to escape stair automatic opening vents (Services mechanical and electrical components (£ spent)) | 1701214 | 8404024 | 5 | Services equipment | Annual inspections and maintenance | Assembly | 0.86207 | Hours | 1 | 44 | 1 | FALSE | 1 | FALSE | 3 | [6 empty] | 27 | B2B3 | 0.046618 | 3.0192e-09 | 0.00025277 | 5.7979e-05 | 1.4387e-05 | 5.6273e-08 | 0.7179 | 34.4922 | 0.00018527
| Civic Offices | Smoke ventilation to escape stair automatic opening vents (Services mechanical and electrical components (£ spent)) | 1701214 | 8404024 | 5 | Services equipment | Annual inspections and maintenance | Assembly | 0.86207 | Hours | 1 | 44 | 1 | FALSE | 1 | FALSE | 3 | [6 empty] | 28 | B2B3 | 0.046618 | 3.0192e-09 | 0.00025277 | 5.7979e-05 | 1.4387e-05 | 5.6273e-08 | 0.7179 | 34.4922 | 0.00018527
| Civic Offices | Smoke ventilation to escape stair automatic opening vents (Services mechanical and electrical components (£ spent)) | 1701214 | 8404024 | 5 | Services equipment | Annual inspections and maintenance | Assembly | 0.86207 | Hours | 1 | 44 | 1 | FALSE | 1 | FALSE | 3 | [6 empty] | 29 | B2B3 | 0.046618 | 3.0192e-09 | 0.00025277 | 5.7979e-05 | 1.4387e-05 | 5.6273e-08 | 0.7179 | 34.4922 | 0.00018527
| Civic Offices | Smoke ventilation to escape stair automatic opening vents (Services mechanical and electrical components (£ spent)) | 1701214 | 8404024 | 5 | Services equipment | Annual inspections and maintenance | Assembly | 0.86207 | Hours | 1 | 44 | 1 | FALSE | 1 | FALSE | 3 | [6 empty] | 30 | B2B3 | 0.046618 | 3.0192e-09 | 0.00025277 | 5.7979e-05 | 1.4387e-05 | 5.6273e-08 | 0.7179 | 34.4922 | 0.00018527
| Civic Offices | Smoke ventilation to escape stair automatic opening vents (Services mechanical and electrical components (£ spent)) | 1701214 | 8404024 | 5 | Services equipment | Annual inspections and maintenance | Assembly | 0.86207 | Hours | 1 | 44 | 1 | FALSE | 1 | FALSE | 3 | [6 empty] | 31 | B2B3 | 0.046618 | 3.0192e-09 | 0.00025277 | 5.7979e-05 | 1.4387e-05 | 5.6273e-08 | 0.7179 | 34.4922 | 0.00018527
| Civic Offices | Smoke ventilation to escape stair automatic opening vents (Services mechanical and electrical components (£ spent)) | 1701214 | 8404024 | 5 | Services equipment | Annual inspections and maintenance | Assembly | 0.86207 | Hours | 1 | 44 | 1 | FALSE | 1 | FALSE | 3 | [6 empty] | 32 | B2B3 | 0.046618 | 3.0192e-09 | 0.00025277 | 5.7979e-05 | 1.4387e-05 | 5.6273e-08 | 0.7179 | 34.4922 | 0.00018527
| Civic Offices | Smoke ventilation to escape stair automatic opening vents (Services mechanical and electrical components (£ spent)) | 1701214 | 8404024 | 5 | Services equipment | Annual inspections and maintenance | Assembly | 0.86207 | Hours | 1 | 44 | 1 | FALSE | 1 | FALSE | 3 | [6 empty] | 33 | B2B3 | 0.046618 | 3.0192e-09 | 0.00025277 | 5.7979e-05 | 1.4387e-05 | 5.6273e-08 | 0.7179 | 34.4922 | 0.00018527
| Civic Offices | Smoke ventilation to escape stair automatic opening vents (Services mechanical and electrical components (£ spent)) | 1701214 | 8404024 | 5 | Services equipment | Annual inspections and maintenance | Assembly | 0.86207 | Hours | 1 | 44 | 1 | FALSE | 1 | FALSE | 3 | [6 empty] | 34 | B2B3 | 0.046618 | 3.0192e-09 | 0.00025277 | 5.7979e-05 | 1.4387e-05 | 5.6273e-08 | 0.7179 | 34.4922 | 0.00018527
| Civic Offices | Smoke ventilation to escape stair automatic opening vents (Services mechanical and electrical components (£ spent)) | 1701214 | 8404024 | 5 | Services equipment | Annual inspections and maintenance | Assembly | 0.86207 | Hours | 1 | 44 | 1 | FALSE | 1 | FALSE | 3 | [6 empty] | 35 | B2B3 | 0.046618 | 3.0192e-09 | 0.00025277 | 5.7979e-05 | 1.4387e-05 | 5.6273e-08 | 0.7179 | 34.4922 | 0.00018527
| Civic Offices | Smoke ventilation to escape stair automatic opening vents (Services mechanical and electrical components (£ spent)) | 1701214 | 8404024 | 5 | Services equipment | Annual inspections and maintenance | Assembly | 0.86207 | Hours | 1 | 44 | 1 | FALSE | 1 | FALSE | 3 | [6 empty] | 36 | B2B3 | 0.046618 | 3.0192e-09 | 0.00025277 | 5.7979e-05 | 1.4387e-05 | 5.6273e-08 | 0.7179 | 34.4922 | 0.00018527
| Civic Offices | Smoke ventilation to escape stair automatic opening vents (Services mechanical and electrical components (£ spent)) | 1701214 | 8404024 | 5 | Services equipment | Annual inspections and maintenance | Assembly | 0.86207 | Hours | 1 | 44 | 1 | FALSE | 1 | FALSE | 3 | [6 empty] | 37 | B2B3 | 0.046618 | 3.0192e-09 | 0.00025277 | 5.7979e-05 | 1.4387e-05 | 5.6273e-08 | 0.7179 | 34.4922 | 0.00018527
| Civic Offices | Smoke ventilation to escape stair automatic opening vents (Services mechanical and electrical components (£ spent)) | 1701214 | 8404024 | 5 | Services equipment | Annual inspections and maintenance | Assembly | 0.86207 | Hours | 1 | 44 | 1 | FALSE | 1 | FALSE | 3 | [6 empty] | 38 | B2B3 | 0.046618 | 3.0192e-09 | 0.00025277 | 5.7979e-05 | 1.4387e-05 | 5.6273e-08 | 0.7179 | 34.4922 | 0.00018527
| Civic Offices | Smoke ventilation to escape stair automatic opening vents (Services mechanical and electrical components (£ spent)) | 1701214 | 8404024 | 5 | Services equipment | Annual inspections and maintenance | Assembly | 0.86207 | Hours | 1 | 44 | 1 | FALSE | 1 | FALSE | 3 | [6 empty] | 39 | B2B3 | 0.046618 | 3.0192e-09 | 0.00025277 | 5.7979e-05 | 1.4387e-05 | 5.6273e-08 | 0.7179 | 34.4922 | 0.00018527
| Civic Offices | Smoke ventilation to escape stair automatic opening vents (Services mechanical and electrical components (£ spent)) | 1701214 | 8404024 | 5 | Services equipment | Annual inspections and maintenance | Assembly | 0.86207 | Hours | 1 | 44 | 1 | FALSE | 1 | FALSE | 3 | [6 empty] | 40 | B2B3 | 0.046618 | 3.0192e-09 | 0.00025277 | 5.7979e-05 | 1.4387e-05 | 5.6273e-08 | 0.7179 | 34.4922 | 0.00018527
| Civic Offices | Smoke ventilation to escape stair automatic opening vents (Services mechanical and electrical components (£ spent)) | 1701214 | 8404024 | 5 | Services equipment | Annual inspections and maintenance | Assembly | 0.86207 | Hours | 1 | 44 | 1 | FALSE | 1 | FALSE | 3 | [6 empty] | 41 | B2B3 | 0.046618 | 3.0192e-09 | 0.00025277 | 5.7979e-05 | 1.4387e-05 | 5.6273e-08 | 0.7179 | 34.4922 | 0.00018527
| Civic Offices | Smoke ventilation to escape stair automatic opening vents (Services mechanical and electrical components (£ spent)) | 1701214 | 8404024 | 5 | Services equipment | Annual inspections and maintenance | Assembly | 0.86207 | Hours | 1 | 44 | 1 | FALSE | 1 | FALSE | 3 | [6 empty] | 42 | B2B3 | 0.046618 | 3.0192e-09 | 0.00025277 | 5.7979e-05 | 1.4387e-05 | 5.6273e-08 | 0.7179 | 34.4922 | 0.00018527
| Civic Offices | Smoke ventilation to escape stair automatic opening vents (Services mechanical and electrical components (£ spent)) | 1701214 | 8404024 | 5 | Services equipment | Annual inspections and maintenance | Assembly | 0.86207 | Hours | 1 | 44 | 1 | FALSE | 1 | FALSE | 3 | [6 empty] | 43 | B2B3 | 0.046618 | 3.0192e-09 | 0.00025277 | 5.7979e-05 | 1.4387e-05 | 5.6273e-08 | 0.7179 | 34.4922 | 0.00018527
| Civic Offices | Smoke ventilation to escape stair automatic opening vents (Services mechanical and electrical components (£ spent)) | 1701214 | 8404024 | 5 | Services equipment | Annual inspections and maintenance | Assembly | 0.86207 | Hours | 1 | 44 | 1 | FALSE | 1 | FALSE | 3 | [6 empty] | 44 | B2B3 | 0.046618 | 3.0192e-09 | 0.00025277 | 5.7979e-05 | 1.4387e-05 | 5.6273e-08 | 0.7179 | 34.4922 | 0.00018527
| Civic Offices | Smoke ventilation to escape stair automatic opening vents (Services mechanical and electrical components (£ spent)) | 1701214 | 8404024 | 5 | Services equipment | Annual inspections and maintenance | Assembly | 0.86207 | Hours | 1 | 44 | 1 | FALSE | 1 | FALSE | 3 | [6 empty] | 45 | B2B3 | 0.046618 | 3.0192e-09 | 0.00025277 | 5.7979e-05 | 1.4387e-05 | 5.6273e-08 | 0.7179 | 34.4922 | 0.00018527
| Civic Offices | Smoke ventilation to escape stair automatic opening vents (Services mechanical and electrical components (£ spent)) | 1701214 | 8404024 | 5 | Services equipment | Annual inspections and maintenance | Assembly | 0.86207 | Hours | 1 | 44 | 1 | FALSE | 1 | FALSE | 3 | [6 empty] | 46 | B2B3 | 0.046618 | 3.0192e-09 | 0.00025277 | 5.7979e-05 | 1.4387e-05 | 5.6273e-08 | 0.7179 | 34.4922 | 0.00018527
| Civic Offices | Smoke ventilation to escape stair automatic opening vents (Services mechanical and electrical components (£ spent)) | 1701214 | 8404024 | 5 | Services equipment | Annual inspections and maintenance | Assembly | 0.86207 | Hours | 1 | 44 | 1 | FALSE | 1 | FALSE | 3 | [6 empty] | 47 | B2B3 | 0.046618 | 3.0192e-09 | 0.00025277 | 5.7979e-05 | 1.4387e-05 | 5.6273e-08 | 0.7179 | 34.4922 | 0.00018527
| Civic Offices | Smoke ventilation to escape stair automatic opening vents (Services mechanical and electrical components (£ spent)) | 1701214 | 8404024 | 5 | Services equipment | Annual inspections and maintenance | Assembly | 0.86207 | Hours | 1 | 44 | 1 | FALSE | 1 | FALSE | 3 | [6 empty] | 48 | B2B3 | 0.046618 | 3.0192e-09 | 0.00025277 | 5.7979e-05 | 1.4387e-05 | 5.6273e-08 | 0.7179 | 34.4922 | 0.00018527
| Civic Offices | Smoke ventilation to escape stair automatic opening vents (Services mechanical and electrical components (£ spent)) | 1701214 | 8404024 | 5 | Services equipment | Annual inspections and maintenance | Assembly | 0.86207 | Hours | 1 | 44 | 1 | FALSE | 1 | FALSE | 3 | [6 empty] | 49 | B2B3 | 0.046618 | 3.0192e-09 | 0.00025277 | 5.7979e-05 | 1.4387e-05 | 5.6273e-08 | 0.7179 | 34.4922 | 0.00018527
| Civic Offices | Smoke ventilation to escape stair automatic opening vents (Services mechanical and electrical components (£ spent)) | 1701214 | 8404024 | 5 | Services equipment | Annual inspections and maintenance | Assembly | 0.86207 | Hours | 1 | 44 | 1 | FALSE | 1 | FALSE | 3 | [6 empty] | 50 | B2B3 | 0.046618 | 3.0192e-09 | 0.00025277 | 5.7979e-05 | 1.4387e-05 | 5.6273e-08 | 0.7179 | 34.4922 | 0.00018527
| Civic Offices | Smoke ventilation to escape stair automatic opening vents (Services mechanical and electrical components (£ spent)) | 1701214 | 8404024 | 5 | Services equipment | Annual inspections and maintenance | Assembly | 0.86207 | Hours | 1 | 44 | 1 | FALSE | 1 | FALSE | 3 | [6 empty] | 51 | B2B3 | 0.046618 | 3.0192e-09 | 0.00025277 | 5.7979e-05 | 1.4387e-05 | 5.6273e-08 | 0.7179 | 34.4922 | 0.00018527
| Civic Offices | Smoke ventilation to escape stair automatic opening vents (Services mechanical and electrical components (£ spent)) | 1701214 | 8404024 | 5 | Services equipment | Annual inspections and maintenance | Assembly | 0.86207 | Hours | 1 | 44 | 1 | FALSE | 1 | FALSE | 3 | [6 empty] | 52 | B2B3 | 0.046618 | 3.0192e-09 | 0.00025277 | 5.7979e-05 | 1.4387e-05 | 5.6273e-08 | 0.7179 | 34.4922 | 0.00018527
| Civic Offices | Smoke ventilation to escape stair automatic opening vents (Services mechanical and electrical components (£ spent)) | 1701214 | 8404024 | 5 | Services equipment | Annual inspections and maintenance | Assembly | 0.86207 | Hours | 1 | 44 | 1 | FALSE | 1 | FALSE | 3 | [6 empty] | 53 | B2B3 | 0.046618 | 3.0192e-09 | 0.00025277 | 5.7979e-05 | 1.4387e-05 | 5.6273e-08 | 0.7179 | 34.4922 | 0.00018527
| Civic Offices | Smoke ventilation to escape stair automatic opening vents (Services mechanical and electrical components (£ spent)) | 1701214 | 8404024 | 5 | Services equipment | Annual inspections and maintenance | Assembly | 0.86207 | Hours | 1 | 44 | 1 | FALSE | 1 | FALSE | 3 | [6 empty] | 54 | B2B3 | 0.046618 | 3.0192e-09 | 0.00025277 | 5.7979e-05 | 1.4387e-05 | 5.6273e-08 | 0.7179 | 34.4922 | 0.00018527
| Civic Offices | Smoke ventilation to escape stair automatic opening vents (Services mechanical and electrical components (£ spent)) | 1701214 | 8404024 | 5 | Services equipment | Annual inspections and maintenance | Assembly | 0.86207 | Hours | 1 | 44 | 1 | FALSE | 1 | FALSE | 3 | [6 empty] | 55 | B2B3 | 0.046618 | 3.0192e-09 | 0.00025277 | 5.7979e-05 | 1.4387e-05 | 5.6273e-08 | 0.7179 | 34.4922 | 0.00018527
| Civic Offices | Smoke ventilation to escape stair automatic opening vents (Services mechanical and electrical components (£ spent)) | 1701214 | 8404024 | 5 | Services equipment | Annual inspections and maintenance | Assembly | 0.86207 | Hours | 1 | 44 | 1 | FALSE | 1 | FALSE | 3 | [6 empty] | 56 | B2B3 | 0.046618 | 3.0192e-09 | 0.00025277 | 5.7979e-05 | 1.4387e-05 | 5.6273e-08 | 0.7179 | 34.4922 | 0.00018527
| Civic Offices | Smoke ventilation to escape stair automatic opening vents (Services mechanical and electrical components (£ spent)) | 1701214 | 8404024 | 5 | Services equipment | Annual inspections and maintenance | Assembly | 0.86207 | Hours | 1 | 44 | 1 | FALSE | 1 | FALSE | 3 | [6 empty] | 57 | B2B3 | 0.046618 | 3.0192e-09 | 0.00025277 | 5.7979e-05 | 1.4387e-05 | 5.6273e-08 | 0.7179 | 34.4922 | 0.00018527
| Civic Offices | Smoke ventilation to escape stair automatic opening vents (Services mechanical and electrical components (£ spent)) | 1701214 | 8404024 | 5 | Services equipment | Annual inspections and maintenance | Assembly | 0.86207 | Hours | 1 | 44 | 1 | FALSE | 1 | FALSE | 3 | [6 empty] | 58 | B2B3 | 0.046618 | 3.0192e-09 | 0.00025277 | 5.7979e-05 | 1.4387e-05 | 5.6273e-08 | 0.7179 | 34.4922 | 0.00018527
| Civic Offices | Smoke ventilation to escape stair automatic opening vents (Services mechanical and electrical components (£ spent)) | 1701214 | 8404024 | 5 | Services equipment | Annual inspections and maintenance | Assembly | 0.86207 | Hours | 1 | 44 | 1 | FALSE | 1 | FALSE | 3 | [6 empty] | 59 | B2B3 | 0.046618 | 3.0192e-09 | 0.00025277 | 5.7979e-05 | 1.4387e-05 | 5.6273e-08 | 0.7179 | 34.4922 | 0.00018527
| Civic Offices | Smoke ventilation to escape stair automatic opening vents (Services mechanical and electrical components (£ spent)) | 1701214 | 8404024 | 5 | Services equipment | Annual inspections and maintenance | Assembly | 0.86207 | Hours | 1 | 44 | 1 | FALSE | 1 | FALSE | 3 | [6 empty] | 60 | B2B3 | 0.046618 | 3.0192e-09 | 0.00025277 | 5.7979e-05 | 1.4387e-05 | 5.6273e-08 | 0.7179 | 34.4922 | 0.00018527
| Civic Offices | Modifications to existing LV panel in CO2 (Services mechanical and electrical components (£ spent)) | 1701215 | 8404028 | 5 | Services equipment | Install | Assembly | 301.7241 | Hours | 25 | 44 | 1 | FALSE | 1 | FALSE | 1 | [6 empty] | 0 | A5 | 16.3162 | 1.0567e-06 | 0.088468 | 0.020292 | 0.0050354 | 1.9695e-05 | 251.2634 | 12072.2668 | 0.064844
| Civic Offices | Modifications to existing LV panel in CO2 (Services mechanical and electrical components (£ spent)) | 1701215 | 8404028 | 5 | Services equipment | Install | Assembly | 301.7241 | Hours | 25 | 44 | 1 | FALSE | 1 | FALSE | 1 | [6 empty] | 0 | A4 | 0 | 0 | 0 | 0 | 0 | 0 | 0 | 0 | 0
| Civic Offices | Modifications to existing LV panel in CO2 (Services mechanical and electrical components (£ spent)) | 1701215 | 8404028 | 5 | Services equipment | Install | Assembly | 301.7241 | Hours | 25 | 44 | 1 | FALSE | 1 | FALSE | 1 | [6 empty] | 25 | B4B5 | 16.3162 | 1.0567e-06 | 0.088468 | 0.020292 | 0.0050354 | 1.9695e-05 | 251.2634 | 12072.2668 | 0.064844
| Civic Offices | Modifications to existing LV panel in CO2 (Services mechanical and electrical components (£ spent)) | 1701215 | 8404028 | 5 | Services equipment | Install | Assembly | 301.7241 | Hours | 25 | 44 | 1 | FALSE | 1 | FALSE | 1 | [6 empty] | 50 | B4B5 | 16.3162 | 1.0567e-06 | 0.088468 | 0.020292 | 0.0050354 | 1.9695e-05 | 251.2634 | 12072.2668 | 0.064844
| Civic Offices | Modifications to existing LV panel in CO2 (Services mechanical and electrical components (£ spent)) | 1701215 | 8404029 | 5 | Services equipment | Annual inspections and maintenance | Assembly | 15.0862 | Hours | 1 | 44 | 1 | FALSE | 1 | FALSE | 3 | [6 empty] | 1 | B2B3 | 0.81581 | 5.2836e-08 | 0.0044234 | 0.0010146 | 0.00025177 | 9.8477e-07 | 12.5632 | 603.6133 | 0.0032422
| Civic Offices | Modifications to existing LV panel in CO2 (Services mechanical and electrical components (£ spent)) | 1701215 | 8404029 | 5 | Services equipment | Annual inspections and maintenance | Assembly | 15.0862 | Hours | 1 | 44 | 1 | FALSE | 1 | FALSE | 3 | [6 empty] | 2 | B2B3 | 0.81581 | 5.2836e-08 | 0.0044234 | 0.0010146 | 0.00025177 | 9.8477e-07 | 12.5632 | 603.6133 | 0.0032422
| Civic Offices | Modifications to existing LV panel in CO2 (Services mechanical and electrical components (£ spent)) | 1701215 | 8404029 | 5 | Services equipment | Annual inspections and maintenance | Assembly | 15.0862 | Hours | 1 | 44 | 1 | FALSE | 1 | FALSE | 3 | [6 empty] | 3 | B2B3 | 0.81581 | 5.2836e-08 | 0.0044234 | 0.0010146 | 0.00025177 | 9.8477e-07 | 12.5632 | 603.6133 | 0.0032422
| Civic Offices | Modifications to existing LV panel in CO2 (Services mechanical and electrical components (£ spent)) | 1701215 | 8404029 | 5 | Services equipment | Annual inspections and maintenance | Assembly | 15.0862 | Hours | 1 | 44 | 1 | FALSE | 1 | FALSE | 3 | [6 empty] | 4 | B2B3 | 0.81581 | 5.2836e-08 | 0.0044234 | 0.0010146 | 0.00025177 | 9.8477e-07 | 12.5632 | 603.6133 | 0.0032422
| Civic Offices | Modifications to existing LV panel in CO2 (Services mechanical and electrical components (£ spent)) | 1701215 | 8404029 | 5 | Services equipment | Annual inspections and maintenance | Assembly | 15.0862 | Hours | 1 | 44 | 1 | FALSE | 1 | FALSE | 3 | [6 empty] | 5 | B2B3 | 0.81581 | 5.2836e-08 | 0.0044234 | 0.0010146 | 0.00025177 | 9.8477e-07 | 12.5632 | 603.6133 | 0.0032422
| Civic Offices | Modifications to existing LV panel in CO2 (Services mechanical and electrical components (£ spent)) | 1701215 | 8404029 | 5 | Services equipment | Annual inspections and maintenance | Assembly | 15.0862 | Hours | 1 | 44 | 1 | FALSE | 1 | FALSE | 3 | [6 empty] | 6 | B2B3 | 0.81581 | 5.2836e-08 | 0.0044234 | 0.0010146 | 0.00025177 | 9.8477e-07 | 12.5632 | 603.6133 | 0.0032422
| Civic Offices | Modifications to existing LV panel in CO2 (Services mechanical and electrical components (£ spent)) | 1701215 | 8404029 | 5 | Services equipment | Annual inspections and maintenance | Assembly | 15.0862 | Hours | 1 | 44 | 1 | FALSE | 1 | FALSE | 3 | [6 empty] | 7 | B2B3 | 0.81581 | 5.2836e-08 | 0.0044234 | 0.0010146 | 0.00025177 | 9.8477e-07 | 12.5632 | 603.6133 | 0.0032422
| Civic Offices | Modifications to existing LV panel in CO2 (Services mechanical and electrical components (£ spent)) | 1701215 | 8404029 | 5 | Services equipment | Annual inspections and maintenance | Assembly | 15.0862 | Hours | 1 | 44 | 1 | FALSE | 1 | FALSE | 3 | [6 empty] | 8 | B2B3 | 0.81581 | 5.2836e-08 | 0.0044234 | 0.0010146 | 0.00025177 | 9.8477e-07 | 12.5632 | 603.6133 | 0.0032422
| Civic Offices | Modifications to existing LV panel in CO2 (Services mechanical and electrical components (£ spent)) | 1701215 | 8404029 | 5 | Services equipment | Annual inspections and maintenance | Assembly | 15.0862 | Hours | 1 | 44 | 1 | FALSE | 1 | FALSE | 3 | [6 empty] | 9 | B2B3 | 0.81581 | 5.2836e-08 | 0.0044234 | 0.0010146 | 0.00025177 | 9.8477e-07 | 12.5632 | 603.6133 | 0.0032422
| Civic Offices | Modifications to existing LV panel in CO2 (Services mechanical and electrical components (£ spent)) | 1701215 | 8404029 | 5 | Services equipment | Annual inspections and maintenance | Assembly | 15.0862 | Hours | 1 | 44 | 1 | FALSE | 1 | FALSE | 3 | [6 empty] | 10 | B2B3 | 0.81581 | 5.2836e-08 | 0.0044234 | 0.0010146 | 0.00025177 | 9.8477e-07 | 12.5632 | 603.6133 | 0.0032422
| Civic Offices | Modifications to existing LV panel in CO2 (Services mechanical and electrical components (£ spent)) | 1701215 | 8404029 | 5 | Services equipment | Annual inspections and maintenance | Assembly | 15.0862 | Hours | 1 | 44 | 1 | FALSE | 1 | FALSE | 3 | [6 empty] | 11 | B2B3 | 0.81581 | 5.2836e-08 | 0.0044234 | 0.0010146 | 0.00025177 | 9.8477e-07 | 12.5632 | 603.6133 | 0.0032422
| Civic Offices | Modifications to existing LV panel in CO2 (Services mechanical and electrical components (£ spent)) | 1701215 | 8404029 | 5 | Services equipment | Annual inspections and maintenance | Assembly | 15.0862 | Hours | 1 | 44 | 1 | FALSE | 1 | FALSE | 3 | [6 empty] | 12 | B2B3 | 0.81581 | 5.2836e-08 | 0.0044234 | 0.0010146 | 0.00025177 | 9.8477e-07 | 12.5632 | 603.6133 | 0.0032422
| Civic Offices | Modifications to existing LV panel in CO2 (Services mechanical and electrical components (£ spent)) | 1701215 | 8404029 | 5 | Services equipment | Annual inspections and maintenance | Assembly | 15.0862 | Hours | 1 | 44 | 1 | FALSE | 1 | FALSE | 3 | [6 empty] | 13 | B2B3 | 0.81581 | 5.2836e-08 | 0.0044234 | 0.0010146 | 0.00025177 | 9.8477e-07 | 12.5632 | 603.6133 | 0.0032422
| Civic Offices | Modifications to existing LV panel in CO2 (Services mechanical and electrical components (£ spent)) | 1701215 | 8404029 | 5 | Services equipment | Annual inspections and maintenance | Assembly | 15.0862 | Hours | 1 | 44 | 1 | FALSE | 1 | FALSE | 3 | [6 empty] | 14 | B2B3 | 0.81581 | 5.2836e-08 | 0.0044234 | 0.0010146 | 0.00025177 | 9.8477e-07 | 12.5632 | 603.6133 | 0.0032422
| Civic Offices | Modifications to existing LV panel in CO2 (Services mechanical and electrical components (£ spent)) | 1701215 | 8404029 | 5 | Services equipment | Annual inspections and maintenance | Assembly | 15.0862 | Hours | 1 | 44 | 1 | FALSE | 1 | FALSE | 3 | [6 empty] | 15 | B2B3 | 0.81581 | 5.2836e-08 | 0.0044234 | 0.0010146 | 0.00025177 | 9.8477e-07 | 12.5632 | 603.6133 | 0.0032422
| Civic Offices | Modifications to existing LV panel in CO2 (Services mechanical and electrical components (£ spent)) | 1701215 | 8404029 | 5 | Services equipment | Annual inspections and maintenance | Assembly | 15.0862 | Hours | 1 | 44 | 1 | FALSE | 1 | FALSE | 3 | [6 empty] | 16 | B2B3 | 0.81581 | 5.2836e-08 | 0.0044234 | 0.0010146 | 0.00025177 | 9.8477e-07 | 12.5632 | 603.6133 | 0.0032422
| Civic Offices | Modifications to existing LV panel in CO2 (Services mechanical and electrical components (£ spent)) | 1701215 | 8404029 | 5 | Services equipment | Annual inspections and maintenance | Assembly | 15.0862 | Hours | 1 | 44 | 1 | FALSE | 1 | FALSE | 3 | [6 empty] | 17 | B2B3 | 0.81581 | 5.2836e-08 | 0.0044234 | 0.0010146 | 0.00025177 | 9.8477e-07 | 12.5632 | 603.6133 | 0.0032422
| Civic Offices | Modifications to existing LV panel in CO2 (Services mechanical and electrical components (£ spent)) | 1701215 | 8404029 | 5 | Services equipment | Annual inspections and maintenance | Assembly | 15.0862 | Hours | 1 | 44 | 1 | FALSE | 1 | FALSE | 3 | [6 empty] | 18 | B2B3 | 0.81581 | 5.2836e-08 | 0.0044234 | 0.0010146 | 0.00025177 | 9.8477e-07 | 12.5632 | 603.6133 | 0.0032422
| Civic Offices | Modifications to existing LV panel in CO2 (Services mechanical and electrical components (£ spent)) | 1701215 | 8404029 | 5 | Services equipment | Annual inspections and maintenance | Assembly | 15.0862 | Hours | 1 | 44 | 1 | FALSE | 1 | FALSE | 3 | [6 empty] | 19 | B2B3 | 0.81581 | 5.2836e-08 | 0.0044234 | 0.0010146 | 0.00025177 | 9.8477e-07 | 12.5632 | 603.6133 | 0.0032422
| Civic Offices | Modifications to existing LV panel in CO2 (Services mechanical and electrical components (£ spent)) | 1701215 | 8404029 | 5 | Services equipment | Annual inspections and maintenance | Assembly | 15.0862 | Hours | 1 | 44 | 1 | FALSE | 1 | FALSE | 3 | [6 empty] | 20 | B2B3 | 0.81581 | 5.2836e-08 | 0.0044234 | 0.0010146 | 0.00025177 | 9.8477e-07 | 12.5632 | 603.6133 | 0.0032422
| Civic Offices | Modifications to existing LV panel in CO2 (Services mechanical and electrical components (£ spent)) | 1701215 | 8404029 | 5 | Services equipment | Annual inspections and maintenance | Assembly | 15.0862 | Hours | 1 | 44 | 1 | FALSE | 1 | FALSE | 3 | [6 empty] | 21 | B2B3 | 0.81581 | 5.2836e-08 | 0.0044234 | 0.0010146 | 0.00025177 | 9.8477e-07 | 12.5632 | 603.6133 | 0.0032422
| Civic Offices | Modifications to existing LV panel in CO2 (Services mechanical and electrical components (£ spent)) | 1701215 | 8404029 | 5 | Services equipment | Annual inspections and maintenance | Assembly | 15.0862 | Hours | 1 | 44 | 1 | FALSE | 1 | FALSE | 3 | [6 empty] | 22 | B2B3 | 0.81581 | 5.2836e-08 | 0.0044234 | 0.0010146 | 0.00025177 | 9.8477e-07 | 12.5632 | 603.6133 | 0.0032422
| Civic Offices | Modifications to existing LV panel in CO2 (Services mechanical and electrical components (£ spent)) | 1701215 | 8404029 | 5 | Services equipment | Annual inspections and maintenance | Assembly | 15.0862 | Hours | 1 | 44 | 1 | FALSE | 1 | FALSE | 3 | [6 empty] | 23 | B2B3 | 0.81581 | 5.2836e-08 | 0.0044234 | 0.0010146 | 0.00025177 | 9.8477e-07 | 12.5632 | 603.6133 | 0.0032422
| Civic Offices | Modifications to existing LV panel in CO2 (Services mechanical and electrical components (£ spent)) | 1701215 | 8404029 | 5 | Services equipment | Annual inspections and maintenance | Assembly | 15.0862 | Hours | 1 | 44 | 1 | FALSE | 1 | FALSE | 3 | [6 empty] | 24 | B2B3 | 0.81581 | 5.2836e-08 | 0.0044234 | 0.0010146 | 0.00025177 | 9.8477e-07 | 12.5632 | 603.6133 | 0.0032422
| Civic Offices | Modifications to existing LV panel in CO2 (Services mechanical and electrical components (£ spent)) | 1701215 | 8404029 | 5 | Services equipment | Annual inspections and maintenance | Assembly | 15.0862 | Hours | 1 | 44 | 1 | FALSE | 1 | FALSE | 3 | [6 empty] | 25 | B2B3 | 0.81581 | 5.2836e-08 | 0.0044234 | 0.0010146 | 0.00025177 | 9.8477e-07 | 12.5632 | 603.6133 | 0.0032422
| Civic Offices | Modifications to existing LV panel in CO2 (Services mechanical and electrical components (£ spent)) | 1701215 | 8404029 | 5 | Services equipment | Annual inspections and maintenance | Assembly | 15.0862 | Hours | 1 | 44 | 1 | FALSE | 1 | FALSE | 3 | [6 empty] | 26 | B2B3 | 0.81581 | 5.2836e-08 | 0.0044234 | 0.0010146 | 0.00025177 | 9.8477e-07 | 12.5632 | 603.6133 | 0.0032422
| Civic Offices | Modifications to existing LV panel in CO2 (Services mechanical and electrical components (£ spent)) | 1701215 | 8404029 | 5 | Services equipment | Annual inspections and maintenance | Assembly | 15.0862 | Hours | 1 | 44 | 1 | FALSE | 1 | FALSE | 3 | [6 empty] | 27 | B2B3 | 0.81581 | 5.2836e-08 | 0.0044234 | 0.0010146 | 0.00025177 | 9.8477e-07 | 12.5632 | 603.6133 | 0.0032422
| Civic Offices | Modifications to existing LV panel in CO2 (Services mechanical and electrical components (£ spent)) | 1701215 | 8404029 | 5 | Services equipment | Annual inspections and maintenance | Assembly | 15.0862 | Hours | 1 | 44 | 1 | FALSE | 1 | FALSE | 3 | [6 empty] | 28 | B2B3 | 0.81581 | 5.2836e-08 | 0.0044234 | 0.0010146 | 0.00025177 | 9.8477e-07 | 12.5632 | 603.6133 | 0.0032422
| Civic Offices | Modifications to existing LV panel in CO2 (Services mechanical and electrical components (£ spent)) | 1701215 | 8404029 | 5 | Services equipment | Annual inspections and maintenance | Assembly | 15.0862 | Hours | 1 | 44 | 1 | FALSE | 1 | FALSE | 3 | [6 empty] | 29 | B2B3 | 0.81581 | 5.2836e-08 | 0.0044234 | 0.0010146 | 0.00025177 | 9.8477e-07 | 12.5632 | 603.6133 | 0.0032422
| Civic Offices | Modifications to existing LV panel in CO2 (Services mechanical and electrical components (£ spent)) | 1701215 | 8404029 | 5 | Services equipment | Annual inspections and maintenance | Assembly | 15.0862 | Hours | 1 | 44 | 1 | FALSE | 1 | FALSE | 3 | [6 empty] | 30 | B2B3 | 0.81581 | 5.2836e-08 | 0.0044234 | 0.0010146 | 0.00025177 | 9.8477e-07 | 12.5632 | 603.6133 | 0.0032422
| Civic Offices | Modifications to existing LV panel in CO2 (Services mechanical and electrical components (£ spent)) | 1701215 | 8404029 | 5 | Services equipment | Annual inspections and maintenance | Assembly | 15.0862 | Hours | 1 | 44 | 1 | FALSE | 1 | FALSE | 3 | [6 empty] | 31 | B2B3 | 0.81581 | 5.2836e-08 | 0.0044234 | 0.0010146 | 0.00025177 | 9.8477e-07 | 12.5632 | 603.6133 | 0.0032422
| Civic Offices | Modifications to existing LV panel in CO2 (Services mechanical and electrical components (£ spent)) | 1701215 | 8404029 | 5 | Services equipment | Annual inspections and maintenance | Assembly | 15.0862 | Hours | 1 | 44 | 1 | FALSE | 1 | FALSE | 3 | [6 empty] | 32 | B2B3 | 0.81581 | 5.2836e-08 | 0.0044234 | 0.0010146 | 0.00025177 | 9.8477e-07 | 12.5632 | 603.6133 | 0.0032422
| Civic Offices | Modifications to existing LV panel in CO2 (Services mechanical and electrical components (£ spent)) | 1701215 | 8404029 | 5 | Services equipment | Annual inspections and maintenance | Assembly | 15.0862 | Hours | 1 | 44 | 1 | FALSE | 1 | FALSE | 3 | [6 empty] | 33 | B2B3 | 0.81581 | 5.2836e-08 | 0.0044234 | 0.0010146 | 0.00025177 | 9.8477e-07 | 12.5632 | 603.6133 | 0.0032422
| Civic Offices | Modifications to existing LV panel in CO2 (Services mechanical and electrical components (£ spent)) | 1701215 | 8404029 | 5 | Services equipment | Annual inspections and maintenance | Assembly | 15.0862 | Hours | 1 | 44 | 1 | FALSE | 1 | FALSE | 3 | [6 empty] | 34 | B2B3 | 0.81581 | 5.2836e-08 | 0.0044234 | 0.0010146 | 0.00025177 | 9.8477e-07 | 12.5632 | 603.6133 | 0.0032422
| Civic Offices | Modifications to existing LV panel in CO2 (Services mechanical and electrical components (£ spent)) | 1701215 | 8404029 | 5 | Services equipment | Annual inspections and maintenance | Assembly | 15.0862 | Hours | 1 | 44 | 1 | FALSE | 1 | FALSE | 3 | [6 empty] | 35 | B2B3 | 0.81581 | 5.2836e-08 | 0.0044234 | 0.0010146 | 0.00025177 | 9.8477e-07 | 12.5632 | 603.6133 | 0.0032422
| Civic Offices | Modifications to existing LV panel in CO2 (Services mechanical and electrical components (£ spent)) | 1701215 | 8404029 | 5 | Services equipment | Annual inspections and maintenance | Assembly | 15.0862 | Hours | 1 | 44 | 1 | FALSE | 1 | FALSE | 3 | [6 empty] | 36 | B2B3 | 0.81581 | 5.2836e-08 | 0.0044234 | 0.0010146 | 0.00025177 | 9.8477e-07 | 12.5632 | 603.6133 | 0.0032422
| Civic Offices | Modifications to existing LV panel in CO2 (Services mechanical and electrical components (£ spent)) | 1701215 | 8404029 | 5 | Services equipment | Annual inspections and maintenance | Assembly | 15.0862 | Hours | 1 | 44 | 1 | FALSE | 1 | FALSE | 3 | [6 empty] | 37 | B2B3 | 0.81581 | 5.2836e-08 | 0.0044234 | 0.0010146 | 0.00025177 | 9.8477e-07 | 12.5632 | 603.6133 | 0.0032422
| Civic Offices | Modifications to existing LV panel in CO2 (Services mechanical and electrical components (£ spent)) | 1701215 | 8404029 | 5 | Services equipment | Annual inspections and maintenance | Assembly | 15.0862 | Hours | 1 | 44 | 1 | FALSE | 1 | FALSE | 3 | [6 empty] | 38 | B2B3 | 0.81581 | 5.2836e-08 | 0.0044234 | 0.0010146 | 0.00025177 | 9.8477e-07 | 12.5632 | 603.6133 | 0.0032422
| Civic Offices | Modifications to existing LV panel in CO2 (Services mechanical and electrical components (£ spent)) | 1701215 | 8404029 | 5 | Services equipment | Annual inspections and maintenance | Assembly | 15.0862 | Hours | 1 | 44 | 1 | FALSE | 1 | FALSE | 3 | [6 empty] | 39 | B2B3 | 0.81581 | 5.2836e-08 | 0.0044234 | 0.0010146 | 0.00025177 | 9.8477e-07 | 12.5632 | 603.6133 | 0.0032422
| Civic Offices | Modifications to existing LV panel in CO2 (Services mechanical and electrical components (£ spent)) | 1701215 | 8404029 | 5 | Services equipment | Annual inspections and maintenance | Assembly | 15.0862 | Hours | 1 | 44 | 1 | FALSE | 1 | FALSE | 3 | [6 empty] | 40 | B2B3 | 0.81581 | 5.2836e-08 | 0.0044234 | 0.0010146 | 0.00025177 | 9.8477e-07 | 12.5632 | 603.6133 | 0.0032422
| Civic Offices | Modifications to existing LV panel in CO2 (Services mechanical and electrical components (£ spent)) | 1701215 | 8404029 | 5 | Services equipment | Annual inspections and maintenance | Assembly | 15.0862 | Hours | 1 | 44 | 1 | FALSE | 1 | FALSE | 3 | [6 empty] | 41 | B2B3 | 0.81581 | 5.2836e-08 | 0.0044234 | 0.0010146 | 0.00025177 | 9.8477e-07 | 12.5632 | 603.6133 | 0.0032422
| Civic Offices | Modifications to existing LV panel in CO2 (Services mechanical and electrical components (£ spent)) | 1701215 | 8404029 | 5 | Services equipment | Annual inspections and maintenance | Assembly | 15.0862 | Hours | 1 | 44 | 1 | FALSE | 1 | FALSE | 3 | [6 empty] | 42 | B2B3 | 0.81581 | 5.2836e-08 | 0.0044234 | 0.0010146 | 0.00025177 | 9.8477e-07 | 12.5632 | 603.6133 | 0.0032422
| Civic Offices | Modifications to existing LV panel in CO2 (Services mechanical and electrical components (£ spent)) | 1701215 | 8404029 | 5 | Services equipment | Annual inspections and maintenance | Assembly | 15.0862 | Hours | 1 | 44 | 1 | FALSE | 1 | FALSE | 3 | [6 empty] | 43 | B2B3 | 0.81581 | 5.2836e-08 | 0.0044234 | 0.0010146 | 0.00025177 | 9.8477e-07 | 12.5632 | 603.6133 | 0.0032422
| Civic Offices | Modifications to existing LV panel in CO2 (Services mechanical and electrical components (£ spent)) | 1701215 | 8404029 | 5 | Services equipment | Annual inspections and maintenance | Assembly | 15.0862 | Hours | 1 | 44 | 1 | FALSE | 1 | FALSE | 3 | [6 empty] | 44 | B2B3 | 0.81581 | 5.2836e-08 | 0.0044234 | 0.0010146 | 0.00025177 | 9.8477e-07 | 12.5632 | 603.6133 | 0.0032422
| Civic Offices | Modifications to existing LV panel in CO2 (Services mechanical and electrical components (£ spent)) | 1701215 | 8404029 | 5 | Services equipment | Annual inspections and maintenance | Assembly | 15.0862 | Hours | 1 | 44 | 1 | FALSE | 1 | FALSE | 3 | [6 empty] | 45 | B2B3 | 0.81581 | 5.2836e-08 | 0.0044234 | 0.0010146 | 0.00025177 | 9.8477e-07 | 12.5632 | 603.6133 | 0.0032422
| Civic Offices | Modifications to existing LV panel in CO2 (Services mechanical and electrical components (£ spent)) | 1701215 | 8404029 | 5 | Services equipment | Annual inspections and maintenance | Assembly | 15.0862 | Hours | 1 | 44 | 1 | FALSE | 1 | FALSE | 3 | [6 empty] | 46 | B2B3 | 0.81581 | 5.2836e-08 | 0.0044234 | 0.0010146 | 0.00025177 | 9.8477e-07 | 12.5632 | 603.6133 | 0.0032422
| Civic Offices | Modifications to existing LV panel in CO2 (Services mechanical and electrical components (£ spent)) | 1701215 | 8404029 | 5 | Services equipment | Annual inspections and maintenance | Assembly | 15.0862 | Hours | 1 | 44 | 1 | FALSE | 1 | FALSE | 3 | [6 empty] | 47 | B2B3 | 0.81581 | 5.2836e-08 | 0.0044234 | 0.0010146 | 0.00025177 | 9.8477e-07 | 12.5632 | 603.6133 | 0.0032422
| Civic Offices | Modifications to existing LV panel in CO2 (Services mechanical and electrical components (£ spent)) | 1701215 | 8404029 | 5 | Services equipment | Annual inspections and maintenance | Assembly | 15.0862 | Hours | 1 | 44 | 1 | FALSE | 1 | FALSE | 3 | [6 empty] | 48 | B2B3 | 0.81581 | 5.2836e-08 | 0.0044234 | 0.0010146 | 0.00025177 | 9.8477e-07 | 12.5632 | 603.6133 | 0.0032422
| Civic Offices | Modifications to existing LV panel in CO2 (Services mechanical and electrical components (£ spent)) | 1701215 | 8404029 | 5 | Services equipment | Annual inspections and maintenance | Assembly | 15.0862 | Hours | 1 | 44 | 1 | FALSE | 1 | FALSE | 3 | [6 empty] | 49 | B2B3 | 0.81581 | 5.2836e-08 | 0.0044234 | 0.0010146 | 0.00025177 | 9.8477e-07 | 12.5632 | 603.6133 | 0.0032422
| Civic Offices | Modifications to existing LV panel in CO2 (Services mechanical and electrical components (£ spent)) | 1701215 | 8404029 | 5 | Services equipment | Annual inspections and maintenance | Assembly | 15.0862 | Hours | 1 | 44 | 1 | FALSE | 1 | FALSE | 3 | [6 empty] | 50 | B2B3 | 0.81581 | 5.2836e-08 | 0.0044234 | 0.0010146 | 0.00025177 | 9.8477e-07 | 12.5632 | 603.6133 | 0.0032422
| Civic Offices | Modifications to existing LV panel in CO2 (Services mechanical and electrical components (£ spent)) | 1701215 | 8404029 | 5 | Services equipment | Annual inspections and maintenance | Assembly | 15.0862 | Hours | 1 | 44 | 1 | FALSE | 1 | FALSE | 3 | [6 empty] | 51 | B2B3 | 0.81581 | 5.2836e-08 | 0.0044234 | 0.0010146 | 0.00025177 | 9.8477e-07 | 12.5632 | 603.6133 | 0.0032422
| Civic Offices | Modifications to existing LV panel in CO2 (Services mechanical and electrical components (£ spent)) | 1701215 | 8404029 | 5 | Services equipment | Annual inspections and maintenance | Assembly | 15.0862 | Hours | 1 | 44 | 1 | FALSE | 1 | FALSE | 3 | [6 empty] | 52 | B2B3 | 0.81581 | 5.2836e-08 | 0.0044234 | 0.0010146 | 0.00025177 | 9.8477e-07 | 12.5632 | 603.6133 | 0.0032422
| Civic Offices | Modifications to existing LV panel in CO2 (Services mechanical and electrical components (£ spent)) | 1701215 | 8404029 | 5 | Services equipment | Annual inspections and maintenance | Assembly | 15.0862 | Hours | 1 | 44 | 1 | FALSE | 1 | FALSE | 3 | [6 empty] | 53 | B2B3 | 0.81581 | 5.2836e-08 | 0.0044234 | 0.0010146 | 0.00025177 | 9.8477e-07 | 12.5632 | 603.6133 | 0.0032422
| Civic Offices | Modifications to existing LV panel in CO2 (Services mechanical and electrical components (£ spent)) | 1701215 | 8404029 | 5 | Services equipment | Annual inspections and maintenance | Assembly | 15.0862 | Hours | 1 | 44 | 1 | FALSE | 1 | FALSE | 3 | [6 empty] | 54 | B2B3 | 0.81581 | 5.2836e-08 | 0.0044234 | 0.0010146 | 0.00025177 | 9.8477e-07 | 12.5632 | 603.6133 | 0.0032422
| Civic Offices | Modifications to existing LV panel in CO2 (Services mechanical and electrical components (£ spent)) | 1701215 | 8404029 | 5 | Services equipment | Annual inspections and maintenance | Assembly | 15.0862 | Hours | 1 | 44 | 1 | FALSE | 1 | FALSE | 3 | [6 empty] | 55 | B2B3 | 0.81581 | 5.2836e-08 | 0.0044234 | 0.0010146 | 0.00025177 | 9.8477e-07 | 12.5632 | 603.6133 | 0.0032422
| Civic Offices | Modifications to existing LV panel in CO2 (Services mechanical and electrical components (£ spent)) | 1701215 | 8404029 | 5 | Services equipment | Annual inspections and maintenance | Assembly | 15.0862 | Hours | 1 | 44 | 1 | FALSE | 1 | FALSE | 3 | [6 empty] | 56 | B2B3 | 0.81581 | 5.2836e-08 | 0.0044234 | 0.0010146 | 0.00025177 | 9.8477e-07 | 12.5632 | 603.6133 | 0.0032422
| Civic Offices | Modifications to existing LV panel in CO2 (Services mechanical and electrical components (£ spent)) | 1701215 | 8404029 | 5 | Services equipment | Annual inspections and maintenance | Assembly | 15.0862 | Hours | 1 | 44 | 1 | FALSE | 1 | FALSE | 3 | [6 empty] | 57 | B2B3 | 0.81581 | 5.2836e-08 | 0.0044234 | 0.0010146 | 0.00025177 | 9.8477e-07 | 12.5632 | 603.6133 | 0.0032422
| Civic Offices | Modifications to existing LV panel in CO2 (Services mechanical and electrical components (£ spent)) | 1701215 | 8404029 | 5 | Services equipment | Annual inspections and maintenance | Assembly | 15.0862 | Hours | 1 | 44 | 1 | FALSE | 1 | FALSE | 3 | [6 empty] | 58 | B2B3 | 0.81581 | 5.2836e-08 | 0.0044234 | 0.0010146 | 0.00025177 | 9.8477e-07 | 12.5632 | 603.6133 | 0.0032422
| Civic Offices | Modifications to existing LV panel in CO2 (Services mechanical and electrical components (£ spent)) | 1701215 | 8404029 | 5 | Services equipment | Annual inspections and maintenance | Assembly | 15.0862 | Hours | 1 | 44 | 1 | FALSE | 1 | FALSE | 3 | [6 empty] | 59 | B2B3 | 0.81581 | 5.2836e-08 | 0.0044234 | 0.0010146 | 0.00025177 | 9.8477e-07 | 12.5632 | 603.6133 | 0.0032422
| Civic Offices | Modifications to existing LV panel in CO2 (Services mechanical and electrical components (£ spent)) | 1701215 | 8404029 | 5 | Services equipment | Annual inspections and maintenance | Assembly | 15.0862 | Hours | 1 | 44 | 1 | FALSE | 1 | FALSE | 3 | [6 empty] | 60 | B2B3 | 0.81581 | 5.2836e-08 | 0.0044234 | 0.0010146 | 0.00025177 | 9.8477e-07 | 12.5632 | 603.6133 | 0.0032422
| Civic Offices | Cable from CO2 to new buiding through link (Services mechanical and electrical components (£ spent)) | 1701216 | 8404033 | 5 | Services equipment | Install | Assembly | 43.1034 | Hours | 25 | 44 | 1 | FALSE | 1 | FALSE | 1 | [6 empty] | 0 | A5 | 2.3309 | 1.5096e-07 | 0.012638 | 0.0028989 | 0.00071935 | 2.8136e-06 | 35.8948 | 1724.6095 | 0.0092635
| Civic Offices | Cable from CO2 to new buiding through link (Services mechanical and electrical components (£ spent)) | 1701216 | 8404033 | 5 | Services equipment | Install | Assembly | 43.1034 | Hours | 25 | 44 | 1 | FALSE | 1 | FALSE | 1 | [6 empty] | 0 | A4 | 0 | 0 | 0 | 0 | 0 | 0 | 0 | 0 | 0
| Civic Offices | Cable from CO2 to new buiding through link (Services mechanical and electrical components (£ spent)) | 1701216 | 8404033 | 5 | Services equipment | Install | Assembly | 43.1034 | Hours | 25 | 44 | 1 | FALSE | 1 | FALSE | 1 | [6 empty] | 25 | B4B5 | 2.3309 | 1.5096e-07 | 0.012638 | 0.0028989 | 0.00071935 | 2.8136e-06 | 35.8948 | 1724.6095 | 0.0092635
| Civic Offices | Cable from CO2 to new buiding through link (Services mechanical and electrical components (£ spent)) | 1701216 | 8404033 | 5 | Services equipment | Install | Assembly | 43.1034 | Hours | 25 | 44 | 1 | FALSE | 1 | FALSE | 1 | [6 empty] | 50 | B4B5 | 2.3309 | 1.5096e-07 | 0.012638 | 0.0028989 | 0.00071935 | 2.8136e-06 | 35.8948 | 1724.6095 | 0.0092635
| Civic Offices | Cable from CO2 to new buiding through link (Services mechanical and electrical components (£ spent)) | 1701216 | 8404034 | 5 | Services equipment | Annual inspections and maintenance | Assembly | 2.1552 | Hours | 1 | 44 | 1 | FALSE | 1 | FALSE | 3 | [6 empty] | 1 | B2B3 | 0.11654 | 7.548e-09 | 0.00063191 | 0.00014495 | 3.5967e-05 | 1.4068e-07 | 1.7947 | 86.2305 | 0.00046317
| Civic Offices | Cable from CO2 to new buiding through link (Services mechanical and electrical components (£ spent)) | 1701216 | 8404034 | 5 | Services equipment | Annual inspections and maintenance | Assembly | 2.1552 | Hours | 1 | 44 | 1 | FALSE | 1 | FALSE | 3 | [6 empty] | 2 | B2B3 | 0.11654 | 7.548e-09 | 0.00063191 | 0.00014495 | 3.5967e-05 | 1.4068e-07 | 1.7947 | 86.2305 | 0.00046317
| Civic Offices | Cable from CO2 to new buiding through link (Services mechanical and electrical components (£ spent)) | 1701216 | 8404034 | 5 | Services equipment | Annual inspections and maintenance | Assembly | 2.1552 | Hours | 1 | 44 | 1 | FALSE | 1 | FALSE | 3 | [6 empty] | 3 | B2B3 | 0.11654 | 7.548e-09 | 0.00063191 | 0.00014495 | 3.5967e-05 | 1.4068e-07 | 1.7947 | 86.2305 | 0.00046317
| Civic Offices | Cable from CO2 to new buiding through link (Services mechanical and electrical components (£ spent)) | 1701216 | 8404034 | 5 | Services equipment | Annual inspections and maintenance | Assembly | 2.1552 | Hours | 1 | 44 | 1 | FALSE | 1 | FALSE | 3 | [6 empty] | 4 | B2B3 | 0.11654 | 7.548e-09 | 0.00063191 | 0.00014495 | 3.5967e-05 | 1.4068e-07 | 1.7947 | 86.2305 | 0.00046317
| Civic Offices | Cable from CO2 to new buiding through link (Services mechanical and electrical components (£ spent)) | 1701216 | 8404034 | 5 | Services equipment | Annual inspections and maintenance | Assembly | 2.1552 | Hours | 1 | 44 | 1 | FALSE | 1 | FALSE | 3 | [6 empty] | 5 | B2B3 | 0.11654 | 7.548e-09 | 0.00063191 | 0.00014495 | 3.5967e-05 | 1.4068e-07 | 1.7947 | 86.2305 | 0.00046317
| Civic Offices | Cable from CO2 to new buiding through link (Services mechanical and electrical components (£ spent)) | 1701216 | 8404034 | 5 | Services equipment | Annual inspections and maintenance | Assembly | 2.1552 | Hours | 1 | 44 | 1 | FALSE | 1 | FALSE | 3 | [6 empty] | 6 | B2B3 | 0.11654 | 7.548e-09 | 0.00063191 | 0.00014495 | 3.5967e-05 | 1.4068e-07 | 1.7947 | 86.2305 | 0.00046317
| Civic Offices | Cable from CO2 to new buiding through link (Services mechanical and electrical components (£ spent)) | 1701216 | 8404034 | 5 | Services equipment | Annual inspections and maintenance | Assembly | 2.1552 | Hours | 1 | 44 | 1 | FALSE | 1 | FALSE | 3 | [6 empty] | 7 | B2B3 | 0.11654 | 7.548e-09 | 0.00063191 | 0.00014495 | 3.5967e-05 | 1.4068e-07 | 1.7947 | 86.2305 | 0.00046317
| Civic Offices | Cable from CO2 to new buiding through link (Services mechanical and electrical components (£ spent)) | 1701216 | 8404034 | 5 | Services equipment | Annual inspections and maintenance | Assembly | 2.1552 | Hours | 1 | 44 | 1 | FALSE | 1 | FALSE | 3 | [6 empty] | 8 | B2B3 | 0.11654 | 7.548e-09 | 0.00063191 | 0.00014495 | 3.5967e-05 | 1.4068e-07 | 1.7947 | 86.2305 | 0.00046317
| Civic Offices | Cable from CO2 to new buiding through link (Services mechanical and electrical components (£ spent)) | 1701216 | 8404034 | 5 | Services equipment | Annual inspections and maintenance | Assembly | 2.1552 | Hours | 1 | 44 | 1 | FALSE | 1 | FALSE | 3 | [6 empty] | 9 | B2B3 | 0.11654 | 7.548e-09 | 0.00063191 | 0.00014495 | 3.5967e-05 | 1.4068e-07 | 1.7947 | 86.2305 | 0.00046317
| Civic Offices | Cable from CO2 to new buiding through link (Services mechanical and electrical components (£ spent)) | 1701216 | 8404034 | 5 | Services equipment | Annual inspections and maintenance | Assembly | 2.1552 | Hours | 1 | 44 | 1 | FALSE | 1 | FALSE | 3 | [6 empty] | 10 | B2B3 | 0.11654 | 7.548e-09 | 0.00063191 | 0.00014495 | 3.5967e-05 | 1.4068e-07 | 1.7947 | 86.2305 | 0.00046317
| Civic Offices | Cable from CO2 to new buiding through link (Services mechanical and electrical components (£ spent)) | 1701216 | 8404034 | 5 | Services equipment | Annual inspections and maintenance | Assembly | 2.1552 | Hours | 1 | 44 | 1 | FALSE | 1 | FALSE | 3 | [6 empty] | 11 | B2B3 | 0.11654 | 7.548e-09 | 0.00063191 | 0.00014495 | 3.5967e-05 | 1.4068e-07 | 1.7947 | 86.2305 | 0.00046317
| Civic Offices | Cable from CO2 to new buiding through link (Services mechanical and electrical components (£ spent)) | 1701216 | 8404034 | 5 | Services equipment | Annual inspections and maintenance | Assembly | 2.1552 | Hours | 1 | 44 | 1 | FALSE | 1 | FALSE | 3 | [6 empty] | 12 | B2B3 | 0.11654 | 7.548e-09 | 0.00063191 | 0.00014495 | 3.5967e-05 | 1.4068e-07 | 1.7947 | 86.2305 | 0.00046317
| Civic Offices | Cable from CO2 to new buiding through link (Services mechanical and electrical components (£ spent)) | 1701216 | 8404034 | 5 | Services equipment | Annual inspections and maintenance | Assembly | 2.1552 | Hours | 1 | 44 | 1 | FALSE | 1 | FALSE | 3 | [6 empty] | 13 | B2B3 | 0.11654 | 7.548e-09 | 0.00063191 | 0.00014495 | 3.5967e-05 | 1.4068e-07 | 1.7947 | 86.2305 | 0.00046317
| Civic Offices | Cable from CO2 to new buiding through link (Services mechanical and electrical components (£ spent)) | 1701216 | 8404034 | 5 | Services equipment | Annual inspections and maintenance | Assembly | 2.1552 | Hours | 1 | 44 | 1 | FALSE | 1 | FALSE | 3 | [6 empty] | 14 | B2B3 | 0.11654 | 7.548e-09 | 0.00063191 | 0.00014495 | 3.5967e-05 | 1.4068e-07 | 1.7947 | 86.2305 | 0.00046317
| Civic Offices | Cable from CO2 to new buiding through link (Services mechanical and electrical components (£ spent)) | 1701216 | 8404034 | 5 | Services equipment | Annual inspections and maintenance | Assembly | 2.1552 | Hours | 1 | 44 | 1 | FALSE | 1 | FALSE | 3 | [6 empty] | 15 | B2B3 | 0.11654 | 7.548e-09 | 0.00063191 | 0.00014495 | 3.5967e-05 | 1.4068e-07 | 1.7947 | 86.2305 | 0.00046317
| Civic Offices | Cable from CO2 to new buiding through link (Services mechanical and electrical components (£ spent)) | 1701216 | 8404034 | 5 | Services equipment | Annual inspections and maintenance | Assembly | 2.1552 | Hours | 1 | 44 | 1 | FALSE | 1 | FALSE | 3 | [6 empty] | 16 | B2B3 | 0.11654 | 7.548e-09 | 0.00063191 | 0.00014495 | 3.5967e-05 | 1.4068e-07 | 1.7947 | 86.2305 | 0.00046317
| Civic Offices | Cable from CO2 to new buiding through link (Services mechanical and electrical components (£ spent)) | 1701216 | 8404034 | 5 | Services equipment | Annual inspections and maintenance | Assembly | 2.1552 | Hours | 1 | 44 | 1 | FALSE | 1 | FALSE | 3 | [6 empty] | 17 | B2B3 | 0.11654 | 7.548e-09 | 0.00063191 | 0.00014495 | 3.5967e-05 | 1.4068e-07 | 1.7947 | 86.2305 | 0.00046317
| Civic Offices | Cable from CO2 to new buiding through link (Services mechanical and electrical components (£ spent)) | 1701216 | 8404034 | 5 | Services equipment | Annual inspections and maintenance | Assembly | 2.1552 | Hours | 1 | 44 | 1 | FALSE | 1 | FALSE | 3 | [6 empty] | 18 | B2B3 | 0.11654 | 7.548e-09 | 0.00063191 | 0.00014495 | 3.5967e-05 | 1.4068e-07 | 1.7947 | 86.2305 | 0.00046317
| Civic Offices | Cable from CO2 to new buiding through link (Services mechanical and electrical components (£ spent)) | 1701216 | 8404034 | 5 | Services equipment | Annual inspections and maintenance | Assembly | 2.1552 | Hours | 1 | 44 | 1 | FALSE | 1 | FALSE | 3 | [6 empty] | 19 | B2B3 | 0.11654 | 7.548e-09 | 0.00063191 | 0.00014495 | 3.5967e-05 | 1.4068e-07 | 1.7947 | 86.2305 | 0.00046317
| Civic Offices | Cable from CO2 to new buiding through link (Services mechanical and electrical components (£ spent)) | 1701216 | 8404034 | 5 | Services equipment | Annual inspections and maintenance | Assembly | 2.1552 | Hours | 1 | 44 | 1 | FALSE | 1 | FALSE | 3 | [6 empty] | 20 | B2B3 | 0.11654 | 7.548e-09 | 0.00063191 | 0.00014495 | 3.5967e-05 | 1.4068e-07 | 1.7947 | 86.2305 | 0.00046317
| Civic Offices | Cable from CO2 to new buiding through link (Services mechanical and electrical components (£ spent)) | 1701216 | 8404034 | 5 | Services equipment | Annual inspections and maintenance | Assembly | 2.1552 | Hours | 1 | 44 | 1 | FALSE | 1 | FALSE | 3 | [6 empty] | 21 | B2B3 | 0.11654 | 7.548e-09 | 0.00063191 | 0.00014495 | 3.5967e-05 | 1.4068e-07 | 1.7947 | 86.2305 | 0.00046317
| Civic Offices | Cable from CO2 to new buiding through link (Services mechanical and electrical components (£ spent)) | 1701216 | 8404034 | 5 | Services equipment | Annual inspections and maintenance | Assembly | 2.1552 | Hours | 1 | 44 | 1 | FALSE | 1 | FALSE | 3 | [6 empty] | 22 | B2B3 | 0.11654 | 7.548e-09 | 0.00063191 | 0.00014495 | 3.5967e-05 | 1.4068e-07 | 1.7947 | 86.2305 | 0.00046317
| Civic Offices | Cable from CO2 to new buiding through link (Services mechanical and electrical components (£ spent)) | 1701216 | 8404034 | 5 | Services equipment | Annual inspections and maintenance | Assembly | 2.1552 | Hours | 1 | 44 | 1 | FALSE | 1 | FALSE | 3 | [6 empty] | 23 | B2B3 | 0.11654 | 7.548e-09 | 0.00063191 | 0.00014495 | 3.5967e-05 | 1.4068e-07 | 1.7947 | 86.2305 | 0.00046317
| Civic Offices | Cable from CO2 to new buiding through link (Services mechanical and electrical components (£ spent)) | 1701216 | 8404034 | 5 | Services equipment | Annual inspections and maintenance | Assembly | 2.1552 | Hours | 1 | 44 | 1 | FALSE | 1 | FALSE | 3 | [6 empty] | 24 | B2B3 | 0.11654 | 7.548e-09 | 0.00063191 | 0.00014495 | 3.5967e-05 | 1.4068e-07 | 1.7947 | 86.2305 | 0.00046317
| Civic Offices | Cable from CO2 to new buiding through link (Services mechanical and electrical components (£ spent)) | 1701216 | 8404034 | 5 | Services equipment | Annual inspections and maintenance | Assembly | 2.1552 | Hours | 1 | 44 | 1 | FALSE | 1 | FALSE | 3 | [6 empty] | 25 | B2B3 | 0.11654 | 7.548e-09 | 0.00063191 | 0.00014495 | 3.5967e-05 | 1.4068e-07 | 1.7947 | 86.2305 | 0.00046317
| Civic Offices | Cable from CO2 to new buiding through link (Services mechanical and electrical components (£ spent)) | 1701216 | 8404034 | 5 | Services equipment | Annual inspections and maintenance | Assembly | 2.1552 | Hours | 1 | 44 | 1 | FALSE | 1 | FALSE | 3 | [6 empty] | 26 | B2B3 | 0.11654 | 7.548e-09 | 0.00063191 | 0.00014495 | 3.5967e-05 | 1.4068e-07 | 1.7947 | 86.2305 | 0.00046317
| Civic Offices | Cable from CO2 to new buiding through link (Services mechanical and electrical components (£ spent)) | 1701216 | 8404034 | 5 | Services equipment | Annual inspections and maintenance | Assembly | 2.1552 | Hours | 1 | 44 | 1 | FALSE | 1 | FALSE | 3 | [6 empty] | 27 | B2B3 | 0.11654 | 7.548e-09 | 0.00063191 | 0.00014495 | 3.5967e-05 | 1.4068e-07 | 1.7947 | 86.2305 | 0.00046317
| Civic Offices | Cable from CO2 to new buiding through link (Services mechanical and electrical components (£ spent)) | 1701216 | 8404034 | 5 | Services equipment | Annual inspections and maintenance | Assembly | 2.1552 | Hours | 1 | 44 | 1 | FALSE | 1 | FALSE | 3 | [6 empty] | 28 | B2B3 | 0.11654 | 7.548e-09 | 0.00063191 | 0.00014495 | 3.5967e-05 | 1.4068e-07 | 1.7947 | 86.2305 | 0.00046317
| Civic Offices | Cable from CO2 to new buiding through link (Services mechanical and electrical components (£ spent)) | 1701216 | 8404034 | 5 | Services equipment | Annual inspections and maintenance | Assembly | 2.1552 | Hours | 1 | 44 | 1 | FALSE | 1 | FALSE | 3 | [6 empty] | 29 | B2B3 | 0.11654 | 7.548e-09 | 0.00063191 | 0.00014495 | 3.5967e-05 | 1.4068e-07 | 1.7947 | 86.2305 | 0.00046317
| Civic Offices | Cable from CO2 to new buiding through link (Services mechanical and electrical components (£ spent)) | 1701216 | 8404034 | 5 | Services equipment | Annual inspections and maintenance | Assembly | 2.1552 | Hours | 1 | 44 | 1 | FALSE | 1 | FALSE | 3 | [6 empty] | 30 | B2B3 | 0.11654 | 7.548e-09 | 0.00063191 | 0.00014495 | 3.5967e-05 | 1.4068e-07 | 1.7947 | 86.2305 | 0.00046317
| Civic Offices | Cable from CO2 to new buiding through link (Services mechanical and electrical components (£ spent)) | 1701216 | 8404034 | 5 | Services equipment | Annual inspections and maintenance | Assembly | 2.1552 | Hours | 1 | 44 | 1 | FALSE | 1 | FALSE | 3 | [6 empty] | 31 | B2B3 | 0.11654 | 7.548e-09 | 0.00063191 | 0.00014495 | 3.5967e-05 | 1.4068e-07 | 1.7947 | 86.2305 | 0.00046317
| Civic Offices | Cable from CO2 to new buiding through link (Services mechanical and electrical components (£ spent)) | 1701216 | 8404034 | 5 | Services equipment | Annual inspections and maintenance | Assembly | 2.1552 | Hours | 1 | 44 | 1 | FALSE | 1 | FALSE | 3 | [6 empty] | 32 | B2B3 | 0.11654 | 7.548e-09 | 0.00063191 | 0.00014495 | 3.5967e-05 | 1.4068e-07 | 1.7947 | 86.2305 | 0.00046317
| Civic Offices | Cable from CO2 to new buiding through link (Services mechanical and electrical components (£ spent)) | 1701216 | 8404034 | 5 | Services equipment | Annual inspections and maintenance | Assembly | 2.1552 | Hours | 1 | 44 | 1 | FALSE | 1 | FALSE | 3 | [6 empty] | 33 | B2B3 | 0.11654 | 7.548e-09 | 0.00063191 | 0.00014495 | 3.5967e-05 | 1.4068e-07 | 1.7947 | 86.2305 | 0.00046317
| Civic Offices | Cable from CO2 to new buiding through link (Services mechanical and electrical components (£ spent)) | 1701216 | 8404034 | 5 | Services equipment | Annual inspections and maintenance | Assembly | 2.1552 | Hours | 1 | 44 | 1 | FALSE | 1 | FALSE | 3 | [6 empty] | 34 | B2B3 | 0.11654 | 7.548e-09 | 0.00063191 | 0.00014495 | 3.5967e-05 | 1.4068e-07 | 1.7947 | 86.2305 | 0.00046317
| Civic Offices | Cable from CO2 to new buiding through link (Services mechanical and electrical components (£ spent)) | 1701216 | 8404034 | 5 | Services equipment | Annual inspections and maintenance | Assembly | 2.1552 | Hours | 1 | 44 | 1 | FALSE | 1 | FALSE | 3 | [6 empty] | 35 | B2B3 | 0.11654 | 7.548e-09 | 0.00063191 | 0.00014495 | 3.5967e-05 | 1.4068e-07 | 1.7947 | 86.2305 | 0.00046317
| Civic Offices | Cable from CO2 to new buiding through link (Services mechanical and electrical components (£ spent)) | 1701216 | 8404034 | 5 | Services equipment | Annual inspections and maintenance | Assembly | 2.1552 | Hours | 1 | 44 | 1 | FALSE | 1 | FALSE | 3 | [6 empty] | 36 | B2B3 | 0.11654 | 7.548e-09 | 0.00063191 | 0.00014495 | 3.5967e-05 | 1.4068e-07 | 1.7947 | 86.2305 | 0.00046317
| Civic Offices | Cable from CO2 to new buiding through link (Services mechanical and electrical components (£ spent)) | 1701216 | 8404034 | 5 | Services equipment | Annual inspections and maintenance | Assembly | 2.1552 | Hours | 1 | 44 | 1 | FALSE | 1 | FALSE | 3 | [6 empty] | 37 | B2B3 | 0.11654 | 7.548e-09 | 0.00063191 | 0.00014495 | 3.5967e-05 | 1.4068e-07 | 1.7947 | 86.2305 | 0.00046317
| Civic Offices | Cable from CO2 to new buiding through link (Services mechanical and electrical components (£ spent)) | 1701216 | 8404034 | 5 | Services equipment | Annual inspections and maintenance | Assembly | 2.1552 | Hours | 1 | 44 | 1 | FALSE | 1 | FALSE | 3 | [6 empty] | 38 | B2B3 | 0.11654 | 7.548e-09 | 0.00063191 | 0.00014495 | 3.5967e-05 | 1.4068e-07 | 1.7947 | 86.2305 | 0.00046317
| Civic Offices | Cable from CO2 to new buiding through link (Services mechanical and electrical components (£ spent)) | 1701216 | 8404034 | 5 | Services equipment | Annual inspections and maintenance | Assembly | 2.1552 | Hours | 1 | 44 | 1 | FALSE | 1 | FALSE | 3 | [6 empty] | 39 | B2B3 | 0.11654 | 7.548e-09 | 0.00063191 | 0.00014495 | 3.5967e-05 | 1.4068e-07 | 1.7947 | 86.2305 | 0.00046317
| Civic Offices | Cable from CO2 to new buiding through link (Services mechanical and electrical components (£ spent)) | 1701216 | 8404034 | 5 | Services equipment | Annual inspections and maintenance | Assembly | 2.1552 | Hours | 1 | 44 | 1 | FALSE | 1 | FALSE | 3 | [6 empty] | 40 | B2B3 | 0.11654 | 7.548e-09 | 0.00063191 | 0.00014495 | 3.5967e-05 | 1.4068e-07 | 1.7947 | 86.2305 | 0.00046317
| Civic Offices | Cable from CO2 to new buiding through link (Services mechanical and electrical components (£ spent)) | 1701216 | 8404034 | 5 | Services equipment | Annual inspections and maintenance | Assembly | 2.1552 | Hours | 1 | 44 | 1 | FALSE | 1 | FALSE | 3 | [6 empty] | 41 | B2B3 | 0.11654 | 7.548e-09 | 0.00063191 | 0.00014495 | 3.5967e-05 | 1.4068e-07 | 1.7947 | 86.2305 | 0.00046317
| Civic Offices | Cable from CO2 to new buiding through link (Services mechanical and electrical components (£ spent)) | 1701216 | 8404034 | 5 | Services equipment | Annual inspections and maintenance | Assembly | 2.1552 | Hours | 1 | 44 | 1 | FALSE | 1 | FALSE | 3 | [6 empty] | 42 | B2B3 | 0.11654 | 7.548e-09 | 0.00063191 | 0.00014495 | 3.5967e-05 | 1.4068e-07 | 1.7947 | 86.2305 | 0.00046317
| Civic Offices | Cable from CO2 to new buiding through link (Services mechanical and electrical components (£ spent)) | 1701216 | 8404034 | 5 | Services equipment | Annual inspections and maintenance | Assembly | 2.1552 | Hours | 1 | 44 | 1 | FALSE | 1 | FALSE | 3 | [6 empty] | 43 | B2B3 | 0.11654 | 7.548e-09 | 0.00063191 | 0.00014495 | 3.5967e-05 | 1.4068e-07 | 1.7947 | 86.2305 | 0.00046317
| Civic Offices | Cable from CO2 to new buiding through link (Services mechanical and electrical components (£ spent)) | 1701216 | 8404034 | 5 | Services equipment | Annual inspections and maintenance | Assembly | 2.1552 | Hours | 1 | 44 | 1 | FALSE | 1 | FALSE | 3 | [6 empty] | 44 | B2B3 | 0.11654 | 7.548e-09 | 0.00063191 | 0.00014495 | 3.5967e-05 | 1.4068e-07 | 1.7947 | 86.2305 | 0.00046317
| Civic Offices | Cable from CO2 to new buiding through link (Services mechanical and electrical components (£ spent)) | 1701216 | 8404034 | 5 | Services equipment | Annual inspections and maintenance | Assembly | 2.1552 | Hours | 1 | 44 | 1 | FALSE | 1 | FALSE | 3 | [6 empty] | 45 | B2B3 | 0.11654 | 7.548e-09 | 0.00063191 | 0.00014495 | 3.5967e-05 | 1.4068e-07 | 1.7947 | 86.2305 | 0.00046317
| Civic Offices | Cable from CO2 to new buiding through link (Services mechanical and electrical components (£ spent)) | 1701216 | 8404034 | 5 | Services equipment | Annual inspections and maintenance | Assembly | 2.1552 | Hours | 1 | 44 | 1 | FALSE | 1 | FALSE | 3 | [6 empty] | 46 | B2B3 | 0.11654 | 7.548e-09 | 0.00063191 | 0.00014495 | 3.5967e-05 | 1.4068e-07 | 1.7947 | 86.2305 | 0.00046317
| Civic Offices | Cable from CO2 to new buiding through link (Services mechanical and electrical components (£ spent)) | 1701216 | 8404034 | 5 | Services equipment | Annual inspections and maintenance | Assembly | 2.1552 | Hours | 1 | 44 | 1 | FALSE | 1 | FALSE | 3 | [6 empty] | 47 | B2B3 | 0.11654 | 7.548e-09 | 0.00063191 | 0.00014495 | 3.5967e-05 | 1.4068e-07 | 1.7947 | 86.2305 | 0.00046317
| Civic Offices | Cable from CO2 to new buiding through link (Services mechanical and electrical components (£ spent)) | 1701216 | 8404034 | 5 | Services equipment | Annual inspections and maintenance | Assembly | 2.1552 | Hours | 1 | 44 | 1 | FALSE | 1 | FALSE | 3 | [6 empty] | 48 | B2B3 | 0.11654 | 7.548e-09 | 0.00063191 | 0.00014495 | 3.5967e-05 | 1.4068e-07 | 1.7947 | 86.2305 | 0.00046317
| Civic Offices | Cable from CO2 to new buiding through link (Services mechanical and electrical components (£ spent)) | 1701216 | 8404034 | 5 | Services equipment | Annual inspections and maintenance | Assembly | 2.1552 | Hours | 1 | 44 | 1 | FALSE | 1 | FALSE | 3 | [6 empty] | 49 | B2B3 | 0.11654 | 7.548e-09 | 0.00063191 | 0.00014495 | 3.5967e-05 | 1.4068e-07 | 1.7947 | 86.2305 | 0.00046317
| Civic Offices | Cable from CO2 to new buiding through link (Services mechanical and electrical components (£ spent)) | 1701216 | 8404034 | 5 | Services equipment | Annual inspections and maintenance | Assembly | 2.1552 | Hours | 1 | 44 | 1 | FALSE | 1 | FALSE | 3 | [6 empty] | 50 | B2B3 | 0.11654 | 7.548e-09 | 0.00063191 | 0.00014495 | 3.5967e-05 | 1.4068e-07 | 1.7947 | 86.2305 | 0.00046317
| Civic Offices | Cable from CO2 to new buiding through link (Services mechanical and electrical components (£ spent)) | 1701216 | 8404034 | 5 | Services equipment | Annual inspections and maintenance | Assembly | 2.1552 | Hours | 1 | 44 | 1 | FALSE | 1 | FALSE | 3 | [6 empty] | 51 | B2B3 | 0.11654 | 7.548e-09 | 0.00063191 | 0.00014495 | 3.5967e-05 | 1.4068e-07 | 1.7947 | 86.2305 | 0.00046317
| Civic Offices | Cable from CO2 to new buiding through link (Services mechanical and electrical components (£ spent)) | 1701216 | 8404034 | 5 | Services equipment | Annual inspections and maintenance | Assembly | 2.1552 | Hours | 1 | 44 | 1 | FALSE | 1 | FALSE | 3 | [6 empty] | 52 | B2B3 | 0.11654 | 7.548e-09 | 0.00063191 | 0.00014495 | 3.5967e-05 | 1.4068e-07 | 1.7947 | 86.2305 | 0.00046317
| Civic Offices | Cable from CO2 to new buiding through link (Services mechanical and electrical components (£ spent)) | 1701216 | 8404034 | 5 | Services equipment | Annual inspections and maintenance | Assembly | 2.1552 | Hours | 1 | 44 | 1 | FALSE | 1 | FALSE | 3 | [6 empty] | 53 | B2B3 | 0.11654 | 7.548e-09 | 0.00063191 | 0.00014495 | 3.5967e-05 | 1.4068e-07 | 1.7947 | 86.2305 | 0.00046317
| Civic Offices | Cable from CO2 to new buiding through link (Services mechanical and electrical components (£ spent)) | 1701216 | 8404034 | 5 | Services equipment | Annual inspections and maintenance | Assembly | 2.1552 | Hours | 1 | 44 | 1 | FALSE | 1 | FALSE | 3 | [6 empty] | 54 | B2B3 | 0.11654 | 7.548e-09 | 0.00063191 | 0.00014495 | 3.5967e-05 | 1.4068e-07 | 1.7947 | 86.2305 | 0.00046317
| Civic Offices | Cable from CO2 to new buiding through link (Services mechanical and electrical components (£ spent)) | 1701216 | 8404034 | 5 | Services equipment | Annual inspections and maintenance | Assembly | 2.1552 | Hours | 1 | 44 | 1 | FALSE | 1 | FALSE | 3 | [6 empty] | 55 | B2B3 | 0.11654 | 7.548e-09 | 0.00063191 | 0.00014495 | 3.5967e-05 | 1.4068e-07 | 1.7947 | 86.2305 | 0.00046317
| Civic Offices | Cable from CO2 to new buiding through link (Services mechanical and electrical components (£ spent)) | 1701216 | 8404034 | 5 | Services equipment | Annual inspections and maintenance | Assembly | 2.1552 | Hours | 1 | 44 | 1 | FALSE | 1 | FALSE | 3 | [6 empty] | 56 | B2B3 | 0.11654 | 7.548e-09 | 0.00063191 | 0.00014495 | 3.5967e-05 | 1.4068e-07 | 1.7947 | 86.2305 | 0.00046317
| Civic Offices | Cable from CO2 to new buiding through link (Services mechanical and electrical components (£ spent)) | 1701216 | 8404034 | 5 | Services equipment | Annual inspections and maintenance | Assembly | 2.1552 | Hours | 1 | 44 | 1 | FALSE | 1 | FALSE | 3 | [6 empty] | 57 | B2B3 | 0.11654 | 7.548e-09 | 0.00063191 | 0.00014495 | 3.5967e-05 | 1.4068e-07 | 1.7947 | 86.2305 | 0.00046317
| Civic Offices | Cable from CO2 to new buiding through link (Services mechanical and electrical components (£ spent)) | 1701216 | 8404034 | 5 | Services equipment | Annual inspections and maintenance | Assembly | 2.1552 | Hours | 1 | 44 | 1 | FALSE | 1 | FALSE | 3 | [6 empty] | 58 | B2B3 | 0.11654 | 7.548e-09 | 0.00063191 | 0.00014495 | 3.5967e-05 | 1.4068e-07 | 1.7947 | 86.2305 | 0.00046317
| Civic Offices | Cable from CO2 to new buiding through link (Services mechanical and electrical components (£ spent)) | 1701216 | 8404034 | 5 | Services equipment | Annual inspections and maintenance | Assembly | 2.1552 | Hours | 1 | 44 | 1 | FALSE | 1 | FALSE | 3 | [6 empty] | 59 | B2B3 | 0.11654 | 7.548e-09 | 0.00063191 | 0.00014495 | 3.5967e-05 | 1.4068e-07 | 1.7947 | 86.2305 | 0.00046317
| Civic Offices | Cable from CO2 to new buiding through link (Services mechanical and electrical components (£ spent)) | 1701216 | 8404034 | 5 | Services equipment | Annual inspections and maintenance | Assembly | 2.1552 | Hours | 1 | 44 | 1 | FALSE | 1 | FALSE | 3 | [6 empty] | 60 | B2B3 | 0.11654 | 7.548e-09 | 0.00063191 | 0.00014495 | 3.5967e-05 | 1.4068e-07 | 1.7947 | 86.2305 | 0.00046317
| Civic Offices | Cable containment tray basket trunking - general allowance (Services mechanical and electrical components (£ spent)) | 1701217 | 8404038 | 5 | Services equipment | Install | Assembly | 305.0431 | Hours | 25 | 44 | 1 | FALSE | 1 | FALSE | 1 | [6 empty] | 0 | A5 | 16.4957 | 1.0683e-06 | 0.089441 | 0.020516 | 0.0050908 | 1.9912e-05 | 254.0273 | 12205.0617 | 0.065557
| Civic Offices | Cable containment tray basket trunking - general allowance (Services mechanical and electrical components (£ spent)) | 1701217 | 8404038 | 5 | Services equipment | Install | Assembly | 305.0431 | Hours | 25 | 44 | 1 | FALSE | 1 | FALSE | 1 | [6 empty] | 0 | A4 | 0 | 0 | 0 | 0 | 0 | 0 | 0 | 0 | 0
| Civic Offices | Cable containment tray basket trunking - general allowance (Services mechanical and electrical components (£ spent)) | 1701217 | 8404038 | 5 | Services equipment | Install | Assembly | 305.0431 | Hours | 25 | 44 | 1 | FALSE | 1 | FALSE | 1 | [6 empty] | 25 | B4B5 | 16.4957 | 1.0683e-06 | 0.089441 | 0.020516 | 0.0050908 | 1.9912e-05 | 254.0273 | 12205.0617 | 0.065557
| Civic Offices | Cable containment tray basket trunking - general allowance (Services mechanical and electrical components (£ spent)) | 1701217 | 8404038 | 5 | Services equipment | Install | Assembly | 305.0431 | Hours | 25 | 44 | 1 | FALSE | 1 | FALSE | 1 | [6 empty] | 50 | B4B5 | 16.4957 | 1.0683e-06 | 0.089441 | 0.020516 | 0.0050908 | 1.9912e-05 | 254.0273 | 12205.0617 | 0.065557
| Civic Offices | Cable containment tray basket trunking - general allowance (Services mechanical and electrical components (£ spent)) | 1701217 | 8404039 | 5 | Services equipment | Annual inspections and maintenance | Assembly | 15.2522 | Hours | 1 | 44 | 1 | FALSE | 1 | FALSE | 3 | [6 empty] | 1 | B2B3 | 0.82479 | 5.3417e-08 | 0.0044721 | 0.0010258 | 0.00025454 | 9.956e-07 | 12.7014 | 610.2531 | 0.0032779
| Civic Offices | Cable containment tray basket trunking - general allowance (Services mechanical and electrical components (£ spent)) | 1701217 | 8404039 | 5 | Services equipment | Annual inspections and maintenance | Assembly | 15.2522 | Hours | 1 | 44 | 1 | FALSE | 1 | FALSE | 3 | [6 empty] | 2 | B2B3 | 0.82479 | 5.3417e-08 | 0.0044721 | 0.0010258 | 0.00025454 | 9.956e-07 | 12.7014 | 610.2531 | 0.0032779
| Civic Offices | Cable containment tray basket trunking - general allowance (Services mechanical and electrical components (£ spent)) | 1701217 | 8404039 | 5 | Services equipment | Annual inspections and maintenance | Assembly | 15.2522 | Hours | 1 | 44 | 1 | FALSE | 1 | FALSE | 3 | [6 empty] | 3 | B2B3 | 0.82479 | 5.3417e-08 | 0.0044721 | 0.0010258 | 0.00025454 | 9.956e-07 | 12.7014 | 610.2531 | 0.0032779
| Civic Offices | Cable containment tray basket trunking - general allowance (Services mechanical and electrical components (£ spent)) | 1701217 | 8404039 | 5 | Services equipment | Annual inspections and maintenance | Assembly | 15.2522 | Hours | 1 | 44 | 1 | FALSE | 1 | FALSE | 3 | [6 empty] | 4 | B2B3 | 0.82479 | 5.3417e-08 | 0.0044721 | 0.0010258 | 0.00025454 | 9.956e-07 | 12.7014 | 610.2531 | 0.0032779
| Civic Offices | Cable containment tray basket trunking - general allowance (Services mechanical and electrical components (£ spent)) | 1701217 | 8404039 | 5 | Services equipment | Annual inspections and maintenance | Assembly | 15.2522 | Hours | 1 | 44 | 1 | FALSE | 1 | FALSE | 3 | [6 empty] | 5 | B2B3 | 0.82479 | 5.3417e-08 | 0.0044721 | 0.0010258 | 0.00025454 | 9.956e-07 | 12.7014 | 610.2531 | 0.0032779
| Civic Offices | Cable containment tray basket trunking - general allowance (Services mechanical and electrical components (£ spent)) | 1701217 | 8404039 | 5 | Services equipment | Annual inspections and maintenance | Assembly | 15.2522 | Hours | 1 | 44 | 1 | FALSE | 1 | FALSE | 3 | [6 empty] | 6 | B2B3 | 0.82479 | 5.3417e-08 | 0.0044721 | 0.0010258 | 0.00025454 | 9.956e-07 | 12.7014 | 610.2531 | 0.0032779
| Civic Offices | Cable containment tray basket trunking - general allowance (Services mechanical and electrical components (£ spent)) | 1701217 | 8404039 | 5 | Services equipment | Annual inspections and maintenance | Assembly | 15.2522 | Hours | 1 | 44 | 1 | FALSE | 1 | FALSE | 3 | [6 empty] | 7 | B2B3 | 0.82479 | 5.3417e-08 | 0.0044721 | 0.0010258 | 0.00025454 | 9.956e-07 | 12.7014 | 610.2531 | 0.0032779
| Civic Offices | Cable containment tray basket trunking - general allowance (Services mechanical and electrical components (£ spent)) | 1701217 | 8404039 | 5 | Services equipment | Annual inspections and maintenance | Assembly | 15.2522 | Hours | 1 | 44 | 1 | FALSE | 1 | FALSE | 3 | [6 empty] | 8 | B2B3 | 0.82479 | 5.3417e-08 | 0.0044721 | 0.0010258 | 0.00025454 | 9.956e-07 | 12.7014 | 610.2531 | 0.0032779
| Civic Offices | Cable containment tray basket trunking - general allowance (Services mechanical and electrical components (£ spent)) | 1701217 | 8404039 | 5 | Services equipment | Annual inspections and maintenance | Assembly | 15.2522 | Hours | 1 | 44 | 1 | FALSE | 1 | FALSE | 3 | [6 empty] | 9 | B2B3 | 0.82479 | 5.3417e-08 | 0.0044721 | 0.0010258 | 0.00025454 | 9.956e-07 | 12.7014 | 610.2531 | 0.0032779
| Civic Offices | Cable containment tray basket trunking - general allowance (Services mechanical and electrical components (£ spent)) | 1701217 | 8404039 | 5 | Services equipment | Annual inspections and maintenance | Assembly | 15.2522 | Hours | 1 | 44 | 1 | FALSE | 1 | FALSE | 3 | [6 empty] | 10 | B2B3 | 0.82479 | 5.3417e-08 | 0.0044721 | 0.0010258 | 0.00025454 | 9.956e-07 | 12.7014 | 610.2531 | 0.0032779
| Civic Offices | Cable containment tray basket trunking - general allowance (Services mechanical and electrical components (£ spent)) | 1701217 | 8404039 | 5 | Services equipment | Annual inspections and maintenance | Assembly | 15.2522 | Hours | 1 | 44 | 1 | FALSE | 1 | FALSE | 3 | [6 empty] | 11 | B2B3 | 0.82479 | 5.3417e-08 | 0.0044721 | 0.0010258 | 0.00025454 | 9.956e-07 | 12.7014 | 610.2531 | 0.0032779
| Civic Offices | Cable containment tray basket trunking - general allowance (Services mechanical and electrical components (£ spent)) | 1701217 | 8404039 | 5 | Services equipment | Annual inspections and maintenance | Assembly | 15.2522 | Hours | 1 | 44 | 1 | FALSE | 1 | FALSE | 3 | [6 empty] | 12 | B2B3 | 0.82479 | 5.3417e-08 | 0.0044721 | 0.0010258 | 0.00025454 | 9.956e-07 | 12.7014 | 610.2531 | 0.0032779
| Civic Offices | Cable containment tray basket trunking - general allowance (Services mechanical and electrical components (£ spent)) | 1701217 | 8404039 | 5 | Services equipment | Annual inspections and maintenance | Assembly | 15.2522 | Hours | 1 | 44 | 1 | FALSE | 1 | FALSE | 3 | [6 empty] | 13 | B2B3 | 0.82479 | 5.3417e-08 | 0.0044721 | 0.0010258 | 0.00025454 | 9.956e-07 | 12.7014 | 610.2531 | 0.0032779
| Civic Offices | Cable containment tray basket trunking - general allowance (Services mechanical and electrical components (£ spent)) | 1701217 | 8404039 | 5 | Services equipment | Annual inspections and maintenance | Assembly | 15.2522 | Hours | 1 | 44 | 1 | FALSE | 1 | FALSE | 3 | [6 empty] | 14 | B2B3 | 0.82479 | 5.3417e-08 | 0.0044721 | 0.0010258 | 0.00025454 | 9.956e-07 | 12.7014 | 610.2531 | 0.0032779
| Civic Offices | Cable containment tray basket trunking - general allowance (Services mechanical and electrical components (£ spent)) | 1701217 | 8404039 | 5 | Services equipment | Annual inspections and maintenance | Assembly | 15.2522 | Hours | 1 | 44 | 1 | FALSE | 1 | FALSE | 3 | [6 empty] | 15 | B2B3 | 0.82479 | 5.3417e-08 | 0.0044721 | 0.0010258 | 0.00025454 | 9.956e-07 | 12.7014 | 610.2531 | 0.0032779
| Civic Offices | Cable containment tray basket trunking - general allowance (Services mechanical and electrical components (£ spent)) | 1701217 | 8404039 | 5 | Services equipment | Annual inspections and maintenance | Assembly | 15.2522 | Hours | 1 | 44 | 1 | FALSE | 1 | FALSE | 3 | [6 empty] | 16 | B2B3 | 0.82479 | 5.3417e-08 | 0.0044721 | 0.0010258 | 0.00025454 | 9.956e-07 | 12.7014 | 610.2531 | 0.0032779
| Civic Offices | Cable containment tray basket trunking - general allowance (Services mechanical and electrical components (£ spent)) | 1701217 | 8404039 | 5 | Services equipment | Annual inspections and maintenance | Assembly | 15.2522 | Hours | 1 | 44 | 1 | FALSE | 1 | FALSE | 3 | [6 empty] | 17 | B2B3 | 0.82479 | 5.3417e-08 | 0.0044721 | 0.0010258 | 0.00025454 | 9.956e-07 | 12.7014 | 610.2531 | 0.0032779
| Civic Offices | Cable containment tray basket trunking - general allowance (Services mechanical and electrical components (£ spent)) | 1701217 | 8404039 | 5 | Services equipment | Annual inspections and maintenance | Assembly | 15.2522 | Hours | 1 | 44 | 1 | FALSE | 1 | FALSE | 3 | [6 empty] | 18 | B2B3 | 0.82479 | 5.3417e-08 | 0.0044721 | 0.0010258 | 0.00025454 | 9.956e-07 | 12.7014 | 610.2531 | 0.0032779
| Civic Offices | Cable containment tray basket trunking - general allowance (Services mechanical and electrical components (£ spent)) | 1701217 | 8404039 | 5 | Services equipment | Annual inspections and maintenance | Assembly | 15.2522 | Hours | 1 | 44 | 1 | FALSE | 1 | FALSE | 3 | [6 empty] | 19 | B2B3 | 0.82479 | 5.3417e-08 | 0.0044721 | 0.0010258 | 0.00025454 | 9.956e-07 | 12.7014 | 610.2531 | 0.0032779
| Civic Offices | Cable containment tray basket trunking - general allowance (Services mechanical and electrical components (£ spent)) | 1701217 | 8404039 | 5 | Services equipment | Annual inspections and maintenance | Assembly | 15.2522 | Hours | 1 | 44 | 1 | FALSE | 1 | FALSE | 3 | [6 empty] | 20 | B2B3 | 0.82479 | 5.3417e-08 | 0.0044721 | 0.0010258 | 0.00025454 | 9.956e-07 | 12.7014 | 610.2531 | 0.0032779
| Civic Offices | Cable containment tray basket trunking - general allowance (Services mechanical and electrical components (£ spent)) | 1701217 | 8404039 | 5 | Services equipment | Annual inspections and maintenance | Assembly | 15.2522 | Hours | 1 | 44 | 1 | FALSE | 1 | FALSE | 3 | [6 empty] | 21 | B2B3 | 0.82479 | 5.3417e-08 | 0.0044721 | 0.0010258 | 0.00025454 | 9.956e-07 | 12.7014 | 610.2531 | 0.0032779
| Civic Offices | Cable containment tray basket trunking - general allowance (Services mechanical and electrical components (£ spent)) | 1701217 | 8404039 | 5 | Services equipment | Annual inspections and maintenance | Assembly | 15.2522 | Hours | 1 | 44 | 1 | FALSE | 1 | FALSE | 3 | [6 empty] | 22 | B2B3 | 0.82479 | 5.3417e-08 | 0.0044721 | 0.0010258 | 0.00025454 | 9.956e-07 | 12.7014 | 610.2531 | 0.0032779
| Civic Offices | Cable containment tray basket trunking - general allowance (Services mechanical and electrical components (£ spent)) | 1701217 | 8404039 | 5 | Services equipment | Annual inspections and maintenance | Assembly | 15.2522 | Hours | 1 | 44 | 1 | FALSE | 1 | FALSE | 3 | [6 empty] | 23 | B2B3 | 0.82479 | 5.3417e-08 | 0.0044721 | 0.0010258 | 0.00025454 | 9.956e-07 | 12.7014 | 610.2531 | 0.0032779
| Civic Offices | Cable containment tray basket trunking - general allowance (Services mechanical and electrical components (£ spent)) | 1701217 | 8404039 | 5 | Services equipment | Annual inspections and maintenance | Assembly | 15.2522 | Hours | 1 | 44 | 1 | FALSE | 1 | FALSE | 3 | [6 empty] | 24 | B2B3 | 0.82479 | 5.3417e-08 | 0.0044721 | 0.0010258 | 0.00025454 | 9.956e-07 | 12.7014 | 610.2531 | 0.0032779
| Civic Offices | Cable containment tray basket trunking - general allowance (Services mechanical and electrical components (£ spent)) | 1701217 | 8404039 | 5 | Services equipment | Annual inspections and maintenance | Assembly | 15.2522 | Hours | 1 | 44 | 1 | FALSE | 1 | FALSE | 3 | [6 empty] | 25 | B2B3 | 0.82479 | 5.3417e-08 | 0.0044721 | 0.0010258 | 0.00025454 | 9.956e-07 | 12.7014 | 610.2531 | 0.0032779
| Civic Offices | Cable containment tray basket trunking - general allowance (Services mechanical and electrical components (£ spent)) | 1701217 | 8404039 | 5 | Services equipment | Annual inspections and maintenance | Assembly | 15.2522 | Hours | 1 | 44 | 1 | FALSE | 1 | FALSE | 3 | [6 empty] | 26 | B2B3 | 0.82479 | 5.3417e-08 | 0.0044721 | 0.0010258 | 0.00025454 | 9.956e-07 | 12.7014 | 610.2531 | 0.0032779
| Civic Offices | Cable containment tray basket trunking - general allowance (Services mechanical and electrical components (£ spent)) | 1701217 | 8404039 | 5 | Services equipment | Annual inspections and maintenance | Assembly | 15.2522 | Hours | 1 | 44 | 1 | FALSE | 1 | FALSE | 3 | [6 empty] | 27 | B2B3 | 0.82479 | 5.3417e-08 | 0.0044721 | 0.0010258 | 0.00025454 | 9.956e-07 | 12.7014 | 610.2531 | 0.0032779
| Civic Offices | Cable containment tray basket trunking - general allowance (Services mechanical and electrical components (£ spent)) | 1701217 | 8404039 | 5 | Services equipment | Annual inspections and maintenance | Assembly | 15.2522 | Hours | 1 | 44 | 1 | FALSE | 1 | FALSE | 3 | [6 empty] | 28 | B2B3 | 0.82479 | 5.3417e-08 | 0.0044721 | 0.0010258 | 0.00025454 | 9.956e-07 | 12.7014 | 610.2531 | 0.0032779
| Civic Offices | Cable containment tray basket trunking - general allowance (Services mechanical and electrical components (£ spent)) | 1701217 | 8404039 | 5 | Services equipment | Annual inspections and maintenance | Assembly | 15.2522 | Hours | 1 | 44 | 1 | FALSE | 1 | FALSE | 3 | [6 empty] | 29 | B2B3 | 0.82479 | 5.3417e-08 | 0.0044721 | 0.0010258 | 0.00025454 | 9.956e-07 | 12.7014 | 610.2531 | 0.0032779
| Civic Offices | Cable containment tray basket trunking - general allowance (Services mechanical and electrical components (£ spent)) | 1701217 | 8404039 | 5 | Services equipment | Annual inspections and maintenance | Assembly | 15.2522 | Hours | 1 | 44 | 1 | FALSE | 1 | FALSE | 3 | [6 empty] | 30 | B2B3 | 0.82479 | 5.3417e-08 | 0.0044721 | 0.0010258 | 0.00025454 | 9.956e-07 | 12.7014 | 610.2531 | 0.0032779
| Civic Offices | Cable containment tray basket trunking - general allowance (Services mechanical and electrical components (£ spent)) | 1701217 | 8404039 | 5 | Services equipment | Annual inspections and maintenance | Assembly | 15.2522 | Hours | 1 | 44 | 1 | FALSE | 1 | FALSE | 3 | [6 empty] | 31 | B2B3 | 0.82479 | 5.3417e-08 | 0.0044721 | 0.0010258 | 0.00025454 | 9.956e-07 | 12.7014 | 610.2531 | 0.0032779
| Civic Offices | Cable containment tray basket trunking - general allowance (Services mechanical and electrical components (£ spent)) | 1701217 | 8404039 | 5 | Services equipment | Annual inspections and maintenance | Assembly | 15.2522 | Hours | 1 | 44 | 1 | FALSE | 1 | FALSE | 3 | [6 empty] | 32 | B2B3 | 0.82479 | 5.3417e-08 | 0.0044721 | 0.0010258 | 0.00025454 | 9.956e-07 | 12.7014 | 610.2531 | 0.0032779
| Civic Offices | Cable containment tray basket trunking - general allowance (Services mechanical and electrical components (£ spent)) | 1701217 | 8404039 | 5 | Services equipment | Annual inspections and maintenance | Assembly | 15.2522 | Hours | 1 | 44 | 1 | FALSE | 1 | FALSE | 3 | [6 empty] | 33 | B2B3 | 0.82479 | 5.3417e-08 | 0.0044721 | 0.0010258 | 0.00025454 | 9.956e-07 | 12.7014 | 610.2531 | 0.0032779
| Civic Offices | Cable containment tray basket trunking - general allowance (Services mechanical and electrical components (£ spent)) | 1701217 | 8404039 | 5 | Services equipment | Annual inspections and maintenance | Assembly | 15.2522 | Hours | 1 | 44 | 1 | FALSE | 1 | FALSE | 3 | [6 empty] | 34 | B2B3 | 0.82479 | 5.3417e-08 | 0.0044721 | 0.0010258 | 0.00025454 | 9.956e-07 | 12.7014 | 610.2531 | 0.0032779
| Civic Offices | Cable containment tray basket trunking - general allowance (Services mechanical and electrical components (£ spent)) | 1701217 | 8404039 | 5 | Services equipment | Annual inspections and maintenance | Assembly | 15.2522 | Hours | 1 | 44 | 1 | FALSE | 1 | FALSE | 3 | [6 empty] | 35 | B2B3 | 0.82479 | 5.3417e-08 | 0.0044721 | 0.0010258 | 0.00025454 | 9.956e-07 | 12.7014 | 610.2531 | 0.0032779
| Civic Offices | Cable containment tray basket trunking - general allowance (Services mechanical and electrical components (£ spent)) | 1701217 | 8404039 | 5 | Services equipment | Annual inspections and maintenance | Assembly | 15.2522 | Hours | 1 | 44 | 1 | FALSE | 1 | FALSE | 3 | [6 empty] | 36 | B2B3 | 0.82479 | 5.3417e-08 | 0.0044721 | 0.0010258 | 0.00025454 | 9.956e-07 | 12.7014 | 610.2531 | 0.0032779
| Civic Offices | Cable containment tray basket trunking - general allowance (Services mechanical and electrical components (£ spent)) | 1701217 | 8404039 | 5 | Services equipment | Annual inspections and maintenance | Assembly | 15.2522 | Hours | 1 | 44 | 1 | FALSE | 1 | FALSE | 3 | [6 empty] | 37 | B2B3 | 0.82479 | 5.3417e-08 | 0.0044721 | 0.0010258 | 0.00025454 | 9.956e-07 | 12.7014 | 610.2531 | 0.0032779
| Civic Offices | Cable containment tray basket trunking - general allowance (Services mechanical and electrical components (£ spent)) | 1701217 | 8404039 | 5 | Services equipment | Annual inspections and maintenance | Assembly | 15.2522 | Hours | 1 | 44 | 1 | FALSE | 1 | FALSE | 3 | [6 empty] | 38 | B2B3 | 0.82479 | 5.3417e-08 | 0.0044721 | 0.0010258 | 0.00025454 | 9.956e-07 | 12.7014 | 610.2531 | 0.0032779
| Civic Offices | Cable containment tray basket trunking - general allowance (Services mechanical and electrical components (£ spent)) | 1701217 | 8404039 | 5 | Services equipment | Annual inspections and maintenance | Assembly | 15.2522 | Hours | 1 | 44 | 1 | FALSE | 1 | FALSE | 3 | [6 empty] | 39 | B2B3 | 0.82479 | 5.3417e-08 | 0.0044721 | 0.0010258 | 0.00025454 | 9.956e-07 | 12.7014 | 610.2531 | 0.0032779
| Civic Offices | Cable containment tray basket trunking - general allowance (Services mechanical and electrical components (£ spent)) | 1701217 | 8404039 | 5 | Services equipment | Annual inspections and maintenance | Assembly | 15.2522 | Hours | 1 | 44 | 1 | FALSE | 1 | FALSE | 3 | [6 empty] | 40 | B2B3 | 0.82479 | 5.3417e-08 | 0.0044721 | 0.0010258 | 0.00025454 | 9.956e-07 | 12.7014 | 610.2531 | 0.0032779
| Civic Offices | Cable containment tray basket trunking - general allowance (Services mechanical and electrical components (£ spent)) | 1701217 | 8404039 | 5 | Services equipment | Annual inspections and maintenance | Assembly | 15.2522 | Hours | 1 | 44 | 1 | FALSE | 1 | FALSE | 3 | [6 empty] | 41 | B2B3 | 0.82479 | 5.3417e-08 | 0.0044721 | 0.0010258 | 0.00025454 | 9.956e-07 | 12.7014 | 610.2531 | 0.0032779
| Civic Offices | Cable containment tray basket trunking - general allowance (Services mechanical and electrical components (£ spent)) | 1701217 | 8404039 | 5 | Services equipment | Annual inspections and maintenance | Assembly | 15.2522 | Hours | 1 | 44 | 1 | FALSE | 1 | FALSE | 3 | [6 empty] | 42 | B2B3 | 0.82479 | 5.3417e-08 | 0.0044721 | 0.0010258 | 0.00025454 | 9.956e-07 | 12.7014 | 610.2531 | 0.0032779
| Civic Offices | Cable containment tray basket trunking - general allowance (Services mechanical and electrical components (£ spent)) | 1701217 | 8404039 | 5 | Services equipment | Annual inspections and maintenance | Assembly | 15.2522 | Hours | 1 | 44 | 1 | FALSE | 1 | FALSE | 3 | [6 empty] | 43 | B2B3 | 0.82479 | 5.3417e-08 | 0.0044721 | 0.0010258 | 0.00025454 | 9.956e-07 | 12.7014 | 610.2531 | 0.0032779
| Civic Offices | Cable containment tray basket trunking - general allowance (Services mechanical and electrical components (£ spent)) | 1701217 | 8404039 | 5 | Services equipment | Annual inspections and maintenance | Assembly | 15.2522 | Hours | 1 | 44 | 1 | FALSE | 1 | FALSE | 3 | [6 empty] | 44 | B2B3 | 0.82479 | 5.3417e-08 | 0.0044721 | 0.0010258 | 0.00025454 | 9.956e-07 | 12.7014 | 610.2531 | 0.0032779
| Civic Offices | Cable containment tray basket trunking - general allowance (Services mechanical and electrical components (£ spent)) | 1701217 | 8404039 | 5 | Services equipment | Annual inspections and maintenance | Assembly | 15.2522 | Hours | 1 | 44 | 1 | FALSE | 1 | FALSE | 3 | [6 empty] | 45 | B2B3 | 0.82479 | 5.3417e-08 | 0.0044721 | 0.0010258 | 0.00025454 | 9.956e-07 | 12.7014 | 610.2531 | 0.0032779
| Civic Offices | Cable containment tray basket trunking - general allowance (Services mechanical and electrical components (£ spent)) | 1701217 | 8404039 | 5 | Services equipment | Annual inspections and maintenance | Assembly | 15.2522 | Hours | 1 | 44 | 1 | FALSE | 1 | FALSE | 3 | [6 empty] | 46 | B2B3 | 0.82479 | 5.3417e-08 | 0.0044721 | 0.0010258 | 0.00025454 | 9.956e-07 | 12.7014 | 610.2531 | 0.0032779
| Civic Offices | Cable containment tray basket trunking - general allowance (Services mechanical and electrical components (£ spent)) | 1701217 | 8404039 | 5 | Services equipment | Annual inspections and maintenance | Assembly | 15.2522 | Hours | 1 | 44 | 1 | FALSE | 1 | FALSE | 3 | [6 empty] | 47 | B2B3 | 0.82479 | 5.3417e-08 | 0.0044721 | 0.0010258 | 0.00025454 | 9.956e-07 | 12.7014 | 610.2531 | 0.0032779
| Civic Offices | Cable containment tray basket trunking - general allowance (Services mechanical and electrical components (£ spent)) | 1701217 | 8404039 | 5 | Services equipment | Annual inspections and maintenance | Assembly | 15.2522 | Hours | 1 | 44 | 1 | FALSE | 1 | FALSE | 3 | [6 empty] | 48 | B2B3 | 0.82479 | 5.3417e-08 | 0.0044721 | 0.0010258 | 0.00025454 | 9.956e-07 | 12.7014 | 610.2531 | 0.0032779
| Civic Offices | Cable containment tray basket trunking - general allowance (Services mechanical and electrical components (£ spent)) | 1701217 | 8404039 | 5 | Services equipment | Annual inspections and maintenance | Assembly | 15.2522 | Hours | 1 | 44 | 1 | FALSE | 1 | FALSE | 3 | [6 empty] | 49 | B2B3 | 0.82479 | 5.3417e-08 | 0.0044721 | 0.0010258 | 0.00025454 | 9.956e-07 | 12.7014 | 610.2531 | 0.0032779
| Civic Offices | Cable containment tray basket trunking - general allowance (Services mechanical and electrical components (£ spent)) | 1701217 | 8404039 | 5 | Services equipment | Annual inspections and maintenance | Assembly | 15.2522 | Hours | 1 | 44 | 1 | FALSE | 1 | FALSE | 3 | [6 empty] | 50 | B2B3 | 0.82479 | 5.3417e-08 | 0.0044721 | 0.0010258 | 0.00025454 | 9.956e-07 | 12.7014 | 610.2531 | 0.0032779
| Civic Offices | Cable containment tray basket trunking - general allowance (Services mechanical and electrical components (£ spent)) | 1701217 | 8404039 | 5 | Services equipment | Annual inspections and maintenance | Assembly | 15.2522 | Hours | 1 | 44 | 1 | FALSE | 1 | FALSE | 3 | [6 empty] | 51 | B2B3 | 0.82479 | 5.3417e-08 | 0.0044721 | 0.0010258 | 0.00025454 | 9.956e-07 | 12.7014 | 610.2531 | 0.0032779
| Civic Offices | Cable containment tray basket trunking - general allowance (Services mechanical and electrical components (£ spent)) | 1701217 | 8404039 | 5 | Services equipment | Annual inspections and maintenance | Assembly | 15.2522 | Hours | 1 | 44 | 1 | FALSE | 1 | FALSE | 3 | [6 empty] | 52 | B2B3 | 0.82479 | 5.3417e-08 | 0.0044721 | 0.0010258 | 0.00025454 | 9.956e-07 | 12.7014 | 610.2531 | 0.0032779
| Civic Offices | Cable containment tray basket trunking - general allowance (Services mechanical and electrical components (£ spent)) | 1701217 | 8404039 | 5 | Services equipment | Annual inspections and maintenance | Assembly | 15.2522 | Hours | 1 | 44 | 1 | FALSE | 1 | FALSE | 3 | [6 empty] | 53 | B2B3 | 0.82479 | 5.3417e-08 | 0.0044721 | 0.0010258 | 0.00025454 | 9.956e-07 | 12.7014 | 610.2531 | 0.0032779
| Civic Offices | Cable containment tray basket trunking - general allowance (Services mechanical and electrical components (£ spent)) | 1701217 | 8404039 | 5 | Services equipment | Annual inspections and maintenance | Assembly | 15.2522 | Hours | 1 | 44 | 1 | FALSE | 1 | FALSE | 3 | [6 empty] | 54 | B2B3 | 0.82479 | 5.3417e-08 | 0.0044721 | 0.0010258 | 0.00025454 | 9.956e-07 | 12.7014 | 610.2531 | 0.0032779
| Civic Offices | Cable containment tray basket trunking - general allowance (Services mechanical and electrical components (£ spent)) | 1701217 | 8404039 | 5 | Services equipment | Annual inspections and maintenance | Assembly | 15.2522 | Hours | 1 | 44 | 1 | FALSE | 1 | FALSE | 3 | [6 empty] | 55 | B2B3 | 0.82479 | 5.3417e-08 | 0.0044721 | 0.0010258 | 0.00025454 | 9.956e-07 | 12.7014 | 610.2531 | 0.0032779
| Civic Offices | Cable containment tray basket trunking - general allowance (Services mechanical and electrical components (£ spent)) | 1701217 | 8404039 | 5 | Services equipment | Annual inspections and maintenance | Assembly | 15.2522 | Hours | 1 | 44 | 1 | FALSE | 1 | FALSE | 3 | [6 empty] | 56 | B2B3 | 0.82479 | 5.3417e-08 | 0.0044721 | 0.0010258 | 0.00025454 | 9.956e-07 | 12.7014 | 610.2531 | 0.0032779
| Civic Offices | Cable containment tray basket trunking - general allowance (Services mechanical and electrical components (£ spent)) | 1701217 | 8404039 | 5 | Services equipment | Annual inspections and maintenance | Assembly | 15.2522 | Hours | 1 | 44 | 1 | FALSE | 1 | FALSE | 3 | [6 empty] | 57 | B2B3 | 0.82479 | 5.3417e-08 | 0.0044721 | 0.0010258 | 0.00025454 | 9.956e-07 | 12.7014 | 610.2531 | 0.0032779
| Civic Offices | Cable containment tray basket trunking - general allowance (Services mechanical and electrical components (£ spent)) | 1701217 | 8404039 | 5 | Services equipment | Annual inspections and maintenance | Assembly | 15.2522 | Hours | 1 | 44 | 1 | FALSE | 1 | FALSE | 3 | [6 empty] | 58 | B2B3 | 0.82479 | 5.3417e-08 | 0.0044721 | 0.0010258 | 0.00025454 | 9.956e-07 | 12.7014 | 610.2531 | 0.0032779
| Civic Offices | Cable containment tray basket trunking - general allowance (Services mechanical and electrical components (£ spent)) | 1701217 | 8404039 | 5 | Services equipment | Annual inspections and maintenance | Assembly | 15.2522 | Hours | 1 | 44 | 1 | FALSE | 1 | FALSE | 3 | [6 empty] | 59 | B2B3 | 0.82479 | 5.3417e-08 | 0.0044721 | 0.0010258 | 0.00025454 | 9.956e-07 | 12.7014 | 610.2531 | 0.0032779
| Civic Offices | Cable containment tray basket trunking - general allowance (Services mechanical and electrical components (£ spent)) | 1701217 | 8404039 | 5 | Services equipment | Annual inspections and maintenance | Assembly | 15.2522 | Hours | 1 | 44 | 1 | FALSE | 1 | FALSE | 3 | [6 empty] | 60 | B2B3 | 0.82479 | 5.3417e-08 | 0.0044721 | 0.0010258 | 0.00025454 | 9.956e-07 | 12.7014 | 610.2531 | 0.0032779
| Civic Offices | Sub main distribution cables including terminations and accessories (Services mechanical and electrical components (£ spent)) | 1701218 | 8404043 | 5 | Services equipment | Install | Assembly | 237.069 | Hours | 25 | 44 | 1 | FALSE | 1 | FALSE | 1 | [6 empty] | 0 | A5 | 12.8199 | 8.3027e-07 | 0.069511 | 0.015944 | 0.0039564 | 1.5475e-05 | 197.4213 | 9485.3525 | 0.050949
| Civic Offices | Sub main distribution cables including terminations and accessories (Services mechanical and electrical components (£ spent)) | 1701218 | 8404043 | 5 | Services equipment | Install | Assembly | 237.069 | Hours | 25 | 44 | 1 | FALSE | 1 | FALSE | 1 | [6 empty] | 0 | A4 | 0 | 0 | 0 | 0 | 0 | 0 | 0 | 0 | 0
| Civic Offices | Sub main distribution cables including terminations and accessories (Services mechanical and electrical components (£ spent)) | 1701218 | 8404043 | 5 | Services equipment | Install | Assembly | 237.069 | Hours | 25 | 44 | 1 | FALSE | 1 | FALSE | 1 | [6 empty] | 25 | B4B5 | 12.8199 | 8.3027e-07 | 0.069511 | 0.015944 | 0.0039564 | 1.5475e-05 | 197.4213 | 9485.3525 | 0.050949
| Civic Offices | Sub main distribution cables including terminations and accessories (Services mechanical and electrical components (£ spent)) | 1701218 | 8404043 | 5 | Services equipment | Install | Assembly | 237.069 | Hours | 25 | 44 | 1 | FALSE | 1 | FALSE | 1 | [6 empty] | 50 | B4B5 | 12.8199 | 8.3027e-07 | 0.069511 | 0.015944 | 0.0039564 | 1.5475e-05 | 197.4213 | 9485.3525 | 0.050949
| Civic Offices | Sub main distribution cables including terminations and accessories (Services mechanical and electrical components (£ spent)) | 1701218 | 8404044 | 5 | Services equipment | Annual inspections and maintenance | Assembly | 11.8534 | Hours | 1 | 44 | 1 | FALSE | 1 | FALSE | 3 | [6 empty] | 1 | B2B3 | 0.64099 | 4.1514e-08 | 0.0034755 | 0.0007972 | 0.00019782 | 7.7375e-07 | 9.8711 | 474.2676 | 0.0025475
| Civic Offices | Sub main distribution cables including terminations and accessories (Services mechanical and electrical components (£ spent)) | 1701218 | 8404044 | 5 | Services equipment | Annual inspections and maintenance | Assembly | 11.8534 | Hours | 1 | 44 | 1 | FALSE | 1 | FALSE | 3 | [6 empty] | 2 | B2B3 | 0.64099 | 4.1514e-08 | 0.0034755 | 0.0007972 | 0.00019782 | 7.7375e-07 | 9.8711 | 474.2676 | 0.0025475
| Civic Offices | Sub main distribution cables including terminations and accessories (Services mechanical and electrical components (£ spent)) | 1701218 | 8404044 | 5 | Services equipment | Annual inspections and maintenance | Assembly | 11.8534 | Hours | 1 | 44 | 1 | FALSE | 1 | FALSE | 3 | [6 empty] | 3 | B2B3 | 0.64099 | 4.1514e-08 | 0.0034755 | 0.0007972 | 0.00019782 | 7.7375e-07 | 9.8711 | 474.2676 | 0.0025475
| Civic Offices | Sub main distribution cables including terminations and accessories (Services mechanical and electrical components (£ spent)) | 1701218 | 8404044 | 5 | Services equipment | Annual inspections and maintenance | Assembly | 11.8534 | Hours | 1 | 44 | 1 | FALSE | 1 | FALSE | 3 | [6 empty] | 4 | B2B3 | 0.64099 | 4.1514e-08 | 0.0034755 | 0.0007972 | 0.00019782 | 7.7375e-07 | 9.8711 | 474.2676 | 0.0025475
| Civic Offices | Sub main distribution cables including terminations and accessories (Services mechanical and electrical components (£ spent)) | 1701218 | 8404044 | 5 | Services equipment | Annual inspections and maintenance | Assembly | 11.8534 | Hours | 1 | 44 | 1 | FALSE | 1 | FALSE | 3 | [6 empty] | 5 | B2B3 | 0.64099 | 4.1514e-08 | 0.0034755 | 0.0007972 | 0.00019782 | 7.7375e-07 | 9.8711 | 474.2676 | 0.0025475
| Civic Offices | Sub main distribution cables including terminations and accessories (Services mechanical and electrical components (£ spent)) | 1701218 | 8404044 | 5 | Services equipment | Annual inspections and maintenance | Assembly | 11.8534 | Hours | 1 | 44 | 1 | FALSE | 1 | FALSE | 3 | [6 empty] | 6 | B2B3 | 0.64099 | 4.1514e-08 | 0.0034755 | 0.0007972 | 0.00019782 | 7.7375e-07 | 9.8711 | 474.2676 | 0.0025475
| Civic Offices | Sub main distribution cables including terminations and accessories (Services mechanical and electrical components (£ spent)) | 1701218 | 8404044 | 5 | Services equipment | Annual inspections and maintenance | Assembly | 11.8534 | Hours | 1 | 44 | 1 | FALSE | 1 | FALSE | 3 | [6 empty] | 7 | B2B3 | 0.64099 | 4.1514e-08 | 0.0034755 | 0.0007972 | 0.00019782 | 7.7375e-07 | 9.8711 | 474.2676 | 0.0025475
| Civic Offices | Sub main distribution cables including terminations and accessories (Services mechanical and electrical components (£ spent)) | 1701218 | 8404044 | 5 | Services equipment | Annual inspections and maintenance | Assembly | 11.8534 | Hours | 1 | 44 | 1 | FALSE | 1 | FALSE | 3 | [6 empty] | 8 | B2B3 | 0.64099 | 4.1514e-08 | 0.0034755 | 0.0007972 | 0.00019782 | 7.7375e-07 | 9.8711 | 474.2676 | 0.0025475
| Civic Offices | Sub main distribution cables including terminations and accessories (Services mechanical and electrical components (£ spent)) | 1701218 | 8404044 | 5 | Services equipment | Annual inspections and maintenance | Assembly | 11.8534 | Hours | 1 | 44 | 1 | FALSE | 1 | FALSE | 3 | [6 empty] | 9 | B2B3 | 0.64099 | 4.1514e-08 | 0.0034755 | 0.0007972 | 0.00019782 | 7.7375e-07 | 9.8711 | 474.2676 | 0.0025475
| Civic Offices | Sub main distribution cables including terminations and accessories (Services mechanical and electrical components (£ spent)) | 1701218 | 8404044 | 5 | Services equipment | Annual inspections and maintenance | Assembly | 11.8534 | Hours | 1 | 44 | 1 | FALSE | 1 | FALSE | 3 | [6 empty] | 10 | B2B3 | 0.64099 | 4.1514e-08 | 0.0034755 | 0.0007972 | 0.00019782 | 7.7375e-07 | 9.8711 | 474.2676 | 0.0025475
| Civic Offices | Sub main distribution cables including terminations and accessories (Services mechanical and electrical components (£ spent)) | 1701218 | 8404044 | 5 | Services equipment | Annual inspections and maintenance | Assembly | 11.8534 | Hours | 1 | 44 | 1 | FALSE | 1 | FALSE | 3 | [6 empty] | 11 | B2B3 | 0.64099 | 4.1514e-08 | 0.0034755 | 0.0007972 | 0.00019782 | 7.7375e-07 | 9.8711 | 474.2676 | 0.0025475
| Civic Offices | Sub main distribution cables including terminations and accessories (Services mechanical and electrical components (£ spent)) | 1701218 | 8404044 | 5 | Services equipment | Annual inspections and maintenance | Assembly | 11.8534 | Hours | 1 | 44 | 1 | FALSE | 1 | FALSE | 3 | [6 empty] | 12 | B2B3 | 0.64099 | 4.1514e-08 | 0.0034755 | 0.0007972 | 0.00019782 | 7.7375e-07 | 9.8711 | 474.2676 | 0.0025475
| Civic Offices | Sub main distribution cables including terminations and accessories (Services mechanical and electrical components (£ spent)) | 1701218 | 8404044 | 5 | Services equipment | Annual inspections and maintenance | Assembly | 11.8534 | Hours | 1 | 44 | 1 | FALSE | 1 | FALSE | 3 | [6 empty] | 13 | B2B3 | 0.64099 | 4.1514e-08 | 0.0034755 | 0.0007972 | 0.00019782 | 7.7375e-07 | 9.8711 | 474.2676 | 0.0025475
| Civic Offices | Sub main distribution cables including terminations and accessories (Services mechanical and electrical components (£ spent)) | 1701218 | 8404044 | 5 | Services equipment | Annual inspections and maintenance | Assembly | 11.8534 | Hours | 1 | 44 | 1 | FALSE | 1 | FALSE | 3 | [6 empty] | 14 | B2B3 | 0.64099 | 4.1514e-08 | 0.0034755 | 0.0007972 | 0.00019782 | 7.7375e-07 | 9.8711 | 474.2676 | 0.0025475
| Civic Offices | Sub main distribution cables including terminations and accessories (Services mechanical and electrical components (£ spent)) | 1701218 | 8404044 | 5 | Services equipment | Annual inspections and maintenance | Assembly | 11.8534 | Hours | 1 | 44 | 1 | FALSE | 1 | FALSE | 3 | [6 empty] | 15 | B2B3 | 0.64099 | 4.1514e-08 | 0.0034755 | 0.0007972 | 0.00019782 | 7.7375e-07 | 9.8711 | 474.2676 | 0.0025475
| Civic Offices | Sub main distribution cables including terminations and accessories (Services mechanical and electrical components (£ spent)) | 1701218 | 8404044 | 5 | Services equipment | Annual inspections and maintenance | Assembly | 11.8534 | Hours | 1 | 44 | 1 | FALSE | 1 | FALSE | 3 | [6 empty] | 16 | B2B3 | 0.64099 | 4.1514e-08 | 0.0034755 | 0.0007972 | 0.00019782 | 7.7375e-07 | 9.8711 | 474.2676 | 0.0025475
| Civic Offices | Sub main distribution cables including terminations and accessories (Services mechanical and electrical components (£ spent)) | 1701218 | 8404044 | 5 | Services equipment | Annual inspections and maintenance | Assembly | 11.8534 | Hours | 1 | 44 | 1 | FALSE | 1 | FALSE | 3 | [6 empty] | 17 | B2B3 | 0.64099 | 4.1514e-08 | 0.0034755 | 0.0007972 | 0.00019782 | 7.7375e-07 | 9.8711 | 474.2676 | 0.0025475
| Civic Offices | Sub main distribution cables including terminations and accessories (Services mechanical and electrical components (£ spent)) | 1701218 | 8404044 | 5 | Services equipment | Annual inspections and maintenance | Assembly | 11.8534 | Hours | 1 | 44 | 1 | FALSE | 1 | FALSE | 3 | [6 empty] | 18 | B2B3 | 0.64099 | 4.1514e-08 | 0.0034755 | 0.0007972 | 0.00019782 | 7.7375e-07 | 9.8711 | 474.2676 | 0.0025475
| Civic Offices | Sub main distribution cables including terminations and accessories (Services mechanical and electrical components (£ spent)) | 1701218 | 8404044 | 5 | Services equipment | Annual inspections and maintenance | Assembly | 11.8534 | Hours | 1 | 44 | 1 | FALSE | 1 | FALSE | 3 | [6 empty] | 19 | B2B3 | 0.64099 | 4.1514e-08 | 0.0034755 | 0.0007972 | 0.00019782 | 7.7375e-07 | 9.8711 | 474.2676 | 0.0025475
| Civic Offices | Sub main distribution cables including terminations and accessories (Services mechanical and electrical components (£ spent)) | 1701218 | 8404044 | 5 | Services equipment | Annual inspections and maintenance | Assembly | 11.8534 | Hours | 1 | 44 | 1 | FALSE | 1 | FALSE | 3 | [6 empty] | 20 | B2B3 | 0.64099 | 4.1514e-08 | 0.0034755 | 0.0007972 | 0.00019782 | 7.7375e-07 | 9.8711 | 474.2676 | 0.0025475
| Civic Offices | Sub main distribution cables including terminations and accessories (Services mechanical and electrical components (£ spent)) | 1701218 | 8404044 | 5 | Services equipment | Annual inspections and maintenance | Assembly | 11.8534 | Hours | 1 | 44 | 1 | FALSE | 1 | FALSE | 3 | [6 empty] | 21 | B2B3 | 0.64099 | 4.1514e-08 | 0.0034755 | 0.0007972 | 0.00019782 | 7.7375e-07 | 9.8711 | 474.2676 | 0.0025475
| Civic Offices | Sub main distribution cables including terminations and accessories (Services mechanical and electrical components (£ spent)) | 1701218 | 8404044 | 5 | Services equipment | Annual inspections and maintenance | Assembly | 11.8534 | Hours | 1 | 44 | 1 | FALSE | 1 | FALSE | 3 | [6 empty] | 22 | B2B3 | 0.64099 | 4.1514e-08 | 0.0034755 | 0.0007972 | 0.00019782 | 7.7375e-07 | 9.8711 | 474.2676 | 0.0025475
| Civic Offices | Sub main distribution cables including terminations and accessories (Services mechanical and electrical components (£ spent)) | 1701218 | 8404044 | 5 | Services equipment | Annual inspections and maintenance | Assembly | 11.8534 | Hours | 1 | 44 | 1 | FALSE | 1 | FALSE | 3 | [6 empty] | 23 | B2B3 | 0.64099 | 4.1514e-08 | 0.0034755 | 0.0007972 | 0.00019782 | 7.7375e-07 | 9.8711 | 474.2676 | 0.0025475
| Civic Offices | Sub main distribution cables including terminations and accessories (Services mechanical and electrical components (£ spent)) | 1701218 | 8404044 | 5 | Services equipment | Annual inspections and maintenance | Assembly | 11.8534 | Hours | 1 | 44 | 1 | FALSE | 1 | FALSE | 3 | [6 empty] | 24 | B2B3 | 0.64099 | 4.1514e-08 | 0.0034755 | 0.0007972 | 0.00019782 | 7.7375e-07 | 9.8711 | 474.2676 | 0.0025475
| Civic Offices | Sub main distribution cables including terminations and accessories (Services mechanical and electrical components (£ spent)) | 1701218 | 8404044 | 5 | Services equipment | Annual inspections and maintenance | Assembly | 11.8534 | Hours | 1 | 44 | 1 | FALSE | 1 | FALSE | 3 | [6 empty] | 25 | B2B3 | 0.64099 | 4.1514e-08 | 0.0034755 | 0.0007972 | 0.00019782 | 7.7375e-07 | 9.8711 | 474.2676 | 0.0025475
| Civic Offices | Sub main distribution cables including terminations and accessories (Services mechanical and electrical components (£ spent)) | 1701218 | 8404044 | 5 | Services equipment | Annual inspections and maintenance | Assembly | 11.8534 | Hours | 1 | 44 | 1 | FALSE | 1 | FALSE | 3 | [6 empty] | 26 | B2B3 | 0.64099 | 4.1514e-08 | 0.0034755 | 0.0007972 | 0.00019782 | 7.7375e-07 | 9.8711 | 474.2676 | 0.0025475
| Civic Offices | Sub main distribution cables including terminations and accessories (Services mechanical and electrical components (£ spent)) | 1701218 | 8404044 | 5 | Services equipment | Annual inspections and maintenance | Assembly | 11.8534 | Hours | 1 | 44 | 1 | FALSE | 1 | FALSE | 3 | [6 empty] | 27 | B2B3 | 0.64099 | 4.1514e-08 | 0.0034755 | 0.0007972 | 0.00019782 | 7.7375e-07 | 9.8711 | 474.2676 | 0.0025475
| Civic Offices | Sub main distribution cables including terminations and accessories (Services mechanical and electrical components (£ spent)) | 1701218 | 8404044 | 5 | Services equipment | Annual inspections and maintenance | Assembly | 11.8534 | Hours | 1 | 44 | 1 | FALSE | 1 | FALSE | 3 | [6 empty] | 28 | B2B3 | 0.64099 | 4.1514e-08 | 0.0034755 | 0.0007972 | 0.00019782 | 7.7375e-07 | 9.8711 | 474.2676 | 0.0025475
| Civic Offices | Sub main distribution cables including terminations and accessories (Services mechanical and electrical components (£ spent)) | 1701218 | 8404044 | 5 | Services equipment | Annual inspections and maintenance | Assembly | 11.8534 | Hours | 1 | 44 | 1 | FALSE | 1 | FALSE | 3 | [6 empty] | 29 | B2B3 | 0.64099 | 4.1514e-08 | 0.0034755 | 0.0007972 | 0.00019782 | 7.7375e-07 | 9.8711 | 474.2676 | 0.0025475
| Civic Offices | Sub main distribution cables including terminations and accessories (Services mechanical and electrical components (£ spent)) | 1701218 | 8404044 | 5 | Services equipment | Annual inspections and maintenance | Assembly | 11.8534 | Hours | 1 | 44 | 1 | FALSE | 1 | FALSE | 3 | [6 empty] | 30 | B2B3 | 0.64099 | 4.1514e-08 | 0.0034755 | 0.0007972 | 0.00019782 | 7.7375e-07 | 9.8711 | 474.2676 | 0.0025475
| Civic Offices | Sub main distribution cables including terminations and accessories (Services mechanical and electrical components (£ spent)) | 1701218 | 8404044 | 5 | Services equipment | Annual inspections and maintenance | Assembly | 11.8534 | Hours | 1 | 44 | 1 | FALSE | 1 | FALSE | 3 | [6 empty] | 31 | B2B3 | 0.64099 | 4.1514e-08 | 0.0034755 | 0.0007972 | 0.00019782 | 7.7375e-07 | 9.8711 | 474.2676 | 0.0025475
| Civic Offices | Sub main distribution cables including terminations and accessories (Services mechanical and electrical components (£ spent)) | 1701218 | 8404044 | 5 | Services equipment | Annual inspections and maintenance | Assembly | 11.8534 | Hours | 1 | 44 | 1 | FALSE | 1 | FALSE | 3 | [6 empty] | 32 | B2B3 | 0.64099 | 4.1514e-08 | 0.0034755 | 0.0007972 | 0.00019782 | 7.7375e-07 | 9.8711 | 474.2676 | 0.0025475
| Civic Offices | Sub main distribution cables including terminations and accessories (Services mechanical and electrical components (£ spent)) | 1701218 | 8404044 | 5 | Services equipment | Annual inspections and maintenance | Assembly | 11.8534 | Hours | 1 | 44 | 1 | FALSE | 1 | FALSE | 3 | [6 empty] | 33 | B2B3 | 0.64099 | 4.1514e-08 | 0.0034755 | 0.0007972 | 0.00019782 | 7.7375e-07 | 9.8711 | 474.2676 | 0.0025475
| Civic Offices | Sub main distribution cables including terminations and accessories (Services mechanical and electrical components (£ spent)) | 1701218 | 8404044 | 5 | Services equipment | Annual inspections and maintenance | Assembly | 11.8534 | Hours | 1 | 44 | 1 | FALSE | 1 | FALSE | 3 | [6 empty] | 34 | B2B3 | 0.64099 | 4.1514e-08 | 0.0034755 | 0.0007972 | 0.00019782 | 7.7375e-07 | 9.8711 | 474.2676 | 0.0025475
| Civic Offices | Sub main distribution cables including terminations and accessories (Services mechanical and electrical components (£ spent)) | 1701218 | 8404044 | 5 | Services equipment | Annual inspections and maintenance | Assembly | 11.8534 | Hours | 1 | 44 | 1 | FALSE | 1 | FALSE | 3 | [6 empty] | 35 | B2B3 | 0.64099 | 4.1514e-08 | 0.0034755 | 0.0007972 | 0.00019782 | 7.7375e-07 | 9.8711 | 474.2676 | 0.0025475
| Civic Offices | Sub main distribution cables including terminations and accessories (Services mechanical and electrical components (£ spent)) | 1701218 | 8404044 | 5 | Services equipment | Annual inspections and maintenance | Assembly | 11.8534 | Hours | 1 | 44 | 1 | FALSE | 1 | FALSE | 3 | [6 empty] | 36 | B2B3 | 0.64099 | 4.1514e-08 | 0.0034755 | 0.0007972 | 0.00019782 | 7.7375e-07 | 9.8711 | 474.2676 | 0.0025475
| Civic Offices | Sub main distribution cables including terminations and accessories (Services mechanical and electrical components (£ spent)) | 1701218 | 8404044 | 5 | Services equipment | Annual inspections and maintenance | Assembly | 11.8534 | Hours | 1 | 44 | 1 | FALSE | 1 | FALSE | 3 | [6 empty] | 37 | B2B3 | 0.64099 | 4.1514e-08 | 0.0034755 | 0.0007972 | 0.00019782 | 7.7375e-07 | 9.8711 | 474.2676 | 0.0025475
| Civic Offices | Sub main distribution cables including terminations and accessories (Services mechanical and electrical components (£ spent)) | 1701218 | 8404044 | 5 | Services equipment | Annual inspections and maintenance | Assembly | 11.8534 | Hours | 1 | 44 | 1 | FALSE | 1 | FALSE | 3 | [6 empty] | 38 | B2B3 | 0.64099 | 4.1514e-08 | 0.0034755 | 0.0007972 | 0.00019782 | 7.7375e-07 | 9.8711 | 474.2676 | 0.0025475
| Civic Offices | Sub main distribution cables including terminations and accessories (Services mechanical and electrical components (£ spent)) | 1701218 | 8404044 | 5 | Services equipment | Annual inspections and maintenance | Assembly | 11.8534 | Hours | 1 | 44 | 1 | FALSE | 1 | FALSE | 3 | [6 empty] | 39 | B2B3 | 0.64099 | 4.1514e-08 | 0.0034755 | 0.0007972 | 0.00019782 | 7.7375e-07 | 9.8711 | 474.2676 | 0.0025475
| Civic Offices | Sub main distribution cables including terminations and accessories (Services mechanical and electrical components (£ spent)) | 1701218 | 8404044 | 5 | Services equipment | Annual inspections and maintenance | Assembly | 11.8534 | Hours | 1 | 44 | 1 | FALSE | 1 | FALSE | 3 | [6 empty] | 40 | B2B3 | 0.64099 | 4.1514e-08 | 0.0034755 | 0.0007972 | 0.00019782 | 7.7375e-07 | 9.8711 | 474.2676 | 0.0025475
| Civic Offices | Sub main distribution cables including terminations and accessories (Services mechanical and electrical components (£ spent)) | 1701218 | 8404044 | 5 | Services equipment | Annual inspections and maintenance | Assembly | 11.8534 | Hours | 1 | 44 | 1 | FALSE | 1 | FALSE | 3 | [6 empty] | 41 | B2B3 | 0.64099 | 4.1514e-08 | 0.0034755 | 0.0007972 | 0.00019782 | 7.7375e-07 | 9.8711 | 474.2676 | 0.0025475
| Civic Offices | Sub main distribution cables including terminations and accessories (Services mechanical and electrical components (£ spent)) | 1701218 | 8404044 | 5 | Services equipment | Annual inspections and maintenance | Assembly | 11.8534 | Hours | 1 | 44 | 1 | FALSE | 1 | FALSE | 3 | [6 empty] | 42 | B2B3 | 0.64099 | 4.1514e-08 | 0.0034755 | 0.0007972 | 0.00019782 | 7.7375e-07 | 9.8711 | 474.2676 | 0.0025475
| Civic Offices | Sub main distribution cables including terminations and accessories (Services mechanical and electrical components (£ spent)) | 1701218 | 8404044 | 5 | Services equipment | Annual inspections and maintenance | Assembly | 11.8534 | Hours | 1 | 44 | 1 | FALSE | 1 | FALSE | 3 | [6 empty] | 43 | B2B3 | 0.64099 | 4.1514e-08 | 0.0034755 | 0.0007972 | 0.00019782 | 7.7375e-07 | 9.8711 | 474.2676 | 0.0025475
| Civic Offices | Sub main distribution cables including terminations and accessories (Services mechanical and electrical components (£ spent)) | 1701218 | 8404044 | 5 | Services equipment | Annual inspections and maintenance | Assembly | 11.8534 | Hours | 1 | 44 | 1 | FALSE | 1 | FALSE | 3 | [6 empty] | 44 | B2B3 | 0.64099 | 4.1514e-08 | 0.0034755 | 0.0007972 | 0.00019782 | 7.7375e-07 | 9.8711 | 474.2676 | 0.0025475
| Civic Offices | Sub main distribution cables including terminations and accessories (Services mechanical and electrical components (£ spent)) | 1701218 | 8404044 | 5 | Services equipment | Annual inspections and maintenance | Assembly | 11.8534 | Hours | 1 | 44 | 1 | FALSE | 1 | FALSE | 3 | [6 empty] | 45 | B2B3 | 0.64099 | 4.1514e-08 | 0.0034755 | 0.0007972 | 0.00019782 | 7.7375e-07 | 9.8711 | 474.2676 | 0.0025475
| Civic Offices | Sub main distribution cables including terminations and accessories (Services mechanical and electrical components (£ spent)) | 1701218 | 8404044 | 5 | Services equipment | Annual inspections and maintenance | Assembly | 11.8534 | Hours | 1 | 44 | 1 | FALSE | 1 | FALSE | 3 | [6 empty] | 46 | B2B3 | 0.64099 | 4.1514e-08 | 0.0034755 | 0.0007972 | 0.00019782 | 7.7375e-07 | 9.8711 | 474.2676 | 0.0025475
| Civic Offices | Sub main distribution cables including terminations and accessories (Services mechanical and electrical components (£ spent)) | 1701218 | 8404044 | 5 | Services equipment | Annual inspections and maintenance | Assembly | 11.8534 | Hours | 1 | 44 | 1 | FALSE | 1 | FALSE | 3 | [6 empty] | 47 | B2B3 | 0.64099 | 4.1514e-08 | 0.0034755 | 0.0007972 | 0.00019782 | 7.7375e-07 | 9.8711 | 474.2676 | 0.0025475
| Civic Offices | Sub main distribution cables including terminations and accessories (Services mechanical and electrical components (£ spent)) | 1701218 | 8404044 | 5 | Services equipment | Annual inspections and maintenance | Assembly | 11.8534 | Hours | 1 | 44 | 1 | FALSE | 1 | FALSE | 3 | [6 empty] | 48 | B2B3 | 0.64099 | 4.1514e-08 | 0.0034755 | 0.0007972 | 0.00019782 | 7.7375e-07 | 9.8711 | 474.2676 | 0.0025475
| Civic Offices | Sub main distribution cables including terminations and accessories (Services mechanical and electrical components (£ spent)) | 1701218 | 8404044 | 5 | Services equipment | Annual inspections and maintenance | Assembly | 11.8534 | Hours | 1 | 44 | 1 | FALSE | 1 | FALSE | 3 | [6 empty] | 49 | B2B3 | 0.64099 | 4.1514e-08 | 0.0034755 | 0.0007972 | 0.00019782 | 7.7375e-07 | 9.8711 | 474.2676 | 0.0025475
| Civic Offices | Sub main distribution cables including terminations and accessories (Services mechanical and electrical components (£ spent)) | 1701218 | 8404044 | 5 | Services equipment | Annual inspections and maintenance | Assembly | 11.8534 | Hours | 1 | 44 | 1 | FALSE | 1 | FALSE | 3 | [6 empty] | 50 | B2B3 | 0.64099 | 4.1514e-08 | 0.0034755 | 0.0007972 | 0.00019782 | 7.7375e-07 | 9.8711 | 474.2676 | 0.0025475
| Civic Offices | Sub main distribution cables including terminations and accessories (Services mechanical and electrical components (£ spent)) | 1701218 | 8404044 | 5 | Services equipment | Annual inspections and maintenance | Assembly | 11.8534 | Hours | 1 | 44 | 1 | FALSE | 1 | FALSE | 3 | [6 empty] | 51 | B2B3 | 0.64099 | 4.1514e-08 | 0.0034755 | 0.0007972 | 0.00019782 | 7.7375e-07 | 9.8711 | 474.2676 | 0.0025475
| Civic Offices | Sub main distribution cables including terminations and accessories (Services mechanical and electrical components (£ spent)) | 1701218 | 8404044 | 5 | Services equipment | Annual inspections and maintenance | Assembly | 11.8534 | Hours | 1 | 44 | 1 | FALSE | 1 | FALSE | 3 | [6 empty] | 52 | B2B3 | 0.64099 | 4.1514e-08 | 0.0034755 | 0.0007972 | 0.00019782 | 7.7375e-07 | 9.8711 | 474.2676 | 0.0025475
| Civic Offices | Sub main distribution cables including terminations and accessories (Services mechanical and electrical components (£ spent)) | 1701218 | 8404044 | 5 | Services equipment | Annual inspections and maintenance | Assembly | 11.8534 | Hours | 1 | 44 | 1 | FALSE | 1 | FALSE | 3 | [6 empty] | 53 | B2B3 | 0.64099 | 4.1514e-08 | 0.0034755 | 0.0007972 | 0.00019782 | 7.7375e-07 | 9.8711 | 474.2676 | 0.0025475
| Civic Offices | Sub main distribution cables including terminations and accessories (Services mechanical and electrical components (£ spent)) | 1701218 | 8404044 | 5 | Services equipment | Annual inspections and maintenance | Assembly | 11.8534 | Hours | 1 | 44 | 1 | FALSE | 1 | FALSE | 3 | [6 empty] | 54 | B2B3 | 0.64099 | 4.1514e-08 | 0.0034755 | 0.0007972 | 0.00019782 | 7.7375e-07 | 9.8711 | 474.2676 | 0.0025475
| Civic Offices | Sub main distribution cables including terminations and accessories (Services mechanical and electrical components (£ spent)) | 1701218 | 8404044 | 5 | Services equipment | Annual inspections and maintenance | Assembly | 11.8534 | Hours | 1 | 44 | 1 | FALSE | 1 | FALSE | 3 | [6 empty] | 55 | B2B3 | 0.64099 | 4.1514e-08 | 0.0034755 | 0.0007972 | 0.00019782 | 7.7375e-07 | 9.8711 | 474.2676 | 0.0025475
| Civic Offices | Sub main distribution cables including terminations and accessories (Services mechanical and electrical components (£ spent)) | 1701218 | 8404044 | 5 | Services equipment | Annual inspections and maintenance | Assembly | 11.8534 | Hours | 1 | 44 | 1 | FALSE | 1 | FALSE | 3 | [6 empty] | 56 | B2B3 | 0.64099 | 4.1514e-08 | 0.0034755 | 0.0007972 | 0.00019782 | 7.7375e-07 | 9.8711 | 474.2676 | 0.0025475
| Civic Offices | Sub main distribution cables including terminations and accessories (Services mechanical and electrical components (£ spent)) | 1701218 | 8404044 | 5 | Services equipment | Annual inspections and maintenance | Assembly | 11.8534 | Hours | 1 | 44 | 1 | FALSE | 1 | FALSE | 3 | [6 empty] | 57 | B2B3 | 0.64099 | 4.1514e-08 | 0.0034755 | 0.0007972 | 0.00019782 | 7.7375e-07 | 9.8711 | 474.2676 | 0.0025475
| Civic Offices | Sub main distribution cables including terminations and accessories (Services mechanical and electrical components (£ spent)) | 1701218 | 8404044 | 5 | Services equipment | Annual inspections and maintenance | Assembly | 11.8534 | Hours | 1 | 44 | 1 | FALSE | 1 | FALSE | 3 | [6 empty] | 58 | B2B3 | 0.64099 | 4.1514e-08 | 0.0034755 | 0.0007972 | 0.00019782 | 7.7375e-07 | 9.8711 | 474.2676 | 0.0025475
| Civic Offices | Sub main distribution cables including terminations and accessories (Services mechanical and electrical components (£ spent)) | 1701218 | 8404044 | 5 | Services equipment | Annual inspections and maintenance | Assembly | 11.8534 | Hours | 1 | 44 | 1 | FALSE | 1 | FALSE | 3 | [6 empty] | 59 | B2B3 | 0.64099 | 4.1514e-08 | 0.0034755 | 0.0007972 | 0.00019782 | 7.7375e-07 | 9.8711 | 474.2676 | 0.0025475
| Civic Offices | Sub main distribution cables including terminations and accessories (Services mechanical and electrical components (£ spent)) | 1701218 | 8404044 | 5 | Services equipment | Annual inspections and maintenance | Assembly | 11.8534 | Hours | 1 | 44 | 1 | FALSE | 1 | FALSE | 3 | [6 empty] | 60 | B2B3 | 0.64099 | 4.1514e-08 | 0.0034755 | 0.0007972 | 0.00019782 | 7.7375e-07 | 9.8711 | 474.2676 | 0.0025475
| Civic Offices | supplies to mechanical plant (Services mechanical and electrical components (£ spent)) | 1701219 | 8404048 | 5 | Services equipment | Install | Assembly | 99.569 | Hours | 25 | 44 | 1 | FALSE | 1 | FALSE | 1 | [6 empty] | 0 | A5 | 5.3844 | 3.4872e-07 | 0.029194 | 0.0066965 | 0.0016617 | 6.4995e-06 | 82.9169 | 3983.848 | 0.021399
| Civic Offices | supplies to mechanical plant (Services mechanical and electrical components (£ spent)) | 1701219 | 8404048 | 5 | Services equipment | Install | Assembly | 99.569 | Hours | 25 | 44 | 1 | FALSE | 1 | FALSE | 1 | [6 empty] | 0 | A4 | 0 | 0 | 0 | 0 | 0 | 0 | 0 | 0 | 0
| Civic Offices | supplies to mechanical plant (Services mechanical and electrical components (£ spent)) | 1701219 | 8404048 | 5 | Services equipment | Install | Assembly | 99.569 | Hours | 25 | 44 | 1 | FALSE | 1 | FALSE | 1 | [6 empty] | 25 | B4B5 | 5.3844 | 3.4872e-07 | 0.029194 | 0.0066965 | 0.0016617 | 6.4995e-06 | 82.9169 | 3983.848 | 0.021399
| Civic Offices | supplies to mechanical plant (Services mechanical and electrical components (£ spent)) | 1701219 | 8404048 | 5 | Services equipment | Install | Assembly | 99.569 | Hours | 25 | 44 | 1 | FALSE | 1 | FALSE | 1 | [6 empty] | 50 | B4B5 | 5.3844 | 3.4872e-07 | 0.029194 | 0.0066965 | 0.0016617 | 6.4995e-06 | 82.9169 | 3983.848 | 0.021399
| Civic Offices | supplies to mechanical plant (Services mechanical and electrical components (£ spent)) | 1701219 | 8404049 | 5 | Services equipment | Annual inspections and maintenance | Assembly | 4.9784 | Hours | 1 | 44 | 1 | FALSE | 1 | FALSE | 3 | [6 empty] | 1 | B2B3 | 0.26922 | 1.7436e-08 | 0.0014597 | 0.00033483 | 8.3084e-05 | 3.2497e-07 | 4.1458 | 199.1924 | 0.0010699
| Civic Offices | supplies to mechanical plant (Services mechanical and electrical components (£ spent)) | 1701219 | 8404049 | 5 | Services equipment | Annual inspections and maintenance | Assembly | 4.9784 | Hours | 1 | 44 | 1 | FALSE | 1 | FALSE | 3 | [6 empty] | 2 | B2B3 | 0.26922 | 1.7436e-08 | 0.0014597 | 0.00033483 | 8.3084e-05 | 3.2497e-07 | 4.1458 | 199.1924 | 0.0010699
| Civic Offices | supplies to mechanical plant (Services mechanical and electrical components (£ spent)) | 1701219 | 8404049 | 5 | Services equipment | Annual inspections and maintenance | Assembly | 4.9784 | Hours | 1 | 44 | 1 | FALSE | 1 | FALSE | 3 | [6 empty] | 3 | B2B3 | 0.26922 | 1.7436e-08 | 0.0014597 | 0.00033483 | 8.3084e-05 | 3.2497e-07 | 4.1458 | 199.1924 | 0.0010699
| Civic Offices | supplies to mechanical plant (Services mechanical and electrical components (£ spent)) | 1701219 | 8404049 | 5 | Services equipment | Annual inspections and maintenance | Assembly | 4.9784 | Hours | 1 | 44 | 1 | FALSE | 1 | FALSE | 3 | [6 empty] | 4 | B2B3 | 0.26922 | 1.7436e-08 | 0.0014597 | 0.00033483 | 8.3084e-05 | 3.2497e-07 | 4.1458 | 199.1924 | 0.0010699
| Civic Offices | supplies to mechanical plant (Services mechanical and electrical components (£ spent)) | 1701219 | 8404049 | 5 | Services equipment | Annual inspections and maintenance | Assembly | 4.9784 | Hours | 1 | 44 | 1 | FALSE | 1 | FALSE | 3 | [6 empty] | 5 | B2B3 | 0.26922 | 1.7436e-08 | 0.0014597 | 0.00033483 | 8.3084e-05 | 3.2497e-07 | 4.1458 | 199.1924 | 0.0010699
| Civic Offices | supplies to mechanical plant (Services mechanical and electrical components (£ spent)) | 1701219 | 8404049 | 5 | Services equipment | Annual inspections and maintenance | Assembly | 4.9784 | Hours | 1 | 44 | 1 | FALSE | 1 | FALSE | 3 | [6 empty] | 6 | B2B3 | 0.26922 | 1.7436e-08 | 0.0014597 | 0.00033483 | 8.3084e-05 | 3.2497e-07 | 4.1458 | 199.1924 | 0.0010699
| Civic Offices | supplies to mechanical plant (Services mechanical and electrical components (£ spent)) | 1701219 | 8404049 | 5 | Services equipment | Annual inspections and maintenance | Assembly | 4.9784 | Hours | 1 | 44 | 1 | FALSE | 1 | FALSE | 3 | [6 empty] | 7 | B2B3 | 0.26922 | 1.7436e-08 | 0.0014597 | 0.00033483 | 8.3084e-05 | 3.2497e-07 | 4.1458 | 199.1924 | 0.0010699
| Civic Offices | supplies to mechanical plant (Services mechanical and electrical components (£ spent)) | 1701219 | 8404049 | 5 | Services equipment | Annual inspections and maintenance | Assembly | 4.9784 | Hours | 1 | 44 | 1 | FALSE | 1 | FALSE | 3 | [6 empty] | 8 | B2B3 | 0.26922 | 1.7436e-08 | 0.0014597 | 0.00033483 | 8.3084e-05 | 3.2497e-07 | 4.1458 | 199.1924 | 0.0010699
| Civic Offices | supplies to mechanical plant (Services mechanical and electrical components (£ spent)) | 1701219 | 8404049 | 5 | Services equipment | Annual inspections and maintenance | Assembly | 4.9784 | Hours | 1 | 44 | 1 | FALSE | 1 | FALSE | 3 | [6 empty] | 9 | B2B3 | 0.26922 | 1.7436e-08 | 0.0014597 | 0.00033483 | 8.3084e-05 | 3.2497e-07 | 4.1458 | 199.1924 | 0.0010699
| Civic Offices | supplies to mechanical plant (Services mechanical and electrical components (£ spent)) | 1701219 | 8404049 | 5 | Services equipment | Annual inspections and maintenance | Assembly | 4.9784 | Hours | 1 | 44 | 1 | FALSE | 1 | FALSE | 3 | [6 empty] | 10 | B2B3 | 0.26922 | 1.7436e-08 | 0.0014597 | 0.00033483 | 8.3084e-05 | 3.2497e-07 | 4.1458 | 199.1924 | 0.0010699
| Civic Offices | supplies to mechanical plant (Services mechanical and electrical components (£ spent)) | 1701219 | 8404049 | 5 | Services equipment | Annual inspections and maintenance | Assembly | 4.9784 | Hours | 1 | 44 | 1 | FALSE | 1 | FALSE | 3 | [6 empty] | 11 | B2B3 | 0.26922 | 1.7436e-08 | 0.0014597 | 0.00033483 | 8.3084e-05 | 3.2497e-07 | 4.1458 | 199.1924 | 0.0010699
| Civic Offices | supplies to mechanical plant (Services mechanical and electrical components (£ spent)) | 1701219 | 8404049 | 5 | Services equipment | Annual inspections and maintenance | Assembly | 4.9784 | Hours | 1 | 44 | 1 | FALSE | 1 | FALSE | 3 | [6 empty] | 12 | B2B3 | 0.26922 | 1.7436e-08 | 0.0014597 | 0.00033483 | 8.3084e-05 | 3.2497e-07 | 4.1458 | 199.1924 | 0.0010699
| Civic Offices | supplies to mechanical plant (Services mechanical and electrical components (£ spent)) | 1701219 | 8404049 | 5 | Services equipment | Annual inspections and maintenance | Assembly | 4.9784 | Hours | 1 | 44 | 1 | FALSE | 1 | FALSE | 3 | [6 empty] | 13 | B2B3 | 0.26922 | 1.7436e-08 | 0.0014597 | 0.00033483 | 8.3084e-05 | 3.2497e-07 | 4.1458 | 199.1924 | 0.0010699
| Civic Offices | supplies to mechanical plant (Services mechanical and electrical components (£ spent)) | 1701219 | 8404049 | 5 | Services equipment | Annual inspections and maintenance | Assembly | 4.9784 | Hours | 1 | 44 | 1 | FALSE | 1 | FALSE | 3 | [6 empty] | 14 | B2B3 | 0.26922 | 1.7436e-08 | 0.0014597 | 0.00033483 | 8.3084e-05 | 3.2497e-07 | 4.1458 | 199.1924 | 0.0010699
| Civic Offices | supplies to mechanical plant (Services mechanical and electrical components (£ spent)) | 1701219 | 8404049 | 5 | Services equipment | Annual inspections and maintenance | Assembly | 4.9784 | Hours | 1 | 44 | 1 | FALSE | 1 | FALSE | 3 | [6 empty] | 15 | B2B3 | 0.26922 | 1.7436e-08 | 0.0014597 | 0.00033483 | 8.3084e-05 | 3.2497e-07 | 4.1458 | 199.1924 | 0.0010699
| Civic Offices | supplies to mechanical plant (Services mechanical and electrical components (£ spent)) | 1701219 | 8404049 | 5 | Services equipment | Annual inspections and maintenance | Assembly | 4.9784 | Hours | 1 | 44 | 1 | FALSE | 1 | FALSE | 3 | [6 empty] | 16 | B2B3 | 0.26922 | 1.7436e-08 | 0.0014597 | 0.00033483 | 8.3084e-05 | 3.2497e-07 | 4.1458 | 199.1924 | 0.0010699
| Civic Offices | supplies to mechanical plant (Services mechanical and electrical components (£ spent)) | 1701219 | 8404049 | 5 | Services equipment | Annual inspections and maintenance | Assembly | 4.9784 | Hours | 1 | 44 | 1 | FALSE | 1 | FALSE | 3 | [6 empty] | 17 | B2B3 | 0.26922 | 1.7436e-08 | 0.0014597 | 0.00033483 | 8.3084e-05 | 3.2497e-07 | 4.1458 | 199.1924 | 0.0010699
| Civic Offices | supplies to mechanical plant (Services mechanical and electrical components (£ spent)) | 1701219 | 8404049 | 5 | Services equipment | Annual inspections and maintenance | Assembly | 4.9784 | Hours | 1 | 44 | 1 | FALSE | 1 | FALSE | 3 | [6 empty] | 18 | B2B3 | 0.26922 | 1.7436e-08 | 0.0014597 | 0.00033483 | 8.3084e-05 | 3.2497e-07 | 4.1458 | 199.1924 | 0.0010699
| Civic Offices | supplies to mechanical plant (Services mechanical and electrical components (£ spent)) | 1701219 | 8404049 | 5 | Services equipment | Annual inspections and maintenance | Assembly | 4.9784 | Hours | 1 | 44 | 1 | FALSE | 1 | FALSE | 3 | [6 empty] | 19 | B2B3 | 0.26922 | 1.7436e-08 | 0.0014597 | 0.00033483 | 8.3084e-05 | 3.2497e-07 | 4.1458 | 199.1924 | 0.0010699
| Civic Offices | supplies to mechanical plant (Services mechanical and electrical components (£ spent)) | 1701219 | 8404049 | 5 | Services equipment | Annual inspections and maintenance | Assembly | 4.9784 | Hours | 1 | 44 | 1 | FALSE | 1 | FALSE | 3 | [6 empty] | 20 | B2B3 | 0.26922 | 1.7436e-08 | 0.0014597 | 0.00033483 | 8.3084e-05 | 3.2497e-07 | 4.1458 | 199.1924 | 0.0010699
| Civic Offices | supplies to mechanical plant (Services mechanical and electrical components (£ spent)) | 1701219 | 8404049 | 5 | Services equipment | Annual inspections and maintenance | Assembly | 4.9784 | Hours | 1 | 44 | 1 | FALSE | 1 | FALSE | 3 | [6 empty] | 21 | B2B3 | 0.26922 | 1.7436e-08 | 0.0014597 | 0.00033483 | 8.3084e-05 | 3.2497e-07 | 4.1458 | 199.1924 | 0.0010699
| Civic Offices | supplies to mechanical plant (Services mechanical and electrical components (£ spent)) | 1701219 | 8404049 | 5 | Services equipment | Annual inspections and maintenance | Assembly | 4.9784 | Hours | 1 | 44 | 1 | FALSE | 1 | FALSE | 3 | [6 empty] | 22 | B2B3 | 0.26922 | 1.7436e-08 | 0.0014597 | 0.00033483 | 8.3084e-05 | 3.2497e-07 | 4.1458 | 199.1924 | 0.0010699
| Civic Offices | supplies to mechanical plant (Services mechanical and electrical components (£ spent)) | 1701219 | 8404049 | 5 | Services equipment | Annual inspections and maintenance | Assembly | 4.9784 | Hours | 1 | 44 | 1 | FALSE | 1 | FALSE | 3 | [6 empty] | 23 | B2B3 | 0.26922 | 1.7436e-08 | 0.0014597 | 0.00033483 | 8.3084e-05 | 3.2497e-07 | 4.1458 | 199.1924 | 0.0010699
| Civic Offices | supplies to mechanical plant (Services mechanical and electrical components (£ spent)) | 1701219 | 8404049 | 5 | Services equipment | Annual inspections and maintenance | Assembly | 4.9784 | Hours | 1 | 44 | 1 | FALSE | 1 | FALSE | 3 | [6 empty] | 24 | B2B3 | 0.26922 | 1.7436e-08 | 0.0014597 | 0.00033483 | 8.3084e-05 | 3.2497e-07 | 4.1458 | 199.1924 | 0.0010699
| Civic Offices | supplies to mechanical plant (Services mechanical and electrical components (£ spent)) | 1701219 | 8404049 | 5 | Services equipment | Annual inspections and maintenance | Assembly | 4.9784 | Hours | 1 | 44 | 1 | FALSE | 1 | FALSE | 3 | [6 empty] | 25 | B2B3 | 0.26922 | 1.7436e-08 | 0.0014597 | 0.00033483 | 8.3084e-05 | 3.2497e-07 | 4.1458 | 199.1924 | 0.0010699
| Civic Offices | supplies to mechanical plant (Services mechanical and electrical components (£ spent)) | 1701219 | 8404049 | 5 | Services equipment | Annual inspections and maintenance | Assembly | 4.9784 | Hours | 1 | 44 | 1 | FALSE | 1 | FALSE | 3 | [6 empty] | 26 | B2B3 | 0.26922 | 1.7436e-08 | 0.0014597 | 0.00033483 | 8.3084e-05 | 3.2497e-07 | 4.1458 | 199.1924 | 0.0010699
| Civic Offices | supplies to mechanical plant (Services mechanical and electrical components (£ spent)) | 1701219 | 8404049 | 5 | Services equipment | Annual inspections and maintenance | Assembly | 4.9784 | Hours | 1 | 44 | 1 | FALSE | 1 | FALSE | 3 | [6 empty] | 27 | B2B3 | 0.26922 | 1.7436e-08 | 0.0014597 | 0.00033483 | 8.3084e-05 | 3.2497e-07 | 4.1458 | 199.1924 | 0.0010699
| Civic Offices | supplies to mechanical plant (Services mechanical and electrical components (£ spent)) | 1701219 | 8404049 | 5 | Services equipment | Annual inspections and maintenance | Assembly | 4.9784 | Hours | 1 | 44 | 1 | FALSE | 1 | FALSE | 3 | [6 empty] | 28 | B2B3 | 0.26922 | 1.7436e-08 | 0.0014597 | 0.00033483 | 8.3084e-05 | 3.2497e-07 | 4.1458 | 199.1924 | 0.0010699
| Civic Offices | supplies to mechanical plant (Services mechanical and electrical components (£ spent)) | 1701219 | 8404049 | 5 | Services equipment | Annual inspections and maintenance | Assembly | 4.9784 | Hours | 1 | 44 | 1 | FALSE | 1 | FALSE | 3 | [6 empty] | 29 | B2B3 | 0.26922 | 1.7436e-08 | 0.0014597 | 0.00033483 | 8.3084e-05 | 3.2497e-07 | 4.1458 | 199.1924 | 0.0010699
| Civic Offices | supplies to mechanical plant (Services mechanical and electrical components (£ spent)) | 1701219 | 8404049 | 5 | Services equipment | Annual inspections and maintenance | Assembly | 4.9784 | Hours | 1 | 44 | 1 | FALSE | 1 | FALSE | 3 | [6 empty] | 30 | B2B3 | 0.26922 | 1.7436e-08 | 0.0014597 | 0.00033483 | 8.3084e-05 | 3.2497e-07 | 4.1458 | 199.1924 | 0.0010699
| Civic Offices | supplies to mechanical plant (Services mechanical and electrical components (£ spent)) | 1701219 | 8404049 | 5 | Services equipment | Annual inspections and maintenance | Assembly | 4.9784 | Hours | 1 | 44 | 1 | FALSE | 1 | FALSE | 3 | [6 empty] | 31 | B2B3 | 0.26922 | 1.7436e-08 | 0.0014597 | 0.00033483 | 8.3084e-05 | 3.2497e-07 | 4.1458 | 199.1924 | 0.0010699
| Civic Offices | supplies to mechanical plant (Services mechanical and electrical components (£ spent)) | 1701219 | 8404049 | 5 | Services equipment | Annual inspections and maintenance | Assembly | 4.9784 | Hours | 1 | 44 | 1 | FALSE | 1 | FALSE | 3 | [6 empty] | 32 | B2B3 | 0.26922 | 1.7436e-08 | 0.0014597 | 0.00033483 | 8.3084e-05 | 3.2497e-07 | 4.1458 | 199.1924 | 0.0010699
| Civic Offices | supplies to mechanical plant (Services mechanical and electrical components (£ spent)) | 1701219 | 8404049 | 5 | Services equipment | Annual inspections and maintenance | Assembly | 4.9784 | Hours | 1 | 44 | 1 | FALSE | 1 | FALSE | 3 | [6 empty] | 33 | B2B3 | 0.26922 | 1.7436e-08 | 0.0014597 | 0.00033483 | 8.3084e-05 | 3.2497e-07 | 4.1458 | 199.1924 | 0.0010699
| Civic Offices | supplies to mechanical plant (Services mechanical and electrical components (£ spent)) | 1701219 | 8404049 | 5 | Services equipment | Annual inspections and maintenance | Assembly | 4.9784 | Hours | 1 | 44 | 1 | FALSE | 1 | FALSE | 3 | [6 empty] | 34 | B2B3 | 0.26922 | 1.7436e-08 | 0.0014597 | 0.00033483 | 8.3084e-05 | 3.2497e-07 | 4.1458 | 199.1924 | 0.0010699
| Civic Offices | supplies to mechanical plant (Services mechanical and electrical components (£ spent)) | 1701219 | 8404049 | 5 | Services equipment | Annual inspections and maintenance | Assembly | 4.9784 | Hours | 1 | 44 | 1 | FALSE | 1 | FALSE | 3 | [6 empty] | 35 | B2B3 | 0.26922 | 1.7436e-08 | 0.0014597 | 0.00033483 | 8.3084e-05 | 3.2497e-07 | 4.1458 | 199.1924 | 0.0010699
| Civic Offices | supplies to mechanical plant (Services mechanical and electrical components (£ spent)) | 1701219 | 8404049 | 5 | Services equipment | Annual inspections and maintenance | Assembly | 4.9784 | Hours | 1 | 44 | 1 | FALSE | 1 | FALSE | 3 | [6 empty] | 36 | B2B3 | 0.26922 | 1.7436e-08 | 0.0014597 | 0.00033483 | 8.3084e-05 | 3.2497e-07 | 4.1458 | 199.1924 | 0.0010699
| Civic Offices | supplies to mechanical plant (Services mechanical and electrical components (£ spent)) | 1701219 | 8404049 | 5 | Services equipment | Annual inspections and maintenance | Assembly | 4.9784 | Hours | 1 | 44 | 1 | FALSE | 1 | FALSE | 3 | [6 empty] | 37 | B2B3 | 0.26922 | 1.7436e-08 | 0.0014597 | 0.00033483 | 8.3084e-05 | 3.2497e-07 | 4.1458 | 199.1924 | 0.0010699
| Civic Offices | supplies to mechanical plant (Services mechanical and electrical components (£ spent)) | 1701219 | 8404049 | 5 | Services equipment | Annual inspections and maintenance | Assembly | 4.9784 | Hours | 1 | 44 | 1 | FALSE | 1 | FALSE | 3 | [6 empty] | 38 | B2B3 | 0.26922 | 1.7436e-08 | 0.0014597 | 0.00033483 | 8.3084e-05 | 3.2497e-07 | 4.1458 | 199.1924 | 0.0010699
| Civic Offices | supplies to mechanical plant (Services mechanical and electrical components (£ spent)) | 1701219 | 8404049 | 5 | Services equipment | Annual inspections and maintenance | Assembly | 4.9784 | Hours | 1 | 44 | 1 | FALSE | 1 | FALSE | 3 | [6 empty] | 39 | B2B3 | 0.26922 | 1.7436e-08 | 0.0014597 | 0.00033483 | 8.3084e-05 | 3.2497e-07 | 4.1458 | 199.1924 | 0.0010699
| Civic Offices | supplies to mechanical plant (Services mechanical and electrical components (£ spent)) | 1701219 | 8404049 | 5 | Services equipment | Annual inspections and maintenance | Assembly | 4.9784 | Hours | 1 | 44 | 1 | FALSE | 1 | FALSE | 3 | [6 empty] | 40 | B2B3 | 0.26922 | 1.7436e-08 | 0.0014597 | 0.00033483 | 8.3084e-05 | 3.2497e-07 | 4.1458 | 199.1924 | 0.0010699
| Civic Offices | supplies to mechanical plant (Services mechanical and electrical components (£ spent)) | 1701219 | 8404049 | 5 | Services equipment | Annual inspections and maintenance | Assembly | 4.9784 | Hours | 1 | 44 | 1 | FALSE | 1 | FALSE | 3 | [6 empty] | 41 | B2B3 | 0.26922 | 1.7436e-08 | 0.0014597 | 0.00033483 | 8.3084e-05 | 3.2497e-07 | 4.1458 | 199.1924 | 0.0010699
| Civic Offices | supplies to mechanical plant (Services mechanical and electrical components (£ spent)) | 1701219 | 8404049 | 5 | Services equipment | Annual inspections and maintenance | Assembly | 4.9784 | Hours | 1 | 44 | 1 | FALSE | 1 | FALSE | 3 | [6 empty] | 42 | B2B3 | 0.26922 | 1.7436e-08 | 0.0014597 | 0.00033483 | 8.3084e-05 | 3.2497e-07 | 4.1458 | 199.1924 | 0.0010699
| Civic Offices | supplies to mechanical plant (Services mechanical and electrical components (£ spent)) | 1701219 | 8404049 | 5 | Services equipment | Annual inspections and maintenance | Assembly | 4.9784 | Hours | 1 | 44 | 1 | FALSE | 1 | FALSE | 3 | [6 empty] | 43 | B2B3 | 0.26922 | 1.7436e-08 | 0.0014597 | 0.00033483 | 8.3084e-05 | 3.2497e-07 | 4.1458 | 199.1924 | 0.0010699
| Civic Offices | supplies to mechanical plant (Services mechanical and electrical components (£ spent)) | 1701219 | 8404049 | 5 | Services equipment | Annual inspections and maintenance | Assembly | 4.9784 | Hours | 1 | 44 | 1 | FALSE | 1 | FALSE | 3 | [6 empty] | 44 | B2B3 | 0.26922 | 1.7436e-08 | 0.0014597 | 0.00033483 | 8.3084e-05 | 3.2497e-07 | 4.1458 | 199.1924 | 0.0010699
| Civic Offices | supplies to mechanical plant (Services mechanical and electrical components (£ spent)) | 1701219 | 8404049 | 5 | Services equipment | Annual inspections and maintenance | Assembly | 4.9784 | Hours | 1 | 44 | 1 | FALSE | 1 | FALSE | 3 | [6 empty] | 45 | B2B3 | 0.26922 | 1.7436e-08 | 0.0014597 | 0.00033483 | 8.3084e-05 | 3.2497e-07 | 4.1458 | 199.1924 | 0.0010699
| Civic Offices | supplies to mechanical plant (Services mechanical and electrical components (£ spent)) | 1701219 | 8404049 | 5 | Services equipment | Annual inspections and maintenance | Assembly | 4.9784 | Hours | 1 | 44 | 1 | FALSE | 1 | FALSE | 3 | [6 empty] | 46 | B2B3 | 0.26922 | 1.7436e-08 | 0.0014597 | 0.00033483 | 8.3084e-05 | 3.2497e-07 | 4.1458 | 199.1924 | 0.0010699
| Civic Offices | supplies to mechanical plant (Services mechanical and electrical components (£ spent)) | 1701219 | 8404049 | 5 | Services equipment | Annual inspections and maintenance | Assembly | 4.9784 | Hours | 1 | 44 | 1 | FALSE | 1 | FALSE | 3 | [6 empty] | 47 | B2B3 | 0.26922 | 1.7436e-08 | 0.0014597 | 0.00033483 | 8.3084e-05 | 3.2497e-07 | 4.1458 | 199.1924 | 0.0010699
| Civic Offices | supplies to mechanical plant (Services mechanical and electrical components (£ spent)) | 1701219 | 8404049 | 5 | Services equipment | Annual inspections and maintenance | Assembly | 4.9784 | Hours | 1 | 44 | 1 | FALSE | 1 | FALSE | 3 | [6 empty] | 48 | B2B3 | 0.26922 | 1.7436e-08 | 0.0014597 | 0.00033483 | 8.3084e-05 | 3.2497e-07 | 4.1458 | 199.1924 | 0.0010699
| Civic Offices | supplies to mechanical plant (Services mechanical and electrical components (£ spent)) | 1701219 | 8404049 | 5 | Services equipment | Annual inspections and maintenance | Assembly | 4.9784 | Hours | 1 | 44 | 1 | FALSE | 1 | FALSE | 3 | [6 empty] | 49 | B2B3 | 0.26922 | 1.7436e-08 | 0.0014597 | 0.00033483 | 8.3084e-05 | 3.2497e-07 | 4.1458 | 199.1924 | 0.0010699
| Civic Offices | supplies to mechanical plant (Services mechanical and electrical components (£ spent)) | 1701219 | 8404049 | 5 | Services equipment | Annual inspections and maintenance | Assembly | 4.9784 | Hours | 1 | 44 | 1 | FALSE | 1 | FALSE | 3 | [6 empty] | 50 | B2B3 | 0.26922 | 1.7436e-08 | 0.0014597 | 0.00033483 | 8.3084e-05 | 3.2497e-07 | 4.1458 | 199.1924 | 0.0010699
| Civic Offices | supplies to mechanical plant (Services mechanical and electrical components (£ spent)) | 1701219 | 8404049 | 5 | Services equipment | Annual inspections and maintenance | Assembly | 4.9784 | Hours | 1 | 44 | 1 | FALSE | 1 | FALSE | 3 | [6 empty] | 51 | B2B3 | 0.26922 | 1.7436e-08 | 0.0014597 | 0.00033483 | 8.3084e-05 | 3.2497e-07 | 4.1458 | 199.1924 | 0.0010699
| Civic Offices | supplies to mechanical plant (Services mechanical and electrical components (£ spent)) | 1701219 | 8404049 | 5 | Services equipment | Annual inspections and maintenance | Assembly | 4.9784 | Hours | 1 | 44 | 1 | FALSE | 1 | FALSE | 3 | [6 empty] | 52 | B2B3 | 0.26922 | 1.7436e-08 | 0.0014597 | 0.00033483 | 8.3084e-05 | 3.2497e-07 | 4.1458 | 199.1924 | 0.0010699
| Civic Offices | supplies to mechanical plant (Services mechanical and electrical components (£ spent)) | 1701219 | 8404049 | 5 | Services equipment | Annual inspections and maintenance | Assembly | 4.9784 | Hours | 1 | 44 | 1 | FALSE | 1 | FALSE | 3 | [6 empty] | 53 | B2B3 | 0.26922 | 1.7436e-08 | 0.0014597 | 0.00033483 | 8.3084e-05 | 3.2497e-07 | 4.1458 | 199.1924 | 0.0010699
| Civic Offices | supplies to mechanical plant (Services mechanical and electrical components (£ spent)) | 1701219 | 8404049 | 5 | Services equipment | Annual inspections and maintenance | Assembly | 4.9784 | Hours | 1 | 44 | 1 | FALSE | 1 | FALSE | 3 | [6 empty] | 54 | B2B3 | 0.26922 | 1.7436e-08 | 0.0014597 | 0.00033483 | 8.3084e-05 | 3.2497e-07 | 4.1458 | 199.1924 | 0.0010699
| Civic Offices | supplies to mechanical plant (Services mechanical and electrical components (£ spent)) | 1701219 | 8404049 | 5 | Services equipment | Annual inspections and maintenance | Assembly | 4.9784 | Hours | 1 | 44 | 1 | FALSE | 1 | FALSE | 3 | [6 empty] | 55 | B2B3 | 0.26922 | 1.7436e-08 | 0.0014597 | 0.00033483 | 8.3084e-05 | 3.2497e-07 | 4.1458 | 199.1924 | 0.0010699
| Civic Offices | supplies to mechanical plant (Services mechanical and electrical components (£ spent)) | 1701219 | 8404049 | 5 | Services equipment | Annual inspections and maintenance | Assembly | 4.9784 | Hours | 1 | 44 | 1 | FALSE | 1 | FALSE | 3 | [6 empty] | 56 | B2B3 | 0.26922 | 1.7436e-08 | 0.0014597 | 0.00033483 | 8.3084e-05 | 3.2497e-07 | 4.1458 | 199.1924 | 0.0010699
| Civic Offices | supplies to mechanical plant (Services mechanical and electrical components (£ spent)) | 1701219 | 8404049 | 5 | Services equipment | Annual inspections and maintenance | Assembly | 4.9784 | Hours | 1 | 44 | 1 | FALSE | 1 | FALSE | 3 | [6 empty] | 57 | B2B3 | 0.26922 | 1.7436e-08 | 0.0014597 | 0.00033483 | 8.3084e-05 | 3.2497e-07 | 4.1458 | 199.1924 | 0.0010699
| Civic Offices | supplies to mechanical plant (Services mechanical and electrical components (£ spent)) | 1701219 | 8404049 | 5 | Services equipment | Annual inspections and maintenance | Assembly | 4.9784 | Hours | 1 | 44 | 1 | FALSE | 1 | FALSE | 3 | [6 empty] | 58 | B2B3 | 0.26922 | 1.7436e-08 | 0.0014597 | 0.00033483 | 8.3084e-05 | 3.2497e-07 | 4.1458 | 199.1924 | 0.0010699
| Civic Offices | supplies to mechanical plant (Services mechanical and electrical components (£ spent)) | 1701219 | 8404049 | 5 | Services equipment | Annual inspections and maintenance | Assembly | 4.9784 | Hours | 1 | 44 | 1 | FALSE | 1 | FALSE | 3 | [6 empty] | 59 | B2B3 | 0.26922 | 1.7436e-08 | 0.0014597 | 0.00033483 | 8.3084e-05 | 3.2497e-07 | 4.1458 | 199.1924 | 0.0010699
| Civic Offices | supplies to mechanical plant (Services mechanical and electrical components (£ spent)) | 1701219 | 8404049 | 5 | Services equipment | Annual inspections and maintenance | Assembly | 4.9784 | Hours | 1 | 44 | 1 | FALSE | 1 | FALSE | 3 | [6 empty] | 60 | B2B3 | 0.26922 | 1.7436e-08 | 0.0014597 | 0.00033483 | 8.3084e-05 | 3.2497e-07 | 4.1458 | 199.1924 | 0.0010699
| Civic Offices | electrical general power allowance socket outlets fused spurs and other power supplies generally 1 per 9m2 of non circulation space including conduits cables and fittings (Services mechanical and electrical components (£ spent)) | 1701220 | 8404053 | 5 | Services equipment | Install | Assembly | 338.7931 | Hours | 25 | 44 | 1 | FALSE | 1 | FALSE | 1 | [6 empty] | 0 | A5 | 18.3208 | 1.1865e-06 | 0.099337 | 0.022786 | 0.0056541 | 2.2115e-05 | 282.1329 | 13555.431 | 0.072811
| Civic Offices | electrical general power allowance socket outlets fused spurs and other power supplies generally 1 per 9m2 of non circulation space including conduits cables and fittings (Services mechanical and electrical components (£ spent)) | 1701220 | 8404053 | 5 | Services equipment | Install | Assembly | 338.7931 | Hours | 25 | 44 | 1 | FALSE | 1 | FALSE | 1 | [6 empty] | 0 | A4 | 0 | 0 | 0 | 0 | 0 | 0 | 0 | 0 | 0
| Civic Offices | electrical general power allowance socket outlets fused spurs and other power supplies generally 1 per 9m2 of non circulation space including conduits cables and fittings (Services mechanical and electrical components (£ spent)) | 1701220 | 8404053 | 5 | Services equipment | Install | Assembly | 338.7931 | Hours | 25 | 44 | 1 | FALSE | 1 | FALSE | 1 | [6 empty] | 25 | B4B5 | 18.3208 | 1.1865e-06 | 0.099337 | 0.022786 | 0.0056541 | 2.2115e-05 | 282.1329 | 13555.431 | 0.072811
| Civic Offices | electrical general power allowance socket outlets fused spurs and other power supplies generally 1 per 9m2 of non circulation space including conduits cables and fittings (Services mechanical and electrical components (£ spent)) | 1701220 | 8404053 | 5 | Services equipment | Install | Assembly | 338.7931 | Hours | 25 | 44 | 1 | FALSE | 1 | FALSE | 1 | [6 empty] | 50 | B4B5 | 18.3208 | 1.1865e-06 | 0.099337 | 0.022786 | 0.0056541 | 2.2115e-05 | 282.1329 | 13555.431 | 0.072811
| Civic Offices | electrical general power allowance socket outlets fused spurs and other power supplies generally 1 per 9m2 of non circulation space including conduits cables and fittings (Services mechanical and electrical components (£ spent)) | 1701220 | 8404054 | 5 | Services equipment | Annual inspections and maintenance | Assembly | 16.9397 | Hours | 1 | 44 | 1 | FALSE | 1 | FALSE | 3 | [6 empty] | 1 | B2B3 | 0.91604 | 5.9327e-08 | 0.0049669 | 0.0011393 | 0.0002827 | 1.1058e-06 | 14.1066 | 677.7715 | 0.0036405
| Civic Offices | electrical general power allowance socket outlets fused spurs and other power supplies generally 1 per 9m2 of non circulation space including conduits cables and fittings (Services mechanical and electrical components (£ spent)) | 1701220 | 8404054 | 5 | Services equipment | Annual inspections and maintenance | Assembly | 16.9397 | Hours | 1 | 44 | 1 | FALSE | 1 | FALSE | 3 | [6 empty] | 2 | B2B3 | 0.91604 | 5.9327e-08 | 0.0049669 | 0.0011393 | 0.0002827 | 1.1058e-06 | 14.1066 | 677.7715 | 0.0036405
| Civic Offices | electrical general power allowance socket outlets fused spurs and other power supplies generally 1 per 9m2 of non circulation space including conduits cables and fittings (Services mechanical and electrical components (£ spent)) | 1701220 | 8404054 | 5 | Services equipment | Annual inspections and maintenance | Assembly | 16.9397 | Hours | 1 | 44 | 1 | FALSE | 1 | FALSE | 3 | [6 empty] | 3 | B2B3 | 0.91604 | 5.9327e-08 | 0.0049669 | 0.0011393 | 0.0002827 | 1.1058e-06 | 14.1066 | 677.7715 | 0.0036405
| Civic Offices | electrical general power allowance socket outlets fused spurs and other power supplies generally 1 per 9m2 of non circulation space including conduits cables and fittings (Services mechanical and electrical components (£ spent)) | 1701220 | 8404054 | 5 | Services equipment | Annual inspections and maintenance | Assembly | 16.9397 | Hours | 1 | 44 | 1 | FALSE | 1 | FALSE | 3 | [6 empty] | 4 | B2B3 | 0.91604 | 5.9327e-08 | 0.0049669 | 0.0011393 | 0.0002827 | 1.1058e-06 | 14.1066 | 677.7715 | 0.0036405
| Civic Offices | electrical general power allowance socket outlets fused spurs and other power supplies generally 1 per 9m2 of non circulation space including conduits cables and fittings (Services mechanical and electrical components (£ spent)) | 1701220 | 8404054 | 5 | Services equipment | Annual inspections and maintenance | Assembly | 16.9397 | Hours | 1 | 44 | 1 | FALSE | 1 | FALSE | 3 | [6 empty] | 5 | B2B3 | 0.91604 | 5.9327e-08 | 0.0049669 | 0.0011393 | 0.0002827 | 1.1058e-06 | 14.1066 | 677.7715 | 0.0036405
| Civic Offices | electrical general power allowance socket outlets fused spurs and other power supplies generally 1 per 9m2 of non circulation space including conduits cables and fittings (Services mechanical and electrical components (£ spent)) | 1701220 | 8404054 | 5 | Services equipment | Annual inspections and maintenance | Assembly | 16.9397 | Hours | 1 | 44 | 1 | FALSE | 1 | FALSE | 3 | [6 empty] | 6 | B2B3 | 0.91604 | 5.9327e-08 | 0.0049669 | 0.0011393 | 0.0002827 | 1.1058e-06 | 14.1066 | 677.7715 | 0.0036405
| Civic Offices | electrical general power allowance socket outlets fused spurs and other power supplies generally 1 per 9m2 of non circulation space including conduits cables and fittings (Services mechanical and electrical components (£ spent)) | 1701220 | 8404054 | 5 | Services equipment | Annual inspections and maintenance | Assembly | 16.9397 | Hours | 1 | 44 | 1 | FALSE | 1 | FALSE | 3 | [6 empty] | 7 | B2B3 | 0.91604 | 5.9327e-08 | 0.0049669 | 0.0011393 | 0.0002827 | 1.1058e-06 | 14.1066 | 677.7715 | 0.0036405
| Civic Offices | electrical general power allowance socket outlets fused spurs and other power supplies generally 1 per 9m2 of non circulation space including conduits cables and fittings (Services mechanical and electrical components (£ spent)) | 1701220 | 8404054 | 5 | Services equipment | Annual inspections and maintenance | Assembly | 16.9397 | Hours | 1 | 44 | 1 | FALSE | 1 | FALSE | 3 | [6 empty] | 8 | B2B3 | 0.91604 | 5.9327e-08 | 0.0049669 | 0.0011393 | 0.0002827 | 1.1058e-06 | 14.1066 | 677.7715 | 0.0036405
| Civic Offices | electrical general power allowance socket outlets fused spurs and other power supplies generally 1 per 9m2 of non circulation space including conduits cables and fittings (Services mechanical and electrical components (£ spent)) | 1701220 | 8404054 | 5 | Services equipment | Annual inspections and maintenance | Assembly | 16.9397 | Hours | 1 | 44 | 1 | FALSE | 1 | FALSE | 3 | [6 empty] | 9 | B2B3 | 0.91604 | 5.9327e-08 | 0.0049669 | 0.0011393 | 0.0002827 | 1.1058e-06 | 14.1066 | 677.7715 | 0.0036405
| Civic Offices | electrical general power allowance socket outlets fused spurs and other power supplies generally 1 per 9m2 of non circulation space including conduits cables and fittings (Services mechanical and electrical components (£ spent)) | 1701220 | 8404054 | 5 | Services equipment | Annual inspections and maintenance | Assembly | 16.9397 | Hours | 1 | 44 | 1 | FALSE | 1 | FALSE | 3 | [6 empty] | 10 | B2B3 | 0.91604 | 5.9327e-08 | 0.0049669 | 0.0011393 | 0.0002827 | 1.1058e-06 | 14.1066 | 677.7715 | 0.0036405
| Civic Offices | electrical general power allowance socket outlets fused spurs and other power supplies generally 1 per 9m2 of non circulation space including conduits cables and fittings (Services mechanical and electrical components (£ spent)) | 1701220 | 8404054 | 5 | Services equipment | Annual inspections and maintenance | Assembly | 16.9397 | Hours | 1 | 44 | 1 | FALSE | 1 | FALSE | 3 | [6 empty] | 11 | B2B3 | 0.91604 | 5.9327e-08 | 0.0049669 | 0.0011393 | 0.0002827 | 1.1058e-06 | 14.1066 | 677.7715 | 0.0036405
| Civic Offices | electrical general power allowance socket outlets fused spurs and other power supplies generally 1 per 9m2 of non circulation space including conduits cables and fittings (Services mechanical and electrical components (£ spent)) | 1701220 | 8404054 | 5 | Services equipment | Annual inspections and maintenance | Assembly | 16.9397 | Hours | 1 | 44 | 1 | FALSE | 1 | FALSE | 3 | [6 empty] | 12 | B2B3 | 0.91604 | 5.9327e-08 | 0.0049669 | 0.0011393 | 0.0002827 | 1.1058e-06 | 14.1066 | 677.7715 | 0.0036405
| Civic Offices | electrical general power allowance socket outlets fused spurs and other power supplies generally 1 per 9m2 of non circulation space including conduits cables and fittings (Services mechanical and electrical components (£ spent)) | 1701220 | 8404054 | 5 | Services equipment | Annual inspections and maintenance | Assembly | 16.9397 | Hours | 1 | 44 | 1 | FALSE | 1 | FALSE | 3 | [6 empty] | 13 | B2B3 | 0.91604 | 5.9327e-08 | 0.0049669 | 0.0011393 | 0.0002827 | 1.1058e-06 | 14.1066 | 677.7715 | 0.0036405
| Civic Offices | electrical general power allowance socket outlets fused spurs and other power supplies generally 1 per 9m2 of non circulation space including conduits cables and fittings (Services mechanical and electrical components (£ spent)) | 1701220 | 8404054 | 5 | Services equipment | Annual inspections and maintenance | Assembly | 16.9397 | Hours | 1 | 44 | 1 | FALSE | 1 | FALSE | 3 | [6 empty] | 14 | B2B3 | 0.91604 | 5.9327e-08 | 0.0049669 | 0.0011393 | 0.0002827 | 1.1058e-06 | 14.1066 | 677.7715 | 0.0036405
| Civic Offices | electrical general power allowance socket outlets fused spurs and other power supplies generally 1 per 9m2 of non circulation space including conduits cables and fittings (Services mechanical and electrical components (£ spent)) | 1701220 | 8404054 | 5 | Services equipment | Annual inspections and maintenance | Assembly | 16.9397 | Hours | 1 | 44 | 1 | FALSE | 1 | FALSE | 3 | [6 empty] | 15 | B2B3 | 0.91604 | 5.9327e-08 | 0.0049669 | 0.0011393 | 0.0002827 | 1.1058e-06 | 14.1066 | 677.7715 | 0.0036405
| Civic Offices | electrical general power allowance socket outlets fused spurs and other power supplies generally 1 per 9m2 of non circulation space including conduits cables and fittings (Services mechanical and electrical components (£ spent)) | 1701220 | 8404054 | 5 | Services equipment | Annual inspections and maintenance | Assembly | 16.9397 | Hours | 1 | 44 | 1 | FALSE | 1 | FALSE | 3 | [6 empty] | 16 | B2B3 | 0.91604 | 5.9327e-08 | 0.0049669 | 0.0011393 | 0.0002827 | 1.1058e-06 | 14.1066 | 677.7715 | 0.0036405
| Civic Offices | electrical general power allowance socket outlets fused spurs and other power supplies generally 1 per 9m2 of non circulation space including conduits cables and fittings (Services mechanical and electrical components (£ spent)) | 1701220 | 8404054 | 5 | Services equipment | Annual inspections and maintenance | Assembly | 16.9397 | Hours | 1 | 44 | 1 | FALSE | 1 | FALSE | 3 | [6 empty] | 17 | B2B3 | 0.91604 | 5.9327e-08 | 0.0049669 | 0.0011393 | 0.0002827 | 1.1058e-06 | 14.1066 | 677.7715 | 0.0036405
| Civic Offices | electrical general power allowance socket outlets fused spurs and other power supplies generally 1 per 9m2 of non circulation space including conduits cables and fittings (Services mechanical and electrical components (£ spent)) | 1701220 | 8404054 | 5 | Services equipment | Annual inspections and maintenance | Assembly | 16.9397 | Hours | 1 | 44 | 1 | FALSE | 1 | FALSE | 3 | [6 empty] | 18 | B2B3 | 0.91604 | 5.9327e-08 | 0.0049669 | 0.0011393 | 0.0002827 | 1.1058e-06 | 14.1066 | 677.7715 | 0.0036405
| Civic Offices | electrical general power allowance socket outlets fused spurs and other power supplies generally 1 per 9m2 of non circulation space including conduits cables and fittings (Services mechanical and electrical components (£ spent)) | 1701220 | 8404054 | 5 | Services equipment | Annual inspections and maintenance | Assembly | 16.9397 | Hours | 1 | 44 | 1 | FALSE | 1 | FALSE | 3 | [6 empty] | 19 | B2B3 | 0.91604 | 5.9327e-08 | 0.0049669 | 0.0011393 | 0.0002827 | 1.1058e-06 | 14.1066 | 677.7715 | 0.0036405
| Civic Offices | electrical general power allowance socket outlets fused spurs and other power supplies generally 1 per 9m2 of non circulation space including conduits cables and fittings (Services mechanical and electrical components (£ spent)) | 1701220 | 8404054 | 5 | Services equipment | Annual inspections and maintenance | Assembly | 16.9397 | Hours | 1 | 44 | 1 | FALSE | 1 | FALSE | 3 | [6 empty] | 20 | B2B3 | 0.91604 | 5.9327e-08 | 0.0049669 | 0.0011393 | 0.0002827 | 1.1058e-06 | 14.1066 | 677.7715 | 0.0036405
| Civic Offices | electrical general power allowance socket outlets fused spurs and other power supplies generally 1 per 9m2 of non circulation space including conduits cables and fittings (Services mechanical and electrical components (£ spent)) | 1701220 | 8404054 | 5 | Services equipment | Annual inspections and maintenance | Assembly | 16.9397 | Hours | 1 | 44 | 1 | FALSE | 1 | FALSE | 3 | [6 empty] | 21 | B2B3 | 0.91604 | 5.9327e-08 | 0.0049669 | 0.0011393 | 0.0002827 | 1.1058e-06 | 14.1066 | 677.7715 | 0.0036405
| Civic Offices | electrical general power allowance socket outlets fused spurs and other power supplies generally 1 per 9m2 of non circulation space including conduits cables and fittings (Services mechanical and electrical components (£ spent)) | 1701220 | 8404054 | 5 | Services equipment | Annual inspections and maintenance | Assembly | 16.9397 | Hours | 1 | 44 | 1 | FALSE | 1 | FALSE | 3 | [6 empty] | 22 | B2B3 | 0.91604 | 5.9327e-08 | 0.0049669 | 0.0011393 | 0.0002827 | 1.1058e-06 | 14.1066 | 677.7715 | 0.0036405
| Civic Offices | electrical general power allowance socket outlets fused spurs and other power supplies generally 1 per 9m2 of non circulation space including conduits cables and fittings (Services mechanical and electrical components (£ spent)) | 1701220 | 8404054 | 5 | Services equipment | Annual inspections and maintenance | Assembly | 16.9397 | Hours | 1 | 44 | 1 | FALSE | 1 | FALSE | 3 | [6 empty] | 23 | B2B3 | 0.91604 | 5.9327e-08 | 0.0049669 | 0.0011393 | 0.0002827 | 1.1058e-06 | 14.1066 | 677.7715 | 0.0036405
| Civic Offices | electrical general power allowance socket outlets fused spurs and other power supplies generally 1 per 9m2 of non circulation space including conduits cables and fittings (Services mechanical and electrical components (£ spent)) | 1701220 | 8404054 | 5 | Services equipment | Annual inspections and maintenance | Assembly | 16.9397 | Hours | 1 | 44 | 1 | FALSE | 1 | FALSE | 3 | [6 empty] | 24 | B2B3 | 0.91604 | 5.9327e-08 | 0.0049669 | 0.0011393 | 0.0002827 | 1.1058e-06 | 14.1066 | 677.7715 | 0.0036405
| Civic Offices | electrical general power allowance socket outlets fused spurs and other power supplies generally 1 per 9m2 of non circulation space including conduits cables and fittings (Services mechanical and electrical components (£ spent)) | 1701220 | 8404054 | 5 | Services equipment | Annual inspections and maintenance | Assembly | 16.9397 | Hours | 1 | 44 | 1 | FALSE | 1 | FALSE | 3 | [6 empty] | 25 | B2B3 | 0.91604 | 5.9327e-08 | 0.0049669 | 0.0011393 | 0.0002827 | 1.1058e-06 | 14.1066 | 677.7715 | 0.0036405
| Civic Offices | electrical general power allowance socket outlets fused spurs and other power supplies generally 1 per 9m2 of non circulation space including conduits cables and fittings (Services mechanical and electrical components (£ spent)) | 1701220 | 8404054 | 5 | Services equipment | Annual inspections and maintenance | Assembly | 16.9397 | Hours | 1 | 44 | 1 | FALSE | 1 | FALSE | 3 | [6 empty] | 26 | B2B3 | 0.91604 | 5.9327e-08 | 0.0049669 | 0.0011393 | 0.0002827 | 1.1058e-06 | 14.1066 | 677.7715 | 0.0036405
| Civic Offices | electrical general power allowance socket outlets fused spurs and other power supplies generally 1 per 9m2 of non circulation space including conduits cables and fittings (Services mechanical and electrical components (£ spent)) | 1701220 | 8404054 | 5 | Services equipment | Annual inspections and maintenance | Assembly | 16.9397 | Hours | 1 | 44 | 1 | FALSE | 1 | FALSE | 3 | [6 empty] | 27 | B2B3 | 0.91604 | 5.9327e-08 | 0.0049669 | 0.0011393 | 0.0002827 | 1.1058e-06 | 14.1066 | 677.7715 | 0.0036405
| Civic Offices | electrical general power allowance socket outlets fused spurs and other power supplies generally 1 per 9m2 of non circulation space including conduits cables and fittings (Services mechanical and electrical components (£ spent)) | 1701220 | 8404054 | 5 | Services equipment | Annual inspections and maintenance | Assembly | 16.9397 | Hours | 1 | 44 | 1 | FALSE | 1 | FALSE | 3 | [6 empty] | 28 | B2B3 | 0.91604 | 5.9327e-08 | 0.0049669 | 0.0011393 | 0.0002827 | 1.1058e-06 | 14.1066 | 677.7715 | 0.0036405
| Civic Offices | electrical general power allowance socket outlets fused spurs and other power supplies generally 1 per 9m2 of non circulation space including conduits cables and fittings (Services mechanical and electrical components (£ spent)) | 1701220 | 8404054 | 5 | Services equipment | Annual inspections and maintenance | Assembly | 16.9397 | Hours | 1 | 44 | 1 | FALSE | 1 | FALSE | 3 | [6 empty] | 29 | B2B3 | 0.91604 | 5.9327e-08 | 0.0049669 | 0.0011393 | 0.0002827 | 1.1058e-06 | 14.1066 | 677.7715 | 0.0036405
| Civic Offices | electrical general power allowance socket outlets fused spurs and other power supplies generally 1 per 9m2 of non circulation space including conduits cables and fittings (Services mechanical and electrical components (£ spent)) | 1701220 | 8404054 | 5 | Services equipment | Annual inspections and maintenance | Assembly | 16.9397 | Hours | 1 | 44 | 1 | FALSE | 1 | FALSE | 3 | [6 empty] | 30 | B2B3 | 0.91604 | 5.9327e-08 | 0.0049669 | 0.0011393 | 0.0002827 | 1.1058e-06 | 14.1066 | 677.7715 | 0.0036405
| Civic Offices | electrical general power allowance socket outlets fused spurs and other power supplies generally 1 per 9m2 of non circulation space including conduits cables and fittings (Services mechanical and electrical components (£ spent)) | 1701220 | 8404054 | 5 | Services equipment | Annual inspections and maintenance | Assembly | 16.9397 | Hours | 1 | 44 | 1 | FALSE | 1 | FALSE | 3 | [6 empty] | 31 | B2B3 | 0.91604 | 5.9327e-08 | 0.0049669 | 0.0011393 | 0.0002827 | 1.1058e-06 | 14.1066 | 677.7715 | 0.0036405
| Civic Offices | electrical general power allowance socket outlets fused spurs and other power supplies generally 1 per 9m2 of non circulation space including conduits cables and fittings (Services mechanical and electrical components (£ spent)) | 1701220 | 8404054 | 5 | Services equipment | Annual inspections and maintenance | Assembly | 16.9397 | Hours | 1 | 44 | 1 | FALSE | 1 | FALSE | 3 | [6 empty] | 32 | B2B3 | 0.91604 | 5.9327e-08 | 0.0049669 | 0.0011393 | 0.0002827 | 1.1058e-06 | 14.1066 | 677.7715 | 0.0036405
| Civic Offices | electrical general power allowance socket outlets fused spurs and other power supplies generally 1 per 9m2 of non circulation space including conduits cables and fittings (Services mechanical and electrical components (£ spent)) | 1701220 | 8404054 | 5 | Services equipment | Annual inspections and maintenance | Assembly | 16.9397 | Hours | 1 | 44 | 1 | FALSE | 1 | FALSE | 3 | [6 empty] | 33 | B2B3 | 0.91604 | 5.9327e-08 | 0.0049669 | 0.0011393 | 0.0002827 | 1.1058e-06 | 14.1066 | 677.7715 | 0.0036405
| Civic Offices | electrical general power allowance socket outlets fused spurs and other power supplies generally 1 per 9m2 of non circulation space including conduits cables and fittings (Services mechanical and electrical components (£ spent)) | 1701220 | 8404054 | 5 | Services equipment | Annual inspections and maintenance | Assembly | 16.9397 | Hours | 1 | 44 | 1 | FALSE | 1 | FALSE | 3 | [6 empty] | 34 | B2B3 | 0.91604 | 5.9327e-08 | 0.0049669 | 0.0011393 | 0.0002827 | 1.1058e-06 | 14.1066 | 677.7715 | 0.0036405
| Civic Offices | electrical general power allowance socket outlets fused spurs and other power supplies generally 1 per 9m2 of non circulation space including conduits cables and fittings (Services mechanical and electrical components (£ spent)) | 1701220 | 8404054 | 5 | Services equipment | Annual inspections and maintenance | Assembly | 16.9397 | Hours | 1 | 44 | 1 | FALSE | 1 | FALSE | 3 | [6 empty] | 35 | B2B3 | 0.91604 | 5.9327e-08 | 0.0049669 | 0.0011393 | 0.0002827 | 1.1058e-06 | 14.1066 | 677.7715 | 0.0036405
| Civic Offices | electrical general power allowance socket outlets fused spurs and other power supplies generally 1 per 9m2 of non circulation space including conduits cables and fittings (Services mechanical and electrical components (£ spent)) | 1701220 | 8404054 | 5 | Services equipment | Annual inspections and maintenance | Assembly | 16.9397 | Hours | 1 | 44 | 1 | FALSE | 1 | FALSE | 3 | [6 empty] | 36 | B2B3 | 0.91604 | 5.9327e-08 | 0.0049669 | 0.0011393 | 0.0002827 | 1.1058e-06 | 14.1066 | 677.7715 | 0.0036405
| Civic Offices | electrical general power allowance socket outlets fused spurs and other power supplies generally 1 per 9m2 of non circulation space including conduits cables and fittings (Services mechanical and electrical components (£ spent)) | 1701220 | 8404054 | 5 | Services equipment | Annual inspections and maintenance | Assembly | 16.9397 | Hours | 1 | 44 | 1 | FALSE | 1 | FALSE | 3 | [6 empty] | 37 | B2B3 | 0.91604 | 5.9327e-08 | 0.0049669 | 0.0011393 | 0.0002827 | 1.1058e-06 | 14.1066 | 677.7715 | 0.0036405
| Civic Offices | electrical general power allowance socket outlets fused spurs and other power supplies generally 1 per 9m2 of non circulation space including conduits cables and fittings (Services mechanical and electrical components (£ spent)) | 1701220 | 8404054 | 5 | Services equipment | Annual inspections and maintenance | Assembly | 16.9397 | Hours | 1 | 44 | 1 | FALSE | 1 | FALSE | 3 | [6 empty] | 38 | B2B3 | 0.91604 | 5.9327e-08 | 0.0049669 | 0.0011393 | 0.0002827 | 1.1058e-06 | 14.1066 | 677.7715 | 0.0036405
| Civic Offices | electrical general power allowance socket outlets fused spurs and other power supplies generally 1 per 9m2 of non circulation space including conduits cables and fittings (Services mechanical and electrical components (£ spent)) | 1701220 | 8404054 | 5 | Services equipment | Annual inspections and maintenance | Assembly | 16.9397 | Hours | 1 | 44 | 1 | FALSE | 1 | FALSE | 3 | [6 empty] | 39 | B2B3 | 0.91604 | 5.9327e-08 | 0.0049669 | 0.0011393 | 0.0002827 | 1.1058e-06 | 14.1066 | 677.7715 | 0.0036405
| Civic Offices | electrical general power allowance socket outlets fused spurs and other power supplies generally 1 per 9m2 of non circulation space including conduits cables and fittings (Services mechanical and electrical components (£ spent)) | 1701220 | 8404054 | 5 | Services equipment | Annual inspections and maintenance | Assembly | 16.9397 | Hours | 1 | 44 | 1 | FALSE | 1 | FALSE | 3 | [6 empty] | 40 | B2B3 | 0.91604 | 5.9327e-08 | 0.0049669 | 0.0011393 | 0.0002827 | 1.1058e-06 | 14.1066 | 677.7715 | 0.0036405
| Civic Offices | electrical general power allowance socket outlets fused spurs and other power supplies generally 1 per 9m2 of non circulation space including conduits cables and fittings (Services mechanical and electrical components (£ spent)) | 1701220 | 8404054 | 5 | Services equipment | Annual inspections and maintenance | Assembly | 16.9397 | Hours | 1 | 44 | 1 | FALSE | 1 | FALSE | 3 | [6 empty] | 41 | B2B3 | 0.91604 | 5.9327e-08 | 0.0049669 | 0.0011393 | 0.0002827 | 1.1058e-06 | 14.1066 | 677.7715 | 0.0036405
| Civic Offices | electrical general power allowance socket outlets fused spurs and other power supplies generally 1 per 9m2 of non circulation space including conduits cables and fittings (Services mechanical and electrical components (£ spent)) | 1701220 | 8404054 | 5 | Services equipment | Annual inspections and maintenance | Assembly | 16.9397 | Hours | 1 | 44 | 1 | FALSE | 1 | FALSE | 3 | [6 empty] | 42 | B2B3 | 0.91604 | 5.9327e-08 | 0.0049669 | 0.0011393 | 0.0002827 | 1.1058e-06 | 14.1066 | 677.7715 | 0.0036405
| Civic Offices | electrical general power allowance socket outlets fused spurs and other power supplies generally 1 per 9m2 of non circulation space including conduits cables and fittings (Services mechanical and electrical components (£ spent)) | 1701220 | 8404054 | 5 | Services equipment | Annual inspections and maintenance | Assembly | 16.9397 | Hours | 1 | 44 | 1 | FALSE | 1 | FALSE | 3 | [6 empty] | 43 | B2B3 | 0.91604 | 5.9327e-08 | 0.0049669 | 0.0011393 | 0.0002827 | 1.1058e-06 | 14.1066 | 677.7715 | 0.0036405
| Civic Offices | electrical general power allowance socket outlets fused spurs and other power supplies generally 1 per 9m2 of non circulation space including conduits cables and fittings (Services mechanical and electrical components (£ spent)) | 1701220 | 8404054 | 5 | Services equipment | Annual inspections and maintenance | Assembly | 16.9397 | Hours | 1 | 44 | 1 | FALSE | 1 | FALSE | 3 | [6 empty] | 44 | B2B3 | 0.91604 | 5.9327e-08 | 0.0049669 | 0.0011393 | 0.0002827 | 1.1058e-06 | 14.1066 | 677.7715 | 0.0036405
| Civic Offices | electrical general power allowance socket outlets fused spurs and other power supplies generally 1 per 9m2 of non circulation space including conduits cables and fittings (Services mechanical and electrical components (£ spent)) | 1701220 | 8404054 | 5 | Services equipment | Annual inspections and maintenance | Assembly | 16.9397 | Hours | 1 | 44 | 1 | FALSE | 1 | FALSE | 3 | [6 empty] | 45 | B2B3 | 0.91604 | 5.9327e-08 | 0.0049669 | 0.0011393 | 0.0002827 | 1.1058e-06 | 14.1066 | 677.7715 | 0.0036405
| Civic Offices | electrical general power allowance socket outlets fused spurs and other power supplies generally 1 per 9m2 of non circulation space including conduits cables and fittings (Services mechanical and electrical components (£ spent)) | 1701220 | 8404054 | 5 | Services equipment | Annual inspections and maintenance | Assembly | 16.9397 | Hours | 1 | 44 | 1 | FALSE | 1 | FALSE | 3 | [6 empty] | 46 | B2B3 | 0.91604 | 5.9327e-08 | 0.0049669 | 0.0011393 | 0.0002827 | 1.1058e-06 | 14.1066 | 677.7715 | 0.0036405
| Civic Offices | electrical general power allowance socket outlets fused spurs and other power supplies generally 1 per 9m2 of non circulation space including conduits cables and fittings (Services mechanical and electrical components (£ spent)) | 1701220 | 8404054 | 5 | Services equipment | Annual inspections and maintenance | Assembly | 16.9397 | Hours | 1 | 44 | 1 | FALSE | 1 | FALSE | 3 | [6 empty] | 47 | B2B3 | 0.91604 | 5.9327e-08 | 0.0049669 | 0.0011393 | 0.0002827 | 1.1058e-06 | 14.1066 | 677.7715 | 0.0036405
| Civic Offices | electrical general power allowance socket outlets fused spurs and other power supplies generally 1 per 9m2 of non circulation space including conduits cables and fittings (Services mechanical and electrical components (£ spent)) | 1701220 | 8404054 | 5 | Services equipment | Annual inspections and maintenance | Assembly | 16.9397 | Hours | 1 | 44 | 1 | FALSE | 1 | FALSE | 3 | [6 empty] | 48 | B2B3 | 0.91604 | 5.9327e-08 | 0.0049669 | 0.0011393 | 0.0002827 | 1.1058e-06 | 14.1066 | 677.7715 | 0.0036405
| Civic Offices | electrical general power allowance socket outlets fused spurs and other power supplies generally 1 per 9m2 of non circulation space including conduits cables and fittings (Services mechanical and electrical components (£ spent)) | 1701220 | 8404054 | 5 | Services equipment | Annual inspections and maintenance | Assembly | 16.9397 | Hours | 1 | 44 | 1 | FALSE | 1 | FALSE | 3 | [6 empty] | 49 | B2B3 | 0.91604 | 5.9327e-08 | 0.0049669 | 0.0011393 | 0.0002827 | 1.1058e-06 | 14.1066 | 677.7715 | 0.0036405
| Civic Offices | electrical general power allowance socket outlets fused spurs and other power supplies generally 1 per 9m2 of non circulation space including conduits cables and fittings (Services mechanical and electrical components (£ spent)) | 1701220 | 8404054 | 5 | Services equipment | Annual inspections and maintenance | Assembly | 16.9397 | Hours | 1 | 44 | 1 | FALSE | 1 | FALSE | 3 | [6 empty] | 50 | B2B3 | 0.91604 | 5.9327e-08 | 0.0049669 | 0.0011393 | 0.0002827 | 1.1058e-06 | 14.1066 | 677.7715 | 0.0036405
| Civic Offices | electrical general power allowance socket outlets fused spurs and other power supplies generally 1 per 9m2 of non circulation space including conduits cables and fittings (Services mechanical and electrical components (£ spent)) | 1701220 | 8404054 | 5 | Services equipment | Annual inspections and maintenance | Assembly | 16.9397 | Hours | 1 | 44 | 1 | FALSE | 1 | FALSE | 3 | [6 empty] | 51 | B2B3 | 0.91604 | 5.9327e-08 | 0.0049669 | 0.0011393 | 0.0002827 | 1.1058e-06 | 14.1066 | 677.7715 | 0.0036405
| Civic Offices | electrical general power allowance socket outlets fused spurs and other power supplies generally 1 per 9m2 of non circulation space including conduits cables and fittings (Services mechanical and electrical components (£ spent)) | 1701220 | 8404054 | 5 | Services equipment | Annual inspections and maintenance | Assembly | 16.9397 | Hours | 1 | 44 | 1 | FALSE | 1 | FALSE | 3 | [6 empty] | 52 | B2B3 | 0.91604 | 5.9327e-08 | 0.0049669 | 0.0011393 | 0.0002827 | 1.1058e-06 | 14.1066 | 677.7715 | 0.0036405
| Civic Offices | electrical general power allowance socket outlets fused spurs and other power supplies generally 1 per 9m2 of non circulation space including conduits cables and fittings (Services mechanical and electrical components (£ spent)) | 1701220 | 8404054 | 5 | Services equipment | Annual inspections and maintenance | Assembly | 16.9397 | Hours | 1 | 44 | 1 | FALSE | 1 | FALSE | 3 | [6 empty] | 53 | B2B3 | 0.91604 | 5.9327e-08 | 0.0049669 | 0.0011393 | 0.0002827 | 1.1058e-06 | 14.1066 | 677.7715 | 0.0036405
| Civic Offices | electrical general power allowance socket outlets fused spurs and other power supplies generally 1 per 9m2 of non circulation space including conduits cables and fittings (Services mechanical and electrical components (£ spent)) | 1701220 | 8404054 | 5 | Services equipment | Annual inspections and maintenance | Assembly | 16.9397 | Hours | 1 | 44 | 1 | FALSE | 1 | FALSE | 3 | [6 empty] | 54 | B2B3 | 0.91604 | 5.9327e-08 | 0.0049669 | 0.0011393 | 0.0002827 | 1.1058e-06 | 14.1066 | 677.7715 | 0.0036405
| Civic Offices | electrical general power allowance socket outlets fused spurs and other power supplies generally 1 per 9m2 of non circulation space including conduits cables and fittings (Services mechanical and electrical components (£ spent)) | 1701220 | 8404054 | 5 | Services equipment | Annual inspections and maintenance | Assembly | 16.9397 | Hours | 1 | 44 | 1 | FALSE | 1 | FALSE | 3 | [6 empty] | 55 | B2B3 | 0.91604 | 5.9327e-08 | 0.0049669 | 0.0011393 | 0.0002827 | 1.1058e-06 | 14.1066 | 677.7715 | 0.0036405
| Civic Offices | electrical general power allowance socket outlets fused spurs and other power supplies generally 1 per 9m2 of non circulation space including conduits cables and fittings (Services mechanical and electrical components (£ spent)) | 1701220 | 8404054 | 5 | Services equipment | Annual inspections and maintenance | Assembly | 16.9397 | Hours | 1 | 44 | 1 | FALSE | 1 | FALSE | 3 | [6 empty] | 56 | B2B3 | 0.91604 | 5.9327e-08 | 0.0049669 | 0.0011393 | 0.0002827 | 1.1058e-06 | 14.1066 | 677.7715 | 0.0036405
| Civic Offices | electrical general power allowance socket outlets fused spurs and other power supplies generally 1 per 9m2 of non circulation space including conduits cables and fittings (Services mechanical and electrical components (£ spent)) | 1701220 | 8404054 | 5 | Services equipment | Annual inspections and maintenance | Assembly | 16.9397 | Hours | 1 | 44 | 1 | FALSE | 1 | FALSE | 3 | [6 empty] | 57 | B2B3 | 0.91604 | 5.9327e-08 | 0.0049669 | 0.0011393 | 0.0002827 | 1.1058e-06 | 14.1066 | 677.7715 | 0.0036405
| Civic Offices | electrical general power allowance socket outlets fused spurs and other power supplies generally 1 per 9m2 of non circulation space including conduits cables and fittings (Services mechanical and electrical components (£ spent)) | 1701220 | 8404054 | 5 | Services equipment | Annual inspections and maintenance | Assembly | 16.9397 | Hours | 1 | 44 | 1 | FALSE | 1 | FALSE | 3 | [6 empty] | 58 | B2B3 | 0.91604 | 5.9327e-08 | 0.0049669 | 0.0011393 | 0.0002827 | 1.1058e-06 | 14.1066 | 677.7715 | 0.0036405
| Civic Offices | electrical general power allowance socket outlets fused spurs and other power supplies generally 1 per 9m2 of non circulation space including conduits cables and fittings (Services mechanical and electrical components (£ spent)) | 1701220 | 8404054 | 5 | Services equipment | Annual inspections and maintenance | Assembly | 16.9397 | Hours | 1 | 44 | 1 | FALSE | 1 | FALSE | 3 | [6 empty] | 59 | B2B3 | 0.91604 | 5.9327e-08 | 0.0049669 | 0.0011393 | 0.0002827 | 1.1058e-06 | 14.1066 | 677.7715 | 0.0036405
| Civic Offices | electrical general power allowance socket outlets fused spurs and other power supplies generally 1 per 9m2 of non circulation space including conduits cables and fittings (Services mechanical and electrical components (£ spent)) | 1701220 | 8404054 | 5 | Services equipment | Annual inspections and maintenance | Assembly | 16.9397 | Hours | 1 | 44 | 1 | FALSE | 1 | FALSE | 3 | [6 empty] | 60 | B2B3 | 0.91604 | 5.9327e-08 | 0.0049669 | 0.0011393 | 0.0002827 | 1.1058e-06 | 14.1066 | 677.7715 | 0.0036405
| Civic Offices | Services LED light fitting | 1701223 | 8404060 | 5 | Services equipment | install light | Assembly | 223.5175 | Hours | 10 | 44 | 1 | FALSE | 1 | FALSE | 1 | [6 empty] | 0 | A5 | 12.0871 | 7.8281e-07 | 0.065537 | 0.015033 | 0.0037302 | 1.459e-05 | 186.1362 | 8943.1473 | 0.048037
| Civic Offices | Services LED light fitting | 1701223 | 8404060 | 5 | Services equipment | install light | Assembly | 223.5175 | Hours | 10 | 44 | 1 | FALSE | 1 | FALSE | 1 | [6 empty] | 0 | A4 | 0 | 0 | 0 | 0 | 0 | 0 | 0 | 0 | 0
| Civic Offices | Services LED light fitting | 1701223 | 8404060 | 5 | Services equipment | install light | Assembly | 223.5175 | Hours | 10 | 44 | 1 | FALSE | 1 | FALSE | 1 | [6 empty] | 10 | B4B5 | 12.0871 | 7.8281e-07 | 0.065537 | 0.015033 | 0.0037302 | 1.459e-05 | 186.1362 | 8943.1473 | 0.048037
| Civic Offices | Services LED light fitting | 1701223 | 8404060 | 5 | Services equipment | install light | Assembly | 223.5175 | Hours | 10 | 44 | 1 | FALSE | 1 | FALSE | 1 | [6 empty] | 20 | B4B5 | 12.0871 | 7.8281e-07 | 0.065537 | 0.015033 | 0.0037302 | 1.459e-05 | 186.1362 | 8943.1473 | 0.048037
| Civic Offices | Services LED light fitting | 1701223 | 8404060 | 5 | Services equipment | install light | Assembly | 223.5175 | Hours | 10 | 44 | 1 | FALSE | 1 | FALSE | 1 | [6 empty] | 30 | B4B5 | 12.0871 | 7.8281e-07 | 0.065537 | 0.015033 | 0.0037302 | 1.459e-05 | 186.1362 | 8943.1473 | 0.048037
| Civic Offices | Services LED light fitting | 1701223 | 8404060 | 5 | Services equipment | install light | Assembly | 223.5175 | Hours | 10 | 44 | 1 | FALSE | 1 | FALSE | 1 | [6 empty] | 40 | B4B5 | 12.0871 | 7.8281e-07 | 0.065537 | 0.015033 | 0.0037302 | 1.459e-05 | 186.1362 | 8943.1473 | 0.048037
| Civic Offices | Services LED light fitting | 1701223 | 8404060 | 5 | Services equipment | install light | Assembly | 223.5175 | Hours | 10 | 44 | 1 | FALSE | 1 | FALSE | 1 | [6 empty] | 50 | B4B5 | 12.0871 | 7.8281e-07 | 0.065537 | 0.015033 | 0.0037302 | 1.459e-05 | 186.1362 | 8943.1473 | 0.048037
| Civic Offices | Services electrical wireing | 1701224 | 8404063 | 5 | Services equipment | Install | Assembly | 969.4737 | Hours | 60 | 44 | 1 | FALSE | 1 | FALSE | 1 | [6 empty] | 0 | A5 | 52.4259 | 3.3953e-06 | 0.28426 | 0.065202 | 0.016179 | 6.3284e-05 | 807.3377 | 38789.5547 | 0.20835
| Civic Offices | Services electrical wireing | 1701224 | 8404063 | 5 | Services equipment | Install | Assembly | 969.4737 | Hours | 60 | 44 | 1 | FALSE | 1 | FALSE | 1 | [6 empty] | 0 | A4 | 0 | 0 | 0 | 0 | 0 | 0 | 0 | 0 | 0
| Civic Offices | Services LED light fitting | 1701227 | 8404069 | 5 | Services equipment | install light | Assembly | 36.6947 | Hours | 10 | 44 | 1 | FALSE | 1 | FALSE | 1 | [6 empty] | 0 | A5 | 1.9843 | 1.2851e-07 | 0.010759 | 0.0024679 | 0.00061239 | 2.3953e-06 | 30.5579 | 1468.191 | 0.0078861
| Civic Offices | Services LED light fitting | 1701227 | 8404069 | 5 | Services equipment | install light | Assembly | 36.6947 | Hours | 10 | 44 | 1 | FALSE | 1 | FALSE | 1 | [6 empty] | 0 | A4 | 0 | 0 | 0 | 0 | 0 | 0 | 0 | 0 | 0
| Civic Offices | Services LED light fitting | 1701227 | 8404069 | 5 | Services equipment | install light | Assembly | 36.6947 | Hours | 10 | 44 | 1 | FALSE | 1 | FALSE | 1 | [6 empty] | 10 | B4B5 | 1.9843 | 1.2851e-07 | 0.010759 | 0.0024679 | 0.00061239 | 2.3953e-06 | 30.5579 | 1468.191 | 0.0078861
| Civic Offices | Services LED light fitting | 1701227 | 8404069 | 5 | Services equipment | install light | Assembly | 36.6947 | Hours | 10 | 44 | 1 | FALSE | 1 | FALSE | 1 | [6 empty] | 20 | B4B5 | 1.9843 | 1.2851e-07 | 0.010759 | 0.0024679 | 0.00061239 | 2.3953e-06 | 30.5579 | 1468.191 | 0.0078861
| Civic Offices | Services LED light fitting | 1701227 | 8404069 | 5 | Services equipment | install light | Assembly | 36.6947 | Hours | 10 | 44 | 1 | FALSE | 1 | FALSE | 1 | [6 empty] | 30 | B4B5 | 1.9843 | 1.2851e-07 | 0.010759 | 0.0024679 | 0.00061239 | 2.3953e-06 | 30.5579 | 1468.191 | 0.0078861
| Civic Offices | Services LED light fitting | 1701227 | 8404069 | 5 | Services equipment | install light | Assembly | 36.6947 | Hours | 10 | 44 | 1 | FALSE | 1 | FALSE | 1 | [6 empty] | 40 | B4B5 | 1.9843 | 1.2851e-07 | 0.010759 | 0.0024679 | 0.00061239 | 2.3953e-06 | 30.5579 | 1468.191 | 0.0078861
| Civic Offices | Services LED light fitting | 1701227 | 8404069 | 5 | Services equipment | install light | Assembly | 36.6947 | Hours | 10 | 44 | 1 | FALSE | 1 | FALSE | 1 | [6 empty] | 50 | B4B5 | 1.9843 | 1.2851e-07 | 0.010759 | 0.0024679 | 0.00061239 | 2.3953e-06 | 30.5579 | 1468.191 | 0.0078861
| Civic Offices | Services electrical wireing | 1701228 | 8404072 | 5 | Services equipment | Install | Assembly | 159.1579 | Hours | 60 | 44 | 1 | FALSE | 1 | FALSE | 1 | [6 empty] | 0 | A5 | 8.6067 | 5.5741e-07 | 0.046666 | 0.010704 | 0.0026562 | 1.0389e-05 | 132.5401 | 6368.0572 | 0.034205
| Civic Offices | Services electrical wireing | 1701228 | 8404072 | 5 | Services equipment | Install | Assembly | 159.1579 | Hours | 60 | 44 | 1 | FALSE | 1 | FALSE | 1 | [6 empty] | 0 | A4 | 0 | 0 | 0 | 0 | 0 | 0 | 0 | 0 | 0
| Civic Offices | Services LED light fitting | 1701231 | 8404078 | 5 | Services equipment | install light | Assembly | 6.9895 | Hours | 10 | 44 | 1 | FALSE | 1 | FALSE | 1 | [6 empty] | 0 | A5 | 0.37797 | 2.4479e-08 | 0.0020494 | 0.00047008 | 0.00011665 | 4.5625e-07 | 5.8205 | 279.6554 | 0.0015021
| Civic Offices | Services LED light fitting | 1701231 | 8404078 | 5 | Services equipment | install light | Assembly | 6.9895 | Hours | 10 | 44 | 1 | FALSE | 1 | FALSE | 1 | [6 empty] | 0 | A4 | 0 | 0 | 0 | 0 | 0 | 0 | 0 | 0 | 0
| Civic Offices | Services LED light fitting | 1701231 | 8404078 | 5 | Services equipment | install light | Assembly | 6.9895 | Hours | 10 | 44 | 1 | FALSE | 1 | FALSE | 1 | [6 empty] | 10 | B4B5 | 0.37797 | 2.4479e-08 | 0.0020494 | 0.00047008 | 0.00011665 | 4.5625e-07 | 5.8205 | 279.6554 | 0.0015021
| Civic Offices | Services LED light fitting | 1701231 | 8404078 | 5 | Services equipment | install light | Assembly | 6.9895 | Hours | 10 | 44 | 1 | FALSE | 1 | FALSE | 1 | [6 empty] | 20 | B4B5 | 0.37797 | 2.4479e-08 | 0.0020494 | 0.00047008 | 0.00011665 | 4.5625e-07 | 5.8205 | 279.6554 | 0.0015021
| Civic Offices | Services LED light fitting | 1701231 | 8404078 | 5 | Services equipment | install light | Assembly | 6.9895 | Hours | 10 | 44 | 1 | FALSE | 1 | FALSE | 1 | [6 empty] | 30 | B4B5 | 0.37797 | 2.4479e-08 | 0.0020494 | 0.00047008 | 0.00011665 | 4.5625e-07 | 5.8205 | 279.6554 | 0.0015021
| Civic Offices | Services LED light fitting | 1701231 | 8404078 | 5 | Services equipment | install light | Assembly | 6.9895 | Hours | 10 | 44 | 1 | FALSE | 1 | FALSE | 1 | [6 empty] | 40 | B4B5 | 0.37797 | 2.4479e-08 | 0.0020494 | 0.00047008 | 0.00011665 | 4.5625e-07 | 5.8205 | 279.6554 | 0.0015021
| Civic Offices | Services LED light fitting | 1701231 | 8404078 | 5 | Services equipment | install light | Assembly | 6.9895 | Hours | 10 | 44 | 1 | FALSE | 1 | FALSE | 1 | [6 empty] | 50 | B4B5 | 0.37797 | 2.4479e-08 | 0.0020494 | 0.00047008 | 0.00011665 | 4.5625e-07 | 5.8205 | 279.6554 | 0.0015021
| Civic Offices | Services electrical wireing | 1701232 | 8404081 | 5 | Services equipment | Install | Assembly | 30.3158 | Hours | 60 | 44 | 1 | FALSE | 1 | FALSE | 1 | [6 empty] | 0 | A5 | 1.6394 | 1.0617e-07 | 0.0088888 | 0.0020389 | 0.00050593 | 1.9789e-06 | 25.2457 | 1212.9633 | 0.0065152
| Civic Offices | Services electrical wireing | 1701232 | 8404081 | 5 | Services equipment | Install | Assembly | 30.3158 | Hours | 60 | 44 | 1 | FALSE | 1 | FALSE | 1 | [6 empty] | 0 | A4 | 0 | 0 | 0 | 0 | 0 | 0 | 0 | 0 | 0
| Civic Offices | Services LED light fitting | 1701235 | 8404087 | 5 | Services equipment | install light | Assembly | 16.4253 | Hours | 10 | 44 | 1 | FALSE | 1 | FALSE | 1 | [6 empty] | 0 | A5 | 0.88822 | 5.7525e-08 | 0.004816 | 0.0011047 | 0.00027412 | 1.0722e-06 | 13.6783 | 657.1902 | 0.00353
| Civic Offices | Services LED light fitting | 1701235 | 8404087 | 5 | Services equipment | install light | Assembly | 16.4253 | Hours | 10 | 44 | 1 | FALSE | 1 | FALSE | 1 | [6 empty] | 0 | A4 | 0 | 0 | 0 | 0 | 0 | 0 | 0 | 0 | 0
| Civic Offices | Services LED light fitting | 1701235 | 8404087 | 5 | Services equipment | install light | Assembly | 16.4253 | Hours | 10 | 44 | 1 | FALSE | 1 | FALSE | 1 | [6 empty] | 10 | B4B5 | 0.88822 | 5.7525e-08 | 0.004816 | 0.0011047 | 0.00027412 | 1.0722e-06 | 13.6783 | 657.1902 | 0.00353
| Civic Offices | Services LED light fitting | 1701235 | 8404087 | 5 | Services equipment | install light | Assembly | 16.4253 | Hours | 10 | 44 | 1 | FALSE | 1 | FALSE | 1 | [6 empty] | 20 | B4B5 | 0.88822 | 5.7525e-08 | 0.004816 | 0.0011047 | 0.00027412 | 1.0722e-06 | 13.6783 | 657.1902 | 0.00353
| Civic Offices | Services LED light fitting | 1701235 | 8404087 | 5 | Services equipment | install light | Assembly | 16.4253 | Hours | 10 | 44 | 1 | FALSE | 1 | FALSE | 1 | [6 empty] | 30 | B4B5 | 0.88822 | 5.7525e-08 | 0.004816 | 0.0011047 | 0.00027412 | 1.0722e-06 | 13.6783 | 657.1902 | 0.00353
| Civic Offices | Services LED light fitting | 1701235 | 8404087 | 5 | Services equipment | install light | Assembly | 16.4253 | Hours | 10 | 44 | 1 | FALSE | 1 | FALSE | 1 | [6 empty] | 40 | B4B5 | 0.88822 | 5.7525e-08 | 0.004816 | 0.0011047 | 0.00027412 | 1.0722e-06 | 13.6783 | 657.1902 | 0.00353
| Civic Offices | Services LED light fitting | 1701235 | 8404087 | 5 | Services equipment | install light | Assembly | 16.4253 | Hours | 10 | 44 | 1 | FALSE | 1 | FALSE | 1 | [6 empty] | 50 | B4B5 | 0.88822 | 5.7525e-08 | 0.004816 | 0.0011047 | 0.00027412 | 1.0722e-06 | 13.6783 | 657.1902 | 0.00353
| Civic Offices | Services electrical wireing | 1701236 | 8404090 | 5 | Services equipment | Install | Assembly | 71.2421 | Hours | 60 | 44 | 1 | FALSE | 1 | FALSE | 1 | [6 empty] | 0 | A5 | 3.8525 | 2.4951e-07 | 0.020889 | 0.0047914 | 0.0011889 | 4.6504e-06 | 59.3275 | 2850.4637 | 0.015311
| Civic Offices | Services electrical wireing | 1701236 | 8404090 | 5 | Services equipment | Install | Assembly | 71.2421 | Hours | 60 | 44 | 1 | FALSE | 1 | FALSE | 1 | [6 empty] | 0 | A4 | 0 | 0 | 0 | 0 | 0 | 0 | 0 | 0 | 0
| Civic Offices | Services LED light fitting | 1701239 | 8404096 | 5 | Services equipment | install light | Assembly | 11.6491 | Hours | 10 | 44 | 1 | FALSE | 1 | FALSE | 1 | [6 empty] | 0 | A5 | 0.62995 | 4.0798e-08 | 0.0034156 | 0.00078346 | 0.00019441 | 7.6041e-07 | 9.7009 | 466.0924 | 0.0025035
| Civic Offices | Services LED light fitting | 1701239 | 8404096 | 5 | Services equipment | install light | Assembly | 11.6491 | Hours | 10 | 44 | 1 | FALSE | 1 | FALSE | 1 | [6 empty] | 0 | A4 | 0 | 0 | 0 | 0 | 0 | 0 | 0 | 0 | 0
| Civic Offices | Services LED light fitting | 1701239 | 8404096 | 5 | Services equipment | install light | Assembly | 11.6491 | Hours | 10 | 44 | 1 | FALSE | 1 | FALSE | 1 | [6 empty] | 10 | B4B5 | 0.62995 | 4.0798e-08 | 0.0034156 | 0.00078346 | 0.00019441 | 7.6041e-07 | 9.7009 | 466.0924 | 0.0025035
| Civic Offices | Services LED light fitting | 1701239 | 8404096 | 5 | Services equipment | install light | Assembly | 11.6491 | Hours | 10 | 44 | 1 | FALSE | 1 | FALSE | 1 | [6 empty] | 20 | B4B5 | 0.62995 | 4.0798e-08 | 0.0034156 | 0.00078346 | 0.00019441 | 7.6041e-07 | 9.7009 | 466.0924 | 0.0025035
| Civic Offices | Services LED light fitting | 1701239 | 8404096 | 5 | Services equipment | install light | Assembly | 11.6491 | Hours | 10 | 44 | 1 | FALSE | 1 | FALSE | 1 | [6 empty] | 30 | B4B5 | 0.62995 | 4.0798e-08 | 0.0034156 | 0.00078346 | 0.00019441 | 7.6041e-07 | 9.7009 | 466.0924 | 0.0025035
| Civic Offices | Services LED light fitting | 1701239 | 8404096 | 5 | Services equipment | install light | Assembly | 11.6491 | Hours | 10 | 44 | 1 | FALSE | 1 | FALSE | 1 | [6 empty] | 40 | B4B5 | 0.62995 | 4.0798e-08 | 0.0034156 | 0.00078346 | 0.00019441 | 7.6041e-07 | 9.7009 | 466.0924 | 0.0025035
| Civic Offices | Services LED light fitting | 1701239 | 8404096 | 5 | Services equipment | install light | Assembly | 11.6491 | Hours | 10 | 44 | 1 | FALSE | 1 | FALSE | 1 | [6 empty] | 50 | B4B5 | 0.62995 | 4.0798e-08 | 0.0034156 | 0.00078346 | 0.00019441 | 7.6041e-07 | 9.7009 | 466.0924 | 0.0025035
| Civic Offices | Services electrical wireing | 1701240 | 8404099 | 5 | Services equipment | Install | Assembly | 50.5263 | Hours | 60 | 44 | 1 | FALSE | 1 | FALSE | 1 | [6 empty] | 0 | A5 | 2.7323 | 1.7696e-07 | 0.014815 | 0.0033982 | 0.00084322 | 3.2982e-06 | 42.0762 | 2021.6055 | 0.010859
| Civic Offices | Services electrical wireing | 1701240 | 8404099 | 5 | Services equipment | Install | Assembly | 50.5263 | Hours | 60 | 44 | 1 | FALSE | 1 | FALSE | 1 | [6 empty] | 0 | A4 | 0 | 0 | 0 | 0 | 0 | 0 | 0 | 0 | 0
| Civic Offices | Services LED light fitting | 1701243 | 8404105 | 5 | Services equipment | install light | Assembly | 58.2456 | Hours | 10 | 44 | 1 | FALSE | 1 | FALSE | 1 | [6 empty] | 0 | A5 | 3.1497 | 2.0399e-07 | 0.017078 | 0.0039173 | 0.00097205 | 3.8021e-06 | 48.5045 | 2330.4618 | 0.012518
| Civic Offices | Services LED light fitting | 1701243 | 8404105 | 5 | Services equipment | install light | Assembly | 58.2456 | Hours | 10 | 44 | 1 | FALSE | 1 | FALSE | 1 | [6 empty] | 0 | A4 | 0 | 0 | 0 | 0 | 0 | 0 | 0 | 0 | 0
| Civic Offices | Services LED light fitting | 1701243 | 8404105 | 5 | Services equipment | install light | Assembly | 58.2456 | Hours | 10 | 44 | 1 | FALSE | 1 | FALSE | 1 | [6 empty] | 10 | B4B5 | 3.1497 | 2.0399e-07 | 0.017078 | 0.0039173 | 0.00097205 | 3.8021e-06 | 48.5045 | 2330.4618 | 0.012518
| Civic Offices | Services LED light fitting | 1701243 | 8404105 | 5 | Services equipment | install light | Assembly | 58.2456 | Hours | 10 | 44 | 1 | FALSE | 1 | FALSE | 1 | [6 empty] | 20 | B4B5 | 3.1497 | 2.0399e-07 | 0.017078 | 0.0039173 | 0.00097205 | 3.8021e-06 | 48.5045 | 2330.4618 | 0.012518
| Civic Offices | Services LED light fitting | 1701243 | 8404105 | 5 | Services equipment | install light | Assembly | 58.2456 | Hours | 10 | 44 | 1 | FALSE | 1 | FALSE | 1 | [6 empty] | 30 | B4B5 | 3.1497 | 2.0399e-07 | 0.017078 | 0.0039173 | 0.00097205 | 3.8021e-06 | 48.5045 | 2330.4618 | 0.012518
| Civic Offices | Services LED light fitting | 1701243 | 8404105 | 5 | Services equipment | install light | Assembly | 58.2456 | Hours | 10 | 44 | 1 | FALSE | 1 | FALSE | 1 | [6 empty] | 40 | B4B5 | 3.1497 | 2.0399e-07 | 0.017078 | 0.0039173 | 0.00097205 | 3.8021e-06 | 48.5045 | 2330.4618 | 0.012518
| Civic Offices | Services LED light fitting | 1701243 | 8404105 | 5 | Services equipment | install light | Assembly | 58.2456 | Hours | 10 | 44 | 1 | FALSE | 1 | FALSE | 1 | [6 empty] | 50 | B4B5 | 3.1497 | 2.0399e-07 | 0.017078 | 0.0039173 | 0.00097205 | 3.8021e-06 | 48.5045 | 2330.4618 | 0.012518
| Civic Offices | Services electrical wireing | 1701244 | 8404108 | 5 | Services equipment | Install | Assembly | 252.6316 | Hours | 60 | 44 | 1 | FALSE | 1 | FALSE | 1 | [6 empty] | 0 | A5 | 13.6615 | 8.8478e-07 | 0.074074 | 0.016991 | 0.0042161 | 1.6491e-05 | 210.3812 | 10108.0273 | 0.054294
| Civic Offices | Services electrical wireing | 1701244 | 8404108 | 5 | Services equipment | Install | Assembly | 252.6316 | Hours | 60 | 44 | 1 | FALSE | 1 | FALSE | 1 | [6 empty] | 0 | A4 | 0 | 0 | 0 | 0 | 0 | 0 | 0 | 0 | 0
| Civic Offices | Services LED light fitting | 1701247 | 8404114 | 5 | Services equipment | install light | Assembly | 58.2456 | Hours | 10 | 44 | 1 | FALSE | 1 | FALSE | 1 | [6 empty] | 0 | A5 | 3.1497 | 2.0399e-07 | 0.017078 | 0.0039173 | 0.00097205 | 3.8021e-06 | 48.5045 | 2330.4618 | 0.012518
| Civic Offices | Services LED light fitting | 1701247 | 8404114 | 5 | Services equipment | install light | Assembly | 58.2456 | Hours | 10 | 44 | 1 | FALSE | 1 | FALSE | 1 | [6 empty] | 0 | A4 | 0 | 0 | 0 | 0 | 0 | 0 | 0 | 0 | 0
| Civic Offices | Services LED light fitting | 1701247 | 8404114 | 5 | Services equipment | install light | Assembly | 58.2456 | Hours | 10 | 44 | 1 | FALSE | 1 | FALSE | 1 | [6 empty] | 10 | B4B5 | 3.1497 | 2.0399e-07 | 0.017078 | 0.0039173 | 0.00097205 | 3.8021e-06 | 48.5045 | 2330.4618 | 0.012518
| Civic Offices | Services LED light fitting | 1701247 | 8404114 | 5 | Services equipment | install light | Assembly | 58.2456 | Hours | 10 | 44 | 1 | FALSE | 1 | FALSE | 1 | [6 empty] | 20 | B4B5 | 3.1497 | 2.0399e-07 | 0.017078 | 0.0039173 | 0.00097205 | 3.8021e-06 | 48.5045 | 2330.4618 | 0.012518
| Civic Offices | Services LED light fitting | 1701247 | 8404114 | 5 | Services equipment | install light | Assembly | 58.2456 | Hours | 10 | 44 | 1 | FALSE | 1 | FALSE | 1 | [6 empty] | 30 | B4B5 | 3.1497 | 2.0399e-07 | 0.017078 | 0.0039173 | 0.00097205 | 3.8021e-06 | 48.5045 | 2330.4618 | 0.012518
| Civic Offices | Services LED light fitting | 1701247 | 8404114 | 5 | Services equipment | install light | Assembly | 58.2456 | Hours | 10 | 44 | 1 | FALSE | 1 | FALSE | 1 | [6 empty] | 40 | B4B5 | 3.1497 | 2.0399e-07 | 0.017078 | 0.0039173 | 0.00097205 | 3.8021e-06 | 48.5045 | 2330.4618 | 0.012518
| Civic Offices | Services LED light fitting | 1701247 | 8404114 | 5 | Services equipment | install light | Assembly | 58.2456 | Hours | 10 | 44 | 1 | FALSE | 1 | FALSE | 1 | [6 empty] | 50 | B4B5 | 3.1497 | 2.0399e-07 | 0.017078 | 0.0039173 | 0.00097205 | 3.8021e-06 | 48.5045 | 2330.4618 | 0.012518
| Civic Offices | Services electrical wireing | 1701248 | 8404117 | 5 | Services equipment | Install | Assembly | 252.6316 | Hours | 60 | 44 | 1 | FALSE | 1 | FALSE | 1 | [6 empty] | 0 | A5 | 13.6615 | 8.8478e-07 | 0.074074 | 0.016991 | 0.0042161 | 1.6491e-05 | 210.3812 | 10108.0273 | 0.054294
| Civic Offices | Services electrical wireing | 1701248 | 8404117 | 5 | Services equipment | Install | Assembly | 252.6316 | Hours | 60 | 44 | 1 | FALSE | 1 | FALSE | 1 | [6 empty] | 0 | A4 | 0 | 0 | 0 | 0 | 0 | 0 | 0 | 0 | 0
| Civic Offices | Services LED light fitting | 1701251 | 8404123 | 5 | Services equipment | install light | Assembly | 29.1228 | Hours | 10 | 44 | 1 | FALSE | 1 | FALSE | 1 | [6 empty] | 0 | A5 | 1.5749 | 1.02e-07 | 0.0085391 | 0.0019587 | 0.00048603 | 1.901e-06 | 24.2523 | 1165.2309 | 0.0062588
| Civic Offices | Services LED light fitting | 1701251 | 8404123 | 5 | Services equipment | install light | Assembly | 29.1228 | Hours | 10 | 44 | 1 | FALSE | 1 | FALSE | 1 | [6 empty] | 0 | A4 | 0 | 0 | 0 | 0 | 0 | 0 | 0 | 0 | 0
| Civic Offices | Services LED light fitting | 1701251 | 8404123 | 5 | Services equipment | install light | Assembly | 29.1228 | Hours | 10 | 44 | 1 | FALSE | 1 | FALSE | 1 | [6 empty] | 10 | B4B5 | 1.5749 | 1.02e-07 | 0.0085391 | 0.0019587 | 0.00048603 | 1.901e-06 | 24.2523 | 1165.2309 | 0.0062588
| Civic Offices | Services LED light fitting | 1701251 | 8404123 | 5 | Services equipment | install light | Assembly | 29.1228 | Hours | 10 | 44 | 1 | FALSE | 1 | FALSE | 1 | [6 empty] | 20 | B4B5 | 1.5749 | 1.02e-07 | 0.0085391 | 0.0019587 | 0.00048603 | 1.901e-06 | 24.2523 | 1165.2309 | 0.0062588
| Civic Offices | Services LED light fitting | 1701251 | 8404123 | 5 | Services equipment | install light | Assembly | 29.1228 | Hours | 10 | 44 | 1 | FALSE | 1 | FALSE | 1 | [6 empty] | 30 | B4B5 | 1.5749 | 1.02e-07 | 0.0085391 | 0.0019587 | 0.00048603 | 1.901e-06 | 24.2523 | 1165.2309 | 0.0062588
| Civic Offices | Services LED light fitting | 1701251 | 8404123 | 5 | Services equipment | install light | Assembly | 29.1228 | Hours | 10 | 44 | 1 | FALSE | 1 | FALSE | 1 | [6 empty] | 40 | B4B5 | 1.5749 | 1.02e-07 | 0.0085391 | 0.0019587 | 0.00048603 | 1.901e-06 | 24.2523 | 1165.2309 | 0.0062588
| Civic Offices | Services LED light fitting | 1701251 | 8404123 | 5 | Services equipment | install light | Assembly | 29.1228 | Hours | 10 | 44 | 1 | FALSE | 1 | FALSE | 1 | [6 empty] | 50 | B4B5 | 1.5749 | 1.02e-07 | 0.0085391 | 0.0019587 | 0.00048603 | 1.901e-06 | 24.2523 | 1165.2309 | 0.0062588
| Civic Offices | Services electrical wireing | 1701252 | 8404126 | 5 | Services equipment | Install | Assembly | 126.3158 | Hours | 60 | 44 | 1 | FALSE | 1 | FALSE | 1 | [6 empty] | 0 | A5 | 6.8307 | 4.4239e-07 | 0.037037 | 0.0084954 | 0.0021081 | 8.2454e-06 | 105.1906 | 5054.0136 | 0.027147
| Civic Offices | Services electrical wireing | 1701252 | 8404126 | 5 | Services equipment | Install | Assembly | 126.3158 | Hours | 60 | 44 | 1 | FALSE | 1 | FALSE | 1 | [6 empty] | 0 | A4 | 0 | 0 | 0 | 0 | 0 | 0 | 0 | 0 | 0
| Civic Offices | Services LED light fitting | 1701255 | 8404132 | 5 | Services equipment | install light | Assembly | 14.5614 | Hours | 10 | 44 | 1 | FALSE | 1 | FALSE | 1 | [6 empty] | 0 | A5 | 0.78743 | 5.0998e-08 | 0.0042695 | 0.00097933 | 0.00024301 | 9.5051e-07 | 12.1261 | 582.6155 | 0.0031294
| Civic Offices | Services LED light fitting | 1701255 | 8404132 | 5 | Services equipment | install light | Assembly | 14.5614 | Hours | 10 | 44 | 1 | FALSE | 1 | FALSE | 1 | [6 empty] | 0 | A4 | 0 | 0 | 0 | 0 | 0 | 0 | 0 | 0 | 0
| Civic Offices | Services LED light fitting | 1701255 | 8404132 | 5 | Services equipment | install light | Assembly | 14.5614 | Hours | 10 | 44 | 1 | FALSE | 1 | FALSE | 1 | [6 empty] | 10 | B4B5 | 0.78743 | 5.0998e-08 | 0.0042695 | 0.00097933 | 0.00024301 | 9.5051e-07 | 12.1261 | 582.6155 | 0.0031294
| Civic Offices | Services LED light fitting | 1701255 | 8404132 | 5 | Services equipment | install light | Assembly | 14.5614 | Hours | 10 | 44 | 1 | FALSE | 1 | FALSE | 1 | [6 empty] | 20 | B4B5 | 0.78743 | 5.0998e-08 | 0.0042695 | 0.00097933 | 0.00024301 | 9.5051e-07 | 12.1261 | 582.6155 | 0.0031294
| Civic Offices | Services LED light fitting | 1701255 | 8404132 | 5 | Services equipment | install light | Assembly | 14.5614 | Hours | 10 | 44 | 1 | FALSE | 1 | FALSE | 1 | [6 empty] | 30 | B4B5 | 0.78743 | 5.0998e-08 | 0.0042695 | 0.00097933 | 0.00024301 | 9.5051e-07 | 12.1261 | 582.6155 | 0.0031294
| Civic Offices | Services LED light fitting | 1701255 | 8404132 | 5 | Services equipment | install light | Assembly | 14.5614 | Hours | 10 | 44 | 1 | FALSE | 1 | FALSE | 1 | [6 empty] | 40 | B4B5 | 0.78743 | 5.0998e-08 | 0.0042695 | 0.00097933 | 0.00024301 | 9.5051e-07 | 12.1261 | 582.6155 | 0.0031294
| Civic Offices | Services LED light fitting | 1701255 | 8404132 | 5 | Services equipment | install light | Assembly | 14.5614 | Hours | 10 | 44 | 1 | FALSE | 1 | FALSE | 1 | [6 empty] | 50 | B4B5 | 0.78743 | 5.0998e-08 | 0.0042695 | 0.00097933 | 0.00024301 | 9.5051e-07 | 12.1261 | 582.6155 | 0.0031294
| Civic Offices | Services electrical wireing | 1701256 | 8404135 | 5 | Services equipment | Install | Assembly | 63.1579 | Hours | 60 | 44 | 1 | FALSE | 1 | FALSE | 1 | [6 empty] | 0 | A5 | 3.4154 | 2.2119e-07 | 0.018518 | 0.0042477 | 0.001054 | 4.1227e-06 | 52.5953 | 2527.0068 | 0.013573
| Civic Offices | Services electrical wireing | 1701256 | 8404135 | 5 | Services equipment | Install | Assembly | 63.1579 | Hours | 60 | 44 | 1 | FALSE | 1 | FALSE | 1 | [6 empty] | 0 | A4 | 0 | 0 | 0 | 0 | 0 | 0 | 0 | 0 | 0
| Civic Offices | Services LED light fitting | 1701259 | 8404141 | 5 | Services equipment | install light | Assembly | 14.5614 | Hours | 10 | 44 | 1 | FALSE | 1 | FALSE | 1 | [6 empty] | 0 | A5 | 0.78743 | 5.0998e-08 | 0.0042695 | 0.00097933 | 0.00024301 | 9.5051e-07 | 12.1261 | 582.6155 | 0.0031294
| Civic Offices | Services LED light fitting | 1701259 | 8404141 | 5 | Services equipment | install light | Assembly | 14.5614 | Hours | 10 | 44 | 1 | FALSE | 1 | FALSE | 1 | [6 empty] | 0 | A4 | 0 | 0 | 0 | 0 | 0 | 0 | 0 | 0 | 0
| Civic Offices | Services LED light fitting | 1701259 | 8404141 | 5 | Services equipment | install light | Assembly | 14.5614 | Hours | 10 | 44 | 1 | FALSE | 1 | FALSE | 1 | [6 empty] | 10 | B4B5 | 0.78743 | 5.0998e-08 | 0.0042695 | 0.00097933 | 0.00024301 | 9.5051e-07 | 12.1261 | 582.6155 | 0.0031294
| Civic Offices | Services LED light fitting | 1701259 | 8404141 | 5 | Services equipment | install light | Assembly | 14.5614 | Hours | 10 | 44 | 1 | FALSE | 1 | FALSE | 1 | [6 empty] | 20 | B4B5 | 0.78743 | 5.0998e-08 | 0.0042695 | 0.00097933 | 0.00024301 | 9.5051e-07 | 12.1261 | 582.6155 | 0.0031294
| Civic Offices | Services LED light fitting | 1701259 | 8404141 | 5 | Services equipment | install light | Assembly | 14.5614 | Hours | 10 | 44 | 1 | FALSE | 1 | FALSE | 1 | [6 empty] | 30 | B4B5 | 0.78743 | 5.0998e-08 | 0.0042695 | 0.00097933 | 0.00024301 | 9.5051e-07 | 12.1261 | 582.6155 | 0.0031294
| Civic Offices | Services LED light fitting | 1701259 | 8404141 | 5 | Services equipment | install light | Assembly | 14.5614 | Hours | 10 | 44 | 1 | FALSE | 1 | FALSE | 1 | [6 empty] | 40 | B4B5 | 0.78743 | 5.0998e-08 | 0.0042695 | 0.00097933 | 0.00024301 | 9.5051e-07 | 12.1261 | 582.6155 | 0.0031294
| Civic Offices | Services LED light fitting | 1701259 | 8404141 | 5 | Services equipment | install light | Assembly | 14.5614 | Hours | 10 | 44 | 1 | FALSE | 1 | FALSE | 1 | [6 empty] | 50 | B4B5 | 0.78743 | 5.0998e-08 | 0.0042695 | 0.00097933 | 0.00024301 | 9.5051e-07 | 12.1261 | 582.6155 | 0.0031294
| Civic Offices | Services electrical wireing | 1701260 | 8404144 | 5 | Services equipment | Install | Assembly | 63.1579 | Hours | 60 | 44 | 1 | FALSE | 1 | FALSE | 1 | [6 empty] | 0 | A5 | 3.4154 | 2.2119e-07 | 0.018518 | 0.0042477 | 0.001054 | 4.1227e-06 | 52.5953 | 2527.0068 | 0.013573
| Civic Offices | Services electrical wireing | 1701260 | 8404144 | 5 | Services equipment | Install | Assembly | 63.1579 | Hours | 60 | 44 | 1 | FALSE | 1 | FALSE | 1 | [6 empty] | 0 | A4 | 0 | 0 | 0 | 0 | 0 | 0 | 0 | 0 | 0
| Civic Offices | Services LED light fitting | 1701263 | 8404150 | 5 | Services equipment | install light | Assembly | 14.5614 | Hours | 10 | 44 | 1 | FALSE | 1 | FALSE | 1 | [6 empty] | 0 | A5 | 0.78743 | 5.0998e-08 | 0.0042695 | 0.00097933 | 0.00024301 | 9.5051e-07 | 12.1261 | 582.6155 | 0.0031294
| Civic Offices | Services LED light fitting | 1701263 | 8404150 | 5 | Services equipment | install light | Assembly | 14.5614 | Hours | 10 | 44 | 1 | FALSE | 1 | FALSE | 1 | [6 empty] | 0 | A4 | 0 | 0 | 0 | 0 | 0 | 0 | 0 | 0 | 0
| Civic Offices | Services LED light fitting | 1701263 | 8404150 | 5 | Services equipment | install light | Assembly | 14.5614 | Hours | 10 | 44 | 1 | FALSE | 1 | FALSE | 1 | [6 empty] | 10 | B4B5 | 0.78743 | 5.0998e-08 | 0.0042695 | 0.00097933 | 0.00024301 | 9.5051e-07 | 12.1261 | 582.6155 | 0.0031294
| Civic Offices | Services LED light fitting | 1701263 | 8404150 | 5 | Services equipment | install light | Assembly | 14.5614 | Hours | 10 | 44 | 1 | FALSE | 1 | FALSE | 1 | [6 empty] | 20 | B4B5 | 0.78743 | 5.0998e-08 | 0.0042695 | 0.00097933 | 0.00024301 | 9.5051e-07 | 12.1261 | 582.6155 | 0.0031294
| Civic Offices | Services LED light fitting | 1701263 | 8404150 | 5 | Services equipment | install light | Assembly | 14.5614 | Hours | 10 | 44 | 1 | FALSE | 1 | FALSE | 1 | [6 empty] | 30 | B4B5 | 0.78743 | 5.0998e-08 | 0.0042695 | 0.00097933 | 0.00024301 | 9.5051e-07 | 12.1261 | 582.6155 | 0.0031294
| Civic Offices | Services LED light fitting | 1701263 | 8404150 | 5 | Services equipment | install light | Assembly | 14.5614 | Hours | 10 | 44 | 1 | FALSE | 1 | FALSE | 1 | [6 empty] | 40 | B4B5 | 0.78743 | 5.0998e-08 | 0.0042695 | 0.00097933 | 0.00024301 | 9.5051e-07 | 12.1261 | 582.6155 | 0.0031294
| Civic Offices | Services LED light fitting | 1701263 | 8404150 | 5 | Services equipment | install light | Assembly | 14.5614 | Hours | 10 | 44 | 1 | FALSE | 1 | FALSE | 1 | [6 empty] | 50 | B4B5 | 0.78743 | 5.0998e-08 | 0.0042695 | 0.00097933 | 0.00024301 | 9.5051e-07 | 12.1261 | 582.6155 | 0.0031294
| Civic Offices | Services electrical wireing | 1701264 | 8404153 | 5 | Services equipment | Install | Assembly | 63.1579 | Hours | 60 | 44 | 1 | FALSE | 1 | FALSE | 1 | [6 empty] | 0 | A5 | 3.4154 | 2.2119e-07 | 0.018518 | 0.0042477 | 0.001054 | 4.1227e-06 | 52.5953 | 2527.0068 | 0.013573
| Civic Offices | Services electrical wireing | 1701264 | 8404153 | 5 | Services equipment | Install | Assembly | 63.1579 | Hours | 60 | 44 | 1 | FALSE | 1 | FALSE | 1 | [6 empty] | 0 | A4 | 0 | 0 | 0 | 0 | 0 | 0 | 0 | 0 | 0
| Civic Offices | Services LED light fitting | 1701267 | 8404159 | 5 | Services equipment | install light | Assembly | 43.6842 | Hours | 10 | 44 | 1 | FALSE | 1 | FALSE | 1 | [6 empty] | 0 | A5 | 2.3623 | 1.5299e-07 | 0.012809 | 0.002938 | 0.00072904 | 2.8515e-06 | 36.3784 | 1747.8464 | 0.0093883
| Civic Offices | Services LED light fitting | 1701267 | 8404159 | 5 | Services equipment | install light | Assembly | 43.6842 | Hours | 10 | 44 | 1 | FALSE | 1 | FALSE | 1 | [6 empty] | 0 | A4 | 0 | 0 | 0 | 0 | 0 | 0 | 0 | 0 | 0
| Civic Offices | Services LED light fitting | 1701267 | 8404159 | 5 | Services equipment | install light | Assembly | 43.6842 | Hours | 10 | 44 | 1 | FALSE | 1 | FALSE | 1 | [6 empty] | 10 | B4B5 | 2.3623 | 1.5299e-07 | 0.012809 | 0.002938 | 0.00072904 | 2.8515e-06 | 36.3784 | 1747.8464 | 0.0093883
| Civic Offices | Services LED light fitting | 1701267 | 8404159 | 5 | Services equipment | install light | Assembly | 43.6842 | Hours | 10 | 44 | 1 | FALSE | 1 | FALSE | 1 | [6 empty] | 20 | B4B5 | 2.3623 | 1.5299e-07 | 0.012809 | 0.002938 | 0.00072904 | 2.8515e-06 | 36.3784 | 1747.8464 | 0.0093883
| Civic Offices | Services LED light fitting | 1701267 | 8404159 | 5 | Services equipment | install light | Assembly | 43.6842 | Hours | 10 | 44 | 1 | FALSE | 1 | FALSE | 1 | [6 empty] | 30 | B4B5 | 2.3623 | 1.5299e-07 | 0.012809 | 0.002938 | 0.00072904 | 2.8515e-06 | 36.3784 | 1747.8464 | 0.0093883
| Civic Offices | Services LED light fitting | 1701267 | 8404159 | 5 | Services equipment | install light | Assembly | 43.6842 | Hours | 10 | 44 | 1 | FALSE | 1 | FALSE | 1 | [6 empty] | 40 | B4B5 | 2.3623 | 1.5299e-07 | 0.012809 | 0.002938 | 0.00072904 | 2.8515e-06 | 36.3784 | 1747.8464 | 0.0093883
| Civic Offices | Services LED light fitting | 1701267 | 8404159 | 5 | Services equipment | install light | Assembly | 43.6842 | Hours | 10 | 44 | 1 | FALSE | 1 | FALSE | 1 | [6 empty] | 50 | B4B5 | 2.3623 | 1.5299e-07 | 0.012809 | 0.002938 | 0.00072904 | 2.8515e-06 | 36.3784 | 1747.8464 | 0.0093883
| Civic Offices | Services electrical wireing | 1701268 | 8404162 | 5 | Services equipment | Install | Assembly | 189.4737 | Hours | 60 | 44 | 1 | FALSE | 1 | FALSE | 1 | [6 empty] | 0 | A5 | 10.2461 | 6.6358e-07 | 0.055555 | 0.012743 | 0.0031621 | 1.2368e-05 | 157.7859 | 7581.0205 | 0.04072
| Civic Offices | Services electrical wireing | 1701268 | 8404162 | 5 | Services equipment | Install | Assembly | 189.4737 | Hours | 60 | 44 | 1 | FALSE | 1 | FALSE | 1 | [6 empty] | 0 | A4 | 0 | 0 | 0 | 0 | 0 | 0 | 0 | 0 | 0
| Civic Offices | Extra over for dual door openings on the ground floor and plant room. (Services mechanical and electrical components (£ spent)) | 1701269 | 8404166 | 5 | Services equipment | Install | Assembly | 129.3103 | Hours | 25 | 44 | 1 | FALSE | 1 | FALSE | 1 | [6 empty] | 0 | A5 | 6.9927 | 4.5288e-07 | 0.037915 | 0.0086968 | 0.002158 | 8.4409e-06 | 107.6843 | 5173.8286 | 0.02779
| Civic Offices | Extra over for dual door openings on the ground floor and plant room. (Services mechanical and electrical components (£ spent)) | 1701269 | 8404166 | 5 | Services equipment | Install | Assembly | 129.3103 | Hours | 25 | 44 | 1 | FALSE | 1 | FALSE | 1 | [6 empty] | 0 | A4 | 0 | 0 | 0 | 0 | 0 | 0 | 0 | 0 | 0
| Civic Offices | Extra over for dual door openings on the ground floor and plant room. (Services mechanical and electrical components (£ spent)) | 1701269 | 8404166 | 5 | Services equipment | Install | Assembly | 129.3103 | Hours | 25 | 44 | 1 | FALSE | 1 | FALSE | 1 | [6 empty] | 25 | B4B5 | 6.9927 | 4.5288e-07 | 0.037915 | 0.0086968 | 0.002158 | 8.4409e-06 | 107.6843 | 5173.8286 | 0.02779
| Civic Offices | Extra over for dual door openings on the ground floor and plant room. (Services mechanical and electrical components (£ spent)) | 1701269 | 8404166 | 5 | Services equipment | Install | Assembly | 129.3103 | Hours | 25 | 44 | 1 | FALSE | 1 | FALSE | 1 | [6 empty] | 50 | B4B5 | 6.9927 | 4.5288e-07 | 0.037915 | 0.0086968 | 0.002158 | 8.4409e-06 | 107.6843 | 5173.8286 | 0.02779
| Civic Offices | Extra over for dual door openings on the ground floor and plant room. (Services mechanical and electrical components (£ spent)) | 1701269 | 8404167 | 5 | Services equipment | Annual inspections and maintenance | Assembly | 6.4655 | Hours | 1 | 44 | 1 | FALSE | 1 | FALSE | 3 | [6 empty] | 1 | B2B3 | 0.34963 | 2.2644e-08 | 0.0018957 | 0.00043484 | 0.0001079 | 4.2204e-07 | 5.3842 | 258.6914 | 0.0013895
| Civic Offices | Extra over for dual door openings on the ground floor and plant room. (Services mechanical and electrical components (£ spent)) | 1701269 | 8404167 | 5 | Services equipment | Annual inspections and maintenance | Assembly | 6.4655 | Hours | 1 | 44 | 1 | FALSE | 1 | FALSE | 3 | [6 empty] | 2 | B2B3 | 0.34963 | 2.2644e-08 | 0.0018957 | 0.00043484 | 0.0001079 | 4.2204e-07 | 5.3842 | 258.6914 | 0.0013895
| Civic Offices | Extra over for dual door openings on the ground floor and plant room. (Services mechanical and electrical components (£ spent)) | 1701269 | 8404167 | 5 | Services equipment | Annual inspections and maintenance | Assembly | 6.4655 | Hours | 1 | 44 | 1 | FALSE | 1 | FALSE | 3 | [6 empty] | 3 | B2B3 | 0.34963 | 2.2644e-08 | 0.0018957 | 0.00043484 | 0.0001079 | 4.2204e-07 | 5.3842 | 258.6914 | 0.0013895
| Civic Offices | Extra over for dual door openings on the ground floor and plant room. (Services mechanical and electrical components (£ spent)) | 1701269 | 8404167 | 5 | Services equipment | Annual inspections and maintenance | Assembly | 6.4655 | Hours | 1 | 44 | 1 | FALSE | 1 | FALSE | 3 | [6 empty] | 4 | B2B3 | 0.34963 | 2.2644e-08 | 0.0018957 | 0.00043484 | 0.0001079 | 4.2204e-07 | 5.3842 | 258.6914 | 0.0013895
| Civic Offices | Extra over for dual door openings on the ground floor and plant room. (Services mechanical and electrical components (£ spent)) | 1701269 | 8404167 | 5 | Services equipment | Annual inspections and maintenance | Assembly | 6.4655 | Hours | 1 | 44 | 1 | FALSE | 1 | FALSE | 3 | [6 empty] | 5 | B2B3 | 0.34963 | 2.2644e-08 | 0.0018957 | 0.00043484 | 0.0001079 | 4.2204e-07 | 5.3842 | 258.6914 | 0.0013895
| Civic Offices | Extra over for dual door openings on the ground floor and plant room. (Services mechanical and electrical components (£ spent)) | 1701269 | 8404167 | 5 | Services equipment | Annual inspections and maintenance | Assembly | 6.4655 | Hours | 1 | 44 | 1 | FALSE | 1 | FALSE | 3 | [6 empty] | 6 | B2B3 | 0.34963 | 2.2644e-08 | 0.0018957 | 0.00043484 | 0.0001079 | 4.2204e-07 | 5.3842 | 258.6914 | 0.0013895
| Civic Offices | Extra over for dual door openings on the ground floor and plant room. (Services mechanical and electrical components (£ spent)) | 1701269 | 8404167 | 5 | Services equipment | Annual inspections and maintenance | Assembly | 6.4655 | Hours | 1 | 44 | 1 | FALSE | 1 | FALSE | 3 | [6 empty] | 7 | B2B3 | 0.34963 | 2.2644e-08 | 0.0018957 | 0.00043484 | 0.0001079 | 4.2204e-07 | 5.3842 | 258.6914 | 0.0013895
| Civic Offices | Extra over for dual door openings on the ground floor and plant room. (Services mechanical and electrical components (£ spent)) | 1701269 | 8404167 | 5 | Services equipment | Annual inspections and maintenance | Assembly | 6.4655 | Hours | 1 | 44 | 1 | FALSE | 1 | FALSE | 3 | [6 empty] | 8 | B2B3 | 0.34963 | 2.2644e-08 | 0.0018957 | 0.00043484 | 0.0001079 | 4.2204e-07 | 5.3842 | 258.6914 | 0.0013895
| Civic Offices | Extra over for dual door openings on the ground floor and plant room. (Services mechanical and electrical components (£ spent)) | 1701269 | 8404167 | 5 | Services equipment | Annual inspections and maintenance | Assembly | 6.4655 | Hours | 1 | 44 | 1 | FALSE | 1 | FALSE | 3 | [6 empty] | 9 | B2B3 | 0.34963 | 2.2644e-08 | 0.0018957 | 0.00043484 | 0.0001079 | 4.2204e-07 | 5.3842 | 258.6914 | 0.0013895
| Civic Offices | Extra over for dual door openings on the ground floor and plant room. (Services mechanical and electrical components (£ spent)) | 1701269 | 8404167 | 5 | Services equipment | Annual inspections and maintenance | Assembly | 6.4655 | Hours | 1 | 44 | 1 | FALSE | 1 | FALSE | 3 | [6 empty] | 10 | B2B3 | 0.34963 | 2.2644e-08 | 0.0018957 | 0.00043484 | 0.0001079 | 4.2204e-07 | 5.3842 | 258.6914 | 0.0013895
| Civic Offices | Extra over for dual door openings on the ground floor and plant room. (Services mechanical and electrical components (£ spent)) | 1701269 | 8404167 | 5 | Services equipment | Annual inspections and maintenance | Assembly | 6.4655 | Hours | 1 | 44 | 1 | FALSE | 1 | FALSE | 3 | [6 empty] | 11 | B2B3 | 0.34963 | 2.2644e-08 | 0.0018957 | 0.00043484 | 0.0001079 | 4.2204e-07 | 5.3842 | 258.6914 | 0.0013895
| Civic Offices | Extra over for dual door openings on the ground floor and plant room. (Services mechanical and electrical components (£ spent)) | 1701269 | 8404167 | 5 | Services equipment | Annual inspections and maintenance | Assembly | 6.4655 | Hours | 1 | 44 | 1 | FALSE | 1 | FALSE | 3 | [6 empty] | 12 | B2B3 | 0.34963 | 2.2644e-08 | 0.0018957 | 0.00043484 | 0.0001079 | 4.2204e-07 | 5.3842 | 258.6914 | 0.0013895
| Civic Offices | Extra over for dual door openings on the ground floor and plant room. (Services mechanical and electrical components (£ spent)) | 1701269 | 8404167 | 5 | Services equipment | Annual inspections and maintenance | Assembly | 6.4655 | Hours | 1 | 44 | 1 | FALSE | 1 | FALSE | 3 | [6 empty] | 13 | B2B3 | 0.34963 | 2.2644e-08 | 0.0018957 | 0.00043484 | 0.0001079 | 4.2204e-07 | 5.3842 | 258.6914 | 0.0013895
| Civic Offices | Extra over for dual door openings on the ground floor and plant room. (Services mechanical and electrical components (£ spent)) | 1701269 | 8404167 | 5 | Services equipment | Annual inspections and maintenance | Assembly | 6.4655 | Hours | 1 | 44 | 1 | FALSE | 1 | FALSE | 3 | [6 empty] | 14 | B2B3 | 0.34963 | 2.2644e-08 | 0.0018957 | 0.00043484 | 0.0001079 | 4.2204e-07 | 5.3842 | 258.6914 | 0.0013895
| Civic Offices | Extra over for dual door openings on the ground floor and plant room. (Services mechanical and electrical components (£ spent)) | 1701269 | 8404167 | 5 | Services equipment | Annual inspections and maintenance | Assembly | 6.4655 | Hours | 1 | 44 | 1 | FALSE | 1 | FALSE | 3 | [6 empty] | 15 | B2B3 | 0.34963 | 2.2644e-08 | 0.0018957 | 0.00043484 | 0.0001079 | 4.2204e-07 | 5.3842 | 258.6914 | 0.0013895
| Civic Offices | Extra over for dual door openings on the ground floor and plant room. (Services mechanical and electrical components (£ spent)) | 1701269 | 8404167 | 5 | Services equipment | Annual inspections and maintenance | Assembly | 6.4655 | Hours | 1 | 44 | 1 | FALSE | 1 | FALSE | 3 | [6 empty] | 16 | B2B3 | 0.34963 | 2.2644e-08 | 0.0018957 | 0.00043484 | 0.0001079 | 4.2204e-07 | 5.3842 | 258.6914 | 0.0013895
| Civic Offices | Extra over for dual door openings on the ground floor and plant room. (Services mechanical and electrical components (£ spent)) | 1701269 | 8404167 | 5 | Services equipment | Annual inspections and maintenance | Assembly | 6.4655 | Hours | 1 | 44 | 1 | FALSE | 1 | FALSE | 3 | [6 empty] | 17 | B2B3 | 0.34963 | 2.2644e-08 | 0.0018957 | 0.00043484 | 0.0001079 | 4.2204e-07 | 5.3842 | 258.6914 | 0.0013895
| Civic Offices | Extra over for dual door openings on the ground floor and plant room. (Services mechanical and electrical components (£ spent)) | 1701269 | 8404167 | 5 | Services equipment | Annual inspections and maintenance | Assembly | 6.4655 | Hours | 1 | 44 | 1 | FALSE | 1 | FALSE | 3 | [6 empty] | 18 | B2B3 | 0.34963 | 2.2644e-08 | 0.0018957 | 0.00043484 | 0.0001079 | 4.2204e-07 | 5.3842 | 258.6914 | 0.0013895
| Civic Offices | Extra over for dual door openings on the ground floor and plant room. (Services mechanical and electrical components (£ spent)) | 1701269 | 8404167 | 5 | Services equipment | Annual inspections and maintenance | Assembly | 6.4655 | Hours | 1 | 44 | 1 | FALSE | 1 | FALSE | 3 | [6 empty] | 19 | B2B3 | 0.34963 | 2.2644e-08 | 0.0018957 | 0.00043484 | 0.0001079 | 4.2204e-07 | 5.3842 | 258.6914 | 0.0013895
| Civic Offices | Extra over for dual door openings on the ground floor and plant room. (Services mechanical and electrical components (£ spent)) | 1701269 | 8404167 | 5 | Services equipment | Annual inspections and maintenance | Assembly | 6.4655 | Hours | 1 | 44 | 1 | FALSE | 1 | FALSE | 3 | [6 empty] | 20 | B2B3 | 0.34963 | 2.2644e-08 | 0.0018957 | 0.00043484 | 0.0001079 | 4.2204e-07 | 5.3842 | 258.6914 | 0.0013895
| Civic Offices | Extra over for dual door openings on the ground floor and plant room. (Services mechanical and electrical components (£ spent)) | 1701269 | 8404167 | 5 | Services equipment | Annual inspections and maintenance | Assembly | 6.4655 | Hours | 1 | 44 | 1 | FALSE | 1 | FALSE | 3 | [6 empty] | 21 | B2B3 | 0.34963 | 2.2644e-08 | 0.0018957 | 0.00043484 | 0.0001079 | 4.2204e-07 | 5.3842 | 258.6914 | 0.0013895
| Civic Offices | Extra over for dual door openings on the ground floor and plant room. (Services mechanical and electrical components (£ spent)) | 1701269 | 8404167 | 5 | Services equipment | Annual inspections and maintenance | Assembly | 6.4655 | Hours | 1 | 44 | 1 | FALSE | 1 | FALSE | 3 | [6 empty] | 22 | B2B3 | 0.34963 | 2.2644e-08 | 0.0018957 | 0.00043484 | 0.0001079 | 4.2204e-07 | 5.3842 | 258.6914 | 0.0013895
| Civic Offices | Extra over for dual door openings on the ground floor and plant room. (Services mechanical and electrical components (£ spent)) | 1701269 | 8404167 | 5 | Services equipment | Annual inspections and maintenance | Assembly | 6.4655 | Hours | 1 | 44 | 1 | FALSE | 1 | FALSE | 3 | [6 empty] | 23 | B2B3 | 0.34963 | 2.2644e-08 | 0.0018957 | 0.00043484 | 0.0001079 | 4.2204e-07 | 5.3842 | 258.6914 | 0.0013895
| Civic Offices | Extra over for dual door openings on the ground floor and plant room. (Services mechanical and electrical components (£ spent)) | 1701269 | 8404167 | 5 | Services equipment | Annual inspections and maintenance | Assembly | 6.4655 | Hours | 1 | 44 | 1 | FALSE | 1 | FALSE | 3 | [6 empty] | 24 | B2B3 | 0.34963 | 2.2644e-08 | 0.0018957 | 0.00043484 | 0.0001079 | 4.2204e-07 | 5.3842 | 258.6914 | 0.0013895
| Civic Offices | Extra over for dual door openings on the ground floor and plant room. (Services mechanical and electrical components (£ spent)) | 1701269 | 8404167 | 5 | Services equipment | Annual inspections and maintenance | Assembly | 6.4655 | Hours | 1 | 44 | 1 | FALSE | 1 | FALSE | 3 | [6 empty] | 25 | B2B3 | 0.34963 | 2.2644e-08 | 0.0018957 | 0.00043484 | 0.0001079 | 4.2204e-07 | 5.3842 | 258.6914 | 0.0013895
| Civic Offices | Extra over for dual door openings on the ground floor and plant room. (Services mechanical and electrical components (£ spent)) | 1701269 | 8404167 | 5 | Services equipment | Annual inspections and maintenance | Assembly | 6.4655 | Hours | 1 | 44 | 1 | FALSE | 1 | FALSE | 3 | [6 empty] | 26 | B2B3 | 0.34963 | 2.2644e-08 | 0.0018957 | 0.00043484 | 0.0001079 | 4.2204e-07 | 5.3842 | 258.6914 | 0.0013895
| Civic Offices | Extra over for dual door openings on the ground floor and plant room. (Services mechanical and electrical components (£ spent)) | 1701269 | 8404167 | 5 | Services equipment | Annual inspections and maintenance | Assembly | 6.4655 | Hours | 1 | 44 | 1 | FALSE | 1 | FALSE | 3 | [6 empty] | 27 | B2B3 | 0.34963 | 2.2644e-08 | 0.0018957 | 0.00043484 | 0.0001079 | 4.2204e-07 | 5.3842 | 258.6914 | 0.0013895
| Civic Offices | Extra over for dual door openings on the ground floor and plant room. (Services mechanical and electrical components (£ spent)) | 1701269 | 8404167 | 5 | Services equipment | Annual inspections and maintenance | Assembly | 6.4655 | Hours | 1 | 44 | 1 | FALSE | 1 | FALSE | 3 | [6 empty] | 28 | B2B3 | 0.34963 | 2.2644e-08 | 0.0018957 | 0.00043484 | 0.0001079 | 4.2204e-07 | 5.3842 | 258.6914 | 0.0013895
| Civic Offices | Extra over for dual door openings on the ground floor and plant room. (Services mechanical and electrical components (£ spent)) | 1701269 | 8404167 | 5 | Services equipment | Annual inspections and maintenance | Assembly | 6.4655 | Hours | 1 | 44 | 1 | FALSE | 1 | FALSE | 3 | [6 empty] | 29 | B2B3 | 0.34963 | 2.2644e-08 | 0.0018957 | 0.00043484 | 0.0001079 | 4.2204e-07 | 5.3842 | 258.6914 | 0.0013895
| Civic Offices | Extra over for dual door openings on the ground floor and plant room. (Services mechanical and electrical components (£ spent)) | 1701269 | 8404167 | 5 | Services equipment | Annual inspections and maintenance | Assembly | 6.4655 | Hours | 1 | 44 | 1 | FALSE | 1 | FALSE | 3 | [6 empty] | 30 | B2B3 | 0.34963 | 2.2644e-08 | 0.0018957 | 0.00043484 | 0.0001079 | 4.2204e-07 | 5.3842 | 258.6914 | 0.0013895
| Civic Offices | Extra over for dual door openings on the ground floor and plant room. (Services mechanical and electrical components (£ spent)) | 1701269 | 8404167 | 5 | Services equipment | Annual inspections and maintenance | Assembly | 6.4655 | Hours | 1 | 44 | 1 | FALSE | 1 | FALSE | 3 | [6 empty] | 31 | B2B3 | 0.34963 | 2.2644e-08 | 0.0018957 | 0.00043484 | 0.0001079 | 4.2204e-07 | 5.3842 | 258.6914 | 0.0013895
| Civic Offices | Extra over for dual door openings on the ground floor and plant room. (Services mechanical and electrical components (£ spent)) | 1701269 | 8404167 | 5 | Services equipment | Annual inspections and maintenance | Assembly | 6.4655 | Hours | 1 | 44 | 1 | FALSE | 1 | FALSE | 3 | [6 empty] | 32 | B2B3 | 0.34963 | 2.2644e-08 | 0.0018957 | 0.00043484 | 0.0001079 | 4.2204e-07 | 5.3842 | 258.6914 | 0.0013895
| Civic Offices | Extra over for dual door openings on the ground floor and plant room. (Services mechanical and electrical components (£ spent)) | 1701269 | 8404167 | 5 | Services equipment | Annual inspections and maintenance | Assembly | 6.4655 | Hours | 1 | 44 | 1 | FALSE | 1 | FALSE | 3 | [6 empty] | 33 | B2B3 | 0.34963 | 2.2644e-08 | 0.0018957 | 0.00043484 | 0.0001079 | 4.2204e-07 | 5.3842 | 258.6914 | 0.0013895
| Civic Offices | Extra over for dual door openings on the ground floor and plant room. (Services mechanical and electrical components (£ spent)) | 1701269 | 8404167 | 5 | Services equipment | Annual inspections and maintenance | Assembly | 6.4655 | Hours | 1 | 44 | 1 | FALSE | 1 | FALSE | 3 | [6 empty] | 34 | B2B3 | 0.34963 | 2.2644e-08 | 0.0018957 | 0.00043484 | 0.0001079 | 4.2204e-07 | 5.3842 | 258.6914 | 0.0013895
| Civic Offices | Extra over for dual door openings on the ground floor and plant room. (Services mechanical and electrical components (£ spent)) | 1701269 | 8404167 | 5 | Services equipment | Annual inspections and maintenance | Assembly | 6.4655 | Hours | 1 | 44 | 1 | FALSE | 1 | FALSE | 3 | [6 empty] | 35 | B2B3 | 0.34963 | 2.2644e-08 | 0.0018957 | 0.00043484 | 0.0001079 | 4.2204e-07 | 5.3842 | 258.6914 | 0.0013895
| Civic Offices | Extra over for dual door openings on the ground floor and plant room. (Services mechanical and electrical components (£ spent)) | 1701269 | 8404167 | 5 | Services equipment | Annual inspections and maintenance | Assembly | 6.4655 | Hours | 1 | 44 | 1 | FALSE | 1 | FALSE | 3 | [6 empty] | 36 | B2B3 | 0.34963 | 2.2644e-08 | 0.0018957 | 0.00043484 | 0.0001079 | 4.2204e-07 | 5.3842 | 258.6914 | 0.0013895
| Civic Offices | Extra over for dual door openings on the ground floor and plant room. (Services mechanical and electrical components (£ spent)) | 1701269 | 8404167 | 5 | Services equipment | Annual inspections and maintenance | Assembly | 6.4655 | Hours | 1 | 44 | 1 | FALSE | 1 | FALSE | 3 | [6 empty] | 37 | B2B3 | 0.34963 | 2.2644e-08 | 0.0018957 | 0.00043484 | 0.0001079 | 4.2204e-07 | 5.3842 | 258.6914 | 0.0013895
| Civic Offices | Extra over for dual door openings on the ground floor and plant room. (Services mechanical and electrical components (£ spent)) | 1701269 | 8404167 | 5 | Services equipment | Annual inspections and maintenance | Assembly | 6.4655 | Hours | 1 | 44 | 1 | FALSE | 1 | FALSE | 3 | [6 empty] | 38 | B2B3 | 0.34963 | 2.2644e-08 | 0.0018957 | 0.00043484 | 0.0001079 | 4.2204e-07 | 5.3842 | 258.6914 | 0.0013895
| Civic Offices | Extra over for dual door openings on the ground floor and plant room. (Services mechanical and electrical components (£ spent)) | 1701269 | 8404167 | 5 | Services equipment | Annual inspections and maintenance | Assembly | 6.4655 | Hours | 1 | 44 | 1 | FALSE | 1 | FALSE | 3 | [6 empty] | 39 | B2B3 | 0.34963 | 2.2644e-08 | 0.0018957 | 0.00043484 | 0.0001079 | 4.2204e-07 | 5.3842 | 258.6914 | 0.0013895
| Civic Offices | Extra over for dual door openings on the ground floor and plant room. (Services mechanical and electrical components (£ spent)) | 1701269 | 8404167 | 5 | Services equipment | Annual inspections and maintenance | Assembly | 6.4655 | Hours | 1 | 44 | 1 | FALSE | 1 | FALSE | 3 | [6 empty] | 40 | B2B3 | 0.34963 | 2.2644e-08 | 0.0018957 | 0.00043484 | 0.0001079 | 4.2204e-07 | 5.3842 | 258.6914 | 0.0013895
| Civic Offices | Extra over for dual door openings on the ground floor and plant room. (Services mechanical and electrical components (£ spent)) | 1701269 | 8404167 | 5 | Services equipment | Annual inspections and maintenance | Assembly | 6.4655 | Hours | 1 | 44 | 1 | FALSE | 1 | FALSE | 3 | [6 empty] | 41 | B2B3 | 0.34963 | 2.2644e-08 | 0.0018957 | 0.00043484 | 0.0001079 | 4.2204e-07 | 5.3842 | 258.6914 | 0.0013895
| Civic Offices | Extra over for dual door openings on the ground floor and plant room. (Services mechanical and electrical components (£ spent)) | 1701269 | 8404167 | 5 | Services equipment | Annual inspections and maintenance | Assembly | 6.4655 | Hours | 1 | 44 | 1 | FALSE | 1 | FALSE | 3 | [6 empty] | 42 | B2B3 | 0.34963 | 2.2644e-08 | 0.0018957 | 0.00043484 | 0.0001079 | 4.2204e-07 | 5.3842 | 258.6914 | 0.0013895
| Civic Offices | Extra over for dual door openings on the ground floor and plant room. (Services mechanical and electrical components (£ spent)) | 1701269 | 8404167 | 5 | Services equipment | Annual inspections and maintenance | Assembly | 6.4655 | Hours | 1 | 44 | 1 | FALSE | 1 | FALSE | 3 | [6 empty] | 43 | B2B3 | 0.34963 | 2.2644e-08 | 0.0018957 | 0.00043484 | 0.0001079 | 4.2204e-07 | 5.3842 | 258.6914 | 0.0013895
| Civic Offices | Extra over for dual door openings on the ground floor and plant room. (Services mechanical and electrical components (£ spent)) | 1701269 | 8404167 | 5 | Services equipment | Annual inspections and maintenance | Assembly | 6.4655 | Hours | 1 | 44 | 1 | FALSE | 1 | FALSE | 3 | [6 empty] | 44 | B2B3 | 0.34963 | 2.2644e-08 | 0.0018957 | 0.00043484 | 0.0001079 | 4.2204e-07 | 5.3842 | 258.6914 | 0.0013895
| Civic Offices | Extra over for dual door openings on the ground floor and plant room. (Services mechanical and electrical components (£ spent)) | 1701269 | 8404167 | 5 | Services equipment | Annual inspections and maintenance | Assembly | 6.4655 | Hours | 1 | 44 | 1 | FALSE | 1 | FALSE | 3 | [6 empty] | 45 | B2B3 | 0.34963 | 2.2644e-08 | 0.0018957 | 0.00043484 | 0.0001079 | 4.2204e-07 | 5.3842 | 258.6914 | 0.0013895
| Civic Offices | Extra over for dual door openings on the ground floor and plant room. (Services mechanical and electrical components (£ spent)) | 1701269 | 8404167 | 5 | Services equipment | Annual inspections and maintenance | Assembly | 6.4655 | Hours | 1 | 44 | 1 | FALSE | 1 | FALSE | 3 | [6 empty] | 46 | B2B3 | 0.34963 | 2.2644e-08 | 0.0018957 | 0.00043484 | 0.0001079 | 4.2204e-07 | 5.3842 | 258.6914 | 0.0013895
| Civic Offices | Extra over for dual door openings on the ground floor and plant room. (Services mechanical and electrical components (£ spent)) | 1701269 | 8404167 | 5 | Services equipment | Annual inspections and maintenance | Assembly | 6.4655 | Hours | 1 | 44 | 1 | FALSE | 1 | FALSE | 3 | [6 empty] | 47 | B2B3 | 0.34963 | 2.2644e-08 | 0.0018957 | 0.00043484 | 0.0001079 | 4.2204e-07 | 5.3842 | 258.6914 | 0.0013895
| Civic Offices | Extra over for dual door openings on the ground floor and plant room. (Services mechanical and electrical components (£ spent)) | 1701269 | 8404167 | 5 | Services equipment | Annual inspections and maintenance | Assembly | 6.4655 | Hours | 1 | 44 | 1 | FALSE | 1 | FALSE | 3 | [6 empty] | 48 | B2B3 | 0.34963 | 2.2644e-08 | 0.0018957 | 0.00043484 | 0.0001079 | 4.2204e-07 | 5.3842 | 258.6914 | 0.0013895
| Civic Offices | Extra over for dual door openings on the ground floor and plant room. (Services mechanical and electrical components (£ spent)) | 1701269 | 8404167 | 5 | Services equipment | Annual inspections and maintenance | Assembly | 6.4655 | Hours | 1 | 44 | 1 | FALSE | 1 | FALSE | 3 | [6 empty] | 49 | B2B3 | 0.34963 | 2.2644e-08 | 0.0018957 | 0.00043484 | 0.0001079 | 4.2204e-07 | 5.3842 | 258.6914 | 0.0013895
| Civic Offices | Extra over for dual door openings on the ground floor and plant room. (Services mechanical and electrical components (£ spent)) | 1701269 | 8404167 | 5 | Services equipment | Annual inspections and maintenance | Assembly | 6.4655 | Hours | 1 | 44 | 1 | FALSE | 1 | FALSE | 3 | [6 empty] | 50 | B2B3 | 0.34963 | 2.2644e-08 | 0.0018957 | 0.00043484 | 0.0001079 | 4.2204e-07 | 5.3842 | 258.6914 | 0.0013895
| Civic Offices | Extra over for dual door openings on the ground floor and plant room. (Services mechanical and electrical components (£ spent)) | 1701269 | 8404167 | 5 | Services equipment | Annual inspections and maintenance | Assembly | 6.4655 | Hours | 1 | 44 | 1 | FALSE | 1 | FALSE | 3 | [6 empty] | 51 | B2B3 | 0.34963 | 2.2644e-08 | 0.0018957 | 0.00043484 | 0.0001079 | 4.2204e-07 | 5.3842 | 258.6914 | 0.0013895
| Civic Offices | Extra over for dual door openings on the ground floor and plant room. (Services mechanical and electrical components (£ spent)) | 1701269 | 8404167 | 5 | Services equipment | Annual inspections and maintenance | Assembly | 6.4655 | Hours | 1 | 44 | 1 | FALSE | 1 | FALSE | 3 | [6 empty] | 52 | B2B3 | 0.34963 | 2.2644e-08 | 0.0018957 | 0.00043484 | 0.0001079 | 4.2204e-07 | 5.3842 | 258.6914 | 0.0013895
| Civic Offices | Extra over for dual door openings on the ground floor and plant room. (Services mechanical and electrical components (£ spent)) | 1701269 | 8404167 | 5 | Services equipment | Annual inspections and maintenance | Assembly | 6.4655 | Hours | 1 | 44 | 1 | FALSE | 1 | FALSE | 3 | [6 empty] | 53 | B2B3 | 0.34963 | 2.2644e-08 | 0.0018957 | 0.00043484 | 0.0001079 | 4.2204e-07 | 5.3842 | 258.6914 | 0.0013895
| Civic Offices | Extra over for dual door openings on the ground floor and plant room. (Services mechanical and electrical components (£ spent)) | 1701269 | 8404167 | 5 | Services equipment | Annual inspections and maintenance | Assembly | 6.4655 | Hours | 1 | 44 | 1 | FALSE | 1 | FALSE | 3 | [6 empty] | 54 | B2B3 | 0.34963 | 2.2644e-08 | 0.0018957 | 0.00043484 | 0.0001079 | 4.2204e-07 | 5.3842 | 258.6914 | 0.0013895
| Civic Offices | Extra over for dual door openings on the ground floor and plant room. (Services mechanical and electrical components (£ spent)) | 1701269 | 8404167 | 5 | Services equipment | Annual inspections and maintenance | Assembly | 6.4655 | Hours | 1 | 44 | 1 | FALSE | 1 | FALSE | 3 | [6 empty] | 55 | B2B3 | 0.34963 | 2.2644e-08 | 0.0018957 | 0.00043484 | 0.0001079 | 4.2204e-07 | 5.3842 | 258.6914 | 0.0013895
| Civic Offices | Extra over for dual door openings on the ground floor and plant room. (Services mechanical and electrical components (£ spent)) | 1701269 | 8404167 | 5 | Services equipment | Annual inspections and maintenance | Assembly | 6.4655 | Hours | 1 | 44 | 1 | FALSE | 1 | FALSE | 3 | [6 empty] | 56 | B2B3 | 0.34963 | 2.2644e-08 | 0.0018957 | 0.00043484 | 0.0001079 | 4.2204e-07 | 5.3842 | 258.6914 | 0.0013895
| Civic Offices | Extra over for dual door openings on the ground floor and plant room. (Services mechanical and electrical components (£ spent)) | 1701269 | 8404167 | 5 | Services equipment | Annual inspections and maintenance | Assembly | 6.4655 | Hours | 1 | 44 | 1 | FALSE | 1 | FALSE | 3 | [6 empty] | 57 | B2B3 | 0.34963 | 2.2644e-08 | 0.0018957 | 0.00043484 | 0.0001079 | 4.2204e-07 | 5.3842 | 258.6914 | 0.0013895
| Civic Offices | Extra over for dual door openings on the ground floor and plant room. (Services mechanical and electrical components (£ spent)) | 1701269 | 8404167 | 5 | Services equipment | Annual inspections and maintenance | Assembly | 6.4655 | Hours | 1 | 44 | 1 | FALSE | 1 | FALSE | 3 | [6 empty] | 58 | B2B3 | 0.34963 | 2.2644e-08 | 0.0018957 | 0.00043484 | 0.0001079 | 4.2204e-07 | 5.3842 | 258.6914 | 0.0013895
| Civic Offices | Extra over for dual door openings on the ground floor and plant room. (Services mechanical and electrical components (£ spent)) | 1701269 | 8404167 | 5 | Services equipment | Annual inspections and maintenance | Assembly | 6.4655 | Hours | 1 | 44 | 1 | FALSE | 1 | FALSE | 3 | [6 empty] | 59 | B2B3 | 0.34963 | 2.2644e-08 | 0.0018957 | 0.00043484 | 0.0001079 | 4.2204e-07 | 5.3842 | 258.6914 | 0.0013895
| Civic Offices | Extra over for dual door openings on the ground floor and plant room. (Services mechanical and electrical components (£ spent)) | 1701269 | 8404167 | 5 | Services equipment | Annual inspections and maintenance | Assembly | 6.4655 | Hours | 1 | 44 | 1 | FALSE | 1 | FALSE | 3 | [6 empty] | 60 | B2B3 | 0.34963 | 2.2644e-08 | 0.0018957 | 0.00043484 | 0.0001079 | 4.2204e-07 | 5.3842 | 258.6914 | 0.0013895
| Civic Offices | Allowance for lift car finishes (Labour - Services (per £ spent)) | 1701270 | 8404168 | 5 | Services equipment | Labour Effort | Assembly | 9.8641 | Hours | 10 | 44 | 1 | FALSE | 1 | FALSE | 1 | [6 empty] | 0 | A5 | 0.53342 | 3.4547e-08 | 0.0028922 | 0.00066341 | 0.00016462 | 6.4389e-07 | 8.2144 | 394.6717 | 0.0021199
| Civic Offices | Allowance for lift car finishes (Labour - Services (per £ spent)) | 1701270 | 8404168 | 5 | Services equipment | Labour Effort | Assembly | 9.8641 | Hours | 10 | 44 | 1 | FALSE | 1 | FALSE | 1 | [6 empty] | 0 | A4 | 0 | 0 | 0 | 0 | 0 | 0 | 0 | 0 | 0
| Civic Offices | Allowance for lift car finishes (Labour - Services (per £ spent)) | 1701270 | 8404168 | 5 | Services equipment | Labour Effort | Assembly | 9.8641 | Hours | 10 | 44 | 1 | FALSE | 1 | FALSE | 1 | [6 empty] | 10 | B4B5 | 0.53342 | 3.4547e-08 | 0.0028922 | 0.00066341 | 0.00016462 | 6.4389e-07 | 8.2144 | 394.6717 | 0.0021199
| Civic Offices | Allowance for lift car finishes (Labour - Services (per £ spent)) | 1701270 | 8404168 | 5 | Services equipment | Labour Effort | Assembly | 9.8641 | Hours | 10 | 44 | 1 | FALSE | 1 | FALSE | 1 | [6 empty] | 20 | B4B5 | 0.53342 | 3.4547e-08 | 0.0028922 | 0.00066341 | 0.00016462 | 6.4389e-07 | 8.2144 | 394.6717 | 0.0021199
| Civic Offices | Allowance for lift car finishes (Labour - Services (per £ spent)) | 1701270 | 8404168 | 5 | Services equipment | Labour Effort | Assembly | 9.8641 | Hours | 10 | 44 | 1 | FALSE | 1 | FALSE | 1 | [6 empty] | 30 | B4B5 | 0.53342 | 3.4547e-08 | 0.0028922 | 0.00066341 | 0.00016462 | 6.4389e-07 | 8.2144 | 394.6717 | 0.0021199
| Civic Offices | Allowance for lift car finishes (Labour - Services (per £ spent)) | 1701270 | 8404168 | 5 | Services equipment | Labour Effort | Assembly | 9.8641 | Hours | 10 | 44 | 1 | FALSE | 1 | FALSE | 1 | [6 empty] | 40 | B4B5 | 0.53342 | 3.4547e-08 | 0.0028922 | 0.00066341 | 0.00016462 | 6.4389e-07 | 8.2144 | 394.6717 | 0.0021199
| Civic Offices | Allowance for lift car finishes (Labour - Services (per £ spent)) | 1701270 | 8404168 | 5 | Services equipment | Labour Effort | Assembly | 9.8641 | Hours | 10 | 44 | 1 | FALSE | 1 | FALSE | 1 | [6 empty] | 50 | B4B5 | 0.53342 | 3.4547e-08 | 0.0028922 | 0.00066341 | 0.00016462 | 6.4389e-07 | 8.2144 | 394.6717 | 0.0021199
| Civic Offices | Allowance for lift car finishes (Labour - Services (per £ spent)) | 1701270 | 8404169 | 5 | Services equipment | Labour Effort | Assembly | 59.1846 | Hours | 10 | 44 | 1 | FALSE | 1 | FALSE | 1 | [6 empty] | 0 | A5 | 3.2005 | 2.0728e-07 | 0.017353 | 0.0039805 | 0.00098772 | 3.8633e-06 | 49.2865 | 3492.5371 | 0.012719
| Civic Offices | Allowance for lift car finishes (Labour - Services (per £ spent)) | 1701270 | 8404169 | 5 | Services equipment | Labour Effort | Assembly | 59.1846 | Hours | 10 | 44 | 1 | FALSE | 1 | FALSE | 1 | [6 empty] | 0 | A4 | 103.3455 | 1.8569e-05 | 0.33839 | 0.091461 | 0.057729 | 0.00036042 | 1540.5326 | 235.2281 | 0.42528
| Civic Offices | Allowance for lift car finishes (Labour - Services (per £ spent)) | 1701270 | 8404169 | 5 | Services equipment | Labour Effort | Assembly | 59.1846 | Hours | 10 | 44 | 1 | FALSE | 1 | FALSE | 1 | [6 empty] | 10 | B4B5 | 106.546 | 1.8776e-05 | 0.35574 | 0.095442 | 0.058717 | 0.00036428 | 1589.8191 | 3727.7651 | 0.438
| Civic Offices | Allowance for lift car finishes (Labour - Services (per £ spent)) | 1701270 | 8404169 | 5 | Services equipment | Labour Effort | Assembly | 59.1846 | Hours | 10 | 44 | 1 | FALSE | 1 | FALSE | 1 | [6 empty] | 20 | B4B5 | 106.546 | 1.8776e-05 | 0.35574 | 0.095442 | 0.058717 | 0.00036428 | 1589.8191 | 3727.7651 | 0.438
| Civic Offices | Allowance for lift car finishes (Labour - Services (per £ spent)) | 1701270 | 8404169 | 5 | Services equipment | Labour Effort | Assembly | 59.1846 | Hours | 10 | 44 | 1 | FALSE | 1 | FALSE | 1 | [6 empty] | 30 | B4B5 | 106.546 | 1.8776e-05 | 0.35574 | 0.095442 | 0.058717 | 0.00036428 | 1589.8191 | 3727.7651 | 0.438
| Civic Offices | Allowance for lift car finishes (Labour - Services (per £ spent)) | 1701270 | 8404169 | 5 | Services equipment | Labour Effort | Assembly | 59.1846 | Hours | 10 | 44 | 1 | FALSE | 1 | FALSE | 1 | [6 empty] | 40 | B4B5 | 106.546 | 1.8776e-05 | 0.35574 | 0.095442 | 0.058717 | 0.00036428 | 1589.8191 | 3727.7651 | 0.438
| Civic Offices | Allowance for lift car finishes (Labour - Services (per £ spent)) | 1701270 | 8404169 | 5 | Services equipment | Labour Effort | Assembly | 59.1846 | Hours | 10 | 44 | 1 | FALSE | 1 | FALSE | 1 | [6 empty] | 50 | B4B5 | 106.546 | 1.8776e-05 | 0.35574 | 0.095442 | 0.058717 | 0.00036428 | 1589.8191 | 3727.7651 | 0.438
| Civic Offices | Allowance for lift car finishes (Labour - Services (per £ spent)) | 1701270 | 8404170 | 5 | Services equipment | Labour effort | Assembly | 29.5923 | Hours | 5 | 44 | 1 | FALSE | 1 | FALSE | 1 | [6 empty] | 0 | A5 | 1.6003 | 1.0364e-07 | 0.0086767 | 0.0019902 | 0.00049386 | 1.9317e-06 | 24.6432 | 1746.2685 | 0.0063597
| Civic Offices | Allowance for lift car finishes (Labour - Services (per £ spent)) | 1701270 | 8404170 | 5 | Services equipment | Labour effort | Assembly | 29.5923 | Hours | 5 | 44 | 1 | FALSE | 1 | FALSE | 1 | [6 empty] | 0 | A4 | 51.6727 | 9.2843e-06 | 0.16919 | 0.045731 | 0.028864 | 0.00018021 | 770.2663 | 117.614 | 0.21264
| Civic Offices | Allowance for lift car finishes (Labour - Services (per £ spent)) | 1701270 | 8404170 | 5 | Services equipment | Labour effort | Assembly | 29.5923 | Hours | 5 | 44 | 1 | FALSE | 1 | FALSE | 1 | [6 empty] | 5 | B4B5 | 53.273 | 9.388e-06 | 0.17787 | 0.047721 | 0.029358 | 0.00018214 | 794.9095 | 1863.8826 | 0.219
| Civic Offices | Allowance for lift car finishes (Labour - Services (per £ spent)) | 1701270 | 8404170 | 5 | Services equipment | Labour effort | Assembly | 29.5923 | Hours | 5 | 44 | 1 | FALSE | 1 | FALSE | 1 | [6 empty] | 10 | B4B5 | 53.273 | 9.388e-06 | 0.17787 | 0.047721 | 0.029358 | 0.00018214 | 794.9095 | 1863.8826 | 0.219
| Civic Offices | Allowance for lift car finishes (Labour - Services (per £ spent)) | 1701270 | 8404170 | 5 | Services equipment | Labour effort | Assembly | 29.5923 | Hours | 5 | 44 | 1 | FALSE | 1 | FALSE | 1 | [6 empty] | 15 | B4B5 | 53.273 | 9.388e-06 | 0.17787 | 0.047721 | 0.029358 | 0.00018214 | 794.9095 | 1863.8826 | 0.219
| Civic Offices | Allowance for lift car finishes (Labour - Services (per £ spent)) | 1701270 | 8404170 | 5 | Services equipment | Labour effort | Assembly | 29.5923 | Hours | 5 | 44 | 1 | FALSE | 1 | FALSE | 1 | [6 empty] | 20 | B4B5 | 53.273 | 9.388e-06 | 0.17787 | 0.047721 | 0.029358 | 0.00018214 | 794.9095 | 1863.8826 | 0.219
| Civic Offices | Allowance for lift car finishes (Labour - Services (per £ spent)) | 1701270 | 8404170 | 5 | Services equipment | Labour effort | Assembly | 29.5923 | Hours | 5 | 44 | 1 | FALSE | 1 | FALSE | 1 | [6 empty] | 25 | B4B5 | 53.273 | 9.388e-06 | 0.17787 | 0.047721 | 0.029358 | 0.00018214 | 794.9095 | 1863.8826 | 0.219
| Civic Offices | Allowance for lift car finishes (Labour - Services (per £ spent)) | 1701270 | 8404170 | 5 | Services equipment | Labour effort | Assembly | 29.5923 | Hours | 5 | 44 | 1 | FALSE | 1 | FALSE | 1 | [6 empty] | 30 | B4B5 | 53.273 | 9.388e-06 | 0.17787 | 0.047721 | 0.029358 | 0.00018214 | 794.9095 | 1863.8826 | 0.219
| Civic Offices | Allowance for lift car finishes (Labour - Services (per £ spent)) | 1701270 | 8404170 | 5 | Services equipment | Labour effort | Assembly | 29.5923 | Hours | 5 | 44 | 1 | FALSE | 1 | FALSE | 1 | [6 empty] | 35 | B4B5 | 53.273 | 9.388e-06 | 0.17787 | 0.047721 | 0.029358 | 0.00018214 | 794.9095 | 1863.8826 | 0.219
| Civic Offices | Allowance for lift car finishes (Labour - Services (per £ spent)) | 1701270 | 8404170 | 5 | Services equipment | Labour effort | Assembly | 29.5923 | Hours | 5 | 44 | 1 | FALSE | 1 | FALSE | 1 | [6 empty] | 40 | B4B5 | 53.273 | 9.388e-06 | 0.17787 | 0.047721 | 0.029358 | 0.00018214 | 794.9095 | 1863.8826 | 0.219
| Civic Offices | Allowance for lift car finishes (Labour - Services (per £ spent)) | 1701270 | 8404170 | 5 | Services equipment | Labour effort | Assembly | 29.5923 | Hours | 5 | 44 | 1 | FALSE | 1 | FALSE | 1 | [6 empty] | 45 | B4B5 | 53.273 | 9.388e-06 | 0.17787 | 0.047721 | 0.029358 | 0.00018214 | 794.9095 | 1863.8826 | 0.219
| Civic Offices | Allowance for lift car finishes (Labour - Services (per £ spent)) | 1701270 | 8404170 | 5 | Services equipment | Labour effort | Assembly | 29.5923 | Hours | 5 | 44 | 1 | FALSE | 1 | FALSE | 1 | [6 empty] | 50 | B4B5 | 53.273 | 9.388e-06 | 0.17787 | 0.047721 | 0.029358 | 0.00018214 | 794.9095 | 1863.8826 | 0.219
| Civic Offices | Allowance for lift car finishes (Labour - Services (per £ spent)) | 1701270 | 8404170 | 5 | Services equipment | Labour effort | Assembly | 29.5923 | Hours | 5 | 44 | 1 | FALSE | 1 | FALSE | 1 | [6 empty] | 55 | B4B5 | 53.273 | 9.388e-06 | 0.17787 | 0.047721 | 0.029358 | 0.00018214 | 794.9095 | 1863.8826 | 0.219
| Civic Offices | Allowance for lift car finishes (Labour - Services (per £ spent)) | 1701270 | 8404171 | 5 | Services equipment | Labour Effort | Assembly | 29.5923 | Hours | 20 | 44 | 1 | FALSE | 1 | FALSE | 1 | [6 empty] | 0 | A5 | 1.6003 | 1.0364e-07 | 0.0086767 | 0.0019902 | 0.00049386 | 1.9317e-06 | 24.6432 | 1746.2685 | 0.0063597
| Civic Offices | Allowance for lift car finishes (Labour - Services (per £ spent)) | 1701270 | 8404171 | 5 | Services equipment | Labour Effort | Assembly | 29.5923 | Hours | 20 | 44 | 1 | FALSE | 1 | FALSE | 1 | [6 empty] | 0 | A4 | 51.6727 | 9.2843e-06 | 0.16919 | 0.045731 | 0.028864 | 0.00018021 | 770.2663 | 117.614 | 0.21264
| Civic Offices | Allowance for lift car finishes (Labour - Services (per £ spent)) | 1701270 | 8404171 | 5 | Services equipment | Labour Effort | Assembly | 29.5923 | Hours | 20 | 44 | 1 | FALSE | 1 | FALSE | 1 | [6 empty] | 20 | B4B5 | 53.273 | 9.388e-06 | 0.17787 | 0.047721 | 0.029358 | 0.00018214 | 794.9095 | 1863.8826 | 0.219
| Civic Offices | Allowance for lift car finishes (Labour - Services (per £ spent)) | 1701270 | 8404171 | 5 | Services equipment | Labour Effort | Assembly | 29.5923 | Hours | 20 | 44 | 1 | FALSE | 1 | FALSE | 1 | [6 empty] | 40 | B4B5 | 53.273 | 9.388e-06 | 0.17787 | 0.047721 | 0.029358 | 0.00018214 | 794.9095 | 1863.8826 | 0.219
| Civic Offices | Allowance for lift car finishes (Labour - Services (per £ spent)) | 1701270 | 8404172 | 5 | Services equipment | Labour Effort | Assembly | 4.932 | Hours | 5 | 44 | 1 | FALSE | 1 | FALSE | 1 | [6 empty] | 0 | A5 | 0.26671 | 1.7273e-08 | 0.0014461 | 0.00033171 | 8.231e-05 | 3.2195e-07 | 4.1072 | 197.3359 | 0.00106
| Civic Offices | Allowance for lift car finishes (Labour - Services (per £ spent)) | 1701270 | 8404172 | 5 | Services equipment | Labour Effort | Assembly | 4.932 | Hours | 5 | 44 | 1 | FALSE | 1 | FALSE | 1 | [6 empty] | 0 | A4 | 0 | 0 | 0 | 0 | 0 | 0 | 0 | 0 | 0
| Civic Offices | Allowance for lift car finishes (Labour - Services (per £ spent)) | 1701270 | 8404172 | 5 | Services equipment | Labour Effort | Assembly | 4.932 | Hours | 5 | 44 | 1 | FALSE | 1 | FALSE | 1 | [6 empty] | 5 | B4B5 | 0.26671 | 1.7273e-08 | 0.0014461 | 0.00033171 | 8.231e-05 | 3.2195e-07 | 4.1072 | 197.3359 | 0.00106
| Civic Offices | Allowance for lift car finishes (Labour - Services (per £ spent)) | 1701270 | 8404172 | 5 | Services equipment | Labour Effort | Assembly | 4.932 | Hours | 5 | 44 | 1 | FALSE | 1 | FALSE | 1 | [6 empty] | 10 | B4B5 | 0.26671 | 1.7273e-08 | 0.0014461 | 0.00033171 | 8.231e-05 | 3.2195e-07 | 4.1072 | 197.3359 | 0.00106
| Civic Offices | Allowance for lift car finishes (Labour - Services (per £ spent)) | 1701270 | 8404172 | 5 | Services equipment | Labour Effort | Assembly | 4.932 | Hours | 5 | 44 | 1 | FALSE | 1 | FALSE | 1 | [6 empty] | 15 | B4B5 | 0.26671 | 1.7273e-08 | 0.0014461 | 0.00033171 | 8.231e-05 | 3.2195e-07 | 4.1072 | 197.3359 | 0.00106
| Civic Offices | Allowance for lift car finishes (Labour - Services (per £ spent)) | 1701270 | 8404172 | 5 | Services equipment | Labour Effort | Assembly | 4.932 | Hours | 5 | 44 | 1 | FALSE | 1 | FALSE | 1 | [6 empty] | 20 | B4B5 | 0.26671 | 1.7273e-08 | 0.0014461 | 0.00033171 | 8.231e-05 | 3.2195e-07 | 4.1072 | 197.3359 | 0.00106
| Civic Offices | Allowance for lift car finishes (Labour - Services (per £ spent)) | 1701270 | 8404172 | 5 | Services equipment | Labour Effort | Assembly | 4.932 | Hours | 5 | 44 | 1 | FALSE | 1 | FALSE | 1 | [6 empty] | 25 | B4B5 | 0.26671 | 1.7273e-08 | 0.0014461 | 0.00033171 | 8.231e-05 | 3.2195e-07 | 4.1072 | 197.3359 | 0.00106
| Civic Offices | Allowance for lift car finishes (Labour - Services (per £ spent)) | 1701270 | 8404172 | 5 | Services equipment | Labour Effort | Assembly | 4.932 | Hours | 5 | 44 | 1 | FALSE | 1 | FALSE | 1 | [6 empty] | 30 | B4B5 | 0.26671 | 1.7273e-08 | 0.0014461 | 0.00033171 | 8.231e-05 | 3.2195e-07 | 4.1072 | 197.3359 | 0.00106
| Civic Offices | Allowance for lift car finishes (Labour - Services (per £ spent)) | 1701270 | 8404172 | 5 | Services equipment | Labour Effort | Assembly | 4.932 | Hours | 5 | 44 | 1 | FALSE | 1 | FALSE | 1 | [6 empty] | 35 | B4B5 | 0.26671 | 1.7273e-08 | 0.0014461 | 0.00033171 | 8.231e-05 | 3.2195e-07 | 4.1072 | 197.3359 | 0.00106
| Civic Offices | Allowance for lift car finishes (Labour - Services (per £ spent)) | 1701270 | 8404172 | 5 | Services equipment | Labour Effort | Assembly | 4.932 | Hours | 5 | 44 | 1 | FALSE | 1 | FALSE | 1 | [6 empty] | 40 | B4B5 | 0.26671 | 1.7273e-08 | 0.0014461 | 0.00033171 | 8.231e-05 | 3.2195e-07 | 4.1072 | 197.3359 | 0.00106
| Civic Offices | Allowance for lift car finishes (Labour - Services (per £ spent)) | 1701270 | 8404172 | 5 | Services equipment | Labour Effort | Assembly | 4.932 | Hours | 5 | 44 | 1 | FALSE | 1 | FALSE | 1 | [6 empty] | 45 | B4B5 | 0.26671 | 1.7273e-08 | 0.0014461 | 0.00033171 | 8.231e-05 | 3.2195e-07 | 4.1072 | 197.3359 | 0.00106
| Civic Offices | Allowance for lift car finishes (Labour - Services (per £ spent)) | 1701270 | 8404172 | 5 | Services equipment | Labour Effort | Assembly | 4.932 | Hours | 5 | 44 | 1 | FALSE | 1 | FALSE | 1 | [6 empty] | 50 | B4B5 | 0.26671 | 1.7273e-08 | 0.0014461 | 0.00033171 | 8.231e-05 | 3.2195e-07 | 4.1072 | 197.3359 | 0.00106
| Civic Offices | Allowance for lift car finishes (Labour - Services (per £ spent)) | 1701270 | 8404172 | 5 | Services equipment | Labour Effort | Assembly | 4.932 | Hours | 5 | 44 | 1 | FALSE | 1 | FALSE | 1 | [6 empty] | 55 | B4B5 | 0.26671 | 1.7273e-08 | 0.0014461 | 0.00033171 | 8.231e-05 | 3.2195e-07 | 4.1072 | 197.3359 | 0.00106
| Civic Offices | Allowance for lift car finishes (Labour - Services (per £ spent)) | 1701270 | 8404173 | 5 | Services equipment | Labour Effort | Assembly | 4.932 | Hours | 20 | 44 | 1 | FALSE | 1 | FALSE | 1 | [6 empty] | 0 | A5 | 0.26671 | 1.7273e-08 | 0.0014461 | 0.00033171 | 8.231e-05 | 3.2195e-07 | 4.1072 | 197.3359 | 0.00106
| Civic Offices | Allowance for lift car finishes (Labour - Services (per £ spent)) | 1701270 | 8404173 | 5 | Services equipment | Labour Effort | Assembly | 4.932 | Hours | 20 | 44 | 1 | FALSE | 1 | FALSE | 1 | [6 empty] | 0 | A4 | 0 | 0 | 0 | 0 | 0 | 0 | 0 | 0 | 0
| Civic Offices | Allowance for lift car finishes (Labour - Services (per £ spent)) | 1701270 | 8404173 | 5 | Services equipment | Labour Effort | Assembly | 4.932 | Hours | 20 | 44 | 1 | FALSE | 1 | FALSE | 1 | [6 empty] | 20 | B4B5 | 0.26671 | 1.7273e-08 | 0.0014461 | 0.00033171 | 8.231e-05 | 3.2195e-07 | 4.1072 | 197.3359 | 0.00106
| Civic Offices | Allowance for lift car finishes (Labour - Services (per £ spent)) | 1701270 | 8404173 | 5 | Services equipment | Labour Effort | Assembly | 4.932 | Hours | 20 | 44 | 1 | FALSE | 1 | FALSE | 1 | [6 empty] | 40 | B4B5 | 0.26671 | 1.7273e-08 | 0.0014461 | 0.00033171 | 8.231e-05 | 3.2195e-07 | 4.1072 | 197.3359 | 0.00106
| Civic Offices | Services LED light fitting | 1701273 | 8404179 | 5 | Services equipment | install light | Assembly | 26.2105 | Hours | 10 | 44 | 1 | FALSE | 1 | FALSE | 1 | [6 empty] | 0 | A5 | 1.4174 | 9.1796e-08 | 0.0076851 | 0.0017628 | 0.00043742 | 1.7109e-06 | 21.827 | 1048.7078 | 0.005633
| Civic Offices | Services LED light fitting | 1701273 | 8404179 | 5 | Services equipment | install light | Assembly | 26.2105 | Hours | 10 | 44 | 1 | FALSE | 1 | FALSE | 1 | [6 empty] | 0 | A4 | 0 | 0 | 0 | 0 | 0 | 0 | 0 | 0 | 0
| Civic Offices | Services LED light fitting | 1701273 | 8404179 | 5 | Services equipment | install light | Assembly | 26.2105 | Hours | 10 | 44 | 1 | FALSE | 1 | FALSE | 1 | [6 empty] | 10 | B4B5 | 1.4174 | 9.1796e-08 | 0.0076851 | 0.0017628 | 0.00043742 | 1.7109e-06 | 21.827 | 1048.7078 | 0.005633
| Civic Offices | Services LED light fitting | 1701273 | 8404179 | 5 | Services equipment | install light | Assembly | 26.2105 | Hours | 10 | 44 | 1 | FALSE | 1 | FALSE | 1 | [6 empty] | 20 | B4B5 | 1.4174 | 9.1796e-08 | 0.0076851 | 0.0017628 | 0.00043742 | 1.7109e-06 | 21.827 | 1048.7078 | 0.005633
| Civic Offices | Services LED light fitting | 1701273 | 8404179 | 5 | Services equipment | install light | Assembly | 26.2105 | Hours | 10 | 44 | 1 | FALSE | 1 | FALSE | 1 | [6 empty] | 30 | B4B5 | 1.4174 | 9.1796e-08 | 0.0076851 | 0.0017628 | 0.00043742 | 1.7109e-06 | 21.827 | 1048.7078 | 0.005633
| Civic Offices | Services LED light fitting | 1701273 | 8404179 | 5 | Services equipment | install light | Assembly | 26.2105 | Hours | 10 | 44 | 1 | FALSE | 1 | FALSE | 1 | [6 empty] | 40 | B4B5 | 1.4174 | 9.1796e-08 | 0.0076851 | 0.0017628 | 0.00043742 | 1.7109e-06 | 21.827 | 1048.7078 | 0.005633
| Civic Offices | Services LED light fitting | 1701273 | 8404179 | 5 | Services equipment | install light | Assembly | 26.2105 | Hours | 10 | 44 | 1 | FALSE | 1 | FALSE | 1 | [6 empty] | 50 | B4B5 | 1.4174 | 9.1796e-08 | 0.0076851 | 0.0017628 | 0.00043742 | 1.7109e-06 | 21.827 | 1048.7078 | 0.005633
| Civic Offices | Services electrical wireing | 1701274 | 8404182 | 5 | Services equipment | Install | Assembly | 113.6842 | Hours | 60 | 44 | 1 | FALSE | 1 | FALSE | 1 | [6 empty] | 0 | A5 | 6.1477 | 3.9815e-07 | 0.033333 | 0.0076458 | 0.0018973 | 7.4209e-06 | 94.6715 | 4548.6123 | 0.024432
| Civic Offices | Services electrical wireing | 1701274 | 8404182 | 5 | Services equipment | Install | Assembly | 113.6842 | Hours | 60 | 44 | 1 | FALSE | 1 | FALSE | 1 | [6 empty] | 0 | A4 | 0 | 0 | 0 | 0 | 0 | 0 | 0 | 0 | 0
| Civic Offices | Services LED light fitting | 1701277 | 8404188 | 5 | Services equipment | install light | Assembly | 8.7368 | Hours | 10 | 44 | 1 | FALSE | 1 | FALSE | 1 | [6 empty] | 0 | A5 | 0.47246 | 3.0599e-08 | 0.0025617 | 0.0005876 | 0.00014581 | 5.7031e-07 | 7.2757 | 349.5693 | 0.0018777
| Civic Offices | Services LED light fitting | 1701277 | 8404188 | 5 | Services equipment | install light | Assembly | 8.7368 | Hours | 10 | 44 | 1 | FALSE | 1 | FALSE | 1 | [6 empty] | 0 | A4 | 0 | 0 | 0 | 0 | 0 | 0 | 0 | 0 | 0
| Civic Offices | Services LED light fitting | 1701277 | 8404188 | 5 | Services equipment | install light | Assembly | 8.7368 | Hours | 10 | 44 | 1 | FALSE | 1 | FALSE | 1 | [6 empty] | 10 | B4B5 | 0.47246 | 3.0599e-08 | 0.0025617 | 0.0005876 | 0.00014581 | 5.7031e-07 | 7.2757 | 349.5693 | 0.0018777
| Civic Offices | Services LED light fitting | 1701277 | 8404188 | 5 | Services equipment | install light | Assembly | 8.7368 | Hours | 10 | 44 | 1 | FALSE | 1 | FALSE | 1 | [6 empty] | 20 | B4B5 | 0.47246 | 3.0599e-08 | 0.0025617 | 0.0005876 | 0.00014581 | 5.7031e-07 | 7.2757 | 349.5693 | 0.0018777
| Civic Offices | Services LED light fitting | 1701277 | 8404188 | 5 | Services equipment | install light | Assembly | 8.7368 | Hours | 10 | 44 | 1 | FALSE | 1 | FALSE | 1 | [6 empty] | 30 | B4B5 | 0.47246 | 3.0599e-08 | 0.0025617 | 0.0005876 | 0.00014581 | 5.7031e-07 | 7.2757 | 349.5693 | 0.0018777
| Civic Offices | Services LED light fitting | 1701277 | 8404188 | 5 | Services equipment | install light | Assembly | 8.7368 | Hours | 10 | 44 | 1 | FALSE | 1 | FALSE | 1 | [6 empty] | 40 | B4B5 | 0.47246 | 3.0599e-08 | 0.0025617 | 0.0005876 | 0.00014581 | 5.7031e-07 | 7.2757 | 349.5693 | 0.0018777
| Civic Offices | Services LED light fitting | 1701277 | 8404188 | 5 | Services equipment | install light | Assembly | 8.7368 | Hours | 10 | 44 | 1 | FALSE | 1 | FALSE | 1 | [6 empty] | 50 | B4B5 | 0.47246 | 3.0599e-08 | 0.0025617 | 0.0005876 | 0.00014581 | 5.7031e-07 | 7.2757 | 349.5693 | 0.0018777
| Civic Offices | Services electrical wireing | 1701278 | 8404191 | 5 | Services equipment | Install | Assembly | 37.8947 | Hours | 60 | 44 | 1 | FALSE | 1 | FALSE | 1 | [6 empty] | 0 | A5 | 2.0492 | 1.3272e-07 | 0.011111 | 0.0025486 | 0.00063242 | 2.4736e-06 | 31.5572 | 1516.2041 | 0.008144
| Civic Offices | Services electrical wireing | 1701278 | 8404191 | 5 | Services equipment | Install | Assembly | 37.8947 | Hours | 60 | 44 | 1 | FALSE | 1 | FALSE | 1 | [6 empty] | 0 | A4 | 0 | 0 | 0 | 0 | 0 | 0 | 0 | 0 | 0
| Civic Offices | Services LED light fitting | 1701281 | 8404197 | 5 | Services equipment | install light | Assembly | 4.3684 | Hours | 10 | 44 | 1 | FALSE | 1 | FALSE | 1 | [6 empty] | 0 | A5 | 0.23623 | 1.5299e-08 | 0.0012809 | 0.0002938 | 7.2904e-05 | 2.8515e-07 | 3.6378 | 174.7846 | 0.00093883
| Civic Offices | Services LED light fitting | 1701281 | 8404197 | 5 | Services equipment | install light | Assembly | 4.3684 | Hours | 10 | 44 | 1 | FALSE | 1 | FALSE | 1 | [6 empty] | 0 | A4 | 0 | 0 | 0 | 0 | 0 | 0 | 0 | 0 | 0
| Civic Offices | Services LED light fitting | 1701281 | 8404197 | 5 | Services equipment | install light | Assembly | 4.3684 | Hours | 10 | 44 | 1 | FALSE | 1 | FALSE | 1 | [6 empty] | 10 | B4B5 | 0.23623 | 1.5299e-08 | 0.0012809 | 0.0002938 | 7.2904e-05 | 2.8515e-07 | 3.6378 | 174.7846 | 0.00093883
| Civic Offices | Services LED light fitting | 1701281 | 8404197 | 5 | Services equipment | install light | Assembly | 4.3684 | Hours | 10 | 44 | 1 | FALSE | 1 | FALSE | 1 | [6 empty] | 20 | B4B5 | 0.23623 | 1.5299e-08 | 0.0012809 | 0.0002938 | 7.2904e-05 | 2.8515e-07 | 3.6378 | 174.7846 | 0.00093883
| Civic Offices | Services LED light fitting | 1701281 | 8404197 | 5 | Services equipment | install light | Assembly | 4.3684 | Hours | 10 | 44 | 1 | FALSE | 1 | FALSE | 1 | [6 empty] | 30 | B4B5 | 0.23623 | 1.5299e-08 | 0.0012809 | 0.0002938 | 7.2904e-05 | 2.8515e-07 | 3.6378 | 174.7846 | 0.00093883
| Civic Offices | Services LED light fitting | 1701281 | 8404197 | 5 | Services equipment | install light | Assembly | 4.3684 | Hours | 10 | 44 | 1 | FALSE | 1 | FALSE | 1 | [6 empty] | 40 | B4B5 | 0.23623 | 1.5299e-08 | 0.0012809 | 0.0002938 | 7.2904e-05 | 2.8515e-07 | 3.6378 | 174.7846 | 0.00093883
| Civic Offices | Services LED light fitting | 1701281 | 8404197 | 5 | Services equipment | install light | Assembly | 4.3684 | Hours | 10 | 44 | 1 | FALSE | 1 | FALSE | 1 | [6 empty] | 50 | B4B5 | 0.23623 | 1.5299e-08 | 0.0012809 | 0.0002938 | 7.2904e-05 | 2.8515e-07 | 3.6378 | 174.7846 | 0.00093883
| Civic Offices | Services electrical wireing | 1701282 | 8404200 | 5 | Services equipment | Install | Assembly | 18.9474 | Hours | 60 | 44 | 1 | FALSE | 1 | FALSE | 1 | [6 empty] | 0 | A5 | 1.0246 | 6.6358e-08 | 0.0055555 | 0.0012743 | 0.00031621 | 1.2368e-06 | 15.7786 | 758.102 | 0.004072
| Civic Offices | Services electrical wireing | 1701282 | 8404200 | 5 | Services equipment | Install | Assembly | 18.9474 | Hours | 60 | 44 | 1 | FALSE | 1 | FALSE | 1 | [6 empty] | 0 | A4 | 0 | 0 | 0 | 0 | 0 | 0 | 0 | 0 | 0
| Civic Offices | Services LED light fitting | 1701285 | 8404206 | 5 | Services equipment | install light | Assembly | 68.9046 | Hours | 10 | 44 | 1 | FALSE | 1 | FALSE | 1 | [6 empty] | 0 | A5 | 3.7261 | 2.4132e-07 | 0.020203 | 0.0046342 | 0.0011499 | 4.4978e-06 | 57.3809 | 2756.9364 | 0.014808
| Civic Offices | Services LED light fitting | 1701285 | 8404206 | 5 | Services equipment | install light | Assembly | 68.9046 | Hours | 10 | 44 | 1 | FALSE | 1 | FALSE | 1 | [6 empty] | 0 | A4 | 0 | 0 | 0 | 0 | 0 | 0 | 0 | 0 | 0
| Civic Offices | Services LED light fitting | 1701285 | 8404206 | 5 | Services equipment | install light | Assembly | 68.9046 | Hours | 10 | 44 | 1 | FALSE | 1 | FALSE | 1 | [6 empty] | 10 | B4B5 | 3.7261 | 2.4132e-07 | 0.020203 | 0.0046342 | 0.0011499 | 4.4978e-06 | 57.3809 | 2756.9364 | 0.014808
| Civic Offices | Services LED light fitting | 1701285 | 8404206 | 5 | Services equipment | install light | Assembly | 68.9046 | Hours | 10 | 44 | 1 | FALSE | 1 | FALSE | 1 | [6 empty] | 20 | B4B5 | 3.7261 | 2.4132e-07 | 0.020203 | 0.0046342 | 0.0011499 | 4.4978e-06 | 57.3809 | 2756.9364 | 0.014808
| Civic Offices | Services LED light fitting | 1701285 | 8404206 | 5 | Services equipment | install light | Assembly | 68.9046 | Hours | 10 | 44 | 1 | FALSE | 1 | FALSE | 1 | [6 empty] | 30 | B4B5 | 3.7261 | 2.4132e-07 | 0.020203 | 0.0046342 | 0.0011499 | 4.4978e-06 | 57.3809 | 2756.9364 | 0.014808
| Civic Offices | Services LED light fitting | 1701285 | 8404206 | 5 | Services equipment | install light | Assembly | 68.9046 | Hours | 10 | 44 | 1 | FALSE | 1 | FALSE | 1 | [6 empty] | 40 | B4B5 | 3.7261 | 2.4132e-07 | 0.020203 | 0.0046342 | 0.0011499 | 4.4978e-06 | 57.3809 | 2756.9364 | 0.014808
| Civic Offices | Services LED light fitting | 1701285 | 8404206 | 5 | Services equipment | install light | Assembly | 68.9046 | Hours | 10 | 44 | 1 | FALSE | 1 | FALSE | 1 | [6 empty] | 50 | B4B5 | 3.7261 | 2.4132e-07 | 0.020203 | 0.0046342 | 0.0011499 | 4.4978e-06 | 57.3809 | 2756.9364 | 0.014808
| Civic Offices | Services electrical wireing | 1701286 | 8404209 | 5 | Services equipment | Install | Assembly | 298.8632 | Hours | 60 | 44 | 1 | FALSE | 1 | FALSE | 1 | [6 empty] | 0 | A5 | 16.1615 | 1.0467e-06 | 0.087629 | 0.0201 | 0.0049877 | 1.9509e-05 | 248.8809 | 11957.7963 | 0.064229
| Civic Offices | Services electrical wireing | 1701286 | 8404209 | 5 | Services equipment | Install | Assembly | 298.8632 | Hours | 60 | 44 | 1 | FALSE | 1 | FALSE | 1 | [6 empty] | 0 | A4 | 0 | 0 | 0 | 0 | 0 | 0 | 0 | 0 | 0
| Civic Offices | Services LED light fitting | 1701289 | 8404215 | 5 | Services equipment | install light | Assembly | 65.1186 | Hours | 10 | 44 | 1 | FALSE | 1 | FALSE | 1 | [6 empty] | 0 | A5 | 3.5214 | 2.2806e-07 | 0.019093 | 0.0043796 | 0.0010868 | 4.2507e-06 | 54.2281 | 2605.4563 | 0.013995
| Civic Offices | Services LED light fitting | 1701289 | 8404215 | 5 | Services equipment | install light | Assembly | 65.1186 | Hours | 10 | 44 | 1 | FALSE | 1 | FALSE | 1 | [6 empty] | 0 | A4 | 0 | 0 | 0 | 0 | 0 | 0 | 0 | 0 | 0
| Civic Offices | Services LED light fitting | 1701289 | 8404215 | 5 | Services equipment | install light | Assembly | 65.1186 | Hours | 10 | 44 | 1 | FALSE | 1 | FALSE | 1 | [6 empty] | 10 | B4B5 | 3.5214 | 2.2806e-07 | 0.019093 | 0.0043796 | 0.0010868 | 4.2507e-06 | 54.2281 | 2605.4563 | 0.013995
| Civic Offices | Services LED light fitting | 1701289 | 8404215 | 5 | Services equipment | install light | Assembly | 65.1186 | Hours | 10 | 44 | 1 | FALSE | 1 | FALSE | 1 | [6 empty] | 20 | B4B5 | 3.5214 | 2.2806e-07 | 0.019093 | 0.0043796 | 0.0010868 | 4.2507e-06 | 54.2281 | 2605.4563 | 0.013995
| Civic Offices | Services LED light fitting | 1701289 | 8404215 | 5 | Services equipment | install light | Assembly | 65.1186 | Hours | 10 | 44 | 1 | FALSE | 1 | FALSE | 1 | [6 empty] | 30 | B4B5 | 3.5214 | 2.2806e-07 | 0.019093 | 0.0043796 | 0.0010868 | 4.2507e-06 | 54.2281 | 2605.4563 | 0.013995
| Civic Offices | Services LED light fitting | 1701289 | 8404215 | 5 | Services equipment | install light | Assembly | 65.1186 | Hours | 10 | 44 | 1 | FALSE | 1 | FALSE | 1 | [6 empty] | 40 | B4B5 | 3.5214 | 2.2806e-07 | 0.019093 | 0.0043796 | 0.0010868 | 4.2507e-06 | 54.2281 | 2605.4563 | 0.013995
| Civic Offices | Services LED light fitting | 1701289 | 8404215 | 5 | Services equipment | install light | Assembly | 65.1186 | Hours | 10 | 44 | 1 | FALSE | 1 | FALSE | 1 | [6 empty] | 50 | B4B5 | 3.5214 | 2.2806e-07 | 0.019093 | 0.0043796 | 0.0010868 | 4.2507e-06 | 54.2281 | 2605.4563 | 0.013995
| Civic Offices | Services electrical wireing | 1701290 | 8404218 | 5 | Services equipment | Install | Assembly | 282.4421 | Hours | 60 | 44 | 1 | FALSE | 1 | FALSE | 1 | [6 empty] | 0 | A5 | 15.2735 | 9.8918e-07 | 0.082814 | 0.018996 | 0.0047136 | 1.8437e-05 | 235.2061 | 11300.7745 | 0.0607
| Civic Offices | Services electrical wireing | 1701290 | 8404218 | 5 | Services equipment | Install | Assembly | 282.4421 | Hours | 60 | 44 | 1 | FALSE | 1 | FALSE | 1 | [6 empty] | 0 | A4 | 0 | 0 | 0 | 0 | 0 | 0 | 0 | 0 | 0
| Civic Offices | Services LED light fitting | 1701293 | 8404224 | 5 | Services equipment | install light | Assembly | 20.386 | Hours | 10 | 44 | 1 | FALSE | 1 | FALSE | 1 | [6 empty] | 0 | A5 | 1.1024 | 7.1397e-08 | 0.0059773 | 0.0013711 | 0.00034022 | 1.3307e-06 | 16.9766 | 815.6616 | 0.0043812
| Civic Offices | Services LED light fitting | 1701293 | 8404224 | 5 | Services equipment | install light | Assembly | 20.386 | Hours | 10 | 44 | 1 | FALSE | 1 | FALSE | 1 | [6 empty] | 0 | A4 | 0 | 0 | 0 | 0 | 0 | 0 | 0 | 0 | 0
| Civic Offices | Services LED light fitting | 1701293 | 8404224 | 5 | Services equipment | install light | Assembly | 20.386 | Hours | 10 | 44 | 1 | FALSE | 1 | FALSE | 1 | [6 empty] | 10 | B4B5 | 1.1024 | 7.1397e-08 | 0.0059773 | 0.0013711 | 0.00034022 | 1.3307e-06 | 16.9766 | 815.6616 | 0.0043812
| Civic Offices | Services LED light fitting | 1701293 | 8404224 | 5 | Services equipment | install light | Assembly | 20.386 | Hours | 10 | 44 | 1 | FALSE | 1 | FALSE | 1 | [6 empty] | 20 | B4B5 | 1.1024 | 7.1397e-08 | 0.0059773 | 0.0013711 | 0.00034022 | 1.3307e-06 | 16.9766 | 815.6616 | 0.0043812
| Civic Offices | Services LED light fitting | 1701293 | 8404224 | 5 | Services equipment | install light | Assembly | 20.386 | Hours | 10 | 44 | 1 | FALSE | 1 | FALSE | 1 | [6 empty] | 30 | B4B5 | 1.1024 | 7.1397e-08 | 0.0059773 | 0.0013711 | 0.00034022 | 1.3307e-06 | 16.9766 | 815.6616 | 0.0043812
| Civic Offices | Services LED light fitting | 1701293 | 8404224 | 5 | Services equipment | install light | Assembly | 20.386 | Hours | 10 | 44 | 1 | FALSE | 1 | FALSE | 1 | [6 empty] | 40 | B4B5 | 1.1024 | 7.1397e-08 | 0.0059773 | 0.0013711 | 0.00034022 | 1.3307e-06 | 16.9766 | 815.6616 | 0.0043812
| Civic Offices | Services LED light fitting | 1701293 | 8404224 | 5 | Services equipment | install light | Assembly | 20.386 | Hours | 10 | 44 | 1 | FALSE | 1 | FALSE | 1 | [6 empty] | 50 | B4B5 | 1.1024 | 7.1397e-08 | 0.0059773 | 0.0013711 | 0.00034022 | 1.3307e-06 | 16.9766 | 815.6616 | 0.0043812
| Civic Offices | Services electrical wireing | 1701294 | 8404227 | 5 | Services equipment | Install | Assembly | 88.4211 | Hours | 60 | 44 | 1 | FALSE | 1 | FALSE | 1 | [6 empty] | 0 | A5 | 4.7815 | 3.0967e-07 | 0.025926 | 0.0059468 | 0.0014756 | 5.7718e-06 | 73.6334 | 3537.8095 | 0.019003
| Civic Offices | Services electrical wireing | 1701294 | 8404227 | 5 | Services equipment | Install | Assembly | 88.4211 | Hours | 60 | 44 | 1 | FALSE | 1 | FALSE | 1 | [6 empty] | 0 | A4 | 0 | 0 | 0 | 0 | 0 | 0 | 0 | 0 | 0
| Civic Offices | Dry riser to escape stair (Labour - Services (per £ spent)) | 1701295 | 8404228 | 5 | Services equipment | Labour Effort | Assembly | 3.288 | Hours | 10 | 44 | 1 | FALSE | 1 | FALSE | 1 | [6 empty] | 0 | A5 | 0.17781 | 1.1516e-08 | 0.00096408 | 0.00022114 | 5.4873e-05 | 2.1463e-07 | 2.7381 | 131.5572 | 0.00070664
| Civic Offices | Dry riser to escape stair (Labour - Services (per £ spent)) | 1701295 | 8404228 | 5 | Services equipment | Labour Effort | Assembly | 3.288 | Hours | 10 | 44 | 1 | FALSE | 1 | FALSE | 1 | [6 empty] | 0 | A4 | 0 | 0 | 0 | 0 | 0 | 0 | 0 | 0 | 0
| Civic Offices | Dry riser to escape stair (Labour - Services (per £ spent)) | 1701295 | 8404228 | 5 | Services equipment | Labour Effort | Assembly | 3.288 | Hours | 10 | 44 | 1 | FALSE | 1 | FALSE | 1 | [6 empty] | 10 | B4B5 | 0.17781 | 1.1516e-08 | 0.00096408 | 0.00022114 | 5.4873e-05 | 2.1463e-07 | 2.7381 | 131.5572 | 0.00070664
| Civic Offices | Dry riser to escape stair (Labour - Services (per £ spent)) | 1701295 | 8404228 | 5 | Services equipment | Labour Effort | Assembly | 3.288 | Hours | 10 | 44 | 1 | FALSE | 1 | FALSE | 1 | [6 empty] | 20 | B4B5 | 0.17781 | 1.1516e-08 | 0.00096408 | 0.00022114 | 5.4873e-05 | 2.1463e-07 | 2.7381 | 131.5572 | 0.00070664
| Civic Offices | Dry riser to escape stair (Labour - Services (per £ spent)) | 1701295 | 8404228 | 5 | Services equipment | Labour Effort | Assembly | 3.288 | Hours | 10 | 44 | 1 | FALSE | 1 | FALSE | 1 | [6 empty] | 30 | B4B5 | 0.17781 | 1.1516e-08 | 0.00096408 | 0.00022114 | 5.4873e-05 | 2.1463e-07 | 2.7381 | 131.5572 | 0.00070664
| Civic Offices | Dry riser to escape stair (Labour - Services (per £ spent)) | 1701295 | 8404228 | 5 | Services equipment | Labour Effort | Assembly | 3.288 | Hours | 10 | 44 | 1 | FALSE | 1 | FALSE | 1 | [6 empty] | 40 | B4B5 | 0.17781 | 1.1516e-08 | 0.00096408 | 0.00022114 | 5.4873e-05 | 2.1463e-07 | 2.7381 | 131.5572 | 0.00070664
| Civic Offices | Dry riser to escape stair (Labour - Services (per £ spent)) | 1701295 | 8404228 | 5 | Services equipment | Labour Effort | Assembly | 3.288 | Hours | 10 | 44 | 1 | FALSE | 1 | FALSE | 1 | [6 empty] | 50 | B4B5 | 0.17781 | 1.1516e-08 | 0.00096408 | 0.00022114 | 5.4873e-05 | 2.1463e-07 | 2.7381 | 131.5572 | 0.00070664
| Civic Offices | Dry riser to escape stair (Labour - Services (per £ spent)) | 1701295 | 8404229 | 5 | Services equipment | Labour Effort | Assembly | 19.7282 | Hours | 10 | 44 | 1 | FALSE | 1 | FALSE | 1 | [6 empty] | 0 | A5 | 1.0668 | 6.9093e-08 | 0.0057845 | 0.0013268 | 0.00032924 | 1.2878e-06 | 16.4288 | 1164.179 | 0.0042398
| Civic Offices | Dry riser to escape stair (Labour - Services (per £ spent)) | 1701295 | 8404229 | 5 | Services equipment | Labour Effort | Assembly | 19.7282 | Hours | 10 | 44 | 1 | FALSE | 1 | FALSE | 1 | [6 empty] | 0 | A4 | 38.7546 | 6.9633e-06 | 0.1269 | 0.034298 | 0.021648 | 0.00013516 | 577.6997 | 88.2105 | 0.15948
| Civic Offices | Dry riser to escape stair (Labour - Services (per £ spent)) | 1701295 | 8404229 | 5 | Services equipment | Labour Effort | Assembly | 19.7282 | Hours | 10 | 44 | 1 | FALSE | 1 | FALSE | 1 | [6 empty] | 10 | B4B5 | 39.8214 | 7.0324e-06 | 0.13268 | 0.035625 | 0.021978 | 0.00013644 | 594.1285 | 1252.3896 | 0.16372
| Civic Offices | Dry riser to escape stair (Labour - Services (per £ spent)) | 1701295 | 8404229 | 5 | Services equipment | Labour Effort | Assembly | 19.7282 | Hours | 10 | 44 | 1 | FALSE | 1 | FALSE | 1 | [6 empty] | 20 | B4B5 | 39.8214 | 7.0324e-06 | 0.13268 | 0.035625 | 0.021978 | 0.00013644 | 594.1285 | 1252.3896 | 0.16372
| Civic Offices | Dry riser to escape stair (Labour - Services (per £ spent)) | 1701295 | 8404229 | 5 | Services equipment | Labour Effort | Assembly | 19.7282 | Hours | 10 | 44 | 1 | FALSE | 1 | FALSE | 1 | [6 empty] | 30 | B4B5 | 39.8214 | 7.0324e-06 | 0.13268 | 0.035625 | 0.021978 | 0.00013644 | 594.1285 | 1252.3896 | 0.16372
| Civic Offices | Dry riser to escape stair (Labour - Services (per £ spent)) | 1701295 | 8404229 | 5 | Services equipment | Labour Effort | Assembly | 19.7282 | Hours | 10 | 44 | 1 | FALSE | 1 | FALSE | 1 | [6 empty] | 40 | B4B5 | 39.8214 | 7.0324e-06 | 0.13268 | 0.035625 | 0.021978 | 0.00013644 | 594.1285 | 1252.3896 | 0.16372
| Civic Offices | Dry riser to escape stair (Labour - Services (per £ spent)) | 1701295 | 8404229 | 5 | Services equipment | Labour Effort | Assembly | 19.7282 | Hours | 10 | 44 | 1 | FALSE | 1 | FALSE | 1 | [6 empty] | 50 | B4B5 | 39.8214 | 7.0324e-06 | 0.13268 | 0.035625 | 0.021978 | 0.00013644 | 594.1285 | 1252.3896 | 0.16372
| Civic Offices | Dry riser to escape stair (Labour - Services (per £ spent)) | 1701295 | 8404230 | 5 | Services equipment | Labour effort | Assembly | 9.8641 | Hours | 5 | 44 | 1 | FALSE | 1 | FALSE | 1 | [6 empty] | 0 | A5 | 0.53342 | 3.4547e-08 | 0.0028922 | 0.00066341 | 0.00016462 | 6.4389e-07 | 8.2144 | 582.0895 | 0.0021199
| Civic Offices | Dry riser to escape stair (Labour - Services (per £ spent)) | 1701295 | 8404230 | 5 | Services equipment | Labour effort | Assembly | 9.8641 | Hours | 5 | 44 | 1 | FALSE | 1 | FALSE | 1 | [6 empty] | 0 | A4 | 25.8364 | 4.6422e-06 | 0.084597 | 0.022865 | 0.014432 | 9.0104e-05 | 385.1331 | 58.807 | 0.10632
| Civic Offices | Dry riser to escape stair (Labour - Services (per £ spent)) | 1701295 | 8404230 | 5 | Services equipment | Labour effort | Assembly | 9.8641 | Hours | 5 | 44 | 1 | FALSE | 1 | FALSE | 1 | [6 empty] | 5 | B4B5 | 26.3698 | 4.6767e-06 | 0.087489 | 0.023529 | 0.014597 | 9.0748e-05 | 393.3476 | 640.8965 | 0.10844
| Civic Offices | Dry riser to escape stair (Labour - Services (per £ spent)) | 1701295 | 8404230 | 5 | Services equipment | Labour effort | Assembly | 9.8641 | Hours | 5 | 44 | 1 | FALSE | 1 | FALSE | 1 | [6 empty] | 10 | B4B5 | 26.3698 | 4.6767e-06 | 0.087489 | 0.023529 | 0.014597 | 9.0748e-05 | 393.3476 | 640.8965 | 0.10844
| Civic Offices | Dry riser to escape stair (Labour - Services (per £ spent)) | 1701295 | 8404230 | 5 | Services equipment | Labour effort | Assembly | 9.8641 | Hours | 5 | 44 | 1 | FALSE | 1 | FALSE | 1 | [6 empty] | 15 | B4B5 | 26.3698 | 4.6767e-06 | 0.087489 | 0.023529 | 0.014597 | 9.0748e-05 | 393.3476 | 640.8965 | 0.10844
| Civic Offices | Dry riser to escape stair (Labour - Services (per £ spent)) | 1701295 | 8404230 | 5 | Services equipment | Labour effort | Assembly | 9.8641 | Hours | 5 | 44 | 1 | FALSE | 1 | FALSE | 1 | [6 empty] | 20 | B4B5 | 26.3698 | 4.6767e-06 | 0.087489 | 0.023529 | 0.014597 | 9.0748e-05 | 393.3476 | 640.8965 | 0.10844
| Civic Offices | Dry riser to escape stair (Labour - Services (per £ spent)) | 1701295 | 8404230 | 5 | Services equipment | Labour effort | Assembly | 9.8641 | Hours | 5 | 44 | 1 | FALSE | 1 | FALSE | 1 | [6 empty] | 25 | B4B5 | 26.3698 | 4.6767e-06 | 0.087489 | 0.023529 | 0.014597 | 9.0748e-05 | 393.3476 | 640.8965 | 0.10844
| Civic Offices | Dry riser to escape stair (Labour - Services (per £ spent)) | 1701295 | 8404230 | 5 | Services equipment | Labour effort | Assembly | 9.8641 | Hours | 5 | 44 | 1 | FALSE | 1 | FALSE | 1 | [6 empty] | 30 | B4B5 | 26.3698 | 4.6767e-06 | 0.087489 | 0.023529 | 0.014597 | 9.0748e-05 | 393.3476 | 640.8965 | 0.10844
| Civic Offices | Dry riser to escape stair (Labour - Services (per £ spent)) | 1701295 | 8404230 | 5 | Services equipment | Labour effort | Assembly | 9.8641 | Hours | 5 | 44 | 1 | FALSE | 1 | FALSE | 1 | [6 empty] | 35 | B4B5 | 26.3698 | 4.6767e-06 | 0.087489 | 0.023529 | 0.014597 | 9.0748e-05 | 393.3476 | 640.8965 | 0.10844
| Civic Offices | Dry riser to escape stair (Labour - Services (per £ spent)) | 1701295 | 8404230 | 5 | Services equipment | Labour effort | Assembly | 9.8641 | Hours | 5 | 44 | 1 | FALSE | 1 | FALSE | 1 | [6 empty] | 40 | B4B5 | 26.3698 | 4.6767e-06 | 0.087489 | 0.023529 | 0.014597 | 9.0748e-05 | 393.3476 | 640.8965 | 0.10844
| Civic Offices | Dry riser to escape stair (Labour - Services (per £ spent)) | 1701295 | 8404230 | 5 | Services equipment | Labour effort | Assembly | 9.8641 | Hours | 5 | 44 | 1 | FALSE | 1 | FALSE | 1 | [6 empty] | 45 | B4B5 | 26.3698 | 4.6767e-06 | 0.087489 | 0.023529 | 0.014597 | 9.0748e-05 | 393.3476 | 640.8965 | 0.10844
| Civic Offices | Dry riser to escape stair (Labour - Services (per £ spent)) | 1701295 | 8404230 | 5 | Services equipment | Labour effort | Assembly | 9.8641 | Hours | 5 | 44 | 1 | FALSE | 1 | FALSE | 1 | [6 empty] | 50 | B4B5 | 26.3698 | 4.6767e-06 | 0.087489 | 0.023529 | 0.014597 | 9.0748e-05 | 393.3476 | 640.8965 | 0.10844
| Civic Offices | Dry riser to escape stair (Labour - Services (per £ spent)) | 1701295 | 8404230 | 5 | Services equipment | Labour effort | Assembly | 9.8641 | Hours | 5 | 44 | 1 | FALSE | 1 | FALSE | 1 | [6 empty] | 55 | B4B5 | 26.3698 | 4.6767e-06 | 0.087489 | 0.023529 | 0.014597 | 9.0748e-05 | 393.3476 | 640.8965 | 0.10844
| Civic Offices | Dry riser to escape stair (Labour - Services (per £ spent)) | 1701295 | 8404231 | 5 | Services equipment | Labour Effort | Assembly | 9.8641 | Hours | 20 | 44 | 1 | FALSE | 1 | FALSE | 1 | [6 empty] | 0 | A5 | 0.53342 | 3.4547e-08 | 0.0028922 | 0.00066341 | 0.00016462 | 6.4389e-07 | 8.2144 | 582.0895 | 0.0021199
| Civic Offices | Dry riser to escape stair (Labour - Services (per £ spent)) | 1701295 | 8404231 | 5 | Services equipment | Labour Effort | Assembly | 9.8641 | Hours | 20 | 44 | 1 | FALSE | 1 | FALSE | 1 | [6 empty] | 0 | A4 | 25.8364 | 4.6422e-06 | 0.084597 | 0.022865 | 0.014432 | 9.0104e-05 | 385.1331 | 58.807 | 0.10632
| Civic Offices | Dry riser to escape stair (Labour - Services (per £ spent)) | 1701295 | 8404231 | 5 | Services equipment | Labour Effort | Assembly | 9.8641 | Hours | 20 | 44 | 1 | FALSE | 1 | FALSE | 1 | [6 empty] | 20 | B4B5 | 26.3698 | 4.6767e-06 | 0.087489 | 0.023529 | 0.014597 | 9.0748e-05 | 393.3476 | 640.8965 | 0.10844
| Civic Offices | Dry riser to escape stair (Labour - Services (per £ spent)) | 1701295 | 8404231 | 5 | Services equipment | Labour Effort | Assembly | 9.8641 | Hours | 20 | 44 | 1 | FALSE | 1 | FALSE | 1 | [6 empty] | 40 | B4B5 | 26.3698 | 4.6767e-06 | 0.087489 | 0.023529 | 0.014597 | 9.0748e-05 | 393.3476 | 640.8965 | 0.10844
| Civic Offices | Dry riser to escape stair (Labour - Services (per £ spent)) | 1701295 | 8404232 | 5 | Services equipment | Labour Effort | Assembly | 1.644 | Hours | 5 | 44 | 1 | FALSE | 1 | FALSE | 1 | [6 empty] | 0 | A5 | 0.088903 | 5.7578e-09 | 0.00048204 | 0.00011057 | 2.7437e-05 | 1.0732e-07 | 1.3691 | 65.7786 | 0.00035332
| Civic Offices | Dry riser to escape stair (Labour - Services (per £ spent)) | 1701295 | 8404232 | 5 | Services equipment | Labour Effort | Assembly | 1.644 | Hours | 5 | 44 | 1 | FALSE | 1 | FALSE | 1 | [6 empty] | 0 | A4 | 0 | 0 | 0 | 0 | 0 | 0 | 0 | 0 | 0
| Civic Offices | Dry riser to escape stair (Labour - Services (per £ spent)) | 1701295 | 8404232 | 5 | Services equipment | Labour Effort | Assembly | 1.644 | Hours | 5 | 44 | 1 | FALSE | 1 | FALSE | 1 | [6 empty] | 5 | B4B5 | 0.088903 | 5.7578e-09 | 0.00048204 | 0.00011057 | 2.7437e-05 | 1.0732e-07 | 1.3691 | 65.7786 | 0.00035332
| Civic Offices | Dry riser to escape stair (Labour - Services (per £ spent)) | 1701295 | 8404232 | 5 | Services equipment | Labour Effort | Assembly | 1.644 | Hours | 5 | 44 | 1 | FALSE | 1 | FALSE | 1 | [6 empty] | 10 | B4B5 | 0.088903 | 5.7578e-09 | 0.00048204 | 0.00011057 | 2.7437e-05 | 1.0732e-07 | 1.3691 | 65.7786 | 0.00035332
| Civic Offices | Dry riser to escape stair (Labour - Services (per £ spent)) | 1701295 | 8404232 | 5 | Services equipment | Labour Effort | Assembly | 1.644 | Hours | 5 | 44 | 1 | FALSE | 1 | FALSE | 1 | [6 empty] | 15 | B4B5 | 0.088903 | 5.7578e-09 | 0.00048204 | 0.00011057 | 2.7437e-05 | 1.0732e-07 | 1.3691 | 65.7786 | 0.00035332
| Civic Offices | Dry riser to escape stair (Labour - Services (per £ spent)) | 1701295 | 8404232 | 5 | Services equipment | Labour Effort | Assembly | 1.644 | Hours | 5 | 44 | 1 | FALSE | 1 | FALSE | 1 | [6 empty] | 20 | B4B5 | 0.088903 | 5.7578e-09 | 0.00048204 | 0.00011057 | 2.7437e-05 | 1.0732e-07 | 1.3691 | 65.7786 | 0.00035332
| Civic Offices | Dry riser to escape stair (Labour - Services (per £ spent)) | 1701295 | 8404232 | 5 | Services equipment | Labour Effort | Assembly | 1.644 | Hours | 5 | 44 | 1 | FALSE | 1 | FALSE | 1 | [6 empty] | 25 | B4B5 | 0.088903 | 5.7578e-09 | 0.00048204 | 0.00011057 | 2.7437e-05 | 1.0732e-07 | 1.3691 | 65.7786 | 0.00035332
| Civic Offices | Dry riser to escape stair (Labour - Services (per £ spent)) | 1701295 | 8404232 | 5 | Services equipment | Labour Effort | Assembly | 1.644 | Hours | 5 | 44 | 1 | FALSE | 1 | FALSE | 1 | [6 empty] | 30 | B4B5 | 0.088903 | 5.7578e-09 | 0.00048204 | 0.00011057 | 2.7437e-05 | 1.0732e-07 | 1.3691 | 65.7786 | 0.00035332
| Civic Offices | Dry riser to escape stair (Labour - Services (per £ spent)) | 1701295 | 8404232 | 5 | Services equipment | Labour Effort | Assembly | 1.644 | Hours | 5 | 44 | 1 | FALSE | 1 | FALSE | 1 | [6 empty] | 35 | B4B5 | 0.088903 | 5.7578e-09 | 0.00048204 | 0.00011057 | 2.7437e-05 | 1.0732e-07 | 1.3691 | 65.7786 | 0.00035332
| Civic Offices | Dry riser to escape stair (Labour - Services (per £ spent)) | 1701295 | 8404232 | 5 | Services equipment | Labour Effort | Assembly | 1.644 | Hours | 5 | 44 | 1 | FALSE | 1 | FALSE | 1 | [6 empty] | 40 | B4B5 | 0.088903 | 5.7578e-09 | 0.00048204 | 0.00011057 | 2.7437e-05 | 1.0732e-07 | 1.3691 | 65.7786 | 0.00035332
| Civic Offices | Dry riser to escape stair (Labour - Services (per £ spent)) | 1701295 | 8404232 | 5 | Services equipment | Labour Effort | Assembly | 1.644 | Hours | 5 | 44 | 1 | FALSE | 1 | FALSE | 1 | [6 empty] | 45 | B4B5 | 0.088903 | 5.7578e-09 | 0.00048204 | 0.00011057 | 2.7437e-05 | 1.0732e-07 | 1.3691 | 65.7786 | 0.00035332
| Civic Offices | Dry riser to escape stair (Labour - Services (per £ spent)) | 1701295 | 8404232 | 5 | Services equipment | Labour Effort | Assembly | 1.644 | Hours | 5 | 44 | 1 | FALSE | 1 | FALSE | 1 | [6 empty] | 50 | B4B5 | 0.088903 | 5.7578e-09 | 0.00048204 | 0.00011057 | 2.7437e-05 | 1.0732e-07 | 1.3691 | 65.7786 | 0.00035332
| Civic Offices | Dry riser to escape stair (Labour - Services (per £ spent)) | 1701295 | 8404232 | 5 | Services equipment | Labour Effort | Assembly | 1.644 | Hours | 5 | 44 | 1 | FALSE | 1 | FALSE | 1 | [6 empty] | 55 | B4B5 | 0.088903 | 5.7578e-09 | 0.00048204 | 0.00011057 | 2.7437e-05 | 1.0732e-07 | 1.3691 | 65.7786 | 0.00035332
| Civic Offices | Dry riser to escape stair (Labour - Services (per £ spent)) | 1701295 | 8404233 | 5 | Services equipment | Labour Effort | Assembly | 1.644 | Hours | 20 | 44 | 1 | FALSE | 1 | FALSE | 1 | [6 empty] | 0 | A5 | 0.088903 | 5.7578e-09 | 0.00048204 | 0.00011057 | 2.7437e-05 | 1.0732e-07 | 1.3691 | 65.7786 | 0.00035332
| Civic Offices | Dry riser to escape stair (Labour - Services (per £ spent)) | 1701295 | 8404233 | 5 | Services equipment | Labour Effort | Assembly | 1.644 | Hours | 20 | 44 | 1 | FALSE | 1 | FALSE | 1 | [6 empty] | 0 | A4 | 0 | 0 | 0 | 0 | 0 | 0 | 0 | 0 | 0
| Civic Offices | Dry riser to escape stair (Labour - Services (per £ spent)) | 1701295 | 8404233 | 5 | Services equipment | Labour Effort | Assembly | 1.644 | Hours | 20 | 44 | 1 | FALSE | 1 | FALSE | 1 | [6 empty] | 20 | B4B5 | 0.088903 | 5.7578e-09 | 0.00048204 | 0.00011057 | 2.7437e-05 | 1.0732e-07 | 1.3691 | 65.7786 | 0.00035332
| Civic Offices | Dry riser to escape stair (Labour - Services (per £ spent)) | 1701295 | 8404233 | 5 | Services equipment | Labour Effort | Assembly | 1.644 | Hours | 20 | 44 | 1 | FALSE | 1 | FALSE | 1 | [6 empty] | 40 | B4B5 | 0.088903 | 5.7578e-09 | 0.00048204 | 0.00011057 | 2.7437e-05 | 1.0732e-07 | 1.3691 | 65.7786 | 0.00035332
| Civic Offices | Dry riser box (Labour - Services (per £ spent)) | 1701296 | 8404234 | 5 | Services equipment | Labour Effort | Assembly | 2.1372 | Hours | 10 | 44 | 1 | FALSE | 1 | FALSE | 1 | [6 empty] | 0 | A5 | 0.11557 | 7.4851e-09 | 0.00062665 | 0.00014374 | 3.5668e-05 | 1.3951e-07 | 1.7798 | 85.5122 | 0.00045931
| Civic Offices | Dry riser box (Labour - Services (per £ spent)) | 1701296 | 8404234 | 5 | Services equipment | Labour Effort | Assembly | 2.1372 | Hours | 10 | 44 | 1 | FALSE | 1 | FALSE | 1 | [6 empty] | 0 | A4 | 0 | 0 | 0 | 0 | 0 | 0 | 0 | 0 | 0
| Civic Offices | Dry riser box (Labour - Services (per £ spent)) | 1701296 | 8404234 | 5 | Services equipment | Labour Effort | Assembly | 2.1372 | Hours | 10 | 44 | 1 | FALSE | 1 | FALSE | 1 | [6 empty] | 10 | B4B5 | 0.11557 | 7.4851e-09 | 0.00062665 | 0.00014374 | 3.5668e-05 | 1.3951e-07 | 1.7798 | 85.5122 | 0.00045931
| Civic Offices | Dry riser box (Labour - Services (per £ spent)) | 1701296 | 8404234 | 5 | Services equipment | Labour Effort | Assembly | 2.1372 | Hours | 10 | 44 | 1 | FALSE | 1 | FALSE | 1 | [6 empty] | 20 | B4B5 | 0.11557 | 7.4851e-09 | 0.00062665 | 0.00014374 | 3.5668e-05 | 1.3951e-07 | 1.7798 | 85.5122 | 0.00045931
| Civic Offices | Dry riser box (Labour - Services (per £ spent)) | 1701296 | 8404234 | 5 | Services equipment | Labour Effort | Assembly | 2.1372 | Hours | 10 | 44 | 1 | FALSE | 1 | FALSE | 1 | [6 empty] | 30 | B4B5 | 0.11557 | 7.4851e-09 | 0.00062665 | 0.00014374 | 3.5668e-05 | 1.3951e-07 | 1.7798 | 85.5122 | 0.00045931
| Civic Offices | Dry riser box (Labour - Services (per £ spent)) | 1701296 | 8404234 | 5 | Services equipment | Labour Effort | Assembly | 2.1372 | Hours | 10 | 44 | 1 | FALSE | 1 | FALSE | 1 | [6 empty] | 40 | B4B5 | 0.11557 | 7.4851e-09 | 0.00062665 | 0.00014374 | 3.5668e-05 | 1.3951e-07 | 1.7798 | 85.5122 | 0.00045931
| Civic Offices | Dry riser box (Labour - Services (per £ spent)) | 1701296 | 8404234 | 5 | Services equipment | Labour Effort | Assembly | 2.1372 | Hours | 10 | 44 | 1 | FALSE | 1 | FALSE | 1 | [6 empty] | 50 | B4B5 | 0.11557 | 7.4851e-09 | 0.00062665 | 0.00014374 | 3.5668e-05 | 1.3951e-07 | 1.7798 | 85.5122 | 0.00045931
| Civic Offices | Dry riser box (Labour - Services (per £ spent)) | 1701296 | 8404235 | 5 | Services equipment | Labour Effort | Assembly | 12.8233 | Hours | 10 | 44 | 1 | FALSE | 1 | FALSE | 1 | [6 empty] | 0 | A5 | 0.69344 | 4.491e-08 | 0.0037599 | 0.00086243 | 0.00021401 | 8.3706e-07 | 10.6787 | 756.7164 | 0.0027559
| Civic Offices | Dry riser box (Labour - Services (per £ spent)) | 1701296 | 8404235 | 5 | Services equipment | Labour Effort | Assembly | 12.8233 | Hours | 10 | 44 | 1 | FALSE | 1 | FALSE | 1 | [6 empty] | 0 | A4 | 25.8364 | 4.6422e-06 | 0.084597 | 0.022865 | 0.014432 | 9.0104e-05 | 385.1331 | 58.807 | 0.10632
| Civic Offices | Dry riser box (Labour - Services (per £ spent)) | 1701296 | 8404235 | 5 | Services equipment | Labour Effort | Assembly | 12.8233 | Hours | 10 | 44 | 1 | FALSE | 1 | FALSE | 1 | [6 empty] | 10 | B4B5 | 26.5298 | 4.6871e-06 | 0.088357 | 0.023728 | 0.014646 | 9.0941e-05 | 395.8119 | 815.5234 | 0.10908
| Civic Offices | Dry riser box (Labour - Services (per £ spent)) | 1701296 | 8404235 | 5 | Services equipment | Labour Effort | Assembly | 12.8233 | Hours | 10 | 44 | 1 | FALSE | 1 | FALSE | 1 | [6 empty] | 20 | B4B5 | 26.5298 | 4.6871e-06 | 0.088357 | 0.023728 | 0.014646 | 9.0941e-05 | 395.8119 | 815.5234 | 0.10908
| Civic Offices | Dry riser box (Labour - Services (per £ spent)) | 1701296 | 8404235 | 5 | Services equipment | Labour Effort | Assembly | 12.8233 | Hours | 10 | 44 | 1 | FALSE | 1 | FALSE | 1 | [6 empty] | 30 | B4B5 | 26.5298 | 4.6871e-06 | 0.088357 | 0.023728 | 0.014646 | 9.0941e-05 | 395.8119 | 815.5234 | 0.10908
| Civic Offices | Dry riser box (Labour - Services (per £ spent)) | 1701296 | 8404235 | 5 | Services equipment | Labour Effort | Assembly | 12.8233 | Hours | 10 | 44 | 1 | FALSE | 1 | FALSE | 1 | [6 empty] | 40 | B4B5 | 26.5298 | 4.6871e-06 | 0.088357 | 0.023728 | 0.014646 | 9.0941e-05 | 395.8119 | 815.5234 | 0.10908
| Civic Offices | Dry riser box (Labour - Services (per £ spent)) | 1701296 | 8404235 | 5 | Services equipment | Labour Effort | Assembly | 12.8233 | Hours | 10 | 44 | 1 | FALSE | 1 | FALSE | 1 | [6 empty] | 50 | B4B5 | 26.5298 | 4.6871e-06 | 0.088357 | 0.023728 | 0.014646 | 9.0941e-05 | 395.8119 | 815.5234 | 0.10908
| Civic Offices | Dry riser box (Labour - Services (per £ spent)) | 1701296 | 8404236 | 5 | Services equipment | Labour effort | Assembly | 6.4117 | Hours | 5 | 44 | 1 | FALSE | 1 | FALSE | 1 | [6 empty] | 0 | A5 | 0.34672 | 2.2455e-08 | 0.00188 | 0.00043122 | 0.000107 | 4.1853e-07 | 5.3394 | 378.3582 | 0.0013779
| Civic Offices | Dry riser box (Labour - Services (per £ spent)) | 1701296 | 8404236 | 5 | Services equipment | Labour effort | Assembly | 6.4117 | Hours | 5 | 44 | 1 | FALSE | 1 | FALSE | 1 | [6 empty] | 0 | A4 | 12.9182 | 2.3211e-06 | 0.042299 | 0.011433 | 0.0072161 | 4.5052e-05 | 192.5666 | 29.4035 | 0.05316
| Civic Offices | Dry riser box (Labour - Services (per £ spent)) | 1701296 | 8404236 | 5 | Services equipment | Labour effort | Assembly | 6.4117 | Hours | 5 | 44 | 1 | FALSE | 1 | FALSE | 1 | [6 empty] | 5 | B4B5 | 13.2649 | 2.3435e-06 | 0.044179 | 0.011864 | 0.0073231 | 4.547e-05 | 197.9059 | 407.7617 | 0.054538
| Civic Offices | Dry riser box (Labour - Services (per £ spent)) | 1701296 | 8404236 | 5 | Services equipment | Labour effort | Assembly | 6.4117 | Hours | 5 | 44 | 1 | FALSE | 1 | FALSE | 1 | [6 empty] | 10 | B4B5 | 13.2649 | 2.3435e-06 | 0.044179 | 0.011864 | 0.0073231 | 4.547e-05 | 197.9059 | 407.7617 | 0.054538
| Civic Offices | Dry riser box (Labour - Services (per £ spent)) | 1701296 | 8404236 | 5 | Services equipment | Labour effort | Assembly | 6.4117 | Hours | 5 | 44 | 1 | FALSE | 1 | FALSE | 1 | [6 empty] | 15 | B4B5 | 13.2649 | 2.3435e-06 | 0.044179 | 0.011864 | 0.0073231 | 4.547e-05 | 197.9059 | 407.7617 | 0.054538
| Civic Offices | Dry riser box (Labour - Services (per £ spent)) | 1701296 | 8404236 | 5 | Services equipment | Labour effort | Assembly | 6.4117 | Hours | 5 | 44 | 1 | FALSE | 1 | FALSE | 1 | [6 empty] | 20 | B4B5 | 13.2649 | 2.3435e-06 | 0.044179 | 0.011864 | 0.0073231 | 4.547e-05 | 197.9059 | 407.7617 | 0.054538
| Civic Offices | Dry riser box (Labour - Services (per £ spent)) | 1701296 | 8404236 | 5 | Services equipment | Labour effort | Assembly | 6.4117 | Hours | 5 | 44 | 1 | FALSE | 1 | FALSE | 1 | [6 empty] | 25 | B4B5 | 13.2649 | 2.3435e-06 | 0.044179 | 0.011864 | 0.0073231 | 4.547e-05 | 197.9059 | 407.7617 | 0.054538
| Civic Offices | Dry riser box (Labour - Services (per £ spent)) | 1701296 | 8404236 | 5 | Services equipment | Labour effort | Assembly | 6.4117 | Hours | 5 | 44 | 1 | FALSE | 1 | FALSE | 1 | [6 empty] | 30 | B4B5 | 13.2649 | 2.3435e-06 | 0.044179 | 0.011864 | 0.0073231 | 4.547e-05 | 197.9059 | 407.7617 | 0.054538
| Civic Offices | Dry riser box (Labour - Services (per £ spent)) | 1701296 | 8404236 | 5 | Services equipment | Labour effort | Assembly | 6.4117 | Hours | 5 | 44 | 1 | FALSE | 1 | FALSE | 1 | [6 empty] | 35 | B4B5 | 13.2649 | 2.3435e-06 | 0.044179 | 0.011864 | 0.0073231 | 4.547e-05 | 197.9059 | 407.7617 | 0.054538
| Civic Offices | Dry riser box (Labour - Services (per £ spent)) | 1701296 | 8404236 | 5 | Services equipment | Labour effort | Assembly | 6.4117 | Hours | 5 | 44 | 1 | FALSE | 1 | FALSE | 1 | [6 empty] | 40 | B4B5 | 13.2649 | 2.3435e-06 | 0.044179 | 0.011864 | 0.0073231 | 4.547e-05 | 197.9059 | 407.7617 | 0.054538
| Civic Offices | Dry riser box (Labour - Services (per £ spent)) | 1701296 | 8404236 | 5 | Services equipment | Labour effort | Assembly | 6.4117 | Hours | 5 | 44 | 1 | FALSE | 1 | FALSE | 1 | [6 empty] | 45 | B4B5 | 13.2649 | 2.3435e-06 | 0.044179 | 0.011864 | 0.0073231 | 4.547e-05 | 197.9059 | 407.7617 | 0.054538
| Civic Offices | Dry riser box (Labour - Services (per £ spent)) | 1701296 | 8404236 | 5 | Services equipment | Labour effort | Assembly | 6.4117 | Hours | 5 | 44 | 1 | FALSE | 1 | FALSE | 1 | [6 empty] | 50 | B4B5 | 13.2649 | 2.3435e-06 | 0.044179 | 0.011864 | 0.0073231 | 4.547e-05 | 197.9059 | 407.7617 | 0.054538
| Civic Offices | Dry riser box (Labour - Services (per £ spent)) | 1701296 | 8404236 | 5 | Services equipment | Labour effort | Assembly | 6.4117 | Hours | 5 | 44 | 1 | FALSE | 1 | FALSE | 1 | [6 empty] | 55 | B4B5 | 13.2649 | 2.3435e-06 | 0.044179 | 0.011864 | 0.0073231 | 4.547e-05 | 197.9059 | 407.7617 | 0.054538
| Civic Offices | Dry riser box (Labour - Services (per £ spent)) | 1701296 | 8404237 | 5 | Services equipment | Labour Effort | Assembly | 6.4117 | Hours | 20 | 44 | 1 | FALSE | 1 | FALSE | 1 | [6 empty] | 0 | A5 | 0.34672 | 2.2455e-08 | 0.00188 | 0.00043122 | 0.000107 | 4.1853e-07 | 5.3394 | 378.3582 | 0.0013779
| Civic Offices | Dry riser box (Labour - Services (per £ spent)) | 1701296 | 8404237 | 5 | Services equipment | Labour Effort | Assembly | 6.4117 | Hours | 20 | 44 | 1 | FALSE | 1 | FALSE | 1 | [6 empty] | 0 | A4 | 12.9182 | 2.3211e-06 | 0.042299 | 0.011433 | 0.0072161 | 4.5052e-05 | 192.5666 | 29.4035 | 0.05316
| Civic Offices | Dry riser box (Labour - Services (per £ spent)) | 1701296 | 8404237 | 5 | Services equipment | Labour Effort | Assembly | 6.4117 | Hours | 20 | 44 | 1 | FALSE | 1 | FALSE | 1 | [6 empty] | 20 | B4B5 | 13.2649 | 2.3435e-06 | 0.044179 | 0.011864 | 0.0073231 | 4.547e-05 | 197.9059 | 407.7617 | 0.054538
| Civic Offices | Dry riser box (Labour - Services (per £ spent)) | 1701296 | 8404237 | 5 | Services equipment | Labour Effort | Assembly | 6.4117 | Hours | 20 | 44 | 1 | FALSE | 1 | FALSE | 1 | [6 empty] | 40 | B4B5 | 13.2649 | 2.3435e-06 | 0.044179 | 0.011864 | 0.0073231 | 4.547e-05 | 197.9059 | 407.7617 | 0.054538
| Civic Offices | Dry riser box (Labour - Services (per £ spent)) | 1701296 | 8404238 | 5 | Services equipment | Labour Effort | Assembly | 1.0686 | Hours | 5 | 44 | 1 | FALSE | 1 | FALSE | 1 | [6 empty] | 0 | A5 | 0.057787 | 3.7425e-09 | 0.00031333 | 7.1869e-05 | 1.7834e-05 | 6.9755e-08 | 0.88989 | 42.7561 | 0.00022966
| Civic Offices | Dry riser box (Labour - Services (per £ spent)) | 1701296 | 8404238 | 5 | Services equipment | Labour Effort | Assembly | 1.0686 | Hours | 5 | 44 | 1 | FALSE | 1 | FALSE | 1 | [6 empty] | 0 | A4 | 0 | 0 | 0 | 0 | 0 | 0 | 0 | 0 | 0
| Civic Offices | Dry riser box (Labour - Services (per £ spent)) | 1701296 | 8404238 | 5 | Services equipment | Labour Effort | Assembly | 1.0686 | Hours | 5 | 44 | 1 | FALSE | 1 | FALSE | 1 | [6 empty] | 5 | B4B5 | 0.057787 | 3.7425e-09 | 0.00031333 | 7.1869e-05 | 1.7834e-05 | 6.9755e-08 | 0.88989 | 42.7561 | 0.00022966
| Civic Offices | Dry riser box (Labour - Services (per £ spent)) | 1701296 | 8404238 | 5 | Services equipment | Labour Effort | Assembly | 1.0686 | Hours | 5 | 44 | 1 | FALSE | 1 | FALSE | 1 | [6 empty] | 10 | B4B5 | 0.057787 | 3.7425e-09 | 0.00031333 | 7.1869e-05 | 1.7834e-05 | 6.9755e-08 | 0.88989 | 42.7561 | 0.00022966
| Civic Offices | Dry riser box (Labour - Services (per £ spent)) | 1701296 | 8404238 | 5 | Services equipment | Labour Effort | Assembly | 1.0686 | Hours | 5 | 44 | 1 | FALSE | 1 | FALSE | 1 | [6 empty] | 15 | B4B5 | 0.057787 | 3.7425e-09 | 0.00031333 | 7.1869e-05 | 1.7834e-05 | 6.9755e-08 | 0.88989 | 42.7561 | 0.00022966
| Civic Offices | Dry riser box (Labour - Services (per £ spent)) | 1701296 | 8404238 | 5 | Services equipment | Labour Effort | Assembly | 1.0686 | Hours | 5 | 44 | 1 | FALSE | 1 | FALSE | 1 | [6 empty] | 20 | B4B5 | 0.057787 | 3.7425e-09 | 0.00031333 | 7.1869e-05 | 1.7834e-05 | 6.9755e-08 | 0.88989 | 42.7561 | 0.00022966
| Civic Offices | Dry riser box (Labour - Services (per £ spent)) | 1701296 | 8404238 | 5 | Services equipment | Labour Effort | Assembly | 1.0686 | Hours | 5 | 44 | 1 | FALSE | 1 | FALSE | 1 | [6 empty] | 25 | B4B5 | 0.057787 | 3.7425e-09 | 0.00031333 | 7.1869e-05 | 1.7834e-05 | 6.9755e-08 | 0.88989 | 42.7561 | 0.00022966
| Civic Offices | Dry riser box (Labour - Services (per £ spent)) | 1701296 | 8404238 | 5 | Services equipment | Labour Effort | Assembly | 1.0686 | Hours | 5 | 44 | 1 | FALSE | 1 | FALSE | 1 | [6 empty] | 30 | B4B5 | 0.057787 | 3.7425e-09 | 0.00031333 | 7.1869e-05 | 1.7834e-05 | 6.9755e-08 | 0.88989 | 42.7561 | 0.00022966
| Civic Offices | Dry riser box (Labour - Services (per £ spent)) | 1701296 | 8404238 | 5 | Services equipment | Labour Effort | Assembly | 1.0686 | Hours | 5 | 44 | 1 | FALSE | 1 | FALSE | 1 | [6 empty] | 35 | B4B5 | 0.057787 | 3.7425e-09 | 0.00031333 | 7.1869e-05 | 1.7834e-05 | 6.9755e-08 | 0.88989 | 42.7561 | 0.00022966
| Civic Offices | Dry riser box (Labour - Services (per £ spent)) | 1701296 | 8404238 | 5 | Services equipment | Labour Effort | Assembly | 1.0686 | Hours | 5 | 44 | 1 | FALSE | 1 | FALSE | 1 | [6 empty] | 40 | B4B5 | 0.057787 | 3.7425e-09 | 0.00031333 | 7.1869e-05 | 1.7834e-05 | 6.9755e-08 | 0.88989 | 42.7561 | 0.00022966
| Civic Offices | Dry riser box (Labour - Services (per £ spent)) | 1701296 | 8404238 | 5 | Services equipment | Labour Effort | Assembly | 1.0686 | Hours | 5 | 44 | 1 | FALSE | 1 | FALSE | 1 | [6 empty] | 45 | B4B5 | 0.057787 | 3.7425e-09 | 0.00031333 | 7.1869e-05 | 1.7834e-05 | 6.9755e-08 | 0.88989 | 42.7561 | 0.00022966
| Civic Offices | Dry riser box (Labour - Services (per £ spent)) | 1701296 | 8404238 | 5 | Services equipment | Labour Effort | Assembly | 1.0686 | Hours | 5 | 44 | 1 | FALSE | 1 | FALSE | 1 | [6 empty] | 50 | B4B5 | 0.057787 | 3.7425e-09 | 0.00031333 | 7.1869e-05 | 1.7834e-05 | 6.9755e-08 | 0.88989 | 42.7561 | 0.00022966
| Civic Offices | Dry riser box (Labour - Services (per £ spent)) | 1701296 | 8404238 | 5 | Services equipment | Labour Effort | Assembly | 1.0686 | Hours | 5 | 44 | 1 | FALSE | 1 | FALSE | 1 | [6 empty] | 55 | B4B5 | 0.057787 | 3.7425e-09 | 0.00031333 | 7.1869e-05 | 1.7834e-05 | 6.9755e-08 | 0.88989 | 42.7561 | 0.00022966
| Civic Offices | Dry riser box (Labour - Services (per £ spent)) | 1701296 | 8404239 | 5 | Services equipment | Labour Effort | Assembly | 1.0686 | Hours | 20 | 44 | 1 | FALSE | 1 | FALSE | 1 | [6 empty] | 0 | A5 | 0.057787 | 3.7425e-09 | 0.00031333 | 7.1869e-05 | 1.7834e-05 | 6.9755e-08 | 0.88989 | 42.7561 | 0.00022966
| Civic Offices | Dry riser box (Labour - Services (per £ spent)) | 1701296 | 8404239 | 5 | Services equipment | Labour Effort | Assembly | 1.0686 | Hours | 20 | 44 | 1 | FALSE | 1 | FALSE | 1 | [6 empty] | 0 | A4 | 0 | 0 | 0 | 0 | 0 | 0 | 0 | 0 | 0
| Civic Offices | Dry riser box (Labour - Services (per £ spent)) | 1701296 | 8404239 | 5 | Services equipment | Labour Effort | Assembly | 1.0686 | Hours | 20 | 44 | 1 | FALSE | 1 | FALSE | 1 | [6 empty] | 20 | B4B5 | 0.057787 | 3.7425e-09 | 0.00031333 | 7.1869e-05 | 1.7834e-05 | 6.9755e-08 | 0.88989 | 42.7561 | 0.00022966
| Civic Offices | Dry riser box (Labour - Services (per £ spent)) | 1701296 | 8404239 | 5 | Services equipment | Labour Effort | Assembly | 1.0686 | Hours | 20 | 44 | 1 | FALSE | 1 | FALSE | 1 | [6 empty] | 40 | B4B5 | 0.057787 | 3.7425e-09 | 0.00031333 | 7.1869e-05 | 1.7834e-05 | 6.9755e-08 | 0.88989 | 42.7561 | 0.00022966
| Civic Offices | Services LED light fitting | 1701299 | 8404245 | 5 | Services equipment | install light | Assembly | 20.6102 | Hours | 10 | 44 | 1 | FALSE | 1 | FALSE | 1 | [6 empty] | 0 | A5 | 1.1145 | 7.2182e-08 | 0.0060431 | 0.0013861 | 0.00034396 | 1.3454e-06 | 17.1633 | 824.6339 | 0.0044294
| Civic Offices | Services LED light fitting | 1701299 | 8404245 | 5 | Services equipment | install light | Assembly | 20.6102 | Hours | 10 | 44 | 1 | FALSE | 1 | FALSE | 1 | [6 empty] | 0 | A4 | 0 | 0 | 0 | 0 | 0 | 0 | 0 | 0 | 0
| Civic Offices | Services LED light fitting | 1701299 | 8404245 | 5 | Services equipment | install light | Assembly | 20.6102 | Hours | 10 | 44 | 1 | FALSE | 1 | FALSE | 1 | [6 empty] | 10 | B4B5 | 1.1145 | 7.2182e-08 | 0.0060431 | 0.0013861 | 0.00034396 | 1.3454e-06 | 17.1633 | 824.6339 | 0.0044294
| Civic Offices | Services LED light fitting | 1701299 | 8404245 | 5 | Services equipment | install light | Assembly | 20.6102 | Hours | 10 | 44 | 1 | FALSE | 1 | FALSE | 1 | [6 empty] | 20 | B4B5 | 1.1145 | 7.2182e-08 | 0.0060431 | 0.0013861 | 0.00034396 | 1.3454e-06 | 17.1633 | 824.6339 | 0.0044294
| Civic Offices | Services LED light fitting | 1701299 | 8404245 | 5 | Services equipment | install light | Assembly | 20.6102 | Hours | 10 | 44 | 1 | FALSE | 1 | FALSE | 1 | [6 empty] | 30 | B4B5 | 1.1145 | 7.2182e-08 | 0.0060431 | 0.0013861 | 0.00034396 | 1.3454e-06 | 17.1633 | 824.6339 | 0.0044294
| Civic Offices | Services LED light fitting | 1701299 | 8404245 | 5 | Services equipment | install light | Assembly | 20.6102 | Hours | 10 | 44 | 1 | FALSE | 1 | FALSE | 1 | [6 empty] | 40 | B4B5 | 1.1145 | 7.2182e-08 | 0.0060431 | 0.0013861 | 0.00034396 | 1.3454e-06 | 17.1633 | 824.6339 | 0.0044294
| Civic Offices | Services LED light fitting | 1701299 | 8404245 | 5 | Services equipment | install light | Assembly | 20.6102 | Hours | 10 | 44 | 1 | FALSE | 1 | FALSE | 1 | [6 empty] | 50 | B4B5 | 1.1145 | 7.2182e-08 | 0.0060431 | 0.0013861 | 0.00034396 | 1.3454e-06 | 17.1633 | 824.6339 | 0.0044294
| Civic Offices | Services electrical wireing | 1701300 | 8404248 | 5 | Services equipment | Install | Assembly | 89.3937 | Hours | 60 | 44 | 1 | FALSE | 1 | FALSE | 1 | [6 empty] | 0 | A5 | 4.8341 | 3.1308e-07 | 0.026211 | 0.0060122 | 0.0014919 | 5.8353e-06 | 74.4434 | 3576.7255 | 0.019212
| Civic Offices | Services electrical wireing | 1701300 | 8404248 | 5 | Services equipment | Install | Assembly | 89.3937 | Hours | 60 | 44 | 1 | FALSE | 1 | FALSE | 1 | [6 empty] | 0 | A4 | 0 | 0 | 0 | 0 | 0 | 0 | 0 | 0 | 0
| Civic Offices | Services LED light fitting | 1701303 | 8404254 | 5 | Services equipment | install light | Assembly | 27.4803 | Hours | 10 | 44 | 1 | FALSE | 1 | FALSE | 1 | [6 empty] | 0 | A5 | 1.486 | 9.6243e-08 | 0.0080575 | 0.0018482 | 0.00045861 | 1.7938e-06 | 22.8844 | 1099.5119 | 0.0059058
| Civic Offices | Services LED light fitting | 1701303 | 8404254 | 5 | Services equipment | install light | Assembly | 27.4803 | Hours | 10 | 44 | 1 | FALSE | 1 | FALSE | 1 | [6 empty] | 0 | A4 | 0 | 0 | 0 | 0 | 0 | 0 | 0 | 0 | 0
| Civic Offices | Services LED light fitting | 1701303 | 8404254 | 5 | Services equipment | install light | Assembly | 27.4803 | Hours | 10 | 44 | 1 | FALSE | 1 | FALSE | 1 | [6 empty] | 10 | B4B5 | 1.486 | 9.6243e-08 | 0.0080575 | 0.0018482 | 0.00045861 | 1.7938e-06 | 22.8844 | 1099.5119 | 0.0059058
| Civic Offices | Services LED light fitting | 1701303 | 8404254 | 5 | Services equipment | install light | Assembly | 27.4803 | Hours | 10 | 44 | 1 | FALSE | 1 | FALSE | 1 | [6 empty] | 20 | B4B5 | 1.486 | 9.6243e-08 | 0.0080575 | 0.0018482 | 0.00045861 | 1.7938e-06 | 22.8844 | 1099.5119 | 0.0059058
| Civic Offices | Services LED light fitting | 1701303 | 8404254 | 5 | Services equipment | install light | Assembly | 27.4803 | Hours | 10 | 44 | 1 | FALSE | 1 | FALSE | 1 | [6 empty] | 30 | B4B5 | 1.486 | 9.6243e-08 | 0.0080575 | 0.0018482 | 0.00045861 | 1.7938e-06 | 22.8844 | 1099.5119 | 0.0059058