## Environmental
Unique Asset ID | All
| Construction Phase |  |  | Use Phase | [5 empty] | End of Life Phase |  |  |  | Benefits and Loads Beyond the System Boundary
| A1A3 | A4 | A5 | B1 | B2B3 | B4B5 | B6 | B6+ | B7 | C1 | C2 | C3 | C4 | D1 | D2 | D3 | D4 | Grand Total
Global Warming Potential, GWP | 2409498.7583 | 126910.9817 | 160543.3964 | -19669.5593 | 4668.3557 | 3916465.6103 | 4803878.7739 | 0 | 33599.7509 | 14135.4358 | 0 | 0 | 1095460.3455 | 0 | 0 | 0 | 0 | 12545491.8492
Ozone Depletion Potential, ODP | 0.92966 | 0.021847 | 0.024707 | 0 | 0.00030234 | 1.6823 | 0.30663 | 0 | 0.0036854 | 0.0025862 | 0 | 0 | 0.00078721 | 0 | 0 | 0 | 0 | 2.9725
Acidification Potential for Soil and Water, AP | 17162.6535 | 462.9263 | 1045.4723 | 0 | 25.3122 | 18248.4006 | 2801.4152 | 0 | 173.5192 | 98.1676 | 0 | 0 | 20.057 | 0 | 0 | 0 | 0 | 40037.924
Eutrophication potential, EP | 7635.2948 | 113.2046 | 288.2974 | 0 | 5.806 | 9281.6586 | 567.6113 | 0 | 85.4414 | 24.5347 | 0 | 0 | 521.1421 | 0 | 0 | 0 | 0 | 18522.9908
Photochemical Ozone Creation Potential, POCP | 2022.2324 | 73.3146 | 175.8787 | 0 | 1.4407 | 1727.9527 | 489.1259 | 0 | 19.9244 | 16.8441 | 0 | 0 | 4.1641 | 0 | 0 | 0 | 0 | 4530.8777
Abiotic Depletion Potential - Elements, ADPE | 68.2391 | 0.39464 | 0.053044 | 0 | 0.0056352 | 62.9695 | 0.32946 | 0 | 0.19143 | 0.010441 | 0 | 0 | 0.0033584 | 0 | 0 | 0 | 0 | 132.1965
Abiotic Depletion Potential - Fossil Fuels, ADPF | 30445520.1872 | 1883685.1889 | 2004061.4913 | 0 | 71890.7936 | 27706501.1579 | 35504312.1859 | 0 | 498841.8322 | 205290.2226 | 0 | 0 | 70244.6313 | 0 | 0 | 0 | 0 | 98390347.6908
Net use of fresh water, FW | #N/A | #N/A | #N/A | #N/A | #N/A | #N/A | #N/A | #N/A | #N/A | #N/A | #N/A | #N/A | #N/A | #N/A | #N/A | #N/A | #N/A | #N/A
Hazardous waste, HWD | #N/A | #N/A | #N/A | #N/A | #N/A | #N/A | #N/A | #N/A | #N/A | #N/A | #N/A | #N/A | #N/A | #N/A | #N/A | #N/A | #N/A | #N/A
Non-hazardous waste, NHWD | #N/A | #N/A | #N/A | #N/A | #N/A | #N/A | #N/A | #N/A | #N/A | #N/A | #N/A | #N/A | #N/A | #N/A | #N/A | #N/A | #N/A | #N/A
Radioactive waste (total), RWD | #N/A | #N/A | #N/A | #N/A | #N/A | #N/A | #N/A | #N/A | #N/A | #N/A | #N/A | #N/A | #N/A | #N/A | #N/A | #N/A | #N/A | #N/A

## Material Metric (hidden)
Unique Asset ID | All
Tonnes (eq)
Materials Efficiency Metric | #N/A
Mass of non-renewable primary material | #N/A
Mass of non-renewable secondary (recycled) materials | #N/A
Mass of renewable primary material | #N/A
Mass of renewable secondary (recycled) material | #N/A
Mass of reused non-renewable materials | #N/A
Mass of reused renewable materials | #N/A
Mass of materials, total | #N/A

## Environmental Pivot Table
UniqueAssetId | (All)
DesignFunctionName | (All)
Year | (All)
Values
Row Labels | Global Warming Potential, GWP | Ozone Depletion Potential, ODP | Acidification Potential for Soil and Water, AP | Eutrophication potential, EP | Photochemical Ozone Creation Potential, POCP | Abiotic Depletion Potential - Elements, ADPE | Abiotic Depletion Potential - Fossil Fuels, ADPF
A1A3 | 2409498.7583 | 0.92966 | 17162.6535 | 7635.2948 | 2022.2324 | 68.2391 | 30445520.1872
A4 | 126910.9817 | 0.021847 | 462.9263 | 113.2046 | 73.3146 | 0.39464 | 1883685.1889
A5 | 160543.3964 | 0.024707 | 1045.4723 | 288.2974 | 175.8787 | 0.053044 | 2004061.4913
D2 | 0 | 0 | 0 | 0 | 0 | 0 | 0
D3 | 0 | 0 | 0 | 0 | 0 | 0 | 0
D4 | 0 | 0 | 0 | 0 | 0 | 0 | 0
C2 | 0 | 0 | 0 | 0 | 0 | 0 | 0
C4 | 1095460.3455 | 0.00078721 | 20.057 | 521.1421 | 4.1641 | 0.0033584 | 70244.6313
B1 | -19669.5593 | 0 | 0 | 0 | 0 | 0 | 0
B4B5 | 3916465.6103 | 1.6823 | 18248.4006 | 9281.6586 | 1727.9527 | 62.9695 | 27706501.1579
B2B3 | 4668.3557 | 0.00030234 | 25.3122 | 5.806 | 1.4407 | 0.0056352 | 71890.7936
C1 | 14135.4358 | 0.0025862 | 98.1676 | 24.5347 | 16.8441 | 0.010441 | 205290.2226
B7 | 33599.7509 | 0.0036854 | 173.5192 | 85.4414 | 19.9244 | 0.19143 | 498841.8322
B6 | 4803878.7739 | 0.30663 | 2801.4152 | 567.6113 | 489.1259 | 0.32946 | 35504312.1859
C3 | 0 | 0 | 0 | 0 | 0 | 0 | 0
D5 | 0 | 0 | 0 | 0 | 0 | 0 | 0
B6+ | 0 | 0 | 0 | 0 | 0 | 0 | 0
D1 | 0 | 0 | 0 | 0 | 0 | 0 | 0
Grand Total | 12545491.8492 | 2.9725 | 40037.924 | 18522.9908 | 4530.8777 | 132.1965 | 98390347.6908

## RICS WLC Format
Sum of Global Warming Potential, GWP |  | Module
CategoryCode | CategoryName | A1A3 | A4 | A5 | B1 | B2B3 | B4B5 | B6 | B6+ | B7 | C1 | C2 | C3 | C4 | D1 | D2 | D3 | D4 | D5 | Grand Total
0 | Facilitating works |  | 2053.9916 | 88.1803 | [15 empty] | 2142.1719
0 Total |  |  | 2053.9916 | 88.1803 | [15 empty] | 2142.1719
0.2.1 | Demolition works | [6 empty] | C1: 14135.4358 | 14135.4358
0.2.1 Total | [7 empty] | C1: 14135.4358 | 14135.4358
1 | Substructure |  | 1959.2582 | 175.2128 | [15 empty] | 2134.471
1 Total |  |  | 1959.2582 | 175.2128 | [15 empty] | 2134.471
1.1 | Substructure | 540873.5202 | 40731.4926 | 37562.9482 | -2038.9965 |  |  | C2: 0; C4: 762.2112; D2: 0; D3: 0; D4: 0 | 617891.1758
1.1 Total |  | 540873.5202 | 40731.4926 | 37562.9482 | -2038.9965 |  |  | C2: 0; C4: 762.2112; D2: 0; D3: 0; D4: 0 | 617891.1758
1.1.1 | Standard foundations | 35047.218 | 110.2781 | 28.6461 |  |  |  | C2: 0; C4: 572.9211; D2: 0; D3: 0; D4: 0 | 35759.0633
1.1.1 Total |  | 35047.218 | 110.2781 | 28.6461 |  |  |  | C2: 0; C4: 572.9211; D2: 0; D3: 0; D4: 0 | 35759.0633
2 | Superstructure |  | 11277.5764 | 443.878 |  | 68.7531 | 21065.8831 | [12 empty] | 32856.0905
2 Total |  |  | 11277.5764 | 443.878 |  | 68.7531 | 21065.8831 | [12 empty] | 32856.0905
2.1 | Frame | 389483.9603 | 14286.8481 | 342.3112 |  |  | 6557.1994 | C2: 0; C4: 462.6555; D2: 0; D3: 0; D4: 0 | 411132.9746
2.1 Total |  | 389483.9603 | 14286.8481 | 342.3112 |  |  | 6557.1994 | C2: 0; C4: 462.6555; D2: 0; D3: 0; D4: 0 | 411132.9746
2.2 | Upper floors | 195727.546 | 13500.31 | 633.4766 |  |  |  | C2: 0; C4: 204.0695; D2: 0; D3: 0; D4: 0 | 210065.4021
2.2 Total |  | 195727.546 | 13500.31 | 633.4766 |  |  |  | C2: 0; C4: 204.0695; D2: 0; D3: 0; D4: 0 | 210065.4021
2.3 | Roof | 15487.73 | 1048.035 | 26.3008 |  |  | 7999.0263 | C2: 0; C4: 26.2947; D2: 0; D3: 0; D4: 0 | 24587.3869
2.3 Total |  | 15487.73 | 1048.035 | 26.3008 |  |  | 7999.0263 | C2: 0; C4: 26.2947; D2: 0; D3: 0; D4: 0 | 24587.3869
2.4 | Stairs and ramps | 2981.2337 | 197.8435 | 0.59271 |  |  |  | C2: 0; C4: 3.392; D2: 0; D3: 0; D4: 0 | 3183.062
2.4 Total |  | 2981.2337 | 197.8435 | 0.59271 |  |  |  | C2: 0; C4: 3.392; D2: 0; D3: 0; D4: 0 | 3183.062
2.4.1 | Stair/ramp structures | -2319.6343 | 72.7948 | 0.14684 |  |  |  | C2: 0; C4: 7.3422; D2: 0; D3: 0; D4: 0 | -2239.3504
2.4.1 Total |  | -2319.6343 | 72.7948 | 0.14684 |  |  |  | C2: 0; C4: 7.3422; D2: 0; D3: 0; D4: 0 | -2239.3504
2.5 | External walls | 485219.9173 | 11134.4403 | 692.5107 | -17630.5627 | 8.6387 | 92296.2758 | C2: 0; C4: 1336.9271; D2: 0; D3: 0; D4: 0 | 573058.1472
2.5 Total |  | 485219.9173 | 11134.4403 | 692.5107 | -17630.5627 | 8.6387 | 92296.2758 | C2: 0; C4: 1336.9271; D2: 0; D3: 0; D4: 0 | 573058.1472
2.6 | Windows and external doors | 106964.8881 | 1791.9137 | 13245.6662 |  |  | 137344.2858 | C2: 0; C4: 20.992; D2: 0; D3: 0; D4: 0 | 259367.7458
2.6 Total |  | 106964.8881 | 1791.9137 | 13245.6662 |  |  | 137344.2858 | C2: 0; C4: 20.992; D2: 0; D3: 0; D4: 0 | 259367.7458
2.7 | Internal walls and partitions | -181.0997 | 117.9891 | 164.7529 |  |  | -7831.8397 | C2: 0; C4: 28.7721; D2: 0; D3: 0; D4: 0 | -7701.4253
2.7 Total |  | -181.0997 | 117.9891 | 164.7529 |  |  | -7831.8397 | C2: 0; C4: 28.7721; D2: 0; D3: 0; D4: 0 | -7701.4253
2.8 | Internal doors | 7499.217 | 35.2441 | 0.92411 |  |  | 13538.2788 | C2: 0; C4: 1.0182; D2: 0; D3: 0; D4: 0 | 21074.6822
2.8 Total |  | 7499.217 | 35.2441 | 0.92411 |  |  | 13538.2788 | C2: 0; C4: 1.0182; D2: 0; D3: 0; D4: 0 | 21074.6822
3 | Internal finishes |  | 0 | 19.8087 |  |  | 50.5705 | [12 empty] | 70.3793
3 Total |  |  | 0 | 19.8087 |  |  | 50.5705 | [12 empty] | 70.3793
3.1 | Wall finishes | 102891.3416 | 2047.0872 | 286.2616 |  |  | 308852.2694 | C2: 0; C4: 1242.8173; D2: 0; D3: 0; D4: 0 | 415319.7772
3.1 Total |  | 102891.3416 | 2047.0872 | 286.2616 |  |  | 308852.2694 | C2: 0; C4: 1242.8173; D2: 0; D3: 0; D4: 0 | 415319.7772
3.2 | Floor finishes | 60969.155 | 1717.913 | 249.789 |  |  | 189738.3449 | C2: 0; C4: 1999.8778; D2: 0; D3: 0; D4: 0 | 254675.0797
3.2 Total |  | 60969.155 | 1717.913 | 249.789 |  |  | 189738.3449 | C2: 0; C4: 1999.8778; D2: 0; D3: 0; D4: 0 | 254675.0797
3.3 | Ceiling finishes | 17395.1152 | 722.4115 | 72.3299 |  |  | 83280.7298 | C2: 0; C4: 274.0432; D2: 0; D3: 0; D4: 0 | 101744.6296
3.3 Total |  | 17395.1152 | 722.4115 | 72.3299 |  |  | 83280.7298 | C2: 0; C4: 274.0432; D2: 0; D3: 0; D4: 0 | 101744.6296
4 | Fittings, furnishings and equipment |  | 0 | 5.6654 |  |  | 39.7516 | [12 empty] | 45.417
4 Total |  |  | 0 | 5.6654 |  |  | 39.7516 | [12 empty] | 45.417
4.1 | Fittings, furnishings and equipment | 11361.5006 | 60.2018 | 0.62997 |  |  | 11327.7141 | C2: 0; C4: 12.0935; D2: 0; D3: 0; D4: 0 | 22762.14
4.1 Total |  | 11361.5006 | 60.2018 | 0.62997 |  |  | 11327.7141 | C2: 0; C4: 12.0935; D2: 0; D3: 0; D4: 0 | 22762.14
4.1.1 | General fittings, furnishings and equipment | 75690.0229 | 459.1688 | 9.7572 |  |  | 152563.7297 | C2: 0; C4: 122.9159; D2: 0; D3: 0; D4: 0 | 228845.5946
4.1.1 Total |  | 75690.0229 | 459.1688 | 9.7572 |  |  | 152563.7297 | C2: 0; C4: 122.9159; D2: 0; D3: 0; D4: 0 | 228845.5946
5 | Services equipment | 12736 | 3144.4845 | 22772.3854 | 0 | 1269.0972 | 2264106.7988 | 2850099 | 0 | 0 | 0 | 0 | 0 | 1088000 | 0 | 0 | 0 | 0 | 0 | 6242127.766
5 Total |  | 12736 | 3144.4845 | 22772.3854 | 0 | 1269.0972 | 2264106.7988 | 2850099 | 0 | 0 | 0 | 0 | 0 | 1088000 | 0 | 0 | 0 | 0 | 0 | 6242127.766
5.1 | Sanitary installations | 262.8102 | 0.65835 | 0.0059523 |  |  | 263.5935 | C2: 0; C4: 0.11905; D2: 0; D3: 0; D4: 0 | 527.187
5.1 Total |  | 262.8102 | 0.65835 | 0.0059523 |  |  | 263.5935 | C2: 0; C4: 0.11905; D2: 0; D3: 0; D4: 0 | 527.187
5.2 | Services equipment | 312432.1786 | 2084.142 | 21.4056 |  | 77.8704 | 540685.4735 | C2: 0; C4: 305.9957; D2: 0; D3: 0; D4: 0 | 855607.0658
5.2 Total |  | 312432.1786 | 2084.142 | 21.4056 |  | 77.8704 | 540685.4735 | C2: 0; C4: 305.9957; D2: 0; D3: 0; D4: 0 | 855607.0658
5.8 | Electrical installations | 11055.2606 | 38.9422 | 0.60751 |  |  | 55506.2966 | C2: 0; C4: 6.449; D2: 0; D3: 0; D4: 0 | 66607.5559
5.8 Total |  | 11055.2606 | 38.9422 | 0.60751 |  |  | 55506.2966 | C2: 0; C4: 6.449; D2: 0; D3: 0; D4: 0 | 66607.5559
5.8.5 | Local electricity generation systems | 18255.5189 | 74.3454 | 0.53133 |  |  | 18343.9025 | C2: 0; C4: 0.48731; D2: 0; D3: 0; D4: 0 | 36674.7855
5.8.5 Total |  | 18255.5189 | 74.3454 | 0.53133 |  |  | 18343.9025 | C2: 0; C4: 0.48731; D2: 0; D3: 0; D4: 0 | 36674.7855
7.5.1 | Cleaning Existing Surfaces |  |  |  |  | 3243.9963 | [13 empty] | 3243.9963
7.5.1 Total | [5 empty] | 3243.9963 | [13 empty] | 3243.9963
8 | External works |  | 15085.0141 | 75559.1994 |  |  | 19985.2678 | [12 empty] | 110629.4813
8 Total |  |  | 15085.0141 | 75559.1994 |  |  | 19985.2678 | [12 empty] | 110629.4813
8.2 | Roads, paths and pavings | 9665.358 | 3158.5972 | 8139.472 |  |  | 752.0581 | C2: 0; C4: 68.951; D2: 0; D3: 0; D4: 0 | 21784.4362
8.2 Total |  | 9665.358 | 3158.5972 | 8139.472 |  |  | 752.0581 | C2: 0; C4: 68.951; D2: 0; D3: 0; D4: 0 | 21784.4362
(blank) | Operational | [6 empty] | B6: 1953779.7739 | 1953779.7739
| WaterUse | [6 empty] | B7: 33599.7509 | 33599.7509
(blank) Total | [7 empty] | B6: 1953779.7739; B7: 33599.7509 | 1987379.5247
Grand Total |  | 2409498.7583 | 126910.9817 | 160543.3964 | -19669.5593 | 4668.3557 | 3916465.6103 | 4803878.7739 | 0 | 33599.7509 | 14135.4358 | 0 | 0 | 1095460.3455 | 0 | 0 | 0 | 0 | 0 | 12545491.8492

## Yearly Impacts
Sum of Global Warming Potential, GWP |  | Year
CategoryCode | Description | 0 | 1 | 2 | 3 | 4 | 5 | 6 | 7 | 8 | 9 | 10 | 11 | 12 | 13 | 14 | 15 | 16 | 17 | 18 | 19 | 20 | 21 | 22 | 23 | 24 | 25 | 26 | 27 | 28 | 29 | 30 | 31 | 32 | 33 | 34 | 35 | 36 | 37 | 38 | 39 | 40 | 41 | 42 | 43 | 44 | 45 | 46 | 47 | 48 | 49 | 50 | 51 | 52 | 53 | 54 | 55 | 56 | 57 | 58 | 59 | 60 | Grand Total
0 | Facilitating works labour | Year 0: 2142.1719 | 2142.1719
0 Total |  | Year 0: 2142.1719 | 2142.1719
0.2.1 | cruncher | Year 60: 428.5543 | 428.5543
| digger | Year 60: 13671.4305 | 13671.4305
| Trade staff (2x) strip sort and demolish | Year 60: 35.451 | 35.451
0.2.1 Total |  | Year 60: 14135.4358 | 14135.4358
1 | excavator | Year 0: 5.1157 | 5.1157
| install | Year 0: 6.3107 | 6.3107
| Install insulation | Year 0: 48.6933 | 48.6933
| Labour Effort | Year 0: 1953.3516 | 1953.3516
| labourer | Year 0: 26.6057 | 26.6057
| Loader driver | Year 0: 0.40925 | 0.40925
| mortar | Year 0: 93.9847 | 93.9847
1 Total |  | Year 0: 2134.471 | 2134.471
1.1 | concrete | Year 0: 327932.8201; Year 60: 542.1803 | 328475.0004
| concrete block | 7953.0246 | -25.7544 | -25.7544 | -25.7544 | -25.7544 | -25.7544 | -25.7544 | -25.7544 | -25.7544 | -25.7544 | -25.7544 | -25.7544 | -25.7544 | -25.7544 | -25.7544 | -25.7544 | -25.7544 | -25.7544 | -25.7544 | -25.7544 | -25.7544 | -25.7544 | -25.7544 | -25.7544 | -25.7544 | -25.7544 | -25.7544 | -25.7544 | -25.7544 | -25.7544 | -25.7544 | -25.7544 | -25.7544 | -25.7544 | -25.7544 | -25.7544 | -25.7544 | -25.7544 | -25.7544 | -25.7544 | -25.7544 | -25.7544 | -25.7544 | -25.7544 | -25.7544 | -25.7544 | -25.7544 | -25.7544 | -25.7544 | -25.7544 | -25.7544 | -25.7544 | -25.7544 | -25.7544 | -25.7544 | -25.7544 | -25.7544 | -25.7544 | -25.7544 | -25.7544 | -9.0996 | 6424.4163
| excavator | Year 0: 10851.667 | 10851.667
| formwork | Year 0: -44073.674; Year 60: 133.59 | -43940.0839
| loader | Year 0: 1455.0186 | 1455.0186
| mortar | 1964.2153 | -8.2289 | -8.2289 | -8.2289 | -8.2289 | -8.2289 | -8.2289 | -8.2289 | -8.2289 | -8.2289 | -8.2289 | -8.2289 | -8.2289 | -8.2289 | -8.2289 | -8.2289 | -8.2289 | -8.2289 | -8.2289 | -8.2289 | -8.2289 | -8.2289 | -8.2289 | -8.2289 | -8.2289 | -8.2289 | -8.2289 | -8.2289 | -8.2289 | -8.2289 | -8.2289 | -8.2289 | -8.2289 | -8.2289 | -8.2289 | -8.2289 | -8.2289 | -8.2289 | -8.2289 | -8.2289 | -8.2289 | -8.2289 | -8.2289 | -8.2289 | -8.2289 | -8.2289 | -8.2289 | -8.2289 | -8.2289 | -8.2289 | -8.2289 | -8.2289 | -8.2289 | -8.2289 | -8.2289 | -8.2289 | -8.2289 | -8.2289 | -8.2289 | -8.2289 | -5.4627 | 1473.248
| piling | Year 0: 27594.1541 | 27594.1541
| reo bar | Year 0: 11542.3593; Year 60: 2.7096 | 11545.0689
| reo bar m3 | Year 0: 273948.376; Year 60: 64.3104 | 274012.6864
1.1 Total |  | 619167.9611 | -33.9833 | -33.9833 | -33.9833 | -33.9833 | -33.9833 | -33.9833 | -33.9833 | -33.9833 | -33.9833 | -33.9833 | -33.9833 | -33.9833 | -33.9833 | -33.9833 | -33.9833 | -33.9833 | -33.9833 | -33.9833 | -33.9833 | -33.9833 | -33.9833 | -33.9833 | -33.9833 | -33.9833 | -33.9833 | -33.9833 | -33.9833 | -33.9833 | -33.9833 | -33.9833 | -33.9833 | -33.9833 | -33.9833 | -33.9833 | -33.9833 | -33.9833 | -33.9833 | -33.9833 | -33.9833 | -33.9833 | -33.9833 | -33.9833 | -33.9833 | -33.9833 | -33.9833 | -33.9833 | -33.9833 | -33.9833 | -33.9833 | -33.9833 | -33.9833 | -33.9833 | -33.9833 | -33.9833 | -33.9833 | -33.9833 | -33.9833 | -33.9833 | -33.9833 | 728.228 | 617891.1758
1.1.1 | XPS insulation | Year 0: 35186.1422; Year 60: 572.9211 | 35759.0633
1.1.1 Total |  | Year 0: 35186.1422; Year 60: 572.9211 | 35759.0633
2 | External Walls | Year 0: 43.0667 | 43.0667
| General cleaning and maintenance |  | 0.27287 | 0.27287 | 0.27287 | 0.27287 | 0.27287 | 0.27287 | 0.27287 | 0.27287 | 0.27287 | 0.27287 | 0.27287 | 0.27287 | 0.27287 | 0.27287 | 0.27287 | 0.27287 | 0.27287 | 0.27287 | 0.27287 | 0.27287 | 0.27287 | 0.27287 | 0.27287 | 0.27287 | 0.27287 | 0.27287 | 0.27287 | 0.27287 | 0.27287 | 0.27287 | 0.27287 | 0.27287 | 0.27287 | 0.27287 | 0.27287 | 0.27287 | 0.27287 | 0.27287 | 0.27287 | 0.27287 | 0.27287 | 0.27287 | 0.27287 | 0.27287 | 0.27287 | 0.27287 | 0.27287 | 0.27287 | 0.27287 | 0.27287 | 0.27287 | 0.27287 | 0.27287 | 0.27287 | 0.27287 | 0.27287 | 0.27287 | 0.27287 | 0.27287 | 0.27287 | 16.3723
| gerneral maintenance check | Year 0: 2.109; Year 5: 2.109; Year 10: 2.109; Year 15: 2.109; Year 20: 2.109; Year 25: 2.109; Year 30: 2.109; Year 35: 2.109; Year 40: 2.109; Year 45: 2.109; Year 50: 2.109; Year 55: 2.109 | 25.3079
| Inspections downpipes/gutters etc |  | 0.18191 | 0.18191 | 0.18191 | 0.18191 | 0.18191 | 0.18191 | 0.18191 | 0.18191 | 0.18191 | 0.18191 | 0.18191 | 0.18191 | 0.18191 | 0.18191 | 0.18191 | 0.18191 | 0.18191 | 0.18191 | 0.18191 | 0.18191 | 0.18191 | 0.18191 | 0.18191 | 0.18191 | 0.18191 | 0.18191 | 0.18191 | 0.18191 | 0.18191 | 0.18191 | 0.18191 | 0.18191 | 0.18191 | 0.18191 | 0.18191 | 0.18191 | 0.18191 | 0.18191 | 0.18191 | 0.18191 | 0.18191 | 0.18191 | 0.18191 | 0.18191 | 0.18191 | 0.18191 | 0.18191 | 0.18191 | 0.18191 | 0.18191 | 0.18191 | 0.18191 | 0.18191 | 0.18191 | 0.18191 | 0.18191 | 0.18191 | 0.18191 | 0.18191 | 0.18191 | 10.9148
| install | Year 0: 0.67877 | 0.67877
| Labour Effort | Year 0: 11675.5999; Year 10: 3006.0977; Year 20: 6012.1955; Year 30: 3006.0977; Year 40: 6012.1955; Year 50: 3006.0977 | 32718.2841
| maintenance check windows | Year 5: 3.4555; Year 10: 3.4555; Year 15: 3.4555; Year 20: 3.4555; Year 25: 3.4555; Year 30: 3.4555; Year 35: 3.4555; Year 40: 3.4555; Year 45: 3.4555; Year 50: 3.4555; Year 55: 3.4555; Year 60: 3.4555 | 41.466
2 Total |  | 11721.4544 | 0.45478 | 0.45478 | 0.45478 | 0.45478 | 6.0193 | 0.45478 | 0.45478 | 0.45478 | 0.45478 | 3012.117 | 0.45478 | 0.45478 | 0.45478 | 0.45478 | 6.0193 | 0.45478 | 0.45478 | 0.45478 | 0.45478 | 6018.2148 | 0.45478 | 0.45478 | 0.45478 | 0.45478 | 6.0193 | 0.45478 | 0.45478 | 0.45478 | 0.45478 | 3012.117 | 0.45478 | 0.45478 | 0.45478 | 0.45478 | 6.0193 | 0.45478 | 0.45478 | 0.45478 | 0.45478 | 6018.2148 | 0.45478 | 0.45478 | 0.45478 | 0.45478 | 6.0193 | 0.45478 | 0.45478 | 0.45478 | 0.45478 | 3012.117 | 0.45478 | 0.45478 | 0.45478 | 0.45478 | 6.0193 | 0.45478 | 0.45478 | 0.45478 | 0.45478 | 3.9103 | 32856.0905
2.1 | Base Coat 0.8mm | Year 0: 25552.0707; Year 60: 263.675 | 25815.7456
| concrete floor | Year 0: 42199.9704; Year 60: 67.6559 | 42267.6262
| formwork | Year 0: -1409.4739; Year 60: 4.2722 | -1405.2017
| install steel | Year 0: 27.082 | 27.082
| steel | Year 0: 331428.2937; Year 60: 93.5658 | 331521.8595
| Top coat | Year 0: 3245.113; Year 25: 3278.5997; Year 50: 3278.5997; Year 60: 33.4867 | 9835.7991
| Welding shear studs to frame | Year 0: 3070.0639 | 3070.0639
2.1 Total |  | Year 0: 404113.1197; Year 25: 3278.5997; Year 50: 3278.5997; Year 60: 462.6555 | 411132.9746
2.2 | 140m3/hr | Year 0: 2203.9873 | 2203.9873
| concrete floor | Year 0: 106572.1266; Year 60: 182.8328 | 106754.9594
| install | Year 0: 0.0019313 | 0.0019313
| m3 reo bar | Year 0: 22263.8578; Year 60: 5.2265 | 22269.0843
| Profiled steel | Year 0: 78821.3589; Year 60: 16.0102 | 78837.3691
2.2 Total |  | Year 0: 209861.3326; Year 60: 204.0695 | 210065.4021
2.3 | aluminium frame glazing | Year 0: 5993.1836; Year 40: 5993.3133; Year 60: 0.12974 | 11986.6267
| Breather membrane | Year 0: 727.194; Year 60: 3.1594 | 730.3535
| concrete | Year 0: 8677.8359; Year 60: 17.345 | 8695.1808
| Double glazing | Year 0: 991.2498; Year 20: 992.4846; Year 40: 992.4846; Year 60: 1.2347 | 2977.4537
| install | Year 0: 24.0154; Year 25: 10.3719; Year 50: 10.3719 | 44.7593
| rubber pad | Year 0: 148.5871; Year 60: 4.4259 | 153.013
2.3 Total |  | Year 0: 16562.0659; Year 20: 992.4846; Year 25: 10.3719; Year 40: 6985.7979; Year 50: 10.3719; Year 60: 26.2947 | 24587.3869
2.4 | Concrete 2% reinforced | Year 0: 1904.0502; Year 60: 3.0526 | 1907.1028
| install | Year 0: 0.43261 | 0.43261
| reo 2% by volume | Year 0: 433.6024; Year 60: 0.10179 | 433.7042
| Steel landing 1.8.1m 61kgx2 landings | Year 0: 224.6302; Year 60: 0.063416 | 224.6936
| Steel Tread 1.2x2.6m 14kgx13 steps | Year 0: 335.1041; Year 60: 0.094603 | 335.1987
| stringers (300x6.3) | Year 0: 281.8505; Year 60: 0.079569 | 281.9301
2.4 Total |  | Year 0: 3179.67; Year 60: 3.392 | 3183.062
2.4.1 | steps 2.7high x 1.8wide | Year 0: -392.4989; Year 60: 1.2827 | -391.2162
| stringers (150x90) | Year 0: -1127.344; Year 60: 3.6842 | -1123.6598
| tread 1.8x0.25m x 10 steps | Year 0: -726.8498; Year 60: 2.3754 | -724.4744
2.4.1 Total |  | Year 0: -2246.6927; Year 60: 7.3422 | -2239.3504
2.5 | brick | Year 0: 85768.0391; Year 60: 328.191 | 86096.2301
| cladding | 235555.2517 | -225.7746 | -225.7746 | -225.7746 | -225.7746 | -225.7746 | -225.7746 | -225.7746 | -225.7746 | -225.7746 | -225.7746 | -225.7746 | -225.7746 | -225.7746 | -225.7746 | -225.7746 | -225.7746 | -225.7746 | -225.7746 | -225.7746 | 2291.3581 | -225.7746 | -225.7746 | -225.7746 | -225.7746 | -225.7746 | -225.7746 | -225.7746 | -225.7746 | -225.7746 | 69938.124 | -225.7746 | -225.7746 | -225.7746 | -225.7746 | -225.7746 | -225.7746 | -225.7746 | -225.7746 | -225.7746 | 2291.3581 | -225.7746 | -225.7746 | -225.7746 | -225.7746 | -225.7746 | -225.7746 | -225.7746 | -225.7746 | -225.7746 | -225.7746 | -225.7746 | -225.7746 | -225.7746 | -225.7746 | -225.7746 | -225.7746 | -225.7746 | -225.7746 | -225.7746 | -194.2281 | 297238.4882
| Clean wall | Year 20: 2.8796; Year 40: 2.8796; Year 60: 2.8796 | 8.6387
| curtain | Year 0: 7087.8107; Year 40: 7088.0444; Year 60: 0.23368 | 14176.0889
| door rails | Year 0: 280.6327; Year 15: 280.6897; Year 30: 280.6897; Year 45: 280.6897; Year 60: 0.057002 | 1122.7588
| install | Year 0: 62.9344 | 62.9344
| Install insulation | Year 0: 179.5341 | 179.5341
| insulation | Year 0: 52066.2531; Year 60: 772.6622 | 52838.9153
| Interlocking steel roller curtain | Year 0: 4582.9975; Year 20: 4583.9992; Year 40: 4583.9992; Year 60: 1.0017 | 13751.9976
| labourer | Year 0: 286.5522 | 286.5522
| limestone | Year 0: 92426.098; Year 60: 173.7945 | 92599.8925
| membrane | Year 0: 1509.7428; Year 60: 6.5593 | 1516.3021
| mortar | 17241.0219 | -68.0682 | -68.0682 | -68.0682 | -68.0682 | -68.0682 | -68.0682 | -68.0682 | -68.0682 | -68.0682 | -68.0682 | -68.0682 | -68.0682 | -68.0682 | -68.0682 | -68.0682 | -68.0682 | -68.0682 | -68.0682 | -68.0682 | -68.0682 | -68.0682 | -68.0682 | -68.0682 | -68.0682 | -68.0682 | -68.0682 | -68.0682 | -68.0682 | -68.0682 | -68.0682 | -68.0682 | -68.0682 | -68.0682 | -68.0682 | -68.0682 | -68.0682 | -68.0682 | -68.0682 | -68.0682 | -68.0682 | -68.0682 | -68.0682 | -68.0682 | -68.0682 | -68.0682 | -68.0682 | -68.0682 | -68.0682 | -68.0682 | -68.0682 | -68.0682 | -68.0682 | -68.0682 | -68.0682 | -68.0682 | -68.0682 | -68.0682 | -68.0682 | -68.0682 | -45.187 | 13179.8141
2.5 Total |  | 497046.8683 | -293.8427 | -293.8427 | -293.8427 | -293.8427 | -293.8427 | -293.8427 | -293.8427 | -293.8427 | -293.8427 | -293.8427 | -293.8427 | -293.8427 | -293.8427 | -293.8427 | -13.153 | -293.8427 | -293.8427 | -293.8427 | -293.8427 | 6810.1687 | -293.8427 | -293.8427 | -293.8427 | -293.8427 | -293.8427 | -293.8427 | -293.8427 | -293.8427 | -293.8427 | 70150.7456 | -293.8427 | -293.8427 | -293.8427 | -293.8427 | -293.8427 | -293.8427 | -293.8427 | -293.8427 | -293.8427 | 13898.2131 | -293.8427 | -293.8427 | -293.8427 | -293.8427 | -13.153 | -293.8427 | -293.8427 | -293.8427 | -293.8427 | -293.8427 | -293.8427 | -293.8427 | -293.8427 | -293.8427 | -293.8427 | -293.8427 | -293.8427 | -293.8427 | -293.8427 | 1045.9639 | 573058.1472
2.6 | aluminium frame glazing | Year 0: 92202.8247; Year 40: 92204.8207; Year 60: 1.996 | 184409.6415
| Double glazing | Year 0: 15249.9975; Year 20: 15268.9934; Year 40: 15268.9934; Year 60: 18.996 | 45806.9803
| Install windows | Year 0: 11842.8384; Year 20: 51.8325; Year 40: 11842.8384 | 23737.5092
| manufacture | Year 0: 2706.8074; Year 40: 2706.8074 | 5413.6147
2.6 Total |  | Year 0: 122002.468; Year 20: 15320.8259; Year 40: 122023.4599; Year 60: 20.992 | 259367.7458
2.7 | 12.5 mm plasterboard | Year 0: 23.2604; Year 60: 0.11549 | 23.3759
| 70mm steel framing | Year 0: 26.7562; Year 60: 0.0050173 | 26.7612
| install | Year 0: 21.5468 | 21.5468
| Install insulation | Year 0: 30.9697 | 30.9697
| Install wall lining | Year 0: 99.4308 | 99.4308
| insulation | Year 0: 2511.8096; Year 60: 15.8422 | 2527.6519
| wall framing | Year 0: 11.2914 | 11.2914
| wall lining | Year 0: -2623.4226; Year 15: -2610.6132; Year 30: -2610.6132; Year 45: -2610.6132; Year 60: 12.8093 | -10442.453
2.7 Total |  | Year 0: 101.6423; Year 15: -2610.6132; Year 30: -2610.6132; Year 45: -2610.6132; Year 60: 28.7721 | -7701.4253
2.8 | door | Year 0: 798.4597; Year 60: 0.7992 | 799.2589
| Door frame | Year 0: 6672.0362; Year 20: 6672.2422; Year 40: 6672.2422; Year 60: 0.206 | 20016.7267
| handles etc | Year 0: 63.9767; Year 15: 63.9897; Year 30: 63.9897; Year 45: 63.9897; Year 60: 0.012995 | 255.959
| install doors | Year 0: 0.91254; Year 20: 0.91254; Year 40: 0.91254 | 2.7376
2.8 Total |  | Year 0: 7535.3852; Year 15: 63.9897; Year 20: 6673.1548; Year 30: 63.9897; Year 40: 6673.1548; Year 45: 63.9897; Year 60: 1.0182 | 21074.6822
3 | install | Year 0: 15.9801; Year 15: 10.4989; Year 25: 5.4812; Year 30: 10.4989; Year 45: 10.4989; Year 50: 5.4812 | 58.4391
| Install mdf | Year 0: 1.6872; Year 30: 1.6872 | 3.3744
| install tile | Year 0: 2.1414; Year 15: 2.1414; Year 30: 2.1414; Year 45: 2.1414 | 8.5657
3 Total |  | Year 0: 19.8087; Year 15: 12.6403; Year 25: 5.4812; Year 30: 14.3275; Year 45: 12.6403; Year 50: 5.4812 | 70.3793
3.1 | apply | Year 0: 147.4265; Year 20: 147.4265; Year 40: 147.4265 | 442.2795
| glazed partition | Year 0: 7090.4492; Year 60: 9.1656 | 7099.6147
| install | Year 0: 8.7146; Year 15: 8.7146; Year 30: 8.7146; Year 45: 8.7146 | 34.8582
| Install wall lining | Year 0: 17.8994; Year 25: 17.8994; Year 50: 17.8994 | 53.6981
| laminate panel | Year 0: 23809.0274; Year 15: 24728.9287; Year 30: 24728.9287; Year 45: 24728.9287; Year 60: 919.9013 | 98915.7148
| Paint | Year 0: 10006.6968; Year 5: 10109.9571; Year 10: 10109.9571; Year 15: 10109.9571; Year 20: 10109.9571; Year 25: 10109.9571; Year 30: 10109.9571; Year 35: 10109.9571; Year 40: 10109.9571; Year 45: 10109.9571; Year 50: 10109.9571; Year 55: 10109.9571; Year 60: 103.2603 | 121319.4855
| Paint | Year 0: 45.4607; Year 5: 45.4607; Year 10: 45.4607; Year 15: 45.4607; Year 20: 45.4607; Year 25: 45.4607; Year 30: 45.4607; Year 35: 45.4607; Year 40: 45.4607; Year 45: 45.4607; Year 50: 45.4607; Year 55: 45.4607 | 545.5289
| pedastal encapsulating steel | Year 0: 46189.8898; Year 25: 46196.8541; Year 50: 46196.8541; Year 60: 6.9642 | 138590.5622
| skim | Year 0: 8012.5499; Year 50: 8023.7201; Year 60: 11.1702 | 16047.4403
| skirting 200mm | Year 0: 1823.3135; Year 15: 2003.7996; Year 30: 2003.7996; Year 45: 2003.7996; Year 60: 180.4861 | 8015.1982
| wall lining | Year 0: 8073.2626; Year 25: 8085.1322; Year 50: 8085.1322; Year 60: 11.8696 | 24255.3967
3.1 Total |  | Year 0: 105224.6904; Year 5: 10155.4179; Year 10: 10155.4179; Year 15: 36896.8607; Year 20: 10302.8444; Year 25: 64455.3036; Year 30: 36896.8607; Year 35: 10155.4179; Year 40: 10302.8444; Year 45: 36896.8607; Year 50: 72479.0237; Year 55: 10155.4179; Year 60: 1242.8173 | 415319.7772
3.2 | Carpet | Year 0: 8810.5513; Year 7: 8869.4087; Year 14: 8869.4087; Year 21: 8869.4087; Year 28: 8869.4087; Year 35: 8869.4087; Year 42: 8869.4087; Year 49: 8869.4087; Year 56: 8869.4087; Year 60: 58.8574 | 79824.6783
| Carpet glue | Year 0: 769.5115; Year 7: 813.6355; Year 14: 813.6355; Year 21: 813.6355; Year 28: 813.6355; Year 35: 813.6355; Year 42: 813.6355; Year 49: 813.6355; Year 56: 813.6355; Year 60: 44.1239 | 7322.7194
| floor (rubber proxy) | Year 0: 285.4116; Year 60: 5.1577 | 290.5693
| flooring | Year 0: 12634.3801; Year 25: 12659.4355; Year 50: 12659.4355; Year 60: 25.0553 | 37978.3064
| glue for steel panel | Year 0: 1836.1038; Year 25: 1941.3864; Year 50: 1941.3864; Year 60: 105.2825 | 5824.1591
| install | Year 0: 59.7266; Year 7: 59.7266; Year 14: 59.7266; Year 21: 59.7266; Year 28: 59.7266; Year 35: 59.7266; Year 42: 59.7266; Year 49: 59.7266; Year 56: 59.7266 | 537.5393
| Install Carpet | Year 0: 10.0501; Year 7: 10.0501; Year 14: 10.0501; Year 21: 10.0501; Year 28: 10.0501; Year 35: 10.0501; Year 42: 10.0501; Year 49: 10.0501; Year 56: 10.0501 | 90.4513
| Install decking | Year 0: 2.082; Year 15: 2.082; Year 30: 2.082; Year 45: 2.082 | 8.3278
| Install flooring | Year 0: 45.8029; Year 25: 45.8029; Year 50: 45.8029 | 137.4088
| Install laminate flooring | Year 0: 0.50482; Year 20: 0.50482; Year 40: 0.50482 | 1.5145
| pedastal legs | Year 0: 17472.0966; Year 25: 17474.731; Year 50: 17474.731; Year 60: 2.6343 | 52424.1929
| pedastol | Year 0: 15991.0424; Year 25: 17573.9629; Year 50: 17573.9629; Year 60: 1582.9204 | 52721.8886
| PVC/Lino/marlo flooring | Year 0: 154.1754; Year 35: 155.6258; Year 60: 1.4504 | 311.2517
| Tile adhesive | Year 0: 6301.5216; Year 25: 6303.4229; Year 50: 6303.4229; Year 60: 1.9014 | 18910.2688
| Timber Decking | Year 0: -1942.3417; Year 15: -1932.8579; Year 30: -1932.8579; Year 45: -1932.8579; Year 60: 9.4838 | -7731.4315
| Underlay | Year 0: 506.2378; Year 7: 669.2483; Year 14: 669.2483; Year 21: 669.2483; Year 28: 669.2483; Year 35: 669.2483; Year 42: 669.2483; Year 49: 669.2483; Year 56: 669.2483; Year 60: 163.0105 | 6023.2351
3.2 Total |  | Year 0: 62936.8571; Year 7: 10422.0693; Year 14: 10422.0693; Year 15: -1930.7759; Year 20: 0.50482; Year 21: 10422.0693; Year 25: 55998.7415; Year 28: 10422.0693; Year 30: -1930.7759; Year 35: 10577.6951; Year 40: 0.50482; Year 42: 10422.0693; Year 45: -1930.7759; Year 49: 10422.0693; Year 50: 55998.7415; Year 56: 10422.0693; Year 60: 1999.8778 | 254675.0797
3.3 | 12.5mm plasterboard finish | Year 0: 8614.9627; Year 15: 8657.7357; Year 30: 8657.7357; Year 45: 8657.7357; Year 60: 42.773 | 34630.9427
| Install plasterboard | Year 0: 36.8262 | 36.8262
| Install steel frame | Year 0: 0.3048; Year 25: 0.3048; Year 50: 0.3048 | 0.91439
| laminatel tile | Year 0: 4856.2822; Year 20: 5043.9128; Year 40: 5043.9128; Year 60: 187.6305 | 15131.7383
| Paint | Year 0: 4168.207; Year 5: 4211.2192; Year 10: 4211.2192; Year 15: 4211.2192; Year 20: 4211.2192; Year 25: 4211.2192; Year 30: 4211.2192; Year 35: 4211.2192; Year 40: 4211.2192; Year 45: 4211.2192; Year 50: 4211.2192; Year 55: 4211.2192; Year 60: 43.0122 | 50534.631
| Paint | Year 0: 18.9363; Year 5: 18.9363; Year 10: 18.9363; Year 15: 18.9363; Year 20: 18.9363; Year 25: 18.9363; Year 30: 18.9363; Year 35: 18.9363; Year 40: 18.9363; Year 45: 18.9363; Year 50: 18.9363; Year 55: 18.9363 | 227.2355
| skim | Year 0: 150.716; Year 60: 0.56047 | 151.2765
| Steel grid | Year 0: 343.6213; Year 25: 343.6883; Year 50: 343.6883; Year 60: 0.066989 | 1031.0649
3.3 Total |  | Year 0: 18189.8566; Year 5: 4230.1555; Year 10: 4230.1555; Year 15: 12887.8912; Year 20: 9274.0683; Year 25: 4574.1486; Year 30: 12887.8912; Year 35: 4230.1555; Year 40: 9274.0683; Year 45: 12887.8912; Year 50: 4574.1486; Year 55: 4230.1555; Year 60: 274.0432 | 101744.6296
4 | install | Year 0: 2.0964; Year 20: 0.0086523; Year 40: 0.48328 | 2.5883
| Install and replace sundries | Year 0: 3.5691; Year 5: 3.5691; Year 10: 3.5691; Year 15: 3.5691; Year 20: 3.5691; Year 25: 3.5691; Year 30: 3.5691; Year 35: 3.5691; Year 40: 3.5691; Year 45: 3.5691; Year 50: 3.5691; Year 55: 3.5691 | 42.8287
4 Total |  | Year 0: 5.6654; Year 5: 3.5691; Year 10: 3.5691; Year 15: 3.5691; Year 20: 3.5777; Year 25: 3.5691; Year 30: 3.5691; Year 35: 3.5691; Year 40: 4.0523; Year 45: 3.5691; Year 50: 3.5691; Year 55: 3.5691 | 45.417
4.1 | Bolts etc | Year 0: 2.1331; Year 20: 2.1335; Year 40: 2.1335; Year 60: 0.00041584 | 6.4005
| Fittings (brush, handrail roll hoddlers, paper bin etc) | Year 0: 227.5372; Year 60: 0.034307 | 227.5715
| Hollow Steel Handrail (50mm diam) 2mm gauge | Year 0: -339.1175; Year 50: -429.4142; Year 60: 9.4117 | -759.1199
| sign | Year 0: 11313.747; Year 40: 11315.9922; Year 60: 2.2451 | 22631.9843
| Steel frame | Year 0: 289.2571; Year 20: 289.3113; Year 40: 289.3113; Year 60: 0.054242 | 867.934
| timber | Year 0: -71.2245; Year 20: -70.8768; Year 40: -70.8768; Year 60: 0.34777 | -212.6303
4.1 Total |  | Year 0: 11422.3324; Year 20: 220.568; Year 40: 11536.5602; Year 50: -429.4142; Year 60: 12.0935 | 22762.14
4.1.1 | Fittings General | Year 0: 75568.3195; Year 20: 75690.7213; Year 40: 75690.7213; Year 60: 122.4018 | 227072.1639
| install mirror | Year 0: 64.87; Year 20: 64.87; Year 40: 64.87 | 194.6099
| Mirror | Year 0: 525.7594; Year 20: 526.2736; Year 40: 526.2736; Year 60: 0.51414 | 1578.8207
4.1.1 Total |  | Year 0: 76158.9489; Year 20: 76281.8649; Year 40: 76281.8649; Year 60: 122.9159 | 228845.5946
5 | Annual inspections and maintenance |  | 16.1732 | 16.1732 | 16.1732 | 16.1732 | 16.1732 | 16.1732 | 16.1732 | 16.1732 | 16.1732 | 16.1732 | 16.1732 | 16.1732 | 16.1732 | 16.1732 | 16.1732 | 16.1732 | 16.1732 | 16.1732 | 16.1732 | 16.1732 | 16.1732 | 16.1732 | 16.1732 | 16.1732 | 16.1732 | 16.1732 | 16.1732 | 16.1732 | 16.1732 | 16.1732 | 16.1732 | 16.1732 | 16.1732 | 16.1732 | 16.1732 | 16.1732 | 16.1732 | 16.1732 | 16.1732 | 16.1732 | 16.1732 | 16.1732 | 16.1732 | 16.1732 | 16.1732 | 16.1732 | 16.1732 | 16.1732 | 16.1732 | 16.1732 | 16.1732 | 16.1732 | 16.1732 | 16.1732 | 16.1732 | 16.1732 | 16.1732 | 16.1732 | 16.1732 | 16.1732 | 970.3908
| Assume 10% manufacturing impacts | Year 0: 112.9601; Year 15: 112.9601; Year 30: 112.9601; Year 45: 112.9601 | 451.8406
| Chiller gas and inspections | Year 5: 1.2978; Year 10: 1.2978; Year 15: 1.2978; Year 20: 1.2978; Year 25: 1.2978; Year 30: 1.2978; Year 35: 1.2978; Year 40: 1.2978; Year 45: 1.2978; Year 50: 1.2978; Year 55: 1.2978; Year 60: 1.2978 | 15.5741
| Fit flush | Year 30: 0.89226; Year 60: 0.89226 | 1.7845
| Fit taps | Year 0: 1.1897; Year 20: 1.1897; Year 40: 1.1897 | 3.5691
| Inspection and maintenance |  | 0.037386 | 0.037386 | 0.037386 | 0.037386 | 0.037386 | 0.037386 | 0.037386 | 0.037386 | 0.037386 | 0.037386 | 0.037386 | 0.037386 | 0.037386 | 0.037386 | 0.037386 | 0.037386 | 0.037386 | 0.037386 | 0.037386 | 0.037386 | 0.037386 | 0.037386 | 0.037386 | 0.037386 | 0.037386 | 0.037386 | 0.037386 | 0.037386 | 0.037386 | 0.037386 | 0.037386 | 0.037386 | 0.037386 | 0.037386 | 0.037386 | 0.037386 | 0.037386 | 0.037386 | 0.037386 | 0.037386 | 0.037386 | 0.037386 | 0.037386 | 0.037386 | 0.037386 | 0.037386 | 0.037386 | 0.037386 | 0.037386 | 0.037386 | 0.037386 | 0.037386 | 0.037386 | 0.037386 | 0.037386 | 0.037386 | 0.037386 | 0.037386 | 0.037386 | 0.037386 | 2.2431
| install | Year 0: 638.0242; Year 15: 0.64892; Year 20: 112.4308; Year 25: 229.2025; Year 30: 0.64892; Year 31: 4.0557; Year 40: 135.2424; Year 45: 0.64892; Year 50: 232.7716; Year 60: 0.64892 | 1354.323
| install light | Year 0: 58.076; Year 10: 58.076; Year 20: 58.076; Year 30: 58.076; Year 40: 58.076; Year 50: 58.076 | 348.4557
| Install sink | Year 0: 4.7587; Year 50: 4.7587 | 9.5175
| Installation and commissioning | Year 0: 6.9218; Year 15: 6.9218; Year 30: 6.9218; Year 45: 6.9218 | 27.6873
| Labour Effort | Year 0: 2917.7654; Year 5: 748.8186; Year 10: 2168.9468; Year 15: 748.8186; Year 20: 2917.7654; Year 25: 748.8186; Year 30: 2168.9468; Year 35: 748.8186; Year 40: 2917.7654; Year 45: 748.8186; Year 50: 2168.9468; Year 55: 748.8186 | 19753.0481
| MAintenance Checks |  | 0.43261 | 0.43261 | 0.43261 | 0.43261 | 0.43261 | 0.43261 | 0.43261 | 0.43261 | 0.43261 | 0.43261 | 0.43261 | 0.43261 | 0.43261 | 0.43261 | 0.43261 | 0.43261 | 0.43261 | 0.43261 | 0.43261 | 0.43261 | 0.43261 | 0.43261 | 0.43261 | 0.43261 | 0.43261 | 0.43261 | 0.43261 | 0.43261 | 0.43261 | 0.43261 | 0.43261 | 0.43261 | 0.43261 | 0.43261 | 0.43261 | 0.43261 | 0.43261 | 0.43261 | 0.43261 | 0.43261 | 0.43261 | 0.43261 | 0.43261 | 0.43261 | 0.43261 | 0.43261 | 0.43261 | 0.43261 | 0.43261 | 0.43261 | 0.43261 | 0.43261 | 0.43261 | 0.43261 | 0.43261 | 0.43261 | 0.43261 | 0.43261 | 0.43261 | 0.43261 | 25.9568
| manufacture | Year 0: 80.2017; Year 20: 80.2017; Year 40: 80.2017 | 240.6051
| PV maintenance and cleaning | Year 5: 0.40557; Year 10: 0.40557; Year 15: 0.40557; Year 20: 0.40557; Year 25: 0.40557; Year 30: 0.40557; Year 35: 0.40557; Year 40: 0.40557; Year 45: 0.40557; Year 50: 0.40557; Year 55: 0.40557; Year 60: 0.40557 | 4.8669
| quarterly inspection |  | 1.7305 | 1.7305 | 1.7305 | 1.7305 | 1.7305 | 1.7305 | 1.7305 | 1.7305 | 1.7305 | 1.7305 | 1.7305 | 1.7305 | 1.7305 | 1.7305 | 1.7305 | 1.7305 | 1.7305 | 1.7305 | 1.7305 | 1.7305 | 1.7305 | 1.7305 | 1.7305 | 1.7305 | 1.7305 | 1.7305 | 1.7305 | 1.7305 | 1.7305 | 1.7305 | 1.7305 | 1.7305 | 1.7305 | 1.7305 | 1.7305 | 1.7305 | 1.7305 | 1.7305 | 1.7305 | 1.7305 | 1.7305 | 1.7305 | 1.7305 | 1.7305 | 1.7305 | 1.7305 | 1.7305 | 1.7305 | 1.7305 | 1.7305 | 1.7305 | 1.7305 | 1.7305 | 1.7305 | 1.7305 | 1.7305 | 1.7305 | 1.7305 | 1.7305 | 1.7305 | 103.8272
| Refrigerant Gas R410 20 year contained AusLCI | 34824.32 | 0 | 0 | 0 | 0 | 0 | 0 | 0 | 0 | 0 | 0 | 0 | 0 | 0 | 0 | 0 | 0 | 0 | 0 | 0 | 1122824.32 | 0 | 0 | 0 | 0 | 0 | 0 | 0 | 0 | 0 | 0 | 0 | 0 | 0 | 0 | 0 | 0 | 0 | 0 | 0 | 1122824.32 | 0 | 0 | 0 | 0 | 0 | 0 | 0 | 0 | 0 | 0 | 0 | 0 | 0 | 0 | 0 | 0 | 0 | 0 | 0 | 1088000 | 3368472.96
| Small equipment and labour associated with commissioning services | Year 0: 8.6523; Year 5: 8.6523; Year 10: 8.6523; Year 15: 8.6523; Year 20: 8.6523; Year 25: 8.6523; Year 30: 8.6523; Year 35: 8.6523; Year 40: 8.6523; Year 45: 8.6523; Year 50: 8.6523; Year 55: 8.6523 | 103.8272
| UK Grid example low carbon | 0 | 50689.15 | 50689.15 | 50689.15 | 50689.15 | 50689.15 | 50689.15 | 50689.15 | 50689.15 | 50689.15 | 50689.15 | 50689.15 | 50689.15 | 50689.15 | 50689.15 | 50689.15 | 50689.15 | 50689.15 | 50689.15 | 50689.15 | 50689.15 | 50689.15 | 50689.15 | 50689.15 | 50689.15 | 50689.15 | 50689.15 | 50689.15 | 50689.15 | 50689.15 | 50689.15 | 50689.15 | 50689.15 | 50689.15 | 50689.15 | 50689.15 | 50689.15 | 50689.15 | 50689.15 | 50689.15 | 50689.15 | 50689.15 | 50689.15 | 50689.15 | 50689.15 | 50689.15 | 50689.15 | 50689.15 | 50689.15 | 50689.15 | 50689.15 | 50689.15 | 50689.15 | 50689.15 | 50689.15 | 50689.15 | 50689.15 | 50689.15 | 50689.15 | 50689.15 | 50689.15 | 3041349
| UK Grid example low carbon (negative) | 0 | -3187.5 | -3187.5 | -3187.5 | -3187.5 | -3187.5 | -3187.5 | -3187.5 | -3187.5 | -3187.5 | -3187.5 | -3187.5 | -3187.5 | -3187.5 | -3187.5 | -3187.5 | -3187.5 | -3187.5 | -3187.5 | -3187.5 | -3187.5 | -3187.5 | -3187.5 | -3187.5 | -3187.5 | -3187.5 | -3187.5 | -3187.5 | -3187.5 | -3187.5 | -3187.5 | -3187.5 | -3187.5 | -3187.5 | -3187.5 | -3187.5 | -3187.5 | -3187.5 | -3187.5 | -3187.5 | -3187.5 | -3187.5 | -3187.5 | -3187.5 | -3187.5 | -3187.5 | -3187.5 | -3187.5 | -3187.5 | -3187.5 | -3187.5 | -3187.5 | -3187.5 | -3187.5 | -3187.5 | -3187.5 | -3187.5 | -3187.5 | -3187.5 | -3187.5 | -3187.5 | -191250
| Window cleaner 1m2/minute/3months |  | 2.3048 | 2.3048 | 2.3048 | 2.3048 | 2.3048 | 2.3048 | 2.3048 | 2.3048 | 2.3048 | 2.3048 | 2.3048 | 2.3048 | 2.3048 | 2.3048 | 2.3048 | 2.3048 | 2.3048 | 2.3048 | 2.3048 | 2.3048 | 2.3048 | 2.3048 | 2.3048 | 2.3048 | 2.3048 | 2.3048 | 2.3048 | 2.3048 | 2.3048 | 2.3048 | 2.3048 | 2.3048 | 2.3048 | 2.3048 | 2.3048 | 2.3048 | 2.3048 | 2.3048 | 2.3048 | 2.3048 | 2.3048 | 2.3048 | 2.3048 | 2.3048 | 2.3048 | 2.3048 | 2.3048 | 2.3048 | 2.3048 | 2.3048 | 2.3048 | 2.3048 | 2.3048 | 2.3048 | 2.3048 | 2.3048 | 2.3048 | 2.3048 | 2.3048 | 2.3048 | 138.2891
5 Total |  | 38652.8699 | 47522.3284 | 47522.3284 | 47522.3284 | 47522.3284 | 48281.5028 | 47522.3284 | 47522.3284 | 47522.3284 | 47522.3284 | 49759.7068 | 47522.3284 | 47522.3284 | 47522.3284 | 47522.3284 | 48402.0336 | 47522.3284 | 47522.3284 | 47522.3284 | 47522.3284 | 1173526.6677 | 47522.3284 | 47522.3284 | 47522.3284 | 47522.3284 | 48510.7053 | 47522.3284 | 47522.3284 | 47522.3284 | 47522.3284 | 49881.13 | 47526.3842 | 47522.3284 | 47522.3284 | 47522.3284 | 48281.5028 | 47522.3284 | 47522.3284 | 47522.3284 | 47522.3284 | 1173549.4792 | 47522.3284 | 47522.3284 | 47522.3284 | 47522.3284 | 48402.0336 | 47522.3284 | 47522.3284 | 47522.3284 | 47522.3284 | 49997.2372 | 47522.3284 | 47522.3284 | 47522.3284 | 47522.3284 | 48281.5028 | 47522.3284 | 47522.3284 | 47522.3284 | 47522.3284 | 1135525.573 | 6242127.766
5.1 | Proxy for PVC water pipe | Year 0: 263.4745; Year 35: 263.5935; Year 60: 0.11905 | 527.187
5.1 Total |  | Year 0: 263.4745; Year 35: 263.5935; Year 60: 0.11905 | 527.187
5.2 | car components | Year 0: 2316.8097; Year 25: 2316.9454; Year 50: 2316.9454; Year 60: 0.13567 | 6950.8362
| car components and structure | Year 0: 5838.9881; Year 35: 5840.2902; Year 60: 1.3021 | 11680.5804
| casing | Year 0: 2945.9698; Year 15: 2946.8015; Year 30: 2946.8015; Year 45: 2946.8015; Year 60: 0.83168 | 11787.2061
| Cast iron (proxy) | Year 0: 152.7822; Year 25: 152.818; Year 50: 152.818; Year 60: 0.035866 | 458.454
| component | Year 0: 65.2485; Year 25: 65.2532; Year 50: 65.2532; Year 60: 0.0046782 | 195.7596
| conduit 20mm | Year 0: 8218.8512; Year 30: 8290.2487; Year 60: 71.3975 | 16580.4974
| copper unit and pipe (internal and external) | Year 0: 3043.8217; Year 20: 3044.0441; Year 40: 3044.0441; Year 60: 0.22247 | 9132.1324
| copper wire 6mm siam | Year 0: 34375.1618; Year 30: 34377.6743; Year 60: 2.5125 | 68755.3485
| ducting spiral 250mm | Year 0: 16606.9191; Year 40: 16610.1566; Year 60: 3.2375 | 33220.3132
| fans | Year 0: 1379.0132; Year 15: 1379.2211; Year 30: 1379.2211; Year 45: 1379.2211; Year 60: 0.20792 | 5516.8843
| glass | Year 0: 21.6872; Year 25: 21.7152; Year 50: 21.7152; Year 60: 0.028034 | 65.1456
| Heat exchanger copper pipe and fins | Year 0: 5689.3863; Year 15: 5689.8021; Year 30: 5689.8021; Year 45: 5689.8021; Year 60: 0.41584 | 22759.2086
| insulation | Year 0: 306.5136; Year 15: 307.4481; Year 30: 307.4481; Year 45: 307.4481; Year 60: 0.93447 | 1229.7923
| mechanical & electrical | Year 0: 190447.0468; Year 25: 190592.5957; Year 50: 190592.5957; Year 60: 145.549 | 571777.7872
| motors etc | Year 0: 1706.8159; Year 15: 1706.9406; Year 30: 1706.9406; Year 45: 1706.9406; Year 60: 0.12475 | 6827.7626
| other | Year 0: 8.2638; Year 25: 8.274; Year 50: 8.274; Year 60: 0.010123 | 24.8219
| pipe Insulation | Year 0: 148.5794; Year 20: 150.9863; Year 40: 150.9863; Year 60: 2.4069 | 452.9589
| pipe insulation 50mm thick | Year 0: 475.4354; Year 60: 7.7018 | 483.1373
| Plastic casing etc | Year 0: 1012.7031; Year 20: 1021.5005; Year 40: 1021.5005; Year 60: 8.7974 | 3064.5015
| Plastic casings etc | Year 0: 171.2873; Year 25: 172.8686; Year 50: 172.8686; Year 60: 1.5814 | 518.6059
| PRoxy for ceramic sink | Year 0: 230.3726; Year 25: 230.8294; Year 50: 230.8294; Year 60: 0.45685 | 692.4883
| Proxy for ceramic WC | Year 0: 993.4817; Year 25: 995.4519; Year 50: 995.4519; Year 60: 1.9702 | 2986.3556
| Proxy for copper piping (cold only) | Year 0: 779.2877; Year 45: 779.3446; Year 60: 0.056958 | 1558.6892
| Proxy for copper piping 22mm diameter | Year 0: 1236.4698; Year 45: 1236.5601; Year 60: 0.090374 | 2473.1203
| Proxy for flush fittings | Year 0: 18.328; Year 25: 18.4547; Year 50: 18.4547; Year 60: 0.12677 | 55.3642
| Proxy for PVC water pipe | Year 0: 557.6441; Year 30: 561.5014; Year 60: 3.8572 | 1123.0027
| Proxy for taps | Year 0: 213.7413; Year 20: 213.7642; Year 40: 213.7642; Year 60: 0.022871 | 641.2925
| pv | Year 0: 32442.9133; Year 31: 32464.316; Year 60: 21.4027 | 64928.632
| Rubber component (proxy) | Year 0: 42.8117; Year 25: 43.5854; Year 50: 43.5854; Year 60: 0.77365 | 130.7562
| Rubber hoses etc (proxy) | Year 0: 1626.8463; Year 20: 1656.2451; Year 40: 1656.2451; Year 60: 29.3988 | 4968.7352
| service lift |  | 1.2978 | 1.2978 | 1.2978 | 1.2978 | 1.2978 | 1.2978 | 1.2978 | 1.2978 | 1.2978 | 1.2978 | 1.2978 | 1.2978 | 1.2978 | 1.2978 | 1.2978 | 1.2978 | 1.2978 | 1.2978 | 1.2978 | 1.2978 | 1.2978 | 1.2978 | 1.2978 | 1.2978 | 1.2978 | 1.2978 | 1.2978 | 1.2978 | 1.2978 | 1.2978 | 1.2978 | 1.2978 | 1.2978 | 1.2978 | 1.2978 | 1.2978 | 1.2978 | 1.2978 | 1.2978 | 1.2978 | 1.2978 | 1.2978 | 1.2978 | 1.2978 | 1.2978 | 1.2978 | 1.2978 | 1.2978 | 1.2978 | 1.2978 | 1.2978 | 1.2978 | 1.2978 | 1.2978 | 1.2978 | 1.2978 | 1.2978 | 1.2978 | 1.2978 | 1.2978 | 77.8704
| shower head | Year 0: 96.9631; Year 15: 96.9731; Year 30: 96.9731; Year 45: 96.9731; Year 60: 0.0099801 | 387.8925
| steel unit (internal and external) | Year 0: 1366.1935; Year 20: 1366.5792; Year 40: 1366.5792; Year 60: 0.38569 | 4099.7376
| Sundries | Year 0: 1.3892; Year 60: 0.0060355 | 1.3952
5.2 Total |  | 314537.7262 | 1.2978 | 1.2978 | 1.2978 | 1.2978 | 1.2978 | 1.2978 | 1.2978 | 1.2978 | 1.2978 | 1.2978 | 1.2978 | 1.2978 | 1.2978 | 1.2978 | 12128.4844 | 1.2978 | 1.2978 | 1.2978 | 1.2978 | 7454.4172 | 1.2978 | 1.2978 | 1.2978 | 1.2978 | 194620.0894 | 1.2978 | 1.2978 | 1.2978 | 1.2978 | 55357.9087 | 32465.6139 | 1.2978 | 1.2978 | 1.2978 | 5841.588 | 1.2978 | 1.2978 | 1.2978 | 1.2978 | 24064.5738 | 1.2978 | 1.2978 | 1.2978 | 1.2978 | 14144.3892 | 1.2978 | 1.2978 | 1.2978 | 1.2978 | 194620.0894 | 1.2978 | 1.2978 | 1.2978 | 1.2978 | 1.2978 | 1.2978 | 1.2978 | 1.2978 | 1.2978 | 307.2935 | 855607.0658
5.8 | connectors | Year 0: 46.9036; Year 10: 46.907; Year 20: 46.907; Year 30: 46.907; Year 40: 46.907; Year 50: 46.907; Year 60: 0.0033629 | 281.442
| glass bulb | Year 0: 166.8102; Year 10: 167.0259; Year 20: 167.0259; Year 30: 167.0259; Year 40: 167.0259; Year 50: 167.0259; Year 60: 0.21563 | 1002.1551
| heat sink | Year 0: 9085.5931; Year 10: 9085.8413; Year 20: 9085.8413; Year 30: 9085.8413; Year 40: 9085.8413; Year 50: 9085.8413; Year 60: 0.24818 | 54515.048
| insulator | Year 0: 1357.9262; Year 10: 1363.8259; Year 20: 1363.8259; Year 30: 1363.8259; Year 40: 1363.8259; Year 50: 1363.8259; Year 60: 5.8997 | 8182.9554
| plates | Year 0: 437.5772; Year 10: 437.6592; Year 20: 437.6592; Year 30: 437.6592; Year 40: 437.6592; Year 50: 437.6592; Year 60: 0.082055 | 2625.9553
5.8 Total |  | Year 0: 11094.8103; Year 10: 11101.2593; Year 20: 11101.2593; Year 30: 11101.2593; Year 40: 11101.2593; Year 50: 11101.2593; Year 60: 6.449 | 66607.5559
5.8.5 | Install replaced panels (frames left in place) | Year 0: 13.0196; Year 25: 13.0196; Year 50: 13.0196 | 39.0587
| Intall PV Frames | Year 0: 13.3238; Year 50: 13.3238 | 26.6475
| PV Frames, brackets, fastners and hardware | Year 0: 18304.0523; Year 50: 18304.5396; Year 60: 0.48731 | 36609.0792
5.8.5 Total |  | Year 0: 18330.3956; Year 25: 13.0196; Year 50: 18330.8829; Year 60: 0.48731 | 36674.7855
7.5.1 | Deep Clean 1 day a week |  | 23.1572 | 23.1572 | 23.1572 | 23.1572 | 23.1572 | 23.1572 | 23.1572 | 23.1572 | 23.1572 | 23.1572 | 23.1572 | 23.1572 | 23.1572 | 23.1572 | 23.1572 | 23.1572 | 23.1572 | 23.1572 | 23.1572 | 23.1572 | 23.1572 | 23.1572 | 23.1572 | 23.1572 | 23.1572 | 23.1572 | 23.1572 | 23.1572 | 23.1572 | 23.1572 | 23.1572 | 23.1572 | 23.1572 | 23.1572 | 23.1572 | 23.1572 | 23.1572 | 23.1572 | 23.1572 | 23.1572 | 23.1572 | 23.1572 | 23.1572 | 23.1572 | 23.1572 | 23.1572 | 23.1572 | 23.1572 | 23.1572 | 23.1572 | 23.1572 | 23.1572 | 23.1572 | 23.1572 | 23.1572 | 23.1572 | 23.1572 | 23.1572 | 23.1572 | 23.1572 | 1389.435
| Light Clean 4 days a week |  | 30.9094 | 30.9094 | 30.9094 | 30.9094 | 30.9094 | 30.9094 | 30.9094 | 30.9094 | 30.9094 | 30.9094 | 30.9094 | 30.9094 | 30.9094 | 30.9094 | 30.9094 | 30.9094 | 30.9094 | 30.9094 | 30.9094 | 30.9094 | 30.9094 | 30.9094 | 30.9094 | 30.9094 | 30.9094 | 30.9094 | 30.9094 | 30.9094 | 30.9094 | 30.9094 | 30.9094 | 30.9094 | 30.9094 | 30.9094 | 30.9094 | 30.9094 | 30.9094 | 30.9094 | 30.9094 | 30.9094 | 30.9094 | 30.9094 | 30.9094 | 30.9094 | 30.9094 | 30.9094 | 30.9094 | 30.9094 | 30.9094 | 30.9094 | 30.9094 | 30.9094 | 30.9094 | 30.9094 | 30.9094 | 30.9094 | 30.9094 | 30.9094 | 30.9094 | 30.9094 | 1854.5613
7.5.1 Total |  |  | 54.0666 | 54.0666 | 54.0666 | 54.0666 | 54.0666 | 54.0666 | 54.0666 | 54.0666 | 54.0666 | 54.0666 | 54.0666 | 54.0666 | 54.0666 | 54.0666 | 54.0666 | 54.0666 | 54.0666 | 54.0666 | 54.0666 | 54.0666 | 54.0666 | 54.0666 | 54.0666 | 54.0666 | 54.0666 | 54.0666 | 54.0666 | 54.0666 | 54.0666 | 54.0666 | 54.0666 | 54.0666 | 54.0666 | 54.0666 | 54.0666 | 54.0666 | 54.0666 | 54.0666 | 54.0666 | 54.0666 | 54.0666 | 54.0666 | 54.0666 | 54.0666 | 54.0666 | 54.0666 | 54.0666 | 54.0666 | 54.0666 | 54.0666 | 54.0666 | 54.0666 | 54.0666 | 54.0666 | 54.0666 | 54.0666 | 54.0666 | 54.0666 | 54.0666 | 54.0666 | 3243.9963
8 | (Excavation & Backfilling | Year 0: 18187.1875 | 18187.1875
| (Excavation & Backfilling) | Year 0: 44840.9546 | 44840.9546
| Assemble Fence | Year 0: 0.26498 | 0.26498
| drill post holes | Year 0: 69.5403 | 69.5403
| Excavate Trench | Year 0: 1108.1476; Year 30: 1108.1476 | 2216.2951
| Excavation & Backfilling | Year 0: 22027.5484 | 22027.5484
| Excavation and backfilling | Year 0: 19.374 | 19.374
| install | Year 0: 26.6301 | 26.6301
| Labour Effort | Year 0: 3249.2778; Year 5: 876.9104; Year 10: 2372.3674; Year 15: 876.9104; Year 20: 3249.2778; Year 25: 876.9104; Year 30: 2372.3674; Year 35: 876.9104; Year 40: 3249.2778; Year 45: 876.9104; Year 50: 2372.3674; Year 55: 876.9104 | 22126.3981
| Lay Pavers | Year 0: 0.5624 | 0.5624
| post hole fill | Year 0: 22.0797 | 22.0797
| Vibrating Plate | Year 0: 1092.6462 | 1092.6462
8 Total |  | Year 0: 90644.2135; Year 5: 876.9104; Year 10: 2372.3674; Year 15: 876.9104; Year 20: 3249.2778; Year 25: 876.9104; Year 30: 3480.515; Year 35: 876.9104; Year 40: 3249.2778; Year 45: 876.9104; Year 50: 2372.3674; Year 55: 876.9104 | 110629.4813
8.2 | fence post footing | Year 0: 42.8017; Year 60: 0.10466 | 42.9063
| Fence Post leading upright | Year 0: 53.7174; Year 35: 53.7275; Year 60: 0.010073 | 107.455
| fence posts small uprights | Year 0: 59.686; Year 35: 59.6972; Year 60: 0.011192 | 119.3944
| gravel 50mm | Year 0: 587.9891; Year 50: 638.6334; Year 60: 48.6964 | 1275.319
| level and grade site | Year 0: 9263.1566 | 9263.1566
| pavers | Year 0: 10956.0764; Year 60: 20.1286 | 10976.205
8.2 Total |  | Year 0: 20963.4272; Year 35: 113.4247; Year 50: 638.6334; Year 60: 68.951 | 21784.4362
(blank) | Heating/hot water Gas |  | 32378.703 | 32378.703 | 32378.703 | 32378.703 | 32378.703 | 32378.703 | 32378.703 | 32378.703 | 32378.703 | 32378.703 | 32378.703 | 32378.703 | 32378.703 | 32378.703 | 32378.703 | 32378.703 | 32378.703 | 32378.703 | 32378.703 | 32378.703 | 32378.703 | 32378.703 | 32378.703 | 32378.703 | 32378.703 | 32378.703 | 32378.703 | 32378.703 | 32378.703 | 32378.703 | 32378.703 | 32378.703 | 32378.703 | 32378.703 | 32378.703 | 32378.703 | 32378.703 | 32378.703 | 32378.703 | 32378.703 | 32378.703 | 32378.703 | 32378.703 | 32378.703 | 32378.703 | 32378.703 | 32378.703 | 32378.703 | 32378.703 | 32378.703 | 32378.703 | 32378.703 | 32378.703 | 32378.703 | 32378.703 | 32378.703 | 32378.703 | 32378.703 | 32378.703 | 32378.703 | 1942722.1778
| Water consumption - showers, WC, kitchen etc |  | 559.0679 | 559.0679 | 559.0679 | 559.0679 | 559.0679 | 559.0679 | 559.0679 | 559.0679 | 559.0679 | 559.0679 | 559.0679 | 559.0679 | 559.0679 | 559.0679 | 559.0679 | 559.0679 | 559.0679 | 559.0679 | 559.0679 | 559.0679 | 559.0679 | 559.0679 | 559.0679 | 559.0679 | 559.0679 | 559.0679 | 559.0679 | 559.0679 | 559.0679 | 559.0679 | 559.0679 | 559.0679 | 559.0679 | 559.0679 | 559.0679 | 559.0679 | 559.0679 | 559.0679 | 559.0679 | 559.0679 | 559.0679 | 559.0679 | 559.0679 | 559.0679 | 559.0679 | 559.0679 | 559.0679 | 559.0679 | 559.0679 | 559.0679 | 559.0679 | 559.0679 | 559.0679 | 559.0679 | 559.0679 | 559.0679 | 559.0679 | 559.0679 | 559.0679 | 559.0679 | 33544.0764
| Water treatment - showers, WC, kitchen |  | 0 | 0 | 0 | 0 | 0 | 0 | 0 | 0 | 0 | 0 | 0 | 0 | 0 | 0 | 0 | 0 | 0 | 0 | 0 | 0 | 0 | 0 | 0 | 0 | 0 | 0 | 0 | 0 | 0 | 0 | 0 | 0 | 0 | 0 | 0 | 0 | 0 | 0 | 0 | 0 | 0 | 0 | 0 | 0 | 0 | 0 | 0 | 0 | 0 | 0 | 0 | 0 | 0 | 0 | 0 | 0 | 0 | 0 | 0 | 0 | 0
| Window cleaning |  | 0.92791 | 0.92791 | 0.92791 | 0.92791 | 0.92791 | 0.92791 | 0.92791 | 0.92791 | 0.92791 | 0.92791 | 0.92791 | 0.92791 | 0.92791 | 0.92791 | 0.92791 | 0.92791 | 0.92791 | 0.92791 | 0.92791 | 0.92791 | 0.92791 | 0.92791 | 0.92791 | 0.92791 | 0.92791 | 0.92791 | 0.92791 | 0.92791 | 0.92791 | 0.92791 | 0.92791 | 0.92791 | 0.92791 | 0.92791 | 0.92791 | 0.92791 | 0.92791 | 0.92791 | 0.92791 | 0.92791 | 0.92791 | 0.92791 | 0.92791 | 0.92791 | 0.92791 | 0.92791 | 0.92791 | 0.92791 | 0.92791 | 0.92791 | 0.92791 | 0.92791 | 0.92791 | 0.92791 | 0.92791 | 0.92791 | 0.92791 | 0.92791 | 0.92791 | 0.92791 | 55.6745
| Window Cleaning and winch |  | 184.2933 | 184.2933 | 184.2933 | 184.2933 | 184.2933 | 184.2933 | 184.2933 | 184.2933 | 184.2933 | 184.2933 | 184.2933 | 184.2933 | 184.2933 | 184.2933 | 184.2933 | 184.2933 | 184.2933 | 184.2933 | 184.2933 | 184.2933 | 184.2933 | 184.2933 | 184.2933 | 184.2933 | 184.2933 | 184.2933 | 184.2933 | 184.2933 | 184.2933 | 184.2933 | 184.2933 | 184.2933 | 184.2933 | 184.2933 | 184.2933 | 184.2933 | 184.2933 | 184.2933 | 184.2933 | 184.2933 | 184.2933 | 184.2933 | 184.2933 | 184.2933 | 184.2933 | 184.2933 | 184.2933 | 184.2933 | 184.2933 | 184.2933 | 184.2933 | 184.2933 | 184.2933 | 184.2933 | 184.2933 | 184.2933 | 184.2933 | 184.2933 | 184.2933 | 184.2933 | 11057.596
(blank) Total |  |  | 33122.9921 | 33122.9921 | 33122.9921 | 33122.9921 | 33122.9921 | 33122.9921 | 33122.9921 | 33122.9921 | 33122.9921 | 33122.9921 | 33122.9921 | 33122.9921 | 33122.9921 | 33122.9921 | 33122.9921 | 33122.9921 | 33122.9921 | 33122.9921 | 33122.9921 | 33122.9921 | 33122.9921 | 33122.9921 | 33122.9921 | 33122.9921 | 33122.9921 | 33122.9921 | 33122.9921 | 33122.9921 | 33122.9921 | 33122.9921 | 33122.9921 | 33122.9921 | 33122.9921 | 33122.9921 | 33122.9921 | 33122.9921 | 33122.9921 | 33122.9921 | 33122.9921 | 33122.9921 | 33122.9921 | 33122.9921 | 33122.9921 | 33122.9921 | 33122.9921 | 33122.9921 | 33122.9921 | 33122.9921 | 33122.9921 | 33122.9921 | 33122.9921 | 33122.9921 | 33122.9921 | 33122.9921 | 33122.9921 | 33122.9921 | 33122.9921 | 33122.9921 | 33122.9921 | 33122.9921 | 1987379.5247
Grand Total |  | 2696953.1364 | 80373.3138 | 80373.3138 | 80373.3138 | 80373.3138 | 96404.1054 | 80373.3138 | 90795.383 | 80373.3138 | 80373.3138 | 113485.1236 | 80373.3138 | 80373.3138 | 80373.3138 | 90795.383 | 139866.9319 | 80373.3138 | 80373.3138 | 80373.3138 | 80373.3138 | 1360372.9742 | 90795.383 | 80373.3138 | 80373.3138 | 80373.3138 | 405202.1922 | 80373.3138 | 80373.3138 | 90795.383 | 80373.3138 | 271452.0001 | 112841.6855 | 80373.3138 | 80373.3138 | 80373.3138 | 113199.1089 | 80373.3138 | 80373.3138 | 80373.3138 | 80373.3138 | 1508106.4009 | 80373.3138 | 90795.383 | 80373.3138 | 80373.3138 | 141882.8367 | 80373.3138 | 80373.3138 | 80373.3138 | 90795.383 | 448842.341 | 80373.3138 | 80373.3138 | 80373.3138 | 80373.3138 | 96404.1054 | 90795.383 | 80373.3138 | 80373.3138 | 80373.3138 | 1189978.6747 | 12545491.8492

## Data Tab
UniqueAssetId | DesignFunctionName | ParentTemplateName | ParentTemplateId | ElementId | CategoryCode | CategoryName | Description | Type | Quantity | Units | Frequency | IndicatorId | ParentScalingFactorAssembly | ParentIsLockAssembly | ParentScalingFactorMaterials | ParentIsLockMaterials | LifeCycleStage | WasteFactor | Mass | LifetimeInstalledMass | SourceId | SourceName | DesignTemplateElementId | Year | Module | Global Warming Potential, GWP | Ozone Depletion Potential, ODP | Acidification Potential for Soil and Water, AP | Eutrophication potential, EP | Photochemical Ozone Creation Potential, POCP | Abiotic Depletion Potential - Elements, ADPE | Abiotic Depletion Potential - Fossil Fuels, ADPF | British Pounds Sterling | BRE 15804 EcoPoints (UK)
| Civic Offices | Foundation structure reinforcement bar (m3) | 1700640 | 8402766 | 1.1 | Substructure | reo bar m3 | Construction | 4.525 | m3 | 80 | 44 | 1 | FALSE | 1 | FALSE |  | 1.05 | 35444.6941 | 35444.6941 | 5466 | Reinforcement for RC, steel |  | 0 | A1A3 | 76937.1985 | 0.0043831 | 347.3455 | 171.0613 | 96.0842 | 0.41034 | 971534.9003 | 27763.8289 | 687.988
| Civic Offices | Foundation structure reinforcement bar (m3) | 1700640 | 8402766 | 1.1 | Substructure | reo bar m3 | Construction | 4.525 | m3 | 80 | 44 | 1 | FALSE | 1 | FALSE |  | 1.05 | 35444.6941 | 35444.6941 | 5466 | Reinforcement for RC, steel |  | 0 | A4 | 1544.7293 | 0.00021375 | 7.3446 | 1.3638 | 0.9696 | 0.0034401 | 22601.5162 | 6563.7604 | 6.2779
| Civic Offices | Foundation structure reinforcement bar (m3) | 1700640 | 8402766 | 1.1 | Substructure | reo bar m3 | Construction | 4.525 | m3 | 80 | 44 | 1 | FALSE | 1 | FALSE |  | 1.05 | 35444.6941 | 35444.6941 | 5466 | Reinforcement for RC, steel |  | 0 | A5 | 0.92121 | 2.4122e-07 | 0.0064419 | 0.0021168 | 0.001069 | 1.2995e-06 | 22.5838 | 265.8352 | 0
| Civic Offices | Foundation structure reinforcement bar (m3) | 1700640 | 8402766 | 1.1 | Substructure | reo bar m3 | Construction | 4.525 | m3 | 80 | 44 | 1 | FALSE | 1 | FALSE |  | 1.05 | 35444.6941 | 35444.6941 | 5466 | Reinforcement for RC, steel |  | 0 | D2 | 0 | 0 | 0 | 0 | 0 | 0 | 0 | 0 | 0
| Civic Offices | Foundation structure reinforcement bar (m3) | 1700640 | 8402766 | 1.1 | Substructure | reo bar m3 | Construction | 4.525 | m3 | 80 | 44 | 1 | FALSE | 1 | FALSE |  | 1.05 | 35444.6941 | 35444.6941 | 5466 | Reinforcement for RC, steel |  | 0 | D3 | 0 | 0 | 0 | 0 | 0 | 0 | 0 | 0 | 0
| Civic Offices | Foundation structure reinforcement bar (m3) | 1700640 | 8402766 | 1.1 | Substructure | reo bar m3 | Construction | 4.525 | m3 | 80 | 44 | 1 | FALSE | 1 | FALSE |  | 1.05 | 35444.6941 | 35444.6941 | 5466 | Reinforcement for RC, steel |  | 0 | D4 | 0 | 0 | 0 | 0 | 0 | 0 | 0 | 0 | 0
| Civic Offices | Foundation structure reinforcement bar (m3) | 1700640 | 8402766 | 1.1 | Substructure | reo bar m3 | Construction | 4.525 | m3 | 80 | 44 | 1 | FALSE | 1 | FALSE |  | 1.05 | 35444.6941 | 35444.6941 | 5466 | Reinforcement for RC, steel |  | 60 | C2 | 0 | 0 | 0 | 0 | 0 | 0 | 0 | 0 | 0
| Civic Offices | Foundation structure reinforcement bar (m3) | 1700640 | 8402766 | 1.1 | Substructure | reo bar m3 | Construction | 4.525 | m3 | 80 | 44 | 1 | FALSE | 1 | FALSE |  | 1.05 | 35444.6941 | 35444.6941 | 5466 | Reinforcement for RC, steel |  | 60 | C4 | 18.4241 | 4.8245e-06 | 0.12884 | 0.042336 | 0.021379 | 2.599e-05 | 451.6756 | 5316.7041 | 0.92398
| Civic Offices | Foundation structure reinforcement bar (m3) | 1700640 | 8402766 | 1.1 | Substructure | reo bar m3 | Construction | 4.525 | m3 | 80 | 44 | 1 | FALSE | 1 | FALSE |  | 1.05 | 35444.6941 | 35444.6941 | 5466 | Reinforcement for RC, steel |  | 60 | D2 | 0 | 0 | 0 | 0 | 0 | 0 | 0 | 0 | 0
| Civic Offices | Foundation structure reinforcement bar (m3) | 1700640 | 8402766 | 1.1 | Substructure | reo bar m3 | Construction | 4.525 | m3 | 80 | 44 | 1 | FALSE | 1 | FALSE |  | 1.05 | 35444.6941 | 35444.6941 | 5466 | Reinforcement for RC, steel |  | 60 | D3 | 0 | 0 | 0 | 0 | 0 | 0 | 0 | 0 | 0
| Civic Offices | Foundation structure reinforcement bar (m3) | 1700640 | 8402766 | 1.1 | Substructure | reo bar m3 | Construction | 4.525 | m3 | 80 | 44 | 1 | FALSE | 1 | FALSE |  | 1.05 | 35444.6941 | 35444.6941 | 5466 | Reinforcement for RC, steel |  | 60 | D4 | 0 | 0 | 0 | 0 | 0 | 0 | 0 | 0 | 0
| Civic Offices | Foundation poured concrete 35MPa (m3) | 1700642 | 8402769 | 1.1 | Substructure | concrete | Construction | 355.24 | m3 | 80 | 44 | 1 | FALSE | 1 | FALSE |  | 1.05 | 852576 | 852576 | 5249 | Structure, concrete (in-situ, RC35, excl. reinforcement) |  | 0 | A1A3 | 116652.741 | 0.0037996 | 233.5298 | 57.5786 | 22.0869 | 0.044205 | 581210.3646 | 35435.19 | 344.0813
| Civic Offices | Foundation poured concrete 35MPa (m3) | 1700642 | 8402769 | 1.1 | Substructure | concrete | Construction | 355.24 | m3 | 80 | 44 | 1 | FALSE | 1 | FALSE |  | 1.05 | 852576 | 852576 | 5249 | Structure, concrete (in-situ, RC35, excl. reinforcement) |  | 0 | A4 | 12335.3836 | 0.0022164 | 40.3903 | 10.9169 | 6.8905 | 0.043019 | 183878.9561 | 28076.973 | 50.7619
| Civic Offices | Foundation poured concrete 35MPa (m3) | 1700642 | 8402769 | 1.1 | Substructure | concrete | Construction | 355.24 | m3 | 80 | 44 | 1 | FALSE | 1 | FALSE |  | 1.05 | 852576 | 852576 | 5249 | Structure, concrete (in-situ, RC35, excl. reinforcement) |  | 0 | A5 | 11.0654 | 3.8145e-06 | 0.085222 | 0.021043 | 0.014722 | 1.1962e-05 | 321.3937 | 6394.32 | 0
| Civic Offices | Foundation poured concrete 35MPa (m3) | 1700642 | 8402769 | 1.1 | Substructure | concrete | Construction | 355.24 | m3 | 80 | 44 | 1 | FALSE | 1 | FALSE |  | 1.05 | 852576 | 852576 | 5249 | Structure, concrete (in-situ, RC35, excl. reinforcement) |  | 0 | D2 | 0 | 0 | 0 | 0 | 0 | 0 | 0 | 0 | 0
| Civic Offices | Foundation poured concrete 35MPa (m3) | 1700642 | 8402769 | 1.1 | Substructure | concrete | Construction | 355.24 | m3 | 80 | 44 | 1 | FALSE | 1 | FALSE |  | 1.05 | 852576 | 852576 | 5249 | Structure, concrete (in-situ, RC35, excl. reinforcement) |  | 0 | D3 | 0 | 0 | 0 | 0 | 0 | 0 | 0 | 0 | 0
| Civic Offices | Foundation poured concrete 35MPa (m3) | 1700642 | 8402769 | 1.1 | Substructure | concrete | Construction | 355.24 | m3 | 80 | 44 | 1 | FALSE | 1 | FALSE |  | 1.05 | 852576 | 852576 | 5249 | Structure, concrete (in-situ, RC35, excl. reinforcement) |  | 0 | D4 | 0 | 0 | 0 | 0 | 0 | 0 | 0 | 0 | 0
| Civic Offices | Foundation poured concrete 35MPa (m3) | 1700642 | 8402769 | 1.1 | Substructure | concrete | Construction | 355.24 | m3 | 80 | 44 | 1 | FALSE | 1 | FALSE |  | 1.05 | 852576 | 852576 | 5249 | Structure, concrete (in-situ, RC35, excl. reinforcement) |  | 60 | C2 | 0 | 0 | 0 | 0 | 0 | 0 | 0 | 0 | 0
| Civic Offices | Foundation poured concrete 35MPa (m3) | 1700642 | 8402769 | 1.1 | Substructure | concrete | Construction | 355.24 | m3 | 80 | 44 | 1 | FALSE | 1 | FALSE |  | 1.05 | 852576 | 852576 | 5249 | Structure, concrete (in-situ, RC35, excl. reinforcement) |  | 60 | C4 | 221.3082 | 7.629e-05 | 1.7044 | 0.42086 | 0.29444 | 0.00023923 | 6427.8739 | 127886.4 | 20.8626
| Civic Offices | Foundation poured concrete 35MPa (m3) | 1700642 | 8402769 | 1.1 | Substructure | concrete | Construction | 355.24 | m3 | 80 | 44 | 1 | FALSE | 1 | FALSE |  | 1.05 | 852576 | 852576 | 5249 | Structure, concrete (in-situ, RC35, excl. reinforcement) |  | 60 | D2 | 0 | 0 | 0 | 0 | 0 | 0 | 0 | 0 | 0
| Civic Offices | Foundation poured concrete 35MPa (m3) | 1700642 | 8402769 | 1.1 | Substructure | concrete | Construction | 355.24 | m3 | 80 | 44 | 1 | FALSE | 1 | FALSE |  | 1.05 | 852576 | 852576 | 5249 | Structure, concrete (in-situ, RC35, excl. reinforcement) |  | 60 | D3 | 0 | 0 | 0 | 0 | 0 | 0 | 0 | 0 | 0
| Civic Offices | Foundation poured concrete 35MPa (m3) | 1700642 | 8402769 | 1.1 | Substructure | concrete | Construction | 355.24 | m3 | 80 | 44 | 1 | FALSE | 1 | FALSE |  | 1.05 | 852576 | 852576 | 5249 | Structure, concrete (in-situ, RC35, excl. reinforcement) |  | 60 | D4 | 0 | 0 | 0 | 0 | 0 | 0 | 0 | 0 | 0
| Civic Offices | Foundation poured concrete 40MPa (m3) | 1700645 | 8402775 | 1.1 | Substructure | concrete | Construction | 8.712 | m3 | 80 | 44 | 1 | FALSE | 1 | FALSE |  | 1.05 | 20908.8 | 20908.8 | 5251 | Structure, concrete (in-situ, RC40, excl. reinforcement) |  | 0 | A1A3 | 3082.536 | 9.9411e-05 | 6.1245 | 1.5098 | 0.57786 | 0.0011282 | 15225.7941 | 933.0552 | 9.0021
| Civic Offices | Foundation poured concrete 40MPa (m3) | 1700645 | 8402775 | 1.1 | Substructure | concrete | Construction | 8.712 | m3 | 80 | 44 | 1 | FALSE | 1 | FALSE |  | 1.05 | 20908.8 | 20908.8 | 5251 | Structure, concrete (in-situ, RC40, excl. reinforcement) |  | 0 | A4 | 302.5162 | 5.4355e-05 | 0.99054 | 0.26773 | 0.16899 | 0.001055 | 4509.4963 | 688.5671 | 1.2449
| Civic Offices | Foundation poured concrete 40MPa (m3) | 1700645 | 8402775 | 1.1 | Substructure | concrete | Construction | 8.712 | m3 | 80 | 44 | 1 | FALSE | 1 | FALSE |  | 1.05 | 20908.8 | 20908.8 | 5251 | Structure, concrete (in-situ, RC40, excl. reinforcement) |  | 0 | A5 | 0.27137 | 9.3548e-08 | 0.00209 | 0.00051606 | 0.00036104 | 2.9335e-07 | 7.8819 | 156.816 | 0
| Civic Offices | Foundation poured concrete 40MPa (m3) | 1700645 | 8402775 | 1.1 | Substructure | concrete | Construction | 8.712 | m3 | 80 | 44 | 1 | FALSE | 1 | FALSE |  | 1.05 | 20908.8 | 20908.8 | 5251 | Structure, concrete (in-situ, RC40, excl. reinforcement) |  | 0 | D2 | 0 | 0 | 0 | 0 | 0 | 0 | 0 | 0 | 0
| Civic Offices | Foundation poured concrete 40MPa (m3) | 1700645 | 8402775 | 1.1 | Substructure | concrete | Construction | 8.712 | m3 | 80 | 44 | 1 | FALSE | 1 | FALSE |  | 1.05 | 20908.8 | 20908.8 | 5251 | Structure, concrete (in-situ, RC40, excl. reinforcement) |  | 0 | D3 | 0 | 0 | 0 | 0 | 0 | 0 | 0 | 0 | 0
| Civic Offices | Foundation poured concrete 40MPa (m3) | 1700645 | 8402775 | 1.1 | Substructure | concrete | Construction | 8.712 | m3 | 80 | 44 | 1 | FALSE | 1 | FALSE |  | 1.05 | 20908.8 | 20908.8 | 5251 | Structure, concrete (in-situ, RC40, excl. reinforcement) |  | 0 | D4 | 0 | 0 | 0 | 0 | 0 | 0 | 0 | 0 | 0
| Civic Offices | Foundation poured concrete 40MPa (m3) | 1700645 | 8402775 | 1.1 | Substructure | concrete | Construction | 8.712 | m3 | 80 | 44 | 1 | FALSE | 1 | FALSE |  | 1.05 | 20908.8 | 20908.8 | 5251 | Structure, concrete (in-situ, RC40, excl. reinforcement) |  | 60 | C2 | 0 | 0 | 0 | 0 | 0 | 0 | 0 | 0 | 0
| Civic Offices | Foundation poured concrete 40MPa (m3) | 1700645 | 8402775 | 1.1 | Substructure | concrete | Construction | 8.712 | m3 | 80 | 44 | 1 | FALSE | 1 | FALSE |  | 1.05 | 20908.8 | 20908.8 | 5251 | Structure, concrete (in-situ, RC40, excl. reinforcement) |  | 60 | C4 | 5.4274 | 1.871e-06 | 0.0418 | 0.010321 | 0.0072208 | 5.867e-06 | 157.6389 | 3136.32 | 0.51164
| Civic Offices | Foundation poured concrete 40MPa (m3) | 1700645 | 8402775 | 1.1 | Substructure | concrete | Construction | 8.712 | m3 | 80 | 44 | 1 | FALSE | 1 | FALSE |  | 1.05 | 20908.8 | 20908.8 | 5251 | Structure, concrete (in-situ, RC40, excl. reinforcement) |  | 60 | D2 | 0 | 0 | 0 | 0 | 0 | 0 | 0 | 0 | 0
| Civic Offices | Foundation poured concrete 40MPa (m3) | 1700645 | 8402775 | 1.1 | Substructure | concrete | Construction | 8.712 | m3 | 80 | 44 | 1 | FALSE | 1 | FALSE |  | 1.05 | 20908.8 | 20908.8 | 5251 | Structure, concrete (in-situ, RC40, excl. reinforcement) |  | 60 | D3 | 0 | 0 | 0 | 0 | 0 | 0 | 0 | 0 | 0
| Civic Offices | Foundation poured concrete 40MPa (m3) | 1700645 | 8402775 | 1.1 | Substructure | concrete | Construction | 8.712 | m3 | 80 | 44 | 1 | FALSE | 1 | FALSE |  | 1.05 | 20908.8 | 20908.8 | 5251 | Structure, concrete (in-situ, RC40, excl. reinforcement) |  | 60 | D4 | 0 | 0 | 0 | 0 | 0 | 0 | 0 | 0 | 0
| Civic Offices | Foundation structure reinforcement bar (m3) | 1700646 | 8402776 | 1.1 | Substructure | reo bar m3 | Construction | 0.17424 | m3 | 80 | 44 | 1 | FALSE | 1 | FALSE |  | 1.05 | 1364.8219 | 1364.8219 | 5466 | Reinforcement for RC, steel |  | 0 | A1A3 | 2962.5189 | 0.00016877 | 13.3748 | 6.5868 | 3.6998 | 0.0158 | 37409.6085 | 1069.065 | 26.4914
| Civic Offices | Foundation structure reinforcement bar (m3) | 1700646 | 8402776 | 1.1 | Substructure | reo bar m3 | Construction | 0.17424 | m3 | 80 | 44 | 1 | FALSE | 1 | FALSE |  | 1.05 | 1364.8219 | 1364.8219 | 5466 | Reinforcement for RC, steel |  | 0 | A4 | 59.4808 | 8.2308e-06 | 0.28281 | 0.052515 | 0.037335 | 0.00013246 | 870.2867 | 252.742 | 0.24174
| Civic Offices | Foundation structure reinforcement bar (m3) | 1700646 | 8402776 | 1.1 | Substructure | reo bar m3 | Construction | 0.17424 | m3 | 80 | 44 | 1 | FALSE | 1 | FALSE |  | 1.05 | 1364.8219 | 1364.8219 | 5466 | Reinforcement for RC, steel |  | 0 | A5 | 0.035472 | 9.2884e-09 | 0.00024805 | 8.1508e-05 | 4.1161e-05 | 5.0038e-08 | 0.8696 | 10.2362 | 0
| Civic Offices | Foundation structure reinforcement bar (m3) | 1700646 | 8402776 | 1.1 | Substructure | reo bar m3 | Construction | 0.17424 | m3 | 80 | 44 | 1 | FALSE | 1 | FALSE |  | 1.05 | 1364.8219 | 1364.8219 | 5466 | Reinforcement for RC, steel |  | 0 | D2 | 0 | 0 | 0 | 0 | 0 | 0 | 0 | 0 | 0
| Civic Offices | Foundation structure reinforcement bar (m3) | 1700646 | 8402776 | 1.1 | Substructure | reo bar m3 | Construction | 0.17424 | m3 | 80 | 44 | 1 | FALSE | 1 | FALSE |  | 1.05 | 1364.8219 | 1364.8219 | 5466 | Reinforcement for RC, steel |  | 0 | D3 | 0 | 0 | 0 | 0 | 0 | 0 | 0 | 0 | 0
| Civic Offices | Foundation structure reinforcement bar (m3) | 1700646 | 8402776 | 1.1 | Substructure | reo bar m3 | Construction | 0.17424 | m3 | 80 | 44 | 1 | FALSE | 1 | FALSE |  | 1.05 | 1364.8219 | 1364.8219 | 5466 | Reinforcement for RC, steel |  | 0 | D4 | 0 | 0 | 0 | 0 | 0 | 0 | 0 | 0 | 0
| Civic Offices | Foundation structure reinforcement bar (m3) | 1700646 | 8402776 | 1.1 | Substructure | reo bar m3 | Construction | 0.17424 | m3 | 80 | 44 | 1 | FALSE | 1 | FALSE |  | 1.05 | 1364.8219 | 1364.8219 | 5466 | Reinforcement for RC, steel |  | 60 | C2 | 0 | 0 | 0 | 0 | 0 | 0 | 0 | 0 | 0
| Civic Offices | Foundation structure reinforcement bar (m3) | 1700646 | 8402776 | 1.1 | Substructure | reo bar m3 | Construction | 0.17424 | m3 | 80 | 44 | 1 | FALSE | 1 | FALSE |  | 1.05 | 1364.8219 | 1364.8219 | 5466 | Reinforcement for RC, steel |  | 60 | C4 | 0.70943 | 1.8577e-07 | 0.004961 | 0.0016302 | 0.00082322 | 1.0008e-06 | 17.3921 | 204.7233 | 0.035578
| Civic Offices | Foundation structure reinforcement bar (m3) | 1700646 | 8402776 | 1.1 | Substructure | reo bar m3 | Construction | 0.17424 | m3 | 80 | 44 | 1 | FALSE | 1 | FALSE |  | 1.05 | 1364.8219 | 1364.8219 | 5466 | Reinforcement for RC, steel |  | 60 | D2 | 0 | 0 | 0 | 0 | 0 | 0 | 0 | 0 | 0
| Civic Offices | Foundation structure reinforcement bar (m3) | 1700646 | 8402776 | 1.1 | Substructure | reo bar m3 | Construction | 0.17424 | m3 | 80 | 44 | 1 | FALSE | 1 | FALSE |  | 1.05 | 1364.8219 | 1364.8219 | 5466 | Reinforcement for RC, steel |  | 60 | D3 | 0 | 0 | 0 | 0 | 0 | 0 | 0 | 0 | 0
| Civic Offices | Foundation structure reinforcement bar (m3) | 1700646 | 8402776 | 1.1 | Substructure | reo bar m3 | Construction | 0.17424 | m3 | 80 | 44 | 1 | FALSE | 1 | FALSE |  | 1.05 | 1364.8219 | 1364.8219 | 5466 | Reinforcement for RC, steel |  | 60 | D4 | 0 | 0 | 0 | 0 | 0 | 0 | 0 | 0 | 0
| Civic Offices | Foundation poured concrete 40MPa (m3) | 1700649 | 8402779 | 1.1 | Substructure | concrete | Construction | 102.816 | m3 | 80 | 44 | 1 | FALSE | 1 | FALSE |  | 1.05 | 246758.4 | 246758.4 | 5251 | Structure, concrete (in-situ, RC40, excl. reinforcement) |  | 0 | A1A3 | 36379.0199 | 0.0011732 | 72.2787 | 17.8177 | 6.8197 | 0.013315 | 179689.537 | 11011.5936 | 106.24
| Civic Offices | Foundation poured concrete 40MPa (m3) | 1700649 | 8402779 | 1.1 | Substructure | concrete | Construction | 102.816 | m3 | 80 | 44 | 1 | FALSE | 1 | FALSE |  | 1.05 | 246758.4 | 246758.4 | 5251 | Structure, concrete (in-situ, RC40, excl. reinforcement) |  | 0 | A4 | 3570.1914 | 0.00064148 | 11.69 | 3.1596 | 1.9943 | 0.012451 | 53219.5101 | 8126.2303 | 14.6919
| Civic Offices | Foundation poured concrete 40MPa (m3) | 1700649 | 8402779 | 1.1 | Substructure | concrete | Construction | 102.816 | m3 | 80 | 44 | 1 | FALSE | 1 | FALSE |  | 1.05 | 246758.4 | 246758.4 | 5251 | Structure, concrete (in-situ, RC40, excl. reinforcement) |  | 0 | A5 | 3.2026 | 1.104e-06 | 0.024665 | 0.0060904 | 0.0042609 | 3.462e-06 | 93.02 | 1850.688 | 0
| Civic Offices | Foundation poured concrete 40MPa (m3) | 1700649 | 8402779 | 1.1 | Substructure | concrete | Construction | 102.816 | m3 | 80 | 44 | 1 | FALSE | 1 | FALSE |  | 1.05 | 246758.4 | 246758.4 | 5251 | Structure, concrete (in-situ, RC40, excl. reinforcement) |  | 0 | D2 | 0 | 0 | 0 | 0 | 0 | 0 | 0 | 0 | 0
| Civic Offices | Foundation poured concrete 40MPa (m3) | 1700649 | 8402779 | 1.1 | Substructure | concrete | Construction | 102.816 | m3 | 80 | 44 | 1 | FALSE | 1 | FALSE |  | 1.05 | 246758.4 | 246758.4 | 5251 | Structure, concrete (in-situ, RC40, excl. reinforcement) |  | 0 | D3 | 0 | 0 | 0 | 0 | 0 | 0 | 0 | 0 | 0
| Civic Offices | Foundation poured concrete 40MPa (m3) | 1700649 | 8402779 | 1.1 | Substructure | concrete | Construction | 102.816 | m3 | 80 | 44 | 1 | FALSE | 1 | FALSE |  | 1.05 | 246758.4 | 246758.4 | 5251 | Structure, concrete (in-situ, RC40, excl. reinforcement) |  | 0 | D4 | 0 | 0 | 0 | 0 | 0 | 0 | 0 | 0 | 0
| Civic Offices | Foundation poured concrete 40MPa (m3) | 1700649 | 8402779 | 1.1 | Substructure | concrete | Construction | 102.816 | m3 | 80 | 44 | 1 | FALSE | 1 | FALSE |  | 1.05 | 246758.4 | 246758.4 | 5251 | Structure, concrete (in-situ, RC40, excl. reinforcement) |  | 60 | C2 | 0 | 0 | 0 | 0 | 0 | 0 | 0 | 0 | 0
| Civic Offices | Foundation poured concrete 40MPa (m3) | 1700649 | 8402779 | 1.1 | Substructure | concrete | Construction | 102.816 | m3 | 80 | 44 | 1 | FALSE | 1 | FALSE |  | 1.05 | 246758.4 | 246758.4 | 5251 | Structure, concrete (in-situ, RC40, excl. reinforcement) |  | 60 | C4 | 64.0525 | 2.208e-05 | 0.49331 | 0.12181 | 0.085218 | 6.924e-05 | 1860.3994 | 37013.76 | 6.0382
| Civic Offices | Foundation poured concrete 40MPa (m3) | 1700649 | 8402779 | 1.1 | Substructure | concrete | Construction | 102.816 | m3 | 80 | 44 | 1 | FALSE | 1 | FALSE |  | 1.05 | 246758.4 | 246758.4 | 5251 | Structure, concrete (in-situ, RC40, excl. reinforcement) |  | 60 | D2 | 0 | 0 | 0 | 0 | 0 | 0 | 0 | 0 | 0
| Civic Offices | Foundation poured concrete 40MPa (m3) | 1700649 | 8402779 | 1.1 | Substructure | concrete | Construction | 102.816 | m3 | 80 | 44 | 1 | FALSE | 1 | FALSE |  | 1.05 | 246758.4 | 246758.4 | 5251 | Structure, concrete (in-situ, RC40, excl. reinforcement) |  | 60 | D3 | 0 | 0 | 0 | 0 | 0 | 0 | 0 | 0 | 0
| Civic Offices | Foundation poured concrete 40MPa (m3) | 1700649 | 8402779 | 1.1 | Substructure | concrete | Construction | 102.816 | m3 | 80 | 44 | 1 | FALSE | 1 | FALSE |  | 1.05 | 246758.4 | 246758.4 | 5251 | Structure, concrete (in-situ, RC40, excl. reinforcement) |  | 60 | D4 | 0 | 0 | 0 | 0 | 0 | 0 | 0 | 0 | 0
| Civic Offices | Foundation structure reinforcement bar (m3) | 1700650 | 8402780 | 1.1 | Substructure | reo bar m3 | Construction | 2.0563 | m3 | 80 | 44 | 1 | FALSE | 1 | FALSE |  | 1.05 | 16107.1546 | 16107.1546 | 5466 | Reinforcement for RC, steel |  | 0 | A1A3 | 34962.6193 | 0.0019918 | 157.8444 | 77.7355 | 43.6636 | 0.18647 | 441495.2139 | 12616.7342 | 312.6428
| Civic Offices | Foundation structure reinforcement bar (m3) | 1700650 | 8402780 | 1.1 | Substructure | reo bar m3 | Construction | 2.0563 | m3 | 80 | 44 | 1 | FALSE | 1 | FALSE |  | 1.05 | 16107.1546 | 16107.1546 | 5466 | Reinforcement for RC, steel |  | 0 | A4 | 701.9723 | 9.7137e-05 | 3.3376 | 0.61976 | 0.44062 | 0.0015633 | 10270.8212 | 2982.7737 | 2.8529
| Civic Offices | Foundation structure reinforcement bar (m3) | 1700650 | 8402780 | 1.1 | Substructure | reo bar m3 | Construction | 2.0563 | m3 | 80 | 44 | 1 | FALSE | 1 | FALSE |  | 1.05 | 16107.1546 | 16107.1546 | 5466 | Reinforcement for RC, steel |  | 0 | A5 | 0.41862 | 1.0962e-07 | 0.0029274 | 0.00096193 | 0.00048577 | 5.9053e-07 | 10.2628 | 120.8037 | 0
| Civic Offices | Foundation structure reinforcement bar (m3) | 1700650 | 8402780 | 1.1 | Substructure | reo bar m3 | Construction | 2.0563 | m3 | 80 | 44 | 1 | FALSE | 1 | FALSE |  | 1.05 | 16107.1546 | 16107.1546 | 5466 | Reinforcement for RC, steel |  | 0 | D2 | 0 | 0 | 0 | 0 | 0 | 0 | 0 | 0 | 0
| Civic Offices | Foundation structure reinforcement bar (m3) | 1700650 | 8402780 | 1.1 | Substructure | reo bar m3 | Construction | 2.0563 | m3 | 80 | 44 | 1 | FALSE | 1 | FALSE |  | 1.05 | 16107.1546 | 16107.1546 | 5466 | Reinforcement for RC, steel |  | 0 | D3 | 0 | 0 | 0 | 0 | 0 | 0 | 0 | 0 | 0
| Civic Offices | Foundation structure reinforcement bar (m3) | 1700650 | 8402780 | 1.1 | Substructure | reo bar m3 | Construction | 2.0563 | m3 | 80 | 44 | 1 | FALSE | 1 | FALSE |  | 1.05 | 16107.1546 | 16107.1546 | 5466 | Reinforcement for RC, steel |  | 0 | D4 | 0 | 0 | 0 | 0 | 0 | 0 | 0 | 0 | 0
| Civic Offices | Foundation structure reinforcement bar (m3) | 1700650 | 8402780 | 1.1 | Substructure | reo bar m3 | Construction | 2.0563 | m3 | 80 | 44 | 1 | FALSE | 1 | FALSE |  | 1.05 | 16107.1546 | 16107.1546 | 5466 | Reinforcement for RC, steel |  | 60 | C2 | 0 | 0 | 0 | 0 | 0 | 0 | 0 | 0 | 0
| Civic Offices | Foundation structure reinforcement bar (m3) | 1700650 | 8402780 | 1.1 | Substructure | reo bar m3 | Construction | 2.0563 | m3 | 80 | 44 | 1 | FALSE | 1 | FALSE |  | 1.05 | 16107.1546 | 16107.1546 | 5466 | Reinforcement for RC, steel |  | 60 | C4 | 8.3725 | 2.1924e-06 | 0.058548 | 0.019239 | 0.0097154 | 1.1811e-05 | 205.2552 | 2416.0732 | 0.41988
| Civic Offices | Foundation structure reinforcement bar (m3) | 1700650 | 8402780 | 1.1 | Substructure | reo bar m3 | Construction | 2.0563 | m3 | 80 | 44 | 1 | FALSE | 1 | FALSE |  | 1.05 | 16107.1546 | 16107.1546 | 5466 | Reinforcement for RC, steel |  | 60 | D2 | 0 | 0 | 0 | 0 | 0 | 0 | 0 | 0 | 0
| Civic Offices | Foundation structure reinforcement bar (m3) | 1700650 | 8402780 | 1.1 | Substructure | reo bar m3 | Construction | 2.0563 | m3 | 80 | 44 | 1 | FALSE | 1 | FALSE |  | 1.05 | 16107.1546 | 16107.1546 | 5466 | Reinforcement for RC, steel |  | 60 | D3 | 0 | 0 | 0 | 0 | 0 | 0 | 0 | 0 | 0
| Civic Offices | Foundation structure reinforcement bar (m3) | 1700650 | 8402780 | 1.1 | Substructure | reo bar m3 | Construction | 2.0563 | m3 | 80 | 44 | 1 | FALSE | 1 | FALSE |  | 1.05 | 16107.1546 | 16107.1546 | 5466 | Reinforcement for RC, steel |  | 60 | D4 | 0 | 0 | 0 | 0 | 0 | 0 | 0 | 0 | 0
| Civic Offices | Foundation poured concrete 40MPa (m3) | 1700653 | 8402783 | 1.1 | Substructure | concrete | Construction | 72.828 | m3 | 80 | 44 | 1 | FALSE | 1 | FALSE |  | 1.05 | 174787.2 | 174787.2 | 5251 | Structure, concrete (in-situ, RC40, excl. reinforcement) |  | 0 | A1A3 | 25768.4724 | 0.00083103 | 51.1974 | 12.6209 | 4.8306 | 0.0094315 | 127280.0887 | 7799.8788 | 75.2533
| Civic Offices | Foundation poured concrete 40MPa (m3) | 1700653 | 8402783 | 1.1 | Substructure | concrete | Construction | 72.828 | m3 | 80 | 44 | 1 | FALSE | 1 | FALSE |  | 1.05 | 174787.2 | 174787.2 | 5251 | Structure, concrete (in-situ, RC40, excl. reinforcement) |  | 0 | A4 | 2528.8856 | 0.00045438 | 8.2804 | 2.2381 | 1.4126 | 0.0088194 | 37697.153 | 5756.0798 | 10.4067
| Civic Offices | Foundation poured concrete 40MPa (m3) | 1700653 | 8402783 | 1.1 | Substructure | concrete | Construction | 72.828 | m3 | 80 | 44 | 1 | FALSE | 1 | FALSE |  | 1.05 | 174787.2 | 174787.2 | 5251 | Structure, concrete (in-situ, RC40, excl. reinforcement) |  | 0 | A5 | 2.2685 | 7.8202e-07 | 0.017471 | 0.004314 | 0.0030181 | 2.4522e-06 | 65.8891 | 1310.904 | 0
| Civic Offices | Foundation poured concrete 40MPa (m3) | 1700653 | 8402783 | 1.1 | Substructure | concrete | Construction | 72.828 | m3 | 80 | 44 | 1 | FALSE | 1 | FALSE |  | 1.05 | 174787.2 | 174787.2 | 5251 | Structure, concrete (in-situ, RC40, excl. reinforcement) |  | 0 | D2 | 0 | 0 | 0 | 0 | 0 | 0 | 0 | 0 | 0
| Civic Offices | Foundation poured concrete 40MPa (m3) | 1700653 | 8402783 | 1.1 | Substructure | concrete | Construction | 72.828 | m3 | 80 | 44 | 1 | FALSE | 1 | FALSE |  | 1.05 | 174787.2 | 174787.2 | 5251 | Structure, concrete (in-situ, RC40, excl. reinforcement) |  | 0 | D3 | 0 | 0 | 0 | 0 | 0 | 0 | 0 | 0 | 0
| Civic Offices | Foundation poured concrete 40MPa (m3) | 1700653 | 8402783 | 1.1 | Substructure | concrete | Construction | 72.828 | m3 | 80 | 44 | 1 | FALSE | 1 | FALSE |  | 1.05 | 174787.2 | 174787.2 | 5251 | Structure, concrete (in-situ, RC40, excl. reinforcement) |  | 0 | D4 | 0 | 0 | 0 | 0 | 0 | 0 | 0 | 0 | 0
| Civic Offices | Foundation poured concrete 40MPa (m3) | 1700653 | 8402783 | 1.1 | Substructure | concrete | Construction | 72.828 | m3 | 80 | 44 | 1 | FALSE | 1 | FALSE |  | 1.05 | 174787.2 | 174787.2 | 5251 | Structure, concrete (in-situ, RC40, excl. reinforcement) |  | 60 | C2 | 0 | 0 | 0 | 0 | 0 | 0 | 0 | 0 | 0
| Civic Offices | Foundation poured concrete 40MPa (m3) | 1700653 | 8402783 | 1.1 | Substructure | concrete | Construction | 72.828 | m3 | 80 | 44 | 1 | FALSE | 1 | FALSE |  | 1.05 | 174787.2 | 174787.2 | 5251 | Structure, concrete (in-situ, RC40, excl. reinforcement) |  | 60 | C4 | 45.3705 | 1.564e-05 | 0.34943 | 0.086281 | 0.060363 | 4.9045e-05 | 1317.7829 | 26218.08 | 4.2771
| Civic Offices | Foundation poured concrete 40MPa (m3) | 1700653 | 8402783 | 1.1 | Substructure | concrete | Construction | 72.828 | m3 | 80 | 44 | 1 | FALSE | 1 | FALSE |  | 1.05 | 174787.2 | 174787.2 | 5251 | Structure, concrete (in-situ, RC40, excl. reinforcement) |  | 60 | D2 | 0 | 0 | 0 | 0 | 0 | 0 | 0 | 0 | 0
| Civic Offices | Foundation poured concrete 40MPa (m3) | 1700653 | 8402783 | 1.1 | Substructure | concrete | Construction | 72.828 | m3 | 80 | 44 | 1 | FALSE | 1 | FALSE |  | 1.05 | 174787.2 | 174787.2 | 5251 | Structure, concrete (in-situ, RC40, excl. reinforcement) |  | 60 | D3 | 0 | 0 | 0 | 0 | 0 | 0 | 0 | 0 | 0
| Civic Offices | Foundation poured concrete 40MPa (m3) | 1700653 | 8402783 | 1.1 | Substructure | concrete | Construction | 72.828 | m3 | 80 | 44 | 1 | FALSE | 1 | FALSE |  | 1.05 | 174787.2 | 174787.2 | 5251 | Structure, concrete (in-situ, RC40, excl. reinforcement) |  | 60 | D4 | 0 | 0 | 0 | 0 | 0 | 0 | 0 | 0 | 0
| Civic Offices | Foundation structure reinforcement bar (m3) | 1700654 | 8402784 | 1.1 | Substructure | reo bar m3 | Construction | 1.4566 | m3 | 80 | 44 | 1 | FALSE | 1 | FALSE |  | 1.05 | 11409.2345 | 11409.2345 | 5466 | Reinforcement for RC, steel |  | 0 | A1A3 | 24765.1887 | 0.0014109 | 111.8065 | 55.0626 | 30.9284 | 0.13208 | 312725.7765 | 8936.8534 | 221.4553
| Civic Offices | Foundation structure reinforcement bar (m3) | 1700654 | 8402784 | 1.1 | Substructure | reo bar m3 | Construction | 1.4566 | m3 | 80 | 44 | 1 | FALSE | 1 | FALSE |  | 1.05 | 11409.2345 | 11409.2345 | 5466 | Reinforcement for RC, steel |  | 0 | A4 | 497.2304 | 6.8805e-05 | 2.3641 | 0.439 | 0.3121 | 0.0011073 | 7275.165 | 2112.7981 | 2.0208
| Civic Offices | Foundation structure reinforcement bar (m3) | 1700654 | 8402784 | 1.1 | Substructure | reo bar m3 | Construction | 1.4566 | m3 | 80 | 44 | 1 | FALSE | 1 | FALSE |  | 1.05 | 11409.2345 | 11409.2345 | 5466 | Reinforcement for RC, steel |  | 0 | A5 | 0.29653 | 7.7647e-08 | 0.0020736 | 0.00068137 | 0.00034409 | 4.183e-07 | 7.2695 | 85.5693 | 0
| Civic Offices | Foundation structure reinforcement bar (m3) | 1700654 | 8402784 | 1.1 | Substructure | reo bar m3 | Construction | 1.4566 | m3 | 80 | 44 | 1 | FALSE | 1 | FALSE |  | 1.05 | 11409.2345 | 11409.2345 | 5466 | Reinforcement for RC, steel |  | 0 | D2 | 0 | 0 | 0 | 0 | 0 | 0 | 0 | 0 | 0
| Civic Offices | Foundation structure reinforcement bar (m3) | 1700654 | 8402784 | 1.1 | Substructure | reo bar m3 | Construction | 1.4566 | m3 | 80 | 44 | 1 | FALSE | 1 | FALSE |  | 1.05 | 11409.2345 | 11409.2345 | 5466 | Reinforcement for RC, steel |  | 0 | D3 | 0 | 0 | 0 | 0 | 0 | 0 | 0 | 0 | 0
| Civic Offices | Foundation structure reinforcement bar (m3) | 1700654 | 8402784 | 1.1 | Substructure | reo bar m3 | Construction | 1.4566 | m3 | 80 | 44 | 1 | FALSE | 1 | FALSE |  | 1.05 | 11409.2345 | 11409.2345 | 5466 | Reinforcement for RC, steel |  | 0 | D4 | 0 | 0 | 0 | 0 | 0 | 0 | 0 | 0 | 0
| Civic Offices | Foundation structure reinforcement bar (m3) | 1700654 | 8402784 | 1.1 | Substructure | reo bar m3 | Construction | 1.4566 | m3 | 80 | 44 | 1 | FALSE | 1 | FALSE |  | 1.05 | 11409.2345 | 11409.2345 | 5466 | Reinforcement for RC, steel |  | 60 | C2 | 0 | 0 | 0 | 0 | 0 | 0 | 0 | 0 | 0
| Civic Offices | Foundation structure reinforcement bar (m3) | 1700654 | 8402784 | 1.1 | Substructure | reo bar m3 | Construction | 1.4566 | m3 | 80 | 44 | 1 | FALSE | 1 | FALSE |  | 1.05 | 11409.2345 | 11409.2345 | 5466 | Reinforcement for RC, steel |  | 60 | C4 | 5.9305 | 1.5529e-06 | 0.041472 | 0.013627 | 0.0068818 | 8.3659e-06 | 145.3891 | 1711.3852 | 0.29742
| Civic Offices | Foundation structure reinforcement bar (m3) | 1700654 | 8402784 | 1.1 | Substructure | reo bar m3 | Construction | 1.4566 | m3 | 80 | 44 | 1 | FALSE | 1 | FALSE |  | 1.05 | 11409.2345 | 11409.2345 | 5466 | Reinforcement for RC, steel |  | 60 | D2 | 0 | 0 | 0 | 0 | 0 | 0 | 0 | 0 | 0
| Civic Offices | Foundation structure reinforcement bar (m3) | 1700654 | 8402784 | 1.1 | Substructure | reo bar m3 | Construction | 1.4566 | m3 | 80 | 44 | 1 | FALSE | 1 | FALSE |  | 1.05 | 11409.2345 | 11409.2345 | 5466 | Reinforcement for RC, steel |  | 60 | D3 | 0 | 0 | 0 | 0 | 0 | 0 | 0 | 0 | 0
| Civic Offices | Foundation structure reinforcement bar (m3) | 1700654 | 8402784 | 1.1 | Substructure | reo bar m3 | Construction | 1.4566 | m3 | 80 | 44 | 1 | FALSE | 1 | FALSE |  | 1.05 | 11409.2345 | 11409.2345 | 5466 | Reinforcement for RC, steel |  | 60 | D4 | 0 | 0 | 0 | 0 | 0 | 0 | 0 | 0 | 0
| Civic Offices | Foundation poured concrete 40MPa (m3) | 1700657 | 8402787 | 1.1 | Substructure | concrete | Construction | 28.152 | m3 | 80 | 44 | 1 | FALSE | 1 | FALSE |  | 1.05 | 67564.8 | 67564.8 | 5251 | Structure, concrete (in-situ, RC40, excl. reinforcement) |  | 0 | A1A3 | 9960.9221 | 0.00032124 | 19.7906 | 4.8787 | 1.8673 | 0.0036458 | 49200.7065 | 3015.0792 | 29.0895
| Civic Offices | Foundation poured concrete 40MPa (m3) | 1700657 | 8402787 | 1.1 | Substructure | concrete | Construction | 28.152 | m3 | 80 | 44 | 1 | FALSE | 1 | FALSE |  | 1.05 | 67564.8 | 67564.8 | 5251 | Structure, concrete (in-situ, RC40, excl. reinforcement) |  | 0 | A4 | 977.5524 | 0.00017564 | 3.2008 | 0.86514 | 0.54606 | 0.0034092 | 14572.0087 | 2225.0393 | 4.0228
| Civic Offices | Foundation poured concrete 40MPa (m3) | 1700657 | 8402787 | 1.1 | Substructure | concrete | Construction | 28.152 | m3 | 80 | 44 | 1 | FALSE | 1 | FALSE |  | 1.05 | 67564.8 | 67564.8 | 5251 | Structure, concrete (in-situ, RC40, excl. reinforcement) |  | 0 | A5 | 0.87691 | 3.0229e-07 | 0.0067536 | 0.0016676 | 0.0011667 | 9.4793e-07 | 25.4698 | 506.736 | 0
| Civic Offices | Foundation poured concrete 40MPa (m3) | 1700657 | 8402787 | 1.1 | Substructure | concrete | Construction | 28.152 | m3 | 80 | 44 | 1 | FALSE | 1 | FALSE |  | 1.05 | 67564.8 | 67564.8 | 5251 | Structure, concrete (in-situ, RC40, excl. reinforcement) |  | 0 | D2 | 0 | 0 | 0 | 0 | 0 | 0 | 0 | 0 | 0
| Civic Offices | Foundation poured concrete 40MPa (m3) | 1700657 | 8402787 | 1.1 | Substructure | concrete | Construction | 28.152 | m3 | 80 | 44 | 1 | FALSE | 1 | FALSE |  | 1.05 | 67564.8 | 67564.8 | 5251 | Structure, concrete (in-situ, RC40, excl. reinforcement) |  | 0 | D3 | 0 | 0 | 0 | 0 | 0 | 0 | 0 | 0 | 0
| Civic Offices | Foundation poured concrete 40MPa (m3) | 1700657 | 8402787 | 1.1 | Substructure | concrete | Construction | 28.152 | m3 | 80 | 44 | 1 | FALSE | 1 | FALSE |  | 1.05 | 67564.8 | 67564.8 | 5251 | Structure, concrete (in-situ, RC40, excl. reinforcement) |  | 0 | D4 | 0 | 0 | 0 | 0 | 0 | 0 | 0 | 0 | 0
| Civic Offices | Foundation poured concrete 40MPa (m3) | 1700657 | 8402787 | 1.1 | Substructure | concrete | Construction | 28.152 | m3 | 80 | 44 | 1 | FALSE | 1 | FALSE |  | 1.05 | 67564.8 | 67564.8 | 5251 | Structure, concrete (in-situ, RC40, excl. reinforcement) |  | 60 | C2 | 0 | 0 | 0 | 0 | 0 | 0 | 0 | 0 | 0
| Civic Offices | Foundation poured concrete 40MPa (m3) | 1700657 | 8402787 | 1.1 | Substructure | concrete | Construction | 28.152 | m3 | 80 | 44 | 1 | FALSE | 1 | FALSE |  | 1.05 | 67564.8 | 67564.8 | 5251 | Structure, concrete (in-situ, RC40, excl. reinforcement) |  | 60 | C4 | 17.5382 | 6.0458e-06 | 0.13507 | 0.033352 | 0.023333 | 1.8959e-05 | 509.3951 | 10134.72 | 1.6533
| Civic Offices | Foundation poured concrete 40MPa (m3) | 1700657 | 8402787 | 1.1 | Substructure | concrete | Construction | 28.152 | m3 | 80 | 44 | 1 | FALSE | 1 | FALSE |  | 1.05 | 67564.8 | 67564.8 | 5251 | Structure, concrete (in-situ, RC40, excl. reinforcement) |  | 60 | D2 | 0 | 0 | 0 | 0 | 0 | 0 | 0 | 0 | 0
| Civic Offices | Foundation poured concrete 40MPa (m3) | 1700657 | 8402787 | 1.1 | Substructure | concrete | Construction | 28.152 | m3 | 80 | 44 | 1 | FALSE | 1 | FALSE |  | 1.05 | 67564.8 | 67564.8 | 5251 | Structure, concrete (in-situ, RC40, excl. reinforcement) |  | 60 | D3 | 0 | 0 | 0 | 0 | 0 | 0 | 0 | 0 | 0
| Civic Offices | Foundation poured concrete 40MPa (m3) | 1700657 | 8402787 | 1.1 | Substructure | concrete | Construction | 28.152 | m3 | 80 | 44 | 1 | FALSE | 1 | FALSE |  | 1.05 | 67564.8 | 67564.8 | 5251 | Structure, concrete (in-situ, RC40, excl. reinforcement) |  | 60 | D4 | 0 | 0 | 0 | 0 | 0 | 0 | 0 | 0 | 0
| Civic Offices | Foundation structure reinforcement bar (m3) | 1700658 | 8402788 | 1.1 | Substructure | reo bar m3 | Construction | 0.56304 | m3 | 80 | 44 | 1 | FALSE | 1 | FALSE |  | 1.05 | 4410.2923 | 4410.2923 | 5466 | Reinforcement for RC, steel |  | 0 | A1A3 | 9573.0982 | 0.00054538 | 43.2193 | 21.2847 | 11.9555 | 0.051057 | 120885.5943 | 3454.582 | 85.6046
| Civic Offices | Foundation structure reinforcement bar (m3) | 1700658 | 8402788 | 1.1 | Substructure | reo bar m3 | Construction | 0.56304 | m3 | 80 | 44 | 1 | FALSE | 1 | FALSE |  | 1.05 | 4410.2923 | 4410.2923 | 5466 | Reinforcement for RC, steel |  | 0 | A4 | 192.2067 | 2.6597e-05 | 0.91387 | 0.1697 | 0.12064 | 0.00042804 | 2812.2487 | 816.7119 | 0.78115
| Civic Offices | Foundation structure reinforcement bar (m3) | 1700658 | 8402788 | 1.1 | Substructure | reo bar m3 | Construction | 0.56304 | m3 | 80 | 44 | 1 | FALSE | 1 | FALSE |  | 1.05 | 4410.2923 | 4410.2923 | 5466 | Reinforcement for RC, steel |  | 0 | A5 | 0.11462 | 3.0015e-08 | 0.00080155 | 0.00026339 | 0.00013301 | 1.6169e-07 | 2.81 | 33.0772 | 0
| Civic Offices | Foundation structure reinforcement bar (m3) | 1700658 | 8402788 | 1.1 | Substructure | reo bar m3 | Construction | 0.56304 | m3 | 80 | 44 | 1 | FALSE | 1 | FALSE |  | 1.05 | 4410.2923 | 4410.2923 | 5466 | Reinforcement for RC, steel |  | 0 | D2 | 0 | 0 | 0 | 0 | 0 | 0 | 0 | 0 | 0
| Civic Offices | Foundation structure reinforcement bar (m3) | 1700658 | 8402788 | 1.1 | Substructure | reo bar m3 | Construction | 0.56304 | m3 | 80 | 44 | 1 | FALSE | 1 | FALSE |  | 1.05 | 4410.2923 | 4410.2923 | 5466 | Reinforcement for RC, steel |  | 0 | D3 | 0 | 0 | 0 | 0 | 0 | 0 | 0 | 0 | 0
| Civic Offices | Foundation structure reinforcement bar (m3) | 1700658 | 8402788 | 1.1 | Substructure | reo bar m3 | Construction | 0.56304 | m3 | 80 | 44 | 1 | FALSE | 1 | FALSE |  | 1.05 | 4410.2923 | 4410.2923 | 5466 | Reinforcement for RC, steel |  | 0 | D4 | 0 | 0 | 0 | 0 | 0 | 0 | 0 | 0 | 0
| Civic Offices | Foundation structure reinforcement bar (m3) | 1700658 | 8402788 | 1.1 | Substructure | reo bar m3 | Construction | 0.56304 | m3 | 80 | 44 | 1 | FALSE | 1 | FALSE |  | 1.05 | 4410.2923 | 4410.2923 | 5466 | Reinforcement for RC, steel |  | 60 | C2 | 0 | 0 | 0 | 0 | 0 | 0 | 0 | 0 | 0
| Civic Offices | Foundation structure reinforcement bar (m3) | 1700658 | 8402788 | 1.1 | Substructure | reo bar m3 | Construction | 0.56304 | m3 | 80 | 44 | 1 | FALSE | 1 | FALSE |  | 1.05 | 4410.2923 | 4410.2923 | 5466 | Reinforcement for RC, steel |  | 60 | C4 | 2.2925 | 6.0029e-07 | 0.016031 | 0.0052677 | 0.0026602 | 3.2339e-06 | 56.2008 | 661.5438 | 0.11497
| Civic Offices | Foundation structure reinforcement bar (m3) | 1700658 | 8402788 | 1.1 | Substructure | reo bar m3 | Construction | 0.56304 | m3 | 80 | 44 | 1 | FALSE | 1 | FALSE |  | 1.05 | 4410.2923 | 4410.2923 | 5466 | Reinforcement for RC, steel |  | 60 | D2 | 0 | 0 | 0 | 0 | 0 | 0 | 0 | 0 | 0
| Civic Offices | Foundation structure reinforcement bar (m3) | 1700658 | 8402788 | 1.1 | Substructure | reo bar m3 | Construction | 0.56304 | m3 | 80 | 44 | 1 | FALSE | 1 | FALSE |  | 1.05 | 4410.2923 | 4410.2923 | 5466 | Reinforcement for RC, steel |  | 60 | D3 | 0 | 0 | 0 | 0 | 0 | 0 | 0 | 0 | 0
| Civic Offices | Foundation structure reinforcement bar (m3) | 1700658 | 8402788 | 1.1 | Substructure | reo bar m3 | Construction | 0.56304 | m3 | 80 | 44 | 1 | FALSE | 1 | FALSE |  | 1.05 | 4410.2923 | 4410.2923 | 5466 | Reinforcement for RC, steel |  | 60 | D4 | 0 | 0 | 0 | 0 | 0 | 0 | 0 | 0 | 0
| Civic Offices | Foundation structure reinforcement bar (m3) | 1700662 | 8402790 | 1.1 | Substructure | reo bar m3 | Construction | 0.4797 | m3 | 80 | 44 | 1 | FALSE | 1 | FALSE |  | 1.05 | 3757.4901 | 3757.4901 | 5466 | Reinforcement for RC, steel |  | 0 | A1A3 | 8156.1082 | 0.00046465 | 36.8221 | 18.1342 | 10.1859 | 0.0435 | 102992.3621 | 2943.242 | 72.9336
| Civic Offices | Foundation structure reinforcement bar (m3) | 1700662 | 8402790 | 1.1 | Substructure | reo bar m3 | Construction | 0.4797 | m3 | 80 | 44 | 1 | FALSE | 1 | FALSE |  | 1.05 | 3757.4901 | 3757.4901 | 5466 | Reinforcement for RC, steel |  | 0 | A4 | 163.7567 | 2.266e-05 | 0.7786 | 0.14458 | 0.10279 | 0.00036469 | 2395.9855 | 695.8239 | 0.66552
| Civic Offices | Foundation structure reinforcement bar (m3) | 1700662 | 8402790 | 1.1 | Substructure | reo bar m3 | Construction | 0.4797 | m3 | 80 | 44 | 1 | FALSE | 1 | FALSE |  | 1.05 | 3757.4901 | 3757.4901 | 5466 | Reinforcement for RC, steel |  | 0 | A5 | 0.097657 | 2.5572e-08 | 0.00068291 | 0.0002244 | 0.00011332 | 1.3776e-07 | 2.3941 | 28.1812 | 0
| Civic Offices | Foundation structure reinforcement bar (m3) | 1700662 | 8402790 | 1.1 | Substructure | reo bar m3 | Construction | 0.4797 | m3 | 80 | 44 | 1 | FALSE | 1 | FALSE |  | 1.05 | 3757.4901 | 3757.4901 | 5466 | Reinforcement for RC, steel |  | 0 | D2 | 0 | 0 | 0 | 0 | 0 | 0 | 0 | 0 | 0
| Civic Offices | Foundation structure reinforcement bar (m3) | 1700662 | 8402790 | 1.1 | Substructure | reo bar m3 | Construction | 0.4797 | m3 | 80 | 44 | 1 | FALSE | 1 | FALSE |  | 1.05 | 3757.4901 | 3757.4901 | 5466 | Reinforcement for RC, steel |  | 0 | D3 | 0 | 0 | 0 | 0 | 0 | 0 | 0 | 0 | 0
| Civic Offices | Foundation structure reinforcement bar (m3) | 1700662 | 8402790 | 1.1 | Substructure | reo bar m3 | Construction | 0.4797 | m3 | 80 | 44 | 1 | FALSE | 1 | FALSE |  | 1.05 | 3757.4901 | 3757.4901 | 5466 | Reinforcement for RC, steel |  | 0 | D4 | 0 | 0 | 0 | 0 | 0 | 0 | 0 | 0 | 0
| Civic Offices | Foundation structure reinforcement bar (m3) | 1700662 | 8402790 | 1.1 | Substructure | reo bar m3 | Construction | 0.4797 | m3 | 80 | 44 | 1 | FALSE | 1 | FALSE |  | 1.05 | 3757.4901 | 3757.4901 | 5466 | Reinforcement for RC, steel |  | 60 | C2 | 0 | 0 | 0 | 0 | 0 | 0 | 0 | 0 | 0
| Civic Offices | Foundation structure reinforcement bar (m3) | 1700662 | 8402790 | 1.1 | Substructure | reo bar m3 | Construction | 0.4797 | m3 | 80 | 44 | 1 | FALSE | 1 | FALSE |  | 1.05 | 3757.4901 | 3757.4901 | 5466 | Reinforcement for RC, steel |  | 60 | C4 | 1.9531 | 5.1144e-07 | 0.013658 | 0.004488 | 0.0022664 | 2.7552e-06 | 47.8821 | 563.6235 | 0.097951
| Civic Offices | Foundation structure reinforcement bar (m3) | 1700662 | 8402790 | 1.1 | Substructure | reo bar m3 | Construction | 0.4797 | m3 | 80 | 44 | 1 | FALSE | 1 | FALSE |  | 1.05 | 3757.4901 | 3757.4901 | 5466 | Reinforcement for RC, steel |  | 60 | D2 | 0 | 0 | 0 | 0 | 0 | 0 | 0 | 0 | 0
| Civic Offices | Foundation structure reinforcement bar (m3) | 1700662 | 8402790 | 1.1 | Substructure | reo bar m3 | Construction | 0.4797 | m3 | 80 | 44 | 1 | FALSE | 1 | FALSE |  | 1.05 | 3757.4901 | 3757.4901 | 5466 | Reinforcement for RC, steel |  | 60 | D3 | 0 | 0 | 0 | 0 | 0 | 0 | 0 | 0 | 0
| Civic Offices | Foundation structure reinforcement bar (m3) | 1700662 | 8402790 | 1.1 | Substructure | reo bar m3 | Construction | 0.4797 | m3 | 80 | 44 | 1 | FALSE | 1 | FALSE |  | 1.05 | 3757.4901 | 3757.4901 | 5466 | Reinforcement for RC, steel |  | 60 | D4 | 0 | 0 | 0 | 0 | 0 | 0 | 0 | 0 | 0
| Civic Offices | Foundation poured concrete 35MPa (m3) | 1700664 | 8402793 | 1.1 | Substructure | concrete | Construction | 47.4903 | m3 | 80 | 44 | 1 | FALSE | 1 | FALSE |  | 1.05 | 113976.72 | 113976.72 | 5249 | Structure, concrete (in-situ, RC35, excl. reinforcement) |  | 0 | A1A3 | 15594.735 | 0.00050795 | 31.2195 | 7.6974 | 2.9527 | 0.0059095 | 77699.174 | 4737.1574 | 45.9985
| Civic Offices | Foundation poured concrete 35MPa (m3) | 1700664 | 8402793 | 1.1 | Substructure | concrete | Construction | 47.4903 | m3 | 80 | 44 | 1 | FALSE | 1 | FALSE |  | 1.05 | 113976.72 | 113976.72 | 5249 | Structure, concrete (in-situ, RC35, excl. reinforcement) |  | 0 | A4 | 1649.0572 | 0.0002963 | 5.3996 | 1.4594 | 0.92116 | 0.0057511 | 24581.8793 | 3753.4733 | 6.7861
| Civic Offices | Foundation poured concrete 35MPa (m3) | 1700664 | 8402793 | 1.1 | Substructure | concrete | Construction | 47.4903 | m3 | 80 | 44 | 1 | FALSE | 1 | FALSE |  | 1.05 | 113976.72 | 113976.72 | 5249 | Structure, concrete (in-situ, RC35, excl. reinforcement) |  | 0 | A5 | 1.4793 | 5.0994e-07 | 0.011393 | 0.0028131 | 0.0019681 | 1.5991e-06 | 42.9656 | 854.8254 | 0
| Civic Offices | Foundation poured concrete 35MPa (m3) | 1700664 | 8402793 | 1.1 | Substructure | concrete | Construction | 47.4903 | m3 | 80 | 44 | 1 | FALSE | 1 | FALSE |  | 1.05 | 113976.72 | 113976.72 | 5249 | Structure, concrete (in-situ, RC35, excl. reinforcement) |  | 0 | D2 | 0 | 0 | 0 | 0 | 0 | 0 | 0 | 0 | 0
| Civic Offices | Foundation poured concrete 35MPa (m3) | 1700664 | 8402793 | 1.1 | Substructure | concrete | Construction | 47.4903 | m3 | 80 | 44 | 1 | FALSE | 1 | FALSE |  | 1.05 | 113976.72 | 113976.72 | 5249 | Structure, concrete (in-situ, RC35, excl. reinforcement) |  | 0 | D3 | 0 | 0 | 0 | 0 | 0 | 0 | 0 | 0 | 0
| Civic Offices | Foundation poured concrete 35MPa (m3) | 1700664 | 8402793 | 1.1 | Substructure | concrete | Construction | 47.4903 | m3 | 80 | 44 | 1 | FALSE | 1 | FALSE |  | 1.05 | 113976.72 | 113976.72 | 5249 | Structure, concrete (in-situ, RC35, excl. reinforcement) |  | 0 | D4 | 0 | 0 | 0 | 0 | 0 | 0 | 0 | 0 | 0
| Civic Offices | Foundation poured concrete 35MPa (m3) | 1700664 | 8402793 | 1.1 | Substructure | concrete | Construction | 47.4903 | m3 | 80 | 44 | 1 | FALSE | 1 | FALSE |  | 1.05 | 113976.72 | 113976.72 | 5249 | Structure, concrete (in-situ, RC35, excl. reinforcement) |  | 60 | C2 | 0 | 0 | 0 | 0 | 0 | 0 | 0 | 0 | 0
| Civic Offices | Foundation poured concrete 35MPa (m3) | 1700664 | 8402793 | 1.1 | Substructure | concrete | Construction | 47.4903 | m3 | 80 | 44 | 1 | FALSE | 1 | FALSE |  | 1.05 | 113976.72 | 113976.72 | 5249 | Structure, concrete (in-situ, RC35, excl. reinforcement) |  | 60 | C4 | 29.5856 | 1.0199e-05 | 0.22786 | 0.056263 | 0.039362 | 3.1982e-05 | 859.3111 | 17096.508 | 2.789
| Civic Offices | Foundation poured concrete 35MPa (m3) | 1700664 | 8402793 | 1.1 | Substructure | concrete | Construction | 47.4903 | m3 | 80 | 44 | 1 | FALSE | 1 | FALSE |  | 1.05 | 113976.72 | 113976.72 | 5249 | Structure, concrete (in-situ, RC35, excl. reinforcement) |  | 60 | D2 | 0 | 0 | 0 | 0 | 0 | 0 | 0 | 0 | 0
| Civic Offices | Foundation poured concrete 35MPa (m3) | 1700664 | 8402793 | 1.1 | Substructure | concrete | Construction | 47.4903 | m3 | 80 | 44 | 1 | FALSE | 1 | FALSE |  | 1.05 | 113976.72 | 113976.72 | 5249 | Structure, concrete (in-situ, RC35, excl. reinforcement) |  | 60 | D3 | 0 | 0 | 0 | 0 | 0 | 0 | 0 | 0 | 0
| Civic Offices | Foundation poured concrete 35MPa (m3) | 1700664 | 8402793 | 1.1 | Substructure | concrete | Construction | 47.4903 | m3 | 80 | 44 | 1 | FALSE | 1 | FALSE |  | 1.05 | 113976.72 | 113976.72 | 5249 | Structure, concrete (in-situ, RC35, excl. reinforcement) |  | 60 | D4 | 0 | 0 | 0 | 0 | 0 | 0 | 0 | 0 | 0
| Civic Offices | Foundation structure concrete block dense (140mm) | 1700665 | 8402794 | 1.1 | Substructure | concrete block | Construction | 64161.5202 | Area Calculation | 80 | 44 | 1 | FALSE | 1 | FALSE |  | 1.05 | 64161.5202 | 64161.5202 | 5015 | Block, concrete (dense) |  | 0 | A1A3 | 7023.8793 | 0.00047836 | 24.4337 | 7.6163 | 3.0279 | 0.023036 | 58200.8758 | 3378.6157 | 29.64
| Civic Offices | Foundation structure concrete block dense (140mm) | 1700665 | 8402794 | 1.1 | Substructure | concrete block | Construction | 64161.5202 | Area Calculation | 80 | 44 | 1 | FALSE | 1 | FALSE |  | 1.05 | 64161.5202 | 64161.5202 | 5015 | Block, concrete (dense) |  | 0 | A4 | 928.3125 | 0.0001668 | 3.0396 | 0.82156 | 0.51856 | 0.0032375 | 13838.0078 | 2112.9627 | 3.8201
| Civic Offices | Foundation structure concrete block dense (140mm) | 1700665 | 8402794 | 1.1 | Substructure | concrete block | Construction | 64161.5202 | Area Calculation | 80 | 44 | 1 | FALSE | 1 | FALSE |  | 1.05 | 64161.5202 | 64161.5202 | 5015 | Block, concrete (dense) |  | 0 | A5 | 0.83274 | 2.8707e-07 | 0.0064135 | 0.0015836 | 0.0011079 | 9.0018e-07 | 24.1868 | 481.2114 | 0
| Civic Offices | Foundation structure concrete block dense (140mm) | 1700665 | 8402794 | 1.1 | Substructure | concrete block | Construction | 64161.5202 | Area Calculation | 80 | 44 | 1 | FALSE | 1 | FALSE |  | 1.05 | 64161.5202 | 64161.5202 | 5015 | Block, concrete (dense) |  | 0 | D2 | 0 | 0 | 0 | 0 | 0 | 0 | 0 | 0 | 0
| Civic Offices | Foundation structure concrete block dense (140mm) | 1700665 | 8402794 | 1.1 | Substructure | concrete block | Construction | 64161.5202 | Area Calculation | 80 | 44 | 1 | FALSE | 1 | FALSE |  | 1.05 | 64161.5202 | 64161.5202 | 5015 | Block, concrete (dense) |  | 0 | D3 | 0 | 0 | 0 | 0 | 0 | 0 | 0 | 0 | 0
| Civic Offices | Foundation structure concrete block dense (140mm) | 1700665 | 8402794 | 1.1 | Substructure | concrete block | Construction | 64161.5202 | Area Calculation | 80 | 44 | 1 | FALSE | 1 | FALSE |  | 1.05 | 64161.5202 | 64161.5202 | 5015 | Block, concrete (dense) |  | 0 | D4 | 0 | 0 | 0 | 0 | 0 | 0 | 0 | 0 | 0
| Civic Offices | Foundation structure concrete block dense (140mm) | 1700665 | 8402794 | 1.1 | Substructure | concrete block | Construction | 64161.5202 | Area Calculation | 80 | 44 | 1 | FALSE | 1 | FALSE |  | 1.05 | 64161.5202 | 64161.5202 | 5015 | Block, concrete (dense) |  | 60 | C2 | 0 | 0 | 0 | 0 | 0 | 0 | 0 | 0 | 0
| Civic Offices | Foundation structure concrete block dense (140mm) | 1700665 | 8402794 | 1.1 | Substructure | concrete block | Construction | 64161.5202 | Area Calculation | 80 | 44 | 1 | FALSE | 1 | FALSE |  | 1.05 | 64161.5202 | 64161.5202 | 5015 | Block, concrete (dense) |  | 60 | C4 | 16.6548 | 5.7413e-06 | 0.12827 | 0.031672 | 0.022158 | 1.8004e-05 | 483.7365 | 9624.228 | 1.57
| Civic Offices | Foundation structure concrete block dense (140mm) | 1700665 | 8402794 | 1.1 | Substructure | concrete block | Construction | 64161.5202 | Area Calculation | 80 | 44 | 1 | FALSE | 1 | FALSE |  | 1.05 | 64161.5202 | 64161.5202 | 5015 | Block, concrete (dense) |  | 60 | D2 | 0 | 0 | 0 | 0 | 0 | 0 | 0 | 0 | 0
| Civic Offices | Foundation structure concrete block dense (140mm) | 1700665 | 8402794 | 1.1 | Substructure | concrete block | Construction | 64161.5202 | Area Calculation | 80 | 44 | 1 | FALSE | 1 | FALSE |  | 1.05 | 64161.5202 | 64161.5202 | 5015 | Block, concrete (dense) |  | 60 | D3 | 0 | 0 | 0 | 0 | 0 | 0 | 0 | 0 | 0
| Civic Offices | Foundation structure concrete block dense (140mm) | 1700665 | 8402794 | 1.1 | Substructure | concrete block | Construction | 64161.5202 | Area Calculation | 80 | 44 | 1 | FALSE | 1 | FALSE |  | 1.05 | 64161.5202 | 64161.5202 | 5015 | Block, concrete (dense) |  | 60 | D4 | 0 | 0 | 0 | 0 | 0 | 0 | 0 | 0 | 0
| Civic Offices | Foundation structure concrete block dense (140mm) | 1700665 | 8402794 | 1.1 | Substructure | concrete block | Construction | 64161.5202 | Area Calculation | 80 | 44 | 1 | FALSE | 1 | FALSE |  | 1.05 | 64161.5202 | 64161.5202 | 5015 | Block, concrete (dense) |  | 1 | B1 | -25.7544 | [7 empty] | -0.048768
| Civic Offices | Foundation structure concrete block dense (140mm) | 1700665 | 8402794 | 1.1 | Substructure | concrete block | Construction | 64161.5202 | Area Calculation | 80 | 44 | 1 | FALSE | 1 | FALSE |  | 1.05 | 64161.5202 | 64161.5202 | 5015 | Block, concrete (dense) |  | 2 | B1 | -25.7544 | [7 empty] | -0.048768
| Civic Offices | Foundation structure concrete block dense (140mm) | 1700665 | 8402794 | 1.1 | Substructure | concrete block | Construction | 64161.5202 | Area Calculation | 80 | 44 | 1 | FALSE | 1 | FALSE |  | 1.05 | 64161.5202 | 64161.5202 | 5015 | Block, concrete (dense) |  | 3 | B1 | -25.7544 | [7 empty] | -0.048768
| Civic Offices | Foundation structure concrete block dense (140mm) | 1700665 | 8402794 | 1.1 | Substructure | concrete block | Construction | 64161.5202 | Area Calculation | 80 | 44 | 1 | FALSE | 1 | FALSE |  | 1.05 | 64161.5202 | 64161.5202 | 5015 | Block, concrete (dense) |  | 4 | B1 | -25.7544 | [7 empty] | -0.048768
| Civic Offices | Foundation structure concrete block dense (140mm) | 1700665 | 8402794 | 1.1 | Substructure | concrete block | Construction | 64161.5202 | Area Calculation | 80 | 44 | 1 | FALSE | 1 | FALSE |  | 1.05 | 64161.5202 | 64161.5202 | 5015 | Block, concrete (dense) |  | 5 | B1 | -25.7544 | [7 empty] | -0.048768
| Civic Offices | Foundation structure concrete block dense (140mm) | 1700665 | 8402794 | 1.1 | Substructure | concrete block | Construction | 64161.5202 | Area Calculation | 80 | 44 | 1 | FALSE | 1 | FALSE |  | 1.05 | 64161.5202 | 64161.5202 | 5015 | Block, concrete (dense) |  | 6 | B1 | -25.7544 | [7 empty] | -0.048768
| Civic Offices | Foundation structure concrete block dense (140mm) | 1700665 | 8402794 | 1.1 | Substructure | concrete block | Construction | 64161.5202 | Area Calculation | 80 | 44 | 1 | FALSE | 1 | FALSE |  | 1.05 | 64161.5202 | 64161.5202 | 5015 | Block, concrete (dense) |  | 7 | B1 | -25.7544 | [7 empty] | -0.048768
| Civic Offices | Foundation structure concrete block dense (140mm) | 1700665 | 8402794 | 1.1 | Substructure | concrete block | Construction | 64161.5202 | Area Calculation | 80 | 44 | 1 | FALSE | 1 | FALSE |  | 1.05 | 64161.5202 | 64161.5202 | 5015 | Block, concrete (dense) |  | 8 | B1 | -25.7544 | [7 empty] | -0.048768
| Civic Offices | Foundation structure concrete block dense (140mm) | 1700665 | 8402794 | 1.1 | Substructure | concrete block | Construction | 64161.5202 | Area Calculation | 80 | 44 | 1 | FALSE | 1 | FALSE |  | 1.05 | 64161.5202 | 64161.5202 | 5015 | Block, concrete (dense) |  | 9 | B1 | -25.7544 | [7 empty] | -0.048768
| Civic Offices | Foundation structure concrete block dense (140mm) | 1700665 | 8402794 | 1.1 | Substructure | concrete block | Construction | 64161.5202 | Area Calculation | 80 | 44 | 1 | FALSE | 1 | FALSE |  | 1.05 | 64161.5202 | 64161.5202 | 5015 | Block, concrete (dense) |  | 10 | B1 | -25.7544 | [7 empty] | -0.048768
| Civic Offices | Foundation structure concrete block dense (140mm) | 1700665 | 8402794 | 1.1 | Substructure | concrete block | Construction | 64161.5202 | Area Calculation | 80 | 44 | 1 | FALSE | 1 | FALSE |  | 1.05 | 64161.5202 | 64161.5202 | 5015 | Block, concrete (dense) |  | 11 | B1 | -25.7544 | [7 empty] | -0.048768
| Civic Offices | Foundation structure concrete block dense (140mm) | 1700665 | 8402794 | 1.1 | Substructure | concrete block | Construction | 64161.5202 | Area Calculation | 80 | 44 | 1 | FALSE | 1 | FALSE |  | 1.05 | 64161.5202 | 64161.5202 | 5015 | Block, concrete (dense) |  | 12 | B1 | -25.7544 | [7 empty] | -0.048768
| Civic Offices | Foundation structure concrete block dense (140mm) | 1700665 | 8402794 | 1.1 | Substructure | concrete block | Construction | 64161.5202 | Area Calculation | 80 | 44 | 1 | FALSE | 1 | FALSE |  | 1.05 | 64161.5202 | 64161.5202 | 5015 | Block, concrete (dense) |  | 13 | B1 | -25.7544 | [7 empty] | -0.048768
| Civic Offices | Foundation structure concrete block dense (140mm) | 1700665 | 8402794 | 1.1 | Substructure | concrete block | Construction | 64161.5202 | Area Calculation | 80 | 44 | 1 | FALSE | 1 | FALSE |  | 1.05 | 64161.5202 | 64161.5202 | 5015 | Block, concrete (dense) |  | 14 | B1 | -25.7544 | [7 empty] | -0.048768
| Civic Offices | Foundation structure concrete block dense (140mm) | 1700665 | 8402794 | 1.1 | Substructure | concrete block | Construction | 64161.5202 | Area Calculation | 80 | 44 | 1 | FALSE | 1 | FALSE |  | 1.05 | 64161.5202 | 64161.5202 | 5015 | Block, concrete (dense) |  | 15 | B1 | -25.7544 | [7 empty] | -0.048768
| Civic Offices | Foundation structure concrete block dense (140mm) | 1700665 | 8402794 | 1.1 | Substructure | concrete block | Construction | 64161.5202 | Area Calculation | 80 | 44 | 1 | FALSE | 1 | FALSE |  | 1.05 | 64161.5202 | 64161.5202 | 5015 | Block, concrete (dense) |  | 16 | B1 | -25.7544 | [7 empty] | -0.048768
| Civic Offices | Foundation structure concrete block dense (140mm) | 1700665 | 8402794 | 1.1 | Substructure | concrete block | Construction | 64161.5202 | Area Calculation | 80 | 44 | 1 | FALSE | 1 | FALSE |  | 1.05 | 64161.5202 | 64161.5202 | 5015 | Block, concrete (dense) |  | 17 | B1 | -25.7544 | [7 empty] | -0.048768
| Civic Offices | Foundation structure concrete block dense (140mm) | 1700665 | 8402794 | 1.1 | Substructure | concrete block | Construction | 64161.5202 | Area Calculation | 80 | 44 | 1 | FALSE | 1 | FALSE |  | 1.05 | 64161.5202 | 64161.5202 | 5015 | Block, concrete (dense) |  | 18 | B1 | -25.7544 | [7 empty] | -0.048768
| Civic Offices | Foundation structure concrete block dense (140mm) | 1700665 | 8402794 | 1.1 | Substructure | concrete block | Construction | 64161.5202 | Area Calculation | 80 | 44 | 1 | FALSE | 1 | FALSE |  | 1.05 | 64161.5202 | 64161.5202 | 5015 | Block, concrete (dense) |  | 19 | B1 | -25.7544 | [7 empty] | -0.048768
| Civic Offices | Foundation structure concrete block dense (140mm) | 1700665 | 8402794 | 1.1 | Substructure | concrete block | Construction | 64161.5202 | Area Calculation | 80 | 44 | 1 | FALSE | 1 | FALSE |  | 1.05 | 64161.5202 | 64161.5202 | 5015 | Block, concrete (dense) |  | 20 | B1 | -25.7544 | [7 empty] | -0.048768
| Civic Offices | Foundation structure concrete block dense (140mm) | 1700665 | 8402794 | 1.1 | Substructure | concrete block | Construction | 64161.5202 | Area Calculation | 80 | 44 | 1 | FALSE | 1 | FALSE |  | 1.05 | 64161.5202 | 64161.5202 | 5015 | Block, concrete (dense) |  | 21 | B1 | -25.7544 | [7 empty] | -0.048768
| Civic Offices | Foundation structure concrete block dense (140mm) | 1700665 | 8402794 | 1.1 | Substructure | concrete block | Construction | 64161.5202 | Area Calculation | 80 | 44 | 1 | FALSE | 1 | FALSE |  | 1.05 | 64161.5202 | 64161.5202 | 5015 | Block, concrete (dense) |  | 22 | B1 | -25.7544 | [7 empty] | -0.048768
| Civic Offices | Foundation structure concrete block dense (140mm) | 1700665 | 8402794 | 1.1 | Substructure | concrete block | Construction | 64161.5202 | Area Calculation | 80 | 44 | 1 | FALSE | 1 | FALSE |  | 1.05 | 64161.5202 | 64161.5202 | 5015 | Block, concrete (dense) |  | 23 | B1 | -25.7544 | [7 empty] | -0.048768
| Civic Offices | Foundation structure concrete block dense (140mm) | 1700665 | 8402794 | 1.1 | Substructure | concrete block | Construction | 64161.5202 | Area Calculation | 80 | 44 | 1 | FALSE | 1 | FALSE |  | 1.05 | 64161.5202 | 64161.5202 | 5015 | Block, concrete (dense) |  | 24 | B1 | -25.7544 | [7 empty] | -0.048768
| Civic Offices | Foundation structure concrete block dense (140mm) | 1700665 | 8402794 | 1.1 | Substructure | concrete block | Construction | 64161.5202 | Area Calculation | 80 | 44 | 1 | FALSE | 1 | FALSE |  | 1.05 | 64161.5202 | 64161.5202 | 5015 | Block, concrete (dense) |  | 25 | B1 | -25.7544 | [7 empty] | -0.048768
| Civic Offices | Foundation structure concrete block dense (140mm) | 1700665 | 8402794 | 1.1 | Substructure | concrete block | Construction | 64161.5202 | Area Calculation | 80 | 44 | 1 | FALSE | 1 | FALSE |  | 1.05 | 64161.5202 | 64161.5202 | 5015 | Block, concrete (dense) |  | 26 | B1 | -25.7544 | [7 empty] | -0.048768
| Civic Offices | Foundation structure concrete block dense (140mm) | 1700665 | 8402794 | 1.1 | Substructure | concrete block | Construction | 64161.5202 | Area Calculation | 80 | 44 | 1 | FALSE | 1 | FALSE |  | 1.05 | 64161.5202 | 64161.5202 | 5015 | Block, concrete (dense) |  | 27 | B1 | -25.7544 | [7 empty] | -0.048768
| Civic Offices | Foundation structure concrete block dense (140mm) | 1700665 | 8402794 | 1.1 | Substructure | concrete block | Construction | 64161.5202 | Area Calculation | 80 | 44 | 1 | FALSE | 1 | FALSE |  | 1.05 | 64161.5202 | 64161.5202 | 5015 | Block, concrete (dense) |  | 28 | B1 | -25.7544 | [7 empty] | -0.048768
| Civic Offices | Foundation structure concrete block dense (140mm) | 1700665 | 8402794 | 1.1 | Substructure | concrete block | Construction | 64161.5202 | Area Calculation | 80 | 44 | 1 | FALSE | 1 | FALSE |  | 1.05 | 64161.5202 | 64161.5202 | 5015 | Block, concrete (dense) |  | 29 | B1 | -25.7544 | [7 empty] | -0.048768
| Civic Offices | Foundation structure concrete block dense (140mm) | 1700665 | 8402794 | 1.1 | Substructure | concrete block | Construction | 64161.5202 | Area Calculation | 80 | 44 | 1 | FALSE | 1 | FALSE |  | 1.05 | 64161.5202 | 64161.5202 | 5015 | Block, concrete (dense) |  | 30 | B1 | -25.7544 | [7 empty] | -0.048768
| Civic Offices | Foundation structure concrete block dense (140mm) | 1700665 | 8402794 | 1.1 | Substructure | concrete block | Construction | 64161.5202 | Area Calculation | 80 | 44 | 1 | FALSE | 1 | FALSE |  | 1.05 | 64161.5202 | 64161.5202 | 5015 | Block, concrete (dense) |  | 31 | B1 | -25.7544 | [7 empty] | -0.048768
| Civic Offices | Foundation structure concrete block dense (140mm) | 1700665 | 8402794 | 1.1 | Substructure | concrete block | Construction | 64161.5202 | Area Calculation | 80 | 44 | 1 | FALSE | 1 | FALSE |  | 1.05 | 64161.5202 | 64161.5202 | 5015 | Block, concrete (dense) |  | 32 | B1 | -25.7544 | [7 empty] | -0.048768
| Civic Offices | Foundation structure concrete block dense (140mm) | 1700665 | 8402794 | 1.1 | Substructure | concrete block | Construction | 64161.5202 | Area Calculation | 80 | 44 | 1 | FALSE | 1 | FALSE |  | 1.05 | 64161.5202 | 64161.5202 | 5015 | Block, concrete (dense) |  | 33 | B1 | -25.7544 | [7 empty] | -0.048768
| Civic Offices | Foundation structure concrete block dense (140mm) | 1700665 | 8402794 | 1.1 | Substructure | concrete block | Construction | 64161.5202 | Area Calculation | 80 | 44 | 1 | FALSE | 1 | FALSE |  | 1.05 | 64161.5202 | 64161.5202 | 5015 | Block, concrete (dense) |  | 34 | B1 | -25.7544 | [7 empty] | -0.048768
| Civic Offices | Foundation structure concrete block dense (140mm) | 1700665 | 8402794 | 1.1 | Substructure | concrete block | Construction | 64161.5202 | Area Calculation | 80 | 44 | 1 | FALSE | 1 | FALSE |  | 1.05 | 64161.5202 | 64161.5202 | 5015 | Block, concrete (dense) |  | 35 | B1 | -25.7544 | [7 empty] | -0.048768
| Civic Offices | Foundation structure concrete block dense (140mm) | 1700665 | 8402794 | 1.1 | Substructure | concrete block | Construction | 64161.5202 | Area Calculation | 80 | 44 | 1 | FALSE | 1 | FALSE |  | 1.05 | 64161.5202 | 64161.5202 | 5015 | Block, concrete (dense) |  | 36 | B1 | -25.7544 | [7 empty] | -0.048768
| Civic Offices | Foundation structure concrete block dense (140mm) | 1700665 | 8402794 | 1.1 | Substructure | concrete block | Construction | 64161.5202 | Area Calculation | 80 | 44 | 1 | FALSE | 1 | FALSE |  | 1.05 | 64161.5202 | 64161.5202 | 5015 | Block, concrete (dense) |  | 37 | B1 | -25.7544 | [7 empty] | -0.048768
| Civic Offices | Foundation structure concrete block dense (140mm) | 1700665 | 8402794 | 1.1 | Substructure | concrete block | Construction | 64161.5202 | Area Calculation | 80 | 44 | 1 | FALSE | 1 | FALSE |  | 1.05 | 64161.5202 | 64161.5202 | 5015 | Block, concrete (dense) |  | 38 | B1 | -25.7544 | [7 empty] | -0.048768
| Civic Offices | Foundation structure concrete block dense (140mm) | 1700665 | 8402794 | 1.1 | Substructure | concrete block | Construction | 64161.5202 | Area Calculation | 80 | 44 | 1 | FALSE | 1 | FALSE |  | 1.05 | 64161.5202 | 64161.5202 | 5015 | Block, concrete (dense) |  | 39 | B1 | -25.7544 | [7 empty] | -0.048768
| Civic Offices | Foundation structure concrete block dense (140mm) | 1700665 | 8402794 | 1.1 | Substructure | concrete block | Construction | 64161.5202 | Area Calculation | 80 | 44 | 1 | FALSE | 1 | FALSE |  | 1.05 | 64161.5202 | 64161.5202 | 5015 | Block, concrete (dense) |  | 40 | B1 | -25.7544 | [7 empty] | -0.048768
| Civic Offices | Foundation structure concrete block dense (140mm) | 1700665 | 8402794 | 1.1 | Substructure | concrete block | Construction | 64161.5202 | Area Calculation | 80 | 44 | 1 | FALSE | 1 | FALSE |  | 1.05 | 64161.5202 | 64161.5202 | 5015 | Block, concrete (dense) |  | 41 | B1 | -25.7544 | [7 empty] | -0.048768
| Civic Offices | Foundation structure concrete block dense (140mm) | 1700665 | 8402794 | 1.1 | Substructure | concrete block | Construction | 64161.5202 | Area Calculation | 80 | 44 | 1 | FALSE | 1 | FALSE |  | 1.05 | 64161.5202 | 64161.5202 | 5015 | Block, concrete (dense) |  | 42 | B1 | -25.7544 | [7 empty] | -0.048768
| Civic Offices | Foundation structure concrete block dense (140mm) | 1700665 | 8402794 | 1.1 | Substructure | concrete block | Construction | 64161.5202 | Area Calculation | 80 | 44 | 1 | FALSE | 1 | FALSE |  | 1.05 | 64161.5202 | 64161.5202 | 5015 | Block, concrete (dense) |  | 43 | B1 | -25.7544 | [7 empty] | -0.048768
| Civic Offices | Foundation structure concrete block dense (140mm) | 1700665 | 8402794 | 1.1 | Substructure | concrete block | Construction | 64161.5202 | Area Calculation | 80 | 44 | 1 | FALSE | 1 | FALSE |  | 1.05 | 64161.5202 | 64161.5202 | 5015 | Block, concrete (dense) |  | 44 | B1 | -25.7544 | [7 empty] | -0.048768
| Civic Offices | Foundation structure concrete block dense (140mm) | 1700665 | 8402794 | 1.1 | Substructure | concrete block | Construction | 64161.5202 | Area Calculation | 80 | 44 | 1 | FALSE | 1 | FALSE |  | 1.05 | 64161.5202 | 64161.5202 | 5015 | Block, concrete (dense) |  | 45 | B1 | -25.7544 | [7 empty] | -0.048768
| Civic Offices | Foundation structure concrete block dense (140mm) | 1700665 | 8402794 | 1.1 | Substructure | concrete block | Construction | 64161.5202 | Area Calculation | 80 | 44 | 1 | FALSE | 1 | FALSE |  | 1.05 | 64161.5202 | 64161.5202 | 5015 | Block, concrete (dense) |  | 46 | B1 | -25.7544 | [7 empty] | -0.048768
| Civic Offices | Foundation structure concrete block dense (140mm) | 1700665 | 8402794 | 1.1 | Substructure | concrete block | Construction | 64161.5202 | Area Calculation | 80 | 44 | 1 | FALSE | 1 | FALSE |  | 1.05 | 64161.5202 | 64161.5202 | 5015 | Block, concrete (dense) |  | 47 | B1 | -25.7544 | [7 empty] | -0.048768
| Civic Offices | Foundation structure concrete block dense (140mm) | 1700665 | 8402794 | 1.1 | Substructure | concrete block | Construction | 64161.5202 | Area Calculation | 80 | 44 | 1 | FALSE | 1 | FALSE |  | 1.05 | 64161.5202 | 64161.5202 | 5015 | Block, concrete (dense) |  | 48 | B1 | -25.7544 | [7 empty] | -0.048768
| Civic Offices | Foundation structure concrete block dense (140mm) | 1700665 | 8402794 | 1.1 | Substructure | concrete block | Construction | 64161.5202 | Area Calculation | 80 | 44 | 1 | FALSE | 1 | FALSE |  | 1.05 | 64161.5202 | 64161.5202 | 5015 | Block, concrete (dense) |  | 49 | B1 | -25.7544 | [7 empty] | -0.048768
| Civic Offices | Foundation structure concrete block dense (140mm) | 1700665 | 8402794 | 1.1 | Substructure | concrete block | Construction | 64161.5202 | Area Calculation | 80 | 44 | 1 | FALSE | 1 | FALSE |  | 1.05 | 64161.5202 | 64161.5202 | 5015 | Block, concrete (dense) |  | 50 | B1 | -25.7544 | [7 empty] | -0.048768
| Civic Offices | Foundation structure concrete block dense (140mm) | 1700665 | 8402794 | 1.1 | Substructure | concrete block | Construction | 64161.5202 | Area Calculation | 80 | 44 | 1 | FALSE | 1 | FALSE |  | 1.05 | 64161.5202 | 64161.5202 | 5015 | Block, concrete (dense) |  | 51 | B1 | -25.7544 | [7 empty] | -0.048768
| Civic Offices | Foundation structure concrete block dense (140mm) | 1700665 | 8402794 | 1.1 | Substructure | concrete block | Construction | 64161.5202 | Area Calculation | 80 | 44 | 1 | FALSE | 1 | FALSE |  | 1.05 | 64161.5202 | 64161.5202 | 5015 | Block, concrete (dense) |  | 52 | B1 | -25.7544 | [7 empty] | -0.048768
| Civic Offices | Foundation structure concrete block dense (140mm) | 1700665 | 8402794 | 1.1 | Substructure | concrete block | Construction | 64161.5202 | Area Calculation | 80 | 44 | 1 | FALSE | 1 | FALSE |  | 1.05 | 64161.5202 | 64161.5202 | 5015 | Block, concrete (dense) |  | 53 | B1 | -25.7544 | [7 empty] | -0.048768
| Civic Offices | Foundation structure concrete block dense (140mm) | 1700665 | 8402794 | 1.1 | Substructure | concrete block | Construction | 64161.5202 | Area Calculation | 80 | 44 | 1 | FALSE | 1 | FALSE |  | 1.05 | 64161.5202 | 64161.5202 | 5015 | Block, concrete (dense) |  | 54 | B1 | -25.7544 | [7 empty] | -0.048768
| Civic Offices | Foundation structure concrete block dense (140mm) | 1700665 | 8402794 | 1.1 | Substructure | concrete block | Construction | 64161.5202 | Area Calculation | 80 | 44 | 1 | FALSE | 1 | FALSE |  | 1.05 | 64161.5202 | 64161.5202 | 5015 | Block, concrete (dense) |  | 55 | B1 | -25.7544 | [7 empty] | -0.048768
| Civic Offices | Foundation structure concrete block dense (140mm) | 1700665 | 8402794 | 1.1 | Substructure | concrete block | Construction | 64161.5202 | Area Calculation | 80 | 44 | 1 | FALSE | 1 | FALSE |  | 1.05 | 64161.5202 | 64161.5202 | 5015 | Block, concrete (dense) |  | 56 | B1 | -25.7544 | [7 empty] | -0.048768
| Civic Offices | Foundation structure concrete block dense (140mm) | 1700665 | 8402794 | 1.1 | Substructure | concrete block | Construction | 64161.5202 | Area Calculation | 80 | 44 | 1 | FALSE | 1 | FALSE |  | 1.05 | 64161.5202 | 64161.5202 | 5015 | Block, concrete (dense) |  | 57 | B1 | -25.7544 | [7 empty] | -0.048768
| Civic Offices | Foundation structure concrete block dense (140mm) | 1700665 | 8402794 | 1.1 | Substructure | concrete block | Construction | 64161.5202 | Area Calculation | 80 | 44 | 1 | FALSE | 1 | FALSE |  | 1.05 | 64161.5202 | 64161.5202 | 5015 | Block, concrete (dense) |  | 58 | B1 | -25.7544 | [7 empty] | -0.048768
| Civic Offices | Foundation structure concrete block dense (140mm) | 1700665 | 8402794 | 1.1 | Substructure | concrete block | Construction | 64161.5202 | Area Calculation | 80 | 44 | 1 | FALSE | 1 | FALSE |  | 1.05 | 64161.5202 | 64161.5202 | 5015 | Block, concrete (dense) |  | 59 | B1 | -25.7544 | [7 empty] | -0.048768
| Civic Offices | Foundation structure concrete block dense (140mm) | 1700665 | 8402794 | 1.1 | Substructure | concrete block | Construction | 64161.5202 | Area Calculation | 80 | 44 | 1 | FALSE | 1 | FALSE |  | 1.05 | 64161.5202 | 64161.5202 | 5015 | Block, concrete (dense) |  | 60 | B1 | -25.7544 | [7 empty] | -0.048768
| Civic Offices | Foundation structure concrete block dense (140mm) | 1700665 | 8402795 | 1.1 | Substructure | mortar | Construction | 10656.4248 | Area Calculation | 80 | 44 | 1 | FALSE | 1 | FALSE |  | 1.04 | 10656.4248 | 10656.4248 | 5094 | Mortar, cement:sand (1:4) |  | 0 | A1A3 | 1811.392 | 6.3814e-05 | 4.2735 | 1.1311 | 0.38617 | 0.00094016 | 10873.8397 | 423.3584 | 5.6122
| Civic Offices | Foundation structure concrete block dense (140mm) | 1700665 | 8402795 | 1.1 | Substructure | mortar | Construction | 10656.4248 | Area Calculation | 80 | 44 | 1 | FALSE | 1 | FALSE |  | 1.04 | 10656.4248 | 10656.4248 | 5094 | Mortar, cement:sand (1:4) |  | 0 | A4 | 152.7127 | 2.7439e-05 | 0.50003 | 0.13515 | 0.085305 | 0.00053258 | 2276.431 | 347.5944 | 0.62843
| Civic Offices | Foundation structure concrete block dense (140mm) | 1700665 | 8402795 | 1.1 | Substructure | mortar | Construction | 10656.4248 | Area Calculation | 80 | 44 | 1 | FALSE | 1 | FALSE |  | 1.04 | 10656.4248 | 10656.4248 | 5094 | Mortar, cement:sand (1:4) |  | 0 | A5 | 0.11065 | 3.8142e-08 | 0.00085216 | 0.00021041 | 0.00014721 | 1.1961e-07 | 3.2137 | 63.9385 | 0
| Civic Offices | Foundation structure concrete block dense (140mm) | 1700665 | 8402795 | 1.1 | Substructure | mortar | Construction | 10656.4248 | Area Calculation | 80 | 44 | 1 | FALSE | 1 | FALSE |  | 1.04 | 10656.4248 | 10656.4248 | 5094 | Mortar, cement:sand (1:4) |  | 0 | D2 | 0 | 0 | 0 | 0 | 0 | 0 | 0 | 0 | 0
| Civic Offices | Foundation structure concrete block dense (140mm) | 1700665 | 8402795 | 1.1 | Substructure | mortar | Construction | 10656.4248 | Area Calculation | 80 | 44 | 1 | FALSE | 1 | FALSE |  | 1.04 | 10656.4248 | 10656.4248 | 5094 | Mortar, cement:sand (1:4) |  | 0 | D3 | 0 | 0 | 0 | 0 | 0 | 0 | 0 | 0 | 0
| Civic Offices | Foundation structure concrete block dense (140mm) | 1700665 | 8402795 | 1.1 | Substructure | mortar | Construction | 10656.4248 | Area Calculation | 80 | 44 | 1 | FALSE | 1 | FALSE |  | 1.04 | 10656.4248 | 10656.4248 | 5094 | Mortar, cement:sand (1:4) |  | 0 | D4 | 0 | 0 | 0 | 0 | 0 | 0 | 0 | 0 | 0
| Civic Offices | Foundation structure concrete block dense (140mm) | 1700665 | 8402795 | 1.1 | Substructure | mortar | Construction | 10656.4248 | Area Calculation | 80 | 44 | 1 | FALSE | 1 | FALSE |  | 1.04 | 10656.4248 | 10656.4248 | 5094 | Mortar, cement:sand (1:4) |  | 60 | C2 | 0 | 0 | 0 | 0 | 0 | 0 | 0 | 0 | 0
| Civic Offices | Foundation structure concrete block dense (140mm) | 1700665 | 8402795 | 1.1 | Substructure | mortar | Construction | 10656.4248 | Area Calculation | 80 | 44 | 1 | FALSE | 1 | FALSE |  | 1.04 | 10656.4248 | 10656.4248 | 5094 | Mortar, cement:sand (1:4) |  | 60 | C4 | 2.7662 | 9.5356e-07 | 0.021304 | 0.0052604 | 0.0036802 | 2.9902e-06 | 80.3426 | 1598.4637 | 0.26076
| Civic Offices | Foundation structure concrete block dense (140mm) | 1700665 | 8402795 | 1.1 | Substructure | mortar | Construction | 10656.4248 | Area Calculation | 80 | 44 | 1 | FALSE | 1 | FALSE |  | 1.04 | 10656.4248 | 10656.4248 | 5094 | Mortar, cement:sand (1:4) |  | 60 | D2 | 0 | 0 | 0 | 0 | 0 | 0 | 0 | 0 | 0
| Civic Offices | Foundation structure concrete block dense (140mm) | 1700665 | 8402795 | 1.1 | Substructure | mortar | Construction | 10656.4248 | Area Calculation | 80 | 44 | 1 | FALSE | 1 | FALSE |  | 1.04 | 10656.4248 | 10656.4248 | 5094 | Mortar, cement:sand (1:4) |  | 60 | D3 | 0 | 0 | 0 | 0 | 0 | 0 | 0 | 0 | 0
| Civic Offices | Foundation structure concrete block dense (140mm) | 1700665 | 8402795 | 1.1 | Substructure | mortar | Construction | 10656.4248 | Area Calculation | 80 | 44 | 1 | FALSE | 1 | FALSE |  | 1.04 | 10656.4248 | 10656.4248 | 5094 | Mortar, cement:sand (1:4) |  | 60 | D4 | 0 | 0 | 0 | 0 | 0 | 0 | 0 | 0 | 0
| Civic Offices | Foundation structure concrete block dense (140mm) | 1700665 | 8402795 | 1.1 | Substructure | mortar | Construction | 10656.4248 | Area Calculation | 80 | 44 | 1 | FALSE | 1 | FALSE |  | 1.04 | 10656.4248 | 10656.4248 | 5094 | Mortar, cement:sand (1:4) |  | 1 | B1 | -8.2289 | [7 empty] | -0.015582
| Civic Offices | Foundation structure concrete block dense (140mm) | 1700665 | 8402795 | 1.1 | Substructure | mortar | Construction | 10656.4248 | Area Calculation | 80 | 44 | 1 | FALSE | 1 | FALSE |  | 1.04 | 10656.4248 | 10656.4248 | 5094 | Mortar, cement:sand (1:4) |  | 2 | B1 | -8.2289 | [7 empty] | -0.015582
| Civic Offices | Foundation structure concrete block dense (140mm) | 1700665 | 8402795 | 1.1 | Substructure | mortar | Construction | 10656.4248 | Area Calculation | 80 | 44 | 1 | FALSE | 1 | FALSE |  | 1.04 | 10656.4248 | 10656.4248 | 5094 | Mortar, cement:sand (1:4) |  | 3 | B1 | -8.2289 | [7 empty] | -0.015582
| Civic Offices | Foundation structure concrete block dense (140mm) | 1700665 | 8402795 | 1.1 | Substructure | mortar | Construction | 10656.4248 | Area Calculation | 80 | 44 | 1 | FALSE | 1 | FALSE |  | 1.04 | 10656.4248 | 10656.4248 | 5094 | Mortar, cement:sand (1:4) |  | 4 | B1 | -8.2289 | [7 empty] | -0.015582
| Civic Offices | Foundation structure concrete block dense (140mm) | 1700665 | 8402795 | 1.1 | Substructure | mortar | Construction | 10656.4248 | Area Calculation | 80 | 44 | 1 | FALSE | 1 | FALSE |  | 1.04 | 10656.4248 | 10656.4248 | 5094 | Mortar, cement:sand (1:4) |  | 5 | B1 | -8.2289 | [7 empty] | -0.015582
| Civic Offices | Foundation structure concrete block dense (140mm) | 1700665 | 8402795 | 1.1 | Substructure | mortar | Construction | 10656.4248 | Area Calculation | 80 | 44 | 1 | FALSE | 1 | FALSE |  | 1.04 | 10656.4248 | 10656.4248 | 5094 | Mortar, cement:sand (1:4) |  | 6 | B1 | -8.2289 | [7 empty] | -0.015582
| Civic Offices | Foundation structure concrete block dense (140mm) | 1700665 | 8402795 | 1.1 | Substructure | mortar | Construction | 10656.4248 | Area Calculation | 80 | 44 | 1 | FALSE | 1 | FALSE |  | 1.04 | 10656.4248 | 10656.4248 | 5094 | Mortar, cement:sand (1:4) |  | 7 | B1 | -8.2289 | [7 empty] | -0.015582
| Civic Offices | Foundation structure concrete block dense (140mm) | 1700665 | 8402795 | 1.1 | Substructure | mortar | Construction | 10656.4248 | Area Calculation | 80 | 44 | 1 | FALSE | 1 | FALSE |  | 1.04 | 10656.4248 | 10656.4248 | 5094 | Mortar, cement:sand (1:4) |  | 8 | B1 | -8.2289 | [7 empty] | -0.015582
| Civic Offices | Foundation structure concrete block dense (140mm) | 1700665 | 8402795 | 1.1 | Substructure | mortar | Construction | 10656.4248 | Area Calculation | 80 | 44 | 1 | FALSE | 1 | FALSE |  | 1.04 | 10656.4248 | 10656.4248 | 5094 | Mortar, cement:sand (1:4) |  | 9 | B1 | -8.2289 | [7 empty] | -0.015582
| Civic Offices | Foundation structure concrete block dense (140mm) | 1700665 | 8402795 | 1.1 | Substructure | mortar | Construction | 10656.4248 | Area Calculation | 80 | 44 | 1 | FALSE | 1 | FALSE |  | 1.04 | 10656.4248 | 10656.4248 | 5094 | Mortar, cement:sand (1:4) |  | 10 | B1 | -8.2289 | [7 empty] | -0.015582
| Civic Offices | Foundation structure concrete block dense (140mm) | 1700665 | 8402795 | 1.1 | Substructure | mortar | Construction | 10656.4248 | Area Calculation | 80 | 44 | 1 | FALSE | 1 | FALSE |  | 1.04 | 10656.4248 | 10656.4248 | 5094 | Mortar, cement:sand (1:4) |  | 11 | B1 | -8.2289 | [7 empty] | -0.015582
| Civic Offices | Foundation structure concrete block dense (140mm) | 1700665 | 8402795 | 1.1 | Substructure | mortar | Construction | 10656.4248 | Area Calculation | 80 | 44 | 1 | FALSE | 1 | FALSE |  | 1.04 | 10656.4248 | 10656.4248 | 5094 | Mortar, cement:sand (1:4) |  | 12 | B1 | -8.2289 | [7 empty] | -0.015582
| Civic Offices | Foundation structure concrete block dense (140mm) | 1700665 | 8402795 | 1.1 | Substructure | mortar | Construction | 10656.4248 | Area Calculation | 80 | 44 | 1 | FALSE | 1 | FALSE |  | 1.04 | 10656.4248 | 10656.4248 | 5094 | Mortar, cement:sand (1:4) |  | 13 | B1 | -8.2289 | [7 empty] | -0.015582
| Civic Offices | Foundation structure concrete block dense (140mm) | 1700665 | 8402795 | 1.1 | Substructure | mortar | Construction | 10656.4248 | Area Calculation | 80 | 44 | 1 | FALSE | 1 | FALSE |  | 1.04 | 10656.4248 | 10656.4248 | 5094 | Mortar, cement:sand (1:4) |  | 14 | B1 | -8.2289 | [7 empty] | -0.015582
| Civic Offices | Foundation structure concrete block dense (140mm) | 1700665 | 8402795 | 1.1 | Substructure | mortar | Construction | 10656.4248 | Area Calculation | 80 | 44 | 1 | FALSE | 1 | FALSE |  | 1.04 | 10656.4248 | 10656.4248 | 5094 | Mortar, cement:sand (1:4) |  | 15 | B1 | -8.2289 | [7 empty] | -0.015582
| Civic Offices | Foundation structure concrete block dense (140mm) | 1700665 | 8402795 | 1.1 | Substructure | mortar | Construction | 10656.4248 | Area Calculation | 80 | 44 | 1 | FALSE | 1 | FALSE |  | 1.04 | 10656.4248 | 10656.4248 | 5094 | Mortar, cement:sand (1:4) |  | 16 | B1 | -8.2289 | [7 empty] | -0.015582
| Civic Offices | Foundation structure concrete block dense (140mm) | 1700665 | 8402795 | 1.1 | Substructure | mortar | Construction | 10656.4248 | Area Calculation | 80 | 44 | 1 | FALSE | 1 | FALSE |  | 1.04 | 10656.4248 | 10656.4248 | 5094 | Mortar, cement:sand (1:4) |  | 17 | B1 | -8.2289 | [7 empty] | -0.015582
| Civic Offices | Foundation structure concrete block dense (140mm) | 1700665 | 8402795 | 1.1 | Substructure | mortar | Construction | 10656.4248 | Area Calculation | 80 | 44 | 1 | FALSE | 1 | FALSE |  | 1.04 | 10656.4248 | 10656.4248 | 5094 | Mortar, cement:sand (1:4) |  | 18 | B1 | -8.2289 | [7 empty] | -0.015582
| Civic Offices | Foundation structure concrete block dense (140mm) | 1700665 | 8402795 | 1.1 | Substructure | mortar | Construction | 10656.4248 | Area Calculation | 80 | 44 | 1 | FALSE | 1 | FALSE |  | 1.04 | 10656.4248 | 10656.4248 | 5094 | Mortar, cement:sand (1:4) |  | 19 | B1 | -8.2289 | [7 empty] | -0.015582
| Civic Offices | Foundation structure concrete block dense (140mm) | 1700665 | 8402795 | 1.1 | Substructure | mortar | Construction | 10656.4248 | Area Calculation | 80 | 44 | 1 | FALSE | 1 | FALSE |  | 1.04 | 10656.4248 | 10656.4248 | 5094 | Mortar, cement:sand (1:4) |  | 20 | B1 | -8.2289 | [7 empty] | -0.015582
| Civic Offices | Foundation structure concrete block dense (140mm) | 1700665 | 8402795 | 1.1 | Substructure | mortar | Construction | 10656.4248 | Area Calculation | 80 | 44 | 1 | FALSE | 1 | FALSE |  | 1.04 | 10656.4248 | 10656.4248 | 5094 | Mortar, cement:sand (1:4) |  | 21 | B1 | -8.2289 | [7 empty] | -0.015582
| Civic Offices | Foundation structure concrete block dense (140mm) | 1700665 | 8402795 | 1.1 | Substructure | mortar | Construction | 10656.4248 | Area Calculation | 80 | 44 | 1 | FALSE | 1 | FALSE |  | 1.04 | 10656.4248 | 10656.4248 | 5094 | Mortar, cement:sand (1:4) |  | 22 | B1 | -8.2289 | [7 empty] | -0.015582
| Civic Offices | Foundation structure concrete block dense (140mm) | 1700665 | 8402795 | 1.1 | Substructure | mortar | Construction | 10656.4248 | Area Calculation | 80 | 44 | 1 | FALSE | 1 | FALSE |  | 1.04 | 10656.4248 | 10656.4248 | 5094 | Mortar, cement:sand (1:4) |  | 23 | B1 | -8.2289 | [7 empty] | -0.015582
| Civic Offices | Foundation structure concrete block dense (140mm) | 1700665 | 8402795 | 1.1 | Substructure | mortar | Construction | 10656.4248 | Area Calculation | 80 | 44 | 1 | FALSE | 1 | FALSE |  | 1.04 | 10656.4248 | 10656.4248 | 5094 | Mortar, cement:sand (1:4) |  | 24 | B1 | -8.2289 | [7 empty] | -0.015582
| Civic Offices | Foundation structure concrete block dense (140mm) | 1700665 | 8402795 | 1.1 | Substructure | mortar | Construction | 10656.4248 | Area Calculation | 80 | 44 | 1 | FALSE | 1 | FALSE |  | 1.04 | 10656.4248 | 10656.4248 | 5094 | Mortar, cement:sand (1:4) |  | 25 | B1 | -8.2289 | [7 empty] | -0.015582
| Civic Offices | Foundation structure concrete block dense (140mm) | 1700665 | 8402795 | 1.1 | Substructure | mortar | Construction | 10656.4248 | Area Calculation | 80 | 44 | 1 | FALSE | 1 | FALSE |  | 1.04 | 10656.4248 | 10656.4248 | 5094 | Mortar, cement:sand (1:4) |  | 26 | B1 | -8.2289 | [7 empty] | -0.015582
| Civic Offices | Foundation structure concrete block dense (140mm) | 1700665 | 8402795 | 1.1 | Substructure | mortar | Construction | 10656.4248 | Area Calculation | 80 | 44 | 1 | FALSE | 1 | FALSE |  | 1.04 | 10656.4248 | 10656.4248 | 5094 | Mortar, cement:sand (1:4) |  | 27 | B1 | -8.2289 | [7 empty] | -0.015582
| Civic Offices | Foundation structure concrete block dense (140mm) | 1700665 | 8402795 | 1.1 | Substructure | mortar | Construction | 10656.4248 | Area Calculation | 80 | 44 | 1 | FALSE | 1 | FALSE |  | 1.04 | 10656.4248 | 10656.4248 | 5094 | Mortar, cement:sand (1:4) |  | 28 | B1 | -8.2289 | [7 empty] | -0.015582
| Civic Offices | Foundation structure concrete block dense (140mm) | 1700665 | 8402795 | 1.1 | Substructure | mortar | Construction | 10656.4248 | Area Calculation | 80 | 44 | 1 | FALSE | 1 | FALSE |  | 1.04 | 10656.4248 | 10656.4248 | 5094 | Mortar, cement:sand (1:4) |  | 29 | B1 | -8.2289 | [7 empty] | -0.015582
| Civic Offices | Foundation structure concrete block dense (140mm) | 1700665 | 8402795 | 1.1 | Substructure | mortar | Construction | 10656.4248 | Area Calculation | 80 | 44 | 1 | FALSE | 1 | FALSE |  | 1.04 | 10656.4248 | 10656.4248 | 5094 | Mortar, cement:sand (1:4) |  | 30 | B1 | -8.2289 | [7 empty] | -0.015582
| Civic Offices | Foundation structure concrete block dense (140mm) | 1700665 | 8402795 | 1.1 | Substructure | mortar | Construction | 10656.4248 | Area Calculation | 80 | 44 | 1 | FALSE | 1 | FALSE |  | 1.04 | 10656.4248 | 10656.4248 | 5094 | Mortar, cement:sand (1:4) |  | 31 | B1 | -8.2289 | [7 empty] | -0.015582
| Civic Offices | Foundation structure concrete block dense (140mm) | 1700665 | 8402795 | 1.1 | Substructure | mortar | Construction | 10656.4248 | Area Calculation | 80 | 44 | 1 | FALSE | 1 | FALSE |  | 1.04 | 10656.4248 | 10656.4248 | 5094 | Mortar, cement:sand (1:4) |  | 32 | B1 | -8.2289 | [7 empty] | -0.015582
| Civic Offices | Foundation structure concrete block dense (140mm) | 1700665 | 8402795 | 1.1 | Substructure | mortar | Construction | 10656.4248 | Area Calculation | 80 | 44 | 1 | FALSE | 1 | FALSE |  | 1.04 | 10656.4248 | 10656.4248 | 5094 | Mortar, cement:sand (1:4) |  | 33 | B1 | -8.2289 | [7 empty] | -0.015582
| Civic Offices | Foundation structure concrete block dense (140mm) | 1700665 | 8402795 | 1.1 | Substructure | mortar | Construction | 10656.4248 | Area Calculation | 80 | 44 | 1 | FALSE | 1 | FALSE |  | 1.04 | 10656.4248 | 10656.4248 | 5094 | Mortar, cement:sand (1:4) |  | 34 | B1 | -8.2289 | [7 empty] | -0.015582
| Civic Offices | Foundation structure concrete block dense (140mm) | 1700665 | 8402795 | 1.1 | Substructure | mortar | Construction | 10656.4248 | Area Calculation | 80 | 44 | 1 | FALSE | 1 | FALSE |  | 1.04 | 10656.4248 | 10656.4248 | 5094 | Mortar, cement:sand (1:4) |  | 35 | B1 | -8.2289 | [7 empty] | -0.015582
| Civic Offices | Foundation structure concrete block dense (140mm) | 1700665 | 8402795 | 1.1 | Substructure | mortar | Construction | 10656.4248 | Area Calculation | 80 | 44 | 1 | FALSE | 1 | FALSE |  | 1.04 | 10656.4248 | 10656.4248 | 5094 | Mortar, cement:sand (1:4) |  | 36 | B1 | -8.2289 | [7 empty] | -0.015582
| Civic Offices | Foundation structure concrete block dense (140mm) | 1700665 | 8402795 | 1.1 | Substructure | mortar | Construction | 10656.4248 | Area Calculation | 80 | 44 | 1 | FALSE | 1 | FALSE |  | 1.04 | 10656.4248 | 10656.4248 | 5094 | Mortar, cement:sand (1:4) |  | 37 | B1 | -8.2289 | [7 empty] | -0.015582
| Civic Offices | Foundation structure concrete block dense (140mm) | 1700665 | 8402795 | 1.1 | Substructure | mortar | Construction | 10656.4248 | Area Calculation | 80 | 44 | 1 | FALSE | 1 | FALSE |  | 1.04 | 10656.4248 | 10656.4248 | 5094 | Mortar, cement:sand (1:4) |  | 38 | B1 | -8.2289 | [7 empty] | -0.015582
| Civic Offices | Foundation structure concrete block dense (140mm) | 1700665 | 8402795 | 1.1 | Substructure | mortar | Construction | 10656.4248 | Area Calculation | 80 | 44 | 1 | FALSE | 1 | FALSE |  | 1.04 | 10656.4248 | 10656.4248 | 5094 | Mortar, cement:sand (1:4) |  | 39 | B1 | -8.2289 | [7 empty] | -0.015582
| Civic Offices | Foundation structure concrete block dense (140mm) | 1700665 | 8402795 | 1.1 | Substructure | mortar | Construction | 10656.4248 | Area Calculation | 80 | 44 | 1 | FALSE | 1 | FALSE |  | 1.04 | 10656.4248 | 10656.4248 | 5094 | Mortar, cement:sand (1:4) |  | 40 | B1 | -8.2289 | [7 empty] | -0.015582
| Civic Offices | Foundation structure concrete block dense (140mm) | 1700665 | 8402795 | 1.1 | Substructure | mortar | Construction | 10656.4248 | Area Calculation | 80 | 44 | 1 | FALSE | 1 | FALSE |  | 1.04 | 10656.4248 | 10656.4248 | 5094 | Mortar, cement:sand (1:4) |  | 41 | B1 | -8.2289 | [7 empty] | -0.015582
| Civic Offices | Foundation structure concrete block dense (140mm) | 1700665 | 8402795 | 1.1 | Substructure | mortar | Construction | 10656.4248 | Area Calculation | 80 | 44 | 1 | FALSE | 1 | FALSE |  | 1.04 | 10656.4248 | 10656.4248 | 5094 | Mortar, cement:sand (1:4) |  | 42 | B1 | -8.2289 | [7 empty] | -0.015582
| Civic Offices | Foundation structure concrete block dense (140mm) | 1700665 | 8402795 | 1.1 | Substructure | mortar | Construction | 10656.4248 | Area Calculation | 80 | 44 | 1 | FALSE | 1 | FALSE |  | 1.04 | 10656.4248 | 10656.4248 | 5094 | Mortar, cement:sand (1:4) |  | 43 | B1 | -8.2289 | [7 empty] | -0.015582
| Civic Offices | Foundation structure concrete block dense (140mm) | 1700665 | 8402795 | 1.1 | Substructure | mortar | Construction | 10656.4248 | Area Calculation | 80 | 44 | 1 | FALSE | 1 | FALSE |  | 1.04 | 10656.4248 | 10656.4248 | 5094 | Mortar, cement:sand (1:4) |  | 44 | B1 | -8.2289 | [7 empty] | -0.015582
| Civic Offices | Foundation structure concrete block dense (140mm) | 1700665 | 8402795 | 1.1 | Substructure | mortar | Construction | 10656.4248 | Area Calculation | 80 | 44 | 1 | FALSE | 1 | FALSE |  | 1.04 | 10656.4248 | 10656.4248 | 5094 | Mortar, cement:sand (1:4) |  | 45 | B1 | -8.2289 | [7 empty] | -0.015582
| Civic Offices | Foundation structure concrete block dense (140mm) | 1700665 | 8402795 | 1.1 | Substructure | mortar | Construction | 10656.4248 | Area Calculation | 80 | 44 | 1 | FALSE | 1 | FALSE |  | 1.04 | 10656.4248 | 10656.4248 | 5094 | Mortar, cement:sand (1:4) |  | 46 | B1 | -8.2289 | [7 empty] | -0.015582
| Civic Offices | Foundation structure concrete block dense (140mm) | 1700665 | 8402795 | 1.1 | Substructure | mortar | Construction | 10656.4248 | Area Calculation | 80 | 44 | 1 | FALSE | 1 | FALSE |  | 1.04 | 10656.4248 | 10656.4248 | 5094 | Mortar, cement:sand (1:4) |  | 47 | B1 | -8.2289 | [7 empty] | -0.015582
| Civic Offices | Foundation structure concrete block dense (140mm) | 1700665 | 8402795 | 1.1 | Substructure | mortar | Construction | 10656.4248 | Area Calculation | 80 | 44 | 1 | FALSE | 1 | FALSE |  | 1.04 | 10656.4248 | 10656.4248 | 5094 | Mortar, cement:sand (1:4) |  | 48 | B1 | -8.2289 | [7 empty] | -0.015582
| Civic Offices | Foundation structure concrete block dense (140mm) | 1700665 | 8402795 | 1.1 | Substructure | mortar | Construction | 10656.4248 | Area Calculation | 80 | 44 | 1 | FALSE | 1 | FALSE |  | 1.04 | 10656.4248 | 10656.4248 | 5094 | Mortar, cement:sand (1:4) |  | 49 | B1 | -8.2289 | [7 empty] | -0.015582
| Civic Offices | Foundation structure concrete block dense (140mm) | 1700665 | 8402795 | 1.1 | Substructure | mortar | Construction | 10656.4248 | Area Calculation | 80 | 44 | 1 | FALSE | 1 | FALSE |  | 1.04 | 10656.4248 | 10656.4248 | 5094 | Mortar, cement:sand (1:4) |  | 50 | B1 | -8.2289 | [7 empty] | -0.015582
| Civic Offices | Foundation structure concrete block dense (140mm) | 1700665 | 8402795 | 1.1 | Substructure | mortar | Construction | 10656.4248 | Area Calculation | 80 | 44 | 1 | FALSE | 1 | FALSE |  | 1.04 | 10656.4248 | 10656.4248 | 5094 | Mortar, cement:sand (1:4) |  | 51 | B1 | -8.2289 | [7 empty] | -0.015582
| Civic Offices | Foundation structure concrete block dense (140mm) | 1700665 | 8402795 | 1.1 | Substructure | mortar | Construction | 10656.4248 | Area Calculation | 80 | 44 | 1 | FALSE | 1 | FALSE |  | 1.04 | 10656.4248 | 10656.4248 | 5094 | Mortar, cement:sand (1:4) |  | 52 | B1 | -8.2289 | [7 empty] | -0.015582
| Civic Offices | Foundation structure concrete block dense (140mm) | 1700665 | 8402795 | 1.1 | Substructure | mortar | Construction | 10656.4248 | Area Calculation | 80 | 44 | 1 | FALSE | 1 | FALSE |  | 1.04 | 10656.4248 | 10656.4248 | 5094 | Mortar, cement:sand (1:4) |  | 53 | B1 | -8.2289 | [7 empty] | -0.015582
| Civic Offices | Foundation structure concrete block dense (140mm) | 1700665 | 8402795 | 1.1 | Substructure | mortar | Construction | 10656.4248 | Area Calculation | 80 | 44 | 1 | FALSE | 1 | FALSE |  | 1.04 | 10656.4248 | 10656.4248 | 5094 | Mortar, cement:sand (1:4) |  | 54 | B1 | -8.2289 | [7 empty] | -0.015582
| Civic Offices | Foundation structure concrete block dense (140mm) | 1700665 | 8402795 | 1.1 | Substructure | mortar | Construction | 10656.4248 | Area Calculation | 80 | 44 | 1 | FALSE | 1 | FALSE |  | 1.04 | 10656.4248 | 10656.4248 | 5094 | Mortar, cement:sand (1:4) |  | 55 | B1 | -8.2289 | [7 empty] | -0.015582
| Civic Offices | Foundation structure concrete block dense (140mm) | 1700665 | 8402795 | 1.1 | Substructure | mortar | Construction | 10656.4248 | Area Calculation | 80 | 44 | 1 | FALSE | 1 | FALSE |  | 1.04 | 10656.4248 | 10656.4248 | 5094 | Mortar, cement:sand (1:4) |  | 56 | B1 | -8.2289 | [7 empty] | -0.015582
| Civic Offices | Foundation structure concrete block dense (140mm) | 1700665 | 8402795 | 1.1 | Substructure | mortar | Construction | 10656.4248 | Area Calculation | 80 | 44 | 1 | FALSE | 1 | FALSE |  | 1.04 | 10656.4248 | 10656.4248 | 5094 | Mortar, cement:sand (1:4) |  | 57 | B1 | -8.2289 | [7 empty] | -0.015582
| Civic Offices | Foundation structure concrete block dense (140mm) | 1700665 | 8402795 | 1.1 | Substructure | mortar | Construction | 10656.4248 | Area Calculation | 80 | 44 | 1 | FALSE | 1 | FALSE |  | 1.04 | 10656.4248 | 10656.4248 | 5094 | Mortar, cement:sand (1:4) |  | 58 | B1 | -8.2289 | [7 empty] | -0.015582
| Civic Offices | Foundation structure concrete block dense (140mm) | 1700665 | 8402795 | 1.1 | Substructure | mortar | Construction | 10656.4248 | Area Calculation | 80 | 44 | 1 | FALSE | 1 | FALSE |  | 1.04 | 10656.4248 | 10656.4248 | 5094 | Mortar, cement:sand (1:4) |  | 59 | B1 | -8.2289 | [7 empty] | -0.015582
| Civic Offices | Foundation structure concrete block dense (140mm) | 1700665 | 8402795 | 1.1 | Substructure | mortar | Construction | 10656.4248 | Area Calculation | 80 | 44 | 1 | FALSE | 1 | FALSE |  | 1.04 | 10656.4248 | 10656.4248 | 5094 | Mortar, cement:sand (1:4) |  | 60 | B1 | -8.2289 | [7 empty] | -0.015582
| Civic Offices | Foundation poured concrete 40MPa (m3) | 1700670 | 8402805 | 1.1 | Substructure | concrete | Construction | 255.06 | m3 | 80 | 44 | 1 | FALSE | 1 | FALSE |  | 1.05 | 612144 | 612144 | 5251 | Structure, concrete (in-situ, RC40, excl. reinforcement) |  | 0 | A1A3 | 90246.9734 | 0.0029104 | 179.3049 | 44.2011 | 16.9179 | 0.033031 | 445763.4346 | 27316.926 | 263.5541
| Civic Offices | Foundation poured concrete 40MPa (m3) | 1700670 | 8402805 | 1.1 | Substructure | concrete | Construction | 255.06 | m3 | 80 | 44 | 1 | FALSE | 1 | FALSE |  | 1.05 | 612144 | 612144 | 5251 | Structure, concrete (in-situ, RC40, excl. reinforcement) |  | 0 | A4 | 8856.7249 | 0.0015913 | 29 | 7.8382 | 4.9474 | 0.030888 | 132023.8896 | 20159.0833 | 36.4467
| Civic Offices | Foundation poured concrete 40MPa (m3) | 1700670 | 8402805 | 1.1 | Substructure | concrete | Construction | 255.06 | m3 | 80 | 44 | 1 | FALSE | 1 | FALSE |  | 1.05 | 612144 | 612144 | 5251 | Structure, concrete (in-situ, RC40, excl. reinforcement) |  | 0 | A5 | 7.9449 | 2.7388e-06 | 0.061189 | 0.015109 | 0.01057 | 8.5883e-06 | 230.7586 | 4591.08 | 0
| Civic Offices | Foundation poured concrete 40MPa (m3) | 1700670 | 8402805 | 1.1 | Substructure | concrete | Construction | 255.06 | m3 | 80 | 44 | 1 | FALSE | 1 | FALSE |  | 1.05 | 612144 | 612144 | 5251 | Structure, concrete (in-situ, RC40, excl. reinforcement) |  | 0 | D2 | 0 | 0 | 0 | 0 | 0 | 0 | 0 | 0 | 0
| Civic Offices | Foundation poured concrete 40MPa (m3) | 1700670 | 8402805 | 1.1 | Substructure | concrete | Construction | 255.06 | m3 | 80 | 44 | 1 | FALSE | 1 | FALSE |  | 1.05 | 612144 | 612144 | 5251 | Structure, concrete (in-situ, RC40, excl. reinforcement) |  | 0 | D3 | 0 | 0 | 0 | 0 | 0 | 0 | 0 | 0 | 0
| Civic Offices | Foundation poured concrete 40MPa (m3) | 1700670 | 8402805 | 1.1 | Substructure | concrete | Construction | 255.06 | m3 | 80 | 44 | 1 | FALSE | 1 | FALSE |  | 1.05 | 612144 | 612144 | 5251 | Structure, concrete (in-situ, RC40, excl. reinforcement) |  | 0 | D4 | 0 | 0 | 0 | 0 | 0 | 0 | 0 | 0 | 0
| Civic Offices | Foundation poured concrete 40MPa (m3) | 1700670 | 8402805 | 1.1 | Substructure | concrete | Construction | 255.06 | m3 | 80 | 44 | 1 | FALSE | 1 | FALSE |  | 1.05 | 612144 | 612144 | 5251 | Structure, concrete (in-situ, RC40, excl. reinforcement) |  | 60 | C2 | 0 | 0 | 0 | 0 | 0 | 0 | 0 | 0 | 0
| Civic Offices | Foundation poured concrete 40MPa (m3) | 1700670 | 8402805 | 1.1 | Substructure | concrete | Construction | 255.06 | m3 | 80 | 44 | 1 | FALSE | 1 | FALSE |  | 1.05 | 612144 | 612144 | 5251 | Structure, concrete (in-situ, RC40, excl. reinforcement) |  | 60 | C4 | 158.8978 | 5.4776e-05 | 1.2238 | 0.30217 | 0.2114 | 0.00017177 | 4615.1715 | 91821.6 | 14.9792
| Civic Offices | Foundation poured concrete 40MPa (m3) | 1700670 | 8402805 | 1.1 | Substructure | concrete | Construction | 255.06 | m3 | 80 | 44 | 1 | FALSE | 1 | FALSE |  | 1.05 | 612144 | 612144 | 5251 | Structure, concrete (in-situ, RC40, excl. reinforcement) |  | 60 | D2 | 0 | 0 | 0 | 0 | 0 | 0 | 0 | 0 | 0
| Civic Offices | Foundation poured concrete 40MPa (m3) | 1700670 | 8402805 | 1.1 | Substructure | concrete | Construction | 255.06 | m3 | 80 | 44 | 1 | FALSE | 1 | FALSE |  | 1.05 | 612144 | 612144 | 5251 | Structure, concrete (in-situ, RC40, excl. reinforcement) |  | 60 | D3 | 0 | 0 | 0 | 0 | 0 | 0 | 0 | 0 | 0
| Civic Offices | Foundation poured concrete 40MPa (m3) | 1700670 | 8402805 | 1.1 | Substructure | concrete | Construction | 255.06 | m3 | 80 | 44 | 1 | FALSE | 1 | FALSE |  | 1.05 | 612144 | 612144 | 5251 | Structure, concrete (in-situ, RC40, excl. reinforcement) |  | 60 | D4 | 0 | 0 | 0 | 0 | 0 | 0 | 0 | 0 | 0
| Civic Offices | Foundation structure reinforcement bar (m3) | 1700671 | 8402806 | 1.1 | Substructure | reo bar m3 | Construction | 6.54 | m3 | 80 | 44 | 1 | FALSE | 1 | FALSE |  | 1.05 | 51227.82 | 51227.82 | 5466 | Reinforcement for RC, steel |  | 0 | A1A3 | 111196.4726 | 0.0063348 | 502.0145 | 247.233 | 138.8694 | 0.59306 | 1404148.5269 | 40126.7514 | 994.3413
| Civic Offices | Foundation structure reinforcement bar (m3) | 1700671 | 8402806 | 1.1 | Substructure | reo bar m3 | Construction | 6.54 | m3 | 80 | 44 | 1 | FALSE | 1 | FALSE |  | 1.05 | 51227.82 | 51227.82 | 5466 | Reinforcement for RC, steel |  | 0 | A4 | 2232.58 | 0.00030894 | 10.6151 | 1.9711 | 1.4014 | 0.0049719 | 32665.7186 | 9486.5295 | 9.0734
| Civic Offices | Foundation structure reinforcement bar (m3) | 1700671 | 8402806 | 1.1 | Substructure | reo bar m3 | Construction | 6.54 | m3 | 80 | 44 | 1 | FALSE | 1 | FALSE |  | 1.05 | 51227.82 | 51227.82 | 5466 | Reinforcement for RC, steel |  | 0 | A5 | 1.3314 | 3.4864e-07 | 0.0093104 | 0.0030594 | 0.001545 | 1.8782e-06 | 32.6401 | 384.2086 | 0
| Civic Offices | Foundation structure reinforcement bar (m3) | 1700671 | 8402806 | 1.1 | Substructure | reo bar m3 | Construction | 6.54 | m3 | 80 | 44 | 1 | FALSE | 1 | FALSE |  | 1.05 | 51227.82 | 51227.82 | 5466 | Reinforcement for RC, steel |  | 0 | D2 | 0 | 0 | 0 | 0 | 0 | 0 | 0 | 0 | 0
| Civic Offices | Foundation structure reinforcement bar (m3) | 1700671 | 8402806 | 1.1 | Substructure | reo bar m3 | Construction | 6.54 | m3 | 80 | 44 | 1 | FALSE | 1 | FALSE |  | 1.05 | 51227.82 | 51227.82 | 5466 | Reinforcement for RC, steel |  | 0 | D3 | 0 | 0 | 0 | 0 | 0 | 0 | 0 | 0 | 0
| Civic Offices | Foundation structure reinforcement bar (m3) | 1700671 | 8402806 | 1.1 | Substructure | reo bar m3 | Construction | 6.54 | m3 | 80 | 44 | 1 | FALSE | 1 | FALSE |  | 1.05 | 51227.82 | 51227.82 | 5466 | Reinforcement for RC, steel |  | 0 | D4 | 0 | 0 | 0 | 0 | 0 | 0 | 0 | 0 | 0
| Civic Offices | Foundation structure reinforcement bar (m3) | 1700671 | 8402806 | 1.1 | Substructure | reo bar m3 | Construction | 6.54 | m3 | 80 | 44 | 1 | FALSE | 1 | FALSE |  | 1.05 | 51227.82 | 51227.82 | 5466 | Reinforcement for RC, steel |  | 60 | C2 | 0 | 0 | 0 | 0 | 0 | 0 | 0 | 0 | 0
| Civic Offices | Foundation structure reinforcement bar (m3) | 1700671 | 8402806 | 1.1 | Substructure | reo bar m3 | Construction | 6.54 | m3 | 80 | 44 | 1 | FALSE | 1 | FALSE |  | 1.05 | 51227.82 | 51227.82 | 5466 | Reinforcement for RC, steel |  | 60 | C4 | 26.6282 | 6.9727e-06 | 0.18621 | 0.061187 | 0.030899 | 3.7563e-05 | 652.8017 | 7684.173 | 1.3354
| Civic Offices | Foundation structure reinforcement bar (m3) | 1700671 | 8402806 | 1.1 | Substructure | reo bar m3 | Construction | 6.54 | m3 | 80 | 44 | 1 | FALSE | 1 | FALSE |  | 1.05 | 51227.82 | 51227.82 | 5466 | Reinforcement for RC, steel |  | 60 | D2 | 0 | 0 | 0 | 0 | 0 | 0 | 0 | 0 | 0
| Civic Offices | Foundation structure reinforcement bar (m3) | 1700671 | 8402806 | 1.1 | Substructure | reo bar m3 | Construction | 6.54 | m3 | 80 | 44 | 1 | FALSE | 1 | FALSE |  | 1.05 | 51227.82 | 51227.82 | 5466 | Reinforcement for RC, steel |  | 60 | D3 | 0 | 0 | 0 | 0 | 0 | 0 | 0 | 0 | 0
| Civic Offices | Foundation structure reinforcement bar (m3) | 1700671 | 8402806 | 1.1 | Substructure | reo bar m3 | Construction | 6.54 | m3 | 80 | 44 | 1 | FALSE | 1 | FALSE |  | 1.05 | 51227.82 | 51227.82 | 5466 | Reinforcement for RC, steel |  | 60 | D4 | 0 | 0 | 0 | 0 | 0 | 0 | 0 | 0 | 0
| Civic Offices | Foundation structure timber formwork (m2 18mm planks) | 1700673 | 8402808 | 1.1 | Substructure | formwork | Construction | 5807.52 | Area Calculation | 200 | 44 | 1 | FALSE | 1 | FALSE |  | 1.1 | 5807.52 | 5807.52 | 5478 | Battens, timber (softwood) |  | 0 | A1A3 | -24868.0621 | 0.00025376 | 9.9526 | 2.9736 | 2.0324 | 0.0039505 | 25930.1583 | 9539.0487 | -41.9507
| Civic Offices | Foundation structure timber formwork (m2 18mm planks) | 1700673 | 8402808 | 1.1 | Substructure | formwork | Construction | 5807.52 | Area Calculation | 200 | 44 | 1 | FALSE | 1 | FALSE |  | 1.1 | 5807.52 | 5807.52 | 5478 | Battens, timber (softwood) |  | 0 | A4 | 780.41 | 7.0144e-05 | 4.5859 | 0.65197 | 0.52322 | 0.00058362 | 11158.3397 | 930.2519 | 3.0513
| Civic Offices | Foundation structure timber formwork (m2 18mm planks) | 1700673 | 8402808 | 1.1 | Substructure | formwork | Construction | 5807.52 | Area Calculation | 200 | 44 | 1 | FALSE | 1 | FALSE |  | 1.1 | 5807.52 | 5807.52 | 5478 | Battens, timber (softwood) |  | 0 | A5 | 7.2989 | 2.3969e-07 | 0.0063923 | 0.30103 | 0.002264 | 1.3136e-06 | 22.1903 | 55.1714 | 0
| Civic Offices | Foundation structure timber formwork (m2 18mm planks) | 1700673 | 8402808 | 1.1 | Substructure | formwork | Construction | 5807.52 | Area Calculation | 200 | 44 | 1 | FALSE | 1 | FALSE |  | 1.1 | 5807.52 | 5807.52 | 5478 | Battens, timber (softwood) |  | 0 | D2 | 0 | 0 | 0 | 0 | 0 | 0 | 0 | 0 | 0
| Civic Offices | Foundation structure timber formwork (m2 18mm planks) | 1700673 | 8402808 | 1.1 | Substructure | formwork | Construction | 5807.52 | Area Calculation | 200 | 44 | 1 | FALSE | 1 | FALSE |  | 1.1 | 5807.52 | 5807.52 | 5478 | Battens, timber (softwood) |  | 0 | D3 | 0 | 0 | 0 | 0 | 0 | 0 | 0 | 0 | 0
| Civic Offices | Foundation structure timber formwork (m2 18mm planks) | 1700673 | 8402808 | 1.1 | Substructure | formwork | Construction | 5807.52 | Area Calculation | 200 | 44 | 1 | FALSE | 1 | FALSE |  | 1.1 | 5807.52 | 5807.52 | 5478 | Battens, timber (softwood) |  | 0 | D4 | 0 | 0 | 0 | 0 | 0 | 0 | 0 | 0 | 0
| Civic Offices | Foundation structure timber formwork (m2 18mm planks) | 1700673 | 8402808 | 1.1 | Substructure | formwork | Construction | 5807.52 | Area Calculation | 200 | 44 | 1 | FALSE | 1 | FALSE |  | 1.1 | 5807.52 | 5807.52 | 5478 | Battens, timber (softwood) |  | 60 | C2 | 0 | 0 | 0 | 0 | 0 | 0 | 0 | 0 | 0
| Civic Offices | Foundation structure timber formwork (m2 18mm planks) | 1700673 | 8402808 | 1.1 | Substructure | formwork | Construction | 5807.52 | Area Calculation | 200 | 44 | 1 | FALSE | 1 | FALSE |  | 1.1 | 5807.52 | 5807.52 | 5478 | Battens, timber (softwood) |  | 60 | C4 | 72.989 | 2.3969e-06 | 0.063923 | 3.0103 | 0.02264 | 1.3136e-05 | 221.9034 | 551.7144 | 1.3111
| Civic Offices | Foundation structure timber formwork (m2 18mm planks) | 1700673 | 8402808 | 1.1 | Substructure | formwork | Construction | 5807.52 | Area Calculation | 200 | 44 | 1 | FALSE | 1 | FALSE |  | 1.1 | 5807.52 | 5807.52 | 5478 | Battens, timber (softwood) |  | 60 | D2 | 0 | 0 | 0 | 0 | 0 | 0 | 0 | 0 | 0
| Civic Offices | Foundation structure timber formwork (m2 18mm planks) | 1700673 | 8402808 | 1.1 | Substructure | formwork | Construction | 5807.52 | Area Calculation | 200 | 44 | 1 | FALSE | 1 | FALSE |  | 1.1 | 5807.52 | 5807.52 | 5478 | Battens, timber (softwood) |  | 60 | D3 | 0 | 0 | 0 | 0 | 0 | 0 | 0 | 0 | 0
| Civic Offices | Foundation structure timber formwork (m2 18mm planks) | 1700673 | 8402808 | 1.1 | Substructure | formwork | Construction | 5807.52 | Area Calculation | 200 | 44 | 1 | FALSE | 1 | FALSE |  | 1.1 | 5807.52 | 5807.52 | 5478 | Battens, timber (softwood) |  | 60 | D4 | 0 | 0 | 0 | 0 | 0 | 0 | 0 | 0 | 0
| Civic Offices | Framing structural steel (universal beam column etc) kg | 1700675 | 8402810 | 2.1 | Frame | steel | Construction | 29806 | kg | 80 | 44 | 1 | FALSE | 1 | FALSE |  | 1.01 | 29806 | 29806 | 5238 | Structure, steel (hot rolled) |  | 0 | A1A3 | 53630.0788 | 0.0031644 | 264.5188 | 181.3005 | 56.2104 | 0.81816 | 683569.5188 | 27033.4459 | 710.2064
| Civic Offices | Framing structural steel (universal beam column etc) kg | 1700675 | 8402810 | 2.1 | Frame | steel | Construction | 29806 | kg | 80 | 44 | 1 | FALSE | 1 | FALSE |  | 1.01 | 29806 | 29806 | 5238 | Structure, steel (hot rolled) |  | 0 | A4 | 1249.5019 | 0.0001729 | 5.9409 | 1.1032 | 0.78429 | 0.0027826 | 18281.933 | 5309.2999 | 5.0781
| Civic Offices | Framing structural steel (universal beam column etc) kg | 1700675 | 8402810 | 2.1 | Frame | steel | Construction | 29806 | kg | 80 | 44 | 1 | FALSE | 1 | FALSE |  | 1.01 | 29806 | 29806 | 5238 | Structure, steel (hot rolled) |  | 0 | A5 | 0.15493 | 4.057e-08 | 0.0010834 | 0.00035601 | 0.00017978 | 2.1855e-07 | 3.7982 | 44.709 | 0
| Civic Offices | Framing structural steel (universal beam column etc) kg | 1700675 | 8402810 | 2.1 | Frame | steel | Construction | 29806 | kg | 80 | 44 | 1 | FALSE | 1 | FALSE |  | 1.01 | 29806 | 29806 | 5238 | Structure, steel (hot rolled) |  | 0 | D2 | 0 | 0 | 0 | 0 | 0 | 0 | 0 | 0 | 0
| Civic Offices | Framing structural steel (universal beam column etc) kg | 1700675 | 8402810 | 2.1 | Frame | steel | Construction | 29806 | kg | 80 | 44 | 1 | FALSE | 1 | FALSE |  | 1.01 | 29806 | 29806 | 5238 | Structure, steel (hot rolled) |  | 0 | D3 | 0 | 0 | 0 | 0 | 0 | 0 | 0 | 0 | 0
| Civic Offices | Framing structural steel (universal beam column etc) kg | 1700675 | 8402810 | 2.1 | Frame | steel | Construction | 29806 | kg | 80 | 44 | 1 | FALSE | 1 | FALSE |  | 1.01 | 29806 | 29806 | 5238 | Structure, steel (hot rolled) |  | 0 | D4 | 0 | 0 | 0 | 0 | 0 | 0 | 0 | 0 | 0
| Civic Offices | Framing structural steel (universal beam column etc) kg | 1700675 | 8402810 | 2.1 | Frame | steel | Construction | 29806 | kg | 80 | 44 | 1 | FALSE | 1 | FALSE |  | 1.01 | 29806 | 29806 | 5238 | Structure, steel (hot rolled) |  | 60 | C2 | 0 | 0 | 0 | 0 | 0 | 0 | 0 | 0 | 0
| Civic Offices | Framing structural steel (universal beam column etc) kg | 1700675 | 8402810 | 2.1 | Frame | steel | Construction | 29806 | kg | 80 | 44 | 1 | FALSE | 1 | FALSE |  | 1.01 | 29806 | 29806 | 5238 | Structure, steel (hot rolled) |  | 60 | C4 | 15.4931 | 4.057e-06 | 0.10834 | 0.035601 | 0.017978 | 2.1855e-05 | 379.8211 | 4470.9 | 0.77699
| Civic Offices | Framing structural steel (universal beam column etc) kg | 1700675 | 8402810 | 2.1 | Frame | steel | Construction | 29806 | kg | 80 | 44 | 1 | FALSE | 1 | FALSE |  | 1.01 | 29806 | 29806 | 5238 | Structure, steel (hot rolled) |  | 60 | D2 | 0 | 0 | 0 | 0 | 0 | 0 | 0 | 0 | 0
| Civic Offices | Framing structural steel (universal beam column etc) kg | 1700675 | 8402810 | 2.1 | Frame | steel | Construction | 29806 | kg | 80 | 44 | 1 | FALSE | 1 | FALSE |  | 1.01 | 29806 | 29806 | 5238 | Structure, steel (hot rolled) |  | 60 | D3 | 0 | 0 | 0 | 0 | 0 | 0 | 0 | 0 | 0
| Civic Offices | Framing structural steel (universal beam column etc) kg | 1700675 | 8402810 | 2.1 | Frame | steel | Construction | 29806 | kg | 80 | 44 | 1 | FALSE | 1 | FALSE |  | 1.01 | 29806 | 29806 | 5238 | Structure, steel (hot rolled) |  | 60 | D4 | 0 | 0 | 0 | 0 | 0 | 0 | 0 | 0 | 0
| Civic Offices | Framing structural steel (universal beam column etc) kg | 1700678 | 8402812 | 2.1 | Frame | steel | Construction | 51096 | kg | 80 | 44 | 1 | FALSE | 1 | FALSE |  | 1.01 | 51096 | 51096 | 5238 | Structure, steel (hot rolled) |  | 0 | A1A3 | 91937.278 | 0.0054247 | 453.4608 | 310.8009 | 96.3607 | 1.4026 | 1171833.4607 | 46343.0501 | 1217.4967
| Civic Offices | Framing structural steel (universal beam column etc) kg | 1700678 | 8402812 | 2.1 | Frame | steel | Construction | 51096 | kg | 80 | 44 | 1 | FALSE | 1 | FALSE |  | 1.01 | 51096 | 51096 | 5238 | Structure, steel (hot rolled) |  | 0 | A4 | 2142.0032 | 0.0002964 | 10.1844 | 1.8911 | 1.3445 | 0.0047702 | 31340.4566 | 9101.657 | 8.7053
| Civic Offices | Framing structural steel (universal beam column etc) kg | 1700678 | 8402812 | 2.1 | Frame | steel | Construction | 51096 | kg | 80 | 44 | 1 | FALSE | 1 | FALSE |  | 1.01 | 51096 | 51096 | 5238 | Structure, steel (hot rolled) |  | 0 | A5 | 0.2656 | 6.9548e-08 | 0.0018573 | 0.0006103 | 0.0003082 | 3.7467e-07 | 6.5112 | 76.644 | 0
| Civic Offices | Framing structural steel (universal beam column etc) kg | 1700678 | 8402812 | 2.1 | Frame | steel | Construction | 51096 | kg | 80 | 44 | 1 | FALSE | 1 | FALSE |  | 1.01 | 51096 | 51096 | 5238 | Structure, steel (hot rolled) |  | 0 | D2 | 0 | 0 | 0 | 0 | 0 | 0 | 0 | 0 | 0
| Civic Offices | Framing structural steel (universal beam column etc) kg | 1700678 | 8402812 | 2.1 | Frame | steel | Construction | 51096 | kg | 80 | 44 | 1 | FALSE | 1 | FALSE |  | 1.01 | 51096 | 51096 | 5238 | Structure, steel (hot rolled) |  | 0 | D3 | 0 | 0 | 0 | 0 | 0 | 0 | 0 | 0 | 0
| Civic Offices | Framing structural steel (universal beam column etc) kg | 1700678 | 8402812 | 2.1 | Frame | steel | Construction | 51096 | kg | 80 | 44 | 1 | FALSE | 1 | FALSE |  | 1.01 | 51096 | 51096 | 5238 | Structure, steel (hot rolled) |  | 0 | D4 | 0 | 0 | 0 | 0 | 0 | 0 | 0 | 0 | 0
| Civic Offices | Framing structural steel (universal beam column etc) kg | 1700678 | 8402812 | 2.1 | Frame | steel | Construction | 51096 | kg | 80 | 44 | 1 | FALSE | 1 | FALSE |  | 1.01 | 51096 | 51096 | 5238 | Structure, steel (hot rolled) |  | 60 | C2 | 0 | 0 | 0 | 0 | 0 | 0 | 0 | 0 | 0
| Civic Offices | Framing structural steel (universal beam column etc) kg | 1700678 | 8402812 | 2.1 | Frame | steel | Construction | 51096 | kg | 80 | 44 | 1 | FALSE | 1 | FALSE |  | 1.01 | 51096 | 51096 | 5238 | Structure, steel (hot rolled) |  | 60 | C4 | 26.5597 | 6.9548e-06 | 0.18573 | 0.06103 | 0.03082 | 3.7467e-05 | 651.1219 | 7664.4 | 1.332
| Civic Offices | Framing structural steel (universal beam column etc) kg | 1700678 | 8402812 | 2.1 | Frame | steel | Construction | 51096 | kg | 80 | 44 | 1 | FALSE | 1 | FALSE |  | 1.01 | 51096 | 51096 | 5238 | Structure, steel (hot rolled) |  | 60 | D2 | 0 | 0 | 0 | 0 | 0 | 0 | 0 | 0 | 0
| Civic Offices | Framing structural steel (universal beam column etc) kg | 1700678 | 8402812 | 2.1 | Frame | steel | Construction | 51096 | kg | 80 | 44 | 1 | FALSE | 1 | FALSE |  | 1.01 | 51096 | 51096 | 5238 | Structure, steel (hot rolled) |  | 60 | D3 | 0 | 0 | 0 | 0 | 0 | 0 | 0 | 0 | 0
| Civic Offices | Framing structural steel (universal beam column etc) kg | 1700678 | 8402812 | 2.1 | Frame | steel | Construction | 51096 | kg | 80 | 44 | 1 | FALSE | 1 | FALSE |  | 1.01 | 51096 | 51096 | 5238 | Structure, steel (hot rolled) |  | 60 | D4 | 0 | 0 | 0 | 0 | 0 | 0 | 0 | 0 | 0
| Civic Offices | Framing structural steel (universal beam column etc) kg | 1700681 | 8402814 | 2.1 | Frame | steel | Construction | 79837.5 | kg | 80 | 44 | 1 | FALSE | 1 | FALSE |  | 1.01 | 79837.5 | 79837.5 | 5238 | Structure, steel (hot rolled) |  | 0 | A1A3 | 143651.9969 | 0.0084761 | 708.5325 | 485.6264 | 150.5637 | 2.1915 | 1830989.7824 | 72411.0158 | 1902.3386
| Civic Offices | Framing structural steel (universal beam column etc) kg | 1700681 | 8402814 | 2.1 | Frame | steel | Construction | 79837.5 | kg | 80 | 44 | 1 | FALSE | 1 | FALSE |  | 1.01 | 79837.5 | 79837.5 | 5238 | Structure, steel (hot rolled) |  | 0 | A4 | 3346.8801 | 0.00046313 | 15.9132 | 2.9549 | 2.1008 | 0.0074535 | 48969.4635 | 14221.339 | 13.602
| Civic Offices | Framing structural steel (universal beam column etc) kg | 1700681 | 8402814 | 2.1 | Frame | steel | Construction | 79837.5 | kg | 80 | 44 | 1 | FALSE | 1 | FALSE |  | 1.01 | 79837.5 | 79837.5 | 5238 | Structure, steel (hot rolled) |  | 0 | A5 | 0.41499 | 1.0867e-07 | 0.002902 | 0.00095359 | 0.00048156 | 5.8541e-07 | 10.1738 | 119.7562 | 0
| Civic Offices | Framing structural steel (universal beam column etc) kg | 1700681 | 8402814 | 2.1 | Frame | steel | Construction | 79837.5 | kg | 80 | 44 | 1 | FALSE | 1 | FALSE |  | 1.01 | 79837.5 | 79837.5 | 5238 | Structure, steel (hot rolled) |  | 0 | D2 | 0 | 0 | 0 | 0 | 0 | 0 | 0 | 0 | 0
| Civic Offices | Framing structural steel (universal beam column etc) kg | 1700681 | 8402814 | 2.1 | Frame | steel | Construction | 79837.5 | kg | 80 | 44 | 1 | FALSE | 1 | FALSE |  | 1.01 | 79837.5 | 79837.5 | 5238 | Structure, steel (hot rolled) |  | 0 | D3 | 0 | 0 | 0 | 0 | 0 | 0 | 0 | 0 | 0
| Civic Offices | Framing structural steel (universal beam column etc) kg | 1700681 | 8402814 | 2.1 | Frame | steel | Construction | 79837.5 | kg | 80 | 44 | 1 | FALSE | 1 | FALSE |  | 1.01 | 79837.5 | 79837.5 | 5238 | Structure, steel (hot rolled) |  | 0 | D4 | 0 | 0 | 0 | 0 | 0 | 0 | 0 | 0 | 0
| Civic Offices | Framing structural steel (universal beam column etc) kg | 1700681 | 8402814 | 2.1 | Frame | steel | Construction | 79837.5 | kg | 80 | 44 | 1 | FALSE | 1 | FALSE |  | 1.01 | 79837.5 | 79837.5 | 5238 | Structure, steel (hot rolled) |  | 60 | C2 | 0 | 0 | 0 | 0 | 0 | 0 | 0 | 0 | 0
| Civic Offices | Framing structural steel (universal beam column etc) kg | 1700681 | 8402814 | 2.1 | Frame | steel | Construction | 79837.5 | kg | 80 | 44 | 1 | FALSE | 1 | FALSE |  | 1.01 | 79837.5 | 79837.5 | 5238 | Structure, steel (hot rolled) |  | 60 | C4 | 41.4995 | 1.0867e-05 | 0.2902 | 0.095359 | 0.048156 | 5.8541e-05 | 1017.378 | 11975.625 | 2.0812
| Civic Offices | Framing structural steel (universal beam column etc) kg | 1700681 | 8402814 | 2.1 | Frame | steel | Construction | 79837.5 | kg | 80 | 44 | 1 | FALSE | 1 | FALSE |  | 1.01 | 79837.5 | 79837.5 | 5238 | Structure, steel (hot rolled) |  | 60 | D2 | 0 | 0 | 0 | 0 | 0 | 0 | 0 | 0 | 0
| Civic Offices | Framing structural steel (universal beam column etc) kg | 1700681 | 8402814 | 2.1 | Frame | steel | Construction | 79837.5 | kg | 80 | 44 | 1 | FALSE | 1 | FALSE |  | 1.01 | 79837.5 | 79837.5 | 5238 | Structure, steel (hot rolled) |  | 60 | D3 | 0 | 0 | 0 | 0 | 0 | 0 | 0 | 0 | 0
| Civic Offices | Framing structural steel (universal beam column etc) kg | 1700681 | 8402814 | 2.1 | Frame | steel | Construction | 79837.5 | kg | 80 | 44 | 1 | FALSE | 1 | FALSE |  | 1.01 | 79837.5 | 79837.5 | 5238 | Structure, steel (hot rolled) |  | 60 | D4 | 0 | 0 | 0 | 0 | 0 | 0 | 0 | 0 | 0
| Civic Offices | Framing structural steel (universal beam column etc) kg | 1700684 | 8402816 | 2.1 | Frame | steel | Construction | 1064.5 | kg | 80 | 44 | 1 | FALSE | 1 | FALSE |  | 1.01 | 1064.5 | 1064.5 | 5238 | Structure, steel (hot rolled) |  | 0 | A1A3 | 1915.36 | 0.00011301 | 9.4471 | 6.475 | 2.0075 | 0.02922 | 24413.1971 | 965.4802 | 25.3645
| Civic Offices | Framing structural steel (universal beam column etc) kg | 1700684 | 8402816 | 2.1 | Frame | steel | Construction | 1064.5 | kg | 80 | 44 | 1 | FALSE | 1 | FALSE |  | 1.01 | 1064.5 | 1064.5 | 5238 | Structure, steel (hot rolled) |  | 0 | A4 | 44.6251 | 6.1751e-06 | 0.21218 | 0.039399 | 0.02801 | 9.938e-05 | 652.9262 | 189.6179 | 0.18136
| Civic Offices | Framing structural steel (universal beam column etc) kg | 1700684 | 8402816 | 2.1 | Frame | steel | Construction | 1064.5 | kg | 80 | 44 | 1 | FALSE | 1 | FALSE |  | 1.01 | 1064.5 | 1064.5 | 5238 | Structure, steel (hot rolled) |  | 0 | A5 | 0.0055333 | 1.4489e-09 | 3.8694e-05 | 1.2715e-05 | 6.4208e-06 | 7.8055e-09 | 0.13565 | 1.5967 | 0
| Civic Offices | Framing structural steel (universal beam column etc) kg | 1700684 | 8402816 | 2.1 | Frame | steel | Construction | 1064.5 | kg | 80 | 44 | 1 | FALSE | 1 | FALSE |  | 1.01 | 1064.5 | 1064.5 | 5238 | Structure, steel (hot rolled) |  | 0 | D2 | 0 | 0 | 0 | 0 | 0 | 0 | 0 | 0 | 0
| Civic Offices | Framing structural steel (universal beam column etc) kg | 1700684 | 8402816 | 2.1 | Frame | steel | Construction | 1064.5 | kg | 80 | 44 | 1 | FALSE | 1 | FALSE |  | 1.01 | 1064.5 | 1064.5 | 5238 | Structure, steel (hot rolled) |  | 0 | D3 | 0 | 0 | 0 | 0 | 0 | 0 | 0 | 0 | 0
| Civic Offices | Framing structural steel (universal beam column etc) kg | 1700684 | 8402816 | 2.1 | Frame | steel | Construction | 1064.5 | kg | 80 | 44 | 1 | FALSE | 1 | FALSE |  | 1.01 | 1064.5 | 1064.5 | 5238 | Structure, steel (hot rolled) |  | 0 | D4 | 0 | 0 | 0 | 0 | 0 | 0 | 0 | 0 | 0
| Civic Offices | Framing structural steel (universal beam column etc) kg | 1700684 | 8402816 | 2.1 | Frame | steel | Construction | 1064.5 | kg | 80 | 44 | 1 | FALSE | 1 | FALSE |  | 1.01 | 1064.5 | 1064.5 | 5238 | Structure, steel (hot rolled) |  | 60 | C2 | 0 | 0 | 0 | 0 | 0 | 0 | 0 | 0 | 0
| Civic Offices | Framing structural steel (universal beam column etc) kg | 1700684 | 8402816 | 2.1 | Frame | steel | Construction | 1064.5 | kg | 80 | 44 | 1 | FALSE | 1 | FALSE |  | 1.01 | 1064.5 | 1064.5 | 5238 | Structure, steel (hot rolled) |  | 60 | C4 | 0.55333 | 1.4489e-07 | 0.0038694 | 0.0012715 | 0.00064208 | 7.8055e-07 | 13.565 | 159.675 | 0.027749
| Civic Offices | Framing structural steel (universal beam column etc) kg | 1700684 | 8402816 | 2.1 | Frame | steel | Construction | 1064.5 | kg | 80 | 44 | 1 | FALSE | 1 | FALSE |  | 1.01 | 1064.5 | 1064.5 | 5238 | Structure, steel (hot rolled) |  | 60 | D2 | 0 | 0 | 0 | 0 | 0 | 0 | 0 | 0 | 0
| Civic Offices | Framing structural steel (universal beam column etc) kg | 1700684 | 8402816 | 2.1 | Frame | steel | Construction | 1064.5 | kg | 80 | 44 | 1 | FALSE | 1 | FALSE |  | 1.01 | 1064.5 | 1064.5 | 5238 | Structure, steel (hot rolled) |  | 60 | D3 | 0 | 0 | 0 | 0 | 0 | 0 | 0 | 0 | 0
| Civic Offices | Framing structural steel (universal beam column etc) kg | 1700684 | 8402816 | 2.1 | Frame | steel | Construction | 1064.5 | kg | 80 | 44 | 1 | FALSE | 1 | FALSE |  | 1.01 | 1064.5 | 1064.5 | 5238 | Structure, steel (hot rolled) |  | 60 | D4 | 0 | 0 | 0 | 0 | 0 | 0 | 0 | 0 | 0
| Civic Offices | Framing structural steel (universal beam column etc) kg | 1700687 | 8402818 | 2.1 | Frame | steel | Construction | 1064.5 | kg | 80 | 44 | 1 | FALSE | 1 | FALSE |  | 1.01 | 1064.5 | 1064.5 | 5238 | Structure, steel (hot rolled) |  | 0 | A1A3 | 1915.36 | 0.00011301 | 9.4471 | 6.475 | 2.0075 | 0.02922 | 24413.1971 | 965.4802 | 25.3645
| Civic Offices | Framing structural steel (universal beam column etc) kg | 1700687 | 8402818 | 2.1 | Frame | steel | Construction | 1064.5 | kg | 80 | 44 | 1 | FALSE | 1 | FALSE |  | 1.01 | 1064.5 | 1064.5 | 5238 | Structure, steel (hot rolled) |  | 0 | A4 | 44.6251 | 6.1751e-06 | 0.21218 | 0.039399 | 0.02801 | 9.938e-05 | 652.9262 | 189.6179 | 0.18136
| Civic Offices | Framing structural steel (universal beam column etc) kg | 1700687 | 8402818 | 2.1 | Frame | steel | Construction | 1064.5 | kg | 80 | 44 | 1 | FALSE | 1 | FALSE |  | 1.01 | 1064.5 | 1064.5 | 5238 | Structure, steel (hot rolled) |  | 0 | A5 | 0.0055333 | 1.4489e-09 | 3.8694e-05 | 1.2715e-05 | 6.4208e-06 | 7.8055e-09 | 0.13565 | 1.5967 | 0
| Civic Offices | Framing structural steel (universal beam column etc) kg | 1700687 | 8402818 | 2.1 | Frame | steel | Construction | 1064.5 | kg | 80 | 44 | 1 | FALSE | 1 | FALSE |  | 1.01 | 1064.5 | 1064.5 | 5238 | Structure, steel (hot rolled) |  | 0 | D2 | 0 | 0 | 0 | 0 | 0 | 0 | 0 | 0 | 0
| Civic Offices | Framing structural steel (universal beam column etc) kg | 1700687 | 8402818 | 2.1 | Frame | steel | Construction | 1064.5 | kg | 80 | 44 | 1 | FALSE | 1 | FALSE |  | 1.01 | 1064.5 | 1064.5 | 5238 | Structure, steel (hot rolled) |  | 0 | D3 | 0 | 0 | 0 | 0 | 0 | 0 | 0 | 0 | 0
| Civic Offices | Framing structural steel (universal beam column etc) kg | 1700687 | 8402818 | 2.1 | Frame | steel | Construction | 1064.5 | kg | 80 | 44 | 1 | FALSE | 1 | FALSE |  | 1.01 | 1064.5 | 1064.5 | 5238 | Structure, steel (hot rolled) |  | 0 | D4 | 0 | 0 | 0 | 0 | 0 | 0 | 0 | 0 | 0
| Civic Offices | Framing structural steel (universal beam column etc) kg | 1700687 | 8402818 | 2.1 | Frame | steel | Construction | 1064.5 | kg | 80 | 44 | 1 | FALSE | 1 | FALSE |  | 1.01 | 1064.5 | 1064.5 | 5238 | Structure, steel (hot rolled) |  | 60 | C2 | 0 | 0 | 0 | 0 | 0 | 0 | 0 | 0 | 0
| Civic Offices | Framing structural steel (universal beam column etc) kg | 1700687 | 8402818 | 2.1 | Frame | steel | Construction | 1064.5 | kg | 80 | 44 | 1 | FALSE | 1 | FALSE |  | 1.01 | 1064.5 | 1064.5 | 5238 | Structure, steel (hot rolled) |  | 60 | C4 | 0.55333 | 1.4489e-07 | 0.0038694 | 0.0012715 | 0.00064208 | 7.8055e-07 | 13.565 | 159.675 | 0.027749
| Civic Offices | Framing structural steel (universal beam column etc) kg | 1700687 | 8402818 | 2.1 | Frame | steel | Construction | 1064.5 | kg | 80 | 44 | 1 | FALSE | 1 | FALSE |  | 1.01 | 1064.5 | 1064.5 | 5238 | Structure, steel (hot rolled) |  | 60 | D2 | 0 | 0 | 0 | 0 | 0 | 0 | 0 | 0 | 0
| Civic Offices | Framing structural steel (universal beam column etc) kg | 1700687 | 8402818 | 2.1 | Frame | steel | Construction | 1064.5 | kg | 80 | 44 | 1 | FALSE | 1 | FALSE |  | 1.01 | 1064.5 | 1064.5 | 5238 | Structure, steel (hot rolled) |  | 60 | D3 | 0 | 0 | 0 | 0 | 0 | 0 | 0 | 0 | 0
| Civic Offices | Framing structural steel (universal beam column etc) kg | 1700687 | 8402818 | 2.1 | Frame | steel | Construction | 1064.5 | kg | 80 | 44 | 1 | FALSE | 1 | FALSE |  | 1.01 | 1064.5 | 1064.5 | 5238 | Structure, steel (hot rolled) |  | 60 | D4 | 0 | 0 | 0 | 0 | 0 | 0 | 0 | 0 | 0
| Civic Offices | Framing structural steel (universal beam column etc) kg | 1700690 | 8402820 | 2.1 | Frame | steel | Construction | 12859.16 | kg | 80 | 44 | 1 | FALSE | 1 | FALSE |  | 1.01 | 12859.16 | 12859.16 | 5238 | Structure, steel (hot rolled) |  | 0 | A1A3 | 23137.5483 | 0.0013652 | 114.121 | 78.2182 | 24.2508 | 0.35298 | 294911.421 | 11663.0009 | 306.4033
| Civic Offices | Framing structural steel (universal beam column etc) kg | 1700690 | 8402820 | 2.1 | Frame | steel | Construction | 12859.16 | kg | 80 | 44 | 1 | FALSE | 1 | FALSE |  | 1.01 | 12859.16 | 12859.16 | 5238 | Structure, steel (hot rolled) |  | 0 | A4 | 539.0708 | 7.4595e-05 | 2.5631 | 0.47594 | 0.33837 | 0.0012005 | 7887.3483 | 2290.5837 | 2.1908
| Civic Offices | Framing structural steel (universal beam column etc) kg | 1700690 | 8402820 | 2.1 | Frame | steel | Construction | 12859.16 | kg | 80 | 44 | 1 | FALSE | 1 | FALSE |  | 1.01 | 12859.16 | 12859.16 | 5238 | Structure, steel (hot rolled) |  | 0 | A5 | 0.066842 | 1.7503e-08 | 0.00046742 | 0.00015359 | 7.7563e-05 | 9.4291e-08 | 1.6387 | 19.2887 | 0
| Civic Offices | Framing structural steel (universal beam column etc) kg | 1700690 | 8402820 | 2.1 | Frame | steel | Construction | 12859.16 | kg | 80 | 44 | 1 | FALSE | 1 | FALSE |  | 1.01 | 12859.16 | 12859.16 | 5238 | Structure, steel (hot rolled) |  | 0 | D2 | 0 | 0 | 0 | 0 | 0 | 0 | 0 | 0 | 0
| Civic Offices | Framing structural steel (universal beam column etc) kg | 1700690 | 8402820 | 2.1 | Frame | steel | Construction | 12859.16 | kg | 80 | 44 | 1 | FALSE | 1 | FALSE |  | 1.01 | 12859.16 | 12859.16 | 5238 | Structure, steel (hot rolled) |  | 0 | D3 | 0 | 0 | 0 | 0 | 0 | 0 | 0 | 0 | 0
| Civic Offices | Framing structural steel (universal beam column etc) kg | 1700690 | 8402820 | 2.1 | Frame | steel | Construction | 12859.16 | kg | 80 | 44 | 1 | FALSE | 1 | FALSE |  | 1.01 | 12859.16 | 12859.16 | 5238 | Structure, steel (hot rolled) |  | 0 | D4 | 0 | 0 | 0 | 0 | 0 | 0 | 0 | 0 | 0
| Civic Offices | Framing structural steel (universal beam column etc) kg | 1700690 | 8402820 | 2.1 | Frame | steel | Construction | 12859.16 | kg | 80 | 44 | 1 | FALSE | 1 | FALSE |  | 1.01 | 12859.16 | 12859.16 | 5238 | Structure, steel (hot rolled) |  | 60 | C2 | 0 | 0 | 0 | 0 | 0 | 0 | 0 | 0 | 0
| Civic Offices | Framing structural steel (universal beam column etc) kg | 1700690 | 8402820 | 2.1 | Frame | steel | Construction | 12859.16 | kg | 80 | 44 | 1 | FALSE | 1 | FALSE |  | 1.01 | 12859.16 | 12859.16 | 5238 | Structure, steel (hot rolled) |  | 60 | C4 | 6.6842 | 1.7503e-06 | 0.046742 | 0.015359 | 0.0077563 | 9.4291e-06 | 163.8657 | 1928.874 | 0.33521
| Civic Offices | Framing structural steel (universal beam column etc) kg | 1700690 | 8402820 | 2.1 | Frame | steel | Construction | 12859.16 | kg | 80 | 44 | 1 | FALSE | 1 | FALSE |  | 1.01 | 12859.16 | 12859.16 | 5238 | Structure, steel (hot rolled) |  | 60 | D2 | 0 | 0 | 0 | 0 | 0 | 0 | 0 | 0 | 0
| Civic Offices | Framing structural steel (universal beam column etc) kg | 1700690 | 8402820 | 2.1 | Frame | steel | Construction | 12859.16 | kg | 80 | 44 | 1 | FALSE | 1 | FALSE |  | 1.01 | 12859.16 | 12859.16 | 5238 | Structure, steel (hot rolled) |  | 60 | D3 | 0 | 0 | 0 | 0 | 0 | 0 | 0 | 0 | 0
| Civic Offices | Framing structural steel (universal beam column etc) kg | 1700690 | 8402820 | 2.1 | Frame | steel | Construction | 12859.16 | kg | 80 | 44 | 1 | FALSE | 1 | FALSE |  | 1.01 | 12859.16 | 12859.16 | 5238 | Structure, steel (hot rolled) |  | 60 | D4 | 0 | 0 | 0 | 0 | 0 | 0 | 0 | 0 | 0
| Civic Offices | Shear Studs on Structural Steel, 100mm Height, 25mm Diameter (#) | 1700693 | 8402822 | 2.1 | Frame | steel | Construction | 4275.1917 | kg | 80 | 44 | 1 | FALSE | 1 | FALSE |  | 1.01 | 4275.1917 | 4275.1917 | 5238 | Structure, steel (hot rolled) |  | 0 | A1A3 | 7692.3729 | 0.00045388 | 37.941 | 26.0046 | 8.0625 | 0.11735 | 98047.0615 | 3877.5133 | 101.8677
| Civic Offices | Shear Studs on Structural Steel, 100mm Height, 25mm Diameter (#) | 1700693 | 8402822 | 2.1 | Frame | steel | Construction | 4275.1917 | kg | 80 | 44 | 1 | FALSE | 1 | FALSE |  | 1.01 | 4275.1917 | 4275.1917 | 5238 | Structure, steel (hot rolled) |  | 0 | A4 | 179.221 | 2.48e-05 | 0.85213 | 0.15823 | 0.11249 | 0.00039912 | 2622.2495 | 761.5337 | 0.72837
| Civic Offices | Shear Studs on Structural Steel, 100mm Height, 25mm Diameter (#) | 1700693 | 8402822 | 2.1 | Frame | steel | Construction | 4275.1917 | kg | 80 | 44 | 1 | FALSE | 1 | FALSE |  | 1.01 | 4275.1917 | 4275.1917 | 5238 | Structure, steel (hot rolled) |  | 0 | A5 | 0.022222 | 5.8191e-09 | 0.0001554 | 5.1064e-05 | 2.5787e-05 | 3.1348e-08 | 0.54479 | 6.4128 | 0
| Civic Offices | Shear Studs on Structural Steel, 100mm Height, 25mm Diameter (#) | 1700693 | 8402822 | 2.1 | Frame | steel | Construction | 4275.1917 | kg | 80 | 44 | 1 | FALSE | 1 | FALSE |  | 1.01 | 4275.1917 | 4275.1917 | 5238 | Structure, steel (hot rolled) |  | 0 | D2 | 0 | 0 | 0 | 0 | 0 | 0 | 0 | 0 | 0
| Civic Offices | Shear Studs on Structural Steel, 100mm Height, 25mm Diameter (#) | 1700693 | 8402822 | 2.1 | Frame | steel | Construction | 4275.1917 | kg | 80 | 44 | 1 | FALSE | 1 | FALSE |  | 1.01 | 4275.1917 | 4275.1917 | 5238 | Structure, steel (hot rolled) |  | 0 | D3 | 0 | 0 | 0 | 0 | 0 | 0 | 0 | 0 | 0
| Civic Offices | Shear Studs on Structural Steel, 100mm Height, 25mm Diameter (#) | 1700693 | 8402822 | 2.1 | Frame | steel | Construction | 4275.1917 | kg | 80 | 44 | 1 | FALSE | 1 | FALSE |  | 1.01 | 4275.1917 | 4275.1917 | 5238 | Structure, steel (hot rolled) |  | 0 | D4 | 0 | 0 | 0 | 0 | 0 | 0 | 0 | 0 | 0
| Civic Offices | Shear Studs on Structural Steel, 100mm Height, 25mm Diameter (#) | 1700693 | 8402822 | 2.1 | Frame | steel | Construction | 4275.1917 | kg | 80 | 44 | 1 | FALSE | 1 | FALSE |  | 1.01 | 4275.1917 | 4275.1917 | 5238 | Structure, steel (hot rolled) |  | 60 | C2 | 0 | 0 | 0 | 0 | 0 | 0 | 0 | 0 | 0
| Civic Offices | Shear Studs on Structural Steel, 100mm Height, 25mm Diameter (#) | 1700693 | 8402822 | 2.1 | Frame | steel | Construction | 4275.1917 | kg | 80 | 44 | 1 | FALSE | 1 | FALSE |  | 1.01 | 4275.1917 | 4275.1917 | 5238 | Structure, steel (hot rolled) |  | 60 | C4 | 2.2222 | 5.8191e-07 | 0.01554 | 0.0051064 | 0.0025787 | 3.1348e-06 | 54.4792 | 641.2788 | 0.11145
| Civic Offices | Shear Studs on Structural Steel, 100mm Height, 25mm Diameter (#) | 1700693 | 8402822 | 2.1 | Frame | steel | Construction | 4275.1917 | kg | 80 | 44 | 1 | FALSE | 1 | FALSE |  | 1.01 | 4275.1917 | 4275.1917 | 5238 | Structure, steel (hot rolled) |  | 60 | D2 | 0 | 0 | 0 | 0 | 0 | 0 | 0 | 0 | 0
| Civic Offices | Shear Studs on Structural Steel, 100mm Height, 25mm Diameter (#) | 1700693 | 8402822 | 2.1 | Frame | steel | Construction | 4275.1917 | kg | 80 | 44 | 1 | FALSE | 1 | FALSE |  | 1.01 | 4275.1917 | 4275.1917 | 5238 | Structure, steel (hot rolled) |  | 60 | D3 | 0 | 0 | 0 | 0 | 0 | 0 | 0 | 0 | 0
| Civic Offices | Shear Studs on Structural Steel, 100mm Height, 25mm Diameter (#) | 1700693 | 8402822 | 2.1 | Frame | steel | Construction | 4275.1917 | kg | 80 | 44 | 1 | FALSE | 1 | FALSE |  | 1.01 | 4275.1917 | 4275.1917 | 5238 | Structure, steel (hot rolled) |  | 60 | D4 | 0 | 0 | 0 | 0 | 0 | 0 | 0 | 0 | 0
| Civic Offices | Fire protection to steel frame: intumescent paint. (Intumescent paint - fire protection 5mm (m2)) | 1700694 | 8402824 | 2.1 | Frame | Base Coat 0.8mm | Construction | 6411.3386 | Area Calculation | 80 | 44 | 1 | FALSE | 1 | FALSE |  | 1.06 | 6411.3386 | 6411.3386 | 5134 | Paint, emulsion |  | 0 | A1A3 | 25406.025 | 0.0040098 | 286.257 | 112.5763 | 30.8421 | 0.26204 | 487798.8134 | 20306.5045 | 315.1193
| Civic Offices | Fire protection to steel frame: intumescent paint. (Intumescent paint - fire protection 5mm (m2)) | 1700694 | 8402824 | 2.1 | Frame | Base Coat 0.8mm | Construction | 6411.3386 | Area Calculation | 80 | 44 | 1 | FALSE | 1 | FALSE |  | 1.06 | 6411.3386 | 6411.3386 | 5134 | Paint, emulsion |  | 0 | A4 | 130.2252 | 2.3398e-05 | 0.4264 | 0.11525 | 0.072744 | 0.00045416 | 1941.2177 | 296.4098 | 0.5359
| Civic Offices | Fire protection to steel frame: intumescent paint. (Intumescent paint - fire protection 5mm (m2)) | 1700694 | 8402824 | 2.1 | Frame | Base Coat 0.8mm | Construction | 6411.3386 | Area Calculation | 80 | 44 | 1 | FALSE | 1 | FALSE |  | 1.06 | 6411.3386 | 6411.3386 | 5134 | Paint, emulsion |  | 0 | A5 | 15.8205 | 9.9791e-07 | 0.035574 | 0.74808 | 0.006716 | 5.3956e-06 | 94.0685 | 150.0253 | 0
| Civic Offices | Fire protection to steel frame: intumescent paint. (Intumescent paint - fire protection 5mm (m2)) | 1700694 | 8402824 | 2.1 | Frame | Base Coat 0.8mm | Construction | 6411.3386 | Area Calculation | 80 | 44 | 1 | FALSE | 1 | FALSE |  | 1.06 | 6411.3386 | 6411.3386 | 5134 | Paint, emulsion |  | 0 | D2 | 0 | 0 | 0 | 0 | 0 | 0 | 0 | 0 | 0
| Civic Offices | Fire protection to steel frame: intumescent paint. (Intumescent paint - fire protection 5mm (m2)) | 1700694 | 8402824 | 2.1 | Frame | Base Coat 0.8mm | Construction | 6411.3386 | Area Calculation | 80 | 44 | 1 | FALSE | 1 | FALSE |  | 1.06 | 6411.3386 | 6411.3386 | 5134 | Paint, emulsion |  | 0 | D3 | 0 | 0 | 0 | 0 | 0 | 0 | 0 | 0 | 0
| Civic Offices | Fire protection to steel frame: intumescent paint. (Intumescent paint - fire protection 5mm (m2)) | 1700694 | 8402824 | 2.1 | Frame | Base Coat 0.8mm | Construction | 6411.3386 | Area Calculation | 80 | 44 | 1 | FALSE | 1 | FALSE |  | 1.06 | 6411.3386 | 6411.3386 | 5134 | Paint, emulsion |  | 0 | D4 | 0 | 0 | 0 | 0 | 0 | 0 | 0 | 0 | 0
| Civic Offices | Fire protection to steel frame: intumescent paint. (Intumescent paint - fire protection 5mm (m2)) | 1700694 | 8402824 | 2.1 | Frame | Base Coat 0.8mm | Construction | 6411.3386 | Area Calculation | 80 | 44 | 1 | FALSE | 1 | FALSE |  | 1.06 | 6411.3386 | 6411.3386 | 5134 | Paint, emulsion |  | 60 | C2 | 0 | 0 | 0 | 0 | 0 | 0 | 0 | 0 | 0
| Civic Offices | Fire protection to steel frame: intumescent paint. (Intumescent paint - fire protection 5mm (m2)) | 1700694 | 8402824 | 2.1 | Frame | Base Coat 0.8mm | Construction | 6411.3386 | Area Calculation | 80 | 44 | 1 | FALSE | 1 | FALSE |  | 1.06 | 6411.3386 | 6411.3386 | 5134 | Paint, emulsion |  | 60 | C4 | 263.675 | 1.6632e-05 | 0.5929 | 12.4681 | 0.11193 | 8.9926e-05 | 1567.8083 | 2500.422 | 6.6094
| Civic Offices | Fire protection to steel frame: intumescent paint. (Intumescent paint - fire protection 5mm (m2)) | 1700694 | 8402824 | 2.1 | Frame | Base Coat 0.8mm | Construction | 6411.3386 | Area Calculation | 80 | 44 | 1 | FALSE | 1 | FALSE |  | 1.06 | 6411.3386 | 6411.3386 | 5134 | Paint, emulsion |  | 60 | D2 | 0 | 0 | 0 | 0 | 0 | 0 | 0 | 0 | 0
| Civic Offices | Fire protection to steel frame: intumescent paint. (Intumescent paint - fire protection 5mm (m2)) | 1700694 | 8402824 | 2.1 | Frame | Base Coat 0.8mm | Construction | 6411.3386 | Area Calculation | 80 | 44 | 1 | FALSE | 1 | FALSE |  | 1.06 | 6411.3386 | 6411.3386 | 5134 | Paint, emulsion |  | 60 | D3 | 0 | 0 | 0 | 0 | 0 | 0 | 0 | 0 | 0
| Civic Offices | Fire protection to steel frame: intumescent paint. (Intumescent paint - fire protection 5mm (m2)) | 1700694 | 8402824 | 2.1 | Frame | Base Coat 0.8mm | Construction | 6411.3386 | Area Calculation | 80 | 44 | 1 | FALSE | 1 | FALSE |  | 1.06 | 6411.3386 | 6411.3386 | 5134 | Paint, emulsion |  | 60 | D4 | 0 | 0 | 0 | 0 | 0 | 0 | 0 | 0 | 0
| Civic Offices | Fire protection to steel frame: intumescent paint. (Intumescent paint - fire protection 5mm (m2)) | 1700694 | 8402825 | 2.1 | Frame | Top coat | Construction | 814.24 | Area Calculation | 25 | 44 | 1 | FALSE | 1 | FALSE |  | 1.06 | 814.24 | 2442.72 | 5134 | Paint, emulsion |  | 0 | A1A3 | 3226.5652 | 0.00050925 | 36.3546 | 14.2972 | 3.9169 | 0.033279 | 61950.4493 | 2578.9261 | 40.0202
| Civic Offices | Fire protection to steel frame: intumescent paint. (Intumescent paint - fire protection 5mm (m2)) | 1700694 | 8402825 | 2.1 | Frame | Top coat | Construction | 814.24 | Area Calculation | 25 | 44 | 1 | FALSE | 1 | FALSE |  | 1.06 | 814.24 | 2442.72 | 5134 | Paint, emulsion |  | 0 | A4 | 16.5386 | 2.9716e-06 | 0.054153 | 0.014637 | 0.0092385 | 5.7678e-05 | 246.5346 | 37.644 | 0.068059
| Civic Offices | Fire protection to steel frame: intumescent paint. (Intumescent paint - fire protection 5mm (m2)) | 1700694 | 8402825 | 2.1 | Frame | Top coat | Construction | 814.24 | Area Calculation | 25 | 44 | 1 | FALSE | 1 | FALSE |  | 1.06 | 814.24 | 2442.72 | 5134 | Paint, emulsion |  | 0 | A5 | 2.0092 | 1.2673e-07 | 0.0045179 | 0.095007 | 0.00085293 | 6.8524e-07 | 11.9467 | 19.0532 | 0
| Civic Offices | Fire protection to steel frame: intumescent paint. (Intumescent paint - fire protection 5mm (m2)) | 1700694 | 8402825 | 2.1 | Frame | Top coat | Construction | 814.24 | Area Calculation | 25 | 44 | 1 | FALSE | 1 | FALSE |  | 1.06 | 814.24 | 2442.72 | 5134 | Paint, emulsion |  | 0 | D2 | 0 | 0 | 0 | 0 | 0 | 0 | 0 | 0 | 0
| Civic Offices | Fire protection to steel frame: intumescent paint. (Intumescent paint - fire protection 5mm (m2)) | 1700694 | 8402825 | 2.1 | Frame | Top coat | Construction | 814.24 | Area Calculation | 25 | 44 | 1 | FALSE | 1 | FALSE |  | 1.06 | 814.24 | 2442.72 | 5134 | Paint, emulsion |  | 0 | D3 | 0 | 0 | 0 | 0 | 0 | 0 | 0 | 0 | 0
| Civic Offices | Fire protection to steel frame: intumescent paint. (Intumescent paint - fire protection 5mm (m2)) | 1700694 | 8402825 | 2.1 | Frame | Top coat | Construction | 814.24 | Area Calculation | 25 | 44 | 1 | FALSE | 1 | FALSE |  | 1.06 | 814.24 | 2442.72 | 5134 | Paint, emulsion |  | 0 | D4 | 0 | 0 | 0 | 0 | 0 | 0 | 0 | 0 | 0
| Civic Offices | Fire protection to steel frame: intumescent paint. (Intumescent paint - fire protection 5mm (m2)) | 1700694 | 8402825 | 2.1 | Frame | Top coat | Construction | 814.24 | Area Calculation | 25 | 44 | 1 | FALSE | 1 | FALSE |  | 1.06 | 814.24 | 2442.72 | 5134 | Paint, emulsion |  | 60 | C2 | 0 | 0 | 0 | 0 | 0 | 0 | 0 | 0 | 0
| Civic Offices | Fire protection to steel frame: intumescent paint. (Intumescent paint - fire protection 5mm (m2)) | 1700694 | 8402825 | 2.1 | Frame | Top coat | Construction | 814.24 | Area Calculation | 25 | 44 | 1 | FALSE | 1 | FALSE |  | 1.06 | 814.24 | 2442.72 | 5134 | Paint, emulsion |  | 60 | C4 | 33.4867 | 2.1122e-06 | 0.075298 | 1.5834 | 0.014216 | 1.1421e-05 | 199.1117 | 317.5536 | 0.8394
| Civic Offices | Fire protection to steel frame: intumescent paint. (Intumescent paint - fire protection 5mm (m2)) | 1700694 | 8402825 | 2.1 | Frame | Top coat | Construction | 814.24 | Area Calculation | 25 | 44 | 1 | FALSE | 1 | FALSE |  | 1.06 | 814.24 | 2442.72 | 5134 | Paint, emulsion |  | 60 | D2 | 0 | 0 | 0 | 0 | 0 | 0 | 0 | 0 | 0
| Civic Offices | Fire protection to steel frame: intumescent paint. (Intumescent paint - fire protection 5mm (m2)) | 1700694 | 8402825 | 2.1 | Frame | Top coat | Construction | 814.24 | Area Calculation | 25 | 44 | 1 | FALSE | 1 | FALSE |  | 1.06 | 814.24 | 2442.72 | 5134 | Paint, emulsion |  | 60 | D3 | 0 | 0 | 0 | 0 | 0 | 0 | 0 | 0 | 0
| Civic Offices | Fire protection to steel frame: intumescent paint. (Intumescent paint - fire protection 5mm (m2)) | 1700694 | 8402825 | 2.1 | Frame | Top coat | Construction | 814.24 | Area Calculation | 25 | 44 | 1 | FALSE | 1 | FALSE |  | 1.06 | 814.24 | 2442.72 | 5134 | Paint, emulsion |  | 60 | D4 | 0 | 0 | 0 | 0 | 0 | 0 | 0 | 0 | 0
| Civic Offices | Fire protection to steel frame: intumescent paint. (Intumescent paint - fire protection 5mm (m2)) | 1700694 | 8402825 | 2.1 | Frame | Top coat | Construction | 814.24 | Area Calculation | 25 | 44 | 1 | FALSE | 1 | FALSE |  | 1.06 | 814.24 | 2442.72 | 5134 | Paint, emulsion |  | 25 | B4B5 | 3278.5997 | 0.00051446 | 36.4886 | 15.9903 | 3.9412 | 0.033349 | 62408.0423 | 2953.1769 | 40.0882
| Civic Offices | Fire protection to steel frame: intumescent paint. (Intumescent paint - fire protection 5mm (m2)) | 1700694 | 8402825 | 2.1 | Frame | Top coat | Construction | 814.24 | Area Calculation | 25 | 44 | 1 | FALSE | 1 | FALSE |  | 1.06 | 814.24 | 2442.72 | 5134 | Paint, emulsion |  | 25 | D2 | 0 | 0 | 0 | 0 | 0 | 0 | 0 | 0 | 0
| Civic Offices | Fire protection to steel frame: intumescent paint. (Intumescent paint - fire protection 5mm (m2)) | 1700694 | 8402825 | 2.1 | Frame | Top coat | Construction | 814.24 | Area Calculation | 25 | 44 | 1 | FALSE | 1 | FALSE |  | 1.06 | 814.24 | 2442.72 | 5134 | Paint, emulsion |  | 25 | D3 | 0 | 0 | 0 | 0 | 0 | 0 | 0 | 0 | 0
| Civic Offices | Fire protection to steel frame: intumescent paint. (Intumescent paint - fire protection 5mm (m2)) | 1700694 | 8402825 | 2.1 | Frame | Top coat | Construction | 814.24 | Area Calculation | 25 | 44 | 1 | FALSE | 1 | FALSE |  | 1.06 | 814.24 | 2442.72 | 5134 | Paint, emulsion |  | 25 | D4 | 0 | 0 | 0 | 0 | 0 | 0 | 0 | 0 | 0
| Civic Offices | Fire protection to steel frame: intumescent paint. (Intumescent paint - fire protection 5mm (m2)) | 1700694 | 8402825 | 2.1 | Frame | Top coat | Construction | 814.24 | Area Calculation | 25 | 44 | 1 | FALSE | 1 | FALSE |  | 1.06 | 814.24 | 2442.72 | 5134 | Paint, emulsion |  | 50 | B4B5 | 3278.5997 | 0.00051446 | 36.4886 | 15.9903 | 3.9412 | 0.033349 | 62408.0423 | 2953.1769 | 40.0882
| Civic Offices | Fire protection to steel frame: intumescent paint. (Intumescent paint - fire protection 5mm (m2)) | 1700694 | 8402825 | 2.1 | Frame | Top coat | Construction | 814.24 | Area Calculation | 25 | 44 | 1 | FALSE | 1 | FALSE |  | 1.06 | 814.24 | 2442.72 | 5134 | Paint, emulsion |  | 50 | D2 | 0 | 0 | 0 | 0 | 0 | 0 | 0 | 0 | 0
| Civic Offices | Fire protection to steel frame: intumescent paint. (Intumescent paint - fire protection 5mm (m2)) | 1700694 | 8402825 | 2.1 | Frame | Top coat | Construction | 814.24 | Area Calculation | 25 | 44 | 1 | FALSE | 1 | FALSE |  | 1.06 | 814.24 | 2442.72 | 5134 | Paint, emulsion |  | 50 | D3 | 0 | 0 | 0 | 0 | 0 | 0 | 0 | 0 | 0
| Civic Offices | Fire protection to steel frame: intumescent paint. (Intumescent paint - fire protection 5mm (m2)) | 1700694 | 8402825 | 2.1 | Frame | Top coat | Construction | 814.24 | Area Calculation | 25 | 44 | 1 | FALSE | 1 | FALSE |  | 1.06 | 814.24 | 2442.72 | 5134 | Paint, emulsion |  | 50 | D4 | 0 | 0 | 0 | 0 | 0 | 0 | 0 | 0 | 0
| Civic Offices | SHS columns to vertical window mullions of Council chamber as indiocated on Architects drawings including fittings and the like allowance for 100 x 100 x 4 SHS (SHS Steel Sections 100 x 100 x 4mm per lm) | 1700695 | 8402827 | 2.1 | Frame | steel | Construction | 0.77995 | kg | 80 | 44 | 1 | FALSE | 1 | FALSE |  | 1.01 | 0.77995 | 0.77995 | 5238 | Structure, steel (hot rolled) |  | 0 | A1A3 | 1.4034 | 8.2805e-08 | 0.0069218 | 0.0047442 | 0.0014709 | 2.1409e-05 | 17.8873 | 0.7074 | 0.018584
| Civic Offices | SHS columns to vertical window mullions of Council chamber as indiocated on Architects drawings including fittings and the like allowance for 100 x 100 x 4 SHS (SHS Steel Sections 100 x 100 x 4mm per lm) | 1700695 | 8402827 | 2.1 | Frame | steel | Construction | 0.77995 | kg | 80 | 44 | 1 | FALSE | 1 | FALSE |  | 1.01 | 0.77995 | 0.77995 | 5238 | Structure, steel (hot rolled) |  | 0 | A4 | 0.032696 | 4.5244e-09 | 0.00015546 | 2.8867e-05 | 2.0523e-05 | 7.2815e-08 | 0.47839 | 0.13893 | 0.00013288
| Civic Offices | SHS columns to vertical window mullions of Council chamber as indiocated on Architects drawings including fittings and the like allowance for 100 x 100 x 4 SHS (SHS Steel Sections 100 x 100 x 4mm per lm) | 1700695 | 8402827 | 2.1 | Frame | steel | Construction | 0.77995 | kg | 80 | 44 | 1 | FALSE | 1 | FALSE |  | 1.01 | 0.77995 | 0.77995 | 5238 | Structure, steel (hot rolled) |  | 0 | A5 | 4.0542e-06 | 1.0616e-12 | 2.835e-08 | 9.3158e-09 | 4.7044e-09 | 5.719e-12 | 9.939e-05 | 0.0011699 | 0
| Civic Offices | SHS columns to vertical window mullions of Council chamber as indiocated on Architects drawings including fittings and the like allowance for 100 x 100 x 4 SHS (SHS Steel Sections 100 x 100 x 4mm per lm) | 1700695 | 8402827 | 2.1 | Frame | steel | Construction | 0.77995 | kg | 80 | 44 | 1 | FALSE | 1 | FALSE |  | 1.01 | 0.77995 | 0.77995 | 5238 | Structure, steel (hot rolled) |  | 0 | D2 | 0 | 0 | 0 | 0 | 0 | 0 | 0 | 0 | 0
| Civic Offices | SHS columns to vertical window mullions of Council chamber as indiocated on Architects drawings including fittings and the like allowance for 100 x 100 x 4 SHS (SHS Steel Sections 100 x 100 x 4mm per lm) | 1700695 | 8402827 | 2.1 | Frame | steel | Construction | 0.77995 | kg | 80 | 44 | 1 | FALSE | 1 | FALSE |  | 1.01 | 0.77995 | 0.77995 | 5238 | Structure, steel (hot rolled) |  | 0 | D3 | 0 | 0 | 0 | 0 | 0 | 0 | 0 | 0 | 0
| Civic Offices | SHS columns to vertical window mullions of Council chamber as indiocated on Architects drawings including fittings and the like allowance for 100 x 100 x 4 SHS (SHS Steel Sections 100 x 100 x 4mm per lm) | 1700695 | 8402827 | 2.1 | Frame | steel | Construction | 0.77995 | kg | 80 | 44 | 1 | FALSE | 1 | FALSE |  | 1.01 | 0.77995 | 0.77995 | 5238 | Structure, steel (hot rolled) |  | 0 | D4 | 0 | 0 | 0 | 0 | 0 | 0 | 0 | 0 | 0
| Civic Offices | SHS columns to vertical window mullions of Council chamber as indiocated on Architects drawings including fittings and the like allowance for 100 x 100 x 4 SHS (SHS Steel Sections 100 x 100 x 4mm per lm) | 1700695 | 8402827 | 2.1 | Frame | steel | Construction | 0.77995 | kg | 80 | 44 | 1 | FALSE | 1 | FALSE |  | 1.01 | 0.77995 | 0.77995 | 5238 | Structure, steel (hot rolled) |  | 60 | C2 | 0 | 0 | 0 | 0 | 0 | 0 | 0 | 0 | 0
| Civic Offices | SHS columns to vertical window mullions of Council chamber as indiocated on Architects drawings including fittings and the like allowance for 100 x 100 x 4 SHS (SHS Steel Sections 100 x 100 x 4mm per lm) | 1700695 | 8402827 | 2.1 | Frame | steel | Construction | 0.77995 | kg | 80 | 44 | 1 | FALSE | 1 | FALSE |  | 1.01 | 0.77995 | 0.77995 | 5238 | Structure, steel (hot rolled) |  | 60 | C4 | 0.00040542 | 1.0616e-10 | 2.835e-06 | 9.3158e-07 | 4.7044e-07 | 5.719e-10 | 0.009939 | 0.11699 | 2.0332e-05
| Civic Offices | SHS columns to vertical window mullions of Council chamber as indiocated on Architects drawings including fittings and the like allowance for 100 x 100 x 4 SHS (SHS Steel Sections 100 x 100 x 4mm per lm) | 1700695 | 8402827 | 2.1 | Frame | steel | Construction | 0.77995 | kg | 80 | 44 | 1 | FALSE | 1 | FALSE |  | 1.01 | 0.77995 | 0.77995 | 5238 | Structure, steel (hot rolled) |  | 60 | D2 | 0 | 0 | 0 | 0 | 0 | 0 | 0 | 0 | 0
| Civic Offices | SHS columns to vertical window mullions of Council chamber as indiocated on Architects drawings including fittings and the like allowance for 100 x 100 x 4 SHS (SHS Steel Sections 100 x 100 x 4mm per lm) | 1700695 | 8402827 | 2.1 | Frame | steel | Construction | 0.77995 | kg | 80 | 44 | 1 | FALSE | 1 | FALSE |  | 1.01 | 0.77995 | 0.77995 | 5238 | Structure, steel (hot rolled) |  | 60 | D3 | 0 | 0 | 0 | 0 | 0 | 0 | 0 | 0 | 0
| Civic Offices | SHS columns to vertical window mullions of Council chamber as indiocated on Architects drawings including fittings and the like allowance for 100 x 100 x 4 SHS (SHS Steel Sections 100 x 100 x 4mm per lm) | 1700695 | 8402827 | 2.1 | Frame | steel | Construction | 0.77995 | kg | 80 | 44 | 1 | FALSE | 1 | FALSE |  | 1.01 | 0.77995 | 0.77995 | 5238 | Structure, steel (hot rolled) |  | 60 | D4 | 0 | 0 | 0 | 0 | 0 | 0 | 0 | 0 | 0
| Civic Offices | Foundation structure timber formwork (m2 18mm planks) | 1700698 | 8402829 | 1.1 | Substructure | formwork | Construction | 4821.84 | Area Calculation | 200 | 44 | 1 | FALSE | 1 | FALSE |  | 1.1 | 4821.84 | 4821.84 | 5478 | Battens, timber (softwood) |  | 0 | A1A3 | -20647.336 | 0.00021069 | 8.2634 | 2.4689 | 1.6875 | 0.00328 | 21529.1681 | 7920.0358 | -34.8306
| Civic Offices | Foundation structure timber formwork (m2 18mm planks) | 1700698 | 8402829 | 1.1 | Substructure | formwork | Construction | 4821.84 | Area Calculation | 200 | 44 | 1 | FALSE | 1 | FALSE |  | 1.1 | 4821.84 | 4821.84 | 5478 | Battens, timber (softwood) |  | 0 | A4 | 647.9551 | 5.8239e-05 | 3.8076 | 0.54132 | 0.43442 | 0.00048456 | 9264.4931 | 772.3652 | 2.5334
| Civic Offices | Foundation structure timber formwork (m2 18mm planks) | 1700698 | 8402829 | 1.1 | Substructure | formwork | Construction | 4821.84 | Area Calculation | 200 | 44 | 1 | FALSE | 1 | FALSE |  | 1.1 | 4821.84 | 4821.84 | 5478 | Battens, timber (softwood) |  | 0 | A5 | 6.0601 | 1.9901e-07 | 0.0053074 | 0.24993 | 0.0018797 | 1.0907e-06 | 18.4241 | 45.8075 | 0
| Civic Offices | Foundation structure timber formwork (m2 18mm planks) | 1700698 | 8402829 | 1.1 | Substructure | formwork | Construction | 4821.84 | Area Calculation | 200 | 44 | 1 | FALSE | 1 | FALSE |  | 1.1 | 4821.84 | 4821.84 | 5478 | Battens, timber (softwood) |  | 0 | D2 | 0 | 0 | 0 | 0 | 0 | 0 | 0 | 0 | 0
| Civic Offices | Foundation structure timber formwork (m2 18mm planks) | 1700698 | 8402829 | 1.1 | Substructure | formwork | Construction | 4821.84 | Area Calculation | 200 | 44 | 1 | FALSE | 1 | FALSE |  | 1.1 | 4821.84 | 4821.84 | 5478 | Battens, timber (softwood) |  | 0 | D3 | 0 | 0 | 0 | 0 | 0 | 0 | 0 | 0 | 0
| Civic Offices | Foundation structure timber formwork (m2 18mm planks) | 1700698 | 8402829 | 1.1 | Substructure | formwork | Construction | 4821.84 | Area Calculation | 200 | 44 | 1 | FALSE | 1 | FALSE |  | 1.1 | 4821.84 | 4821.84 | 5478 | Battens, timber (softwood) |  | 0 | D4 | 0 | 0 | 0 | 0 | 0 | 0 | 0 | 0 | 0
| Civic Offices | Foundation structure timber formwork (m2 18mm planks) | 1700698 | 8402829 | 1.1 | Substructure | formwork | Construction | 4821.84 | Area Calculation | 200 | 44 | 1 | FALSE | 1 | FALSE |  | 1.1 | 4821.84 | 4821.84 | 5478 | Battens, timber (softwood) |  | 60 | C2 | 0 | 0 | 0 | 0 | 0 | 0 | 0 | 0 | 0
| Civic Offices | Foundation structure timber formwork (m2 18mm planks) | 1700698 | 8402829 | 1.1 | Substructure | formwork | Construction | 4821.84 | Area Calculation | 200 | 44 | 1 | FALSE | 1 | FALSE |  | 1.1 | 4821.84 | 4821.84 | 5478 | Battens, timber (softwood) |  | 60 | C4 | 60.601 | 1.9901e-06 | 0.053074 | 2.4993 | 0.018797 | 1.0907e-05 | 184.2409 | 458.0748 | 1.0886
| Civic Offices | Foundation structure timber formwork (m2 18mm planks) | 1700698 | 8402829 | 1.1 | Substructure | formwork | Construction | 4821.84 | Area Calculation | 200 | 44 | 1 | FALSE | 1 | FALSE |  | 1.1 | 4821.84 | 4821.84 | 5478 | Battens, timber (softwood) |  | 60 | D2 | 0 | 0 | 0 | 0 | 0 | 0 | 0 | 0 | 0
| Civic Offices | Foundation structure timber formwork (m2 18mm planks) | 1700698 | 8402829 | 1.1 | Substructure | formwork | Construction | 4821.84 | Area Calculation | 200 | 44 | 1 | FALSE | 1 | FALSE |  | 1.1 | 4821.84 | 4821.84 | 5478 | Battens, timber (softwood) |  | 60 | D3 | 0 | 0 | 0 | 0 | 0 | 0 | 0 | 0 | 0
| Civic Offices | Foundation structure timber formwork (m2 18mm planks) | 1700698 | 8402829 | 1.1 | Substructure | formwork | Construction | 4821.84 | Area Calculation | 200 | 44 | 1 | FALSE | 1 | FALSE |  | 1.1 | 4821.84 | 4821.84 | 5478 | Battens, timber (softwood) |  | 60 | D4 | 0 | 0 | 0 | 0 | 0 | 0 | 0 | 0 | 0
| Civic Offices | Foundation structure reinforcement bar (kg) | 1700699 | 8402831 | 1.1 | Substructure | reo bar | Construction | 5212.8 | kg | 80 | 44 | 1 | FALSE | 1 | FALSE |  | 1.05 | 5212.8 | 5212.8 | 5466 | Reinforcement for RC, steel |  | 0 | A1A3 | 11315.0427 | 0.00064461 | 51.0836 | 25.1577 | 14.131 | 0.060348 | 142882.2355 | 4083.1862 | 101.1814
| Civic Offices | Foundation structure reinforcement bar (kg) | 1700699 | 8402831 | 1.1 | Substructure | reo bar | Construction | 5212.8 | kg | 80 | 44 | 1 | FALSE | 1 | FALSE |  | 1.05 | 5212.8 | 5212.8 | 5466 | Reinforcement for RC, steel |  | 0 | A4 | 227.1811 | 3.1437e-05 | 1.0802 | 0.20057 | 0.1426 | 0.00050593 | 3323.9724 | 965.3228 | 0.92328
| Civic Offices | Foundation structure reinforcement bar (kg) | 1700699 | 8402831 | 1.1 | Substructure | reo bar | Construction | 5212.8 | kg | 80 | 44 | 1 | FALSE | 1 | FALSE |  | 1.05 | 5212.8 | 5212.8 | 5466 | Reinforcement for RC, steel |  | 0 | A5 | 0.13548 | 3.5476e-08 | 0.0009474 | 0.00031131 | 0.00015721 | 1.9112e-07 | 3.3214 | 39.096 | 0
| Civic Offices | Foundation structure reinforcement bar (kg) | 1700699 | 8402831 | 1.1 | Substructure | reo bar | Construction | 5212.8 | kg | 80 | 44 | 1 | FALSE | 1 | FALSE |  | 1.05 | 5212.8 | 5212.8 | 5466 | Reinforcement for RC, steel |  | 0 | D2 | 0 | 0 | 0 | 0 | 0 | 0 | 0 | 0 | 0
| Civic Offices | Foundation structure reinforcement bar (kg) | 1700699 | 8402831 | 1.1 | Substructure | reo bar | Construction | 5212.8 | kg | 80 | 44 | 1 | FALSE | 1 | FALSE |  | 1.05 | 5212.8 | 5212.8 | 5466 | Reinforcement for RC, steel |  | 0 | D3 | 0 | 0 | 0 | 0 | 0 | 0 | 0 | 0 | 0
| Civic Offices | Foundation structure reinforcement bar (kg) | 1700699 | 8402831 | 1.1 | Substructure | reo bar | Construction | 5212.8 | kg | 80 | 44 | 1 | FALSE | 1 | FALSE |  | 1.05 | 5212.8 | 5212.8 | 5466 | Reinforcement for RC, steel |  | 0 | D4 | 0 | 0 | 0 | 0 | 0 | 0 | 0 | 0 | 0
| Civic Offices | Foundation structure reinforcement bar (kg) | 1700699 | 8402831 | 1.1 | Substructure | reo bar | Construction | 5212.8 | kg | 80 | 44 | 1 | FALSE | 1 | FALSE |  | 1.05 | 5212.8 | 5212.8 | 5466 | Reinforcement for RC, steel |  | 60 | C2 | 0 | 0 | 0 | 0 | 0 | 0 | 0 | 0 | 0
| Civic Offices | Foundation structure reinforcement bar (kg) | 1700699 | 8402831 | 1.1 | Substructure | reo bar | Construction | 5212.8 | kg | 80 | 44 | 1 | FALSE | 1 | FALSE |  | 1.05 | 5212.8 | 5212.8 | 5466 | Reinforcement for RC, steel |  | 60 | C4 | 2.7096 | 7.0952e-07 | 0.018948 | 0.0062263 | 0.0031442 | 3.8223e-06 | 66.4273 | 781.92 | 0.13589
| Civic Offices | Foundation structure reinforcement bar (kg) | 1700699 | 8402831 | 1.1 | Substructure | reo bar | Construction | 5212.8 | kg | 80 | 44 | 1 | FALSE | 1 | FALSE |  | 1.05 | 5212.8 | 5212.8 | 5466 | Reinforcement for RC, steel |  | 60 | D2 | 0 | 0 | 0 | 0 | 0 | 0 | 0 | 0 | 0
| Civic Offices | Foundation structure reinforcement bar (kg) | 1700699 | 8402831 | 1.1 | Substructure | reo bar | Construction | 5212.8 | kg | 80 | 44 | 1 | FALSE | 1 | FALSE |  | 1.05 | 5212.8 | 5212.8 | 5466 | Reinforcement for RC, steel |  | 60 | D3 | 0 | 0 | 0 | 0 | 0 | 0 | 0 | 0 | 0
| Civic Offices | Foundation structure reinforcement bar (kg) | 1700699 | 8402831 | 1.1 | Substructure | reo bar | Construction | 5212.8 | kg | 80 | 44 | 1 | FALSE | 1 | FALSE |  | 1.05 | 5212.8 | 5212.8 | 5466 | Reinforcement for RC, steel |  | 60 | D4 | 0 | 0 | 0 | 0 | 0 | 0 | 0 | 0 | 0
| Civic Offices | Frame structure poured concrete 40MPa (m3) | 1700701 | 8402833 | 2.1 | Frame | concrete floor | Construction | 108.6 | m3 | 80 | 44 | 1 | FALSE | 1 | FALSE |  | 1.05 | 260640 | 260640 | 5251 | Structure, concrete (in-situ, RC40, excl. reinforcement) |  | 0 | A1A3 | 38425.5521 | 0.0012392 | 76.3448 | 18.82 | 7.2033 | 0.014064 | 189798.122 | 11631.06 | 112.2166
| Civic Offices | Frame structure poured concrete 40MPa (m3) | 1700701 | 8402833 | 2.1 | Frame | concrete floor | Construction | 108.6 | m3 | 80 | 44 | 1 | FALSE | 1 | FALSE |  | 1.05 | 260640 | 260640 | 5251 | Structure, concrete (in-situ, RC40, excl. reinforcement) |  | 0 | A4 | 3771.0355 | 0.00067756 | 12.3477 | 3.3374 | 2.1065 | 0.013151 | 56213.4181 | 8583.3782 | 15.5184
| Civic Offices | Frame structure poured concrete 40MPa (m3) | 1700701 | 8402833 | 2.1 | Frame | concrete floor | Construction | 108.6 | m3 | 80 | 44 | 1 | FALSE | 1 | FALSE |  | 1.05 | 260640 | 260640 | 5251 | Structure, concrete (in-situ, RC40, excl. reinforcement) |  | 0 | A5 | 3.3828 | 1.1661e-06 | 0.026053 | 0.006433 | 0.0045006 | 3.6567e-06 | 98.2529 | 1954.8 | 0
| Civic Offices | Frame structure poured concrete 40MPa (m3) | 1700701 | 8402833 | 2.1 | Frame | concrete floor | Construction | 108.6 | m3 | 80 | 44 | 1 | FALSE | 1 | FALSE |  | 1.05 | 260640 | 260640 | 5251 | Structure, concrete (in-situ, RC40, excl. reinforcement) |  | 0 | D2 | 0 | 0 | 0 | 0 | 0 | 0 | 0 | 0 | 0
| Civic Offices | Frame structure poured concrete 40MPa (m3) | 1700701 | 8402833 | 2.1 | Frame | concrete floor | Construction | 108.6 | m3 | 80 | 44 | 1 | FALSE | 1 | FALSE |  | 1.05 | 260640 | 260640 | 5251 | Structure, concrete (in-situ, RC40, excl. reinforcement) |  | 0 | D3 | 0 | 0 | 0 | 0 | 0 | 0 | 0 | 0 | 0
| Civic Offices | Frame structure poured concrete 40MPa (m3) | 1700701 | 8402833 | 2.1 | Frame | concrete floor | Construction | 108.6 | m3 | 80 | 44 | 1 | FALSE | 1 | FALSE |  | 1.05 | 260640 | 260640 | 5251 | Structure, concrete (in-situ, RC40, excl. reinforcement) |  | 0 | D4 | 0 | 0 | 0 | 0 | 0 | 0 | 0 | 0 | 0
| Civic Offices | Frame structure poured concrete 40MPa (m3) | 1700701 | 8402833 | 2.1 | Frame | concrete floor | Construction | 108.6 | m3 | 80 | 44 | 1 | FALSE | 1 | FALSE |  | 1.05 | 260640 | 260640 | 5251 | Structure, concrete (in-situ, RC40, excl. reinforcement) |  | 60 | C2 | 0 | 0 | 0 | 0 | 0 | 0 | 0 | 0 | 0
| Civic Offices | Frame structure poured concrete 40MPa (m3) | 1700701 | 8402833 | 2.1 | Frame | concrete floor | Construction | 108.6 | m3 | 80 | 44 | 1 | FALSE | 1 | FALSE |  | 1.05 | 260640 | 260640 | 5251 | Structure, concrete (in-situ, RC40, excl. reinforcement) |  | 60 | C4 | 67.6559 | 2.3323e-05 | 0.52106 | 0.12866 | 0.090012 | 7.3135e-05 | 1965.0577 | 39096 | 6.3779
| Civic Offices | Frame structure poured concrete 40MPa (m3) | 1700701 | 8402833 | 2.1 | Frame | concrete floor | Construction | 108.6 | m3 | 80 | 44 | 1 | FALSE | 1 | FALSE |  | 1.05 | 260640 | 260640 | 5251 | Structure, concrete (in-situ, RC40, excl. reinforcement) |  | 60 | D2 | 0 | 0 | 0 | 0 | 0 | 0 | 0 | 0 | 0
| Civic Offices | Frame structure poured concrete 40MPa (m3) | 1700701 | 8402833 | 2.1 | Frame | concrete floor | Construction | 108.6 | m3 | 80 | 44 | 1 | FALSE | 1 | FALSE |  | 1.05 | 260640 | 260640 | 5251 | Structure, concrete (in-situ, RC40, excl. reinforcement) |  | 60 | D3 | 0 | 0 | 0 | 0 | 0 | 0 | 0 | 0 | 0
| Civic Offices | Frame structure poured concrete 40MPa (m3) | 1700701 | 8402833 | 2.1 | Frame | concrete floor | Construction | 108.6 | m3 | 80 | 44 | 1 | FALSE | 1 | FALSE |  | 1.05 | 260640 | 260640 | 5251 | Structure, concrete (in-situ, RC40, excl. reinforcement) |  | 60 | D4 | 0 | 0 | 0 | 0 | 0 | 0 | 0 | 0 | 0
| Civic Offices | Upper floor structure profiled steel metal decking 1.01mm (Ribdeck etc) | 1700703 | 8402835 | 2.2 | Upper floors | Profiled steel | Construction | 18140.1178 | Area Calculation | 80 | 44 | 1 | FALSE | 1 | FALSE |  | 1.01 | 18140.1178 | 18140.1178 | 5001 | Floor decking (shallow profiled), steel |  | 0 | A1A3 | 45661.278 | 0.0031324 | 766.2468 | 238.6636 | 46.0225 | 11.2209 | 616412.5925 | 35971.4512 | 915.4964
| Civic Offices | Upper floor structure profiled steel metal decking 1.01mm (Ribdeck etc) | 1700703 | 8402835 | 2.2 | Upper floors | Profiled steel | Construction | 18140.1178 | Area Calculation | 80 | 44 | 1 | FALSE | 1 | FALSE |  | 1.01 | 18140.1178 | 18140.1178 | 5001 | Floor decking (shallow profiled), steel |  | 0 | A4 | 760.4547 | 0.00010523 | 3.6157 | 0.67139 | 0.47732 | 0.0016935 | 11126.4987 | 3231.2731 | 3.0906
| Civic Offices | Upper floor structure profiled steel metal decking 1.01mm (Ribdeck etc) | 1700703 | 8402835 | 2.2 | Upper floors | Profiled steel | Construction | 18140.1178 | Area Calculation | 80 | 44 | 1 | FALSE | 1 | FALSE |  | 1.01 | 18140.1178 | 18140.1178 | 5001 | Floor decking (shallow profiled), steel |  | 0 | A5 | 0.094292 | 2.4691e-08 | 0.00065938 | 0.00021667 | 0.00010942 | 1.3301e-07 | 2.3116 | 27.2102 | 0
| Civic Offices | Upper floor structure profiled steel metal decking 1.01mm (Ribdeck etc) | 1700703 | 8402835 | 2.2 | Upper floors | Profiled steel | Construction | 18140.1178 | Area Calculation | 80 | 44 | 1 | FALSE | 1 | FALSE |  | 1.01 | 18140.1178 | 18140.1178 | 5001 | Floor decking (shallow profiled), steel |  | 0 | D2 | 0 | 0 | 0 | 0 | 0 | 0 | 0 | 0 | 0
| Civic Offices | Upper floor structure profiled steel metal decking 1.01mm (Ribdeck etc) | 1700703 | 8402835 | 2.2 | Upper floors | Profiled steel | Construction | 18140.1178 | Area Calculation | 80 | 44 | 1 | FALSE | 1 | FALSE |  | 1.01 | 18140.1178 | 18140.1178 | 5001 | Floor decking (shallow profiled), steel |  | 0 | D3 | 0 | 0 | 0 | 0 | 0 | 0 | 0 | 0 | 0
| Civic Offices | Upper floor structure profiled steel metal decking 1.01mm (Ribdeck etc) | 1700703 | 8402835 | 2.2 | Upper floors | Profiled steel | Construction | 18140.1178 | Area Calculation | 80 | 44 | 1 | FALSE | 1 | FALSE |  | 1.01 | 18140.1178 | 18140.1178 | 5001 | Floor decking (shallow profiled), steel |  | 0 | D4 | 0 | 0 | 0 | 0 | 0 | 0 | 0 | 0 | 0
| Civic Offices | Upper floor structure profiled steel metal decking 1.01mm (Ribdeck etc) | 1700703 | 8402835 | 2.2 | Upper floors | Profiled steel | Construction | 18140.1178 | Area Calculation | 80 | 44 | 1 | FALSE | 1 | FALSE |  | 1.01 | 18140.1178 | 18140.1178 | 5001 | Floor decking (shallow profiled), steel |  | 60 | C2 | 0 | 0 | 0 | 0 | 0 | 0 | 0 | 0 | 0
| Civic Offices | Upper floor structure profiled steel metal decking 1.01mm (Ribdeck etc) | 1700703 | 8402835 | 2.2 | Upper floors | Profiled steel | Construction | 18140.1178 | Area Calculation | 80 | 44 | 1 | FALSE | 1 | FALSE |  | 1.01 | 18140.1178 | 18140.1178 | 5001 | Floor decking (shallow profiled), steel |  | 60 | C4 | 9.4292 | 2.4691e-06 | 0.065938 | 0.021667 | 0.010942 | 1.3301e-05 | 231.1615 | 2721.0177 | 0.47288
| Civic Offices | Upper floor structure profiled steel metal decking 1.01mm (Ribdeck etc) | 1700703 | 8402835 | 2.2 | Upper floors | Profiled steel | Construction | 18140.1178 | Area Calculation | 80 | 44 | 1 | FALSE | 1 | FALSE |  | 1.01 | 18140.1178 | 18140.1178 | 5001 | Floor decking (shallow profiled), steel |  | 60 | D2 | 0 | 0 | 0 | 0 | 0 | 0 | 0 | 0 | 0
| Civic Offices | Upper floor structure profiled steel metal decking 1.01mm (Ribdeck etc) | 1700703 | 8402835 | 2.2 | Upper floors | Profiled steel | Construction | 18140.1178 | Area Calculation | 80 | 44 | 1 | FALSE | 1 | FALSE |  | 1.01 | 18140.1178 | 18140.1178 | 5001 | Floor decking (shallow profiled), steel |  | 60 | D3 | 0 | 0 | 0 | 0 | 0 | 0 | 0 | 0 | 0
| Civic Offices | Upper floor structure profiled steel metal decking 1.01mm (Ribdeck etc) | 1700703 | 8402835 | 2.2 | Upper floors | Profiled steel | Construction | 18140.1178 | Area Calculation | 80 | 44 | 1 | FALSE | 1 | FALSE |  | 1.01 | 18140.1178 | 18140.1178 | 5001 | Floor decking (shallow profiled), steel |  | 60 | D4 | 0 | 0 | 0 | 0 | 0 | 0 | 0 | 0 | 0
| Civic Offices | Upper floor Structure reinforcement bar (kg) | 1700706 | 8402837 | 2.2 | Upper floors | m3 reo bar | Construction | 5921.82 | kg | 80 | 44 | 1 | FALSE | 1 | FALSE |  | 1.05 | 5921.82 | 5921.82 | 5466 | Reinforcement for RC, steel |  | 0 | A1A3 | 12854.0605 | 0.00073229 | 58.0317 | 28.5796 | 16.053 | 0.068556 | 162316.3904 | 4638.5616 | 114.9436
| Civic Offices | Upper floor Structure reinforcement bar (kg) | 1700706 | 8402837 | 2.2 | Upper floors | m3 reo bar | Construction | 5921.82 | kg | 80 | 44 | 1 | FALSE | 1 | FALSE |  | 1.05 | 5921.82 | 5921.82 | 5466 | Reinforcement for RC, steel |  | 0 | A4 | 258.0812 | 3.5712e-05 | 1.2271 | 0.22786 | 0.16199 | 0.00057475 | 3776.0831 | 1096.6213 | 1.0489
| Civic Offices | Upper floor Structure reinforcement bar (kg) | 1700706 | 8402837 | 2.2 | Upper floors | m3 reo bar | Construction | 5921.82 | kg | 80 | 44 | 1 | FALSE | 1 | FALSE |  | 1.05 | 5921.82 | 5921.82 | 5466 | Reinforcement for RC, steel |  | 0 | A5 | 0.15391 | 4.0302e-08 | 0.0010763 | 0.00035366 | 0.00017859 | 2.1711e-07 | 3.7731 | 44.4136 | 0
| Civic Offices | Upper floor Structure reinforcement bar (kg) | 1700706 | 8402837 | 2.2 | Upper floors | m3 reo bar | Construction | 5921.82 | kg | 80 | 44 | 1 | FALSE | 1 | FALSE |  | 1.05 | 5921.82 | 5921.82 | 5466 | Reinforcement for RC, steel |  | 0 | D2 | 0 | 0 | 0 | 0 | 0 | 0 | 0 | 0 | 0
| Civic Offices | Upper floor Structure reinforcement bar (kg) | 1700706 | 8402837 | 2.2 | Upper floors | m3 reo bar | Construction | 5921.82 | kg | 80 | 44 | 1 | FALSE | 1 | FALSE |  | 1.05 | 5921.82 | 5921.82 | 5466 | Reinforcement for RC, steel |  | 0 | D3 | 0 | 0 | 0 | 0 | 0 | 0 | 0 | 0 | 0
| Civic Offices | Upper floor Structure reinforcement bar (kg) | 1700706 | 8402837 | 2.2 | Upper floors | m3 reo bar | Construction | 5921.82 | kg | 80 | 44 | 1 | FALSE | 1 | FALSE |  | 1.05 | 5921.82 | 5921.82 | 5466 | Reinforcement for RC, steel |  | 0 | D4 | 0 | 0 | 0 | 0 | 0 | 0 | 0 | 0 | 0
| Civic Offices | Upper floor Structure reinforcement bar (kg) | 1700706 | 8402837 | 2.2 | Upper floors | m3 reo bar | Construction | 5921.82 | kg | 80 | 44 | 1 | FALSE | 1 | FALSE |  | 1.05 | 5921.82 | 5921.82 | 5466 | Reinforcement for RC, steel |  | 60 | C2 | 0 | 0 | 0 | 0 | 0 | 0 | 0 | 0 | 0
| Civic Offices | Upper floor Structure reinforcement bar (kg) | 1700706 | 8402837 | 2.2 | Upper floors | m3 reo bar | Construction | 5921.82 | kg | 80 | 44 | 1 | FALSE | 1 | FALSE |  | 1.05 | 5921.82 | 5921.82 | 5466 | Reinforcement for RC, steel |  | 60 | C4 | 3.0782 | 8.0603e-07 | 0.021525 | 0.0070731 | 0.0035719 | 4.3422e-06 | 75.4624 | 888.273 | 0.15437
| Civic Offices | Upper floor Structure reinforcement bar (kg) | 1700706 | 8402837 | 2.2 | Upper floors | m3 reo bar | Construction | 5921.82 | kg | 80 | 44 | 1 | FALSE | 1 | FALSE |  | 1.05 | 5921.82 | 5921.82 | 5466 | Reinforcement for RC, steel |  | 60 | D2 | 0 | 0 | 0 | 0 | 0 | 0 | 0 | 0 | 0
| Civic Offices | Upper floor Structure reinforcement bar (kg) | 1700706 | 8402837 | 2.2 | Upper floors | m3 reo bar | Construction | 5921.82 | kg | 80 | 44 | 1 | FALSE | 1 | FALSE |  | 1.05 | 5921.82 | 5921.82 | 5466 | Reinforcement for RC, steel |  | 60 | D3 | 0 | 0 | 0 | 0 | 0 | 0 | 0 | 0 | 0
| Civic Offices | Upper floor Structure reinforcement bar (kg) | 1700706 | 8402837 | 2.2 | Upper floors | m3 reo bar | Construction | 5921.82 | kg | 80 | 44 | 1 | FALSE | 1 | FALSE |  | 1.05 | 5921.82 | 5921.82 | 5466 | Reinforcement for RC, steel |  | 60 | D4 | 0 | 0 | 0 | 0 | 0 | 0 | 0 | 0 | 0
| Civic Offices | Upper floor structure poured concrete 35MPa (m3) | 1700708 | 8402839 | 2.2 | Upper floors | concrete floor | Construction | 135.27 | m3 | 80 | 44 | 1 | FALSE | 1 | FALSE |  | 1.05 | 324648 | 324648 | 5249 | Structure, concrete (in-situ, RC35, excl. reinforcement) |  | 0 | A1A3 | 44419.5932 | 0.0014468 | 88.9246 | 21.925 | 8.4104 | 0.016833 | 221316.085 | 13493.1825 | 131.0209
| Civic Offices | Upper floor structure poured concrete 35MPa (m3) | 1700708 | 8402839 | 2.2 | Upper floors | concrete floor | Construction | 135.27 | m3 | 80 | 44 | 1 | FALSE | 1 | FALSE |  | 1.05 | 324648 | 324648 | 5249 | Structure, concrete (in-situ, RC35, excl. reinforcement) |  | 0 | A4 | 4697.1268 | 0.00084396 | 15.38 | 4.157 | 2.6238 | 0.016381 | 70018.3155 | 10691.2852 | 19.3294
| Civic Offices | Upper floor structure poured concrete 35MPa (m3) | 1700708 | 8402839 | 2.2 | Upper floors | concrete floor | Construction | 135.27 | m3 | 80 | 44 | 1 | FALSE | 1 | FALSE |  | 1.05 | 324648 | 324648 | 5249 | Structure, concrete (in-situ, RC35, excl. reinforcement) |  | 0 | A5 | 4.2135 | 1.4525e-06 | 0.032451 | 0.0080128 | 0.0056059 | 4.5548e-06 | 122.3818 | 2434.86 | 0
| Civic Offices | Upper floor structure poured concrete 35MPa (m3) | 1700708 | 8402839 | 2.2 | Upper floors | concrete floor | Construction | 135.27 | m3 | 80 | 44 | 1 | FALSE | 1 | FALSE |  | 1.05 | 324648 | 324648 | 5249 | Structure, concrete (in-situ, RC35, excl. reinforcement) |  | 0 | D2 | 0 | 0 | 0 | 0 | 0 | 0 | 0 | 0 | 0
| Civic Offices | Upper floor structure poured concrete 35MPa (m3) | 1700708 | 8402839 | 2.2 | Upper floors | concrete floor | Construction | 135.27 | m3 | 80 | 44 | 1 | FALSE | 1 | FALSE |  | 1.05 | 324648 | 324648 | 5249 | Structure, concrete (in-situ, RC35, excl. reinforcement) |  | 0 | D3 | 0 | 0 | 0 | 0 | 0 | 0 | 0 | 0 | 0
| Civic Offices | Upper floor structure poured concrete 35MPa (m3) | 1700708 | 8402839 | 2.2 | Upper floors | concrete floor | Construction | 135.27 | m3 | 80 | 44 | 1 | FALSE | 1 | FALSE |  | 1.05 | 324648 | 324648 | 5249 | Structure, concrete (in-situ, RC35, excl. reinforcement) |  | 0 | D4 | 0 | 0 | 0 | 0 | 0 | 0 | 0 | 0 | 0
| Civic Offices | Upper floor structure poured concrete 35MPa (m3) | 1700708 | 8402839 | 2.2 | Upper floors | concrete floor | Construction | 135.27 | m3 | 80 | 44 | 1 | FALSE | 1 | FALSE |  | 1.05 | 324648 | 324648 | 5249 | Structure, concrete (in-situ, RC35, excl. reinforcement) |  | 60 | C2 | 0 | 0 | 0 | 0 | 0 | 0 | 0 | 0 | 0
| Civic Offices | Upper floor structure poured concrete 35MPa (m3) | 1700708 | 8402839 | 2.2 | Upper floors | concrete floor | Construction | 135.27 | m3 | 80 | 44 | 1 | FALSE | 1 | FALSE |  | 1.05 | 324648 | 324648 | 5249 | Structure, concrete (in-situ, RC35, excl. reinforcement) |  | 60 | C4 | 84.2708 | 2.905e-05 | 0.64902 | 0.16026 | 0.11212 | 9.1095e-05 | 2447.6368 | 48697.2 | 7.9442
| Civic Offices | Upper floor structure poured concrete 35MPa (m3) | 1700708 | 8402839 | 2.2 | Upper floors | concrete floor | Construction | 135.27 | m3 | 80 | 44 | 1 | FALSE | 1 | FALSE |  | 1.05 | 324648 | 324648 | 5249 | Structure, concrete (in-situ, RC35, excl. reinforcement) |  | 60 | D2 | 0 | 0 | 0 | 0 | 0 | 0 | 0 | 0 | 0
| Civic Offices | Upper floor structure poured concrete 35MPa (m3) | 1700708 | 8402839 | 2.2 | Upper floors | concrete floor | Construction | 135.27 | m3 | 80 | 44 | 1 | FALSE | 1 | FALSE |  | 1.05 | 324648 | 324648 | 5249 | Structure, concrete (in-situ, RC35, excl. reinforcement) |  | 60 | D3 | 0 | 0 | 0 | 0 | 0 | 0 | 0 | 0 | 0
| Civic Offices | Upper floor structure poured concrete 35MPa (m3) | 1700708 | 8402839 | 2.2 | Upper floors | concrete floor | Construction | 135.27 | m3 | 80 | 44 | 1 | FALSE | 1 | FALSE |  | 1.05 | 324648 | 324648 | 5249 | Structure, concrete (in-situ, RC35, excl. reinforcement) |  | 60 | D4 | 0 | 0 | 0 | 0 | 0 | 0 | 0 | 0 | 0
| Civic Offices | Profile Upper floor structure poured concrete 35MPa (m3) | 1700709 | 8402841 | 2.2 | Upper floors | concrete floor | Construction | 37.575 | m3 | 80 | 44 | 1 | FALSE | 1 | FALSE |  | 1.05 | 90180 | 90180 | 5249 | Structure, concrete (in-situ, RC35, excl. reinforcement) |  | 0 | A1A3 | 12338.7759 | 0.0004019 | 24.7013 | 6.0903 | 2.3362 | 0.0046757 | 61476.6903 | 3748.1062 | 36.3947
| Civic Offices | Profile Upper floor structure poured concrete 35MPa (m3) | 1700709 | 8402841 | 2.2 | Upper floors | concrete floor | Construction | 37.575 | m3 | 80 | 44 | 1 | FALSE | 1 | FALSE |  | 1.05 | 90180 | 90180 | 5249 | Structure, concrete (in-situ, RC35, excl. reinforcement) |  | 0 | A4 | 1304.7575 | 0.00023443 | 4.2722 | 1.1547 | 0.72884 | 0.0045503 | 19449.5321 | 2969.8014 | 5.3693
| Civic Offices | Profile Upper floor structure poured concrete 35MPa (m3) | 1700709 | 8402841 | 2.2 | Upper floors | concrete floor | Construction | 37.575 | m3 | 80 | 44 | 1 | FALSE | 1 | FALSE |  | 1.05 | 90180 | 90180 | 5249 | Structure, concrete (in-situ, RC35, excl. reinforcement) |  | 0 | A5 | 1.1704 | 4.0347e-07 | 0.0090142 | 0.0022258 | 0.0015572 | 1.2652e-06 | 33.995 | 676.35 | 0
| Civic Offices | Profile Upper floor structure poured concrete 35MPa (m3) | 1700709 | 8402841 | 2.2 | Upper floors | concrete floor | Construction | 37.575 | m3 | 80 | 44 | 1 | FALSE | 1 | FALSE |  | 1.05 | 90180 | 90180 | 5249 | Structure, concrete (in-situ, RC35, excl. reinforcement) |  | 0 | D2 | 0 | 0 | 0 | 0 | 0 | 0 | 0 | 0 | 0
| Civic Offices | Profile Upper floor structure poured concrete 35MPa (m3) | 1700709 | 8402841 | 2.2 | Upper floors | concrete floor | Construction | 37.575 | m3 | 80 | 44 | 1 | FALSE | 1 | FALSE |  | 1.05 | 90180 | 90180 | 5249 | Structure, concrete (in-situ, RC35, excl. reinforcement) |  | 0 | D3 | 0 | 0 | 0 | 0 | 0 | 0 | 0 | 0 | 0
| Civic Offices | Profile Upper floor structure poured concrete 35MPa (m3) | 1700709 | 8402841 | 2.2 | Upper floors | concrete floor | Construction | 37.575 | m3 | 80 | 44 | 1 | FALSE | 1 | FALSE |  | 1.05 | 90180 | 90180 | 5249 | Structure, concrete (in-situ, RC35, excl. reinforcement) |  | 0 | D4 | 0 | 0 | 0 | 0 | 0 | 0 | 0 | 0 | 0
| Civic Offices | Profile Upper floor structure poured concrete 35MPa (m3) | 1700709 | 8402841 | 2.2 | Upper floors | concrete floor | Construction | 37.575 | m3 | 80 | 44 | 1 | FALSE | 1 | FALSE |  | 1.05 | 90180 | 90180 | 5249 | Structure, concrete (in-situ, RC35, excl. reinforcement) |  | 60 | C2 | 0 | 0 | 0 | 0 | 0 | 0 | 0 | 0 | 0
| Civic Offices | Profile Upper floor structure poured concrete 35MPa (m3) | 1700709 | 8402841 | 2.2 | Upper floors | concrete floor | Construction | 37.575 | m3 | 80 | 44 | 1 | FALSE | 1 | FALSE |  | 1.05 | 90180 | 90180 | 5249 | Structure, concrete (in-situ, RC35, excl. reinforcement) |  | 60 | C4 | 23.4086 | 8.0695e-06 | 0.18028 | 0.044516 | 0.031144 | 2.5304e-05 | 679.8991 | 13527 | 2.2067
| Civic Offices | Profile Upper floor structure poured concrete 35MPa (m3) | 1700709 | 8402841 | 2.2 | Upper floors | concrete floor | Construction | 37.575 | m3 | 80 | 44 | 1 | FALSE | 1 | FALSE |  | 1.05 | 90180 | 90180 | 5249 | Structure, concrete (in-situ, RC35, excl. reinforcement) |  | 60 | D2 | 0 | 0 | 0 | 0 | 0 | 0 | 0 | 0 | 0
| Civic Offices | Profile Upper floor structure poured concrete 35MPa (m3) | 1700709 | 8402841 | 2.2 | Upper floors | concrete floor | Construction | 37.575 | m3 | 80 | 44 | 1 | FALSE | 1 | FALSE |  | 1.05 | 90180 | 90180 | 5249 | Structure, concrete (in-situ, RC35, excl. reinforcement) |  | 60 | D3 | 0 | 0 | 0 | 0 | 0 | 0 | 0 | 0 | 0
| Civic Offices | Profile Upper floor structure poured concrete 35MPa (m3) | 1700709 | 8402841 | 2.2 | Upper floors | concrete floor | Construction | 37.575 | m3 | 80 | 44 | 1 | FALSE | 1 | FALSE |  | 1.05 | 90180 | 90180 | 5249 | Structure, concrete (in-situ, RC35, excl. reinforcement) |  | 60 | D4 | 0 | 0 | 0 | 0 | 0 | 0 | 0 | 0 | 0
| Civic Offices | Floor/wall structure timber formwork (m2 18mm planks) | 1700710 | 8402844 | 2.1 | Frame | formwork | Construction | 200.1996 | Area Calculation | 200 | 44 | 1 | FALSE | 1 | FALSE |  | 1.1 | 200.1996 | 200.1996 | 5478 | Battens, timber (softwood) |  | 0 | A1A3 | -857.2637 | 8.7478e-06 | 0.34309 | 0.10251 | 0.070062 | 0.00013619 | 893.8768 | 328.8346 | -1.4461
| Civic Offices | Floor/wall structure timber formwork (m2 18mm planks) | 1700710 | 8402844 | 2.1 | Frame | formwork | Construction | 200.1996 | Area Calculation | 200 | 44 | 1 | FALSE | 1 | FALSE |  | 1.1 | 200.1996 | 200.1996 | 5478 | Battens, timber (softwood) |  | 0 | A4 | 26.9027 | 2.418e-06 | 0.15809 | 0.022475 | 0.018037 | 2.0119e-05 | 384.6556 | 32.0681 | 0.10519
| Civic Offices | Floor/wall structure timber formwork (m2 18mm planks) | 1700710 | 8402844 | 2.1 | Frame | formwork | Construction | 200.1996 | Area Calculation | 200 | 44 | 1 | FALSE | 1 | FALSE |  | 1.1 | 200.1996 | 200.1996 | 5478 | Battens, timber (softwood) |  | 0 | A5 | 0.25161 | 8.2628e-09 | 0.00022036 | 0.010377 | 7.8045e-05 | 4.5283e-08 | 0.76496 | 1.9019 | 0
| Civic Offices | Floor/wall structure timber formwork (m2 18mm planks) | 1700710 | 8402844 | 2.1 | Frame | formwork | Construction | 200.1996 | Area Calculation | 200 | 44 | 1 | FALSE | 1 | FALSE |  | 1.1 | 200.1996 | 200.1996 | 5478 | Battens, timber (softwood) |  | 0 | D2 | 0 | 0 | 0 | 0 | 0 | 0 | 0 | 0 | 0
| Civic Offices | Floor/wall structure timber formwork (m2 18mm planks) | 1700710 | 8402844 | 2.1 | Frame | formwork | Construction | 200.1996 | Area Calculation | 200 | 44 | 1 | FALSE | 1 | FALSE |  | 1.1 | 200.1996 | 200.1996 | 5478 | Battens, timber (softwood) |  | 0 | D3 | 0 | 0 | 0 | 0 | 0 | 0 | 0 | 0 | 0
| Civic Offices | Floor/wall structure timber formwork (m2 18mm planks) | 1700710 | 8402844 | 2.1 | Frame | formwork | Construction | 200.1996 | Area Calculation | 200 | 44 | 1 | FALSE | 1 | FALSE |  | 1.1 | 200.1996 | 200.1996 | 5478 | Battens, timber (softwood) |  | 0 | D4 | 0 | 0 | 0 | 0 | 0 | 0 | 0 | 0 | 0
| Civic Offices | Floor/wall structure timber formwork (m2 18mm planks) | 1700710 | 8402844 | 2.1 | Frame | formwork | Construction | 200.1996 | Area Calculation | 200 | 44 | 1 | FALSE | 1 | FALSE |  | 1.1 | 200.1996 | 200.1996 | 5478 | Battens, timber (softwood) |  | 60 | C2 | 0 | 0 | 0 | 0 | 0 | 0 | 0 | 0 | 0
| Civic Offices | Floor/wall structure timber formwork (m2 18mm planks) | 1700710 | 8402844 | 2.1 | Frame | formwork | Construction | 200.1996 | Area Calculation | 200 | 44 | 1 | FALSE | 1 | FALSE |  | 1.1 | 200.1996 | 200.1996 | 5478 | Battens, timber (softwood) |  | 60 | C4 | 2.5161 | 8.2628e-08 | 0.0022036 | 0.10377 | 0.00078045 | 4.5283e-07 | 7.6496 | 19.019 | 0.045197
| Civic Offices | Floor/wall structure timber formwork (m2 18mm planks) | 1700710 | 8402844 | 2.1 | Frame | formwork | Construction | 200.1996 | Area Calculation | 200 | 44 | 1 | FALSE | 1 | FALSE |  | 1.1 | 200.1996 | 200.1996 | 5478 | Battens, timber (softwood) |  | 60 | D2 | 0 | 0 | 0 | 0 | 0 | 0 | 0 | 0 | 0
| Civic Offices | Floor/wall structure timber formwork (m2 18mm planks) | 1700710 | 8402844 | 2.1 | Frame | formwork | Construction | 200.1996 | Area Calculation | 200 | 44 | 1 | FALSE | 1 | FALSE |  | 1.1 | 200.1996 | 200.1996 | 5478 | Battens, timber (softwood) |  | 60 | D3 | 0 | 0 | 0 | 0 | 0 | 0 | 0 | 0 | 0
| Civic Offices | Floor/wall structure timber formwork (m2 18mm planks) | 1700710 | 8402844 | 2.1 | Frame | formwork | Construction | 200.1996 | Area Calculation | 200 | 44 | 1 | FALSE | 1 | FALSE |  | 1.1 | 200.1996 | 200.1996 | 5478 | Battens, timber (softwood) |  | 60 | D4 | 0 | 0 | 0 | 0 | 0 | 0 | 0 | 0 | 0
| Civic Offices | Upper floor structure profiled steel metal decking 1.01mm (Ribdeck etc) | 1700712 | 8402845 | 2.2 | Upper floors | Profiled steel | Construction | 11055.4544 | Area Calculation | 80 | 44 | 1 | FALSE | 1 | FALSE |  | 1.01 | 11055.4544 | 11055.4544 | 5001 | Floor decking (shallow profiled), steel |  | 0 | A1A3 | 27828.1641 | 0.001909 | 466.9874 | 145.453 | 28.0483 | 6.8385 | 375671.2806 | 21922.7207 | 557.9473
| Civic Offices | Upper floor structure profiled steel metal decking 1.01mm (Ribdeck etc) | 1700712 | 8402845 | 2.2 | Upper floors | Profiled steel | Construction | 11055.4544 | Area Calculation | 80 | 44 | 1 | FALSE | 1 | FALSE |  | 1.01 | 11055.4544 | 11055.4544 | 5001 | Floor decking (shallow profiled), steel |  | 0 | A4 | 463.4574 | 6.4132e-05 | 2.2036 | 0.40918 | 0.2909 | 0.0010321 | 6781.0198 | 1969.2922 | 1.8835
| Civic Offices | Upper floor structure profiled steel metal decking 1.01mm (Ribdeck etc) | 1700712 | 8402845 | 2.2 | Upper floors | Profiled steel | Construction | 11055.4544 | Area Calculation | 80 | 44 | 1 | FALSE | 1 | FALSE |  | 1.01 | 11055.4544 | 11055.4544 | 5001 | Floor decking (shallow profiled), steel |  | 0 | A5 | 0.057466 | 1.5048e-08 | 0.00040186 | 0.00013205 | 6.6684e-05 | 8.1065e-08 | 1.4088 | 16.5832 | 0
| Civic Offices | Upper floor structure profiled steel metal decking 1.01mm (Ribdeck etc) | 1700712 | 8402845 | 2.2 | Upper floors | Profiled steel | Construction | 11055.4544 | Area Calculation | 80 | 44 | 1 | FALSE | 1 | FALSE |  | 1.01 | 11055.4544 | 11055.4544 | 5001 | Floor decking (shallow profiled), steel |  | 0 | D2 | 0 | 0 | 0 | 0 | 0 | 0 | 0 | 0 | 0
| Civic Offices | Upper floor structure profiled steel metal decking 1.01mm (Ribdeck etc) | 1700712 | 8402845 | 2.2 | Upper floors | Profiled steel | Construction | 11055.4544 | Area Calculation | 80 | 44 | 1 | FALSE | 1 | FALSE |  | 1.01 | 11055.4544 | 11055.4544 | 5001 | Floor decking (shallow profiled), steel |  | 0 | D3 | 0 | 0 | 0 | 0 | 0 | 0 | 0 | 0 | 0
| Civic Offices | Upper floor structure profiled steel metal decking 1.01mm (Ribdeck etc) | 1700712 | 8402845 | 2.2 | Upper floors | Profiled steel | Construction | 11055.4544 | Area Calculation | 80 | 44 | 1 | FALSE | 1 | FALSE |  | 1.01 | 11055.4544 | 11055.4544 | 5001 | Floor decking (shallow profiled), steel |  | 0 | D4 | 0 | 0 | 0 | 0 | 0 | 0 | 0 | 0 | 0
| Civic Offices | Upper floor structure profiled steel metal decking 1.01mm (Ribdeck etc) | 1700712 | 8402845 | 2.2 | Upper floors | Profiled steel | Construction | 11055.4544 | Area Calculation | 80 | 44 | 1 | FALSE | 1 | FALSE |  | 1.01 | 11055.4544 | 11055.4544 | 5001 | Floor decking (shallow profiled), steel |  | 60 | C2 | 0 | 0 | 0 | 0 | 0 | 0 | 0 | 0 | 0
| Civic Offices | Upper floor structure profiled steel metal decking 1.01mm (Ribdeck etc) | 1700712 | 8402845 | 2.2 | Upper floors | Profiled steel | Construction | 11055.4544 | Area Calculation | 80 | 44 | 1 | FALSE | 1 | FALSE |  | 1.01 | 11055.4544 | 11055.4544 | 5001 | Floor decking (shallow profiled), steel |  | 60 | C4 | 5.7466 | 1.5048e-06 | 0.040186 | 0.013205 | 0.0066684 | 8.1065e-06 | 140.8809 | 1658.3182 | 0.28819
| Civic Offices | Upper floor structure profiled steel metal decking 1.01mm (Ribdeck etc) | 1700712 | 8402845 | 2.2 | Upper floors | Profiled steel | Construction | 11055.4544 | Area Calculation | 80 | 44 | 1 | FALSE | 1 | FALSE |  | 1.01 | 11055.4544 | 11055.4544 | 5001 | Floor decking (shallow profiled), steel |  | 60 | D2 | 0 | 0 | 0 | 0 | 0 | 0 | 0 | 0 | 0
| Civic Offices | Upper floor structure profiled steel metal decking 1.01mm (Ribdeck etc) | 1700712 | 8402845 | 2.2 | Upper floors | Profiled steel | Construction | 11055.4544 | Area Calculation | 80 | 44 | 1 | FALSE | 1 | FALSE |  | 1.01 | 11055.4544 | 11055.4544 | 5001 | Floor decking (shallow profiled), steel |  | 60 | D3 | 0 | 0 | 0 | 0 | 0 | 0 | 0 | 0 | 0
| Civic Offices | Upper floor structure profiled steel metal decking 1.01mm (Ribdeck etc) | 1700712 | 8402845 | 2.2 | Upper floors | Profiled steel | Construction | 11055.4544 | Area Calculation | 80 | 44 | 1 | FALSE | 1 | FALSE |  | 1.01 | 11055.4544 | 11055.4544 | 5001 | Floor decking (shallow profiled), steel |  | 60 | D4 | 0 | 0 | 0 | 0 | 0 | 0 | 0 | 0 | 0
| Civic Offices | Upper floor Structure reinforcement bar (kg) | 1700715 | 8402847 | 2.2 | Upper floors | m3 reo bar | Construction | 3609.04 | kg | 80 | 44 | 1 | FALSE | 1 | FALSE |  | 1.05 | 3609.04 | 3609.04 | 5466 | Reinforcement for RC, steel |  | 0 | A1A3 | 7833.8785 | 0.00044629 | 35.3673 | 17.4178 | 9.7835 | 0.041781 | 98923.3623 | 2826.961 | 70.0521
| Civic Offices | Upper floor Structure reinforcement bar (kg) | 1700715 | 8402847 | 2.2 | Upper floors | m3 reo bar | Construction | 3609.04 | kg | 80 | 44 | 1 | FALSE | 1 | FALSE |  | 1.05 | 3609.04 | 3609.04 | 5466 | Reinforcement for RC, steel |  | 0 | A4 | 157.287 | 2.1765e-05 | 0.74784 | 0.13887 | 0.098726 | 0.00035028 | 2301.3254 | 668.3334 | 0.63923
| Civic Offices | Upper floor Structure reinforcement bar (kg) | 1700715 | 8402847 | 2.2 | Upper floors | m3 reo bar | Construction | 3609.04 | kg | 80 | 44 | 1 | FALSE | 1 | FALSE |  | 1.05 | 3609.04 | 3609.04 | 5466 | Reinforcement for RC, steel |  | 0 | A5 | 0.093799 | 2.4562e-08 | 0.00065593 | 0.00021553 | 0.00010884 | 1.3232e-07 | 2.2995 | 27.0678 | 0
| Civic Offices | Upper floor Structure reinforcement bar (kg) | 1700715 | 8402847 | 2.2 | Upper floors | m3 reo bar | Construction | 3609.04 | kg | 80 | 44 | 1 | FALSE | 1 | FALSE |  | 1.05 | 3609.04 | 3609.04 | 5466 | Reinforcement for RC, steel |  | 0 | D2 | 0 | 0 | 0 | 0 | 0 | 0 | 0 | 0 | 0
| Civic Offices | Upper floor Structure reinforcement bar (kg) | 1700715 | 8402847 | 2.2 | Upper floors | m3 reo bar | Construction | 3609.04 | kg | 80 | 44 | 1 | FALSE | 1 | FALSE |  | 1.05 | 3609.04 | 3609.04 | 5466 | Reinforcement for RC, steel |  | 0 | D3 | 0 | 0 | 0 | 0 | 0 | 0 | 0 | 0 | 0
| Civic Offices | Upper floor Structure reinforcement bar (kg) | 1700715 | 8402847 | 2.2 | Upper floors | m3 reo bar | Construction | 3609.04 | kg | 80 | 44 | 1 | FALSE | 1 | FALSE |  | 1.05 | 3609.04 | 3609.04 | 5466 | Reinforcement for RC, steel |  | 0 | D4 | 0 | 0 | 0 | 0 | 0 | 0 | 0 | 0 | 0
| Civic Offices | Upper floor Structure reinforcement bar (kg) | 1700715 | 8402847 | 2.2 | Upper floors | m3 reo bar | Construction | 3609.04 | kg | 80 | 44 | 1 | FALSE | 1 | FALSE |  | 1.05 | 3609.04 | 3609.04 | 5466 | Reinforcement for RC, steel |  | 60 | C2 | 0 | 0 | 0 | 0 | 0 | 0 | 0 | 0 | 0
| Civic Offices | Upper floor Structure reinforcement bar (kg) | 1700715 | 8402847 | 2.2 | Upper floors | m3 reo bar | Construction | 3609.04 | kg | 80 | 44 | 1 | FALSE | 1 | FALSE |  | 1.05 | 3609.04 | 3609.04 | 5466 | Reinforcement for RC, steel |  | 60 | C4 | 1.876 | 4.9123e-07 | 0.013119 | 0.0043107 | 0.0021769 | 2.6464e-06 | 45.9904 | 541.356 | 0.094081
| Civic Offices | Upper floor Structure reinforcement bar (kg) | 1700715 | 8402847 | 2.2 | Upper floors | m3 reo bar | Construction | 3609.04 | kg | 80 | 44 | 1 | FALSE | 1 | FALSE |  | 1.05 | 3609.04 | 3609.04 | 5466 | Reinforcement for RC, steel |  | 60 | D2 | 0 | 0 | 0 | 0 | 0 | 0 | 0 | 0 | 0
| Civic Offices | Upper floor Structure reinforcement bar (kg) | 1700715 | 8402847 | 2.2 | Upper floors | m3 reo bar | Construction | 3609.04 | kg | 80 | 44 | 1 | FALSE | 1 | FALSE |  | 1.05 | 3609.04 | 3609.04 | 5466 | Reinforcement for RC, steel |  | 60 | D3 | 0 | 0 | 0 | 0 | 0 | 0 | 0 | 0 | 0
| Civic Offices | Upper floor Structure reinforcement bar (kg) | 1700715 | 8402847 | 2.2 | Upper floors | m3 reo bar | Construction | 3609.04 | kg | 80 | 44 | 1 | FALSE | 1 | FALSE |  | 1.05 | 3609.04 | 3609.04 | 5466 | Reinforcement for RC, steel |  | 60 | D4 | 0 | 0 | 0 | 0 | 0 | 0 | 0 | 0 | 0
| Civic Offices | Upper floor structure poured concrete 35MPa (m3) | 1700717 | 8402849 | 2.2 | Upper floors | concrete floor | Construction | 82.44 | m3 | 80 | 44 | 1 | FALSE | 1 | FALSE |  | 1.05 | 197856 | 197856 | 5249 | Structure, concrete (in-situ, RC35, excl. reinforcement) |  | 0 | A1A3 | 27071.422 | 0.00088177 | 54.1949 | 13.3622 | 5.1257 | 0.010259 | 134880.5947 | 8223.39 | 79.8504
| Civic Offices | Upper floor structure poured concrete 35MPa (m3) | 1700717 | 8402849 | 2.2 | Upper floors | concrete floor | Construction | 82.44 | m3 | 80 | 44 | 1 | FALSE | 1 | FALSE |  | 1.05 | 197856 | 197856 | 5249 | Structure, concrete (in-situ, RC35, excl. reinforcement) |  | 0 | A4 | 2862.6535 | 0.00051435 | 9.3733 | 2.5335 | 1.5991 | 0.0099834 | 42672.5063 | 6515.7799 | 11.7802
| Civic Offices | Upper floor structure poured concrete 35MPa (m3) | 1700717 | 8402849 | 2.2 | Upper floors | concrete floor | Construction | 82.44 | m3 | 80 | 44 | 1 | FALSE | 1 | FALSE |  | 1.05 | 197856 | 197856 | 5249 | Structure, concrete (in-situ, RC35, excl. reinforcement) |  | 0 | A5 | 2.5679 | 8.8523e-07 | 0.019777 | 0.0048834 | 0.0034165 | 2.7759e-06 | 74.5853 | 1483.92 | 0
| Civic Offices | Upper floor structure poured concrete 35MPa (m3) | 1700717 | 8402849 | 2.2 | Upper floors | concrete floor | Construction | 82.44 | m3 | 80 | 44 | 1 | FALSE | 1 | FALSE |  | 1.05 | 197856 | 197856 | 5249 | Structure, concrete (in-situ, RC35, excl. reinforcement) |  | 0 | D2 | 0 | 0 | 0 | 0 | 0 | 0 | 0 | 0 | 0
| Civic Offices | Upper floor structure poured concrete 35MPa (m3) | 1700717 | 8402849 | 2.2 | Upper floors | concrete floor | Construction | 82.44 | m3 | 80 | 44 | 1 | FALSE | 1 | FALSE |  | 1.05 | 197856 | 197856 | 5249 | Structure, concrete (in-situ, RC35, excl. reinforcement) |  | 0 | D3 | 0 | 0 | 0 | 0 | 0 | 0 | 0 | 0 | 0
| Civic Offices | Upper floor structure poured concrete 35MPa (m3) | 1700717 | 8402849 | 2.2 | Upper floors | concrete floor | Construction | 82.44 | m3 | 80 | 44 | 1 | FALSE | 1 | FALSE |  | 1.05 | 197856 | 197856 | 5249 | Structure, concrete (in-situ, RC35, excl. reinforcement) |  | 0 | D4 | 0 | 0 | 0 | 0 | 0 | 0 | 0 | 0 | 0
| Civic Offices | Upper floor structure poured concrete 35MPa (m3) | 1700717 | 8402849 | 2.2 | Upper floors | concrete floor | Construction | 82.44 | m3 | 80 | 44 | 1 | FALSE | 1 | FALSE |  | 1.05 | 197856 | 197856 | 5249 | Structure, concrete (in-situ, RC35, excl. reinforcement) |  | 60 | C2 | 0 | 0 | 0 | 0 | 0 | 0 | 0 | 0 | 0
| Civic Offices | Upper floor structure poured concrete 35MPa (m3) | 1700717 | 8402849 | 2.2 | Upper floors | concrete floor | Construction | 82.44 | m3 | 80 | 44 | 1 | FALSE | 1 | FALSE |  | 1.05 | 197856 | 197856 | 5249 | Structure, concrete (in-situ, RC35, excl. reinforcement) |  | 60 | C4 | 51.3586 | 1.7705e-05 | 0.39555 | 0.097668 | 0.06833 | 5.5518e-05 | 1491.7068 | 29678.4 | 4.8415
| Civic Offices | Upper floor structure poured concrete 35MPa (m3) | 1700717 | 8402849 | 2.2 | Upper floors | concrete floor | Construction | 82.44 | m3 | 80 | 44 | 1 | FALSE | 1 | FALSE |  | 1.05 | 197856 | 197856 | 5249 | Structure, concrete (in-situ, RC35, excl. reinforcement) |  | 60 | D2 | 0 | 0 | 0 | 0 | 0 | 0 | 0 | 0 | 0
| Civic Offices | Upper floor structure poured concrete 35MPa (m3) | 1700717 | 8402849 | 2.2 | Upper floors | concrete floor | Construction | 82.44 | m3 | 80 | 44 | 1 | FALSE | 1 | FALSE |  | 1.05 | 197856 | 197856 | 5249 | Structure, concrete (in-situ, RC35, excl. reinforcement) |  | 60 | D3 | 0 | 0 | 0 | 0 | 0 | 0 | 0 | 0 | 0
| Civic Offices | Upper floor structure poured concrete 35MPa (m3) | 1700717 | 8402849 | 2.2 | Upper floors | concrete floor | Construction | 82.44 | m3 | 80 | 44 | 1 | FALSE | 1 | FALSE |  | 1.05 | 197856 | 197856 | 5249 | Structure, concrete (in-situ, RC35, excl. reinforcement) |  | 60 | D4 | 0 | 0 | 0 | 0 | 0 | 0 | 0 | 0 | 0
| Civic Offices | Profile Upper floor structure poured concrete 35MPa (m3) | 1700718 | 8402851 | 2.2 | Upper floors | concrete floor | Construction | 22.9 | m3 | 80 | 44 | 1 | FALSE | 1 | FALSE |  | 1.05 | 54960 | 54960 | 5249 | Structure, concrete (in-situ, RC35, excl. reinforcement) |  | 0 | A1A3 | 7519.8395 | 0.00024494 | 15.0541 | 3.7117 | 1.4238 | 0.0028496 | 37466.8319 | 2284.275 | 22.1807
| Civic Offices | Profile Upper floor structure poured concrete 35MPa (m3) | 1700718 | 8402851 | 2.2 | Upper floors | concrete floor | Construction | 22.9 | m3 | 80 | 44 | 1 | FALSE | 1 | FALSE |  | 1.05 | 54960 | 54960 | 5249 | Structure, concrete (in-situ, RC35, excl. reinforcement) |  | 0 | A4 | 795.1815 | 0.00014287 | 2.6037 | 0.70374 | 0.44419 | 0.0027732 | 11853.474 | 1809.9389 | 3.2723
| Civic Offices | Profile Upper floor structure poured concrete 35MPa (m3) | 1700718 | 8402851 | 2.2 | Upper floors | concrete floor | Construction | 22.9 | m3 | 80 | 44 | 1 | FALSE | 1 | FALSE |  | 1.05 | 54960 | 54960 | 5249 | Structure, concrete (in-situ, RC35, excl. reinforcement) |  | 0 | A5 | 0.71331 | 2.459e-07 | 0.0054937 | 0.0013565 | 0.00094902 | 7.7108e-07 | 20.7182 | 412.2 | 0
| Civic Offices | Profile Upper floor structure poured concrete 35MPa (m3) | 1700718 | 8402851 | 2.2 | Upper floors | concrete floor | Construction | 22.9 | m3 | 80 | 44 | 1 | FALSE | 1 | FALSE |  | 1.05 | 54960 | 54960 | 5249 | Structure, concrete (in-situ, RC35, excl. reinforcement) |  | 0 | D2 | 0 | 0 | 0 | 0 | 0 | 0 | 0 | 0 | 0
| Civic Offices | Profile Upper floor structure poured concrete 35MPa (m3) | 1700718 | 8402851 | 2.2 | Upper floors | concrete floor | Construction | 22.9 | m3 | 80 | 44 | 1 | FALSE | 1 | FALSE |  | 1.05 | 54960 | 54960 | 5249 | Structure, concrete (in-situ, RC35, excl. reinforcement) |  | 0 | D3 | 0 | 0 | 0 | 0 | 0 | 0 | 0 | 0 | 0
| Civic Offices | Profile Upper floor structure poured concrete 35MPa (m3) | 1700718 | 8402851 | 2.2 | Upper floors | concrete floor | Construction | 22.9 | m3 | 80 | 44 | 1 | FALSE | 1 | FALSE |  | 1.05 | 54960 | 54960 | 5249 | Structure, concrete (in-situ, RC35, excl. reinforcement) |  | 0 | D4 | 0 | 0 | 0 | 0 | 0 | 0 | 0 | 0 | 0
| Civic Offices | Profile Upper floor structure poured concrete 35MPa (m3) | 1700718 | 8402851 | 2.2 | Upper floors | concrete floor | Construction | 22.9 | m3 | 80 | 44 | 1 | FALSE | 1 | FALSE |  | 1.05 | 54960 | 54960 | 5249 | Structure, concrete (in-situ, RC35, excl. reinforcement) |  | 60 | C2 | 0 | 0 | 0 | 0 | 0 | 0 | 0 | 0 | 0
| Civic Offices | Profile Upper floor structure poured concrete 35MPa (m3) | 1700718 | 8402851 | 2.2 | Upper floors | concrete floor | Construction | 22.9 | m3 | 80 | 44 | 1 | FALSE | 1 | FALSE |  | 1.05 | 54960 | 54960 | 5249 | Structure, concrete (in-situ, RC35, excl. reinforcement) |  | 60 | C4 | 14.2663 | 4.9179e-06 | 0.10987 | 0.02713 | 0.01898 | 1.5422e-05 | 414.363 | 8244 | 1.3449
| Civic Offices | Profile Upper floor structure poured concrete 35MPa (m3) | 1700718 | 8402851 | 2.2 | Upper floors | concrete floor | Construction | 22.9 | m3 | 80 | 44 | 1 | FALSE | 1 | FALSE |  | 1.05 | 54960 | 54960 | 5249 | Structure, concrete (in-situ, RC35, excl. reinforcement) |  | 60 | D2 | 0 | 0 | 0 | 0 | 0 | 0 | 0 | 0 | 0
| Civic Offices | Profile Upper floor structure poured concrete 35MPa (m3) | 1700718 | 8402851 | 2.2 | Upper floors | concrete floor | Construction | 22.9 | m3 | 80 | 44 | 1 | FALSE | 1 | FALSE |  | 1.05 | 54960 | 54960 | 5249 | Structure, concrete (in-situ, RC35, excl. reinforcement) |  | 60 | D3 | 0 | 0 | 0 | 0 | 0 | 0 | 0 | 0 | 0
| Civic Offices | Profile Upper floor structure poured concrete 35MPa (m3) | 1700718 | 8402851 | 2.2 | Upper floors | concrete floor | Construction | 22.9 | m3 | 80 | 44 | 1 | FALSE | 1 | FALSE |  | 1.05 | 54960 | 54960 | 5249 | Structure, concrete (in-situ, RC35, excl. reinforcement) |  | 60 | D4 | 0 | 0 | 0 | 0 | 0 | 0 | 0 | 0 | 0
| Civic Offices | Floor/wall structure timber formwork (m2 18mm planks) | 1700719 | 8402854 | 2.1 | Frame | formwork | Construction | 122.0112 | Area Calculation | 200 | 44 | 1 | FALSE | 1 | FALSE |  | 1.1 | 122.0112 | 122.0112 | 5478 | Battens, timber (softwood) |  | 0 | A1A3 | -522.4575 | 5.3313e-06 | 0.2091 | 0.062474 | 0.042699 | 8.2998e-05 | 544.7712 | 200.4075 | -0.88135
| Civic Offices | Floor/wall structure timber formwork (m2 18mm planks) | 1700719 | 8402854 | 2.1 | Frame | formwork | Construction | 122.0112 | Area Calculation | 200 | 44 | 1 | FALSE | 1 | FALSE |  | 1.1 | 122.0112 | 122.0112 | 5478 | Battens, timber (softwood) |  | 0 | A4 | 16.3958 | 1.4737e-06 | 0.096347 | 0.013697 | 0.010992 | 1.2261e-05 | 234.4275 | 19.5438 | 0.064106
| Civic Offices | Floor/wall structure timber formwork (m2 18mm planks) | 1700719 | 8402854 | 2.1 | Frame | formwork | Construction | 122.0112 | Area Calculation | 200 | 44 | 1 | FALSE | 1 | FALSE |  | 1.1 | 122.0112 | 122.0112 | 5478 | Battens, timber (softwood) |  | 0 | A5 | 0.15334 | 5.0357e-09 | 0.0001343 | 0.0063243 | 4.7564e-05 | 2.7598e-08 | 0.4662 | 1.1591 | 0
| Civic Offices | Floor/wall structure timber formwork (m2 18mm planks) | 1700719 | 8402854 | 2.1 | Frame | formwork | Construction | 122.0112 | Area Calculation | 200 | 44 | 1 | FALSE | 1 | FALSE |  | 1.1 | 122.0112 | 122.0112 | 5478 | Battens, timber (softwood) |  | 0 | D2 | 0 | 0 | 0 | 0 | 0 | 0 | 0 | 0 | 0
| Civic Offices | Floor/wall structure timber formwork (m2 18mm planks) | 1700719 | 8402854 | 2.1 | Frame | formwork | Construction | 122.0112 | Area Calculation | 200 | 44 | 1 | FALSE | 1 | FALSE |  | 1.1 | 122.0112 | 122.0112 | 5478 | Battens, timber (softwood) |  | 0 | D3 | 0 | 0 | 0 | 0 | 0 | 0 | 0 | 0 | 0
| Civic Offices | Floor/wall structure timber formwork (m2 18mm planks) | 1700719 | 8402854 | 2.1 | Frame | formwork | Construction | 122.0112 | Area Calculation | 200 | 44 | 1 | FALSE | 1 | FALSE |  | 1.1 | 122.0112 | 122.0112 | 5478 | Battens, timber (softwood) |  | 0 | D4 | 0 | 0 | 0 | 0 | 0 | 0 | 0 | 0 | 0
| Civic Offices | Floor/wall structure timber formwork (m2 18mm planks) | 1700719 | 8402854 | 2.1 | Frame | formwork | Construction | 122.0112 | Area Calculation | 200 | 44 | 1 | FALSE | 1 | FALSE |  | 1.1 | 122.0112 | 122.0112 | 5478 | Battens, timber (softwood) |  | 60 | C2 | 0 | 0 | 0 | 0 | 0 | 0 | 0 | 0 | 0
| Civic Offices | Floor/wall structure timber formwork (m2 18mm planks) | 1700719 | 8402854 | 2.1 | Frame | formwork | Construction | 122.0112 | Area Calculation | 200 | 44 | 1 | FALSE | 1 | FALSE |  | 1.1 | 122.0112 | 122.0112 | 5478 | Battens, timber (softwood) |  | 60 | C4 | 1.5334 | 5.0357e-08 | 0.001343 | 0.063243 | 0.00047564 | 2.7598e-07 | 4.662 | 11.5911 | 0.027545
| Civic Offices | Floor/wall structure timber formwork (m2 18mm planks) | 1700719 | 8402854 | 2.1 | Frame | formwork | Construction | 122.0112 | Area Calculation | 200 | 44 | 1 | FALSE | 1 | FALSE |  | 1.1 | 122.0112 | 122.0112 | 5478 | Battens, timber (softwood) |  | 60 | D2 | 0 | 0 | 0 | 0 | 0 | 0 | 0 | 0 | 0
| Civic Offices | Floor/wall structure timber formwork (m2 18mm planks) | 1700719 | 8402854 | 2.1 | Frame | formwork | Construction | 122.0112 | Area Calculation | 200 | 44 | 1 | FALSE | 1 | FALSE |  | 1.1 | 122.0112 | 122.0112 | 5478 | Battens, timber (softwood) |  | 60 | D3 | 0 | 0 | 0 | 0 | 0 | 0 | 0 | 0 | 0
| Civic Offices | Floor/wall structure timber formwork (m2 18mm planks) | 1700719 | 8402854 | 2.1 | Frame | formwork | Construction | 122.0112 | Area Calculation | 200 | 44 | 1 | FALSE | 1 | FALSE |  | 1.1 | 122.0112 | 122.0112 | 5478 | Battens, timber (softwood) |  | 60 | D4 | 0 | 0 | 0 | 0 | 0 | 0 | 0 | 0 | 0
| Civic Offices | Upper floor structure profiled steel metal decking 1.01mm (Ribdeck etc) | 1700721 | 8402855 | 2.2 | Upper floors | Profiled steel | Construction | 1605.2134 | Area Calculation | 80 | 44 | 1 | FALSE | 1 | FALSE |  | 1.01 | 1605.2134 | 1605.2134 | 5001 | Floor decking (shallow profiled), steel |  | 0 | A1A3 | 4040.5522 | 0.00027718 | 67.8049 | 21.1193 | 4.0725 | 0.99293 | 54546.1576 | 3183.1025 | 81.012
| Civic Offices | Upper floor structure profiled steel metal decking 1.01mm (Ribdeck etc) | 1700721 | 8402855 | 2.2 | Upper floors | Profiled steel | Construction | 1605.2134 | Area Calculation | 80 | 44 | 1 | FALSE | 1 | FALSE |  | 1.01 | 1605.2134 | 1605.2134 | 5001 | Floor decking (shallow profiled), steel |  | 0 | A4 | 67.2924 | 9.3117e-06 | 0.31995 | 0.059411 | 0.042238 | 0.00014986 | 984.5804 | 285.9343 | 0.27348
| Civic Offices | Upper floor structure profiled steel metal decking 1.01mm (Ribdeck etc) | 1700721 | 8402855 | 2.2 | Upper floors | Profiled steel | Construction | 1605.2134 | Area Calculation | 80 | 44 | 1 | FALSE | 1 | FALSE |  | 1.01 | 1605.2134 | 1605.2134 | 5001 | Floor decking (shallow profiled), steel |  | 0 | A5 | 0.0083439 | 2.1849e-09 | 5.8348e-05 | 1.9173e-05 | 9.6822e-06 | 1.177e-08 | 0.20455 | 2.4078 | 0
| Civic Offices | Upper floor structure profiled steel metal decking 1.01mm (Ribdeck etc) | 1700721 | 8402855 | 2.2 | Upper floors | Profiled steel | Construction | 1605.2134 | Area Calculation | 80 | 44 | 1 | FALSE | 1 | FALSE |  | 1.01 | 1605.2134 | 1605.2134 | 5001 | Floor decking (shallow profiled), steel |  | 0 | D2 | 0 | 0 | 0 | 0 | 0 | 0 | 0 | 0 | 0
| Civic Offices | Upper floor structure profiled steel metal decking 1.01mm (Ribdeck etc) | 1700721 | 8402855 | 2.2 | Upper floors | Profiled steel | Construction | 1605.2134 | Area Calculation | 80 | 44 | 1 | FALSE | 1 | FALSE |  | 1.01 | 1605.2134 | 1605.2134 | 5001 | Floor decking (shallow profiled), steel |  | 0 | D3 | 0 | 0 | 0 | 0 | 0 | 0 | 0 | 0 | 0
| Civic Offices | Upper floor structure profiled steel metal decking 1.01mm (Ribdeck etc) | 1700721 | 8402855 | 2.2 | Upper floors | Profiled steel | Construction | 1605.2134 | Area Calculation | 80 | 44 | 1 | FALSE | 1 | FALSE |  | 1.01 | 1605.2134 | 1605.2134 | 5001 | Floor decking (shallow profiled), steel |  | 0 | D4 | 0 | 0 | 0 | 0 | 0 | 0 | 0 | 0 | 0
| Civic Offices | Upper floor structure profiled steel metal decking 1.01mm (Ribdeck etc) | 1700721 | 8402855 | 2.2 | Upper floors | Profiled steel | Construction | 1605.2134 | Area Calculation | 80 | 44 | 1 | FALSE | 1 | FALSE |  | 1.01 | 1605.2134 | 1605.2134 | 5001 | Floor decking (shallow profiled), steel |  | 60 | C2 | 0 | 0 | 0 | 0 | 0 | 0 | 0 | 0 | 0
| Civic Offices | Upper floor structure profiled steel metal decking 1.01mm (Ribdeck etc) | 1700721 | 8402855 | 2.2 | Upper floors | Profiled steel | Construction | 1605.2134 | Area Calculation | 80 | 44 | 1 | FALSE | 1 | FALSE |  | 1.01 | 1605.2134 | 1605.2134 | 5001 | Floor decking (shallow profiled), steel |  | 60 | C4 | 0.83439 | 2.1849e-07 | 0.0058348 | 0.0019173 | 0.00096822 | 1.177e-06 | 20.4554 | 240.782 | 0.041845
| Civic Offices | Upper floor structure profiled steel metal decking 1.01mm (Ribdeck etc) | 1700721 | 8402855 | 2.2 | Upper floors | Profiled steel | Construction | 1605.2134 | Area Calculation | 80 | 44 | 1 | FALSE | 1 | FALSE |  | 1.01 | 1605.2134 | 1605.2134 | 5001 | Floor decking (shallow profiled), steel |  | 60 | D2 | 0 | 0 | 0 | 0 | 0 | 0 | 0 | 0 | 0
| Civic Offices | Upper floor structure profiled steel metal decking 1.01mm (Ribdeck etc) | 1700721 | 8402855 | 2.2 | Upper floors | Profiled steel | Construction | 1605.2134 | Area Calculation | 80 | 44 | 1 | FALSE | 1 | FALSE |  | 1.01 | 1605.2134 | 1605.2134 | 5001 | Floor decking (shallow profiled), steel |  | 60 | D3 | 0 | 0 | 0 | 0 | 0 | 0 | 0 | 0 | 0
| Civic Offices | Upper floor structure profiled steel metal decking 1.01mm (Ribdeck etc) | 1700721 | 8402855 | 2.2 | Upper floors | Profiled steel | Construction | 1605.2134 | Area Calculation | 80 | 44 | 1 | FALSE | 1 | FALSE |  | 1.01 | 1605.2134 | 1605.2134 | 5001 | Floor decking (shallow profiled), steel |  | 60 | D4 | 0 | 0 | 0 | 0 | 0 | 0 | 0 | 0 | 0
| Civic Offices | Upper floor Structure reinforcement bar (kg) | 1700724 | 8402857 | 2.2 | Upper floors | m3 reo bar | Construction | 524.02 | kg | 80 | 44 | 1 | FALSE | 1 | FALSE |  | 1.05 | 524.02 | 524.02 | 5466 | Reinforcement for RC, steel |  | 0 | A1A3 | 1137.4518 | 6.48e-05 | 5.1352 | 2.529 | 1.4205 | 0.0060665 | 14363.3266 | 410.4649 | 10.1713
| Civic Offices | Upper floor Structure reinforcement bar (kg) | 1700724 | 8402857 | 2.2 | Upper floors | m3 reo bar | Construction | 524.02 | kg | 80 | 44 | 1 | FALSE | 1 | FALSE |  | 1.05 | 524.02 | 524.02 | 5466 | Reinforcement for RC, steel |  | 0 | A4 | 22.8375 | 3.1602e-06 | 0.10858 | 0.020163 | 0.014335 | 5.0859e-05 | 334.1444 | 97.0397 | 0.092814
| Civic Offices | Upper floor Structure reinforcement bar (kg) | 1700724 | 8402857 | 2.2 | Upper floors | m3 reo bar | Construction | 524.02 | kg | 80 | 44 | 1 | FALSE | 1 | FALSE |  | 1.05 | 524.02 | 524.02 | 5466 | Reinforcement for RC, steel |  | 0 | A5 | 0.013619 | 3.5663e-09 | 9.5238e-05 | 3.1295e-05 | 1.5804e-05 | 1.9212e-08 | 0.33388 | 3.9301 | 0
| Civic Offices | Upper floor Structure reinforcement bar (kg) | 1700724 | 8402857 | 2.2 | Upper floors | m3 reo bar | Construction | 524.02 | kg | 80 | 44 | 1 | FALSE | 1 | FALSE |  | 1.05 | 524.02 | 524.02 | 5466 | Reinforcement for RC, steel |  | 0 | D2 | 0 | 0 | 0 | 0 | 0 | 0 | 0 | 0 | 0
| Civic Offices | Upper floor Structure reinforcement bar (kg) | 1700724 | 8402857 | 2.2 | Upper floors | m3 reo bar | Construction | 524.02 | kg | 80 | 44 | 1 | FALSE | 1 | FALSE |  | 1.05 | 524.02 | 524.02 | 5466 | Reinforcement for RC, steel |  | 0 | D3 | 0 | 0 | 0 | 0 | 0 | 0 | 0 | 0 | 0
| Civic Offices | Upper floor Structure reinforcement bar (kg) | 1700724 | 8402857 | 2.2 | Upper floors | m3 reo bar | Construction | 524.02 | kg | 80 | 44 | 1 | FALSE | 1 | FALSE |  | 1.05 | 524.02 | 524.02 | 5466 | Reinforcement for RC, steel |  | 0 | D4 | 0 | 0 | 0 | 0 | 0 | 0 | 0 | 0 | 0
| Civic Offices | Upper floor Structure reinforcement bar (kg) | 1700724 | 8402857 | 2.2 | Upper floors | m3 reo bar | Construction | 524.02 | kg | 80 | 44 | 1 | FALSE | 1 | FALSE |  | 1.05 | 524.02 | 524.02 | 5466 | Reinforcement for RC, steel |  | 60 | C2 | 0 | 0 | 0 | 0 | 0 | 0 | 0 | 0 | 0
| Civic Offices | Upper floor Structure reinforcement bar (kg) | 1700724 | 8402857 | 2.2 | Upper floors | m3 reo bar | Construction | 524.02 | kg | 80 | 44 | 1 | FALSE | 1 | FALSE |  | 1.05 | 524.02 | 524.02 | 5466 | Reinforcement for RC, steel |  | 60 | C4 | 0.27239 | 7.1325e-08 | 0.0019048 | 0.0006259 | 0.00031608 | 3.8424e-07 | 6.6776 | 78.603 | 0.01366
| Civic Offices | Upper floor Structure reinforcement bar (kg) | 1700724 | 8402857 | 2.2 | Upper floors | m3 reo bar | Construction | 524.02 | kg | 80 | 44 | 1 | FALSE | 1 | FALSE |  | 1.05 | 524.02 | 524.02 | 5466 | Reinforcement for RC, steel |  | 60 | D2 | 0 | 0 | 0 | 0 | 0 | 0 | 0 | 0 | 0
| Civic Offices | Upper floor Structure reinforcement bar (kg) | 1700724 | 8402857 | 2.2 | Upper floors | m3 reo bar | Construction | 524.02 | kg | 80 | 44 | 1 | FALSE | 1 | FALSE |  | 1.05 | 524.02 | 524.02 | 5466 | Reinforcement for RC, steel |  | 60 | D3 | 0 | 0 | 0 | 0 | 0 | 0 | 0 | 0 | 0
| Civic Offices | Upper floor Structure reinforcement bar (kg) | 1700724 | 8402857 | 2.2 | Upper floors | m3 reo bar | Construction | 524.02 | kg | 80 | 44 | 1 | FALSE | 1 | FALSE |  | 1.05 | 524.02 | 524.02 | 5466 | Reinforcement for RC, steel |  | 60 | D4 | 0 | 0 | 0 | 0 | 0 | 0 | 0 | 0 | 0
| Civic Offices | Upper floor structure poured concrete 35MPa (m3) | 1700726 | 8402859 | 2.2 | Upper floors | concrete floor | Construction | 11.97 | m3 | 80 | 44 | 1 | FALSE | 1 | FALSE |  | 1.05 | 28728 | 28728 | 5249 | Structure, concrete (in-situ, RC35, excl. reinforcement) |  | 0 | A1A3 | 3930.6759 | 0.00012803 | 7.8689 | 1.9401 | 0.74423 | 0.0014895 | 19584.1912 | 1194.0075 | 11.594
| Civic Offices | Upper floor structure poured concrete 35MPa (m3) | 1700726 | 8402859 | 2.2 | Upper floors | concrete floor | Construction | 11.97 | m3 | 80 | 44 | 1 | FALSE | 1 | FALSE |  | 1.05 | 28728 | 28728 | 5249 | Structure, concrete (in-situ, RC35, excl. reinforcement) |  | 0 | A4 | 415.6473 | 7.4682e-05 | 1.361 | 0.36785 | 0.23218 | 0.0014496 | 6195.8988 | 946.0685 | 1.7104
| Civic Offices | Upper floor structure poured concrete 35MPa (m3) | 1700726 | 8402859 | 2.2 | Upper floors | concrete floor | Construction | 11.97 | m3 | 80 | 44 | 1 | FALSE | 1 | FALSE |  | 1.05 | 28728 | 28728 | 5249 | Structure, concrete (in-situ, RC35, excl. reinforcement) |  | 0 | A5 | 0.37285 | 1.2853e-07 | 0.0028716 | 0.00070905 | 0.00049606 | 4.0305e-07 | 10.8295 | 215.46 | 0
| Civic Offices | Upper floor structure poured concrete 35MPa (m3) | 1700726 | 8402859 | 2.2 | Upper floors | concrete floor | Construction | 11.97 | m3 | 80 | 44 | 1 | FALSE | 1 | FALSE |  | 1.05 | 28728 | 28728 | 5249 | Structure, concrete (in-situ, RC35, excl. reinforcement) |  | 0 | D2 | 0 | 0 | 0 | 0 | 0 | 0 | 0 | 0 | 0
| Civic Offices | Upper floor structure poured concrete 35MPa (m3) | 1700726 | 8402859 | 2.2 | Upper floors | concrete floor | Construction | 11.97 | m3 | 80 | 44 | 1 | FALSE | 1 | FALSE |  | 1.05 | 28728 | 28728 | 5249 | Structure, concrete (in-situ, RC35, excl. reinforcement) |  | 0 | D3 | 0 | 0 | 0 | 0 | 0 | 0 | 0 | 0 | 0
| Civic Offices | Upper floor structure poured concrete 35MPa (m3) | 1700726 | 8402859 | 2.2 | Upper floors | concrete floor | Construction | 11.97 | m3 | 80 | 44 | 1 | FALSE | 1 | FALSE |  | 1.05 | 28728 | 28728 | 5249 | Structure, concrete (in-situ, RC35, excl. reinforcement) |  | 0 | D4 | 0 | 0 | 0 | 0 | 0 | 0 | 0 | 0 | 0
| Civic Offices | Upper floor structure poured concrete 35MPa (m3) | 1700726 | 8402859 | 2.2 | Upper floors | concrete floor | Construction | 11.97 | m3 | 80 | 44 | 1 | FALSE | 1 | FALSE |  | 1.05 | 28728 | 28728 | 5249 | Structure, concrete (in-situ, RC35, excl. reinforcement) |  | 60 | C2 | 0 | 0 | 0 | 0 | 0 | 0 | 0 | 0 | 0
| Civic Offices | Upper floor structure poured concrete 35MPa (m3) | 1700726 | 8402859 | 2.2 | Upper floors | concrete floor | Construction | 11.97 | m3 | 80 | 44 | 1 | FALSE | 1 | FALSE |  | 1.05 | 28728 | 28728 | 5249 | Structure, concrete (in-situ, RC35, excl. reinforcement) |  | 60 | C4 | 7.4571 | 2.5706e-06 | 0.057432 | 0.014181 | 0.0099212 | 8.061e-06 | 216.5906 | 4309.2 | 0.70298
| Civic Offices | Upper floor structure poured concrete 35MPa (m3) | 1700726 | 8402859 | 2.2 | Upper floors | concrete floor | Construction | 11.97 | m3 | 80 | 44 | 1 | FALSE | 1 | FALSE |  | 1.05 | 28728 | 28728 | 5249 | Structure, concrete (in-situ, RC35, excl. reinforcement) |  | 60 | D2 | 0 | 0 | 0 | 0 | 0 | 0 | 0 | 0 | 0
| Civic Offices | Upper floor structure poured concrete 35MPa (m3) | 1700726 | 8402859 | 2.2 | Upper floors | concrete floor | Construction | 11.97 | m3 | 80 | 44 | 1 | FALSE | 1 | FALSE |  | 1.05 | 28728 | 28728 | 5249 | Structure, concrete (in-situ, RC35, excl. reinforcement) |  | 60 | D3 | 0 | 0 | 0 | 0 | 0 | 0 | 0 | 0 | 0
| Civic Offices | Upper floor structure poured concrete 35MPa (m3) | 1700726 | 8402859 | 2.2 | Upper floors | concrete floor | Construction | 11.97 | m3 | 80 | 44 | 1 | FALSE | 1 | FALSE |  | 1.05 | 28728 | 28728 | 5249 | Structure, concrete (in-situ, RC35, excl. reinforcement) |  | 60 | D4 | 0 | 0 | 0 | 0 | 0 | 0 | 0 | 0 | 0
| Civic Offices | Profile Upper floor structure poured concrete 35MPa (m3) | 1700727 | 8402861 | 2.2 | Upper floors | concrete floor | Construction | 3.325 | m3 | 80 | 44 | 1 | FALSE | 1 | FALSE |  | 1.05 | 7980 | 7980 | 5249 | Structure, concrete (in-situ, RC35, excl. reinforcement) |  | 0 | A1A3 | 1091.8544 | 3.5564e-05 | 2.1858 | 0.53893 | 0.20673 | 0.00041375 | 5440.0531 | 331.6687 | 3.2206
| Civic Offices | Profile Upper floor structure poured concrete 35MPa (m3) | 1700727 | 8402861 | 2.2 | Upper floors | concrete floor | Construction | 3.325 | m3 | 80 | 44 | 1 | FALSE | 1 | FALSE |  | 1.05 | 7980 | 7980 | 5249 | Structure, concrete (in-situ, RC35, excl. reinforcement) |  | 0 | A4 | 115.4576 | 2.0745e-05 | 0.37805 | 0.10218 | 0.064495 | 0.00040266 | 1721.083 | 262.7968 | 0.47512
| Civic Offices | Profile Upper floor structure poured concrete 35MPa (m3) | 1700727 | 8402861 | 2.2 | Upper floors | concrete floor | Construction | 3.325 | m3 | 80 | 44 | 1 | FALSE | 1 | FALSE |  | 1.05 | 7980 | 7980 | 5249 | Structure, concrete (in-situ, RC35, excl. reinforcement) |  | 0 | A5 | 0.10357 | 3.5703e-08 | 0.00079766 | 0.00019696 | 0.00013779 | 1.1196e-07 | 3.0082 | 59.85 | 0
| Civic Offices | Profile Upper floor structure poured concrete 35MPa (m3) | 1700727 | 8402861 | 2.2 | Upper floors | concrete floor | Construction | 3.325 | m3 | 80 | 44 | 1 | FALSE | 1 | FALSE |  | 1.05 | 7980 | 7980 | 5249 | Structure, concrete (in-situ, RC35, excl. reinforcement) |  | 0 | D2 | 0 | 0 | 0 | 0 | 0 | 0 | 0 | 0 | 0
| Civic Offices | Profile Upper floor structure poured concrete 35MPa (m3) | 1700727 | 8402861 | 2.2 | Upper floors | concrete floor | Construction | 3.325 | m3 | 80 | 44 | 1 | FALSE | 1 | FALSE |  | 1.05 | 7980 | 7980 | 5249 | Structure, concrete (in-situ, RC35, excl. reinforcement) |  | 0 | D3 | 0 | 0 | 0 | 0 | 0 | 0 | 0 | 0 | 0
| Civic Offices | Profile Upper floor structure poured concrete 35MPa (m3) | 1700727 | 8402861 | 2.2 | Upper floors | concrete floor | Construction | 3.325 | m3 | 80 | 44 | 1 | FALSE | 1 | FALSE |  | 1.05 | 7980 | 7980 | 5249 | Structure, concrete (in-situ, RC35, excl. reinforcement) |  | 0 | D4 | 0 | 0 | 0 | 0 | 0 | 0 | 0 | 0 | 0
| Civic Offices | Profile Upper floor structure poured concrete 35MPa (m3) | 1700727 | 8402861 | 2.2 | Upper floors | concrete floor | Construction | 3.325 | m3 | 80 | 44 | 1 | FALSE | 1 | FALSE |  | 1.05 | 7980 | 7980 | 5249 | Structure, concrete (in-situ, RC35, excl. reinforcement) |  | 60 | C2 | 0 | 0 | 0 | 0 | 0 | 0 | 0 | 0 | 0
| Civic Offices | Profile Upper floor structure poured concrete 35MPa (m3) | 1700727 | 8402861 | 2.2 | Upper floors | concrete floor | Construction | 3.325 | m3 | 80 | 44 | 1 | FALSE | 1 | FALSE |  | 1.05 | 7980 | 7980 | 5249 | Structure, concrete (in-situ, RC35, excl. reinforcement) |  | 60 | C4 | 2.0714 | 7.1407e-07 | 0.015953 | 0.0039392 | 0.0027559 | 2.2392e-06 | 60.1641 | 1197 | 0.19527
| Civic Offices | Profile Upper floor structure poured concrete 35MPa (m3) | 1700727 | 8402861 | 2.2 | Upper floors | concrete floor | Construction | 3.325 | m3 | 80 | 44 | 1 | FALSE | 1 | FALSE |  | 1.05 | 7980 | 7980 | 5249 | Structure, concrete (in-situ, RC35, excl. reinforcement) |  | 60 | D2 | 0 | 0 | 0 | 0 | 0 | 0 | 0 | 0 | 0
| Civic Offices | Profile Upper floor structure poured concrete 35MPa (m3) | 1700727 | 8402861 | 2.2 | Upper floors | concrete floor | Construction | 3.325 | m3 | 80 | 44 | 1 | FALSE | 1 | FALSE |  | 1.05 | 7980 | 7980 | 5249 | Structure, concrete (in-situ, RC35, excl. reinforcement) |  | 60 | D3 | 0 | 0 | 0 | 0 | 0 | 0 | 0 | 0 | 0
| Civic Offices | Profile Upper floor structure poured concrete 35MPa (m3) | 1700727 | 8402861 | 2.2 | Upper floors | concrete floor | Construction | 3.325 | m3 | 80 | 44 | 1 | FALSE | 1 | FALSE |  | 1.05 | 7980 | 7980 | 5249 | Structure, concrete (in-situ, RC35, excl. reinforcement) |  | 60 | D4 | 0 | 0 | 0 | 0 | 0 | 0 | 0 | 0 | 0
| Civic Offices | Floor/wall structure timber formwork (m2 18mm planks) | 1700728 | 8402864 | 2.1 | Frame | formwork | Construction | 17.7156 | Area Calculation | 200 | 44 | 1 | FALSE | 1 | FALSE |  | 1.1 | 17.7156 | 17.7156 | 5478 | Battens, timber (softwood) |  | 0 | A1A3 | -75.859 | 7.7409e-07 | 0.03036 | 0.009071 | 0.0061998 | 1.2051e-05 | 79.0989 | 29.0985 | -0.12797
| Civic Offices | Floor/wall structure timber formwork (m2 18mm planks) | 1700728 | 8402864 | 2.1 | Frame | formwork | Construction | 17.7156 | Area Calculation | 200 | 44 | 1 | FALSE | 1 | FALSE |  | 1.1 | 17.7156 | 17.7156 | 5478 | Battens, timber (softwood) |  | 0 | A4 | 2.3806 | 2.1397e-07 | 0.013989 | 0.0019888 | 0.0015961 | 1.7803e-06 | 34.0381 | 2.8377 | 0.009308
| Civic Offices | Floor/wall structure timber formwork (m2 18mm planks) | 1700728 | 8402864 | 2.1 | Frame | formwork | Construction | 17.7156 | Area Calculation | 200 | 44 | 1 | FALSE | 1 | FALSE |  | 1.1 | 17.7156 | 17.7156 | 5478 | Battens, timber (softwood) |  | 0 | A5 | 0.022265 | 7.3117e-10 | 1.9499e-05 | 0.00091827 | 6.9062e-06 | 4.0071e-09 | 0.067691 | 0.1683 | 0
| Civic Offices | Floor/wall structure timber formwork (m2 18mm planks) | 1700728 | 8402864 | 2.1 | Frame | formwork | Construction | 17.7156 | Area Calculation | 200 | 44 | 1 | FALSE | 1 | FALSE |  | 1.1 | 17.7156 | 17.7156 | 5478 | Battens, timber (softwood) |  | 0 | D2 | 0 | 0 | 0 | 0 | 0 | 0 | 0 | 0 | 0
| Civic Offices | Floor/wall structure timber formwork (m2 18mm planks) | 1700728 | 8402864 | 2.1 | Frame | formwork | Construction | 17.7156 | Area Calculation | 200 | 44 | 1 | FALSE | 1 | FALSE |  | 1.1 | 17.7156 | 17.7156 | 5478 | Battens, timber (softwood) |  | 0 | D3 | 0 | 0 | 0 | 0 | 0 | 0 | 0 | 0 | 0
| Civic Offices | Floor/wall structure timber formwork (m2 18mm planks) | 1700728 | 8402864 | 2.1 | Frame | formwork | Construction | 17.7156 | Area Calculation | 200 | 44 | 1 | FALSE | 1 | FALSE |  | 1.1 | 17.7156 | 17.7156 | 5478 | Battens, timber (softwood) |  | 0 | D4 | 0 | 0 | 0 | 0 | 0 | 0 | 0 | 0 | 0
| Civic Offices | Floor/wall structure timber formwork (m2 18mm planks) | 1700728 | 8402864 | 2.1 | Frame | formwork | Construction | 17.7156 | Area Calculation | 200 | 44 | 1 | FALSE | 1 | FALSE |  | 1.1 | 17.7156 | 17.7156 | 5478 | Battens, timber (softwood) |  | 60 | C2 | 0 | 0 | 0 | 0 | 0 | 0 | 0 | 0 | 0
| Civic Offices | Floor/wall structure timber formwork (m2 18mm planks) | 1700728 | 8402864 | 2.1 | Frame | formwork | Construction | 17.7156 | Area Calculation | 200 | 44 | 1 | FALSE | 1 | FALSE |  | 1.1 | 17.7156 | 17.7156 | 5478 | Battens, timber (softwood) |  | 60 | C4 | 0.22265 | 7.3117e-09 | 0.00019499 | 0.0091827 | 6.9062e-05 | 4.0071e-08 | 0.67691 | 1.683 | 0.0039995
| Civic Offices | Floor/wall structure timber formwork (m2 18mm planks) | 1700728 | 8402864 | 2.1 | Frame | formwork | Construction | 17.7156 | Area Calculation | 200 | 44 | 1 | FALSE | 1 | FALSE |  | 1.1 | 17.7156 | 17.7156 | 5478 | Battens, timber (softwood) |  | 60 | D2 | 0 | 0 | 0 | 0 | 0 | 0 | 0 | 0 | 0
| Civic Offices | Floor/wall structure timber formwork (m2 18mm planks) | 1700728 | 8402864 | 2.1 | Frame | formwork | Construction | 17.7156 | Area Calculation | 200 | 44 | 1 | FALSE | 1 | FALSE |  | 1.1 | 17.7156 | 17.7156 | 5478 | Battens, timber (softwood) |  | 60 | D3 | 0 | 0 | 0 | 0 | 0 | 0 | 0 | 0 | 0
| Civic Offices | Floor/wall structure timber formwork (m2 18mm planks) | 1700728 | 8402864 | 2.1 | Frame | formwork | Construction | 17.7156 | Area Calculation | 200 | 44 | 1 | FALSE | 1 | FALSE |  | 1.1 | 17.7156 | 17.7156 | 5478 | Battens, timber (softwood) |  | 60 | D4 | 0 | 0 | 0 | 0 | 0 | 0 | 0 | 0 | 0
| Civic Offices | Balcony deck waterproofing single layer polymer tapered insulation precast concrete pavers (Roof lining membrane breather polypropylene) | 1700729 | 8402866 | 2.3 | Roof | Breather membrane | Construction | 5.375 | Area Calculation | 70 | 44 | 1 | FALSE | 1 | FALSE |  | 1.1 | 5.375 | 5.375 | 5052 | Membrane (breather), polypropylene |  | 0 | A1A3 | 32.48 | 7.4172e-07 | 0.18293 | 0.052603 | 0.021732 | 3.8112e-05 | 707.1343 | 2.8057 | 0.16024
| Civic Offices | Balcony deck waterproofing single layer polymer tapered insulation precast concrete pavers (Roof lining membrane breather polypropylene) | 1700729 | 8402866 | 2.3 | Roof | Breather membrane | Construction | 5.375 | Area Calculation | 70 | 44 | 1 | FALSE | 1 | FALSE |  | 1.1 | 5.375 | 5.375 | 5052 | Membrane (breather), polypropylene |  | 0 | A4 | 0.11202 | 2.0128e-08 | 0.0003668 | 9.914e-05 | 6.2576e-05 | 3.9068e-07 | 1.6699 | 0.25498 | 0.00046099
| Civic Offices | Balcony deck waterproofing single layer polymer tapered insulation precast concrete pavers (Roof lining membrane breather polypropylene) | 1700729 | 8402866 | 2.3 | Roof | Breather membrane | Construction | 5.375 | Area Calculation | 70 | 44 | 1 | FALSE | 1 | FALSE |  | 1.1 | 5.375 | 5.375 | 5052 | Membrane (breather), polypropylene |  | 0 | A5 | 0.014166 | 4.5058e-10 | 1.3044e-05 | 0.0011885 | 4.3281e-06 | 2.5174e-09 | 0.041233 | 0.086 | 0
| Civic Offices | Balcony deck waterproofing single layer polymer tapered insulation precast concrete pavers (Roof lining membrane breather polypropylene) | 1700729 | 8402866 | 2.3 | Roof | Breather membrane | Construction | 5.375 | Area Calculation | 70 | 44 | 1 | FALSE | 1 | FALSE |  | 1.1 | 5.375 | 5.375 | 5052 | Membrane (breather), polypropylene |  | 0 | D2 | 0 | 0 | 0 | 0 | 0 | 0 | 0 | 0 | 0
| Civic Offices | Balcony deck waterproofing single layer polymer tapered insulation precast concrete pavers (Roof lining membrane breather polypropylene) | 1700729 | 8402866 | 2.3 | Roof | Breather membrane | Construction | 5.375 | Area Calculation | 70 | 44 | 1 | FALSE | 1 | FALSE |  | 1.1 | 5.375 | 5.375 | 5052 | Membrane (breather), polypropylene |  | 0 | D3 | 0 | 0 | 0 | 0 | 0 | 0 | 0 | 0 | 0
| Civic Offices | Balcony deck waterproofing single layer polymer tapered insulation precast concrete pavers (Roof lining membrane breather polypropylene) | 1700729 | 8402866 | 2.3 | Roof | Breather membrane | Construction | 5.375 | Area Calculation | 70 | 44 | 1 | FALSE | 1 | FALSE |  | 1.1 | 5.375 | 5.375 | 5052 | Membrane (breather), polypropylene |  | 0 | D4 | 0 | 0 | 0 | 0 | 0 | 0 | 0 | 0 | 0
| Civic Offices | Balcony deck waterproofing single layer polymer tapered insulation precast concrete pavers (Roof lining membrane breather polypropylene) | 1700729 | 8402866 | 2.3 | Roof | Breather membrane | Construction | 5.375 | Area Calculation | 70 | 44 | 1 | FALSE | 1 | FALSE |  | 1.1 | 5.375 | 5.375 | 5052 | Membrane (breather), polypropylene |  | 60 | C2 | 0 | 0 | 0 | 0 | 0 | 0 | 0 | 0 | 0
| Civic Offices | Balcony deck waterproofing single layer polymer tapered insulation precast concrete pavers (Roof lining membrane breather polypropylene) | 1700729 | 8402866 | 2.3 | Roof | Breather membrane | Construction | 5.375 | Area Calculation | 70 | 44 | 1 | FALSE | 1 | FALSE |  | 1.1 | 5.375 | 5.375 | 5052 | Membrane (breather), polypropylene |  | 60 | C4 | 0.14166 | 4.5058e-09 | 0.00013044 | 0.011885 | 4.3281e-05 | 2.5174e-08 | 0.41233 | 0.86 | 0.0039882
| Civic Offices | Balcony deck waterproofing single layer polymer tapered insulation precast concrete pavers (Roof lining membrane breather polypropylene) | 1700729 | 8402866 | 2.3 | Roof | Breather membrane | Construction | 5.375 | Area Calculation | 70 | 44 | 1 | FALSE | 1 | FALSE |  | 1.1 | 5.375 | 5.375 | 5052 | Membrane (breather), polypropylene |  | 60 | D2 | 0 | 0 | 0 | 0 | 0 | 0 | 0 | 0 | 0
| Civic Offices | Balcony deck waterproofing single layer polymer tapered insulation precast concrete pavers (Roof lining membrane breather polypropylene) | 1700729 | 8402866 | 2.3 | Roof | Breather membrane | Construction | 5.375 | Area Calculation | 70 | 44 | 1 | FALSE | 1 | FALSE |  | 1.1 | 5.375 | 5.375 | 5052 | Membrane (breather), polypropylene |  | 60 | D3 | 0 | 0 | 0 | 0 | 0 | 0 | 0 | 0 | 0
| Civic Offices | Balcony deck waterproofing single layer polymer tapered insulation precast concrete pavers (Roof lining membrane breather polypropylene) | 1700729 | 8402866 | 2.3 | Roof | Breather membrane | Construction | 5.375 | Area Calculation | 70 | 44 | 1 | FALSE | 1 | FALSE |  | 1.1 | 5.375 | 5.375 | 5052 | Membrane (breather), polypropylene |  | 60 | D4 | 0 | 0 | 0 | 0 | 0 | 0 | 0 | 0 | 0
| Civic Offices | Rainwater pipes: details to be stated. (Services pipe aluminium 75mm (rainwater)) | 1700730 | 8402867 | 5.1 | Sanitary installations | Proxy for PVC water pipe | Construction | 12.7235 | Linear length Calculation | 35 | 44 | 1 | FALSE | 1 | FALSE |  | 1.05 | 12.7235 | 25.4469 | 5009 | General sheet, aluminium (coated/protected) |  | 0 | A1A3 | 262.8102 | 9.1865e-06 | 1.7677 | 0.4022 | 0.13963 | 0.00027813 | 3296.4018 | 111.0553 | 1.7349
| Civic Offices | Rainwater pipes: details to be stated. (Services pipe aluminium 75mm (rainwater)) | 1700730 | 8402867 | 5.1 | Sanitary installations | Proxy for PVC water pipe | Construction | 12.7235 | Linear length Calculation | 35 | 44 | 1 | FALSE | 1 | FALSE |  | 1.05 | 12.7235 | 25.4469 | 5009 | General sheet, aluminium (coated/protected) |  | 0 | A4 | 0.65835 | 7.3021e-08 | 0.0034108 | 0.00055352 | 0.00042062 | 9.1493e-07 | 9.506 | 2.5841 | 0.0025971
| Civic Offices | Rainwater pipes: details to be stated. (Services pipe aluminium 75mm (rainwater)) | 1700730 | 8402867 | 5.1 | Sanitary installations | Proxy for PVC water pipe | Construction | 12.7235 | Linear length Calculation | 35 | 44 | 1 | FALSE | 1 | FALSE |  | 1.05 | 12.7235 | 25.4469 | 5009 | General sheet, aluminium (coated/protected) |  | 0 | A5 | 0.0059523 | 1.5586e-09 | 4.1624e-05 | 1.3677e-05 | 6.907e-06 | 8.3966e-09 | 0.14592 | 0.095426 | 0
| Civic Offices | Rainwater pipes: details to be stated. (Services pipe aluminium 75mm (rainwater)) | 1700730 | 8402867 | 5.1 | Sanitary installations | Proxy for PVC water pipe | Construction | 12.7235 | Linear length Calculation | 35 | 44 | 1 | FALSE | 1 | FALSE |  | 1.05 | 12.7235 | 25.4469 | 5009 | General sheet, aluminium (coated/protected) |  | 0 | D2 | 0 | 0 | 0 | 0 | 0 | 0 | 0 | 0 | 0
| Civic Offices | Rainwater pipes: details to be stated. (Services pipe aluminium 75mm (rainwater)) | 1700730 | 8402867 | 5.1 | Sanitary installations | Proxy for PVC water pipe | Construction | 12.7235 | Linear length Calculation | 35 | 44 | 1 | FALSE | 1 | FALSE |  | 1.05 | 12.7235 | 25.4469 | 5009 | General sheet, aluminium (coated/protected) |  | 0 | D3 | 0 | 0 | 0 | 0 | 0 | 0 | 0 | 0 | 0
| Civic Offices | Rainwater pipes: details to be stated. (Services pipe aluminium 75mm (rainwater)) | 1700730 | 8402867 | 5.1 | Sanitary installations | Proxy for PVC water pipe | Construction | 12.7235 | Linear length Calculation | 35 | 44 | 1 | FALSE | 1 | FALSE |  | 1.05 | 12.7235 | 25.4469 | 5009 | General sheet, aluminium (coated/protected) |  | 0 | D4 | 0 | 0 | 0 | 0 | 0 | 0 | 0 | 0 | 0
| Civic Offices | Rainwater pipes: details to be stated. (Services pipe aluminium 75mm (rainwater)) | 1700730 | 8402867 | 5.1 | Sanitary installations | Proxy for PVC water pipe | Construction | 12.7235 | Linear length Calculation | 35 | 44 | 1 | FALSE | 1 | FALSE |  | 1.05 | 12.7235 | 25.4469 | 5009 | General sheet, aluminium (coated/protected) |  | 60 | C2 | 0 | 0 | 0 | 0 | 0 | 0 | 0 | 0 | 0
| Civic Offices | Rainwater pipes: details to be stated. (Services pipe aluminium 75mm (rainwater)) | 1700730 | 8402867 | 5.1 | Sanitary installations | Proxy for PVC water pipe | Construction | 12.7235 | Linear length Calculation | 35 | 44 | 1 | FALSE | 1 | FALSE |  | 1.05 | 12.7235 | 25.4469 | 5009 | General sheet, aluminium (coated/protected) |  | 60 | C4 | 0.11905 | 3.1173e-08 | 0.00083247 | 0.00027355 | 0.00013814 | 1.6793e-07 | 2.9185 | 1.9085 | 0.0059702
| Civic Offices | Rainwater pipes: details to be stated. (Services pipe aluminium 75mm (rainwater)) | 1700730 | 8402867 | 5.1 | Sanitary installations | Proxy for PVC water pipe | Construction | 12.7235 | Linear length Calculation | 35 | 44 | 1 | FALSE | 1 | FALSE |  | 1.05 | 12.7235 | 25.4469 | 5009 | General sheet, aluminium (coated/protected) |  | 60 | D2 | 0 | 0 | 0 | 0 | 0 | 0 | 0 | 0 | 0
| Civic Offices | Rainwater pipes: details to be stated. (Services pipe aluminium 75mm (rainwater)) | 1700730 | 8402867 | 5.1 | Sanitary installations | Proxy for PVC water pipe | Construction | 12.7235 | Linear length Calculation | 35 | 44 | 1 | FALSE | 1 | FALSE |  | 1.05 | 12.7235 | 25.4469 | 5009 | General sheet, aluminium (coated/protected) |  | 60 | D3 | 0 | 0 | 0 | 0 | 0 | 0 | 0 | 0 | 0
| Civic Offices | Rainwater pipes: details to be stated. (Services pipe aluminium 75mm (rainwater)) | 1700730 | 8402867 | 5.1 | Sanitary installations | Proxy for PVC water pipe | Construction | 12.7235 | Linear length Calculation | 35 | 44 | 1 | FALSE | 1 | FALSE |  | 1.05 | 12.7235 | 25.4469 | 5009 | General sheet, aluminium (coated/protected) |  | 60 | D4 | 0 | 0 | 0 | 0 | 0 | 0 | 0 | 0 | 0
| Civic Offices | Rainwater pipes: details to be stated. (Services pipe aluminium 75mm (rainwater)) | 1700730 | 8402867 | 5.1 | Sanitary installations | Proxy for PVC water pipe | Construction | 12.7235 | Linear length Calculation | 35 | 44 | 1 | FALSE | 1 | FALSE |  | 1.05 | 12.7235 | 25.4469 | 5009 | General sheet, aluminium (coated/protected) |  | 35 | B4B5 | 263.5935 | 9.2922e-06 | 1.772 | 0.40304 | 0.1402 | 0.00027922 | 3308.9722 | 115.6433 | 1.7375
| Civic Offices | Rainwater pipes: details to be stated. (Services pipe aluminium 75mm (rainwater)) | 1700730 | 8402867 | 5.1 | Sanitary installations | Proxy for PVC water pipe | Construction | 12.7235 | Linear length Calculation | 35 | 44 | 1 | FALSE | 1 | FALSE |  | 1.05 | 12.7235 | 25.4469 | 5009 | General sheet, aluminium (coated/protected) |  | 35 | D2 | 0 | 0 | 0 | 0 | 0 | 0 | 0 | 0 | 0
| Civic Offices | Rainwater pipes: details to be stated. (Services pipe aluminium 75mm (rainwater)) | 1700730 | 8402867 | 5.1 | Sanitary installations | Proxy for PVC water pipe | Construction | 12.7235 | Linear length Calculation | 35 | 44 | 1 | FALSE | 1 | FALSE |  | 1.05 | 12.7235 | 25.4469 | 5009 | General sheet, aluminium (coated/protected) |  | 35 | D3 | 0 | 0 | 0 | 0 | 0 | 0 | 0 | 0 | 0
| Civic Offices | Rainwater pipes: details to be stated. (Services pipe aluminium 75mm (rainwater)) | 1700730 | 8402867 | 5.1 | Sanitary installations | Proxy for PVC water pipe | Construction | 12.7235 | Linear length Calculation | 35 | 44 | 1 | FALSE | 1 | FALSE |  | 1.05 | 12.7235 | 25.4469 | 5009 | General sheet, aluminium (coated/protected) |  | 35 | D4 | 0 | 0 | 0 | 0 | 0 | 0 | 0 | 0 | 0
| Civic Offices | Roof coverings vapour barrier 120mm thermal insulation single layer polymer. (Roof lining membrane breather polypropylene) | 1700731 | 8402870 | 2.3 | Roof | Breather membrane | Construction | 97.875 | Area Calculation | 70 | 44 | 1 | FALSE | 1 | FALSE |  | 1.1 | 97.875 | 97.875 | 5052 | Membrane (breather), polypropylene |  | 0 | A1A3 | 591.4383 | 1.3506e-05 | 3.331 | 0.95787 | 0.39573 | 0.00069399 | 12876.4221 | 51.0898 | 2.9179
| Civic Offices | Roof coverings vapour barrier 120mm thermal insulation single layer polymer. (Roof lining membrane breather polypropylene) | 1700731 | 8402870 | 2.3 | Roof | Breather membrane | Construction | 97.875 | Area Calculation | 70 | 44 | 1 | FALSE | 1 | FALSE |  | 1.1 | 97.875 | 97.875 | 5052 | Membrane (breather), polypropylene |  | 0 | A4 | 2.0398 | 3.6651e-07 | 0.0066792 | 0.0018053 | 0.0011395 | 7.1139e-06 | 30.4072 | 4.643 | 0.0083943
| Civic Offices | Roof coverings vapour barrier 120mm thermal insulation single layer polymer. (Roof lining membrane breather polypropylene) | 1700731 | 8402870 | 2.3 | Roof | Breather membrane | Construction | 97.875 | Area Calculation | 70 | 44 | 1 | FALSE | 1 | FALSE |  | 1.1 | 97.875 | 97.875 | 5052 | Membrane (breather), polypropylene |  | 0 | A5 | 0.25796 | 8.2048e-09 | 0.00023752 | 0.021642 | 7.8812e-05 | 4.5841e-08 | 0.75082 | 1.566 | 0
| Civic Offices | Roof coverings vapour barrier 120mm thermal insulation single layer polymer. (Roof lining membrane breather polypropylene) | 1700731 | 8402870 | 2.3 | Roof | Breather membrane | Construction | 97.875 | Area Calculation | 70 | 44 | 1 | FALSE | 1 | FALSE |  | 1.1 | 97.875 | 97.875 | 5052 | Membrane (breather), polypropylene |  | 0 | D2 | 0 | 0 | 0 | 0 | 0 | 0 | 0 | 0 | 0
| Civic Offices | Roof coverings vapour barrier 120mm thermal insulation single layer polymer. (Roof lining membrane breather polypropylene) | 1700731 | 8402870 | 2.3 | Roof | Breather membrane | Construction | 97.875 | Area Calculation | 70 | 44 | 1 | FALSE | 1 | FALSE |  | 1.1 | 97.875 | 97.875 | 5052 | Membrane (breather), polypropylene |  | 0 | D3 | 0 | 0 | 0 | 0 | 0 | 0 | 0 | 0 | 0
| Civic Offices | Roof coverings vapour barrier 120mm thermal insulation single layer polymer. (Roof lining membrane breather polypropylene) | 1700731 | 8402870 | 2.3 | Roof | Breather membrane | Construction | 97.875 | Area Calculation | 70 | 44 | 1 | FALSE | 1 | FALSE |  | 1.1 | 97.875 | 97.875 | 5052 | Membrane (breather), polypropylene |  | 0 | D4 | 0 | 0 | 0 | 0 | 0 | 0 | 0 | 0 | 0
| Civic Offices | Roof coverings vapour barrier 120mm thermal insulation single layer polymer. (Roof lining membrane breather polypropylene) | 1700731 | 8402870 | 2.3 | Roof | Breather membrane | Construction | 97.875 | Area Calculation | 70 | 44 | 1 | FALSE | 1 | FALSE |  | 1.1 | 97.875 | 97.875 | 5052 | Membrane (breather), polypropylene |  | 60 | C2 | 0 | 0 | 0 | 0 | 0 | 0 | 0 | 0 | 0
| Civic Offices | Roof coverings vapour barrier 120mm thermal insulation single layer polymer. (Roof lining membrane breather polypropylene) | 1700731 | 8402870 | 2.3 | Roof | Breather membrane | Construction | 97.875 | Area Calculation | 70 | 44 | 1 | FALSE | 1 | FALSE |  | 1.1 | 97.875 | 97.875 | 5052 | Membrane (breather), polypropylene |  | 60 | C4 | 2.5796 | 8.2048e-08 | 0.0023752 | 0.21642 | 0.00078812 | 4.5841e-07 | 7.5082 | 15.66 | 0.072622
| Civic Offices | Roof coverings vapour barrier 120mm thermal insulation single layer polymer. (Roof lining membrane breather polypropylene) | 1700731 | 8402870 | 2.3 | Roof | Breather membrane | Construction | 97.875 | Area Calculation | 70 | 44 | 1 | FALSE | 1 | FALSE |  | 1.1 | 97.875 | 97.875 | 5052 | Membrane (breather), polypropylene |  | 60 | D2 | 0 | 0 | 0 | 0 | 0 | 0 | 0 | 0 | 0
| Civic Offices | Roof coverings vapour barrier 120mm thermal insulation single layer polymer. (Roof lining membrane breather polypropylene) | 1700731 | 8402870 | 2.3 | Roof | Breather membrane | Construction | 97.875 | Area Calculation | 70 | 44 | 1 | FALSE | 1 | FALSE |  | 1.1 | 97.875 | 97.875 | 5052 | Membrane (breather), polypropylene |  | 60 | D3 | 0 | 0 | 0 | 0 | 0 | 0 | 0 | 0 | 0
| Civic Offices | Roof coverings vapour barrier 120mm thermal insulation single layer polymer. (Roof lining membrane breather polypropylene) | 1700731 | 8402870 | 2.3 | Roof | Breather membrane | Construction | 97.875 | Area Calculation | 70 | 44 | 1 | FALSE | 1 | FALSE |  | 1.1 | 97.875 | 97.875 | 5052 | Membrane (breather), polypropylene |  | 60 | D4 | 0 | 0 | 0 | 0 | 0 | 0 | 0 | 0 | 0
| Civic Offices | Foundation rigid insulation board XPS (m3) | 1700733 | 8402871 | 1.1.1 | Standard foundations | XPS insulation | Construction | 156.6 | m3 | 80 | 44 | 1 | FALSE | 1 | FALSE |  | 1.05 | 5481 | 5481 | 5141 | Insulation (rigid sheet), XPS (HFC blown) |  | 0 | A1A3 | 35047.218 | 0.00086259 | 104.6072 | 17.7386 | 20.0714 | 0.066233 | 543725.3319 | 9670.507 | 150.0338
| Civic Offices | Foundation rigid insulation board XPS (m3) | 1700733 | 8402871 | 1.1.1 | Standard foundations | XPS insulation | Construction | 156.6 | m3 | 80 | 44 | 1 | FALSE | 1 | FALSE |  | 1.05 | 5481 | 5481 | 5141 | Insulation (rigid sheet), XPS (HFC blown) |  | 0 | A4 | 110.2781 | 1.9814e-05 | 0.36109 | 0.097597 | 0.061601 | 0.00038459 | 1643.8749 | 251.0077 | 0.45381
| Civic Offices | Foundation rigid insulation board XPS (m3) | 1700733 | 8402871 | 1.1.1 | Standard foundations | XPS insulation | Construction | 156.6 | m3 | 80 | 44 | 1 | FALSE | 1 | FALSE |  | 1.05 | 5481 | 5481 | 5141 | Insulation (rigid sheet), XPS (HFC blown) |  | 0 | A5 | 28.6461 | 6.811e-07 | 0.018339 | 1.8239 | 0.0079351 | 3.753e-06 | 62.8815 | 43.848 | 0
| Civic Offices | Foundation rigid insulation board XPS (m3) | 1700733 | 8402871 | 1.1.1 | Standard foundations | XPS insulation | Construction | 156.6 | m3 | 80 | 44 | 1 | FALSE | 1 | FALSE |  | 1.05 | 5481 | 5481 | 5141 | Insulation (rigid sheet), XPS (HFC blown) |  | 0 | D2 | 0 | 0 | 0 | 0 | 0 | 0 | 0 | 0 | 0
| Civic Offices | Foundation rigid insulation board XPS (m3) | 1700733 | 8402871 | 1.1.1 | Standard foundations | XPS insulation | Construction | 156.6 | m3 | 80 | 44 | 1 | FALSE | 1 | FALSE |  | 1.05 | 5481 | 5481 | 5141 | Insulation (rigid sheet), XPS (HFC blown) |  | 0 | D3 | 0 | 0 | 0 | 0 | 0 | 0 | 0 | 0 | 0
| Civic Offices | Foundation rigid insulation board XPS (m3) | 1700733 | 8402871 | 1.1.1 | Standard foundations | XPS insulation | Construction | 156.6 | m3 | 80 | 44 | 1 | FALSE | 1 | FALSE |  | 1.05 | 5481 | 5481 | 5141 | Insulation (rigid sheet), XPS (HFC blown) |  | 0 | D4 | 0 | 0 | 0 | 0 | 0 | 0 | 0 | 0 | 0
| Civic Offices | Foundation rigid insulation board XPS (m3) | 1700733 | 8402871 | 1.1.1 | Standard foundations | XPS insulation | Construction | 156.6 | m3 | 80 | 44 | 1 | FALSE | 1 | FALSE |  | 1.05 | 5481 | 5481 | 5141 | Insulation (rigid sheet), XPS (HFC blown) |  | 60 | C2 | 0 | 0 | 0 | 0 | 0 | 0 | 0 | 0 | 0
| Civic Offices | Foundation rigid insulation board XPS (m3) | 1700733 | 8402871 | 1.1.1 | Standard foundations | XPS insulation | Construction | 156.6 | m3 | 80 | 44 | 1 | FALSE | 1 | FALSE |  | 1.05 | 5481 | 5481 | 5141 | Insulation (rigid sheet), XPS (HFC blown) |  | 60 | C4 | 572.9211 | 1.3622e-05 | 0.36677 | 36.4787 | 0.1587 | 7.5059e-05 | 1257.6306 | 876.96 | 12.4966
| Civic Offices | Foundation rigid insulation board XPS (m3) | 1700733 | 8402871 | 1.1.1 | Standard foundations | XPS insulation | Construction | 156.6 | m3 | 80 | 44 | 1 | FALSE | 1 | FALSE |  | 1.05 | 5481 | 5481 | 5141 | Insulation (rigid sheet), XPS (HFC blown) |  | 60 | D2 | 0 | 0 | 0 | 0 | 0 | 0 | 0 | 0 | 0
| Civic Offices | Foundation rigid insulation board XPS (m3) | 1700733 | 8402871 | 1.1.1 | Standard foundations | XPS insulation | Construction | 156.6 | m3 | 80 | 44 | 1 | FALSE | 1 | FALSE |  | 1.05 | 5481 | 5481 | 5141 | Insulation (rigid sheet), XPS (HFC blown) |  | 60 | D3 | 0 | 0 | 0 | 0 | 0 | 0 | 0 | 0 | 0
| Civic Offices | Foundation rigid insulation board XPS (m3) | 1700733 | 8402871 | 1.1.1 | Standard foundations | XPS insulation | Construction | 156.6 | m3 | 80 | 44 | 1 | FALSE | 1 | FALSE |  | 1.05 | 5481 | 5481 | 5141 | Insulation (rigid sheet), XPS (HFC blown) |  | 60 | D4 | 0 | 0 | 0 | 0 | 0 | 0 | 0 | 0 | 0
| Civic Offices | Extra over roof coverings; concrete pavings on plastic pedestals (Roof covering pedestal concrete paving slabs on rubber supports) | 1700735 | 8402873 | 2.3 | Roof | rubber pad | Construction | 50.46 | Count | 60 | 44 | 1 | FALSE | 1 | FALSE |  | 1.05 | 50.46 | 50.46 | 5498 | Floor finish (underlay), rubber (sponge) |  | 0 | A1A3 | 147.3505 | 3.3297e-05 | 0.76167 | 0.2183 | 0.14864 | 0.0043721 | 4312.3121 | 126.7807 | 0.95059
| Civic Offices | Extra over roof coverings; concrete pavings on plastic pedestals (Roof covering pedestal concrete paving slabs on rubber supports) | 1700735 | 8402873 | 2.3 | Roof | rubber pad | Construction | 50.46 | Count | 60 | 44 | 1 | FALSE | 1 | FALSE |  | 1.05 | 50.46 | 50.46 | 5498 | Floor finish (underlay), rubber (sponge) |  | 0 | A4 | 1.0153 | 1.8242e-07 | 0.0033243 | 0.00089851 | 0.00056712 | 3.5407e-06 | 15.1341 | 2.3109 | 0.0041779
| Civic Offices | Extra over roof coverings; concrete pavings on plastic pedestals (Roof covering pedestal concrete paving slabs on rubber supports) | 1700735 | 8402873 | 2.3 | Roof | rubber pad | Construction | 50.46 | Count | 60 | 44 | 1 | FALSE | 1 | FALSE |  | 1.05 | 50.46 | 50.46 | 5498 | Floor finish (underlay), rubber (sponge) |  | 0 | A5 | 0.22129 | 7.0463e-09 | 0.00020343 | 0.01825 | 6.7645e-05 | 3.9342e-08 | 0.64506 | 0.40368 | 0
| Civic Offices | Extra over roof coverings; concrete pavings on plastic pedestals (Roof covering pedestal concrete paving slabs on rubber supports) | 1700735 | 8402873 | 2.3 | Roof | rubber pad | Construction | 50.46 | Count | 60 | 44 | 1 | FALSE | 1 | FALSE |  | 1.05 | 50.46 | 50.46 | 5498 | Floor finish (underlay), rubber (sponge) |  | 0 | D2 | 0 | 0 | 0 | 0 | 0 | 0 | 0 | 0 | 0
| Civic Offices | Extra over roof coverings; concrete pavings on plastic pedestals (Roof covering pedestal concrete paving slabs on rubber supports) | 1700735 | 8402873 | 2.3 | Roof | rubber pad | Construction | 50.46 | Count | 60 | 44 | 1 | FALSE | 1 | FALSE |  | 1.05 | 50.46 | 50.46 | 5498 | Floor finish (underlay), rubber (sponge) |  | 0 | D3 | 0 | 0 | 0 | 0 | 0 | 0 | 0 | 0 | 0
| Civic Offices | Extra over roof coverings; concrete pavings on plastic pedestals (Roof covering pedestal concrete paving slabs on rubber supports) | 1700735 | 8402873 | 2.3 | Roof | rubber pad | Construction | 50.46 | Count | 60 | 44 | 1 | FALSE | 1 | FALSE |  | 1.05 | 50.46 | 50.46 | 5498 | Floor finish (underlay), rubber (sponge) |  | 0 | D4 | 0 | 0 | 0 | 0 | 0 | 0 | 0 | 0 | 0
| Civic Offices | Extra over roof coverings; concrete pavings on plastic pedestals (Roof covering pedestal concrete paving slabs on rubber supports) | 1700735 | 8402873 | 2.3 | Roof | rubber pad | Construction | 50.46 | Count | 60 | 44 | 1 | FALSE | 1 | FALSE |  | 1.05 | 50.46 | 50.46 | 5498 | Floor finish (underlay), rubber (sponge) |  | 60 | C2 | 0 | 0 | 0 | 0 | 0 | 0 | 0 | 0 | 0
| Civic Offices | Extra over roof coverings; concrete pavings on plastic pedestals (Roof covering pedestal concrete paving slabs on rubber supports) | 1700735 | 8402873 | 2.3 | Roof | rubber pad | Construction | 50.46 | Count | 60 | 44 | 1 | FALSE | 1 | FALSE |  | 1.05 | 50.46 | 50.46 | 5498 | Floor finish (underlay), rubber (sponge) |  | 60 | C4 | 4.4259 | 1.4093e-07 | 0.0040686 | 0.365 | 0.0013529 | 7.8684e-07 | 12.9013 | 8.0736 | 0.12309
| Civic Offices | Extra over roof coverings; concrete pavings on plastic pedestals (Roof covering pedestal concrete paving slabs on rubber supports) | 1700735 | 8402873 | 2.3 | Roof | rubber pad | Construction | 50.46 | Count | 60 | 44 | 1 | FALSE | 1 | FALSE |  | 1.05 | 50.46 | 50.46 | 5498 | Floor finish (underlay), rubber (sponge) |  | 60 | D2 | 0 | 0 | 0 | 0 | 0 | 0 | 0 | 0 | 0
| Civic Offices | Extra over roof coverings; concrete pavings on plastic pedestals (Roof covering pedestal concrete paving slabs on rubber supports) | 1700735 | 8402873 | 2.3 | Roof | rubber pad | Construction | 50.46 | Count | 60 | 44 | 1 | FALSE | 1 | FALSE |  | 1.05 | 50.46 | 50.46 | 5498 | Floor finish (underlay), rubber (sponge) |  | 60 | D3 | 0 | 0 | 0 | 0 | 0 | 0 | 0 | 0 | 0
| Civic Offices | Extra over roof coverings; concrete pavings on plastic pedestals (Roof covering pedestal concrete paving slabs on rubber supports) | 1700735 | 8402873 | 2.3 | Roof | rubber pad | Construction | 50.46 | Count | 60 | 44 | 1 | FALSE | 1 | FALSE |  | 1.05 | 50.46 | 50.46 | 5498 | Floor finish (underlay), rubber (sponge) |  | 60 | D4 | 0 | 0 | 0 | 0 | 0 | 0 | 0 | 0 | 0
| Civic Offices | Extra over roof coverings; concrete pavings on plastic pedestals (Roof covering pedestal concrete paving slabs on rubber supports) | 1700735 | 8402874 | 2.3 | Roof | concrete | Construction | 66820.3935 | Area Calculation | 60 | 44 | 1 | FALSE | 1 | FALSE |  | 1.1 | 66820.3935 | 66820.3935 | 5111 | Landscape hard surfacing (paving), concrete (slabs) |  | 0 | A1A3 | 7663.2821 | 0.00052191 | 26.658 | 8.3096 | 3.3035 | 0.025133 | 63499.059 | 7145.7148 | 32.3382
| Civic Offices | Extra over roof coverings; concrete pavings on plastic pedestals (Roof covering pedestal concrete paving slabs on rubber supports) | 1700735 | 8402874 | 2.3 | Roof | concrete | Construction | 66820.3935 | Area Calculation | 60 | 44 | 1 | FALSE | 1 | FALSE |  | 1.1 | 66820.3935 | 66820.3935 | 5111 | Landscape hard surfacing (paving), concrete (slabs) |  | 0 | A4 | 1012.8193 | 0.00018198 | 3.3163 | 0.89635 | 0.56576 | 0.0035322 | 15097.7191 | 2305.3114 | 4.1679
| Civic Offices | Extra over roof coverings; concrete pavings on plastic pedestals (Roof covering pedestal concrete paving slabs on rubber supports) | 1700735 | 8402874 | 2.3 | Roof | concrete | Construction | 66820.3935 | Area Calculation | 60 | 44 | 1 | FALSE | 1 | FALSE |  | 1.1 | 66820.3935 | 66820.3935 | 5111 | Landscape hard surfacing (paving), concrete (slabs) |  | 0 | A5 | 1.7345 | 5.9792e-07 | 0.013358 | 0.0032985 | 0.0023076 | 1.875e-06 | 50.3783 | 1002.3059 | 0
| Civic Offices | Extra over roof coverings; concrete pavings on plastic pedestals (Roof covering pedestal concrete paving slabs on rubber supports) | 1700735 | 8402874 | 2.3 | Roof | concrete | Construction | 66820.3935 | Area Calculation | 60 | 44 | 1 | FALSE | 1 | FALSE |  | 1.1 | 66820.3935 | 66820.3935 | 5111 | Landscape hard surfacing (paving), concrete (slabs) |  | 0 | D2 | 0 | 0 | 0 | 0 | 0 | 0 | 0 | 0 | 0
| Civic Offices | Extra over roof coverings; concrete pavings on plastic pedestals (Roof covering pedestal concrete paving slabs on rubber supports) | 1700735 | 8402874 | 2.3 | Roof | concrete | Construction | 66820.3935 | Area Calculation | 60 | 44 | 1 | FALSE | 1 | FALSE |  | 1.1 | 66820.3935 | 66820.3935 | 5111 | Landscape hard surfacing (paving), concrete (slabs) |  | 0 | D3 | 0 | 0 | 0 | 0 | 0 | 0 | 0 | 0 | 0
| Civic Offices | Extra over roof coverings; concrete pavings on plastic pedestals (Roof covering pedestal concrete paving slabs on rubber supports) | 1700735 | 8402874 | 2.3 | Roof | concrete | Construction | 66820.3935 | Area Calculation | 60 | 44 | 1 | FALSE | 1 | FALSE |  | 1.1 | 66820.3935 | 66820.3935 | 5111 | Landscape hard surfacing (paving), concrete (slabs) |  | 0 | D4 | 0 | 0 | 0 | 0 | 0 | 0 | 0 | 0 | 0
| Civic Offices | Extra over roof coverings; concrete pavings on plastic pedestals (Roof covering pedestal concrete paving slabs on rubber supports) | 1700735 | 8402874 | 2.3 | Roof | concrete | Construction | 66820.3935 | Area Calculation | 60 | 44 | 1 | FALSE | 1 | FALSE |  | 1.1 | 66820.3935 | 66820.3935 | 5111 | Landscape hard surfacing (paving), concrete (slabs) |  | 60 | C2 | 0 | 0 | 0 | 0 | 0 | 0 | 0 | 0 | 0
| Civic Offices | Extra over roof coverings; concrete pavings on plastic pedestals (Roof covering pedestal concrete paving slabs on rubber supports) | 1700735 | 8402874 | 2.3 | Roof | concrete | Construction | 66820.3935 | Area Calculation | 60 | 44 | 1 | FALSE | 1 | FALSE |  | 1.1 | 66820.3935 | 66820.3935 | 5111 | Landscape hard surfacing (paving), concrete (slabs) |  | 60 | C4 | 17.345 | 5.9792e-06 | 0.13358 | 0.032985 | 0.023076 | 1.875e-05 | 503.7827 | 10023.059 | 1.6351
| Civic Offices | Extra over roof coverings; concrete pavings on plastic pedestals (Roof covering pedestal concrete paving slabs on rubber supports) | 1700735 | 8402874 | 2.3 | Roof | concrete | Construction | 66820.3935 | Area Calculation | 60 | 44 | 1 | FALSE | 1 | FALSE |  | 1.1 | 66820.3935 | 66820.3935 | 5111 | Landscape hard surfacing (paving), concrete (slabs) |  | 60 | D2 | 0 | 0 | 0 | 0 | 0 | 0 | 0 | 0 | 0
| Civic Offices | Extra over roof coverings; concrete pavings on plastic pedestals (Roof covering pedestal concrete paving slabs on rubber supports) | 1700735 | 8402874 | 2.3 | Roof | concrete | Construction | 66820.3935 | Area Calculation | 60 | 44 | 1 | FALSE | 1 | FALSE |  | 1.1 | 66820.3935 | 66820.3935 | 5111 | Landscape hard surfacing (paving), concrete (slabs) |  | 60 | D3 | 0 | 0 | 0 | 0 | 0 | 0 | 0 | 0 | 0
| Civic Offices | Extra over roof coverings; concrete pavings on plastic pedestals (Roof covering pedestal concrete paving slabs on rubber supports) | 1700735 | 8402874 | 2.3 | Roof | concrete | Construction | 66820.3935 | Area Calculation | 60 | 44 | 1 | FALSE | 1 | FALSE |  | 1.1 | 66820.3935 | 66820.3935 | 5111 | Landscape hard surfacing (paving), concrete (slabs) |  | 60 | D4 | 0 | 0 | 0 | 0 | 0 | 0 | 0 | 0 | 0
| Civic Offices | Roof coverings to plant room roof vapour barrier standard thickness insulation single layer polymer (Roof lining membrane breather polypropylene) | 1700737 | 8402879 | 2.3 | Roof | Breather membrane | Construction | 16.625 | Area Calculation | 70 | 44 | 1 | FALSE | 1 | FALSE |  | 1.1 | 16.625 | 16.625 | 5052 | Membrane (breather), polypropylene |  | 0 | A1A3 | 100.4614 | 2.2941e-06 | 0.5658 | 0.1627 | 0.067218 | 0.00011788 | 2187.1828 | 8.6781 | 0.49564
| Civic Offices | Roof coverings to plant room roof vapour barrier standard thickness insulation single layer polymer (Roof lining membrane breather polypropylene) | 1700737 | 8402879 | 2.3 | Roof | Breather membrane | Construction | 16.625 | Area Calculation | 70 | 44 | 1 | FALSE | 1 | FALSE |  | 1.1 | 16.625 | 16.625 | 5052 | Membrane (breather), polypropylene |  | 0 | A4 | 0.34649 | 6.2255e-08 | 0.0011345 | 0.00030664 | 0.00019355 | 1.2084e-06 | 5.165 | 0.78865 | 0.0014258
| Civic Offices | Roof coverings to plant room roof vapour barrier standard thickness insulation single layer polymer (Roof lining membrane breather polypropylene) | 1700737 | 8402879 | 2.3 | Roof | Breather membrane | Construction | 16.625 | Area Calculation | 70 | 44 | 1 | FALSE | 1 | FALSE |  | 1.1 | 16.625 | 16.625 | 5052 | Membrane (breather), polypropylene |  | 0 | A5 | 0.043817 | 1.3937e-09 | 4.0346e-05 | 0.003676 | 1.3387e-05 | 7.7865e-09 | 0.12753 | 0.266 | 0
| Civic Offices | Roof coverings to plant room roof vapour barrier standard thickness insulation single layer polymer (Roof lining membrane breather polypropylene) | 1700737 | 8402879 | 2.3 | Roof | Breather membrane | Construction | 16.625 | Area Calculation | 70 | 44 | 1 | FALSE | 1 | FALSE |  | 1.1 | 16.625 | 16.625 | 5052 | Membrane (breather), polypropylene |  | 0 | D2 | 0 | 0 | 0 | 0 | 0 | 0 | 0 | 0 | 0
| Civic Offices | Roof coverings to plant room roof vapour barrier standard thickness insulation single layer polymer (Roof lining membrane breather polypropylene) | 1700737 | 8402879 | 2.3 | Roof | Breather membrane | Construction | 16.625 | Area Calculation | 70 | 44 | 1 | FALSE | 1 | FALSE |  | 1.1 | 16.625 | 16.625 | 5052 | Membrane (breather), polypropylene |  | 0 | D3 | 0 | 0 | 0 | 0 | 0 | 0 | 0 | 0 | 0
| Civic Offices | Roof coverings to plant room roof vapour barrier standard thickness insulation single layer polymer (Roof lining membrane breather polypropylene) | 1700737 | 8402879 | 2.3 | Roof | Breather membrane | Construction | 16.625 | Area Calculation | 70 | 44 | 1 | FALSE | 1 | FALSE |  | 1.1 | 16.625 | 16.625 | 5052 | Membrane (breather), polypropylene |  | 0 | D4 | 0 | 0 | 0 | 0 | 0 | 0 | 0 | 0 | 0
| Civic Offices | Roof coverings to plant room roof vapour barrier standard thickness insulation single layer polymer (Roof lining membrane breather polypropylene) | 1700737 | 8402879 | 2.3 | Roof | Breather membrane | Construction | 16.625 | Area Calculation | 70 | 44 | 1 | FALSE | 1 | FALSE |  | 1.1 | 16.625 | 16.625 | 5052 | Membrane (breather), polypropylene |  | 60 | C2 | 0 | 0 | 0 | 0 | 0 | 0 | 0 | 0 | 0
| Civic Offices | Roof coverings to plant room roof vapour barrier standard thickness insulation single layer polymer (Roof lining membrane breather polypropylene) | 1700737 | 8402879 | 2.3 | Roof | Breather membrane | Construction | 16.625 | Area Calculation | 70 | 44 | 1 | FALSE | 1 | FALSE |  | 1.1 | 16.625 | 16.625 | 5052 | Membrane (breather), polypropylene |  | 60 | C4 | 0.43817 | 1.3937e-08 | 0.00040346 | 0.03676 | 0.00013387 | 7.7865e-08 | 1.2753 | 2.66 | 0.012336
| Civic Offices | Roof coverings to plant room roof vapour barrier standard thickness insulation single layer polymer (Roof lining membrane breather polypropylene) | 1700737 | 8402879 | 2.3 | Roof | Breather membrane | Construction | 16.625 | Area Calculation | 70 | 44 | 1 | FALSE | 1 | FALSE |  | 1.1 | 16.625 | 16.625 | 5052 | Membrane (breather), polypropylene |  | 60 | D2 | 0 | 0 | 0 | 0 | 0 | 0 | 0 | 0 | 0
| Civic Offices | Roof coverings to plant room roof vapour barrier standard thickness insulation single layer polymer (Roof lining membrane breather polypropylene) | 1700737 | 8402879 | 2.3 | Roof | Breather membrane | Construction | 16.625 | Area Calculation | 70 | 44 | 1 | FALSE | 1 | FALSE |  | 1.1 | 16.625 | 16.625 | 5052 | Membrane (breather), polypropylene |  | 60 | D3 | 0 | 0 | 0 | 0 | 0 | 0 | 0 | 0 | 0
| Civic Offices | Roof coverings to plant room roof vapour barrier standard thickness insulation single layer polymer (Roof lining membrane breather polypropylene) | 1700737 | 8402879 | 2.3 | Roof | Breather membrane | Construction | 16.625 | Area Calculation | 70 | 44 | 1 | FALSE | 1 | FALSE |  | 1.1 | 16.625 | 16.625 | 5052 | Membrane (breather), polypropylene |  | 60 | D4 | 0 | 0 | 0 | 0 | 0 | 0 | 0 | 0 | 0
| Civic Offices | Roof lights skylights double glazed fixed safety walk on glass. (5Nr) (Windows rooflights commercial aluminium double glaze) | 1700738 | 8402880 | 2.3 | Roof | Double glazing | Construction | 426.888 | Area Calculation | 20 | 44 | 1 | FALSE | 1 | FALSE |  | 1.01 | 426.888 | 1280.664 | 5429 | Glazing (double glazed, sealed unit), glass |  | 0 | A1A3 | 523.3622 | 5.473e-05 | 4.6384 | 0.63692 | 0.33241 | 0.0045936 | 7632.4809 | 3520.86 | 2.6615
| Civic Offices | Roof lights skylights double glazed fixed safety walk on glass. (5Nr) (Windows rooflights commercial aluminium double glaze) | 1700738 | 8402880 | 2.3 | Roof | Double glazing | Construction | 426.888 | Area Calculation | 20 | 44 | 1 | FALSE | 1 | FALSE |  | 1.01 | 426.888 | 1280.664 | 5429 | Glazing (double glazed, sealed unit), glass |  | 0 | A4 | 10.3811 | 1.9109e-06 | 0.034714 | 0.009159 | 0.0060557 | 2.734e-05 | 156.7755 | 19.3703 | 0.04301
| Civic Offices | Roof lights skylights double glazed fixed safety walk on glass. (5Nr) (Windows rooflights commercial aluminium double glaze) | 1700738 | 8402880 | 2.3 | Roof | Double glazing | Construction | 426.888 | Area Calculation | 20 | 44 | 1 | FALSE | 1 | FALSE |  | 1.01 | 426.888 | 1280.664 | 5429 | Glazing (double glazed, sealed unit), glass |  | 0 | A5 | 0.0066486 | 2.2919e-09 | 5.1205e-05 | 1.2644e-05 | 8.8455e-06 | 7.187e-09 | 0.19311 | 0.64033 | 0
| Civic Offices | Roof lights skylights double glazed fixed safety walk on glass. (5Nr) (Windows rooflights commercial aluminium double glaze) | 1700738 | 8402880 | 2.3 | Roof | Double glazing | Construction | 426.888 | Area Calculation | 20 | 44 | 1 | FALSE | 1 | FALSE |  | 1.01 | 426.888 | 1280.664 | 5429 | Glazing (double glazed, sealed unit), glass |  | 0 | D2 | 0 | 0 | 0 | 0 | 0 | 0 | 0 | 0 | 0
| Civic Offices | Roof lights skylights double glazed fixed safety walk on glass. (5Nr) (Windows rooflights commercial aluminium double glaze) | 1700738 | 8402880 | 2.3 | Roof | Double glazing | Construction | 426.888 | Area Calculation | 20 | 44 | 1 | FALSE | 1 | FALSE |  | 1.01 | 426.888 | 1280.664 | 5429 | Glazing (double glazed, sealed unit), glass |  | 0 | D3 | 0 | 0 | 0 | 0 | 0 | 0 | 0 | 0 | 0
| Civic Offices | Roof lights skylights double glazed fixed safety walk on glass. (5Nr) (Windows rooflights commercial aluminium double glaze) | 1700738 | 8402880 | 2.3 | Roof | Double glazing | Construction | 426.888 | Area Calculation | 20 | 44 | 1 | FALSE | 1 | FALSE |  | 1.01 | 426.888 | 1280.664 | 5429 | Glazing (double glazed, sealed unit), glass |  | 0 | D4 | 0 | 0 | 0 | 0 | 0 | 0 | 0 | 0 | 0
| Civic Offices | Roof lights skylights double glazed fixed safety walk on glass. (5Nr) (Windows rooflights commercial aluminium double glaze) | 1700738 | 8402880 | 2.3 | Roof | Double glazing | Construction | 426.888 | Area Calculation | 20 | 44 | 1 | FALSE | 1 | FALSE |  | 1.01 | 426.888 | 1280.664 | 5429 | Glazing (double glazed, sealed unit), glass |  | 60 | C2 | 0 | 0 | 0 | 0 | 0 | 0 | 0 | 0 | 0
| Civic Offices | Roof lights skylights double glazed fixed safety walk on glass. (5Nr) (Windows rooflights commercial aluminium double glaze) | 1700738 | 8402880 | 2.3 | Roof | Double glazing | Construction | 426.888 | Area Calculation | 20 | 44 | 1 | FALSE | 1 | FALSE |  | 1.01 | 426.888 | 1280.664 | 5429 | Glazing (double glazed, sealed unit), glass |  | 60 | C4 | 0.66486 | 2.2919e-07 | 0.0051205 | 0.0012644 | 0.00088455 | 7.187e-07 | 19.3108 | 64.0332 | 0.062676
| Civic Offices | Roof lights skylights double glazed fixed safety walk on glass. (5Nr) (Windows rooflights commercial aluminium double glaze) | 1700738 | 8402880 | 2.3 | Roof | Double glazing | Construction | 426.888 | Area Calculation | 20 | 44 | 1 | FALSE | 1 | FALSE |  | 1.01 | 426.888 | 1280.664 | 5429 | Glazing (double glazed, sealed unit), glass |  | 60 | D2 | 0 | 0 | 0 | 0 | 0 | 0 | 0 | 0 | 0
| Civic Offices | Roof lights skylights double glazed fixed safety walk on glass. (5Nr) (Windows rooflights commercial aluminium double glaze) | 1700738 | 8402880 | 2.3 | Roof | Double glazing | Construction | 426.888 | Area Calculation | 20 | 44 | 1 | FALSE | 1 | FALSE |  | 1.01 | 426.888 | 1280.664 | 5429 | Glazing (double glazed, sealed unit), glass |  | 60 | D3 | 0 | 0 | 0 | 0 | 0 | 0 | 0 | 0 | 0
| Civic Offices | Roof lights skylights double glazed fixed safety walk on glass. (5Nr) (Windows rooflights commercial aluminium double glaze) | 1700738 | 8402880 | 2.3 | Roof | Double glazing | Construction | 426.888 | Area Calculation | 20 | 44 | 1 | FALSE | 1 | FALSE |  | 1.01 | 426.888 | 1280.664 | 5429 | Glazing (double glazed, sealed unit), glass |  | 60 | D4 | 0 | 0 | 0 | 0 | 0 | 0 | 0 | 0 | 0
| Civic Offices | Roof lights skylights double glazed fixed safety walk on glass. (5Nr) (Windows rooflights commercial aluminium double glaze) | 1700738 | 8402880 | 2.3 | Roof | Double glazing | Construction | 426.888 | Area Calculation | 20 | 44 | 1 | FALSE | 1 | FALSE |  | 1.01 | 426.888 | 1280.664 | 5429 | Glazing (double glazed, sealed unit), glass |  | 20 | B4B5 | 534.4148 | 5.6873e-05 | 4.6783 | 0.64736 | 0.33936 | 0.0046217 | 7808.7603 | 3604.9038 | 2.7045
| Civic Offices | Roof lights skylights double glazed fixed safety walk on glass. (5Nr) (Windows rooflights commercial aluminium double glaze) | 1700738 | 8402880 | 2.3 | Roof | Double glazing | Construction | 426.888 | Area Calculation | 20 | 44 | 1 | FALSE | 1 | FALSE |  | 1.01 | 426.888 | 1280.664 | 5429 | Glazing (double glazed, sealed unit), glass |  | 20 | D2 | 0 | 0 | 0 | 0 | 0 | 0 | 0 | 0 | 0
| Civic Offices | Roof lights skylights double glazed fixed safety walk on glass. (5Nr) (Windows rooflights commercial aluminium double glaze) | 1700738 | 8402880 | 2.3 | Roof | Double glazing | Construction | 426.888 | Area Calculation | 20 | 44 | 1 | FALSE | 1 | FALSE |  | 1.01 | 426.888 | 1280.664 | 5429 | Glazing (double glazed, sealed unit), glass |  | 20 | D3 | 0 | 0 | 0 | 0 | 0 | 0 | 0 | 0 | 0
| Civic Offices | Roof lights skylights double glazed fixed safety walk on glass. (5Nr) (Windows rooflights commercial aluminium double glaze) | 1700738 | 8402880 | 2.3 | Roof | Double glazing | Construction | 426.888 | Area Calculation | 20 | 44 | 1 | FALSE | 1 | FALSE |  | 1.01 | 426.888 | 1280.664 | 5429 | Glazing (double glazed, sealed unit), glass |  | 20 | D4 | 0 | 0 | 0 | 0 | 0 | 0 | 0 | 0 | 0
| Civic Offices | Roof lights skylights double glazed fixed safety walk on glass. (5Nr) (Windows rooflights commercial aluminium double glaze) | 1700738 | 8402880 | 2.3 | Roof | Double glazing | Construction | 426.888 | Area Calculation | 20 | 44 | 1 | FALSE | 1 | FALSE |  | 1.01 | 426.888 | 1280.664 | 5429 | Glazing (double glazed, sealed unit), glass |  | 40 | B4B5 | 534.4148 | 5.6873e-05 | 4.6783 | 0.64736 | 0.33936 | 0.0046217 | 7808.7603 | 3604.9038 | 2.7045
| Civic Offices | Roof lights skylights double glazed fixed safety walk on glass. (5Nr) (Windows rooflights commercial aluminium double glaze) | 1700738 | 8402880 | 2.3 | Roof | Double glazing | Construction | 426.888 | Area Calculation | 20 | 44 | 1 | FALSE | 1 | FALSE |  | 1.01 | 426.888 | 1280.664 | 5429 | Glazing (double glazed, sealed unit), glass |  | 40 | D2 | 0 | 0 | 0 | 0 | 0 | 0 | 0 | 0 | 0
| Civic Offices | Roof lights skylights double glazed fixed safety walk on glass. (5Nr) (Windows rooflights commercial aluminium double glaze) | 1700738 | 8402880 | 2.3 | Roof | Double glazing | Construction | 426.888 | Area Calculation | 20 | 44 | 1 | FALSE | 1 | FALSE |  | 1.01 | 426.888 | 1280.664 | 5429 | Glazing (double glazed, sealed unit), glass |  | 40 | D3 | 0 | 0 | 0 | 0 | 0 | 0 | 0 | 0 | 0
| Civic Offices | Roof lights skylights double glazed fixed safety walk on glass. (5Nr) (Windows rooflights commercial aluminium double glaze) | 1700738 | 8402880 | 2.3 | Roof | Double glazing | Construction | 426.888 | Area Calculation | 20 | 44 | 1 | FALSE | 1 | FALSE |  | 1.01 | 426.888 | 1280.664 | 5429 | Glazing (double glazed, sealed unit), glass |  | 40 | D4 | 0 | 0 | 0 | 0 | 0 | 0 | 0 | 0 | 0
| Civic Offices | Roof lights skylights double glazed fixed safety walk on glass. (5Nr) (Windows rooflights commercial aluminium double glaze) | 1700738 | 8402881 | 2.3 | Roof | aluminium frame glazing | Construction | 134.398 | Linear length Calculation | 40 | 44 | 1 | FALSE | 1 | FALSE |  | 1.01 | 134.398 | 268.7959 | 5013 | Window frame, aluminium (coated/protected) |  | 0 | A1A3 | 3220.4089 | 0.00011045 | 21.9493 | 5.0429 | 1.641 | 0.0029039 | 40310.2677 | 539.6161 | 21.3875
| Civic Offices | Roof lights skylights double glazed fixed safety walk on glass. (5Nr) (Windows rooflights commercial aluminium double glaze) | 1700738 | 8402881 | 2.3 | Roof | aluminium frame glazing | Construction | 134.398 | Linear length Calculation | 40 | 44 | 1 | FALSE | 1 | FALSE |  | 1.01 | 134.398 | 268.7959 | 5013 | Window frame, aluminium (coated/protected) |  | 0 | A4 | 6.6892 | 7.4194e-07 | 0.034655 | 0.0056241 | 0.0042737 | 9.2962e-06 | 96.5872 | 26.256 | 0.026388
| Civic Offices | Roof lights skylights double glazed fixed safety walk on glass. (5Nr) (Windows rooflights commercial aluminium double glaze) | 1700738 | 8402881 | 2.3 | Roof | aluminium frame glazing | Construction | 134.398 | Linear length Calculation | 40 | 44 | 1 | FALSE | 1 | FALSE |  | 1.01 | 134.398 | 268.7959 | 5013 | Window frame, aluminium (coated/protected) |  | 0 | A5 | 0.0006986 | 1.8293e-10 | 4.8852e-06 | 1.6053e-06 | 8.1065e-07 | 9.8548e-10 | 0.017126 | 0.2016 | 0
| Civic Offices | Roof lights skylights double glazed fixed safety walk on glass. (5Nr) (Windows rooflights commercial aluminium double glaze) | 1700738 | 8402881 | 2.3 | Roof | aluminium frame glazing | Construction | 134.398 | Linear length Calculation | 40 | 44 | 1 | FALSE | 1 | FALSE |  | 1.01 | 134.398 | 268.7959 | 5013 | Window frame, aluminium (coated/protected) |  | 0 | D2 | 0 | 0 | 0 | 0 | 0 | 0 | 0 | 0 | 0
| Civic Offices | Roof lights skylights double glazed fixed safety walk on glass. (5Nr) (Windows rooflights commercial aluminium double glaze) | 1700738 | 8402881 | 2.3 | Roof | aluminium frame glazing | Construction | 134.398 | Linear length Calculation | 40 | 44 | 1 | FALSE | 1 | FALSE |  | 1.01 | 134.398 | 268.7959 | 5013 | Window frame, aluminium (coated/protected) |  | 0 | D3 | 0 | 0 | 0 | 0 | 0 | 0 | 0 | 0 | 0
| Civic Offices | Roof lights skylights double glazed fixed safety walk on glass. (5Nr) (Windows rooflights commercial aluminium double glaze) | 1700738 | 8402881 | 2.3 | Roof | aluminium frame glazing | Construction | 134.398 | Linear length Calculation | 40 | 44 | 1 | FALSE | 1 | FALSE |  | 1.01 | 134.398 | 268.7959 | 5013 | Window frame, aluminium (coated/protected) |  | 0 | D4 | 0 | 0 | 0 | 0 | 0 | 0 | 0 | 0 | 0
| Civic Offices | Roof lights skylights double glazed fixed safety walk on glass. (5Nr) (Windows rooflights commercial aluminium double glaze) | 1700738 | 8402881 | 2.3 | Roof | aluminium frame glazing | Construction | 134.398 | Linear length Calculation | 40 | 44 | 1 | FALSE | 1 | FALSE |  | 1.01 | 134.398 | 268.7959 | 5013 | Window frame, aluminium (coated/protected) |  | 60 | C2 | 0 | 0 | 0 | 0 | 0 | 0 | 0 | 0 | 0
| Civic Offices | Roof lights skylights double glazed fixed safety walk on glass. (5Nr) (Windows rooflights commercial aluminium double glaze) | 1700738 | 8402881 | 2.3 | Roof | aluminium frame glazing | Construction | 134.398 | Linear length Calculation | 40 | 44 | 1 | FALSE | 1 | FALSE |  | 1.01 | 134.398 | 268.7959 | 5013 | Window frame, aluminium (coated/protected) |  | 60 | C4 | 0.06986 | 1.8293e-08 | 0.00048852 | 0.00016053 | 8.1065e-05 | 9.8548e-08 | 1.7126 | 20.1597 | 0.0035035
| Civic Offices | Roof lights skylights double glazed fixed safety walk on glass. (5Nr) (Windows rooflights commercial aluminium double glaze) | 1700738 | 8402881 | 2.3 | Roof | aluminium frame glazing | Construction | 134.398 | Linear length Calculation | 40 | 44 | 1 | FALSE | 1 | FALSE |  | 1.01 | 134.398 | 268.7959 | 5013 | Window frame, aluminium (coated/protected) |  | 60 | D2 | 0 | 0 | 0 | 0 | 0 | 0 | 0 | 0 | 0
| Civic Offices | Roof lights skylights double glazed fixed safety walk on glass. (5Nr) (Windows rooflights commercial aluminium double glaze) | 1700738 | 8402881 | 2.3 | Roof | aluminium frame glazing | Construction | 134.398 | Linear length Calculation | 40 | 44 | 1 | FALSE | 1 | FALSE |  | 1.01 | 134.398 | 268.7959 | 5013 | Window frame, aluminium (coated/protected) |  | 60 | D3 | 0 | 0 | 0 | 0 | 0 | 0 | 0 | 0 | 0
| Civic Offices | Roof lights skylights double glazed fixed safety walk on glass. (5Nr) (Windows rooflights commercial aluminium double glaze) | 1700738 | 8402881 | 2.3 | Roof | aluminium frame glazing | Construction | 134.398 | Linear length Calculation | 40 | 44 | 1 | FALSE | 1 | FALSE |  | 1.01 | 134.398 | 268.7959 | 5013 | Window frame, aluminium (coated/protected) |  | 60 | D4 | 0 | 0 | 0 | 0 | 0 | 0 | 0 | 0 | 0
| Civic Offices | Roof lights skylights double glazed fixed safety walk on glass. (5Nr) (Windows rooflights commercial aluminium double glaze) | 1700738 | 8402881 | 2.3 | Roof | aluminium frame glazing | Construction | 134.398 | Linear length Calculation | 40 | 44 | 1 | FALSE | 1 | FALSE |  | 1.01 | 134.398 | 268.7959 | 5013 | Window frame, aluminium (coated/protected) |  | 40 | B4B5 | 3227.1687 | 0.00011122 | 21.9845 | 5.0487 | 1.6454 | 0.0029133 | 40408.5846 | 586.2333 | 21.4139
| Civic Offices | Roof lights skylights double glazed fixed safety walk on glass. (5Nr) (Windows rooflights commercial aluminium double glaze) | 1700738 | 8402881 | 2.3 | Roof | aluminium frame glazing | Construction | 134.398 | Linear length Calculation | 40 | 44 | 1 | FALSE | 1 | FALSE |  | 1.01 | 134.398 | 268.7959 | 5013 | Window frame, aluminium (coated/protected) |  | 40 | D2 | 0 | 0 | 0 | 0 | 0 | 0 | 0 | 0 | 0
| Civic Offices | Roof lights skylights double glazed fixed safety walk on glass. (5Nr) (Windows rooflights commercial aluminium double glaze) | 1700738 | 8402881 | 2.3 | Roof | aluminium frame glazing | Construction | 134.398 | Linear length Calculation | 40 | 44 | 1 | FALSE | 1 | FALSE |  | 1.01 | 134.398 | 268.7959 | 5013 | Window frame, aluminium (coated/protected) |  | 40 | D3 | 0 | 0 | 0 | 0 | 0 | 0 | 0 | 0 | 0
| Civic Offices | Roof lights skylights double glazed fixed safety walk on glass. (5Nr) (Windows rooflights commercial aluminium double glaze) | 1700738 | 8402881 | 2.3 | Roof | aluminium frame glazing | Construction | 134.398 | Linear length Calculation | 40 | 44 | 1 | FALSE | 1 | FALSE |  | 1.01 | 134.398 | 268.7959 | 5013 | Window frame, aluminium (coated/protected) |  | 40 | D4 | 0 | 0 | 0 | 0 | 0 | 0 | 0 | 0 | 0
| Civic Offices | Stair structures: steel stairway vertical rise 5m 1.6m wide two half landings screed infill to treads. string fixings for handrails and balustrades (Staircase steel tread and frame) | 1700741 | 8402890 | 2.4 | Stairs and ramps | stringers (300x6.3) | Construction | 51.0257 | Linear length Calculation | 80 | 44 | 1 | FALSE | 1 | FALSE |  | 1.01 | 51.0257 | 51.0257 | 5238 | Structure, steel (hot rolled) |  | 0 | A1A3 | 91.8108 | 5.4172e-06 | 0.45284 | 0.31037 | 0.096228 | 0.0014006 | 1170.2219 | 46.2793 | 1.2158
| Civic Offices | Stair structures: steel stairway vertical rise 5m 1.6m wide two half landings screed infill to treads. string fixings for handrails and balustrades (Staircase steel tread and frame) | 1700741 | 8402890 | 2.4 | Stairs and ramps | stringers (300x6.3) | Construction | 51.0257 | Linear length Calculation | 80 | 44 | 1 | FALSE | 1 | FALSE |  | 1.01 | 51.0257 | 51.0257 | 5238 | Structure, steel (hot rolled) |  | 0 | A4 | 2.1391 | 2.96e-07 | 0.01017 | 0.0018885 | 0.0013427 | 4.7637e-06 | 31.2974 | 9.0891 | 0.0086933
| Civic Offices | Stair structures: steel stairway vertical rise 5m 1.6m wide two half landings screed infill to treads. string fixings for handrails and balustrades (Staircase steel tread and frame) | 1700741 | 8402890 | 2.4 | Stairs and ramps | stringers (300x6.3) | Construction | 51.0257 | Linear length Calculation | 80 | 44 | 1 | FALSE | 1 | FALSE |  | 1.01 | 51.0257 | 51.0257 | 5238 | Structure, steel (hot rolled) |  | 0 | A5 | 0.00026523 | 6.9452e-11 | 1.8547e-06 | 6.0946e-07 | 3.0777e-07 | 3.7415e-10 | 0.0065023 | 0.076539 | 0
| Civic Offices | Stair structures: steel stairway vertical rise 5m 1.6m wide two half landings screed infill to treads. string fixings for handrails and balustrades (Staircase steel tread and frame) | 1700741 | 8402890 | 2.4 | Stairs and ramps | stringers (300x6.3) | Construction | 51.0257 | Linear length Calculation | 80 | 44 | 1 | FALSE | 1 | FALSE |  | 1.01 | 51.0257 | 51.0257 | 5238 | Structure, steel (hot rolled) |  | 0 | D2 | 0 | 0 | 0 | 0 | 0 | 0 | 0 | 0 | 0
| Civic Offices | Stair structures: steel stairway vertical rise 5m 1.6m wide two half landings screed infill to treads. string fixings for handrails and balustrades (Staircase steel tread and frame) | 1700741 | 8402890 | 2.4 | Stairs and ramps | stringers (300x6.3) | Construction | 51.0257 | Linear length Calculation | 80 | 44 | 1 | FALSE | 1 | FALSE |  | 1.01 | 51.0257 | 51.0257 | 5238 | Structure, steel (hot rolled) |  | 0 | D3 | 0 | 0 | 0 | 0 | 0 | 0 | 0 | 0 | 0
| Civic Offices | Stair structures: steel stairway vertical rise 5m 1.6m wide two half landings screed infill to treads. string fixings for handrails and balustrades (Staircase steel tread and frame) | 1700741 | 8402890 | 2.4 | Stairs and ramps | stringers (300x6.3) | Construction | 51.0257 | Linear length Calculation | 80 | 44 | 1 | FALSE | 1 | FALSE |  | 1.01 | 51.0257 | 51.0257 | 5238 | Structure, steel (hot rolled) |  | 0 | D4 | 0 | 0 | 0 | 0 | 0 | 0 | 0 | 0 | 0
| Civic Offices | Stair structures: steel stairway vertical rise 5m 1.6m wide two half landings screed infill to treads. string fixings for handrails and balustrades (Staircase steel tread and frame) | 1700741 | 8402890 | 2.4 | Stairs and ramps | stringers (300x6.3) | Construction | 51.0257 | Linear length Calculation | 80 | 44 | 1 | FALSE | 1 | FALSE |  | 1.01 | 51.0257 | 51.0257 | 5238 | Structure, steel (hot rolled) |  | 60 | C2 | 0 | 0 | 0 | 0 | 0 | 0 | 0 | 0 | 0
| Civic Offices | Stair structures: steel stairway vertical rise 5m 1.6m wide two half landings screed infill to treads. string fixings for handrails and balustrades (Staircase steel tread and frame) | 1700741 | 8402890 | 2.4 | Stairs and ramps | stringers (300x6.3) | Construction | 51.0257 | Linear length Calculation | 80 | 44 | 1 | FALSE | 1 | FALSE |  | 1.01 | 51.0257 | 51.0257 | 5238 | Structure, steel (hot rolled) |  | 60 | C4 | 0.026523 | 6.9452e-09 | 0.00018547 | 6.0946e-05 | 3.0777e-05 | 3.7415e-08 | 0.65023 | 7.6539 | 0.0013301
| Civic Offices | Stair structures: steel stairway vertical rise 5m 1.6m wide two half landings screed infill to treads. string fixings for handrails and balustrades (Staircase steel tread and frame) | 1700741 | 8402890 | 2.4 | Stairs and ramps | stringers (300x6.3) | Construction | 51.0257 | Linear length Calculation | 80 | 44 | 1 | FALSE | 1 | FALSE |  | 1.01 | 51.0257 | 51.0257 | 5238 | Structure, steel (hot rolled) |  | 60 | D2 | 0 | 0 | 0 | 0 | 0 | 0 | 0 | 0 | 0
| Civic Offices | Stair structures: steel stairway vertical rise 5m 1.6m wide two half landings screed infill to treads. string fixings for handrails and balustrades (Staircase steel tread and frame) | 1700741 | 8402890 | 2.4 | Stairs and ramps | stringers (300x6.3) | Construction | 51.0257 | Linear length Calculation | 80 | 44 | 1 | FALSE | 1 | FALSE |  | 1.01 | 51.0257 | 51.0257 | 5238 | Structure, steel (hot rolled) |  | 60 | D3 | 0 | 0 | 0 | 0 | 0 | 0 | 0 | 0 | 0
| Civic Offices | Stair structures: steel stairway vertical rise 5m 1.6m wide two half landings screed infill to treads. string fixings for handrails and balustrades (Staircase steel tread and frame) | 1700741 | 8402890 | 2.4 | Stairs and ramps | stringers (300x6.3) | Construction | 51.0257 | Linear length Calculation | 80 | 44 | 1 | FALSE | 1 | FALSE |  | 1.01 | 51.0257 | 51.0257 | 5238 | Structure, steel (hot rolled) |  | 60 | D4 | 0 | 0 | 0 | 0 | 0 | 0 | 0 | 0 | 0
| Civic Offices | Stair structures: steel stairway vertical rise 5m 1.6m wide two half landings screed infill to treads. string fixings for handrails and balustrades (Staircase steel tread and frame) | 1700741 | 8402891 | 2.4 | Stairs and ramps | Steel Tread 1.2x2.6m 14kgx13 steps | Construction | 60.6667 | kg | 80 | 44 | 1 | FALSE | 1 | FALSE |  | 1.01 | 60.6667 | 60.6667 | 5238 | Structure, steel (hot rolled) |  | 0 | A1A3 | 109.1578 | 6.4408e-06 | 0.5384 | 0.36902 | 0.11441 | 0.0016653 | 1391.3267 | 55.0235 | 1.4455
| Civic Offices | Stair structures: steel stairway vertical rise 5m 1.6m wide two half landings screed infill to treads. string fixings for handrails and balustrades (Staircase steel tread and frame) | 1700741 | 8402891 | 2.4 | Stairs and ramps | Steel Tread 1.2x2.6m 14kgx13 steps | Construction | 60.6667 | kg | 80 | 44 | 1 | FALSE | 1 | FALSE |  | 1.01 | 60.6667 | 60.6667 | 5238 | Structure, steel (hot rolled) |  | 0 | A4 | 2.5432 | 3.5192e-07 | 0.012092 | 0.0022454 | 0.0015963 | 5.6637e-06 | 37.2108 | 10.8065 | 0.010336
| Civic Offices | Stair structures: steel stairway vertical rise 5m 1.6m wide two half landings screed infill to treads. string fixings for handrails and balustrades (Staircase steel tread and frame) | 1700741 | 8402891 | 2.4 | Stairs and ramps | Steel Tread 1.2x2.6m 14kgx13 steps | Construction | 60.6667 | kg | 80 | 44 | 1 | FALSE | 1 | FALSE |  | 1.01 | 60.6667 | 60.6667 | 5238 | Structure, steel (hot rolled) |  | 0 | A5 | 0.00031534 | 8.2575e-11 | 2.2052e-06 | 7.2461e-07 | 3.6593e-07 | 4.4484e-10 | 0.0077308 | 0.091 | 0
| Civic Offices | Stair structures: steel stairway vertical rise 5m 1.6m wide two half landings screed infill to treads. string fixings for handrails and balustrades (Staircase steel tread and frame) | 1700741 | 8402891 | 2.4 | Stairs and ramps | Steel Tread 1.2x2.6m 14kgx13 steps | Construction | 60.6667 | kg | 80 | 44 | 1 | FALSE | 1 | FALSE |  | 1.01 | 60.6667 | 60.6667 | 5238 | Structure, steel (hot rolled) |  | 0 | D2 | 0 | 0 | 0 | 0 | 0 | 0 | 0 | 0 | 0
| Civic Offices | Stair structures: steel stairway vertical rise 5m 1.6m wide two half landings screed infill to treads. string fixings for handrails and balustrades (Staircase steel tread and frame) | 1700741 | 8402891 | 2.4 | Stairs and ramps | Steel Tread 1.2x2.6m 14kgx13 steps | Construction | 60.6667 | kg | 80 | 44 | 1 | FALSE | 1 | FALSE |  | 1.01 | 60.6667 | 60.6667 | 5238 | Structure, steel (hot rolled) |  | 0 | D3 | 0 | 0 | 0 | 0 | 0 | 0 | 0 | 0 | 0
| Civic Offices | Stair structures: steel stairway vertical rise 5m 1.6m wide two half landings screed infill to treads. string fixings for handrails and balustrades (Staircase steel tread and frame) | 1700741 | 8402891 | 2.4 | Stairs and ramps | Steel Tread 1.2x2.6m 14kgx13 steps | Construction | 60.6667 | kg | 80 | 44 | 1 | FALSE | 1 | FALSE |  | 1.01 | 60.6667 | 60.6667 | 5238 | Structure, steel (hot rolled) |  | 0 | D4 | 0 | 0 | 0 | 0 | 0 | 0 | 0 | 0 | 0
| Civic Offices | Stair structures: steel stairway vertical rise 5m 1.6m wide two half landings screed infill to treads. string fixings for handrails and balustrades (Staircase steel tread and frame) | 1700741 | 8402891 | 2.4 | Stairs and ramps | Steel Tread 1.2x2.6m 14kgx13 steps | Construction | 60.6667 | kg | 80 | 44 | 1 | FALSE | 1 | FALSE |  | 1.01 | 60.6667 | 60.6667 | 5238 | Structure, steel (hot rolled) |  | 60 | C2 | 0 | 0 | 0 | 0 | 0 | 0 | 0 | 0 | 0
| Civic Offices | Stair structures: steel stairway vertical rise 5m 1.6m wide two half landings screed infill to treads. string fixings for handrails and balustrades (Staircase steel tread and frame) | 1700741 | 8402891 | 2.4 | Stairs and ramps | Steel Tread 1.2x2.6m 14kgx13 steps | Construction | 60.6667 | kg | 80 | 44 | 1 | FALSE | 1 | FALSE |  | 1.01 | 60.6667 | 60.6667 | 5238 | Structure, steel (hot rolled) |  | 60 | C4 | 0.031534 | 8.2575e-09 | 0.00022052 | 7.2461e-05 | 3.6593e-05 | 4.4484e-08 | 0.77308 | 9.1 | 0.0015815
| Civic Offices | Stair structures: steel stairway vertical rise 5m 1.6m wide two half landings screed infill to treads. string fixings for handrails and balustrades (Staircase steel tread and frame) | 1700741 | 8402891 | 2.4 | Stairs and ramps | Steel Tread 1.2x2.6m 14kgx13 steps | Construction | 60.6667 | kg | 80 | 44 | 1 | FALSE | 1 | FALSE |  | 1.01 | 60.6667 | 60.6667 | 5238 | Structure, steel (hot rolled) |  | 60 | D2 | 0 | 0 | 0 | 0 | 0 | 0 | 0 | 0 | 0
| Civic Offices | Stair structures: steel stairway vertical rise 5m 1.6m wide two half landings screed infill to treads. string fixings for handrails and balustrades (Staircase steel tread and frame) | 1700741 | 8402891 | 2.4 | Stairs and ramps | Steel Tread 1.2x2.6m 14kgx13 steps | Construction | 60.6667 | kg | 80 | 44 | 1 | FALSE | 1 | FALSE |  | 1.01 | 60.6667 | 60.6667 | 5238 | Structure, steel (hot rolled) |  | 60 | D3 | 0 | 0 | 0 | 0 | 0 | 0 | 0 | 0 | 0
| Civic Offices | Stair structures: steel stairway vertical rise 5m 1.6m wide two half landings screed infill to treads. string fixings for handrails and balustrades (Staircase steel tread and frame) | 1700741 | 8402891 | 2.4 | Stairs and ramps | Steel Tread 1.2x2.6m 14kgx13 steps | Construction | 60.6667 | kg | 80 | 44 | 1 | FALSE | 1 | FALSE |  | 1.01 | 60.6667 | 60.6667 | 5238 | Structure, steel (hot rolled) |  | 60 | D4 | 0 | 0 | 0 | 0 | 0 | 0 | 0 | 0 | 0
| Civic Offices | Stair structures: steel stairway vertical rise 5m 1.6m wide two half landings screed infill to treads. string fixings for handrails and balustrades (Staircase steel tread and frame) | 1700741 | 8402892 | 2.4 | Stairs and ramps | Steel landing 1.8.1m 61kgx2 landings | Construction | 40.6667 | kg | 80 | 44 | 1 | FALSE | 1 | FALSE |  | 1.01 | 40.6667 | 40.6667 | 5238 | Structure, steel (hot rolled) |  | 0 | A1A3 | 73.1717 | 4.3174e-06 | 0.3609 | 0.24736 | 0.076692 | 0.0011163 | 932.6476 | 36.8839 | 0.96899
| Civic Offices | Stair structures: steel stairway vertical rise 5m 1.6m wide two half landings screed infill to treads. string fixings for handrails and balustrades (Staircase steel tread and frame) | 1700741 | 8402892 | 2.4 | Stairs and ramps | Steel landing 1.8.1m 61kgx2 landings | Construction | 40.6667 | kg | 80 | 44 | 1 | FALSE | 1 | FALSE |  | 1.01 | 40.6667 | 40.6667 | 5238 | Structure, steel (hot rolled) |  | 0 | A4 | 1.7048 | 2.359e-07 | 0.0081057 | 0.0015051 | 0.0010701 | 3.7966e-06 | 24.9435 | 7.2439 | 0.0069284
| Civic Offices | Stair structures: steel stairway vertical rise 5m 1.6m wide two half landings screed infill to treads. string fixings for handrails and balustrades (Staircase steel tread and frame) | 1700741 | 8402892 | 2.4 | Stairs and ramps | Steel landing 1.8.1m 61kgx2 landings | Construction | 40.6667 | kg | 80 | 44 | 1 | FALSE | 1 | FALSE |  | 1.01 | 40.6667 | 40.6667 | 5238 | Structure, steel (hot rolled) |  | 0 | A5 | 0.00021139 | 5.5352e-11 | 1.4782e-06 | 4.8573e-07 | 2.4529e-07 | 2.9819e-10 | 0.0051822 | 0.061 | 0
| Civic Offices | Stair structures: steel stairway vertical rise 5m 1.6m wide two half landings screed infill to treads. string fixings for handrails and balustrades (Staircase steel tread and frame) | 1700741 | 8402892 | 2.4 | Stairs and ramps | Steel landing 1.8.1m 61kgx2 landings | Construction | 40.6667 | kg | 80 | 44 | 1 | FALSE | 1 | FALSE |  | 1.01 | 40.6667 | 40.6667 | 5238 | Structure, steel (hot rolled) |  | 0 | D2 | 0 | 0 | 0 | 0 | 0 | 0 | 0 | 0 | 0
| Civic Offices | Stair structures: steel stairway vertical rise 5m 1.6m wide two half landings screed infill to treads. string fixings for handrails and balustrades (Staircase steel tread and frame) | 1700741 | 8402892 | 2.4 | Stairs and ramps | Steel landing 1.8.1m 61kgx2 landings | Construction | 40.6667 | kg | 80 | 44 | 1 | FALSE | 1 | FALSE |  | 1.01 | 40.6667 | 40.6667 | 5238 | Structure, steel (hot rolled) |  | 0 | D3 | 0 | 0 | 0 | 0 | 0 | 0 | 0 | 0 | 0
| Civic Offices | Stair structures: steel stairway vertical rise 5m 1.6m wide two half landings screed infill to treads. string fixings for handrails and balustrades (Staircase steel tread and frame) | 1700741 | 8402892 | 2.4 | Stairs and ramps | Steel landing 1.8.1m 61kgx2 landings | Construction | 40.6667 | kg | 80 | 44 | 1 | FALSE | 1 | FALSE |  | 1.01 | 40.6667 | 40.6667 | 5238 | Structure, steel (hot rolled) |  | 0 | D4 | 0 | 0 | 0 | 0 | 0 | 0 | 0 | 0 | 0
| Civic Offices | Stair structures: steel stairway vertical rise 5m 1.6m wide two half landings screed infill to treads. string fixings for handrails and balustrades (Staircase steel tread and frame) | 1700741 | 8402892 | 2.4 | Stairs and ramps | Steel landing 1.8.1m 61kgx2 landings | Construction | 40.6667 | kg | 80 | 44 | 1 | FALSE | 1 | FALSE |  | 1.01 | 40.6667 | 40.6667 | 5238 | Structure, steel (hot rolled) |  | 60 | C2 | 0 | 0 | 0 | 0 | 0 | 0 | 0 | 0 | 0
| Civic Offices | Stair structures: steel stairway vertical rise 5m 1.6m wide two half landings screed infill to treads. string fixings for handrails and balustrades (Staircase steel tread and frame) | 1700741 | 8402892 | 2.4 | Stairs and ramps | Steel landing 1.8.1m 61kgx2 landings | Construction | 40.6667 | kg | 80 | 44 | 1 | FALSE | 1 | FALSE |  | 1.01 | 40.6667 | 40.6667 | 5238 | Structure, steel (hot rolled) |  | 60 | C4 | 0.021139 | 5.5352e-09 | 0.00014782 | 4.8573e-05 | 2.4529e-05 | 2.9819e-08 | 0.51822 | 6.1 | 0.0010601
| Civic Offices | Stair structures: steel stairway vertical rise 5m 1.6m wide two half landings screed infill to treads. string fixings for handrails and balustrades (Staircase steel tread and frame) | 1700741 | 8402892 | 2.4 | Stairs and ramps | Steel landing 1.8.1m 61kgx2 landings | Construction | 40.6667 | kg | 80 | 44 | 1 | FALSE | 1 | FALSE |  | 1.01 | 40.6667 | 40.6667 | 5238 | Structure, steel (hot rolled) |  | 60 | D2 | 0 | 0 | 0 | 0 | 0 | 0 | 0 | 0 | 0
| Civic Offices | Stair structures: steel stairway vertical rise 5m 1.6m wide two half landings screed infill to treads. string fixings for handrails and balustrades (Staircase steel tread and frame) | 1700741 | 8402892 | 2.4 | Stairs and ramps | Steel landing 1.8.1m 61kgx2 landings | Construction | 40.6667 | kg | 80 | 44 | 1 | FALSE | 1 | FALSE |  | 1.01 | 40.6667 | 40.6667 | 5238 | Structure, steel (hot rolled) |  | 60 | D3 | 0 | 0 | 0 | 0 | 0 | 0 | 0 | 0 | 0
| Civic Offices | Stair structures: steel stairway vertical rise 5m 1.6m wide two half landings screed infill to treads. string fixings for handrails and balustrades (Staircase steel tread and frame) | 1700741 | 8402892 | 2.4 | Stairs and ramps | Steel landing 1.8.1m 61kgx2 landings | Construction | 40.6667 | kg | 80 | 44 | 1 | FALSE | 1 | FALSE |  | 1.01 | 40.6667 | 40.6667 | 5238 | Structure, steel (hot rolled) |  | 60 | D4 | 0 | 0 | 0 | 0 | 0 | 0 | 0 | 0 | 0
| Civic Offices | Fittings steel hand rail 50mm | 1700743 | 8402894 | 4.1 | Fittings, furnishings and equipment | Hollow Steel Handrail (50mm diam) 2mm gauge | Construction | 7.8746 | Linear length Calculation | 80 | 44 | 1 | FALSE | 1 | FALSE |  | 1.01 | 7.8746 | 7.8746 | 5238 | Structure, steel (hot rolled) |  | 0 | A1A3 | 14.1688 | 8.3602e-07 | 0.069884 | 0.047899 | 0.014851 | 0.00021615 | 180.5955 | 7.1421 | 0.18763
| Civic Offices | Fittings steel hand rail 50mm | 1700743 | 8402894 | 4.1 | Fittings, furnishings and equipment | Hollow Steel Handrail (50mm diam) 2mm gauge | Construction | 7.8746 | Linear length Calculation | 80 | 44 | 1 | FALSE | 1 | FALSE |  | 1.01 | 7.8746 | 7.8746 | 5238 | Structure, steel (hot rolled) |  | 0 | A4 | 0.33011 | 4.568e-08 | 0.0015696 | 0.00029145 | 0.00020721 | 7.3516e-07 | 4.83 | 1.4027 | 0.0013416
| Civic Offices | Fittings steel hand rail 50mm | 1700743 | 8402894 | 4.1 | Fittings, furnishings and equipment | Hollow Steel Handrail (50mm diam) 2mm gauge | Construction | 7.8746 | Linear length Calculation | 80 | 44 | 1 | FALSE | 1 | FALSE |  | 1.01 | 7.8746 | 7.8746 | 5238 | Structure, steel (hot rolled) |  | 0 | A5 | 4.0932e-05 | 1.0718e-11 | 2.8623e-07 | 9.4055e-08 | 4.7497e-08 | 5.7741e-11 | 0.0010035 | 0.011812 | 0
| Civic Offices | Fittings steel hand rail 50mm | 1700743 | 8402894 | 4.1 | Fittings, furnishings and equipment | Hollow Steel Handrail (50mm diam) 2mm gauge | Construction | 7.8746 | Linear length Calculation | 80 | 44 | 1 | FALSE | 1 | FALSE |  | 1.01 | 7.8746 | 7.8746 | 5238 | Structure, steel (hot rolled) |  | 0 | D2 | 0 | 0 | 0 | 0 | 0 | 0 | 0 | 0 | 0
| Civic Offices | Fittings steel hand rail 50mm | 1700743 | 8402894 | 4.1 | Fittings, furnishings and equipment | Hollow Steel Handrail (50mm diam) 2mm gauge | Construction | 7.8746 | Linear length Calculation | 80 | 44 | 1 | FALSE | 1 | FALSE |  | 1.01 | 7.8746 | 7.8746 | 5238 | Structure, steel (hot rolled) |  | 0 | D3 | 0 | 0 | 0 | 0 | 0 | 0 | 0 | 0 | 0
| Civic Offices | Fittings steel hand rail 50mm | 1700743 | 8402894 | 4.1 | Fittings, furnishings and equipment | Hollow Steel Handrail (50mm diam) 2mm gauge | Construction | 7.8746 | Linear length Calculation | 80 | 44 | 1 | FALSE | 1 | FALSE |  | 1.01 | 7.8746 | 7.8746 | 5238 | Structure, steel (hot rolled) |  | 0 | D4 | 0 | 0 | 0 | 0 | 0 | 0 | 0 | 0 | 0
| Civic Offices | Fittings steel hand rail 50mm | 1700743 | 8402894 | 4.1 | Fittings, furnishings and equipment | Hollow Steel Handrail (50mm diam) 2mm gauge | Construction | 7.8746 | Linear length Calculation | 80 | 44 | 1 | FALSE | 1 | FALSE |  | 1.01 | 7.8746 | 7.8746 | 5238 | Structure, steel (hot rolled) |  | 60 | C2 | 0 | 0 | 0 | 0 | 0 | 0 | 0 | 0 | 0
| Civic Offices | Fittings steel hand rail 50mm | 1700743 | 8402894 | 4.1 | Fittings, furnishings and equipment | Hollow Steel Handrail (50mm diam) 2mm gauge | Construction | 7.8746 | Linear length Calculation | 80 | 44 | 1 | FALSE | 1 | FALSE |  | 1.01 | 7.8746 | 7.8746 | 5238 | Structure, steel (hot rolled) |  | 60 | C4 | 0.0040932 | 1.0718e-09 | 2.8623e-05 | 9.4055e-06 | 4.7497e-06 | 5.7741e-09 | 0.10035 | 1.1812 | 0.00020528
| Civic Offices | Fittings steel hand rail 50mm | 1700743 | 8402894 | 4.1 | Fittings, furnishings and equipment | Hollow Steel Handrail (50mm diam) 2mm gauge | Construction | 7.8746 | Linear length Calculation | 80 | 44 | 1 | FALSE | 1 | FALSE |  | 1.01 | 7.8746 | 7.8746 | 5238 | Structure, steel (hot rolled) |  | 60 | D2 | 0 | 0 | 0 | 0 | 0 | 0 | 0 | 0 | 0
| Civic Offices | Fittings steel hand rail 50mm | 1700743 | 8402894 | 4.1 | Fittings, furnishings and equipment | Hollow Steel Handrail (50mm diam) 2mm gauge | Construction | 7.8746 | Linear length Calculation | 80 | 44 | 1 | FALSE | 1 | FALSE |  | 1.01 | 7.8746 | 7.8746 | 5238 | Structure, steel (hot rolled) |  | 60 | D3 | 0 | 0 | 0 | 0 | 0 | 0 | 0 | 0 | 0
| Civic Offices | Fittings steel hand rail 50mm | 1700743 | 8402894 | 4.1 | Fittings, furnishings and equipment | Hollow Steel Handrail (50mm diam) 2mm gauge | Construction | 7.8746 | Linear length Calculation | 80 | 44 | 1 | FALSE | 1 | FALSE |  | 1.01 | 7.8746 | 7.8746 | 5238 | Structure, steel (hot rolled) |  | 60 | D4 | 0 | 0 | 0 | 0 | 0 | 0 | 0 | 0 | 0
| Civic Offices | Floor covering lino floor (eg vinyl/PVC) | 1700745 | 8402896 | 3.2 | Floor finishes | PVC/Lino/marlo flooring | Construction | 11.0062 | Area Calculation | 35 | 44 | 1 | FALSE | 1 | FALSE |  | 1.1 | 11.0062 | 22.0125 | 5088 | Weatherboarding, Vinyl (PVC, cellular) |  | 0 | A1A3 | 30.5767 | 6.7061e-07 | 0.10566 | 0.024563 | 0.037568 | 0.00013897 | 687.367 | 81.0301 | 0.21198
| Civic Offices | Floor covering lino floor (eg vinyl/PVC) | 1700745 | 8402896 | 3.2 | Floor finishes | PVC/Lino/marlo flooring | Construction | 11.0062 | Area Calculation | 35 | 44 | 1 | FALSE | 1 | FALSE |  | 1.1 | 11.0062 | 22.0125 | 5088 | Weatherboarding, Vinyl (PVC, cellular) |  | 0 | A4 | 0.22938 | 4.1215e-08 | 0.00075108 | 0.00020301 | 0.00012813 | 7.9997e-07 | 3.4193 | 0.52211 | 0.00094395
| Civic Offices | Floor covering lino floor (eg vinyl/PVC) | 1700745 | 8402896 | 3.2 | Floor finishes | PVC/Lino/marlo flooring | Construction | 11.0062 | Area Calculation | 35 | 44 | 1 | FALSE | 1 | FALSE |  | 1.1 | 11.0062 | 22.0125 | 5088 | Weatherboarding, Vinyl (PVC, cellular) |  | 0 | A5 | 0.029008 | 9.2264e-10 | 2.671e-05 | 0.0024336 | 8.8626e-06 | 5.1549e-09 | 0.084431 | 0.1761 | 0
| Civic Offices | Floor covering lino floor (eg vinyl/PVC) | 1700745 | 8402896 | 3.2 | Floor finishes | PVC/Lino/marlo flooring | Construction | 11.0062 | Area Calculation | 35 | 44 | 1 | FALSE | 1 | FALSE |  | 1.1 | 11.0062 | 22.0125 | 5088 | Weatherboarding, Vinyl (PVC, cellular) |  | 0 | D2 | 0 | 0 | 0 | 0 | 0 | 0 | 0 | 0 | 0
| Civic Offices | Floor covering lino floor (eg vinyl/PVC) | 1700745 | 8402896 | 3.2 | Floor finishes | PVC/Lino/marlo flooring | Construction | 11.0062 | Area Calculation | 35 | 44 | 1 | FALSE | 1 | FALSE |  | 1.1 | 11.0062 | 22.0125 | 5088 | Weatherboarding, Vinyl (PVC, cellular) |  | 0 | D3 | 0 | 0 | 0 | 0 | 0 | 0 | 0 | 0 | 0
| Civic Offices | Floor covering lino floor (eg vinyl/PVC) | 1700745 | 8402896 | 3.2 | Floor finishes | PVC/Lino/marlo flooring | Construction | 11.0062 | Area Calculation | 35 | 44 | 1 | FALSE | 1 | FALSE |  | 1.1 | 11.0062 | 22.0125 | 5088 | Weatherboarding, Vinyl (PVC, cellular) |  | 0 | D4 | 0 | 0 | 0 | 0 | 0 | 0 | 0 | 0 | 0
| Civic Offices | Floor covering lino floor (eg vinyl/PVC) | 1700745 | 8402896 | 3.2 | Floor finishes | PVC/Lino/marlo flooring | Construction | 11.0062 | Area Calculation | 35 | 44 | 1 | FALSE | 1 | FALSE |  | 1.1 | 11.0062 | 22.0125 | 5088 | Weatherboarding, Vinyl (PVC, cellular) |  | 60 | C2 | 0 | 0 | 0 | 0 | 0 | 0 | 0 | 0 | 0
| Civic Offices | Floor covering lino floor (eg vinyl/PVC) | 1700745 | 8402896 | 3.2 | Floor finishes | PVC/Lino/marlo flooring | Construction | 11.0062 | Area Calculation | 35 | 44 | 1 | FALSE | 1 | FALSE |  | 1.1 | 11.0062 | 22.0125 | 5088 | Weatherboarding, Vinyl (PVC, cellular) |  | 60 | C4 | 0.29008 | 9.2264e-09 | 0.0002671 | 0.024336 | 8.8626e-05 | 5.1549e-08 | 0.84431 | 1.761 | 0.0081665
| Civic Offices | Floor covering lino floor (eg vinyl/PVC) | 1700745 | 8402896 | 3.2 | Floor finishes | PVC/Lino/marlo flooring | Construction | 11.0062 | Area Calculation | 35 | 44 | 1 | FALSE | 1 | FALSE |  | 1.1 | 11.0062 | 22.0125 | 5088 | Weatherboarding, Vinyl (PVC, cellular) |  | 60 | D2 | 0 | 0 | 0 | 0 | 0 | 0 | 0 | 0 | 0
| Civic Offices | Floor covering lino floor (eg vinyl/PVC) | 1700745 | 8402896 | 3.2 | Floor finishes | PVC/Lino/marlo flooring | Construction | 11.0062 | Area Calculation | 35 | 44 | 1 | FALSE | 1 | FALSE |  | 1.1 | 11.0062 | 22.0125 | 5088 | Weatherboarding, Vinyl (PVC, cellular) |  | 60 | D3 | 0 | 0 | 0 | 0 | 0 | 0 | 0 | 0 | 0
| Civic Offices | Floor covering lino floor (eg vinyl/PVC) | 1700745 | 8402896 | 3.2 | Floor finishes | PVC/Lino/marlo flooring | Construction | 11.0062 | Area Calculation | 35 | 44 | 1 | FALSE | 1 | FALSE |  | 1.1 | 11.0062 | 22.0125 | 5088 | Weatherboarding, Vinyl (PVC, cellular) |  | 60 | D4 | 0 | 0 | 0 | 0 | 0 | 0 | 0 | 0 | 0
| Civic Offices | Floor covering lino floor (eg vinyl/PVC) | 1700745 | 8402896 | 3.2 | Floor finishes | PVC/Lino/marlo flooring | Construction | 11.0062 | Area Calculation | 35 | 44 | 1 | FALSE | 1 | FALSE |  | 1.1 | 11.0062 | 22.0125 | 5088 | Weatherboarding, Vinyl (PVC, cellular) |  | 35 | B4B5 | 31.1252 | 7.2198e-07 | 0.1067 | 0.051536 | 0.037794 | 0.00013983 | 691.7151 | 83.4893 | 0.21293
| Civic Offices | Floor covering lino floor (eg vinyl/PVC) | 1700745 | 8402896 | 3.2 | Floor finishes | PVC/Lino/marlo flooring | Construction | 11.0062 | Area Calculation | 35 | 44 | 1 | FALSE | 1 | FALSE |  | 1.1 | 11.0062 | 22.0125 | 5088 | Weatherboarding, Vinyl (PVC, cellular) |  | 35 | D2 | 0 | 0 | 0 | 0 | 0 | 0 | 0 | 0 | 0
| Civic Offices | Floor covering lino floor (eg vinyl/PVC) | 1700745 | 8402896 | 3.2 | Floor finishes | PVC/Lino/marlo flooring | Construction | 11.0062 | Area Calculation | 35 | 44 | 1 | FALSE | 1 | FALSE |  | 1.1 | 11.0062 | 22.0125 | 5088 | Weatherboarding, Vinyl (PVC, cellular) |  | 35 | D3 | 0 | 0 | 0 | 0 | 0 | 0 | 0 | 0 | 0
| Civic Offices | Floor covering lino floor (eg vinyl/PVC) | 1700745 | 8402896 | 3.2 | Floor finishes | PVC/Lino/marlo flooring | Construction | 11.0062 | Area Calculation | 35 | 44 | 1 | FALSE | 1 | FALSE |  | 1.1 | 11.0062 | 22.0125 | 5088 | Weatherboarding, Vinyl (PVC, cellular) |  | 35 | D4 | 0 | 0 | 0 | 0 | 0 | 0 | 0 | 0 | 0
| Civic Offices | Stairs and ramps reinforced concrete 40MPa 0.5% reo (m3) | 1700746 | 8402898 | 2.4 | Stairs and ramps | Concrete 2% reinforced | Construction | 0.98 | m3 | 80 | 44 | 1 | FALSE | 1 | FALSE |  | 1.05 | 2352 | 2352 | 5251 | Structure, concrete (in-situ, RC40, excl. reinforcement) |  | 0 | A1A3 | 346.7499 | 1.1183e-05 | 0.68893 | 0.16983 | 0.065003 | 0.00012691 | 1712.7271 | 104.958 | 1.0126
| Civic Offices | Stairs and ramps reinforced concrete 40MPa 0.5% reo (m3) | 1700746 | 8402898 | 2.4 | Stairs and ramps | Concrete 2% reinforced | Construction | 0.98 | m3 | 80 | 44 | 1 | FALSE | 1 | FALSE |  | 1.05 | 2352 | 2352 | 5251 | Structure, concrete (in-situ, RC40, excl. reinforcement) |  | 0 | A4 | 34.0296 | 6.1143e-06 | 0.11142 | 0.030116 | 0.019009 | 0.00011868 | 507.2666 | 77.4559 | 0.14004
| Civic Offices | Stairs and ramps reinforced concrete 40MPa 0.5% reo (m3) | 1700746 | 8402898 | 2.4 | Stairs and ramps | Concrete 2% reinforced | Construction | 0.98 | m3 | 80 | 44 | 1 | FALSE | 1 | FALSE |  | 1.05 | 2352 | 2352 | 5251 | Structure, concrete (in-situ, RC40, excl. reinforcement) |  | 0 | A5 | 0.030526 | 1.0523e-08 | 0.0002351 | 5.8051e-05 | 4.0613e-05 | 3.2998e-08 | 0.88663 | 17.64 | 0
| Civic Offices | Stairs and ramps reinforced concrete 40MPa 0.5% reo (m3) | 1700746 | 8402898 | 2.4 | Stairs and ramps | Concrete 2% reinforced | Construction | 0.98 | m3 | 80 | 44 | 1 | FALSE | 1 | FALSE |  | 1.05 | 2352 | 2352 | 5251 | Structure, concrete (in-situ, RC40, excl. reinforcement) |  | 0 | D2 | 0 | 0 | 0 | 0 | 0 | 0 | 0 | 0 | 0
| Civic Offices | Stairs and ramps reinforced concrete 40MPa 0.5% reo (m3) | 1700746 | 8402898 | 2.4 | Stairs and ramps | Concrete 2% reinforced | Construction | 0.98 | m3 | 80 | 44 | 1 | FALSE | 1 | FALSE |  | 1.05 | 2352 | 2352 | 5251 | Structure, concrete (in-situ, RC40, excl. reinforcement) |  | 0 | D3 | 0 | 0 | 0 | 0 | 0 | 0 | 0 | 0 | 0
| Civic Offices | Stairs and ramps reinforced concrete 40MPa 0.5% reo (m3) | 1700746 | 8402898 | 2.4 | Stairs and ramps | Concrete 2% reinforced | Construction | 0.98 | m3 | 80 | 44 | 1 | FALSE | 1 | FALSE |  | 1.05 | 2352 | 2352 | 5251 | Structure, concrete (in-situ, RC40, excl. reinforcement) |  | 0 | D4 | 0 | 0 | 0 | 0 | 0 | 0 | 0 | 0 | 0
| Civic Offices | Stairs and ramps reinforced concrete 40MPa 0.5% reo (m3) | 1700746 | 8402898 | 2.4 | Stairs and ramps | Concrete 2% reinforced | Construction | 0.98 | m3 | 80 | 44 | 1 | FALSE | 1 | FALSE |  | 1.05 | 2352 | 2352 | 5251 | Structure, concrete (in-situ, RC40, excl. reinforcement) |  | 60 | C2 | 0 | 0 | 0 | 0 | 0 | 0 | 0 | 0 | 0
| Civic Offices | Stairs and ramps reinforced concrete 40MPa 0.5% reo (m3) | 1700746 | 8402898 | 2.4 | Stairs and ramps | Concrete 2% reinforced | Construction | 0.98 | m3 | 80 | 44 | 1 | FALSE | 1 | FALSE |  | 1.05 | 2352 | 2352 | 5251 | Structure, concrete (in-situ, RC40, excl. reinforcement) |  | 60 | C4 | 0.61052 | 2.1046e-07 | 0.004702 | 0.001161 | 0.00081226 | 6.5997e-07 | 17.7326 | 352.8 | 0.057554
| Civic Offices | Stairs and ramps reinforced concrete 40MPa 0.5% reo (m3) | 1700746 | 8402898 | 2.4 | Stairs and ramps | Concrete 2% reinforced | Construction | 0.98 | m3 | 80 | 44 | 1 | FALSE | 1 | FALSE |  | 1.05 | 2352 | 2352 | 5251 | Structure, concrete (in-situ, RC40, excl. reinforcement) |  | 60 | D2 | 0 | 0 | 0 | 0 | 0 | 0 | 0 | 0 | 0
| Civic Offices | Stairs and ramps reinforced concrete 40MPa 0.5% reo (m3) | 1700746 | 8402898 | 2.4 | Stairs and ramps | Concrete 2% reinforced | Construction | 0.98 | m3 | 80 | 44 | 1 | FALSE | 1 | FALSE |  | 1.05 | 2352 | 2352 | 5251 | Structure, concrete (in-situ, RC40, excl. reinforcement) |  | 60 | D3 | 0 | 0 | 0 | 0 | 0 | 0 | 0 | 0 | 0
| Civic Offices | Stairs and ramps reinforced concrete 40MPa 0.5% reo (m3) | 1700746 | 8402898 | 2.4 | Stairs and ramps | Concrete 2% reinforced | Construction | 0.98 | m3 | 80 | 44 | 1 | FALSE | 1 | FALSE |  | 1.05 | 2352 | 2352 | 5251 | Structure, concrete (in-situ, RC40, excl. reinforcement) |  | 60 | D4 | 0 | 0 | 0 | 0 | 0 | 0 | 0 | 0 | 0
| Civic Offices | Stairs and ramps reinforced concrete 40MPa 0.5% reo (m3) | 1700746 | 8402899 | 2.4 | Stairs and ramps | reo 2% by volume | Construction | 0.005 | m3 | 80 | 44 | 1 | FALSE | 1 | FALSE |  | 1.05 | 39.165 | 39.165 | 5466 | Reinforcement for RC, steel |  | 0 | A1A3 | 85.0126 | 4.8431e-06 | 0.3838 | 0.18902 | 0.10617 | 0.00045341 | 1073.508 | 30.6779 | 0.7602
| Civic Offices | Stairs and ramps reinforced concrete 40MPa 0.5% reo (m3) | 1700746 | 8402899 | 2.4 | Stairs and ramps | reo 2% by volume | Construction | 0.005 | m3 | 80 | 44 | 1 | FALSE | 1 | FALSE |  | 1.05 | 39.165 | 39.165 | 5466 | Reinforcement for RC, steel |  | 0 | A4 | 1.7069 | 2.3619e-07 | 0.0081155 | 0.001507 | 0.0010714 | 3.8012e-06 | 24.9738 | 7.2527 | 0.0069369
| Civic Offices | Stairs and ramps reinforced concrete 40MPa 0.5% reo (m3) | 1700746 | 8402899 | 2.4 | Stairs and ramps | reo 2% by volume | Construction | 0.005 | m3 | 80 | 44 | 1 | FALSE | 1 | FALSE |  | 1.05 | 39.165 | 39.165 | 5466 | Reinforcement for RC, steel |  | 0 | A5 | 0.0010179 | 2.6654e-10 | 7.1181e-06 | 2.339e-06 | 1.1812e-06 | 1.4359e-09 | 0.024954 | 0.29374 | 0
| Civic Offices | Stairs and ramps reinforced concrete 40MPa 0.5% reo (m3) | 1700746 | 8402899 | 2.4 | Stairs and ramps | reo 2% by volume | Construction | 0.005 | m3 | 80 | 44 | 1 | FALSE | 1 | FALSE |  | 1.05 | 39.165 | 39.165 | 5466 | Reinforcement for RC, steel |  | 0 | D2 | 0 | 0 | 0 | 0 | 0 | 0 | 0 | 0 | 0
| Civic Offices | Stairs and ramps reinforced concrete 40MPa 0.5% reo (m3) | 1700746 | 8402899 | 2.4 | Stairs and ramps | reo 2% by volume | Construction | 0.005 | m3 | 80 | 44 | 1 | FALSE | 1 | FALSE |  | 1.05 | 39.165 | 39.165 | 5466 | Reinforcement for RC, steel |  | 0 | D3 | 0 | 0 | 0 | 0 | 0 | 0 | 0 | 0 | 0
| Civic Offices | Stairs and ramps reinforced concrete 40MPa 0.5% reo (m3) | 1700746 | 8402899 | 2.4 | Stairs and ramps | reo 2% by volume | Construction | 0.005 | m3 | 80 | 44 | 1 | FALSE | 1 | FALSE |  | 1.05 | 39.165 | 39.165 | 5466 | Reinforcement for RC, steel |  | 0 | D4 | 0 | 0 | 0 | 0 | 0 | 0 | 0 | 0 | 0
| Civic Offices | Stairs and ramps reinforced concrete 40MPa 0.5% reo (m3) | 1700746 | 8402899 | 2.4 | Stairs and ramps | reo 2% by volume | Construction | 0.005 | m3 | 80 | 44 | 1 | FALSE | 1 | FALSE |  | 1.05 | 39.165 | 39.165 | 5466 | Reinforcement for RC, steel |  | 60 | C2 | 0 | 0 | 0 | 0 | 0 | 0 | 0 | 0 | 0
| Civic Offices | Stairs and ramps reinforced concrete 40MPa 0.5% reo (m3) | 1700746 | 8402899 | 2.4 | Stairs and ramps | reo 2% by volume | Construction | 0.005 | m3 | 80 | 44 | 1 | FALSE | 1 | FALSE |  | 1.05 | 39.165 | 39.165 | 5466 | Reinforcement for RC, steel |  | 60 | C4 | 0.020358 | 5.3308e-09 | 0.00014236 | 4.6779e-05 | 2.3623e-05 | 2.8718e-08 | 0.49908 | 5.8747 | 0.001021
| Civic Offices | Stairs and ramps reinforced concrete 40MPa 0.5% reo (m3) | 1700746 | 8402899 | 2.4 | Stairs and ramps | reo 2% by volume | Construction | 0.005 | m3 | 80 | 44 | 1 | FALSE | 1 | FALSE |  | 1.05 | 39.165 | 39.165 | 5466 | Reinforcement for RC, steel |  | 60 | D2 | 0 | 0 | 0 | 0 | 0 | 0 | 0 | 0 | 0
| Civic Offices | Stairs and ramps reinforced concrete 40MPa 0.5% reo (m3) | 1700746 | 8402899 | 2.4 | Stairs and ramps | reo 2% by volume | Construction | 0.005 | m3 | 80 | 44 | 1 | FALSE | 1 | FALSE |  | 1.05 | 39.165 | 39.165 | 5466 | Reinforcement for RC, steel |  | 60 | D3 | 0 | 0 | 0 | 0 | 0 | 0 | 0 | 0 | 0
| Civic Offices | Stairs and ramps reinforced concrete 40MPa 0.5% reo (m3) | 1700746 | 8402899 | 2.4 | Stairs and ramps | reo 2% by volume | Construction | 0.005 | m3 | 80 | 44 | 1 | FALSE | 1 | FALSE |  | 1.05 | 39.165 | 39.165 | 5466 | Reinforcement for RC, steel |  | 60 | D4 | 0 | 0 | 0 | 0 | 0 | 0 | 0 | 0 | 0
| Civic Offices | Fittings steel hand rail 50mm | 1700750 | 8402903 | 4.1 | Fittings, furnishings and equipment | Hollow Steel Handrail (50mm diam) 2mm gauge | Construction | 15.7492 | Linear length Calculation | 80 | 44 | 1 | FALSE | 1 | FALSE |  | 1.01 | 15.7492 | 15.7492 | 5238 | Structure, steel (hot rolled) |  | 0 | A1A3 | 28.3376 | 1.672e-06 | 0.13977 | 0.095797 | 0.029701 | 0.00043231 | 361.191 | 14.2842 | 0.37527
| Civic Offices | Fittings steel hand rail 50mm | 1700750 | 8402903 | 4.1 | Fittings, furnishings and equipment | Hollow Steel Handrail (50mm diam) 2mm gauge | Construction | 15.7492 | Linear length Calculation | 80 | 44 | 1 | FALSE | 1 | FALSE |  | 1.01 | 15.7492 | 15.7492 | 5238 | Structure, steel (hot rolled) |  | 0 | A4 | 0.66022 | 9.136e-08 | 0.0031391 | 0.0005829 | 0.00041441 | 1.4703e-06 | 9.66 | 2.8054 | 0.0026832
| Civic Offices | Fittings steel hand rail 50mm | 1700750 | 8402903 | 4.1 | Fittings, furnishings and equipment | Hollow Steel Handrail (50mm diam) 2mm gauge | Construction | 15.7492 | Linear length Calculation | 80 | 44 | 1 | FALSE | 1 | FALSE |  | 1.01 | 15.7492 | 15.7492 | 5238 | Structure, steel (hot rolled) |  | 0 | A5 | 8.1864e-05 | 2.1437e-11 | 5.7247e-07 | 1.8811e-07 | 9.4995e-08 | 1.1548e-10 | 0.0020069 | 0.023624 | 0
| Civic Offices | Fittings steel hand rail 50mm | 1700750 | 8402903 | 4.1 | Fittings, furnishings and equipment | Hollow Steel Handrail (50mm diam) 2mm gauge | Construction | 15.7492 | Linear length Calculation | 80 | 44 | 1 | FALSE | 1 | FALSE |  | 1.01 | 15.7492 | 15.7492 | 5238 | Structure, steel (hot rolled) |  | 0 | D2 | 0 | 0 | 0 | 0 | 0 | 0 | 0 | 0 | 0
| Civic Offices | Fittings steel hand rail 50mm | 1700750 | 8402903 | 4.1 | Fittings, furnishings and equipment | Hollow Steel Handrail (50mm diam) 2mm gauge | Construction | 15.7492 | Linear length Calculation | 80 | 44 | 1 | FALSE | 1 | FALSE |  | 1.01 | 15.7492 | 15.7492 | 5238 | Structure, steel (hot rolled) |  | 0 | D3 | 0 | 0 | 0 | 0 | 0 | 0 | 0 | 0 | 0
| Civic Offices | Fittings steel hand rail 50mm | 1700750 | 8402903 | 4.1 | Fittings, furnishings and equipment | Hollow Steel Handrail (50mm diam) 2mm gauge | Construction | 15.7492 | Linear length Calculation | 80 | 44 | 1 | FALSE | 1 | FALSE |  | 1.01 | 15.7492 | 15.7492 | 5238 | Structure, steel (hot rolled) |  | 0 | D4 | 0 | 0 | 0 | 0 | 0 | 0 | 0 | 0 | 0
| Civic Offices | Fittings steel hand rail 50mm | 1700750 | 8402903 | 4.1 | Fittings, furnishings and equipment | Hollow Steel Handrail (50mm diam) 2mm gauge | Construction | 15.7492 | Linear length Calculation | 80 | 44 | 1 | FALSE | 1 | FALSE |  | 1.01 | 15.7492 | 15.7492 | 5238 | Structure, steel (hot rolled) |  | 60 | C2 | 0 | 0 | 0 | 0 | 0 | 0 | 0 | 0 | 0
| Civic Offices | Fittings steel hand rail 50mm | 1700750 | 8402903 | 4.1 | Fittings, furnishings and equipment | Hollow Steel Handrail (50mm diam) 2mm gauge | Construction | 15.7492 | Linear length Calculation | 80 | 44 | 1 | FALSE | 1 | FALSE |  | 1.01 | 15.7492 | 15.7492 | 5238 | Structure, steel (hot rolled) |  | 60 | C4 | 0.0081864 | 2.1437e-09 | 5.7247e-05 | 1.8811e-05 | 9.4995e-06 | 1.1548e-08 | 0.20069 | 2.3624 | 0.00041055
| Civic Offices | Fittings steel hand rail 50mm | 1700750 | 8402903 | 4.1 | Fittings, furnishings and equipment | Hollow Steel Handrail (50mm diam) 2mm gauge | Construction | 15.7492 | Linear length Calculation | 80 | 44 | 1 | FALSE | 1 | FALSE |  | 1.01 | 15.7492 | 15.7492 | 5238 | Structure, steel (hot rolled) |  | 60 | D2 | 0 | 0 | 0 | 0 | 0 | 0 | 0 | 0 | 0
| Civic Offices | Fittings steel hand rail 50mm | 1700750 | 8402903 | 4.1 | Fittings, furnishings and equipment | Hollow Steel Handrail (50mm diam) 2mm gauge | Construction | 15.7492 | Linear length Calculation | 80 | 44 | 1 | FALSE | 1 | FALSE |  | 1.01 | 15.7492 | 15.7492 | 5238 | Structure, steel (hot rolled) |  | 60 | D3 | 0 | 0 | 0 | 0 | 0 | 0 | 0 | 0 | 0
| Civic Offices | Fittings steel hand rail 50mm | 1700750 | 8402903 | 4.1 | Fittings, furnishings and equipment | Hollow Steel Handrail (50mm diam) 2mm gauge | Construction | 15.7492 | Linear length Calculation | 80 | 44 | 1 | FALSE | 1 | FALSE |  | 1.01 | 15.7492 | 15.7492 | 5238 | Structure, steel (hot rolled) |  | 60 | D4 | 0 | 0 | 0 | 0 | 0 | 0 | 0 | 0 | 0
| Civic Offices | Floor covering lino floor (eg vinyl/PVC) | 1700752 | 8402905 | 3.2 | Floor finishes | PVC/Lino/marlo flooring | Construction | 22.0125 | Area Calculation | 35 | 44 | 1 | FALSE | 1 | FALSE |  | 1.1 | 22.0125 | 44.0249 | 5088 | Weatherboarding, Vinyl (PVC, cellular) |  | 0 | A1A3 | 61.1534 | 1.3412e-06 | 0.21132 | 0.049126 | 0.075137 | 0.00027794 | 1374.734 | 162.0602 | 0.42397
| Civic Offices | Floor covering lino floor (eg vinyl/PVC) | 1700752 | 8402905 | 3.2 | Floor finishes | PVC/Lino/marlo flooring | Construction | 22.0125 | Area Calculation | 35 | 44 | 1 | FALSE | 1 | FALSE |  | 1.1 | 22.0125 | 44.0249 | 5088 | Weatherboarding, Vinyl (PVC, cellular) |  | 0 | A4 | 0.45877 | 8.243e-08 | 0.0015022 | 0.00040601 | 0.00025627 | 1.5999e-06 | 6.8387 | 1.0442 | 0.0018879
| Civic Offices | Floor covering lino floor (eg vinyl/PVC) | 1700752 | 8402905 | 3.2 | Floor finishes | PVC/Lino/marlo flooring | Construction | 22.0125 | Area Calculation | 35 | 44 | 1 | FALSE | 1 | FALSE |  | 1.1 | 22.0125 | 44.0249 | 5088 | Weatherboarding, Vinyl (PVC, cellular) |  | 0 | A5 | 0.058016 | 1.8453e-09 | 5.342e-05 | 0.0048673 | 1.7725e-05 | 1.031e-08 | 0.16886 | 0.3522 | 0
| Civic Offices | Floor covering lino floor (eg vinyl/PVC) | 1700752 | 8402905 | 3.2 | Floor finishes | PVC/Lino/marlo flooring | Construction | 22.0125 | Area Calculation | 35 | 44 | 1 | FALSE | 1 | FALSE |  | 1.1 | 22.0125 | 44.0249 | 5088 | Weatherboarding, Vinyl (PVC, cellular) |  | 0 | D2 | 0 | 0 | 0 | 0 | 0 | 0 | 0 | 0 | 0
| Civic Offices | Floor covering lino floor (eg vinyl/PVC) | 1700752 | 8402905 | 3.2 | Floor finishes | PVC/Lino/marlo flooring | Construction | 22.0125 | Area Calculation | 35 | 44 | 1 | FALSE | 1 | FALSE |  | 1.1 | 22.0125 | 44.0249 | 5088 | Weatherboarding, Vinyl (PVC, cellular) |  | 0 | D3 | 0 | 0 | 0 | 0 | 0 | 0 | 0 | 0 | 0
| Civic Offices | Floor covering lino floor (eg vinyl/PVC) | 1700752 | 8402905 | 3.2 | Floor finishes | PVC/Lino/marlo flooring | Construction | 22.0125 | Area Calculation | 35 | 44 | 1 | FALSE | 1 | FALSE |  | 1.1 | 22.0125 | 44.0249 | 5088 | Weatherboarding, Vinyl (PVC, cellular) |  | 0 | D4 | 0 | 0 | 0 | 0 | 0 | 0 | 0 | 0 | 0
| Civic Offices | Floor covering lino floor (eg vinyl/PVC) | 1700752 | 8402905 | 3.2 | Floor finishes | PVC/Lino/marlo flooring | Construction | 22.0125 | Area Calculation | 35 | 44 | 1 | FALSE | 1 | FALSE |  | 1.1 | 22.0125 | 44.0249 | 5088 | Weatherboarding, Vinyl (PVC, cellular) |  | 60 | C2 | 0 | 0 | 0 | 0 | 0 | 0 | 0 | 0 | 0
| Civic Offices | Floor covering lino floor (eg vinyl/PVC) | 1700752 | 8402905 | 3.2 | Floor finishes | PVC/Lino/marlo flooring | Construction | 22.0125 | Area Calculation | 35 | 44 | 1 | FALSE | 1 | FALSE |  | 1.1 | 22.0125 | 44.0249 | 5088 | Weatherboarding, Vinyl (PVC, cellular) |  | 60 | C4 | 0.58016 | 1.8453e-08 | 0.0005342 | 0.048673 | 0.00017725 | 1.031e-07 | 1.6886 | 3.522 | 0.016333
| Civic Offices | Floor covering lino floor (eg vinyl/PVC) | 1700752 | 8402905 | 3.2 | Floor finishes | PVC/Lino/marlo flooring | Construction | 22.0125 | Area Calculation | 35 | 44 | 1 | FALSE | 1 | FALSE |  | 1.1 | 22.0125 | 44.0249 | 5088 | Weatherboarding, Vinyl (PVC, cellular) |  | 60 | D2 | 0 | 0 | 0 | 0 | 0 | 0 | 0 | 0 | 0
| Civic Offices | Floor covering lino floor (eg vinyl/PVC) | 1700752 | 8402905 | 3.2 | Floor finishes | PVC/Lino/marlo flooring | Construction | 22.0125 | Area Calculation | 35 | 44 | 1 | FALSE | 1 | FALSE |  | 1.1 | 22.0125 | 44.0249 | 5088 | Weatherboarding, Vinyl (PVC, cellular) |  | 60 | D3 | 0 | 0 | 0 | 0 | 0 | 0 | 0 | 0 | 0
| Civic Offices | Floor covering lino floor (eg vinyl/PVC) | 1700752 | 8402905 | 3.2 | Floor finishes | PVC/Lino/marlo flooring | Construction | 22.0125 | Area Calculation | 35 | 44 | 1 | FALSE | 1 | FALSE |  | 1.1 | 22.0125 | 44.0249 | 5088 | Weatherboarding, Vinyl (PVC, cellular) |  | 60 | D4 | 0 | 0 | 0 | 0 | 0 | 0 | 0 | 0 | 0
| Civic Offices | Floor covering lino floor (eg vinyl/PVC) | 1700752 | 8402905 | 3.2 | Floor finishes | PVC/Lino/marlo flooring | Construction | 22.0125 | Area Calculation | 35 | 44 | 1 | FALSE | 1 | FALSE |  | 1.1 | 22.0125 | 44.0249 | 5088 | Weatherboarding, Vinyl (PVC, cellular) |  | 35 | B4B5 | 62.2503 | 1.444e-06 | 0.21341 | 0.10307 | 0.075588 | 0.00027966 | 1383.4302 | 166.9786 | 0.42586
| Civic Offices | Floor covering lino floor (eg vinyl/PVC) | 1700752 | 8402905 | 3.2 | Floor finishes | PVC/Lino/marlo flooring | Construction | 22.0125 | Area Calculation | 35 | 44 | 1 | FALSE | 1 | FALSE |  | 1.1 | 22.0125 | 44.0249 | 5088 | Weatherboarding, Vinyl (PVC, cellular) |  | 35 | D2 | 0 | 0 | 0 | 0 | 0 | 0 | 0 | 0 | 0
| Civic Offices | Floor covering lino floor (eg vinyl/PVC) | 1700752 | 8402905 | 3.2 | Floor finishes | PVC/Lino/marlo flooring | Construction | 22.0125 | Area Calculation | 35 | 44 | 1 | FALSE | 1 | FALSE |  | 1.1 | 22.0125 | 44.0249 | 5088 | Weatherboarding, Vinyl (PVC, cellular) |  | 35 | D3 | 0 | 0 | 0 | 0 | 0 | 0 | 0 | 0 | 0
| Civic Offices | Floor covering lino floor (eg vinyl/PVC) | 1700752 | 8402905 | 3.2 | Floor finishes | PVC/Lino/marlo flooring | Construction | 22.0125 | Area Calculation | 35 | 44 | 1 | FALSE | 1 | FALSE |  | 1.1 | 22.0125 | 44.0249 | 5088 | Weatherboarding, Vinyl (PVC, cellular) |  | 35 | D4 | 0 | 0 | 0 | 0 | 0 | 0 | 0 | 0 | 0
| Civic Offices | Stairs and ramps reinforced concrete 40MPa 0.5% reo (m3) | 1700753 | 8402907 | 2.4 | Stairs and ramps | Concrete 2% reinforced | Construction | 1.96 | m3 | 80 | 44 | 1 | FALSE | 1 | FALSE |  | 1.05 | 4704 | 4704 | 5251 | Structure, concrete (in-situ, RC40, excl. reinforcement) |  | 0 | A1A3 | 693.4998 | 2.2365e-05 | 1.3779 | 0.33966 | 0.13001 | 0.00025383 | 3425.4541 | 209.916 | 2.0253
| Civic Offices | Stairs and ramps reinforced concrete 40MPa 0.5% reo (m3) | 1700753 | 8402907 | 2.4 | Stairs and ramps | Concrete 2% reinforced | Construction | 1.96 | m3 | 80 | 44 | 1 | FALSE | 1 | FALSE |  | 1.05 | 4704 | 4704 | 5251 | Structure, concrete (in-situ, RC40, excl. reinforcement) |  | 0 | A4 | 68.0592 | 1.2229e-05 | 0.22285 | 0.060233 | 0.038018 | 0.00023736 | 1014.5331 | 154.9118 | 0.28007
| Civic Offices | Stairs and ramps reinforced concrete 40MPa 0.5% reo (m3) | 1700753 | 8402907 | 2.4 | Stairs and ramps | Concrete 2% reinforced | Construction | 1.96 | m3 | 80 | 44 | 1 | FALSE | 1 | FALSE |  | 1.05 | 4704 | 4704 | 5251 | Structure, concrete (in-situ, RC40, excl. reinforcement) |  | 0 | A5 | 0.061052 | 2.1046e-08 | 0.0004702 | 0.0001161 | 8.1226e-05 | 6.5997e-08 | 1.7733 | 35.28 | 0
| Civic Offices | Stairs and ramps reinforced concrete 40MPa 0.5% reo (m3) | 1700753 | 8402907 | 2.4 | Stairs and ramps | Concrete 2% reinforced | Construction | 1.96 | m3 | 80 | 44 | 1 | FALSE | 1 | FALSE |  | 1.05 | 4704 | 4704 | 5251 | Structure, concrete (in-situ, RC40, excl. reinforcement) |  | 0 | D2 | 0 | 0 | 0 | 0 | 0 | 0 | 0 | 0 | 0
| Civic Offices | Stairs and ramps reinforced concrete 40MPa 0.5% reo (m3) | 1700753 | 8402907 | 2.4 | Stairs and ramps | Concrete 2% reinforced | Construction | 1.96 | m3 | 80 | 44 | 1 | FALSE | 1 | FALSE |  | 1.05 | 4704 | 4704 | 5251 | Structure, concrete (in-situ, RC40, excl. reinforcement) |  | 0 | D3 | 0 | 0 | 0 | 0 | 0 | 0 | 0 | 0 | 0
| Civic Offices | Stairs and ramps reinforced concrete 40MPa 0.5% reo (m3) | 1700753 | 8402907 | 2.4 | Stairs and ramps | Concrete 2% reinforced | Construction | 1.96 | m3 | 80 | 44 | 1 | FALSE | 1 | FALSE |  | 1.05 | 4704 | 4704 | 5251 | Structure, concrete (in-situ, RC40, excl. reinforcement) |  | 0 | D4 | 0 | 0 | 0 | 0 | 0 | 0 | 0 | 0 | 0
| Civic Offices | Stairs and ramps reinforced concrete 40MPa 0.5% reo (m3) | 1700753 | 8402907 | 2.4 | Stairs and ramps | Concrete 2% reinforced | Construction | 1.96 | m3 | 80 | 44 | 1 | FALSE | 1 | FALSE |  | 1.05 | 4704 | 4704 | 5251 | Structure, concrete (in-situ, RC40, excl. reinforcement) |  | 60 | C2 | 0 | 0 | 0 | 0 | 0 | 0 | 0 | 0 | 0
| Civic Offices | Stairs and ramps reinforced concrete 40MPa 0.5% reo (m3) | 1700753 | 8402907 | 2.4 | Stairs and ramps | Concrete 2% reinforced | Construction | 1.96 | m3 | 80 | 44 | 1 | FALSE | 1 | FALSE |  | 1.05 | 4704 | 4704 | 5251 | Structure, concrete (in-situ, RC40, excl. reinforcement) |  | 60 | C4 | 1.221 | 4.2092e-07 | 0.009404 | 0.002322 | 0.0016245 | 1.3199e-06 | 35.4651 | 705.6 | 0.11511
| Civic Offices | Stairs and ramps reinforced concrete 40MPa 0.5% reo (m3) | 1700753 | 8402907 | 2.4 | Stairs and ramps | Concrete 2% reinforced | Construction | 1.96 | m3 | 80 | 44 | 1 | FALSE | 1 | FALSE |  | 1.05 | 4704 | 4704 | 5251 | Structure, concrete (in-situ, RC40, excl. reinforcement) |  | 60 | D2 | 0 | 0 | 0 | 0 | 0 | 0 | 0 | 0 | 0
| Civic Offices | Stairs and ramps reinforced concrete 40MPa 0.5% reo (m3) | 1700753 | 8402907 | 2.4 | Stairs and ramps | Concrete 2% reinforced | Construction | 1.96 | m3 | 80 | 44 | 1 | FALSE | 1 | FALSE |  | 1.05 | 4704 | 4704 | 5251 | Structure, concrete (in-situ, RC40, excl. reinforcement) |  | 60 | D3 | 0 | 0 | 0 | 0 | 0 | 0 | 0 | 0 | 0
| Civic Offices | Stairs and ramps reinforced concrete 40MPa 0.5% reo (m3) | 1700753 | 8402907 | 2.4 | Stairs and ramps | Concrete 2% reinforced | Construction | 1.96 | m3 | 80 | 44 | 1 | FALSE | 1 | FALSE |  | 1.05 | 4704 | 4704 | 5251 | Structure, concrete (in-situ, RC40, excl. reinforcement) |  | 60 | D4 | 0 | 0 | 0 | 0 | 0 | 0 | 0 | 0 | 0
| Civic Offices | Stairs and ramps reinforced concrete 40MPa 0.5% reo (m3) | 1700753 | 8402908 | 2.4 | Stairs and ramps | reo 2% by volume | Construction | 0.01 | m3 | 80 | 44 | 1 | FALSE | 1 | FALSE |  | 1.05 | 78.33 | 78.33 | 5466 | Reinforcement for RC, steel |  | 0 | A1A3 | 170.0252 | 9.6863e-06 | 0.76761 | 0.37803 | 0.21234 | 0.00090682 | 2147.0161 | 61.3559 | 1.5204
| Civic Offices | Stairs and ramps reinforced concrete 40MPa 0.5% reo (m3) | 1700753 | 8402908 | 2.4 | Stairs and ramps | reo 2% by volume | Construction | 0.01 | m3 | 80 | 44 | 1 | FALSE | 1 | FALSE |  | 1.05 | 78.33 | 78.33 | 5466 | Reinforcement for RC, steel |  | 0 | A4 | 3.4137 | 4.7238e-07 | 0.016231 | 0.0030139 | 0.0021427 | 7.6024e-06 | 49.9476 | 14.5054 | 0.013874
| Civic Offices | Stairs and ramps reinforced concrete 40MPa 0.5% reo (m3) | 1700753 | 8402908 | 2.4 | Stairs and ramps | reo 2% by volume | Construction | 0.01 | m3 | 80 | 44 | 1 | FALSE | 1 | FALSE |  | 1.05 | 78.33 | 78.33 | 5466 | Reinforcement for RC, steel |  | 0 | A5 | 0.0020358 | 5.3308e-10 | 1.4236e-05 | 4.6779e-06 | 2.3623e-06 | 2.8718e-09 | 0.049908 | 0.58748 | 0
| Civic Offices | Stairs and ramps reinforced concrete 40MPa 0.5% reo (m3) | 1700753 | 8402908 | 2.4 | Stairs and ramps | reo 2% by volume | Construction | 0.01 | m3 | 80 | 44 | 1 | FALSE | 1 | FALSE |  | 1.05 | 78.33 | 78.33 | 5466 | Reinforcement for RC, steel |  | 0 | D2 | 0 | 0 | 0 | 0 | 0 | 0 | 0 | 0 | 0
| Civic Offices | Stairs and ramps reinforced concrete 40MPa 0.5% reo (m3) | 1700753 | 8402908 | 2.4 | Stairs and ramps | reo 2% by volume | Construction | 0.01 | m3 | 80 | 44 | 1 | FALSE | 1 | FALSE |  | 1.05 | 78.33 | 78.33 | 5466 | Reinforcement for RC, steel |  | 0 | D3 | 0 | 0 | 0 | 0 | 0 | 0 | 0 | 0 | 0
| Civic Offices | Stairs and ramps reinforced concrete 40MPa 0.5% reo (m3) | 1700753 | 8402908 | 2.4 | Stairs and ramps | reo 2% by volume | Construction | 0.01 | m3 | 80 | 44 | 1 | FALSE | 1 | FALSE |  | 1.05 | 78.33 | 78.33 | 5466 | Reinforcement for RC, steel |  | 0 | D4 | 0 | 0 | 0 | 0 | 0 | 0 | 0 | 0 | 0
| Civic Offices | Stairs and ramps reinforced concrete 40MPa 0.5% reo (m3) | 1700753 | 8402908 | 2.4 | Stairs and ramps | reo 2% by volume | Construction | 0.01 | m3 | 80 | 44 | 1 | FALSE | 1 | FALSE |  | 1.05 | 78.33 | 78.33 | 5466 | Reinforcement for RC, steel |  | 60 | C2 | 0 | 0 | 0 | 0 | 0 | 0 | 0 | 0 | 0
| Civic Offices | Stairs and ramps reinforced concrete 40MPa 0.5% reo (m3) | 1700753 | 8402908 | 2.4 | Stairs and ramps | reo 2% by volume | Construction | 0.01 | m3 | 80 | 44 | 1 | FALSE | 1 | FALSE |  | 1.05 | 78.33 | 78.33 | 5466 | Reinforcement for RC, steel |  | 60 | C4 | 0.040716 | 1.0662e-08 | 0.00028472 | 9.3559e-05 | 4.7247e-05 | 5.7436e-08 | 0.99817 | 11.7495 | 0.0020419
| Civic Offices | Stairs and ramps reinforced concrete 40MPa 0.5% reo (m3) | 1700753 | 8402908 | 2.4 | Stairs and ramps | reo 2% by volume | Construction | 0.01 | m3 | 80 | 44 | 1 | FALSE | 1 | FALSE |  | 1.05 | 78.33 | 78.33 | 5466 | Reinforcement for RC, steel |  | 60 | D2 | 0 | 0 | 0 | 0 | 0 | 0 | 0 | 0 | 0
| Civic Offices | Stairs and ramps reinforced concrete 40MPa 0.5% reo (m3) | 1700753 | 8402908 | 2.4 | Stairs and ramps | reo 2% by volume | Construction | 0.01 | m3 | 80 | 44 | 1 | FALSE | 1 | FALSE |  | 1.05 | 78.33 | 78.33 | 5466 | Reinforcement for RC, steel |  | 60 | D3 | 0 | 0 | 0 | 0 | 0 | 0 | 0 | 0 | 0
| Civic Offices | Stairs and ramps reinforced concrete 40MPa 0.5% reo (m3) | 1700753 | 8402908 | 2.4 | Stairs and ramps | reo 2% by volume | Construction | 0.01 | m3 | 80 | 44 | 1 | FALSE | 1 | FALSE |  | 1.05 | 78.33 | 78.33 | 5466 | Reinforcement for RC, steel |  | 60 | D4 | 0 | 0 | 0 | 0 | 0 | 0 | 0 | 0 | 0
| Civic Offices | Fittings steel hand rail 50mm | 1700757 | 8402912 | 4.1 | Fittings, furnishings and equipment | Hollow Steel Handrail (50mm diam) 2mm gauge | Construction | 7.8746 | Linear length Calculation | 80 | 44 | 1 | FALSE | 1 | FALSE |  | 1.01 | 7.8746 | 7.8746 | 5238 | Structure, steel (hot rolled) |  | 0 | A1A3 | 14.1688 | 8.3602e-07 | 0.069884 | 0.047899 | 0.014851 | 0.00021615 | 180.5955 | 7.1421 | 0.18763
| Civic Offices | Fittings steel hand rail 50mm | 1700757 | 8402912 | 4.1 | Fittings, furnishings and equipment | Hollow Steel Handrail (50mm diam) 2mm gauge | Construction | 7.8746 | Linear length Calculation | 80 | 44 | 1 | FALSE | 1 | FALSE |  | 1.01 | 7.8746 | 7.8746 | 5238 | Structure, steel (hot rolled) |  | 0 | A4 | 0.33011 | 4.568e-08 | 0.0015696 | 0.00029145 | 0.00020721 | 7.3516e-07 | 4.83 | 1.4027 | 0.0013416
| Civic Offices | Fittings steel hand rail 50mm | 1700757 | 8402912 | 4.1 | Fittings, furnishings and equipment | Hollow Steel Handrail (50mm diam) 2mm gauge | Construction | 7.8746 | Linear length Calculation | 80 | 44 | 1 | FALSE | 1 | FALSE |  | 1.01 | 7.8746 | 7.8746 | 5238 | Structure, steel (hot rolled) |  | 0 | A5 | 4.0932e-05 | 1.0718e-11 | 2.8623e-07 | 9.4055e-08 | 4.7497e-08 | 5.7741e-11 | 0.0010035 | 0.011812 | 0
| Civic Offices | Fittings steel hand rail 50mm | 1700757 | 8402912 | 4.1 | Fittings, furnishings and equipment | Hollow Steel Handrail (50mm diam) 2mm gauge | Construction | 7.8746 | Linear length Calculation | 80 | 44 | 1 | FALSE | 1 | FALSE |  | 1.01 | 7.8746 | 7.8746 | 5238 | Structure, steel (hot rolled) |  | 0 | D2 | 0 | 0 | 0 | 0 | 0 | 0 | 0 | 0 | 0
| Civic Offices | Fittings steel hand rail 50mm | 1700757 | 8402912 | 4.1 | Fittings, furnishings and equipment | Hollow Steel Handrail (50mm diam) 2mm gauge | Construction | 7.8746 | Linear length Calculation | 80 | 44 | 1 | FALSE | 1 | FALSE |  | 1.01 | 7.8746 | 7.8746 | 5238 | Structure, steel (hot rolled) |  | 0 | D3 | 0 | 0 | 0 | 0 | 0 | 0 | 0 | 0 | 0
| Civic Offices | Fittings steel hand rail 50mm | 1700757 | 8402912 | 4.1 | Fittings, furnishings and equipment | Hollow Steel Handrail (50mm diam) 2mm gauge | Construction | 7.8746 | Linear length Calculation | 80 | 44 | 1 | FALSE | 1 | FALSE |  | 1.01 | 7.8746 | 7.8746 | 5238 | Structure, steel (hot rolled) |  | 0 | D4 | 0 | 0 | 0 | 0 | 0 | 0 | 0 | 0 | 0
| Civic Offices | Fittings steel hand rail 50mm | 1700757 | 8402912 | 4.1 | Fittings, furnishings and equipment | Hollow Steel Handrail (50mm diam) 2mm gauge | Construction | 7.8746 | Linear length Calculation | 80 | 44 | 1 | FALSE | 1 | FALSE |  | 1.01 | 7.8746 | 7.8746 | 5238 | Structure, steel (hot rolled) |  | 60 | C2 | 0 | 0 | 0 | 0 | 0 | 0 | 0 | 0 | 0
| Civic Offices | Fittings steel hand rail 50mm | 1700757 | 8402912 | 4.1 | Fittings, furnishings and equipment | Hollow Steel Handrail (50mm diam) 2mm gauge | Construction | 7.8746 | Linear length Calculation | 80 | 44 | 1 | FALSE | 1 | FALSE |  | 1.01 | 7.8746 | 7.8746 | 5238 | Structure, steel (hot rolled) |  | 60 | C4 | 0.0040932 | 1.0718e-09 | 2.8623e-05 | 9.4055e-06 | 4.7497e-06 | 5.7741e-09 | 0.10035 | 1.1812 | 0.00020528
| Civic Offices | Fittings steel hand rail 50mm | 1700757 | 8402912 | 4.1 | Fittings, furnishings and equipment | Hollow Steel Handrail (50mm diam) 2mm gauge | Construction | 7.8746 | Linear length Calculation | 80 | 44 | 1 | FALSE | 1 | FALSE |  | 1.01 | 7.8746 | 7.8746 | 5238 | Structure, steel (hot rolled) |  | 60 | D2 | 0 | 0 | 0 | 0 | 0 | 0 | 0 | 0 | 0
| Civic Offices | Fittings steel hand rail 50mm | 1700757 | 8402912 | 4.1 | Fittings, furnishings and equipment | Hollow Steel Handrail (50mm diam) 2mm gauge | Construction | 7.8746 | Linear length Calculation | 80 | 44 | 1 | FALSE | 1 | FALSE |  | 1.01 | 7.8746 | 7.8746 | 5238 | Structure, steel (hot rolled) |  | 60 | D3 | 0 | 0 | 0 | 0 | 0 | 0 | 0 | 0 | 0
| Civic Offices | Fittings steel hand rail 50mm | 1700757 | 8402912 | 4.1 | Fittings, furnishings and equipment | Hollow Steel Handrail (50mm diam) 2mm gauge | Construction | 7.8746 | Linear length Calculation | 80 | 44 | 1 | FALSE | 1 | FALSE |  | 1.01 | 7.8746 | 7.8746 | 5238 | Structure, steel (hot rolled) |  | 60 | D4 | 0 | 0 | 0 | 0 | 0 | 0 | 0 | 0 | 0
| Civic Offices | Floor covering lino floor (eg vinyl/PVC) | 1700759 | 8402914 | 3.2 | Floor finishes | PVC/Lino/marlo flooring | Construction | 11.0062 | Area Calculation | 35 | 44 | 1 | FALSE | 1 | FALSE |  | 1.1 | 11.0062 | 22.0125 | 5088 | Weatherboarding, Vinyl (PVC, cellular) |  | 0 | A1A3 | 30.5767 | 6.7061e-07 | 0.10566 | 0.024563 | 0.037568 | 0.00013897 | 687.367 | 81.0301 | 0.21198
| Civic Offices | Floor covering lino floor (eg vinyl/PVC) | 1700759 | 8402914 | 3.2 | Floor finishes | PVC/Lino/marlo flooring | Construction | 11.0062 | Area Calculation | 35 | 44 | 1 | FALSE | 1 | FALSE |  | 1.1 | 11.0062 | 22.0125 | 5088 | Weatherboarding, Vinyl (PVC, cellular) |  | 0 | A4 | 0.22938 | 4.1215e-08 | 0.00075108 | 0.00020301 | 0.00012813 | 7.9997e-07 | 3.4193 | 0.52211 | 0.00094395
| Civic Offices | Floor covering lino floor (eg vinyl/PVC) | 1700759 | 8402914 | 3.2 | Floor finishes | PVC/Lino/marlo flooring | Construction | 11.0062 | Area Calculation | 35 | 44 | 1 | FALSE | 1 | FALSE |  | 1.1 | 11.0062 | 22.0125 | 5088 | Weatherboarding, Vinyl (PVC, cellular) |  | 0 | A5 | 0.029008 | 9.2264e-10 | 2.671e-05 | 0.0024336 | 8.8626e-06 | 5.1549e-09 | 0.084431 | 0.1761 | 0
| Civic Offices | Floor covering lino floor (eg vinyl/PVC) | 1700759 | 8402914 | 3.2 | Floor finishes | PVC/Lino/marlo flooring | Construction | 11.0062 | Area Calculation | 35 | 44 | 1 | FALSE | 1 | FALSE |  | 1.1 | 11.0062 | 22.0125 | 5088 | Weatherboarding, Vinyl (PVC, cellular) |  | 0 | D2 | 0 | 0 | 0 | 0 | 0 | 0 | 0 | 0 | 0
| Civic Offices | Floor covering lino floor (eg vinyl/PVC) | 1700759 | 8402914 | 3.2 | Floor finishes | PVC/Lino/marlo flooring | Construction | 11.0062 | Area Calculation | 35 | 44 | 1 | FALSE | 1 | FALSE |  | 1.1 | 11.0062 | 22.0125 | 5088 | Weatherboarding, Vinyl (PVC, cellular) |  | 0 | D3 | 0 | 0 | 0 | 0 | 0 | 0 | 0 | 0 | 0
| Civic Offices | Floor covering lino floor (eg vinyl/PVC) | 1700759 | 8402914 | 3.2 | Floor finishes | PVC/Lino/marlo flooring | Construction | 11.0062 | Area Calculation | 35 | 44 | 1 | FALSE | 1 | FALSE |  | 1.1 | 11.0062 | 22.0125 | 5088 | Weatherboarding, Vinyl (PVC, cellular) |  | 0 | D4 | 0 | 0 | 0 | 0 | 0 | 0 | 0 | 0 | 0
| Civic Offices | Floor covering lino floor (eg vinyl/PVC) | 1700759 | 8402914 | 3.2 | Floor finishes | PVC/Lino/marlo flooring | Construction | 11.0062 | Area Calculation | 35 | 44 | 1 | FALSE | 1 | FALSE |  | 1.1 | 11.0062 | 22.0125 | 5088 | Weatherboarding, Vinyl (PVC, cellular) |  | 60 | C2 | 0 | 0 | 0 | 0 | 0 | 0 | 0 | 0 | 0
| Civic Offices | Floor covering lino floor (eg vinyl/PVC) | 1700759 | 8402914 | 3.2 | Floor finishes | PVC/Lino/marlo flooring | Construction | 11.0062 | Area Calculation | 35 | 44 | 1 | FALSE | 1 | FALSE |  | 1.1 | 11.0062 | 22.0125 | 5088 | Weatherboarding, Vinyl (PVC, cellular) |  | 60 | C4 | 0.29008 | 9.2264e-09 | 0.0002671 | 0.024336 | 8.8626e-05 | 5.1549e-08 | 0.84431 | 1.761 | 0.0081665
| Civic Offices | Floor covering lino floor (eg vinyl/PVC) | 1700759 | 8402914 | 3.2 | Floor finishes | PVC/Lino/marlo flooring | Construction | 11.0062 | Area Calculation | 35 | 44 | 1 | FALSE | 1 | FALSE |  | 1.1 | 11.0062 | 22.0125 | 5088 | Weatherboarding, Vinyl (PVC, cellular) |  | 60 | D2 | 0 | 0 | 0 | 0 | 0 | 0 | 0 | 0 | 0
| Civic Offices | Floor covering lino floor (eg vinyl/PVC) | 1700759 | 8402914 | 3.2 | Floor finishes | PVC/Lino/marlo flooring | Construction | 11.0062 | Area Calculation | 35 | 44 | 1 | FALSE | 1 | FALSE |  | 1.1 | 11.0062 | 22.0125 | 5088 | Weatherboarding, Vinyl (PVC, cellular) |  | 60 | D3 | 0 | 0 | 0 | 0 | 0 | 0 | 0 | 0 | 0
| Civic Offices | Floor covering lino floor (eg vinyl/PVC) | 1700759 | 8402914 | 3.2 | Floor finishes | PVC/Lino/marlo flooring | Construction | 11.0062 | Area Calculation | 35 | 44 | 1 | FALSE | 1 | FALSE |  | 1.1 | 11.0062 | 22.0125 | 5088 | Weatherboarding, Vinyl (PVC, cellular) |  | 60 | D4 | 0 | 0 | 0 | 0 | 0 | 0 | 0 | 0 | 0
| Civic Offices | Floor covering lino floor (eg vinyl/PVC) | 1700759 | 8402914 | 3.2 | Floor finishes | PVC/Lino/marlo flooring | Construction | 11.0062 | Area Calculation | 35 | 44 | 1 | FALSE | 1 | FALSE |  | 1.1 | 11.0062 | 22.0125 | 5088 | Weatherboarding, Vinyl (PVC, cellular) |  | 35 | B4B5 | 31.1252 | 7.2198e-07 | 0.1067 | 0.051536 | 0.037794 | 0.00013983 | 691.7151 | 83.4893 | 0.21293
| Civic Offices | Floor covering lino floor (eg vinyl/PVC) | 1700759 | 8402914 | 3.2 | Floor finishes | PVC/Lino/marlo flooring | Construction | 11.0062 | Area Calculation | 35 | 44 | 1 | FALSE | 1 | FALSE |  | 1.1 | 11.0062 | 22.0125 | 5088 | Weatherboarding, Vinyl (PVC, cellular) |  | 35 | D2 | 0 | 0 | 0 | 0 | 0 | 0 | 0 | 0 | 0
| Civic Offices | Floor covering lino floor (eg vinyl/PVC) | 1700759 | 8402914 | 3.2 | Floor finishes | PVC/Lino/marlo flooring | Construction | 11.0062 | Area Calculation | 35 | 44 | 1 | FALSE | 1 | FALSE |  | 1.1 | 11.0062 | 22.0125 | 5088 | Weatherboarding, Vinyl (PVC, cellular) |  | 35 | D3 | 0 | 0 | 0 | 0 | 0 | 0 | 0 | 0 | 0
| Civic Offices | Floor covering lino floor (eg vinyl/PVC) | 1700759 | 8402914 | 3.2 | Floor finishes | PVC/Lino/marlo flooring | Construction | 11.0062 | Area Calculation | 35 | 44 | 1 | FALSE | 1 | FALSE |  | 1.1 | 11.0062 | 22.0125 | 5088 | Weatherboarding, Vinyl (PVC, cellular) |  | 35 | D4 | 0 | 0 | 0 | 0 | 0 | 0 | 0 | 0 | 0
| Civic Offices | Stairs and ramps reinforced concrete 40MPa 0.5% reo (m3) | 1700760 | 8402916 | 2.4 | Stairs and ramps | Concrete 2% reinforced | Construction | 0.98 | m3 | 80 | 44 | 1 | FALSE | 1 | FALSE |  | 1.05 | 2352 | 2352 | 5251 | Structure, concrete (in-situ, RC40, excl. reinforcement) |  | 0 | A1A3 | 346.7499 | 1.1183e-05 | 0.68893 | 0.16983 | 0.065003 | 0.00012691 | 1712.7271 | 104.958 | 1.0126
| Civic Offices | Stairs and ramps reinforced concrete 40MPa 0.5% reo (m3) | 1700760 | 8402916 | 2.4 | Stairs and ramps | Concrete 2% reinforced | Construction | 0.98 | m3 | 80 | 44 | 1 | FALSE | 1 | FALSE |  | 1.05 | 2352 | 2352 | 5251 | Structure, concrete (in-situ, RC40, excl. reinforcement) |  | 0 | A4 | 34.0296 | 6.1143e-06 | 0.11142 | 0.030116 | 0.019009 | 0.00011868 | 507.2666 | 77.4559 | 0.14004
| Civic Offices | Stairs and ramps reinforced concrete 40MPa 0.5% reo (m3) | 1700760 | 8402916 | 2.4 | Stairs and ramps | Concrete 2% reinforced | Construction | 0.98 | m3 | 80 | 44 | 1 | FALSE | 1 | FALSE |  | 1.05 | 2352 | 2352 | 5251 | Structure, concrete (in-situ, RC40, excl. reinforcement) |  | 0 | A5 | 0.030526 | 1.0523e-08 | 0.0002351 | 5.8051e-05 | 4.0613e-05 | 3.2998e-08 | 0.88663 | 17.64 | 0
| Civic Offices | Stairs and ramps reinforced concrete 40MPa 0.5% reo (m3) | 1700760 | 8402916 | 2.4 | Stairs and ramps | Concrete 2% reinforced | Construction | 0.98 | m3 | 80 | 44 | 1 | FALSE | 1 | FALSE |  | 1.05 | 2352 | 2352 | 5251 | Structure, concrete (in-situ, RC40, excl. reinforcement) |  | 0 | D2 | 0 | 0 | 0 | 0 | 0 | 0 | 0 | 0 | 0
| Civic Offices | Stairs and ramps reinforced concrete 40MPa 0.5% reo (m3) | 1700760 | 8402916 | 2.4 | Stairs and ramps | Concrete 2% reinforced | Construction | 0.98 | m3 | 80 | 44 | 1 | FALSE | 1 | FALSE |  | 1.05 | 2352 | 2352 | 5251 | Structure, concrete (in-situ, RC40, excl. reinforcement) |  | 0 | D3 | 0 | 0 | 0 | 0 | 0 | 0 | 0 | 0 | 0
| Civic Offices | Stairs and ramps reinforced concrete 40MPa 0.5% reo (m3) | 1700760 | 8402916 | 2.4 | Stairs and ramps | Concrete 2% reinforced | Construction | 0.98 | m3 | 80 | 44 | 1 | FALSE | 1 | FALSE |  | 1.05 | 2352 | 2352 | 5251 | Structure, concrete (in-situ, RC40, excl. reinforcement) |  | 0 | D4 | 0 | 0 | 0 | 0 | 0 | 0 | 0 | 0 | 0
| Civic Offices | Stairs and ramps reinforced concrete 40MPa 0.5% reo (m3) | 1700760 | 8402916 | 2.4 | Stairs and ramps | Concrete 2% reinforced | Construction | 0.98 | m3 | 80 | 44 | 1 | FALSE | 1 | FALSE |  | 1.05 | 2352 | 2352 | 5251 | Structure, concrete (in-situ, RC40, excl. reinforcement) |  | 60 | C2 | 0 | 0 | 0 | 0 | 0 | 0 | 0 | 0 | 0
| Civic Offices | Stairs and ramps reinforced concrete 40MPa 0.5% reo (m3) | 1700760 | 8402916 | 2.4 | Stairs and ramps | Concrete 2% reinforced | Construction | 0.98 | m3 | 80 | 44 | 1 | FALSE | 1 | FALSE |  | 1.05 | 2352 | 2352 | 5251 | Structure, concrete (in-situ, RC40, excl. reinforcement) |  | 60 | C4 | 0.61052 | 2.1046e-07 | 0.004702 | 0.001161 | 0.00081226 | 6.5997e-07 | 17.7326 | 352.8 | 0.057554
| Civic Offices | Stairs and ramps reinforced concrete 40MPa 0.5% reo (m3) | 1700760 | 8402916 | 2.4 | Stairs and ramps | Concrete 2% reinforced | Construction | 0.98 | m3 | 80 | 44 | 1 | FALSE | 1 | FALSE |  | 1.05 | 2352 | 2352 | 5251 | Structure, concrete (in-situ, RC40, excl. reinforcement) |  | 60 | D2 | 0 | 0 | 0 | 0 | 0 | 0 | 0 | 0 | 0
| Civic Offices | Stairs and ramps reinforced concrete 40MPa 0.5% reo (m3) | 1700760 | 8402916 | 2.4 | Stairs and ramps | Concrete 2% reinforced | Construction | 0.98 | m3 | 80 | 44 | 1 | FALSE | 1 | FALSE |  | 1.05 | 2352 | 2352 | 5251 | Structure, concrete (in-situ, RC40, excl. reinforcement) |  | 60 | D3 | 0 | 0 | 0 | 0 | 0 | 0 | 0 | 0 | 0
| Civic Offices | Stairs and ramps reinforced concrete 40MPa 0.5% reo (m3) | 1700760 | 8402916 | 2.4 | Stairs and ramps | Concrete 2% reinforced | Construction | 0.98 | m3 | 80 | 44 | 1 | FALSE | 1 | FALSE |  | 1.05 | 2352 | 2352 | 5251 | Structure, concrete (in-situ, RC40, excl. reinforcement) |  | 60 | D4 | 0 | 0 | 0 | 0 | 0 | 0 | 0 | 0 | 0
| Civic Offices | Stairs and ramps reinforced concrete 40MPa 0.5% reo (m3) | 1700760 | 8402917 | 2.4 | Stairs and ramps | reo 2% by volume | Construction | 0.005 | m3 | 80 | 44 | 1 | FALSE | 1 | FALSE |  | 1.05 | 39.165 | 39.165 | 5466 | Reinforcement for RC, steel |  | 0 | A1A3 | 85.0126 | 4.8431e-06 | 0.3838 | 0.18902 | 0.10617 | 0.00045341 | 1073.508 | 30.6779 | 0.7602
| Civic Offices | Stairs and ramps reinforced concrete 40MPa 0.5% reo (m3) | 1700760 | 8402917 | 2.4 | Stairs and ramps | reo 2% by volume | Construction | 0.005 | m3 | 80 | 44 | 1 | FALSE | 1 | FALSE |  | 1.05 | 39.165 | 39.165 | 5466 | Reinforcement for RC, steel |  | 0 | A4 | 1.7069 | 2.3619e-07 | 0.0081155 | 0.001507 | 0.0010714 | 3.8012e-06 | 24.9738 | 7.2527 | 0.0069369
| Civic Offices | Stairs and ramps reinforced concrete 40MPa 0.5% reo (m3) | 1700760 | 8402917 | 2.4 | Stairs and ramps | reo 2% by volume | Construction | 0.005 | m3 | 80 | 44 | 1 | FALSE | 1 | FALSE |  | 1.05 | 39.165 | 39.165 | 5466 | Reinforcement for RC, steel |  | 0 | A5 | 0.0010179 | 2.6654e-10 | 7.1181e-06 | 2.339e-06 | 1.1812e-06 | 1.4359e-09 | 0.024954 | 0.29374 | 0
| Civic Offices | Stairs and ramps reinforced concrete 40MPa 0.5% reo (m3) | 1700760 | 8402917 | 2.4 | Stairs and ramps | reo 2% by volume | Construction | 0.005 | m3 | 80 | 44 | 1 | FALSE | 1 | FALSE |  | 1.05 | 39.165 | 39.165 | 5466 | Reinforcement for RC, steel |  | 0 | D2 | 0 | 0 | 0 | 0 | 0 | 0 | 0 | 0 | 0
| Civic Offices | Stairs and ramps reinforced concrete 40MPa 0.5% reo (m3) | 1700760 | 8402917 | 2.4 | Stairs and ramps | reo 2% by volume | Construction | 0.005 | m3 | 80 | 44 | 1 | FALSE | 1 | FALSE |  | 1.05 | 39.165 | 39.165 | 5466 | Reinforcement for RC, steel |  | 0 | D3 | 0 | 0 | 0 | 0 | 0 | 0 | 0 | 0 | 0
| Civic Offices | Stairs and ramps reinforced concrete 40MPa 0.5% reo (m3) | 1700760 | 8402917 | 2.4 | Stairs and ramps | reo 2% by volume | Construction | 0.005 | m3 | 80 | 44 | 1 | FALSE | 1 | FALSE |  | 1.05 | 39.165 | 39.165 | 5466 | Reinforcement for RC, steel |  | 0 | D4 | 0 | 0 | 0 | 0 | 0 | 0 | 0 | 0 | 0
| Civic Offices | Stairs and ramps reinforced concrete 40MPa 0.5% reo (m3) | 1700760 | 8402917 | 2.4 | Stairs and ramps | reo 2% by volume | Construction | 0.005 | m3 | 80 | 44 | 1 | FALSE | 1 | FALSE |  | 1.05 | 39.165 | 39.165 | 5466 | Reinforcement for RC, steel |  | 60 | C2 | 0 | 0 | 0 | 0 | 0 | 0 | 0 | 0 | 0
| Civic Offices | Stairs and ramps reinforced concrete 40MPa 0.5% reo (m3) | 1700760 | 8402917 | 2.4 | Stairs and ramps | reo 2% by volume | Construction | 0.005 | m3 | 80 | 44 | 1 | FALSE | 1 | FALSE |  | 1.05 | 39.165 | 39.165 | 5466 | Reinforcement for RC, steel |  | 60 | C4 | 0.020358 | 5.3308e-09 | 0.00014236 | 4.6779e-05 | 2.3623e-05 | 2.8718e-08 | 0.49908 | 5.8747 | 0.001021
| Civic Offices | Stairs and ramps reinforced concrete 40MPa 0.5% reo (m3) | 1700760 | 8402917 | 2.4 | Stairs and ramps | reo 2% by volume | Construction | 0.005 | m3 | 80 | 44 | 1 | FALSE | 1 | FALSE |  | 1.05 | 39.165 | 39.165 | 5466 | Reinforcement for RC, steel |  | 60 | D2 | 0 | 0 | 0 | 0 | 0 | 0 | 0 | 0 | 0
| Civic Offices | Stairs and ramps reinforced concrete 40MPa 0.5% reo (m3) | 1700760 | 8402917 | 2.4 | Stairs and ramps | reo 2% by volume | Construction | 0.005 | m3 | 80 | 44 | 1 | FALSE | 1 | FALSE |  | 1.05 | 39.165 | 39.165 | 5466 | Reinforcement for RC, steel |  | 60 | D3 | 0 | 0 | 0 | 0 | 0 | 0 | 0 | 0 | 0
| Civic Offices | Stairs and ramps reinforced concrete 40MPa 0.5% reo (m3) | 1700760 | 8402917 | 2.4 | Stairs and ramps | reo 2% by volume | Construction | 0.005 | m3 | 80 | 44 | 1 | FALSE | 1 | FALSE |  | 1.05 | 39.165 | 39.165 | 5466 | Reinforcement for RC, steel |  | 60 | D4 | 0 | 0 | 0 | 0 | 0 | 0 | 0 | 0 | 0
| Civic Offices | Fittings steel hand rail 50mm | 1700764 | 8402921 | 4.1 | Fittings, furnishings and equipment | Hollow Steel Handrail (50mm diam) 2mm gauge | Construction | 7.8746 | Linear length Calculation | 80 | 44 | 1 | FALSE | 1 | FALSE |  | 1.01 | 7.8746 | 7.8746 | 5238 | Structure, steel (hot rolled) |  | 0 | A1A3 | 14.1688 | 8.3602e-07 | 0.069884 | 0.047899 | 0.014851 | 0.00021615 | 180.5955 | 7.1421 | 0.18763
| Civic Offices | Fittings steel hand rail 50mm | 1700764 | 8402921 | 4.1 | Fittings, furnishings and equipment | Hollow Steel Handrail (50mm diam) 2mm gauge | Construction | 7.8746 | Linear length Calculation | 80 | 44 | 1 | FALSE | 1 | FALSE |  | 1.01 | 7.8746 | 7.8746 | 5238 | Structure, steel (hot rolled) |  | 0 | A4 | 0.33011 | 4.568e-08 | 0.0015696 | 0.00029145 | 0.00020721 | 7.3516e-07 | 4.83 | 1.4027 | 0.0013416
| Civic Offices | Fittings steel hand rail 50mm | 1700764 | 8402921 | 4.1 | Fittings, furnishings and equipment | Hollow Steel Handrail (50mm diam) 2mm gauge | Construction | 7.8746 | Linear length Calculation | 80 | 44 | 1 | FALSE | 1 | FALSE |  | 1.01 | 7.8746 | 7.8746 | 5238 | Structure, steel (hot rolled) |  | 0 | A5 | 4.0932e-05 | 1.0718e-11 | 2.8623e-07 | 9.4055e-08 | 4.7497e-08 | 5.7741e-11 | 0.0010035 | 0.011812 | 0
| Civic Offices | Fittings steel hand rail 50mm | 1700764 | 8402921 | 4.1 | Fittings, furnishings and equipment | Hollow Steel Handrail (50mm diam) 2mm gauge | Construction | 7.8746 | Linear length Calculation | 80 | 44 | 1 | FALSE | 1 | FALSE |  | 1.01 | 7.8746 | 7.8746 | 5238 | Structure, steel (hot rolled) |  | 0 | D2 | 0 | 0 | 0 | 0 | 0 | 0 | 0 | 0 | 0
| Civic Offices | Fittings steel hand rail 50mm | 1700764 | 8402921 | 4.1 | Fittings, furnishings and equipment | Hollow Steel Handrail (50mm diam) 2mm gauge | Construction | 7.8746 | Linear length Calculation | 80 | 44 | 1 | FALSE | 1 | FALSE |  | 1.01 | 7.8746 | 7.8746 | 5238 | Structure, steel (hot rolled) |  | 0 | D3 | 0 | 0 | 0 | 0 | 0 | 0 | 0 | 0 | 0
| Civic Offices | Fittings steel hand rail 50mm | 1700764 | 8402921 | 4.1 | Fittings, furnishings and equipment | Hollow Steel Handrail (50mm diam) 2mm gauge | Construction | 7.8746 | Linear length Calculation | 80 | 44 | 1 | FALSE | 1 | FALSE |  | 1.01 | 7.8746 | 7.8746 | 5238 | Structure, steel (hot rolled) |  | 0 | D4 | 0 | 0 | 0 | 0 | 0 | 0 | 0 | 0 | 0
| Civic Offices | Fittings steel hand rail 50mm | 1700764 | 8402921 | 4.1 | Fittings, furnishings and equipment | Hollow Steel Handrail (50mm diam) 2mm gauge | Construction | 7.8746 | Linear length Calculation | 80 | 44 | 1 | FALSE | 1 | FALSE |  | 1.01 | 7.8746 | 7.8746 | 5238 | Structure, steel (hot rolled) |  | 60 | C2 | 0 | 0 | 0 | 0 | 0 | 0 | 0 | 0 | 0
| Civic Offices | Fittings steel hand rail 50mm | 1700764 | 8402921 | 4.1 | Fittings, furnishings and equipment | Hollow Steel Handrail (50mm diam) 2mm gauge | Construction | 7.8746 | Linear length Calculation | 80 | 44 | 1 | FALSE | 1 | FALSE |  | 1.01 | 7.8746 | 7.8746 | 5238 | Structure, steel (hot rolled) |  | 60 | C4 | 0.0040932 | 1.0718e-09 | 2.8623e-05 | 9.4055e-06 | 4.7497e-06 | 5.7741e-09 | 0.10035 | 1.1812 | 0.00020528
| Civic Offices | Fittings steel hand rail 50mm | 1700764 | 8402921 | 4.1 | Fittings, furnishings and equipment | Hollow Steel Handrail (50mm diam) 2mm gauge | Construction | 7.8746 | Linear length Calculation | 80 | 44 | 1 | FALSE | 1 | FALSE |  | 1.01 | 7.8746 | 7.8746 | 5238 | Structure, steel (hot rolled) |  | 60 | D2 | 0 | 0 | 0 | 0 | 0 | 0 | 0 | 0 | 0
| Civic Offices | Fittings steel hand rail 50mm | 1700764 | 8402921 | 4.1 | Fittings, furnishings and equipment | Hollow Steel Handrail (50mm diam) 2mm gauge | Construction | 7.8746 | Linear length Calculation | 80 | 44 | 1 | FALSE | 1 | FALSE |  | 1.01 | 7.8746 | 7.8746 | 5238 | Structure, steel (hot rolled) |  | 60 | D3 | 0 | 0 | 0 | 0 | 0 | 0 | 0 | 0 | 0
| Civic Offices | Fittings steel hand rail 50mm | 1700764 | 8402921 | 4.1 | Fittings, furnishings and equipment | Hollow Steel Handrail (50mm diam) 2mm gauge | Construction | 7.8746 | Linear length Calculation | 80 | 44 | 1 | FALSE | 1 | FALSE |  | 1.01 | 7.8746 | 7.8746 | 5238 | Structure, steel (hot rolled) |  | 60 | D4 | 0 | 0 | 0 | 0 | 0 | 0 | 0 | 0 | 0
| Civic Offices | Floor covering lino floor (eg vinyl/PVC) | 1700766 | 8402923 | 3.2 | Floor finishes | PVC/Lino/marlo flooring | Construction | 11.0062 | Area Calculation | 35 | 44 | 1 | FALSE | 1 | FALSE |  | 1.1 | 11.0062 | 22.0125 | 5088 | Weatherboarding, Vinyl (PVC, cellular) |  | 0 | A1A3 | 30.5767 | 6.7061e-07 | 0.10566 | 0.024563 | 0.037568 | 0.00013897 | 687.367 | 81.0301 | 0.21198
| Civic Offices | Floor covering lino floor (eg vinyl/PVC) | 1700766 | 8402923 | 3.2 | Floor finishes | PVC/Lino/marlo flooring | Construction | 11.0062 | Area Calculation | 35 | 44 | 1 | FALSE | 1 | FALSE |  | 1.1 | 11.0062 | 22.0125 | 5088 | Weatherboarding, Vinyl (PVC, cellular) |  | 0 | A4 | 0.22938 | 4.1215e-08 | 0.00075108 | 0.00020301 | 0.00012813 | 7.9997e-07 | 3.4193 | 0.52211 | 0.00094395
| Civic Offices | Floor covering lino floor (eg vinyl/PVC) | 1700766 | 8402923 | 3.2 | Floor finishes | PVC/Lino/marlo flooring | Construction | 11.0062 | Area Calculation | 35 | 44 | 1 | FALSE | 1 | FALSE |  | 1.1 | 11.0062 | 22.0125 | 5088 | Weatherboarding, Vinyl (PVC, cellular) |  | 0 | A5 | 0.029008 | 9.2264e-10 | 2.671e-05 | 0.0024336 | 8.8626e-06 | 5.1549e-09 | 0.084431 | 0.1761 | 0
| Civic Offices | Floor covering lino floor (eg vinyl/PVC) | 1700766 | 8402923 | 3.2 | Floor finishes | PVC/Lino/marlo flooring | Construction | 11.0062 | Area Calculation | 35 | 44 | 1 | FALSE | 1 | FALSE |  | 1.1 | 11.0062 | 22.0125 | 5088 | Weatherboarding, Vinyl (PVC, cellular) |  | 0 | D2 | 0 | 0 | 0 | 0 | 0 | 0 | 0 | 0 | 0
| Civic Offices | Floor covering lino floor (eg vinyl/PVC) | 1700766 | 8402923 | 3.2 | Floor finishes | PVC/Lino/marlo flooring | Construction | 11.0062 | Area Calculation | 35 | 44 | 1 | FALSE | 1 | FALSE |  | 1.1 | 11.0062 | 22.0125 | 5088 | Weatherboarding, Vinyl (PVC, cellular) |  | 0 | D3 | 0 | 0 | 0 | 0 | 0 | 0 | 0 | 0 | 0
| Civic Offices | Floor covering lino floor (eg vinyl/PVC) | 1700766 | 8402923 | 3.2 | Floor finishes | PVC/Lino/marlo flooring | Construction | 11.0062 | Area Calculation | 35 | 44 | 1 | FALSE | 1 | FALSE |  | 1.1 | 11.0062 | 22.0125 | 5088 | Weatherboarding, Vinyl (PVC, cellular) |  | 0 | D4 | 0 | 0 | 0 | 0 | 0 | 0 | 0 | 0 | 0
| Civic Offices | Floor covering lino floor (eg vinyl/PVC) | 1700766 | 8402923 | 3.2 | Floor finishes | PVC/Lino/marlo flooring | Construction | 11.0062 | Area Calculation | 35 | 44 | 1 | FALSE | 1 | FALSE |  | 1.1 | 11.0062 | 22.0125 | 5088 | Weatherboarding, Vinyl (PVC, cellular) |  | 60 | C2 | 0 | 0 | 0 | 0 | 0 | 0 | 0 | 0 | 0
| Civic Offices | Floor covering lino floor (eg vinyl/PVC) | 1700766 | 8402923 | 3.2 | Floor finishes | PVC/Lino/marlo flooring | Construction | 11.0062 | Area Calculation | 35 | 44 | 1 | FALSE | 1 | FALSE |  | 1.1 | 11.0062 | 22.0125 | 5088 | Weatherboarding, Vinyl (PVC, cellular) |  | 60 | C4 | 0.29008 | 9.2264e-09 | 0.0002671 | 0.024336 | 8.8626e-05 | 5.1549e-08 | 0.84431 | 1.761 | 0.0081665
| Civic Offices | Floor covering lino floor (eg vinyl/PVC) | 1700766 | 8402923 | 3.2 | Floor finishes | PVC/Lino/marlo flooring | Construction | 11.0062 | Area Calculation | 35 | 44 | 1 | FALSE | 1 | FALSE |  | 1.1 | 11.0062 | 22.0125 | 5088 | Weatherboarding, Vinyl (PVC, cellular) |  | 60 | D2 | 0 | 0 | 0 | 0 | 0 | 0 | 0 | 0 | 0
| Civic Offices | Floor covering lino floor (eg vinyl/PVC) | 1700766 | 8402923 | 3.2 | Floor finishes | PVC/Lino/marlo flooring | Construction | 11.0062 | Area Calculation | 35 | 44 | 1 | FALSE | 1 | FALSE |  | 1.1 | 11.0062 | 22.0125 | 5088 | Weatherboarding, Vinyl (PVC, cellular) |  | 60 | D3 | 0 | 0 | 0 | 0 | 0 | 0 | 0 | 0 | 0
| Civic Offices | Floor covering lino floor (eg vinyl/PVC) | 1700766 | 8402923 | 3.2 | Floor finishes | PVC/Lino/marlo flooring | Construction | 11.0062 | Area Calculation | 35 | 44 | 1 | FALSE | 1 | FALSE |  | 1.1 | 11.0062 | 22.0125 | 5088 | Weatherboarding, Vinyl (PVC, cellular) |  | 60 | D4 | 0 | 0 | 0 | 0 | 0 | 0 | 0 | 0 | 0
| Civic Offices | Floor covering lino floor (eg vinyl/PVC) | 1700766 | 8402923 | 3.2 | Floor finishes | PVC/Lino/marlo flooring | Construction | 11.0062 | Area Calculation | 35 | 44 | 1 | FALSE | 1 | FALSE |  | 1.1 | 11.0062 | 22.0125 | 5088 | Weatherboarding, Vinyl (PVC, cellular) |  | 35 | B4B5 | 31.1252 | 7.2198e-07 | 0.1067 | 0.051536 | 0.037794 | 0.00013983 | 691.7151 | 83.4893 | 0.21293
| Civic Offices | Floor covering lino floor (eg vinyl/PVC) | 1700766 | 8402923 | 3.2 | Floor finishes | PVC/Lino/marlo flooring | Construction | 11.0062 | Area Calculation | 35 | 44 | 1 | FALSE | 1 | FALSE |  | 1.1 | 11.0062 | 22.0125 | 5088 | Weatherboarding, Vinyl (PVC, cellular) |  | 35 | D2 | 0 | 0 | 0 | 0 | 0 | 0 | 0 | 0 | 0
| Civic Offices | Floor covering lino floor (eg vinyl/PVC) | 1700766 | 8402923 | 3.2 | Floor finishes | PVC/Lino/marlo flooring | Construction | 11.0062 | Area Calculation | 35 | 44 | 1 | FALSE | 1 | FALSE |  | 1.1 | 11.0062 | 22.0125 | 5088 | Weatherboarding, Vinyl (PVC, cellular) |  | 35 | D3 | 0 | 0 | 0 | 0 | 0 | 0 | 0 | 0 | 0
| Civic Offices | Floor covering lino floor (eg vinyl/PVC) | 1700766 | 8402923 | 3.2 | Floor finishes | PVC/Lino/marlo flooring | Construction | 11.0062 | Area Calculation | 35 | 44 | 1 | FALSE | 1 | FALSE |  | 1.1 | 11.0062 | 22.0125 | 5088 | Weatherboarding, Vinyl (PVC, cellular) |  | 35 | D4 | 0 | 0 | 0 | 0 | 0 | 0 | 0 | 0 | 0
| Civic Offices | Stairs and ramps reinforced concrete 40MPa 0.5% reo (m3) | 1700767 | 8402925 | 2.4 | Stairs and ramps | Concrete 2% reinforced | Construction | 0.98 | m3 | 80 | 44 | 1 | FALSE | 1 | FALSE |  | 1.05 | 2352 | 2352 | 5251 | Structure, concrete (in-situ, RC40, excl. reinforcement) |  | 0 | A1A3 | 346.7499 | 1.1183e-05 | 0.68893 | 0.16983 | 0.065003 | 0.00012691 | 1712.7271 | 104.958 | 1.0126
| Civic Offices | Stairs and ramps reinforced concrete 40MPa 0.5% reo (m3) | 1700767 | 8402925 | 2.4 | Stairs and ramps | Concrete 2% reinforced | Construction | 0.98 | m3 | 80 | 44 | 1 | FALSE | 1 | FALSE |  | 1.05 | 2352 | 2352 | 5251 | Structure, concrete (in-situ, RC40, excl. reinforcement) |  | 0 | A4 | 34.0296 | 6.1143e-06 | 0.11142 | 0.030116 | 0.019009 | 0.00011868 | 507.2666 | 77.4559 | 0.14004
| Civic Offices | Stairs and ramps reinforced concrete 40MPa 0.5% reo (m3) | 1700767 | 8402925 | 2.4 | Stairs and ramps | Concrete 2% reinforced | Construction | 0.98 | m3 | 80 | 44 | 1 | FALSE | 1 | FALSE |  | 1.05 | 2352 | 2352 | 5251 | Structure, concrete (in-situ, RC40, excl. reinforcement) |  | 0 | A5 | 0.030526 | 1.0523e-08 | 0.0002351 | 5.8051e-05 | 4.0613e-05 | 3.2998e-08 | 0.88663 | 17.64 | 0
| Civic Offices | Stairs and ramps reinforced concrete 40MPa 0.5% reo (m3) | 1700767 | 8402925 | 2.4 | Stairs and ramps | Concrete 2% reinforced | Construction | 0.98 | m3 | 80 | 44 | 1 | FALSE | 1 | FALSE |  | 1.05 | 2352 | 2352 | 5251 | Structure, concrete (in-situ, RC40, excl. reinforcement) |  | 0 | D2 | 0 | 0 | 0 | 0 | 0 | 0 | 0 | 0 | 0
| Civic Offices | Stairs and ramps reinforced concrete 40MPa 0.5% reo (m3) | 1700767 | 8402925 | 2.4 | Stairs and ramps | Concrete 2% reinforced | Construction | 0.98 | m3 | 80 | 44 | 1 | FALSE | 1 | FALSE |  | 1.05 | 2352 | 2352 | 5251 | Structure, concrete (in-situ, RC40, excl. reinforcement) |  | 0 | D3 | 0 | 0 | 0 | 0 | 0 | 0 | 0 | 0 | 0
| Civic Offices | Stairs and ramps reinforced concrete 40MPa 0.5% reo (m3) | 1700767 | 8402925 | 2.4 | Stairs and ramps | Concrete 2% reinforced | Construction | 0.98 | m3 | 80 | 44 | 1 | FALSE | 1 | FALSE |  | 1.05 | 2352 | 2352 | 5251 | Structure, concrete (in-situ, RC40, excl. reinforcement) |  | 0 | D4 | 0 | 0 | 0 | 0 | 0 | 0 | 0 | 0 | 0
| Civic Offices | Stairs and ramps reinforced concrete 40MPa 0.5% reo (m3) | 1700767 | 8402925 | 2.4 | Stairs and ramps | Concrete 2% reinforced | Construction | 0.98 | m3 | 80 | 44 | 1 | FALSE | 1 | FALSE |  | 1.05 | 2352 | 2352 | 5251 | Structure, concrete (in-situ, RC40, excl. reinforcement) |  | 60 | C2 | 0 | 0 | 0 | 0 | 0 | 0 | 0 | 0 | 0
| Civic Offices | Stairs and ramps reinforced concrete 40MPa 0.5% reo (m3) | 1700767 | 8402925 | 2.4 | Stairs and ramps | Concrete 2% reinforced | Construction | 0.98 | m3 | 80 | 44 | 1 | FALSE | 1 | FALSE |  | 1.05 | 2352 | 2352 | 5251 | Structure, concrete (in-situ, RC40, excl. reinforcement) |  | 60 | C4 | 0.61052 | 2.1046e-07 | 0.004702 | 0.001161 | 0.00081226 | 6.5997e-07 | 17.7326 | 352.8 | 0.057554
| Civic Offices | Stairs and ramps reinforced concrete 40MPa 0.5% reo (m3) | 1700767 | 8402925 | 2.4 | Stairs and ramps | Concrete 2% reinforced | Construction | 0.98 | m3 | 80 | 44 | 1 | FALSE | 1 | FALSE |  | 1.05 | 2352 | 2352 | 5251 | Structure, concrete (in-situ, RC40, excl. reinforcement) |  | 60 | D2 | 0 | 0 | 0 | 0 | 0 | 0 | 0 | 0 | 0
| Civic Offices | Stairs and ramps reinforced concrete 40MPa 0.5% reo (m3) | 1700767 | 8402925 | 2.4 | Stairs and ramps | Concrete 2% reinforced | Construction | 0.98 | m3 | 80 | 44 | 1 | FALSE | 1 | FALSE |  | 1.05 | 2352 | 2352 | 5251 | Structure, concrete (in-situ, RC40, excl. reinforcement) |  | 60 | D3 | 0 | 0 | 0 | 0 | 0 | 0 | 0 | 0 | 0
| Civic Offices | Stairs and ramps reinforced concrete 40MPa 0.5% reo (m3) | 1700767 | 8402925 | 2.4 | Stairs and ramps | Concrete 2% reinforced | Construction | 0.98 | m3 | 80 | 44 | 1 | FALSE | 1 | FALSE |  | 1.05 | 2352 | 2352 | 5251 | Structure, concrete (in-situ, RC40, excl. reinforcement) |  | 60 | D4 | 0 | 0 | 0 | 0 | 0 | 0 | 0 | 0 | 0
| Civic Offices | Stairs and ramps reinforced concrete 40MPa 0.5% reo (m3) | 1700767 | 8402926 | 2.4 | Stairs and ramps | reo 2% by volume | Construction | 0.005 | m3 | 80 | 44 | 1 | FALSE | 1 | FALSE |  | 1.05 | 39.165 | 39.165 | 5466 | Reinforcement for RC, steel |  | 0 | A1A3 | 85.0126 | 4.8431e-06 | 0.3838 | 0.18902 | 0.10617 | 0.00045341 | 1073.508 | 30.6779 | 0.7602
| Civic Offices | Stairs and ramps reinforced concrete 40MPa 0.5% reo (m3) | 1700767 | 8402926 | 2.4 | Stairs and ramps | reo 2% by volume | Construction | 0.005 | m3 | 80 | 44 | 1 | FALSE | 1 | FALSE |  | 1.05 | 39.165 | 39.165 | 5466 | Reinforcement for RC, steel |  | 0 | A4 | 1.7069 | 2.3619e-07 | 0.0081155 | 0.001507 | 0.0010714 | 3.8012e-06 | 24.9738 | 7.2527 | 0.0069369
| Civic Offices | Stairs and ramps reinforced concrete 40MPa 0.5% reo (m3) | 1700767 | 8402926 | 2.4 | Stairs and ramps | reo 2% by volume | Construction | 0.005 | m3 | 80 | 44 | 1 | FALSE | 1 | FALSE |  | 1.05 | 39.165 | 39.165 | 5466 | Reinforcement for RC, steel |  | 0 | A5 | 0.0010179 | 2.6654e-10 | 7.1181e-06 | 2.339e-06 | 1.1812e-06 | 1.4359e-09 | 0.024954 | 0.29374 | 0
| Civic Offices | Stairs and ramps reinforced concrete 40MPa 0.5% reo (m3) | 1700767 | 8402926 | 2.4 | Stairs and ramps | reo 2% by volume | Construction | 0.005 | m3 | 80 | 44 | 1 | FALSE | 1 | FALSE |  | 1.05 | 39.165 | 39.165 | 5466 | Reinforcement for RC, steel |  | 0 | D2 | 0 | 0 | 0 | 0 | 0 | 0 | 0 | 0 | 0
| Civic Offices | Stairs and ramps reinforced concrete 40MPa 0.5% reo (m3) | 1700767 | 8402926 | 2.4 | Stairs and ramps | reo 2% by volume | Construction | 0.005 | m3 | 80 | 44 | 1 | FALSE | 1 | FALSE |  | 1.05 | 39.165 | 39.165 | 5466 | Reinforcement for RC, steel |  | 0 | D3 | 0 | 0 | 0 | 0 | 0 | 0 | 0 | 0 | 0
| Civic Offices | Stairs and ramps reinforced concrete 40MPa 0.5% reo (m3) | 1700767 | 8402926 | 2.4 | Stairs and ramps | reo 2% by volume | Construction | 0.005 | m3 | 80 | 44 | 1 | FALSE | 1 | FALSE |  | 1.05 | 39.165 | 39.165 | 5466 | Reinforcement for RC, steel |  | 0 | D4 | 0 | 0 | 0 | 0 | 0 | 0 | 0 | 0 | 0
| Civic Offices | Stairs and ramps reinforced concrete 40MPa 0.5% reo (m3) | 1700767 | 8402926 | 2.4 | Stairs and ramps | reo 2% by volume | Construction | 0.005 | m3 | 80 | 44 | 1 | FALSE | 1 | FALSE |  | 1.05 | 39.165 | 39.165 | 5466 | Reinforcement for RC, steel |  | 60 | C2 | 0 | 0 | 0 | 0 | 0 | 0 | 0 | 0 | 0
| Civic Offices | Stairs and ramps reinforced concrete 40MPa 0.5% reo (m3) | 1700767 | 8402926 | 2.4 | Stairs and ramps | reo 2% by volume | Construction | 0.005 | m3 | 80 | 44 | 1 | FALSE | 1 | FALSE |  | 1.05 | 39.165 | 39.165 | 5466 | Reinforcement for RC, steel |  | 60 | C4 | 0.020358 | 5.3308e-09 | 0.00014236 | 4.6779e-05 | 2.3623e-05 | 2.8718e-08 | 0.49908 | 5.8747 | 0.001021
| Civic Offices | Stairs and ramps reinforced concrete 40MPa 0.5% reo (m3) | 1700767 | 8402926 | 2.4 | Stairs and ramps | reo 2% by volume | Construction | 0.005 | m3 | 80 | 44 | 1 | FALSE | 1 | FALSE |  | 1.05 | 39.165 | 39.165 | 5466 | Reinforcement for RC, steel |  | 60 | D2 | 0 | 0 | 0 | 0 | 0 | 0 | 0 | 0 | 0
| Civic Offices | Stairs and ramps reinforced concrete 40MPa 0.5% reo (m3) | 1700767 | 8402926 | 2.4 | Stairs and ramps | reo 2% by volume | Construction | 0.005 | m3 | 80 | 44 | 1 | FALSE | 1 | FALSE |  | 1.05 | 39.165 | 39.165 | 5466 | Reinforcement for RC, steel |  | 60 | D3 | 0 | 0 | 0 | 0 | 0 | 0 | 0 | 0 | 0
| Civic Offices | Stairs and ramps reinforced concrete 40MPa 0.5% reo (m3) | 1700767 | 8402926 | 2.4 | Stairs and ramps | reo 2% by volume | Construction | 0.005 | m3 | 80 | 44 | 1 | FALSE | 1 | FALSE |  | 1.05 | 39.165 | 39.165 | 5466 | Reinforcement for RC, steel |  | 60 | D4 | 0 | 0 | 0 | 0 | 0 | 0 | 0 | 0 | 0
| Civic Offices | Precast concrete stairway second floor through link total rise 1.69m wiidth 1.2m quarter landing (Staircase steel tread and frame) | 1700770 | 8402930 | 2.4 | Stairs and ramps | stringers (300x6.3) | Construction | 51.0257 | Linear length Calculation | 80 | 44 | 1 | FALSE | 1 | FALSE |  | 1.01 | 51.0257 | 51.0257 | 5238 | Structure, steel (hot rolled) |  | 0 | A1A3 | 91.8108 | 5.4172e-06 | 0.45284 | 0.31037 | 0.096228 | 0.0014006 | 1170.2219 | 46.2793 | 1.2158
| Civic Offices | Precast concrete stairway second floor through link total rise 1.69m wiidth 1.2m quarter landing (Staircase steel tread and frame) | 1700770 | 8402930 | 2.4 | Stairs and ramps | stringers (300x6.3) | Construction | 51.0257 | Linear length Calculation | 80 | 44 | 1 | FALSE | 1 | FALSE |  | 1.01 | 51.0257 | 51.0257 | 5238 | Structure, steel (hot rolled) |  | 0 | A4 | 2.1391 | 2.96e-07 | 0.01017 | 0.0018885 | 0.0013427 | 4.7637e-06 | 31.2974 | 9.0891 | 0.0086933
| Civic Offices | Precast concrete stairway second floor through link total rise 1.69m wiidth 1.2m quarter landing (Staircase steel tread and frame) | 1700770 | 8402930 | 2.4 | Stairs and ramps | stringers (300x6.3) | Construction | 51.0257 | Linear length Calculation | 80 | 44 | 1 | FALSE | 1 | FALSE |  | 1.01 | 51.0257 | 51.0257 | 5238 | Structure, steel (hot rolled) |  | 0 | A5 | 0.00026523 | 6.9452e-11 | 1.8547e-06 | 6.0946e-07 | 3.0777e-07 | 3.7415e-10 | 0.0065023 | 0.076539 | 0
| Civic Offices | Precast concrete stairway second floor through link total rise 1.69m wiidth 1.2m quarter landing (Staircase steel tread and frame) | 1700770 | 8402930 | 2.4 | Stairs and ramps | stringers (300x6.3) | Construction | 51.0257 | Linear length Calculation | 80 | 44 | 1 | FALSE | 1 | FALSE |  | 1.01 | 51.0257 | 51.0257 | 5238 | Structure, steel (hot rolled) |  | 0 | D2 | 0 | 0 | 0 | 0 | 0 | 0 | 0 | 0 | 0
| Civic Offices | Precast concrete stairway second floor through link total rise 1.69m wiidth 1.2m quarter landing (Staircase steel tread and frame) | 1700770 | 8402930 | 2.4 | Stairs and ramps | stringers (300x6.3) | Construction | 51.0257 | Linear length Calculation | 80 | 44 | 1 | FALSE | 1 | FALSE |  | 1.01 | 51.0257 | 51.0257 | 5238 | Structure, steel (hot rolled) |  | 0 | D3 | 0 | 0 | 0 | 0 | 0 | 0 | 0 | 0 | 0
| Civic Offices | Precast concrete stairway second floor through link total rise 1.69m wiidth 1.2m quarter landing (Staircase steel tread and frame) | 1700770 | 8402930 | 2.4 | Stairs and ramps | stringers (300x6.3) | Construction | 51.0257 | Linear length Calculation | 80 | 44 | 1 | FALSE | 1 | FALSE |  | 1.01 | 51.0257 | 51.0257 | 5238 | Structure, steel (hot rolled) |  | 0 | D4 | 0 | 0 | 0 | 0 | 0 | 0 | 0 | 0 | 0
| Civic Offices | Precast concrete stairway second floor through link total rise 1.69m wiidth 1.2m quarter landing (Staircase steel tread and frame) | 1700770 | 8402930 | 2.4 | Stairs and ramps | stringers (300x6.3) | Construction | 51.0257 | Linear length Calculation | 80 | 44 | 1 | FALSE | 1 | FALSE |  | 1.01 | 51.0257 | 51.0257 | 5238 | Structure, steel (hot rolled) |  | 60 | C2 | 0 | 0 | 0 | 0 | 0 | 0 | 0 | 0 | 0
| Civic Offices | Precast concrete stairway second floor through link total rise 1.69m wiidth 1.2m quarter landing (Staircase steel tread and frame) | 1700770 | 8402930 | 2.4 | Stairs and ramps | stringers (300x6.3) | Construction | 51.0257 | Linear length Calculation | 80 | 44 | 1 | FALSE | 1 | FALSE |  | 1.01 | 51.0257 | 51.0257 | 5238 | Structure, steel (hot rolled) |  | 60 | C4 | 0.026523 | 6.9452e-09 | 0.00018547 | 6.0946e-05 | 3.0777e-05 | 3.7415e-08 | 0.65023 | 7.6539 | 0.0013301
| Civic Offices | Precast concrete stairway second floor through link total rise 1.69m wiidth 1.2m quarter landing (Staircase steel tread and frame) | 1700770 | 8402930 | 2.4 | Stairs and ramps | stringers (300x6.3) | Construction | 51.0257 | Linear length Calculation | 80 | 44 | 1 | FALSE | 1 | FALSE |  | 1.01 | 51.0257 | 51.0257 | 5238 | Structure, steel (hot rolled) |  | 60 | D2 | 0 | 0 | 0 | 0 | 0 | 0 | 0 | 0 | 0
| Civic Offices | Precast concrete stairway second floor through link total rise 1.69m wiidth 1.2m quarter landing (Staircase steel tread and frame) | 1700770 | 8402930 | 2.4 | Stairs and ramps | stringers (300x6.3) | Construction | 51.0257 | Linear length Calculation | 80 | 44 | 1 | FALSE | 1 | FALSE |  | 1.01 | 51.0257 | 51.0257 | 5238 | Structure, steel (hot rolled) |  | 60 | D3 | 0 | 0 | 0 | 0 | 0 | 0 | 0 | 0 | 0
| Civic Offices | Precast concrete stairway second floor through link total rise 1.69m wiidth 1.2m quarter landing (Staircase steel tread and frame) | 1700770 | 8402930 | 2.4 | Stairs and ramps | stringers (300x6.3) | Construction | 51.0257 | Linear length Calculation | 80 | 44 | 1 | FALSE | 1 | FALSE |  | 1.01 | 51.0257 | 51.0257 | 5238 | Structure, steel (hot rolled) |  | 60 | D4 | 0 | 0 | 0 | 0 | 0 | 0 | 0 | 0 | 0
| Civic Offices | Precast concrete stairway second floor through link total rise 1.69m wiidth 1.2m quarter landing (Staircase steel tread and frame) | 1700770 | 8402931 | 2.4 | Stairs and ramps | Steel Tread 1.2x2.6m 14kgx13 steps | Construction | 60.6667 | kg | 80 | 44 | 1 | FALSE | 1 | FALSE |  | 1.01 | 60.6667 | 60.6667 | 5238 | Structure, steel (hot rolled) |  | 0 | A1A3 | 109.1578 | 6.4408e-06 | 0.5384 | 0.36902 | 0.11441 | 0.0016653 | 1391.3267 | 55.0235 | 1.4455
| Civic Offices | Precast concrete stairway second floor through link total rise 1.69m wiidth 1.2m quarter landing (Staircase steel tread and frame) | 1700770 | 8402931 | 2.4 | Stairs and ramps | Steel Tread 1.2x2.6m 14kgx13 steps | Construction | 60.6667 | kg | 80 | 44 | 1 | FALSE | 1 | FALSE |  | 1.01 | 60.6667 | 60.6667 | 5238 | Structure, steel (hot rolled) |  | 0 | A4 | 2.5432 | 3.5192e-07 | 0.012092 | 0.0022454 | 0.0015963 | 5.6637e-06 | 37.2108 | 10.8065 | 0.010336
| Civic Offices | Precast concrete stairway second floor through link total rise 1.69m wiidth 1.2m quarter landing (Staircase steel tread and frame) | 1700770 | 8402931 | 2.4 | Stairs and ramps | Steel Tread 1.2x2.6m 14kgx13 steps | Construction | 60.6667 | kg | 80 | 44 | 1 | FALSE | 1 | FALSE |  | 1.01 | 60.6667 | 60.6667 | 5238 | Structure, steel (hot rolled) |  | 0 | A5 | 0.00031534 | 8.2575e-11 | 2.2052e-06 | 7.2461e-07 | 3.6593e-07 | 4.4484e-10 | 0.0077308 | 0.091 | 0
| Civic Offices | Precast concrete stairway second floor through link total rise 1.69m wiidth 1.2m quarter landing (Staircase steel tread and frame) | 1700770 | 8402931 | 2.4 | Stairs and ramps | Steel Tread 1.2x2.6m 14kgx13 steps | Construction | 60.6667 | kg | 80 | 44 | 1 | FALSE | 1 | FALSE |  | 1.01 | 60.6667 | 60.6667 | 5238 | Structure, steel (hot rolled) |  | 0 | D2 | 0 | 0 | 0 | 0 | 0 | 0 | 0 | 0 | 0
| Civic Offices | Precast concrete stairway second floor through link total rise 1.69m wiidth 1.2m quarter landing (Staircase steel tread and frame) | 1700770 | 8402931 | 2.4 | Stairs and ramps | Steel Tread 1.2x2.6m 14kgx13 steps | Construction | 60.6667 | kg | 80 | 44 | 1 | FALSE | 1 | FALSE |  | 1.01 | 60.6667 | 60.6667 | 5238 | Structure, steel (hot rolled) |  | 0 | D3 | 0 | 0 | 0 | 0 | 0 | 0 | 0 | 0 | 0
| Civic Offices | Precast concrete stairway second floor through link total rise 1.69m wiidth 1.2m quarter landing (Staircase steel tread and frame) | 1700770 | 8402931 | 2.4 | Stairs and ramps | Steel Tread 1.2x2.6m 14kgx13 steps | Construction | 60.6667 | kg | 80 | 44 | 1 | FALSE | 1 | FALSE |  | 1.01 | 60.6667 | 60.6667 | 5238 | Structure, steel (hot rolled) |  | 0 | D4 | 0 | 0 | 0 | 0 | 0 | 0 | 0 | 0 | 0
| Civic Offices | Precast concrete stairway second floor through link total rise 1.69m wiidth 1.2m quarter landing (Staircase steel tread and frame) | 1700770 | 8402931 | 2.4 | Stairs and ramps | Steel Tread 1.2x2.6m 14kgx13 steps | Construction | 60.6667 | kg | 80 | 44 | 1 | FALSE | 1 | FALSE |  | 1.01 | 60.6667 | 60.6667 | 5238 | Structure, steel (hot rolled) |  | 60 | C2 | 0 | 0 | 0 | 0 | 0 | 0 | 0 | 0 | 0
| Civic Offices | Precast concrete stairway second floor through link total rise 1.69m wiidth 1.2m quarter landing (Staircase steel tread and frame) | 1700770 | 8402931 | 2.4 | Stairs and ramps | Steel Tread 1.2x2.6m 14kgx13 steps | Construction | 60.6667 | kg | 80 | 44 | 1 | FALSE | 1 | FALSE |  | 1.01 | 60.6667 | 60.6667 | 5238 | Structure, steel (hot rolled) |  | 60 | C4 | 0.031534 | 8.2575e-09 | 0.00022052 | 7.2461e-05 | 3.6593e-05 | 4.4484e-08 | 0.77308 | 9.1 | 0.0015815
| Civic Offices | Precast concrete stairway second floor through link total rise 1.69m wiidth 1.2m quarter landing (Staircase steel tread and frame) | 1700770 | 8402931 | 2.4 | Stairs and ramps | Steel Tread 1.2x2.6m 14kgx13 steps | Construction | 60.6667 | kg | 80 | 44 | 1 | FALSE | 1 | FALSE |  | 1.01 | 60.6667 | 60.6667 | 5238 | Structure, steel (hot rolled) |  | 60 | D2 | 0 | 0 | 0 | 0 | 0 | 0 | 0 | 0 | 0
| Civic Offices | Precast concrete stairway second floor through link total rise 1.69m wiidth 1.2m quarter landing (Staircase steel tread and frame) | 1700770 | 8402931 | 2.4 | Stairs and ramps | Steel Tread 1.2x2.6m 14kgx13 steps | Construction | 60.6667 | kg | 80 | 44 | 1 | FALSE | 1 | FALSE |  | 1.01 | 60.6667 | 60.6667 | 5238 | Structure, steel (hot rolled) |  | 60 | D3 | 0 | 0 | 0 | 0 | 0 | 0 | 0 | 0 | 0
| Civic Offices | Precast concrete stairway second floor through link total rise 1.69m wiidth 1.2m quarter landing (Staircase steel tread and frame) | 1700770 | 8402931 | 2.4 | Stairs and ramps | Steel Tread 1.2x2.6m 14kgx13 steps | Construction | 60.6667 | kg | 80 | 44 | 1 | FALSE | 1 | FALSE |  | 1.01 | 60.6667 | 60.6667 | 5238 | Structure, steel (hot rolled) |  | 60 | D4 | 0 | 0 | 0 | 0 | 0 | 0 | 0 | 0 | 0
| Civic Offices | Precast concrete stairway second floor through link total rise 1.69m wiidth 1.2m quarter landing (Staircase steel tread and frame) | 1700770 | 8402932 | 2.4 | Stairs and ramps | Steel landing 1.8.1m 61kgx2 landings | Construction | 40.6667 | kg | 80 | 44 | 1 | FALSE | 1 | FALSE |  | 1.01 | 40.6667 | 40.6667 | 5238 | Structure, steel (hot rolled) |  | 0 | A1A3 | 73.1717 | 4.3174e-06 | 0.3609 | 0.24736 | 0.076692 | 0.0011163 | 932.6476 | 36.8839 | 0.96899
| Civic Offices | Precast concrete stairway second floor through link total rise 1.69m wiidth 1.2m quarter landing (Staircase steel tread and frame) | 1700770 | 8402932 | 2.4 | Stairs and ramps | Steel landing 1.8.1m 61kgx2 landings | Construction | 40.6667 | kg | 80 | 44 | 1 | FALSE | 1 | FALSE |  | 1.01 | 40.6667 | 40.6667 | 5238 | Structure, steel (hot rolled) |  | 0 | A4 | 1.7048 | 2.359e-07 | 0.0081057 | 0.0015051 | 0.0010701 | 3.7966e-06 | 24.9435 | 7.2439 | 0.0069284
| Civic Offices | Precast concrete stairway second floor through link total rise 1.69m wiidth 1.2m quarter landing (Staircase steel tread and frame) | 1700770 | 8402932 | 2.4 | Stairs and ramps | Steel landing 1.8.1m 61kgx2 landings | Construction | 40.6667 | kg | 80 | 44 | 1 | FALSE | 1 | FALSE |  | 1.01 | 40.6667 | 40.6667 | 5238 | Structure, steel (hot rolled) |  | 0 | A5 | 0.00021139 | 5.5352e-11 | 1.4782e-06 | 4.8573e-07 | 2.4529e-07 | 2.9819e-10 | 0.0051822 | 0.061 | 0
| Civic Offices | Precast concrete stairway second floor through link total rise 1.69m wiidth 1.2m quarter landing (Staircase steel tread and frame) | 1700770 | 8402932 | 2.4 | Stairs and ramps | Steel landing 1.8.1m 61kgx2 landings | Construction | 40.6667 | kg | 80 | 44 | 1 | FALSE | 1 | FALSE |  | 1.01 | 40.6667 | 40.6667 | 5238 | Structure, steel (hot rolled) |  | 0 | D2 | 0 | 0 | 0 | 0 | 0 | 0 | 0 | 0 | 0
| Civic Offices | Precast concrete stairway second floor through link total rise 1.69m wiidth 1.2m quarter landing (Staircase steel tread and frame) | 1700770 | 8402932 | 2.4 | Stairs and ramps | Steel landing 1.8.1m 61kgx2 landings | Construction | 40.6667 | kg | 80 | 44 | 1 | FALSE | 1 | FALSE |  | 1.01 | 40.6667 | 40.6667 | 5238 | Structure, steel (hot rolled) |  | 0 | D3 | 0 | 0 | 0 | 0 | 0 | 0 | 0 | 0 | 0
| Civic Offices | Precast concrete stairway second floor through link total rise 1.69m wiidth 1.2m quarter landing (Staircase steel tread and frame) | 1700770 | 8402932 | 2.4 | Stairs and ramps | Steel landing 1.8.1m 61kgx2 landings | Construction | 40.6667 | kg | 80 | 44 | 1 | FALSE | 1 | FALSE |  | 1.01 | 40.6667 | 40.6667 | 5238 | Structure, steel (hot rolled) |  | 0 | D4 | 0 | 0 | 0 | 0 | 0 | 0 | 0 | 0 | 0
| Civic Offices | Precast concrete stairway second floor through link total rise 1.69m wiidth 1.2m quarter landing (Staircase steel tread and frame) | 1700770 | 8402932 | 2.4 | Stairs and ramps | Steel landing 1.8.1m 61kgx2 landings | Construction | 40.6667 | kg | 80 | 44 | 1 | FALSE | 1 | FALSE |  | 1.01 | 40.6667 | 40.6667 | 5238 | Structure, steel (hot rolled) |  | 60 | C2 | 0 | 0 | 0 | 0 | 0 | 0 | 0 | 0 | 0
| Civic Offices | Precast concrete stairway second floor through link total rise 1.69m wiidth 1.2m quarter landing (Staircase steel tread and frame) | 1700770 | 8402932 | 2.4 | Stairs and ramps | Steel landing 1.8.1m 61kgx2 landings | Construction | 40.6667 | kg | 80 | 44 | 1 | FALSE | 1 | FALSE |  | 1.01 | 40.6667 | 40.6667 | 5238 | Structure, steel (hot rolled) |  | 60 | C4 | 0.021139 | 5.5352e-09 | 0.00014782 | 4.8573e-05 | 2.4529e-05 | 2.9819e-08 | 0.51822 | 6.1 | 0.0010601
| Civic Offices | Precast concrete stairway second floor through link total rise 1.69m wiidth 1.2m quarter landing (Staircase steel tread and frame) | 1700770 | 8402932 | 2.4 | Stairs and ramps | Steel landing 1.8.1m 61kgx2 landings | Construction | 40.6667 | kg | 80 | 44 | 1 | FALSE | 1 | FALSE |  | 1.01 | 40.6667 | 40.6667 | 5238 | Structure, steel (hot rolled) |  | 60 | D2 | 0 | 0 | 0 | 0 | 0 | 0 | 0 | 0 | 0
| Civic Offices | Precast concrete stairway second floor through link total rise 1.69m wiidth 1.2m quarter landing (Staircase steel tread and frame) | 1700770 | 8402932 | 2.4 | Stairs and ramps | Steel landing 1.8.1m 61kgx2 landings | Construction | 40.6667 | kg | 80 | 44 | 1 | FALSE | 1 | FALSE |  | 1.01 | 40.6667 | 40.6667 | 5238 | Structure, steel (hot rolled) |  | 60 | D3 | 0 | 0 | 0 | 0 | 0 | 0 | 0 | 0 | 0
| Civic Offices | Precast concrete stairway second floor through link total rise 1.69m wiidth 1.2m quarter landing (Staircase steel tread and frame) | 1700770 | 8402932 | 2.4 | Stairs and ramps | Steel landing 1.8.1m 61kgx2 landings | Construction | 40.6667 | kg | 80 | 44 | 1 | FALSE | 1 | FALSE |  | 1.01 | 40.6667 | 40.6667 | 5238 | Structure, steel (hot rolled) |  | 60 | D4 | 0 | 0 | 0 | 0 | 0 | 0 | 0 | 0 | 0
| Civic Offices | Feature stair combined balustrades and handrails: solid details to be confirmed 5m vertical rise of staircase. (Staircase timber tread and frame) | 1700771 | 8402934 | 2.4.1 | Stair/ramp structures | stringers (150x90) | Construction | 293.139 | Linear length Calculation | 80 | 44 | 1 | FALSE | 1 | FALSE |  | 1.02 | 293.139 | 293.139 | 5479 | Structure, timber (softwood) |  | 0 | A1A3 | -1163.9446 | 1.1877e-05 | 0.46583 | 0.13918 | 0.095127 | 0.0001849 | 1213.6558 | 446.4732 | -1.9635
| Civic Offices | Feature stair combined balustrades and handrails: solid details to be confirmed 5m vertical rise of staircase. (Staircase timber tread and frame) | 1700771 | 8402934 | 2.4.1 | Stair/ramp structures | stringers (150x90) | Construction | 293.139 | Linear length Calculation | 80 | 44 | 1 | FALSE | 1 | FALSE |  | 1.02 | 293.139 | 293.139 | 5479 | Structure, timber (softwood) |  | 0 | A4 | 36.5269 | 3.2831e-06 | 0.21464 | 0.030516 | 0.024489 | 2.7316e-05 | 522.2638 | 43.5403 | 0.14282
| Civic Offices | Feature stair combined balustrades and handrails: solid details to be confirmed 5m vertical rise of staircase. (Staircase timber tread and frame) | 1700771 | 8402934 | 2.4.1 | Stair/ramp structures | stringers (150x90) | Construction | 293.139 | Linear length Calculation | 80 | 44 | 1 | FALSE | 1 | FALSE |  | 1.02 | 293.139 | 293.139 | 5479 | Structure, timber (softwood) |  | 0 | A5 | 0.073684 | 2.4197e-09 | 6.4531e-05 | 0.0030389 | 2.2855e-05 | 1.3261e-08 | 0.22401 | 0.55696 | 0
| Civic Offices | Feature stair combined balustrades and handrails: solid details to be confirmed 5m vertical rise of staircase. (Staircase timber tread and frame) | 1700771 | 8402934 | 2.4.1 | Stair/ramp structures | stringers (150x90) | Construction | 293.139 | Linear length Calculation | 80 | 44 | 1 | FALSE | 1 | FALSE |  | 1.02 | 293.139 | 293.139 | 5479 | Structure, timber (softwood) |  | 0 | D2 | 0 | 0 | 0 | 0 | 0 | 0 | 0 | 0 | 0
| Civic Offices | Feature stair combined balustrades and handrails: solid details to be confirmed 5m vertical rise of staircase. (Staircase timber tread and frame) | 1700771 | 8402934 | 2.4.1 | Stair/ramp structures | stringers (150x90) | Construction | 293.139 | Linear length Calculation | 80 | 44 | 1 | FALSE | 1 | FALSE |  | 1.02 | 293.139 | 293.139 | 5479 | Structure, timber (softwood) |  | 0 | D3 | 0 | 0 | 0 | 0 | 0 | 0 | 0 | 0 | 0
| Civic Offices | Feature stair combined balustrades and handrails: solid details to be confirmed 5m vertical rise of staircase. (Staircase timber tread and frame) | 1700771 | 8402934 | 2.4.1 | Stair/ramp structures | stringers (150x90) | Construction | 293.139 | Linear length Calculation | 80 | 44 | 1 | FALSE | 1 | FALSE |  | 1.02 | 293.139 | 293.139 | 5479 | Structure, timber (softwood) |  | 0 | D4 | 0 | 0 | 0 | 0 | 0 | 0 | 0 | 0 | 0
| Civic Offices | Feature stair combined balustrades and handrails: solid details to be confirmed 5m vertical rise of staircase. (Staircase timber tread and frame) | 1700771 | 8402934 | 2.4.1 | Stair/ramp structures | stringers (150x90) | Construction | 293.139 | Linear length Calculation | 80 | 44 | 1 | FALSE | 1 | FALSE |  | 1.02 | 293.139 | 293.139 | 5479 | Structure, timber (softwood) |  | 60 | C2 | 0 | 0 | 0 | 0 | 0 | 0 | 0 | 0 | 0
| Civic Offices | Feature stair combined balustrades and handrails: solid details to be confirmed 5m vertical rise of staircase. (Staircase timber tread and frame) | 1700771 | 8402934 | 2.4.1 | Stair/ramp structures | stringers (150x90) | Construction | 293.139 | Linear length Calculation | 80 | 44 | 1 | FALSE | 1 | FALSE |  | 1.02 | 293.139 | 293.139 | 5479 | Structure, timber (softwood) |  | 60 | C4 | 3.6842 | 1.2099e-07 | 0.0032266 | 0.15194 | 0.0011428 | 6.6305e-07 | 11.2007 | 27.8482 | 0.066179
| Civic Offices | Feature stair combined balustrades and handrails: solid details to be confirmed 5m vertical rise of staircase. (Staircase timber tread and frame) | 1700771 | 8402934 | 2.4.1 | Stair/ramp structures | stringers (150x90) | Construction | 293.139 | Linear length Calculation | 80 | 44 | 1 | FALSE | 1 | FALSE |  | 1.02 | 293.139 | 293.139 | 5479 | Structure, timber (softwood) |  | 60 | D2 | 0 | 0 | 0 | 0 | 0 | 0 | 0 | 0 | 0
| Civic Offices | Feature stair combined balustrades and handrails: solid details to be confirmed 5m vertical rise of staircase. (Staircase timber tread and frame) | 1700771 | 8402934 | 2.4.1 | Stair/ramp structures | stringers (150x90) | Construction | 293.139 | Linear length Calculation | 80 | 44 | 1 | FALSE | 1 | FALSE |  | 1.02 | 293.139 | 293.139 | 5479 | Structure, timber (softwood) |  | 60 | D3 | 0 | 0 | 0 | 0 | 0 | 0 | 0 | 0 | 0
| Civic Offices | Feature stair combined balustrades and handrails: solid details to be confirmed 5m vertical rise of staircase. (Staircase timber tread and frame) | 1700771 | 8402934 | 2.4.1 | Stair/ramp structures | stringers (150x90) | Construction | 293.139 | Linear length Calculation | 80 | 44 | 1 | FALSE | 1 | FALSE |  | 1.02 | 293.139 | 293.139 | 5479 | Structure, timber (softwood) |  | 60 | D4 | 0 | 0 | 0 | 0 | 0 | 0 | 0 | 0 | 0
| Civic Offices | Feature stair combined balustrades and handrails: solid details to be confirmed 5m vertical rise of staircase. (Staircase timber tread and frame) | 1700771 | 8402935 | 2.4.1 | Stair/ramp structures | tread 1.8x0.25m x 10 steps | Construction | 189 | Area Calculation | 80 | 44 | 1 | FALSE | 1 | FALSE |  | 1.02 | 189 | 189 | 5479 | Structure, timber (softwood) |  | 0 | A1A3 | -750.4479 | 7.6578e-06 | 0.30034 | 0.089736 | 0.061332 | 0.00011922 | 782.4989 | 287.8615 | -1.266
| Civic Offices | Feature stair combined balustrades and handrails: solid details to be confirmed 5m vertical rise of staircase. (Staircase timber tread and frame) | 1700771 | 8402935 | 2.4.1 | Stair/ramp structures | tread 1.8x0.25m x 10 steps | Construction | 189 | Area Calculation | 80 | 44 | 1 | FALSE | 1 | FALSE |  | 1.02 | 189 | 189 | 5479 | Structure, timber (softwood) |  | 0 | A4 | 23.5506 | 2.1167e-06 | 0.13839 | 0.019675 | 0.015789 | 1.7612e-05 | 336.7272 | 28.0724 | 0.09208
| Civic Offices | Feature stair combined balustrades and handrails: solid details to be confirmed 5m vertical rise of staircase. (Staircase timber tread and frame) | 1700771 | 8402935 | 2.4.1 | Stair/ramp structures | tread 1.8x0.25m x 10 steps | Construction | 189 | Area Calculation | 80 | 44 | 1 | FALSE | 1 | FALSE |  | 1.02 | 189 | 189 | 5479 | Structure, timber (softwood) |  | 0 | A5 | 0.047507 | 1.5601e-09 | 4.1606e-05 | 0.0019593 | 1.4736e-05 | 8.55e-09 | 0.14443 | 0.3591 | 0
| Civic Offices | Feature stair combined balustrades and handrails: solid details to be confirmed 5m vertical rise of staircase. (Staircase timber tread and frame) | 1700771 | 8402935 | 2.4.1 | Stair/ramp structures | tread 1.8x0.25m x 10 steps | Construction | 189 | Area Calculation | 80 | 44 | 1 | FALSE | 1 | FALSE |  | 1.02 | 189 | 189 | 5479 | Structure, timber (softwood) |  | 0 | D2 | 0 | 0 | 0 | 0 | 0 | 0 | 0 | 0 | 0
| Civic Offices | Feature stair combined balustrades and handrails: solid details to be confirmed 5m vertical rise of staircase. (Staircase timber tread and frame) | 1700771 | 8402935 | 2.4.1 | Stair/ramp structures | tread 1.8x0.25m x 10 steps | Construction | 189 | Area Calculation | 80 | 44 | 1 | FALSE | 1 | FALSE |  | 1.02 | 189 | 189 | 5479 | Structure, timber (softwood) |  | 0 | D3 | 0 | 0 | 0 | 0 | 0 | 0 | 0 | 0 | 0
| Civic Offices | Feature stair combined balustrades and handrails: solid details to be confirmed 5m vertical rise of staircase. (Staircase timber tread and frame) | 1700771 | 8402935 | 2.4.1 | Stair/ramp structures | tread 1.8x0.25m x 10 steps | Construction | 189 | Area Calculation | 80 | 44 | 1 | FALSE | 1 | FALSE |  | 1.02 | 189 | 189 | 5479 | Structure, timber (softwood) |  | 0 | D4 | 0 | 0 | 0 | 0 | 0 | 0 | 0 | 0 | 0
| Civic Offices | Feature stair combined balustrades and handrails: solid details to be confirmed 5m vertical rise of staircase. (Staircase timber tread and frame) | 1700771 | 8402935 | 2.4.1 | Stair/ramp structures | tread 1.8x0.25m x 10 steps | Construction | 189 | Area Calculation | 80 | 44 | 1 | FALSE | 1 | FALSE |  | 1.02 | 189 | 189 | 5479 | Structure, timber (softwood) |  | 60 | C2 | 0 | 0 | 0 | 0 | 0 | 0 | 0 | 0 | 0
| Civic Offices | Feature stair combined balustrades and handrails: solid details to be confirmed 5m vertical rise of staircase. (Staircase timber tread and frame) | 1700771 | 8402935 | 2.4.1 | Stair/ramp structures | tread 1.8x0.25m x 10 steps | Construction | 189 | Area Calculation | 80 | 44 | 1 | FALSE | 1 | FALSE |  | 1.02 | 189 | 189 | 5479 | Structure, timber (softwood) |  | 60 | C4 | 2.3754 | 7.8005e-08 | 0.0020803 | 0.097966 | 0.00073679 | 4.275e-07 | 7.2216 | 17.955 | 0.042669
| Civic Offices | Feature stair combined balustrades and handrails: solid details to be confirmed 5m vertical rise of staircase. (Staircase timber tread and frame) | 1700771 | 8402935 | 2.4.1 | Stair/ramp structures | tread 1.8x0.25m x 10 steps | Construction | 189 | Area Calculation | 80 | 44 | 1 | FALSE | 1 | FALSE |  | 1.02 | 189 | 189 | 5479 | Structure, timber (softwood) |  | 60 | D2 | 0 | 0 | 0 | 0 | 0 | 0 | 0 | 0 | 0
| Civic Offices | Feature stair combined balustrades and handrails: solid details to be confirmed 5m vertical rise of staircase. (Staircase timber tread and frame) | 1700771 | 8402935 | 2.4.1 | Stair/ramp structures | tread 1.8x0.25m x 10 steps | Construction | 189 | Area Calculation | 80 | 44 | 1 | FALSE | 1 | FALSE |  | 1.02 | 189 | 189 | 5479 | Structure, timber (softwood) |  | 60 | D3 | 0 | 0 | 0 | 0 | 0 | 0 | 0 | 0 | 0
| Civic Offices | Feature stair combined balustrades and handrails: solid details to be confirmed 5m vertical rise of staircase. (Staircase timber tread and frame) | 1700771 | 8402935 | 2.4.1 | Stair/ramp structures | tread 1.8x0.25m x 10 steps | Construction | 189 | Area Calculation | 80 | 44 | 1 | FALSE | 1 | FALSE |  | 1.02 | 189 | 189 | 5479 | Structure, timber (softwood) |  | 60 | D4 | 0 | 0 | 0 | 0 | 0 | 0 | 0 | 0 | 0
| Civic Offices | Feature stair combined balustrades and handrails: solid details to be confirmed 5m vertical rise of staircase. (Staircase timber tread and frame) | 1700771 | 8402936 | 2.4.1 | Stair/ramp structures | steps 2.7high x 1.8wide | Construction | 102.06 | Area Calculation | 80 | 44 | 1 | FALSE | 1 | FALSE |  | 1.02 | 102.06 | 102.06 | 5479 | Structure, timber (softwood) |  | 0 | A1A3 | -405.2418 | 4.1352e-06 | 0.16218 | 0.048458 | 0.03312 | 6.4377e-05 | 422.5494 | 155.4452 | -0.68361
| Civic Offices | Feature stair combined balustrades and handrails: solid details to be confirmed 5m vertical rise of staircase. (Staircase timber tread and frame) | 1700771 | 8402936 | 2.4.1 | Stair/ramp structures | steps 2.7high x 1.8wide | Construction | 102.06 | Area Calculation | 80 | 44 | 1 | FALSE | 1 | FALSE |  | 1.02 | 102.06 | 102.06 | 5479 | Structure, timber (softwood) |  | 0 | A4 | 12.7173 | 1.143e-06 | 0.074731 | 0.010624 | 0.0085263 | 9.5105e-06 | 181.8327 | 15.1591 | 0.049723
| Civic Offices | Feature stair combined balustrades and handrails: solid details to be confirmed 5m vertical rise of staircase. (Staircase timber tread and frame) | 1700771 | 8402936 | 2.4.1 | Stair/ramp structures | steps 2.7high x 1.8wide | Construction | 102.06 | Area Calculation | 80 | 44 | 1 | FALSE | 1 | FALSE |  | 1.02 | 102.06 | 102.06 | 5479 | Structure, timber (softwood) |  | 0 | A5 | 0.025654 | 8.4246e-10 | 2.2467e-05 | 0.001058 | 7.9574e-06 | 4.617e-09 | 0.077994 | 0.19391 | 0
| Civic Offices | Feature stair combined balustrades and handrails: solid details to be confirmed 5m vertical rise of staircase. (Staircase timber tread and frame) | 1700771 | 8402936 | 2.4.1 | Stair/ramp structures | steps 2.7high x 1.8wide | Construction | 102.06 | Area Calculation | 80 | 44 | 1 | FALSE | 1 | FALSE |  | 1.02 | 102.06 | 102.06 | 5479 | Structure, timber (softwood) |  | 0 | D2 | 0 | 0 | 0 | 0 | 0 | 0 | 0 | 0 | 0
| Civic Offices | Feature stair combined balustrades and handrails: solid details to be confirmed 5m vertical rise of staircase. (Staircase timber tread and frame) | 1700771 | 8402936 | 2.4.1 | Stair/ramp structures | steps 2.7high x 1.8wide | Construction | 102.06 | Area Calculation | 80 | 44 | 1 | FALSE | 1 | FALSE |  | 1.02 | 102.06 | 102.06 | 5479 | Structure, timber (softwood) |  | 0 | D3 | 0 | 0 | 0 | 0 | 0 | 0 | 0 | 0 | 0
| Civic Offices | Feature stair combined balustrades and handrails: solid details to be confirmed 5m vertical rise of staircase. (Staircase timber tread and frame) | 1700771 | 8402936 | 2.4.1 | Stair/ramp structures | steps 2.7high x 1.8wide | Construction | 102.06 | Area Calculation | 80 | 44 | 1 | FALSE | 1 | FALSE |  | 1.02 | 102.06 | 102.06 | 5479 | Structure, timber (softwood) |  | 0 | D4 | 0 | 0 | 0 | 0 | 0 | 0 | 0 | 0 | 0
| Civic Offices | Feature stair combined balustrades and handrails: solid details to be confirmed 5m vertical rise of staircase. (Staircase timber tread and frame) | 1700771 | 8402936 | 2.4.1 | Stair/ramp structures | steps 2.7high x 1.8wide | Construction | 102.06 | Area Calculation | 80 | 44 | 1 | FALSE | 1 | FALSE |  | 1.02 | 102.06 | 102.06 | 5479 | Structure, timber (softwood) |  | 60 | C2 | 0 | 0 | 0 | 0 | 0 | 0 | 0 | 0 | 0
| Civic Offices | Feature stair combined balustrades and handrails: solid details to be confirmed 5m vertical rise of staircase. (Staircase timber tread and frame) | 1700771 | 8402936 | 2.4.1 | Stair/ramp structures | steps 2.7high x 1.8wide | Construction | 102.06 | Area Calculation | 80 | 44 | 1 | FALSE | 1 | FALSE |  | 1.02 | 102.06 | 102.06 | 5479 | Structure, timber (softwood) |  | 60 | C4 | 1.2827 | 4.2123e-08 | 0.0011234 | 0.052901 | 0.00039787 | 2.3085e-07 | 3.8997 | 9.6957 | 0.023041
| Civic Offices | Feature stair combined balustrades and handrails: solid details to be confirmed 5m vertical rise of staircase. (Staircase timber tread and frame) | 1700771 | 8402936 | 2.4.1 | Stair/ramp structures | steps 2.7high x 1.8wide | Construction | 102.06 | Area Calculation | 80 | 44 | 1 | FALSE | 1 | FALSE |  | 1.02 | 102.06 | 102.06 | 5479 | Structure, timber (softwood) |  | 60 | D2 | 0 | 0 | 0 | 0 | 0 | 0 | 0 | 0 | 0
| Civic Offices | Feature stair combined balustrades and handrails: solid details to be confirmed 5m vertical rise of staircase. (Staircase timber tread and frame) | 1700771 | 8402936 | 2.4.1 | Stair/ramp structures | steps 2.7high x 1.8wide | Construction | 102.06 | Area Calculation | 80 | 44 | 1 | FALSE | 1 | FALSE |  | 1.02 | 102.06 | 102.06 | 5479 | Structure, timber (softwood) |  | 60 | D3 | 0 | 0 | 0 | 0 | 0 | 0 | 0 | 0 | 0
| Civic Offices | Feature stair combined balustrades and handrails: solid details to be confirmed 5m vertical rise of staircase. (Staircase timber tread and frame) | 1700771 | 8402936 | 2.4.1 | Stair/ramp structures | steps 2.7high x 1.8wide | Construction | 102.06 | Area Calculation | 80 | 44 | 1 | FALSE | 1 | FALSE |  | 1.02 | 102.06 | 102.06 | 5479 | Structure, timber (softwood) |  | 60 | D4 | 0 | 0 | 0 | 0 | 0 | 0 | 0 | 0 | 0
| Civic Offices | External doors: Aluminium framed double glazd full height single leaf door sets including ironmongery approx 2.5 x 1m wide opening. (Door single aluminium frame glazed door) | 1700772 | 8402938 | 2.8 | Internal doors | Door frame | Construction | 45.5625 | Linear length Calculation | 20 | 44 | 1 | FALSE | 1 | FALSE |  | 1.01 | 45.5625 | 136.6875 | 5004 | Door frame (hollow), aluminium |  | 0 | A1A3 | 853.4194 | 2.7412e-05 | 5.8503 | 1.3076 | 0.44443 | 0.00073917 | 10601.281 | 182.9363 | 5.6215
| Civic Offices | External doors: Aluminium framed double glazd full height single leaf door sets including ironmongery approx 2.5 x 1m wide opening. (Door single aluminium frame glazed door) | 1700772 | 8402938 | 2.8 | Internal doors | Door frame | Construction | 45.5625 | Linear length Calculation | 20 | 44 | 1 | FALSE | 1 | FALSE |  | 1.01 | 45.5625 | 136.6875 | 5004 | Door frame (hollow), aluminium |  | 0 | A4 | 2.2677 | 2.5153e-07 | 0.011749 | 0.0019066 | 0.0014488 | 3.1515e-06 | 32.7442 | 8.9011 | 0.0089458
| Civic Offices | External doors: Aluminium framed double glazd full height single leaf door sets including ironmongery approx 2.5 x 1m wide opening. (Door single aluminium frame glazed door) | 1700772 | 8402938 | 2.8 | Internal doors | Door frame | Construction | 45.5625 | Linear length Calculation | 20 | 44 | 1 | FALSE | 1 | FALSE |  | 1.01 | 45.5625 | 136.6875 | 5004 | Door frame (hollow), aluminium |  | 0 | A5 | 0.00023683 | 6.2016e-11 | 1.6562e-06 | 5.4421e-07 | 2.7482e-07 | 3.3409e-10 | 0.0058061 | 0.068344 | 0
| Civic Offices | External doors: Aluminium framed double glazd full height single leaf door sets including ironmongery approx 2.5 x 1m wide opening. (Door single aluminium frame glazed door) | 1700772 | 8402938 | 2.8 | Internal doors | Door frame | Construction | 45.5625 | Linear length Calculation | 20 | 44 | 1 | FALSE | 1 | FALSE |  | 1.01 | 45.5625 | 136.6875 | 5004 | Door frame (hollow), aluminium |  | 0 | D2 | 0 | 0 | 0 | 0 | 0 | 0 | 0 | 0 | 0
| Civic Offices | External doors: Aluminium framed double glazd full height single leaf door sets including ironmongery approx 2.5 x 1m wide opening. (Door single aluminium frame glazed door) | 1700772 | 8402938 | 2.8 | Internal doors | Door frame | Construction | 45.5625 | Linear length Calculation | 20 | 44 | 1 | FALSE | 1 | FALSE |  | 1.01 | 45.5625 | 136.6875 | 5004 | Door frame (hollow), aluminium |  | 0 | D3 | 0 | 0 | 0 | 0 | 0 | 0 | 0 | 0 | 0
| Civic Offices | External doors: Aluminium framed double glazd full height single leaf door sets including ironmongery approx 2.5 x 1m wide opening. (Door single aluminium frame glazed door) | 1700772 | 8402938 | 2.8 | Internal doors | Door frame | Construction | 45.5625 | Linear length Calculation | 20 | 44 | 1 | FALSE | 1 | FALSE |  | 1.01 | 45.5625 | 136.6875 | 5004 | Door frame (hollow), aluminium |  | 0 | D4 | 0 | 0 | 0 | 0 | 0 | 0 | 0 | 0 | 0
| Civic Offices | External doors: Aluminium framed double glazd full height single leaf door sets including ironmongery approx 2.5 x 1m wide opening. (Door single aluminium frame glazed door) | 1700772 | 8402938 | 2.8 | Internal doors | Door frame | Construction | 45.5625 | Linear length Calculation | 20 | 44 | 1 | FALSE | 1 | FALSE |  | 1.01 | 45.5625 | 136.6875 | 5004 | Door frame (hollow), aluminium |  | 60 | C2 | 0 | 0 | 0 | 0 | 0 | 0 | 0 | 0 | 0
| Civic Offices | External doors: Aluminium framed double glazd full height single leaf door sets including ironmongery approx 2.5 x 1m wide opening. (Door single aluminium frame glazed door) | 1700772 | 8402938 | 2.8 | Internal doors | Door frame | Construction | 45.5625 | Linear length Calculation | 20 | 44 | 1 | FALSE | 1 | FALSE |  | 1.01 | 45.5625 | 136.6875 | 5004 | Door frame (hollow), aluminium |  | 60 | C4 | 0.023683 | 6.2016e-09 | 0.00016562 | 5.4421e-05 | 2.7482e-05 | 3.3409e-08 | 0.58061 | 6.8344 | 0.0011877
| Civic Offices | External doors: Aluminium framed double glazd full height single leaf door sets including ironmongery approx 2.5 x 1m wide opening. (Door single aluminium frame glazed door) | 1700772 | 8402938 | 2.8 | Internal doors | Door frame | Construction | 45.5625 | Linear length Calculation | 20 | 44 | 1 | FALSE | 1 | FALSE |  | 1.01 | 45.5625 | 136.6875 | 5004 | Door frame (hollow), aluminium |  | 60 | D2 | 0 | 0 | 0 | 0 | 0 | 0 | 0 | 0 | 0
| Civic Offices | External doors: Aluminium framed double glazd full height single leaf door sets including ironmongery approx 2.5 x 1m wide opening. (Door single aluminium frame glazed door) | 1700772 | 8402938 | 2.8 | Internal doors | Door frame | Construction | 45.5625 | Linear length Calculation | 20 | 44 | 1 | FALSE | 1 | FALSE |  | 1.01 | 45.5625 | 136.6875 | 5004 | Door frame (hollow), aluminium |  | 60 | D3 | 0 | 0 | 0 | 0 | 0 | 0 | 0 | 0 | 0
| Civic Offices | External doors: Aluminium framed double glazd full height single leaf door sets including ironmongery approx 2.5 x 1m wide opening. (Door single aluminium frame glazed door) | 1700772 | 8402938 | 2.8 | Internal doors | Door frame | Construction | 45.5625 | Linear length Calculation | 20 | 44 | 1 | FALSE | 1 | FALSE |  | 1.01 | 45.5625 | 136.6875 | 5004 | Door frame (hollow), aluminium |  | 60 | D4 | 0 | 0 | 0 | 0 | 0 | 0 | 0 | 0 | 0
| Civic Offices | External doors: Aluminium framed double glazd full height single leaf door sets including ironmongery approx 2.5 x 1m wide opening. (Door single aluminium frame glazed door) | 1700772 | 8402938 | 2.8 | Internal doors | Door frame | Construction | 45.5625 | Linear length Calculation | 20 | 44 | 1 | FALSE | 1 | FALSE |  | 1.01 | 45.5625 | 136.6875 | 5004 | Door frame (hollow), aluminium |  | 20 | B4B5 | 855.7111 | 2.767e-05 | 5.8623 | 1.3096 | 0.4459 | 0.00074236 | 10634.6117 | 198.7401 | 5.6305
| Civic Offices | External doors: Aluminium framed double glazd full height single leaf door sets including ironmongery approx 2.5 x 1m wide opening. (Door single aluminium frame glazed door) | 1700772 | 8402938 | 2.8 | Internal doors | Door frame | Construction | 45.5625 | Linear length Calculation | 20 | 44 | 1 | FALSE | 1 | FALSE |  | 1.01 | 45.5625 | 136.6875 | 5004 | Door frame (hollow), aluminium |  | 20 | D2 | 0 | 0 | 0 | 0 | 0 | 0 | 0 | 0 | 0
| Civic Offices | External doors: Aluminium framed double glazd full height single leaf door sets including ironmongery approx 2.5 x 1m wide opening. (Door single aluminium frame glazed door) | 1700772 | 8402938 | 2.8 | Internal doors | Door frame | Construction | 45.5625 | Linear length Calculation | 20 | 44 | 1 | FALSE | 1 | FALSE |  | 1.01 | 45.5625 | 136.6875 | 5004 | Door frame (hollow), aluminium |  | 20 | D3 | 0 | 0 | 0 | 0 | 0 | 0 | 0 | 0 | 0
| Civic Offices | External doors: Aluminium framed double glazd full height single leaf door sets including ironmongery approx 2.5 x 1m wide opening. (Door single aluminium frame glazed door) | 1700772 | 8402938 | 2.8 | Internal doors | Door frame | Construction | 45.5625 | Linear length Calculation | 20 | 44 | 1 | FALSE | 1 | FALSE |  | 1.01 | 45.5625 | 136.6875 | 5004 | Door frame (hollow), aluminium |  | 20 | D4 | 0 | 0 | 0 | 0 | 0 | 0 | 0 | 0 | 0
| Civic Offices | External doors: Aluminium framed double glazd full height single leaf door sets including ironmongery approx 2.5 x 1m wide opening. (Door single aluminium frame glazed door) | 1700772 | 8402938 | 2.8 | Internal doors | Door frame | Construction | 45.5625 | Linear length Calculation | 20 | 44 | 1 | FALSE | 1 | FALSE |  | 1.01 | 45.5625 | 136.6875 | 5004 | Door frame (hollow), aluminium |  | 40 | B4B5 | 855.7111 | 2.767e-05 | 5.8623 | 1.3096 | 0.4459 | 0.00074236 | 10634.6117 | 198.7401 | 5.6305
| Civic Offices | External doors: Aluminium framed double glazd full height single leaf door sets including ironmongery approx 2.5 x 1m wide opening. (Door single aluminium frame glazed door) | 1700772 | 8402938 | 2.8 | Internal doors | Door frame | Construction | 45.5625 | Linear length Calculation | 20 | 44 | 1 | FALSE | 1 | FALSE |  | 1.01 | 45.5625 | 136.6875 | 5004 | Door frame (hollow), aluminium |  | 40 | D2 | 0 | 0 | 0 | 0 | 0 | 0 | 0 | 0 | 0
| Civic Offices | External doors: Aluminium framed double glazd full height single leaf door sets including ironmongery approx 2.5 x 1m wide opening. (Door single aluminium frame glazed door) | 1700772 | 8402938 | 2.8 | Internal doors | Door frame | Construction | 45.5625 | Linear length Calculation | 20 | 44 | 1 | FALSE | 1 | FALSE |  | 1.01 | 45.5625 | 136.6875 | 5004 | Door frame (hollow), aluminium |  | 40 | D3 | 0 | 0 | 0 | 0 | 0 | 0 | 0 | 0 | 0
| Civic Offices | External doors: Aluminium framed double glazd full height single leaf door sets including ironmongery approx 2.5 x 1m wide opening. (Door single aluminium frame glazed door) | 1700772 | 8402938 | 2.8 | Internal doors | Door frame | Construction | 45.5625 | Linear length Calculation | 20 | 44 | 1 | FALSE | 1 | FALSE |  | 1.01 | 45.5625 | 136.6875 | 5004 | Door frame (hollow), aluminium |  | 40 | D4 | 0 | 0 | 0 | 0 | 0 | 0 | 0 | 0 | 0
| Civic Offices | External doors: Aluminium framed double glazd full height single leaf door sets including ironmongery approx 2.5 x 1m wide opening. (Door single aluminium frame glazed door) | 1700772 | 8402939 | 2.8 | Internal doors | door | Construction | 64.0332 | Area Calculation | 60 | 44 | 1 | FALSE | 1 | FALSE |  | 1.01 | 64.0332 | 64.0332 | 5440 | Glazing (single glazed), glass |  | 0 | A1A3 | 72.649 | 6.6984e-06 | 0.68982 | 0.086983 | 0.041779 | 0.00046128 | 889.6553 | 502.677 | 0.35415
| Civic Offices | External doors: Aluminium framed double glazd full height single leaf door sets including ironmongery approx 2.5 x 1m wide opening. (Door single aluminium frame glazed door) | 1700772 | 8402939 | 2.8 | Internal doors | door | Construction | 64.0332 | Area Calculation | 60 | 44 | 1 | FALSE | 1 | FALSE |  | 1.01 | 64.0332 | 64.0332 | 5440 | Glazing (single glazed), glass |  | 0 | A4 | 1.5572 | 2.8663e-07 | 0.005207 | 0.0013739 | 0.00090836 | 4.101e-06 | 23.5163 | 2.9055 | 0.0064515
| Civic Offices | External doors: Aluminium framed double glazd full height single leaf door sets including ironmongery approx 2.5 x 1m wide opening. (Door single aluminium frame glazed door) | 1700772 | 8402939 | 2.8 | Internal doors | door | Construction | 64.0332 | Area Calculation | 60 | 44 | 1 | FALSE | 1 | FALSE |  | 1.01 | 64.0332 | 64.0332 | 5440 | Glazing (single glazed), glass |  | 0 | A5 | 0.00099729 | 3.4379e-10 | 7.6808e-06 | 1.8965e-06 | 1.3268e-06 | 1.0781e-09 | 0.028966 | 0.09605 | 0
| Civic Offices | External doors: Aluminium framed double glazd full height single leaf door sets including ironmongery approx 2.5 x 1m wide opening. (Door single aluminium frame glazed door) | 1700772 | 8402939 | 2.8 | Internal doors | door | Construction | 64.0332 | Area Calculation | 60 | 44 | 1 | FALSE | 1 | FALSE |  | 1.01 | 64.0332 | 64.0332 | 5440 | Glazing (single glazed), glass |  | 0 | D2 | 0 | 0 | 0 | 0 | 0 | 0 | 0 | 0 | 0
| Civic Offices | External doors: Aluminium framed double glazd full height single leaf door sets including ironmongery approx 2.5 x 1m wide opening. (Door single aluminium frame glazed door) | 1700772 | 8402939 | 2.8 | Internal doors | door | Construction | 64.0332 | Area Calculation | 60 | 44 | 1 | FALSE | 1 | FALSE |  | 1.01 | 64.0332 | 64.0332 | 5440 | Glazing (single glazed), glass |  | 0 | D3 | 0 | 0 | 0 | 0 | 0 | 0 | 0 | 0 | 0
| Civic Offices | External doors: Aluminium framed double glazd full height single leaf door sets including ironmongery approx 2.5 x 1m wide opening. (Door single aluminium frame glazed door) | 1700772 | 8402939 | 2.8 | Internal doors | door | Construction | 64.0332 | Area Calculation | 60 | 44 | 1 | FALSE | 1 | FALSE |  | 1.01 | 64.0332 | 64.0332 | 5440 | Glazing (single glazed), glass |  | 0 | D4 | 0 | 0 | 0 | 0 | 0 | 0 | 0 | 0 | 0
| Civic Offices | External doors: Aluminium framed double glazd full height single leaf door sets including ironmongery approx 2.5 x 1m wide opening. (Door single aluminium frame glazed door) | 1700772 | 8402939 | 2.8 | Internal doors | door | Construction | 64.0332 | Area Calculation | 60 | 44 | 1 | FALSE | 1 | FALSE |  | 1.01 | 64.0332 | 64.0332 | 5440 | Glazing (single glazed), glass |  | 60 | C2 | 0 | 0 | 0 | 0 | 0 | 0 | 0 | 0 | 0
| Civic Offices | External doors: Aluminium framed double glazd full height single leaf door sets including ironmongery approx 2.5 x 1m wide opening. (Door single aluminium frame glazed door) | 1700772 | 8402939 | 2.8 | Internal doors | door | Construction | 64.0332 | Area Calculation | 60 | 44 | 1 | FALSE | 1 | FALSE |  | 1.01 | 64.0332 | 64.0332 | 5440 | Glazing (single glazed), glass |  | 60 | C4 | 0.099729 | 3.4379e-08 | 0.00076808 | 0.00018965 | 0.00013268 | 1.0781e-07 | 2.8966 | 9.605 | 0.0094014
| Civic Offices | External doors: Aluminium framed double glazd full height single leaf door sets including ironmongery approx 2.5 x 1m wide opening. (Door single aluminium frame glazed door) | 1700772 | 8402939 | 2.8 | Internal doors | door | Construction | 64.0332 | Area Calculation | 60 | 44 | 1 | FALSE | 1 | FALSE |  | 1.01 | 64.0332 | 64.0332 | 5440 | Glazing (single glazed), glass |  | 60 | D2 | 0 | 0 | 0 | 0 | 0 | 0 | 0 | 0 | 0
| Civic Offices | External doors: Aluminium framed double glazd full height single leaf door sets including ironmongery approx 2.5 x 1m wide opening. (Door single aluminium frame glazed door) | 1700772 | 8402939 | 2.8 | Internal doors | door | Construction | 64.0332 | Area Calculation | 60 | 44 | 1 | FALSE | 1 | FALSE |  | 1.01 | 64.0332 | 64.0332 | 5440 | Glazing (single glazed), glass |  | 60 | D3 | 0 | 0 | 0 | 0 | 0 | 0 | 0 | 0 | 0
| Civic Offices | External doors: Aluminium framed double glazd full height single leaf door sets including ironmongery approx 2.5 x 1m wide opening. (Door single aluminium frame glazed door) | 1700772 | 8402939 | 2.8 | Internal doors | door | Construction | 64.0332 | Area Calculation | 60 | 44 | 1 | FALSE | 1 | FALSE |  | 1.01 | 64.0332 | 64.0332 | 5440 | Glazing (single glazed), glass |  | 60 | D4 | 0 | 0 | 0 | 0 | 0 | 0 | 0 | 0 | 0
| Civic Offices | Door Ironmongery | 1700773 | 8402941 | 2.8 | Internal doors | handles etc | Construction | 3 | kg | 15 | 44 | 1 | FALSE | 1 | FALSE |  | 1.01 | 3 | 12 | 5213 | Door furniture/hardware, steel (coated/protected) |  | 0 | A1A3 | 7.5514 | 5.1803e-07 | 0.12672 | 0.03947 | 0.0076112 | 0.0018557 | 101.9419 | 5.9489 | 0.1514
| Civic Offices | Door Ironmongery | 1700773 | 8402941 | 2.8 | Internal doors | handles etc | Construction | 3 | kg | 15 | 44 | 1 | FALSE | 1 | FALSE |  | 1.01 | 3 | 12 | 5213 | Door furniture/hardware, steel (coated/protected) |  | 0 | A4 | 0.12576 | 1.7403e-08 | 0.00059796 | 0.00011103 | 7.894e-05 | 2.8007e-07 | 1.8401 | 0.53439 | 0.00051111
| Civic Offices | Door Ironmongery | 1700773 | 8402941 | 2.8 | Internal doors | handles etc | Construction | 3 | kg | 15 | 44 | 1 | FALSE | 1 | FALSE |  | 1.01 | 3 | 12 | 5213 | Door furniture/hardware, steel (coated/protected) |  | 0 | A5 | 1.5594e-05 | 4.0834e-12 | 1.0905e-07 | 3.5833e-08 | 1.8095e-08 | 2.1998e-11 | 0.00038229 | 0.0045 | 0
| Civic Offices | Door Ironmongery | 1700773 | 8402941 | 2.8 | Internal doors | handles etc | Construction | 3 | kg | 15 | 44 | 1 | FALSE | 1 | FALSE |  | 1.01 | 3 | 12 | 5213 | Door furniture/hardware, steel (coated/protected) |  | 0 | D2 | 0 | 0 | 0 | 0 | 0 | 0 | 0 | 0 | 0
| Civic Offices | Door Ironmongery | 1700773 | 8402941 | 2.8 | Internal doors | handles etc | Construction | 3 | kg | 15 | 44 | 1 | FALSE | 1 | FALSE |  | 1.01 | 3 | 12 | 5213 | Door furniture/hardware, steel (coated/protected) |  | 0 | D3 | 0 | 0 | 0 | 0 | 0 | 0 | 0 | 0 | 0
| Civic Offices | Door Ironmongery | 1700773 | 8402941 | 2.8 | Internal doors | handles etc | Construction | 3 | kg | 15 | 44 | 1 | FALSE | 1 | FALSE |  | 1.01 | 3 | 12 | 5213 | Door furniture/hardware, steel (coated/protected) |  | 0 | D4 | 0 | 0 | 0 | 0 | 0 | 0 | 0 | 0 | 0
| Civic Offices | Door Ironmongery | 1700773 | 8402941 | 2.8 | Internal doors | handles etc | Construction | 3 | kg | 15 | 44 | 1 | FALSE | 1 | FALSE |  | 1.01 | 3 | 12 | 5213 | Door furniture/hardware, steel (coated/protected) |  | 60 | C2 | 0 | 0 | 0 | 0 | 0 | 0 | 0 | 0 | 0
| Civic Offices | Door Ironmongery | 1700773 | 8402941 | 2.8 | Internal doors | handles etc | Construction | 3 | kg | 15 | 44 | 1 | FALSE | 1 | FALSE |  | 1.01 | 3 | 12 | 5213 | Door furniture/hardware, steel (coated/protected) |  | 60 | C4 | 0.0015594 | 4.0834e-10 | 1.0905e-05 | 3.5833e-06 | 1.8095e-06 | 2.1998e-09 | 0.038229 | 0.45 | 7.8204e-05
| Civic Offices | Door Ironmongery | 1700773 | 8402941 | 2.8 | Internal doors | handles etc | Construction | 3 | kg | 15 | 44 | 1 | FALSE | 1 | FALSE |  | 1.01 | 3 | 12 | 5213 | Door furniture/hardware, steel (coated/protected) |  | 60 | D2 | 0 | 0 | 0 | 0 | 0 | 0 | 0 | 0 | 0
| Civic Offices | Door Ironmongery | 1700773 | 8402941 | 2.8 | Internal doors | handles etc | Construction | 3 | kg | 15 | 44 | 1 | FALSE | 1 | FALSE |  | 1.01 | 3 | 12 | 5213 | Door furniture/hardware, steel (coated/protected) |  | 60 | D3 | 0 | 0 | 0 | 0 | 0 | 0 | 0 | 0 | 0
| Civic Offices | Door Ironmongery | 1700773 | 8402941 | 2.8 | Internal doors | handles etc | Construction | 3 | kg | 15 | 44 | 1 | FALSE | 1 | FALSE |  | 1.01 | 3 | 12 | 5213 | Door furniture/hardware, steel (coated/protected) |  | 60 | D4 | 0 | 0 | 0 | 0 | 0 | 0 | 0 | 0 | 0
| Civic Offices | Door Ironmongery | 1700773 | 8402941 | 2.8 | Internal doors | handles etc | Construction | 3 | kg | 15 | 44 | 1 | FALSE | 1 | FALSE |  | 1.01 | 3 | 12 | 5213 | Door furniture/hardware, steel (coated/protected) |  | 15 | B4B5 | 7.6788 | 5.3585e-07 | 0.12733 | 0.039585 | 0.0076919 | 0.001856 | 103.8206 | 6.9378 | 0.15192
| Civic Offices | Door Ironmongery | 1700773 | 8402941 | 2.8 | Internal doors | handles etc | Construction | 3 | kg | 15 | 44 | 1 | FALSE | 1 | FALSE |  | 1.01 | 3 | 12 | 5213 | Door furniture/hardware, steel (coated/protected) |  | 15 | D2 | 0 | 0 | 0 | 0 | 0 | 0 | 0 | 0 | 0
| Civic Offices | Door Ironmongery | 1700773 | 8402941 | 2.8 | Internal doors | handles etc | Construction | 3 | kg | 15 | 44 | 1 | FALSE | 1 | FALSE |  | 1.01 | 3 | 12 | 5213 | Door furniture/hardware, steel (coated/protected) |  | 15 | D3 | 0 | 0 | 0 | 0 | 0 | 0 | 0 | 0 | 0
| Civic Offices | Door Ironmongery | 1700773 | 8402941 | 2.8 | Internal doors | handles etc | Construction | 3 | kg | 15 | 44 | 1 | FALSE | 1 | FALSE |  | 1.01 | 3 | 12 | 5213 | Door furniture/hardware, steel (coated/protected) |  | 15 | D4 | 0 | 0 | 0 | 0 | 0 | 0 | 0 | 0 | 0
| Civic Offices | Door Ironmongery | 1700773 | 8402941 | 2.8 | Internal doors | handles etc | Construction | 3 | kg | 15 | 44 | 1 | FALSE | 1 | FALSE |  | 1.01 | 3 | 12 | 5213 | Door furniture/hardware, steel (coated/protected) |  | 30 | B4B5 | 7.6788 | 5.3585e-07 | 0.12733 | 0.039585 | 0.0076919 | 0.001856 | 103.8206 | 6.9378 | 0.15192
| Civic Offices | Door Ironmongery | 1700773 | 8402941 | 2.8 | Internal doors | handles etc | Construction | 3 | kg | 15 | 44 | 1 | FALSE | 1 | FALSE |  | 1.01 | 3 | 12 | 5213 | Door furniture/hardware, steel (coated/protected) |  | 30 | D2 | 0 | 0 | 0 | 0 | 0 | 0 | 0 | 0 | 0
| Civic Offices | Door Ironmongery | 1700773 | 8402941 | 2.8 | Internal doors | handles etc | Construction | 3 | kg | 15 | 44 | 1 | FALSE | 1 | FALSE |  | 1.01 | 3 | 12 | 5213 | Door furniture/hardware, steel (coated/protected) |  | 30 | D3 | 0 | 0 | 0 | 0 | 0 | 0 | 0 | 0 | 0
| Civic Offices | Door Ironmongery | 1700773 | 8402941 | 2.8 | Internal doors | handles etc | Construction | 3 | kg | 15 | 44 | 1 | FALSE | 1 | FALSE |  | 1.01 | 3 | 12 | 5213 | Door furniture/hardware, steel (coated/protected) |  | 30 | D4 | 0 | 0 | 0 | 0 | 0 | 0 | 0 | 0 | 0
| Civic Offices | Door Ironmongery | 1700773 | 8402941 | 2.8 | Internal doors | handles etc | Construction | 3 | kg | 15 | 44 | 1 | FALSE | 1 | FALSE |  | 1.01 | 3 | 12 | 5213 | Door furniture/hardware, steel (coated/protected) |  | 45 | B4B5 | 7.6788 | 5.3585e-07 | 0.12733 | 0.039585 | 0.0076919 | 0.001856 | 103.8206 | 6.9378 | 0.15192
| Civic Offices | Door Ironmongery | 1700773 | 8402941 | 2.8 | Internal doors | handles etc | Construction | 3 | kg | 15 | 44 | 1 | FALSE | 1 | FALSE |  | 1.01 | 3 | 12 | 5213 | Door furniture/hardware, steel (coated/protected) |  | 45 | D2 | 0 | 0 | 0 | 0 | 0 | 0 | 0 | 0 | 0
| Civic Offices | Door Ironmongery | 1700773 | 8402941 | 2.8 | Internal doors | handles etc | Construction | 3 | kg | 15 | 44 | 1 | FALSE | 1 | FALSE |  | 1.01 | 3 | 12 | 5213 | Door furniture/hardware, steel (coated/protected) |  | 45 | D3 | 0 | 0 | 0 | 0 | 0 | 0 | 0 | 0 | 0
| Civic Offices | Door Ironmongery | 1700773 | 8402941 | 2.8 | Internal doors | handles etc | Construction | 3 | kg | 15 | 44 | 1 | FALSE | 1 | FALSE |  | 1.01 | 3 | 12 | 5213 | Door furniture/hardware, steel (coated/protected) |  | 45 | D4 | 0 | 0 | 0 | 0 | 0 | 0 | 0 | 0 | 0
| Civic Offices | External doors: single leaf plant room door to roof metal doorset including ironmongery and decoration internal architraves complete. (Door steel door and steel frame hollow) | 1700774 | 8402942 | 2.8 | Internal doors | Door frame | Construction | 23.499 | Linear length Calculation | 20 | 44 | 1 | FALSE | 1 | FALSE |  | 1.01 | 23.499 | 70.497 | 5355 | Door frame (hollow), steel (coated/protected) |  | 0 | A1A3 | 54.8979 | 4.0331e-06 | 0.38156 | 0.16143 | 0.056729 | 0.00065183 | 751.6401 | 46.598 | 0.63441
| Civic Offices | External doors: single leaf plant room door to roof metal doorset including ironmongery and decoration internal architraves complete. (Door steel door and steel frame hollow) | 1700774 | 8402942 | 2.8 | Internal doors | Door frame | Construction | 23.499 | Linear length Calculation | 20 | 44 | 1 | FALSE | 1 | FALSE |  | 1.01 | 23.499 | 70.497 | 5355 | Door frame (hollow), steel (coated/protected) |  | 0 | A4 | 0.98511 | 1.3632e-07 | 0.0046838 | 0.00086973 | 0.00061833 | 2.1938e-06 | 14.4134 | 4.1858 | 0.0040036
| Civic Offices | External doors: single leaf plant room door to roof metal doorset including ironmongery and decoration internal architraves complete. (Door steel door and steel frame hollow) | 1700774 | 8402942 | 2.8 | Internal doors | Door frame | Construction | 23.499 | Linear length Calculation | 20 | 44 | 1 | FALSE | 1 | FALSE |  | 1.01 | 23.499 | 70.497 | 5355 | Door frame (hollow), steel (coated/protected) |  | 0 | A5 | 0.00012215 | 3.1985e-11 | 8.5417e-07 | 2.8068e-07 | 1.4174e-07 | 1.7231e-10 | 0.0029945 | 0.035249 | 0
| Civic Offices | External doors: single leaf plant room door to roof metal doorset including ironmongery and decoration internal architraves complete. (Door steel door and steel frame hollow) | 1700774 | 8402942 | 2.8 | Internal doors | Door frame | Construction | 23.499 | Linear length Calculation | 20 | 44 | 1 | FALSE | 1 | FALSE |  | 1.01 | 23.499 | 70.497 | 5355 | Door frame (hollow), steel (coated/protected) |  | 0 | D2 | 0 | 0 | 0 | 0 | 0 | 0 | 0 | 0 | 0
| Civic Offices | External doors: single leaf plant room door to roof metal doorset including ironmongery and decoration internal architraves complete. (Door steel door and steel frame hollow) | 1700774 | 8402942 | 2.8 | Internal doors | Door frame | Construction | 23.499 | Linear length Calculation | 20 | 44 | 1 | FALSE | 1 | FALSE |  | 1.01 | 23.499 | 70.497 | 5355 | Door frame (hollow), steel (coated/protected) |  | 0 | D3 | 0 | 0 | 0 | 0 | 0 | 0 | 0 | 0 | 0
| Civic Offices | External doors: single leaf plant room door to roof metal doorset including ironmongery and decoration internal architraves complete. (Door steel door and steel frame hollow) | 1700774 | 8402942 | 2.8 | Internal doors | Door frame | Construction | 23.499 | Linear length Calculation | 20 | 44 | 1 | FALSE | 1 | FALSE |  | 1.01 | 23.499 | 70.497 | 5355 | Door frame (hollow), steel (coated/protected) |  | 0 | D4 | 0 | 0 | 0 | 0 | 0 | 0 | 0 | 0 | 0
| Civic Offices | External doors: single leaf plant room door to roof metal doorset including ironmongery and decoration internal architraves complete. (Door steel door and steel frame hollow) | 1700774 | 8402942 | 2.8 | Internal doors | Door frame | Construction | 23.499 | Linear length Calculation | 20 | 44 | 1 | FALSE | 1 | FALSE |  | 1.01 | 23.499 | 70.497 | 5355 | Door frame (hollow), steel (coated/protected) |  | 60 | C2 | 0 | 0 | 0 | 0 | 0 | 0 | 0 | 0 | 0
| Civic Offices | External doors: single leaf plant room door to roof metal doorset including ironmongery and decoration internal architraves complete. (Door steel door and steel frame hollow) | 1700774 | 8402942 | 2.8 | Internal doors | Door frame | Construction | 23.499 | Linear length Calculation | 20 | 44 | 1 | FALSE | 1 | FALSE |  | 1.01 | 23.499 | 70.497 | 5355 | Door frame (hollow), steel (coated/protected) |  | 60 | C4 | 0.012215 | 3.1985e-09 | 8.5417e-05 | 2.8068e-05 | 1.4174e-05 | 1.7231e-08 | 0.29945 | 3.5248 | 0.00061257
| Civic Offices | External doors: single leaf plant room door to roof metal doorset including ironmongery and decoration internal architraves complete. (Door steel door and steel frame hollow) | 1700774 | 8402942 | 2.8 | Internal doors | Door frame | Construction | 23.499 | Linear length Calculation | 20 | 44 | 1 | FALSE | 1 | FALSE |  | 1.01 | 23.499 | 70.497 | 5355 | Door frame (hollow), steel (coated/protected) |  | 60 | D2 | 0 | 0 | 0 | 0 | 0 | 0 | 0 | 0 | 0
| Civic Offices | External doors: single leaf plant room door to roof metal doorset including ironmongery and decoration internal architraves complete. (Door steel door and steel frame hollow) | 1700774 | 8402942 | 2.8 | Internal doors | Door frame | Construction | 23.499 | Linear length Calculation | 20 | 44 | 1 | FALSE | 1 | FALSE |  | 1.01 | 23.499 | 70.497 | 5355 | Door frame (hollow), steel (coated/protected) |  | 60 | D3 | 0 | 0 | 0 | 0 | 0 | 0 | 0 | 0 | 0
| Civic Offices | External doors: single leaf plant room door to roof metal doorset including ironmongery and decoration internal architraves complete. (Door steel door and steel frame hollow) | 1700774 | 8402942 | 2.8 | Internal doors | Door frame | Construction | 23.499 | Linear length Calculation | 20 | 44 | 1 | FALSE | 1 | FALSE |  | 1.01 | 23.499 | 70.497 | 5355 | Door frame (hollow), steel (coated/protected) |  | 60 | D4 | 0 | 0 | 0 | 0 | 0 | 0 | 0 | 0 | 0
| Civic Offices | External doors: single leaf plant room door to roof metal doorset including ironmongery and decoration internal architraves complete. (Door steel door and steel frame hollow) | 1700774 | 8402942 | 2.8 | Internal doors | Door frame | Construction | 23.499 | Linear length Calculation | 20 | 44 | 1 | FALSE | 1 | FALSE |  | 1.01 | 23.499 | 70.497 | 5355 | Door frame (hollow), steel (coated/protected) |  | 20 | B4B5 | 55.8953 | 4.1727e-06 | 0.38633 | 0.16232 | 0.057362 | 0.00065404 | 766.356 | 54.3439 | 0.63842
| Civic Offices | External doors: single leaf plant room door to roof metal doorset including ironmongery and decoration internal architraves complete. (Door steel door and steel frame hollow) | 1700774 | 8402942 | 2.8 | Internal doors | Door frame | Construction | 23.499 | Linear length Calculation | 20 | 44 | 1 | FALSE | 1 | FALSE |  | 1.01 | 23.499 | 70.497 | 5355 | Door frame (hollow), steel (coated/protected) |  | 20 | D2 | 0 | 0 | 0 | 0 | 0 | 0 | 0 | 0 | 0
| Civic Offices | External doors: single leaf plant room door to roof metal doorset including ironmongery and decoration internal architraves complete. (Door steel door and steel frame hollow) | 1700774 | 8402942 | 2.8 | Internal doors | Door frame | Construction | 23.499 | Linear length Calculation | 20 | 44 | 1 | FALSE | 1 | FALSE |  | 1.01 | 23.499 | 70.497 | 5355 | Door frame (hollow), steel (coated/protected) |  | 20 | D3 | 0 | 0 | 0 | 0 | 0 | 0 | 0 | 0 | 0
| Civic Offices | External doors: single leaf plant room door to roof metal doorset including ironmongery and decoration internal architraves complete. (Door steel door and steel frame hollow) | 1700774 | 8402942 | 2.8 | Internal doors | Door frame | Construction | 23.499 | Linear length Calculation | 20 | 44 | 1 | FALSE | 1 | FALSE |  | 1.01 | 23.499 | 70.497 | 5355 | Door frame (hollow), steel (coated/protected) |  | 20 | D4 | 0 | 0 | 0 | 0 | 0 | 0 | 0 | 0 | 0
| Civic Offices | External doors: single leaf plant room door to roof metal doorset including ironmongery and decoration internal architraves complete. (Door steel door and steel frame hollow) | 1700774 | 8402942 | 2.8 | Internal doors | Door frame | Construction | 23.499 | Linear length Calculation | 20 | 44 | 1 | FALSE | 1 | FALSE |  | 1.01 | 23.499 | 70.497 | 5355 | Door frame (hollow), steel (coated/protected) |  | 40 | B4B5 | 55.8953 | 4.1727e-06 | 0.38633 | 0.16232 | 0.057362 | 0.00065404 | 766.356 | 54.3439 | 0.63842
| Civic Offices | External doors: single leaf plant room door to roof metal doorset including ironmongery and decoration internal architraves complete. (Door steel door and steel frame hollow) | 1700774 | 8402942 | 2.8 | Internal doors | Door frame | Construction | 23.499 | Linear length Calculation | 20 | 44 | 1 | FALSE | 1 | FALSE |  | 1.01 | 23.499 | 70.497 | 5355 | Door frame (hollow), steel (coated/protected) |  | 40 | D2 | 0 | 0 | 0 | 0 | 0 | 0 | 0 | 0 | 0
| Civic Offices | External doors: single leaf plant room door to roof metal doorset including ironmongery and decoration internal architraves complete. (Door steel door and steel frame hollow) | 1700774 | 8402942 | 2.8 | Internal doors | Door frame | Construction | 23.499 | Linear length Calculation | 20 | 44 | 1 | FALSE | 1 | FALSE |  | 1.01 | 23.499 | 70.497 | 5355 | Door frame (hollow), steel (coated/protected) |  | 40 | D3 | 0 | 0 | 0 | 0 | 0 | 0 | 0 | 0 | 0
| Civic Offices | External doors: single leaf plant room door to roof metal doorset including ironmongery and decoration internal architraves complete. (Door steel door and steel frame hollow) | 1700774 | 8402942 | 2.8 | Internal doors | Door frame | Construction | 23.499 | Linear length Calculation | 20 | 44 | 1 | FALSE | 1 | FALSE |  | 1.01 | 23.499 | 70.497 | 5355 | Door frame (hollow), steel (coated/protected) |  | 40 | D4 | 0 | 0 | 0 | 0 | 0 | 0 | 0 | 0 | 0
| Civic Offices | External doors: single leaf plant room door to roof metal doorset including ironmongery and decoration internal architraves complete. (Door steel door and steel frame hollow) | 1700774 | 8402943 | 2.8 | Internal doors | door | Construction | 33.2903 | Area Calculation | 80 | 44 | 1 | FALSE | 1 | FALSE |  | 1.05 | 33.2903 | 33.2903 | 5135 | General sheet, steel (enamelled) |  | 0 | A1A3 | 113.3175 | 7.0405e-06 | 0.58601 | 0.32284 | 0.092616 | 0.0034845 | 1549.2203 | 68.6282 | 1.1451
| Civic Offices | External doors: single leaf plant room door to roof metal doorset including ironmongery and decoration internal architraves complete. (Door steel door and steel frame hollow) | 1700774 | 8402943 | 2.8 | Internal doors | door | Construction | 33.2903 | Area Calculation | 80 | 44 | 1 | FALSE | 1 | FALSE |  | 1.05 | 33.2903 | 33.2903 | 5135 | General sheet, steel (enamelled) |  | 0 | A4 | 1.4508 | 2.0076e-07 | 0.0068982 | 0.0012809 | 0.00091067 | 3.231e-06 | 21.2277 | 6.1648 | 0.0058963
| Civic Offices | External doors: single leaf plant room door to roof metal doorset including ironmongery and decoration internal architraves complete. (Door steel door and steel frame hollow) | 1700774 | 8402943 | 2.8 | Internal doors | door | Construction | 33.2903 | Area Calculation | 80 | 44 | 1 | FALSE | 1 | FALSE |  | 1.05 | 33.2903 | 33.2903 | 5135 | General sheet, steel (enamelled) |  | 0 | A5 | 0.00086521 | 2.2656e-10 | 6.0504e-06 | 1.9881e-06 | 1.004e-06 | 1.2205e-09 | 0.021211 | 0.24968 | 0
| Civic Offices | External doors: single leaf plant room door to roof metal doorset including ironmongery and decoration internal architraves complete. (Door steel door and steel frame hollow) | 1700774 | 8402943 | 2.8 | Internal doors | door | Construction | 33.2903 | Area Calculation | 80 | 44 | 1 | FALSE | 1 | FALSE |  | 1.05 | 33.2903 | 33.2903 | 5135 | General sheet, steel (enamelled) |  | 0 | D2 | 0 | 0 | 0 | 0 | 0 | 0 | 0 | 0 | 0
| Civic Offices | External doors: single leaf plant room door to roof metal doorset including ironmongery and decoration internal architraves complete. (Door steel door and steel frame hollow) | 1700774 | 8402943 | 2.8 | Internal doors | door | Construction | 33.2903 | Area Calculation | 80 | 44 | 1 | FALSE | 1 | FALSE |  | 1.05 | 33.2903 | 33.2903 | 5135 | General sheet, steel (enamelled) |  | 0 | D3 | 0 | 0 | 0 | 0 | 0 | 0 | 0 | 0 | 0
| Civic Offices | External doors: single leaf plant room door to roof metal doorset including ironmongery and decoration internal architraves complete. (Door steel door and steel frame hollow) | 1700774 | 8402943 | 2.8 | Internal doors | door | Construction | 33.2903 | Area Calculation | 80 | 44 | 1 | FALSE | 1 | FALSE |  | 1.05 | 33.2903 | 33.2903 | 5135 | General sheet, steel (enamelled) |  | 0 | D4 | 0 | 0 | 0 | 0 | 0 | 0 | 0 | 0 | 0
| Civic Offices | External doors: single leaf plant room door to roof metal doorset including ironmongery and decoration internal architraves complete. (Door steel door and steel frame hollow) | 1700774 | 8402943 | 2.8 | Internal doors | door | Construction | 33.2903 | Area Calculation | 80 | 44 | 1 | FALSE | 1 | FALSE |  | 1.05 | 33.2903 | 33.2903 | 5135 | General sheet, steel (enamelled) |  | 60 | C2 | 0 | 0 | 0 | 0 | 0 | 0 | 0 | 0 | 0
| Civic Offices | External doors: single leaf plant room door to roof metal doorset including ironmongery and decoration internal architraves complete. (Door steel door and steel frame hollow) | 1700774 | 8402943 | 2.8 | Internal doors | door | Construction | 33.2903 | Area Calculation | 80 | 44 | 1 | FALSE | 1 | FALSE |  | 1.05 | 33.2903 | 33.2903 | 5135 | General sheet, steel (enamelled) |  | 60 | C4 | 0.017304 | 4.5312e-09 | 0.00012101 | 3.9762e-05 | 2.008e-05 | 2.441e-08 | 0.42422 | 4.9935 | 0.00086781
| Civic Offices | External doors: single leaf plant room door to roof metal doorset including ironmongery and decoration internal architraves complete. (Door steel door and steel frame hollow) | 1700774 | 8402943 | 2.8 | Internal doors | door | Construction | 33.2903 | Area Calculation | 80 | 44 | 1 | FALSE | 1 | FALSE |  | 1.05 | 33.2903 | 33.2903 | 5135 | General sheet, steel (enamelled) |  | 60 | D2 | 0 | 0 | 0 | 0 | 0 | 0 | 0 | 0 | 0
| Civic Offices | External doors: single leaf plant room door to roof metal doorset including ironmongery and decoration internal architraves complete. (Door steel door and steel frame hollow) | 1700774 | 8402943 | 2.8 | Internal doors | door | Construction | 33.2903 | Area Calculation | 80 | 44 | 1 | FALSE | 1 | FALSE |  | 1.05 | 33.2903 | 33.2903 | 5135 | General sheet, steel (enamelled) |  | 60 | D3 | 0 | 0 | 0 | 0 | 0 | 0 | 0 | 0 | 0
| Civic Offices | External doors: single leaf plant room door to roof metal doorset including ironmongery and decoration internal architraves complete. (Door steel door and steel frame hollow) | 1700774 | 8402943 | 2.8 | Internal doors | door | Construction | 33.2903 | Area Calculation | 80 | 44 | 1 | FALSE | 1 | FALSE |  | 1.05 | 33.2903 | 33.2903 | 5135 | General sheet, steel (enamelled) |  | 60 | D4 | 0 | 0 | 0 | 0 | 0 | 0 | 0 | 0 | 0
| Civic Offices | Door Ironmongery | 1700775 | 8402945 | 2.8 | Internal doors | handles etc | Construction | 1 | kg | 15 | 44 | 1 | FALSE | 1 | FALSE |  | 1.01 | 1 | 4 | 5213 | Door furniture/hardware, steel (coated/protected) |  | 0 | A1A3 | 2.5171 | 1.7268e-07 | 0.04224 | 0.013157 | 0.0025371 | 0.00061857 | 33.9806 | 1.983 | 0.050468
| Civic Offices | Door Ironmongery | 1700775 | 8402945 | 2.8 | Internal doors | handles etc | Construction | 1 | kg | 15 | 44 | 1 | FALSE | 1 | FALSE |  | 1.01 | 1 | 4 | 5213 | Door furniture/hardware, steel (coated/protected) |  | 0 | A4 | 0.041921 | 5.8009e-09 | 0.00019932 | 3.7011e-05 | 2.6313e-05 | 9.3358e-08 | 0.61336 | 0.17813 | 0.00017037
| Civic Offices | Door Ironmongery | 1700775 | 8402945 | 2.8 | Internal doors | handles etc | Construction | 1 | kg | 15 | 44 | 1 | FALSE | 1 | FALSE |  | 1.01 | 1 | 4 | 5213 | Door furniture/hardware, steel (coated/protected) |  | 0 | A5 | 5.198e-06 | 1.3611e-12 | 3.6349e-08 | 1.1944e-08 | 6.0317e-09 | 7.3326e-12 | 0.00012743 | 0.0015 | 0
| Civic Offices | Door Ironmongery | 1700775 | 8402945 | 2.8 | Internal doors | handles etc | Construction | 1 | kg | 15 | 44 | 1 | FALSE | 1 | FALSE |  | 1.01 | 1 | 4 | 5213 | Door furniture/hardware, steel (coated/protected) |  | 0 | D2 | 0 | 0 | 0 | 0 | 0 | 0 | 0 | 0 | 0
| Civic Offices | Door Ironmongery | 1700775 | 8402945 | 2.8 | Internal doors | handles etc | Construction | 1 | kg | 15 | 44 | 1 | FALSE | 1 | FALSE |  | 1.01 | 1 | 4 | 5213 | Door furniture/hardware, steel (coated/protected) |  | 0 | D3 | 0 | 0 | 0 | 0 | 0 | 0 | 0 | 0 | 0
| Civic Offices | Door Ironmongery | 1700775 | 8402945 | 2.8 | Internal doors | handles etc | Construction | 1 | kg | 15 | 44 | 1 | FALSE | 1 | FALSE |  | 1.01 | 1 | 4 | 5213 | Door furniture/hardware, steel (coated/protected) |  | 0 | D4 | 0 | 0 | 0 | 0 | 0 | 0 | 0 | 0 | 0
| Civic Offices | Door Ironmongery | 1700775 | 8402945 | 2.8 | Internal doors | handles etc | Construction | 1 | kg | 15 | 44 | 1 | FALSE | 1 | FALSE |  | 1.01 | 1 | 4 | 5213 | Door furniture/hardware, steel (coated/protected) |  | 60 | C2 | 0 | 0 | 0 | 0 | 0 | 0 | 0 | 0 | 0
| Civic Offices | Door Ironmongery | 1700775 | 8402945 | 2.8 | Internal doors | handles etc | Construction | 1 | kg | 15 | 44 | 1 | FALSE | 1 | FALSE |  | 1.01 | 1 | 4 | 5213 | Door furniture/hardware, steel (coated/protected) |  | 60 | C4 | 0.0005198 | 1.3611e-10 | 3.6349e-06 | 1.1944e-06 | 6.0317e-07 | 7.3326e-10 | 0.012743 | 0.15 | 2.6068e-05
| Civic Offices | Door Ironmongery | 1700775 | 8402945 | 2.8 | Internal doors | handles etc | Construction | 1 | kg | 15 | 44 | 1 | FALSE | 1 | FALSE |  | 1.01 | 1 | 4 | 5213 | Door furniture/hardware, steel (coated/protected) |  | 60 | D2 | 0 | 0 | 0 | 0 | 0 | 0 | 0 | 0 | 0
| Civic Offices | Door Ironmongery | 1700775 | 8402945 | 2.8 | Internal doors | handles etc | Construction | 1 | kg | 15 | 44 | 1 | FALSE | 1 | FALSE |  | 1.01 | 1 | 4 | 5213 | Door furniture/hardware, steel (coated/protected) |  | 60 | D3 | 0 | 0 | 0 | 0 | 0 | 0 | 0 | 0 | 0
| Civic Offices | Door Ironmongery | 1700775 | 8402945 | 2.8 | Internal doors | handles etc | Construction | 1 | kg | 15 | 44 | 1 | FALSE | 1 | FALSE |  | 1.01 | 1 | 4 | 5213 | Door furniture/hardware, steel (coated/protected) |  | 60 | D4 | 0 | 0 | 0 | 0 | 0 | 0 | 0 | 0 | 0
| Civic Offices | Door Ironmongery | 1700775 | 8402945 | 2.8 | Internal doors | handles etc | Construction | 1 | kg | 15 | 44 | 1 | FALSE | 1 | FALSE |  | 1.01 | 1 | 4 | 5213 | Door furniture/hardware, steel (coated/protected) |  | 15 | B4B5 | 2.5596 | 1.7862e-07 | 0.042443 | 0.013195 | 0.002564 | 0.00061866 | 34.6069 | 2.3126 | 0.050638
| Civic Offices | Door Ironmongery | 1700775 | 8402945 | 2.8 | Internal doors | handles etc | Construction | 1 | kg | 15 | 44 | 1 | FALSE | 1 | FALSE |  | 1.01 | 1 | 4 | 5213 | Door furniture/hardware, steel (coated/protected) |  | 15 | D2 | 0 | 0 | 0 | 0 | 0 | 0 | 0 | 0 | 0
| Civic Offices | Door Ironmongery | 1700775 | 8402945 | 2.8 | Internal doors | handles etc | Construction | 1 | kg | 15 | 44 | 1 | FALSE | 1 | FALSE |  | 1.01 | 1 | 4 | 5213 | Door furniture/hardware, steel (coated/protected) |  | 15 | D3 | 0 | 0 | 0 | 0 | 0 | 0 | 0 | 0 | 0
| Civic Offices | Door Ironmongery | 1700775 | 8402945 | 2.8 | Internal doors | handles etc | Construction | 1 | kg | 15 | 44 | 1 | FALSE | 1 | FALSE |  | 1.01 | 1 | 4 | 5213 | Door furniture/hardware, steel (coated/protected) |  | 15 | D4 | 0 | 0 | 0 | 0 | 0 | 0 | 0 | 0 | 0
| Civic Offices | Door Ironmongery | 1700775 | 8402945 | 2.8 | Internal doors | handles etc | Construction | 1 | kg | 15 | 44 | 1 | FALSE | 1 | FALSE |  | 1.01 | 1 | 4 | 5213 | Door furniture/hardware, steel (coated/protected) |  | 30 | B4B5 | 2.5596 | 1.7862e-07 | 0.042443 | 0.013195 | 0.002564 | 0.00061866 | 34.6069 | 2.3126 | 0.050638
| Civic Offices | Door Ironmongery | 1700775 | 8402945 | 2.8 | Internal doors | handles etc | Construction | 1 | kg | 15 | 44 | 1 | FALSE | 1 | FALSE |  | 1.01 | 1 | 4 | 5213 | Door furniture/hardware, steel (coated/protected) |  | 30 | D2 | 0 | 0 | 0 | 0 | 0 | 0 | 0 | 0 | 0
| Civic Offices | Door Ironmongery | 1700775 | 8402945 | 2.8 | Internal doors | handles etc | Construction | 1 | kg | 15 | 44 | 1 | FALSE | 1 | FALSE |  | 1.01 | 1 | 4 | 5213 | Door furniture/hardware, steel (coated/protected) |  | 30 | D3 | 0 | 0 | 0 | 0 | 0 | 0 | 0 | 0 | 0
| Civic Offices | Door Ironmongery | 1700775 | 8402945 | 2.8 | Internal doors | handles etc | Construction | 1 | kg | 15 | 44 | 1 | FALSE | 1 | FALSE |  | 1.01 | 1 | 4 | 5213 | Door furniture/hardware, steel (coated/protected) |  | 30 | D4 | 0 | 0 | 0 | 0 | 0 | 0 | 0 | 0 | 0
| Civic Offices | Door Ironmongery | 1700775 | 8402945 | 2.8 | Internal doors | handles etc | Construction | 1 | kg | 15 | 44 | 1 | FALSE | 1 | FALSE |  | 1.01 | 1 | 4 | 5213 | Door furniture/hardware, steel (coated/protected) |  | 45 | B4B5 | 2.5596 | 1.7862e-07 | 0.042443 | 0.013195 | 0.002564 | 0.00061866 | 34.6069 | 2.3126 | 0.050638
| Civic Offices | Door Ironmongery | 1700775 | 8402945 | 2.8 | Internal doors | handles etc | Construction | 1 | kg | 15 | 44 | 1 | FALSE | 1 | FALSE |  | 1.01 | 1 | 4 | 5213 | Door furniture/hardware, steel (coated/protected) |  | 45 | D2 | 0 | 0 | 0 | 0 | 0 | 0 | 0 | 0 | 0
| Civic Offices | Door Ironmongery | 1700775 | 8402945 | 2.8 | Internal doors | handles etc | Construction | 1 | kg | 15 | 44 | 1 | FALSE | 1 | FALSE |  | 1.01 | 1 | 4 | 5213 | Door furniture/hardware, steel (coated/protected) |  | 45 | D3 | 0 | 0 | 0 | 0 | 0 | 0 | 0 | 0 | 0
| Civic Offices | Door Ironmongery | 1700775 | 8402945 | 2.8 | Internal doors | handles etc | Construction | 1 | kg | 15 | 44 | 1 | FALSE | 1 | FALSE |  | 1.01 | 1 | 4 | 5213 | Door furniture/hardware, steel (coated/protected) |  | 45 | D4 | 0 | 0 | 0 | 0 | 0 | 0 | 0 | 0 | 0
| Civic Offices | Double door sets aluminium framed double glazed with fully glazed overpanel including ironmongery and accessories complete (3Nr). (Door single aluminium frame glazed door) | 1700776 | 8402946 | 2.8 | Internal doors | Door frame | Construction | 303.75 | Linear length Calculation | 20 | 44 | 1 | FALSE | 1 | FALSE |  | 1.01 | 303.75 | 911.25 | 5004 | Door frame (hollow), aluminium |  | 0 | A1A3 | 5689.4628 | 0.00018275 | 39.0023 | 8.7176 | 2.9629 | 0.0049278 | 70675.207 | 1219.575 | 37.477
| Civic Offices | Double door sets aluminium framed double glazed with fully glazed overpanel including ironmongery and accessories complete (3Nr). (Door single aluminium frame glazed door) | 1700776 | 8402946 | 2.8 | Internal doors | Door frame | Construction | 303.75 | Linear length Calculation | 20 | 44 | 1 | FALSE | 1 | FALSE |  | 1.01 | 303.75 | 911.25 | 5004 | Door frame (hollow), aluminium |  | 0 | A4 | 15.1182 | 1.6768e-06 | 0.078324 | 0.012711 | 0.0096589 | 2.101e-05 | 218.2946 | 59.3406 | 0.059639
| Civic Offices | Double door sets aluminium framed double glazed with fully glazed overpanel including ironmongery and accessories complete (3Nr). (Door single aluminium frame glazed door) | 1700776 | 8402946 | 2.8 | Internal doors | Door frame | Construction | 303.75 | Linear length Calculation | 20 | 44 | 1 | FALSE | 1 | FALSE |  | 1.01 | 303.75 | 911.25 | 5004 | Door frame (hollow), aluminium |  | 0 | A5 | 0.0015789 | 4.1344e-10 | 1.1041e-05 | 3.628e-06 | 1.8321e-06 | 2.2273e-09 | 0.038707 | 0.45563 | 0
| Civic Offices | Double door sets aluminium framed double glazed with fully glazed overpanel including ironmongery and accessories complete (3Nr). (Door single aluminium frame glazed door) | 1700776 | 8402946 | 2.8 | Internal doors | Door frame | Construction | 303.75 | Linear length Calculation | 20 | 44 | 1 | FALSE | 1 | FALSE |  | 1.01 | 303.75 | 911.25 | 5004 | Door frame (hollow), aluminium |  | 0 | D2 | 0 | 0 | 0 | 0 | 0 | 0 | 0 | 0 | 0
| Civic Offices | Double door sets aluminium framed double glazed with fully glazed overpanel including ironmongery and accessories complete (3Nr). (Door single aluminium frame glazed door) | 1700776 | 8402946 | 2.8 | Internal doors | Door frame | Construction | 303.75 | Linear length Calculation | 20 | 44 | 1 | FALSE | 1 | FALSE |  | 1.01 | 303.75 | 911.25 | 5004 | Door frame (hollow), aluminium |  | 0 | D3 | 0 | 0 | 0 | 0 | 0 | 0 | 0 | 0 | 0
| Civic Offices | Double door sets aluminium framed double glazed with fully glazed overpanel including ironmongery and accessories complete (3Nr). (Door single aluminium frame glazed door) | 1700776 | 8402946 | 2.8 | Internal doors | Door frame | Construction | 303.75 | Linear length Calculation | 20 | 44 | 1 | FALSE | 1 | FALSE |  | 1.01 | 303.75 | 911.25 | 5004 | Door frame (hollow), aluminium |  | 0 | D4 | 0 | 0 | 0 | 0 | 0 | 0 | 0 | 0 | 0
| Civic Offices | Double door sets aluminium framed double glazed with fully glazed overpanel including ironmongery and accessories complete (3Nr). (Door single aluminium frame glazed door) | 1700776 | 8402946 | 2.8 | Internal doors | Door frame | Construction | 303.75 | Linear length Calculation | 20 | 44 | 1 | FALSE | 1 | FALSE |  | 1.01 | 303.75 | 911.25 | 5004 | Door frame (hollow), aluminium |  | 60 | C2 | 0 | 0 | 0 | 0 | 0 | 0 | 0 | 0 | 0
| Civic Offices | Double door sets aluminium framed double glazed with fully glazed overpanel including ironmongery and accessories complete (3Nr). (Door single aluminium frame glazed door) | 1700776 | 8402946 | 2.8 | Internal doors | Door frame | Construction | 303.75 | Linear length Calculation | 20 | 44 | 1 | FALSE | 1 | FALSE |  | 1.01 | 303.75 | 911.25 | 5004 | Door frame (hollow), aluminium |  | 60 | C4 | 0.15789 | 4.1344e-08 | 0.0011041 | 0.0003628 | 0.00018321 | 2.2273e-07 | 3.8707 | 45.5625 | 0.0079182
| Civic Offices | Double door sets aluminium framed double glazed with fully glazed overpanel including ironmongery and accessories complete (3Nr). (Door single aluminium frame glazed door) | 1700776 | 8402946 | 2.8 | Internal doors | Door frame | Construction | 303.75 | Linear length Calculation | 20 | 44 | 1 | FALSE | 1 | FALSE |  | 1.01 | 303.75 | 911.25 | 5004 | Door frame (hollow), aluminium |  | 60 | D2 | 0 | 0 | 0 | 0 | 0 | 0 | 0 | 0 | 0
| Civic Offices | Double door sets aluminium framed double glazed with fully glazed overpanel including ironmongery and accessories complete (3Nr). (Door single aluminium frame glazed door) | 1700776 | 8402946 | 2.8 | Internal doors | Door frame | Construction | 303.75 | Linear length Calculation | 20 | 44 | 1 | FALSE | 1 | FALSE |  | 1.01 | 303.75 | 911.25 | 5004 | Door frame (hollow), aluminium |  | 60 | D3 | 0 | 0 | 0 | 0 | 0 | 0 | 0 | 0 | 0
| Civic Offices | Double door sets aluminium framed double glazed with fully glazed overpanel including ironmongery and accessories complete (3Nr). (Door single aluminium frame glazed door) | 1700776 | 8402946 | 2.8 | Internal doors | Door frame | Construction | 303.75 | Linear length Calculation | 20 | 44 | 1 | FALSE | 1 | FALSE |  | 1.01 | 303.75 | 911.25 | 5004 | Door frame (hollow), aluminium |  | 60 | D4 | 0 | 0 | 0 | 0 | 0 | 0 | 0 | 0 | 0
| Civic Offices | Double door sets aluminium framed double glazed with fully glazed overpanel including ironmongery and accessories complete (3Nr). (Door single aluminium frame glazed door) | 1700776 | 8402946 | 2.8 | Internal doors | Door frame | Construction | 303.75 | Linear length Calculation | 20 | 44 | 1 | FALSE | 1 | FALSE |  | 1.01 | 303.75 | 911.25 | 5004 | Door frame (hollow), aluminium |  | 20 | B4B5 | 5704.7405 | 0.00018446 | 39.0818 | 8.7307 | 2.9727 | 0.0049491 | 70897.411 | 1324.9337 | 37.5366
| Civic Offices | Double door sets aluminium framed double glazed with fully glazed overpanel including ironmongery and accessories complete (3Nr). (Door single aluminium frame glazed door) | 1700776 | 8402946 | 2.8 | Internal doors | Door frame | Construction | 303.75 | Linear length Calculation | 20 | 44 | 1 | FALSE | 1 | FALSE |  | 1.01 | 303.75 | 911.25 | 5004 | Door frame (hollow), aluminium |  | 20 | D2 | 0 | 0 | 0 | 0 | 0 | 0 | 0 | 0 | 0
| Civic Offices | Double door sets aluminium framed double glazed with fully glazed overpanel including ironmongery and accessories complete (3Nr). (Door single aluminium frame glazed door) | 1700776 | 8402946 | 2.8 | Internal doors | Door frame | Construction | 303.75 | Linear length Calculation | 20 | 44 | 1 | FALSE | 1 | FALSE |  | 1.01 | 303.75 | 911.25 | 5004 | Door frame (hollow), aluminium |  | 20 | D3 | 0 | 0 | 0 | 0 | 0 | 0 | 0 | 0 | 0
| Civic Offices | Double door sets aluminium framed double glazed with fully glazed overpanel including ironmongery and accessories complete (3Nr). (Door single aluminium frame glazed door) | 1700776 | 8402946 | 2.8 | Internal doors | Door frame | Construction | 303.75 | Linear length Calculation | 20 | 44 | 1 | FALSE | 1 | FALSE |  | 1.01 | 303.75 | 911.25 | 5004 | Door frame (hollow), aluminium |  | 20 | D4 | 0 | 0 | 0 | 0 | 0 | 0 | 0 | 0 | 0
| Civic Offices | Double door sets aluminium framed double glazed with fully glazed overpanel including ironmongery and accessories complete (3Nr). (Door single aluminium frame glazed door) | 1700776 | 8402946 | 2.8 | Internal doors | Door frame | Construction | 303.75 | Linear length Calculation | 20 | 44 | 1 | FALSE | 1 | FALSE |  | 1.01 | 303.75 | 911.25 | 5004 | Door frame (hollow), aluminium |  | 40 | B4B5 | 5704.7405 | 0.00018446 | 39.0818 | 8.7307 | 2.9727 | 0.0049491 | 70897.411 | 1324.9337 | 37.5366
| Civic Offices | Double door sets aluminium framed double glazed with fully glazed overpanel including ironmongery and accessories complete (3Nr). (Door single aluminium frame glazed door) | 1700776 | 8402946 | 2.8 | Internal doors | Door frame | Construction | 303.75 | Linear length Calculation | 20 | 44 | 1 | FALSE | 1 | FALSE |  | 1.01 | 303.75 | 911.25 | 5004 | Door frame (hollow), aluminium |  | 40 | D2 | 0 | 0 | 0 | 0 | 0 | 0 | 0 | 0 | 0
| Civic Offices | Double door sets aluminium framed double glazed with fully glazed overpanel including ironmongery and accessories complete (3Nr). (Door single aluminium frame glazed door) | 1700776 | 8402946 | 2.8 | Internal doors | Door frame | Construction | 303.75 | Linear length Calculation | 20 | 44 | 1 | FALSE | 1 | FALSE |  | 1.01 | 303.75 | 911.25 | 5004 | Door frame (hollow), aluminium |  | 40 | D3 | 0 | 0 | 0 | 0 | 0 | 0 | 0 | 0 | 0
| Civic Offices | Double door sets aluminium framed double glazed with fully glazed overpanel including ironmongery and accessories complete (3Nr). (Door single aluminium frame glazed door) | 1700776 | 8402946 | 2.8 | Internal doors | Door frame | Construction | 303.75 | Linear length Calculation | 20 | 44 | 1 | FALSE | 1 | FALSE |  | 1.01 | 303.75 | 911.25 | 5004 | Door frame (hollow), aluminium |  | 40 | D4 | 0 | 0 | 0 | 0 | 0 | 0 | 0 | 0 | 0
| Civic Offices | Double door sets aluminium framed double glazed with fully glazed overpanel including ironmongery and accessories complete (3Nr). (Door single aluminium frame glazed door) | 1700776 | 8402947 | 2.8 | Internal doors | door | Construction | 426.888 | Area Calculation | 60 | 44 | 1 | FALSE | 1 | FALSE |  | 1.01 | 426.888 | 426.888 | 5440 | Glazing (single glazed), glass |  | 0 | A1A3 | 484.3264 | 4.4656e-05 | 4.5988 | 0.57989 | 0.27853 | 0.0030752 | 5931.035 | 3351.18 | 2.361
| Civic Offices | Double door sets aluminium framed double glazed with fully glazed overpanel including ironmongery and accessories complete (3Nr). (Door single aluminium frame glazed door) | 1700776 | 8402947 | 2.8 | Internal doors | door | Construction | 426.888 | Area Calculation | 60 | 44 | 1 | FALSE | 1 | FALSE |  | 1.01 | 426.888 | 426.888 | 5440 | Glazing (single glazed), glass |  | 0 | A4 | 10.3811 | 1.9109e-06 | 0.034714 | 0.009159 | 0.0060557 | 2.734e-05 | 156.7755 | 19.3703 | 0.04301
| Civic Offices | Double door sets aluminium framed double glazed with fully glazed overpanel including ironmongery and accessories complete (3Nr). (Door single aluminium frame glazed door) | 1700776 | 8402947 | 2.8 | Internal doors | door | Construction | 426.888 | Area Calculation | 60 | 44 | 1 | FALSE | 1 | FALSE |  | 1.01 | 426.888 | 426.888 | 5440 | Glazing (single glazed), glass |  | 0 | A5 | 0.0066486 | 2.2919e-09 | 5.1205e-05 | 1.2644e-05 | 8.8455e-06 | 7.187e-09 | 0.19311 | 0.64033 | 0
| Civic Offices | Double door sets aluminium framed double glazed with fully glazed overpanel including ironmongery and accessories complete (3Nr). (Door single aluminium frame glazed door) | 1700776 | 8402947 | 2.8 | Internal doors | door | Construction | 426.888 | Area Calculation | 60 | 44 | 1 | FALSE | 1 | FALSE |  | 1.01 | 426.888 | 426.888 | 5440 | Glazing (single glazed), glass |  | 0 | D2 | 0 | 0 | 0 | 0 | 0 | 0 | 0 | 0 | 0
| Civic Offices | Double door sets aluminium framed double glazed with fully glazed overpanel including ironmongery and accessories complete (3Nr). (Door single aluminium frame glazed door) | 1700776 | 8402947 | 2.8 | Internal doors | door | Construction | 426.888 | Area Calculation | 60 | 44 | 1 | FALSE | 1 | FALSE |  | 1.01 | 426.888 | 426.888 | 5440 | Glazing (single glazed), glass |  | 0 | D3 | 0 | 0 | 0 | 0 | 0 | 0 | 0 | 0 | 0
| Civic Offices | Double door sets aluminium framed double glazed with fully glazed overpanel including ironmongery and accessories complete (3Nr). (Door single aluminium frame glazed door) | 1700776 | 8402947 | 2.8 | Internal doors | door | Construction | 426.888 | Area Calculation | 60 | 44 | 1 | FALSE | 1 | FALSE |  | 1.01 | 426.888 | 426.888 | 5440 | Glazing (single glazed), glass |  | 0 | D4 | 0 | 0 | 0 | 0 | 0 | 0 | 0 | 0 | 0
| Civic Offices | Double door sets aluminium framed double glazed with fully glazed overpanel including ironmongery and accessories complete (3Nr). (Door single aluminium frame glazed door) | 1700776 | 8402947 | 2.8 | Internal doors | door | Construction | 426.888 | Area Calculation | 60 | 44 | 1 | FALSE | 1 | FALSE |  | 1.01 | 426.888 | 426.888 | 5440 | Glazing (single glazed), glass |  | 60 | C2 | 0 | 0 | 0 | 0 | 0 | 0 | 0 | 0 | 0
| Civic Offices | Double door sets aluminium framed double glazed with fully glazed overpanel including ironmongery and accessories complete (3Nr). (Door single aluminium frame glazed door) | 1700776 | 8402947 | 2.8 | Internal doors | door | Construction | 426.888 | Area Calculation | 60 | 44 | 1 | FALSE | 1 | FALSE |  | 1.01 | 426.888 | 426.888 | 5440 | Glazing (single glazed), glass |  | 60 | C4 | 0.66486 | 2.2919e-07 | 0.0051205 | 0.0012644 | 0.00088455 | 7.187e-07 | 19.3108 | 64.0332 | 0.062676
| Civic Offices | Double door sets aluminium framed double glazed with fully glazed overpanel including ironmongery and accessories complete (3Nr). (Door single aluminium frame glazed door) | 1700776 | 8402947 | 2.8 | Internal doors | door | Construction | 426.888 | Area Calculation | 60 | 44 | 1 | FALSE | 1 | FALSE |  | 1.01 | 426.888 | 426.888 | 5440 | Glazing (single glazed), glass |  | 60 | D2 | 0 | 0 | 0 | 0 | 0 | 0 | 0 | 0 | 0
| Civic Offices | Double door sets aluminium framed double glazed with fully glazed overpanel including ironmongery and accessories complete (3Nr). (Door single aluminium frame glazed door) | 1700776 | 8402947 | 2.8 | Internal doors | door | Construction | 426.888 | Area Calculation | 60 | 44 | 1 | FALSE | 1 | FALSE |  | 1.01 | 426.888 | 426.888 | 5440 | Glazing (single glazed), glass |  | 60 | D3 | 0 | 0 | 0 | 0 | 0 | 0 | 0 | 0 | 0
| Civic Offices | Double door sets aluminium framed double glazed with fully glazed overpanel including ironmongery and accessories complete (3Nr). (Door single aluminium frame glazed door) | 1700776 | 8402947 | 2.8 | Internal doors | door | Construction | 426.888 | Area Calculation | 60 | 44 | 1 | FALSE | 1 | FALSE |  | 1.01 | 426.888 | 426.888 | 5440 | Glazing (single glazed), glass |  | 60 | D4 | 0 | 0 | 0 | 0 | 0 | 0 | 0 | 0 | 0
| Civic Offices | Door Ironmongery | 1700777 | 8402949 | 2.8 | Internal doors | handles etc | Construction | 20 | kg | 15 | 44 | 1 | FALSE | 1 | FALSE |  | 1.01 | 20 | 80 | 5213 | Door furniture/hardware, steel (coated/protected) |  | 0 | A1A3 | 50.3429 | 3.4535e-06 | 0.84481 | 0.26313 | 0.050741 | 0.012371 | 679.6126 | 39.6596 | 1.0094
| Civic Offices | Door Ironmongery | 1700777 | 8402949 | 2.8 | Internal doors | handles etc | Construction | 20 | kg | 15 | 44 | 1 | FALSE | 1 | FALSE |  | 1.01 | 20 | 80 | 5213 | Door furniture/hardware, steel (coated/protected) |  | 0 | A4 | 0.83842 | 1.1602e-07 | 0.0039864 | 0.00074023 | 0.00052626 | 1.8672e-06 | 12.2673 | 3.5626 | 0.0034074
| Civic Offices | Door Ironmongery | 1700777 | 8402949 | 2.8 | Internal doors | handles etc | Construction | 20 | kg | 15 | 44 | 1 | FALSE | 1 | FALSE |  | 1.01 | 20 | 80 | 5213 | Door furniture/hardware, steel (coated/protected) |  | 0 | A5 | 0.00010396 | 2.7222e-11 | 7.2698e-07 | 2.3888e-07 | 1.2063e-07 | 1.4665e-10 | 0.0025486 | 0.03 | 0
| Civic Offices | Door Ironmongery | 1700777 | 8402949 | 2.8 | Internal doors | handles etc | Construction | 20 | kg | 15 | 44 | 1 | FALSE | 1 | FALSE |  | 1.01 | 20 | 80 | 5213 | Door furniture/hardware, steel (coated/protected) |  | 0 | D2 | 0 | 0 | 0 | 0 | 0 | 0 | 0 | 0 | 0
| Civic Offices | Door Ironmongery | 1700777 | 8402949 | 2.8 | Internal doors | handles etc | Construction | 20 | kg | 15 | 44 | 1 | FALSE | 1 | FALSE |  | 1.01 | 20 | 80 | 5213 | Door furniture/hardware, steel (coated/protected) |  | 0 | D3 | 0 | 0 | 0 | 0 | 0 | 0 | 0 | 0 | 0
| Civic Offices | Door Ironmongery | 1700777 | 8402949 | 2.8 | Internal doors | handles etc | Construction | 20 | kg | 15 | 44 | 1 | FALSE | 1 | FALSE |  | 1.01 | 20 | 80 | 5213 | Door furniture/hardware, steel (coated/protected) |  | 0 | D4 | 0 | 0 | 0 | 0 | 0 | 0 | 0 | 0 | 0
| Civic Offices | Door Ironmongery | 1700777 | 8402949 | 2.8 | Internal doors | handles etc | Construction | 20 | kg | 15 | 44 | 1 | FALSE | 1 | FALSE |  | 1.01 | 20 | 80 | 5213 | Door furniture/hardware, steel (coated/protected) |  | 60 | C2 | 0 | 0 | 0 | 0 | 0 | 0 | 0 | 0 | 0
| Civic Offices | Door Ironmongery | 1700777 | 8402949 | 2.8 | Internal doors | handles etc | Construction | 20 | kg | 15 | 44 | 1 | FALSE | 1 | FALSE |  | 1.01 | 20 | 80 | 5213 | Door furniture/hardware, steel (coated/protected) |  | 60 | C4 | 0.010396 | 2.7222e-09 | 7.2698e-05 | 2.3888e-05 | 1.2063e-05 | 1.4665e-08 | 0.25486 | 3 | 0.00052136
| Civic Offices | Door Ironmongery | 1700777 | 8402949 | 2.8 | Internal doors | handles etc | Construction | 20 | kg | 15 | 44 | 1 | FALSE | 1 | FALSE |  | 1.01 | 20 | 80 | 5213 | Door furniture/hardware, steel (coated/protected) |  | 60 | D2 | 0 | 0 | 0 | 0 | 0 | 0 | 0 | 0 | 0
| Civic Offices | Door Ironmongery | 1700777 | 8402949 | 2.8 | Internal doors | handles etc | Construction | 20 | kg | 15 | 44 | 1 | FALSE | 1 | FALSE |  | 1.01 | 20 | 80 | 5213 | Door furniture/hardware, steel (coated/protected) |  | 60 | D3 | 0 | 0 | 0 | 0 | 0 | 0 | 0 | 0 | 0
| Civic Offices | Door Ironmongery | 1700777 | 8402949 | 2.8 | Internal doors | handles etc | Construction | 20 | kg | 15 | 44 | 1 | FALSE | 1 | FALSE |  | 1.01 | 20 | 80 | 5213 | Door furniture/hardware, steel (coated/protected) |  | 60 | D4 | 0 | 0 | 0 | 0 | 0 | 0 | 0 | 0 | 0
| Civic Offices | Door Ironmongery | 1700777 | 8402949 | 2.8 | Internal doors | handles etc | Construction | 20 | kg | 15 | 44 | 1 | FALSE | 1 | FALSE |  | 1.01 | 20 | 80 | 5213 | Door furniture/hardware, steel (coated/protected) |  | 15 | B4B5 | 51.1918 | 3.5723e-06 | 0.84887 | 0.2639 | 0.05128 | 0.012373 | 692.1373 | 46.2521 | 1.0128
| Civic Offices | Door Ironmongery | 1700777 | 8402949 | 2.8 | Internal doors | handles etc | Construction | 20 | kg | 15 | 44 | 1 | FALSE | 1 | FALSE |  | 1.01 | 20 | 80 | 5213 | Door furniture/hardware, steel (coated/protected) |  | 15 | D2 | 0 | 0 | 0 | 0 | 0 | 0 | 0 | 0 | 0
| Civic Offices | Door Ironmongery | 1700777 | 8402949 | 2.8 | Internal doors | handles etc | Construction | 20 | kg | 15 | 44 | 1 | FALSE | 1 | FALSE |  | 1.01 | 20 | 80 | 5213 | Door furniture/hardware, steel (coated/protected) |  | 15 | D3 | 0 | 0 | 0 | 0 | 0 | 0 | 0 | 0 | 0
| Civic Offices | Door Ironmongery | 1700777 | 8402949 | 2.8 | Internal doors | handles etc | Construction | 20 | kg | 15 | 44 | 1 | FALSE | 1 | FALSE |  | 1.01 | 20 | 80 | 5213 | Door furniture/hardware, steel (coated/protected) |  | 15 | D4 | 0 | 0 | 0 | 0 | 0 | 0 | 0 | 0 | 0
| Civic Offices | Door Ironmongery | 1700777 | 8402949 | 2.8 | Internal doors | handles etc | Construction | 20 | kg | 15 | 44 | 1 | FALSE | 1 | FALSE |  | 1.01 | 20 | 80 | 5213 | Door furniture/hardware, steel (coated/protected) |  | 30 | B4B5 | 51.1918 | 3.5723e-06 | 0.84887 | 0.2639 | 0.05128 | 0.012373 | 692.1373 | 46.2521 | 1.0128
| Civic Offices | Door Ironmongery | 1700777 | 8402949 | 2.8 | Internal doors | handles etc | Construction | 20 | kg | 15 | 44 | 1 | FALSE | 1 | FALSE |  | 1.01 | 20 | 80 | 5213 | Door furniture/hardware, steel (coated/protected) |  | 30 | D2 | 0 | 0 | 0 | 0 | 0 | 0 | 0 | 0 | 0
| Civic Offices | Door Ironmongery | 1700777 | 8402949 | 2.8 | Internal doors | handles etc | Construction | 20 | kg | 15 | 44 | 1 | FALSE | 1 | FALSE |  | 1.01 | 20 | 80 | 5213 | Door furniture/hardware, steel (coated/protected) |  | 30 | D3 | 0 | 0 | 0 | 0 | 0 | 0 | 0 | 0 | 0
| Civic Offices | Door Ironmongery | 1700777 | 8402949 | 2.8 | Internal doors | handles etc | Construction | 20 | kg | 15 | 44 | 1 | FALSE | 1 | FALSE |  | 1.01 | 20 | 80 | 5213 | Door furniture/hardware, steel (coated/protected) |  | 30 | D4 | 0 | 0 | 0 | 0 | 0 | 0 | 0 | 0 | 0
| Civic Offices | Door Ironmongery | 1700777 | 8402949 | 2.8 | Internal doors | handles etc | Construction | 20 | kg | 15 | 44 | 1 | FALSE | 1 | FALSE |  | 1.01 | 20 | 80 | 5213 | Door furniture/hardware, steel (coated/protected) |  | 45 | B4B5 | 51.1918 | 3.5723e-06 | 0.84887 | 0.2639 | 0.05128 | 0.012373 | 692.1373 | 46.2521 | 1.0128
| Civic Offices | Door Ironmongery | 1700777 | 8402949 | 2.8 | Internal doors | handles etc | Construction | 20 | kg | 15 | 44 | 1 | FALSE | 1 | FALSE |  | 1.01 | 20 | 80 | 5213 | Door furniture/hardware, steel (coated/protected) |  | 45 | D2 | 0 | 0 | 0 | 0 | 0 | 0 | 0 | 0 | 0
| Civic Offices | Door Ironmongery | 1700777 | 8402949 | 2.8 | Internal doors | handles etc | Construction | 20 | kg | 15 | 44 | 1 | FALSE | 1 | FALSE |  | 1.01 | 20 | 80 | 5213 | Door furniture/hardware, steel (coated/protected) |  | 45 | D3 | 0 | 0 | 0 | 0 | 0 | 0 | 0 | 0 | 0
| Civic Offices | Door Ironmongery | 1700777 | 8402949 | 2.8 | Internal doors | handles etc | Construction | 20 | kg | 15 | 44 | 1 | FALSE | 1 | FALSE |  | 1.01 | 20 | 80 | 5213 | Door furniture/hardware, steel (coated/protected) |  | 45 | D4 | 0 | 0 | 0 | 0 | 0 | 0 | 0 | 0 | 0
| Civic Offices | Internal wall framing steel stud metal framing (metsec 70mm) | 1700779 | 8402951 | 2.7 | Internal walls and partitions | 70mm steel framing | Construction | 0.64547 | Area Calculation | 80 | 44 | 1 | FALSE | 1 | FALSE |  | 1.05 | 0.64547 | 0.64547 | 5470 | Framework (drywall partitions), steel (galvanized) |  | 0 | A1A3 | 1.7611 | 1.1971e-07 | 0.028789 | 0.0089862 | 0.0016941 | 0.00041527 | 23.7072 | 1.3306 | 0.034311
| Civic Offices | Internal wall framing steel stud metal framing (metsec 70mm) | 1700779 | 8402951 | 2.7 | Internal walls and partitions | 70mm steel framing | Construction | 0.64547 | Area Calculation | 80 | 44 | 1 | FALSE | 1 | FALSE |  | 1.05 | 0.64547 | 0.64547 | 5470 | Framework (drywall partitions), steel (galvanized) |  | 0 | A4 | 0.028131 | 3.8926e-09 | 0.00013375 | 2.4836e-05 | 1.7657e-05 | 6.2647e-08 | 0.41159 | 0.11953 | 0.00011432
| Civic Offices | Internal wall framing steel stud metal framing (metsec 70mm) | 1700779 | 8402951 | 2.7 | Internal walls and partitions | 70mm steel framing | Construction | 0.64547 | Area Calculation | 80 | 44 | 1 | FALSE | 1 | FALSE |  | 1.05 | 0.64547 | 0.64547 | 5470 | Framework (drywall partitions), steel (galvanized) |  | 0 | A5 | 1.6776e-05 | 4.3928e-12 | 1.1731e-07 | 3.8548e-08 | 1.9467e-08 | 2.3665e-11 | 0.00041127 | 0.004841 | 0
| Civic Offices | Internal wall framing steel stud metal framing (metsec 70mm) | 1700779 | 8402951 | 2.7 | Internal walls and partitions | 70mm steel framing | Construction | 0.64547 | Area Calculation | 80 | 44 | 1 | FALSE | 1 | FALSE |  | 1.05 | 0.64547 | 0.64547 | 5470 | Framework (drywall partitions), steel (galvanized) |  | 0 | D2 | 0 | 0 | 0 | 0 | 0 | 0 | 0 | 0 | 0
| Civic Offices | Internal wall framing steel stud metal framing (metsec 70mm) | 1700779 | 8402951 | 2.7 | Internal walls and partitions | 70mm steel framing | Construction | 0.64547 | Area Calculation | 80 | 44 | 1 | FALSE | 1 | FALSE |  | 1.05 | 0.64547 | 0.64547 | 5470 | Framework (drywall partitions), steel (galvanized) |  | 0 | D3 | 0 | 0 | 0 | 0 | 0 | 0 | 0 | 0 | 0
| Civic Offices | Internal wall framing steel stud metal framing (metsec 70mm) | 1700779 | 8402951 | 2.7 | Internal walls and partitions | 70mm steel framing | Construction | 0.64547 | Area Calculation | 80 | 44 | 1 | FALSE | 1 | FALSE |  | 1.05 | 0.64547 | 0.64547 | 5470 | Framework (drywall partitions), steel (galvanized) |  | 0 | D4 | 0 | 0 | 0 | 0 | 0 | 0 | 0 | 0 | 0
| Civic Offices | Internal wall framing steel stud metal framing (metsec 70mm) | 1700779 | 8402951 | 2.7 | Internal walls and partitions | 70mm steel framing | Construction | 0.64547 | Area Calculation | 80 | 44 | 1 | FALSE | 1 | FALSE |  | 1.05 | 0.64547 | 0.64547 | 5470 | Framework (drywall partitions), steel (galvanized) |  | 60 | C2 | 0 | 0 | 0 | 0 | 0 | 0 | 0 | 0 | 0
| Civic Offices | Internal wall framing steel stud metal framing (metsec 70mm) | 1700779 | 8402951 | 2.7 | Internal walls and partitions | 70mm steel framing | Construction | 0.64547 | Area Calculation | 80 | 44 | 1 | FALSE | 1 | FALSE |  | 1.05 | 0.64547 | 0.64547 | 5470 | Framework (drywall partitions), steel (galvanized) |  | 60 | C4 | 0.00033552 | 8.7856e-11 | 2.3462e-06 | 7.7096e-07 | 3.8933e-07 | 4.733e-10 | 0.0082253 | 0.096821 | 1.6826e-05
| Civic Offices | Internal wall framing steel stud metal framing (metsec 70mm) | 1700779 | 8402951 | 2.7 | Internal walls and partitions | 70mm steel framing | Construction | 0.64547 | Area Calculation | 80 | 44 | 1 | FALSE | 1 | FALSE |  | 1.05 | 0.64547 | 0.64547 | 5470 | Framework (drywall partitions), steel (galvanized) |  | 60 | D2 | 0 | 0 | 0 | 0 | 0 | 0 | 0 | 0 | 0
| Civic Offices | Internal wall framing steel stud metal framing (metsec 70mm) | 1700779 | 8402951 | 2.7 | Internal walls and partitions | 70mm steel framing | Construction | 0.64547 | Area Calculation | 80 | 44 | 1 | FALSE | 1 | FALSE |  | 1.05 | 0.64547 | 0.64547 | 5470 | Framework (drywall partitions), steel (galvanized) |  | 60 | D3 | 0 | 0 | 0 | 0 | 0 | 0 | 0 | 0 | 0
| Civic Offices | Internal wall framing steel stud metal framing (metsec 70mm) | 1700779 | 8402951 | 2.7 | Internal walls and partitions | 70mm steel framing | Construction | 0.64547 | Area Calculation | 80 | 44 | 1 | FALSE | 1 | FALSE |  | 1.05 | 0.64547 | 0.64547 | 5470 | Framework (drywall partitions), steel (galvanized) |  | 60 | D4 | 0 | 0 | 0 | 0 | 0 | 0 | 0 | 0 | 0
| Civic Offices | Internal wall finish paint (emulsion) | 1700781 | 8402952 | 3.1 | Wall finishes | Paint | Construction | 146.496 | Area Calculation | 5 | 44 | 1 | FALSE | 1 | FALSE |  | 1.06 | 146.496 | 1757.952 | 5134 | Paint, emulsion |  | 0 | A1A3 | 580.5154 | 9.1622e-05 | 6.5408 | 2.5723 | 0.70473 | 0.0059875 | 11145.968 | 463.9939 | 7.2003
| Civic Offices | Internal wall finish paint (emulsion) | 1700781 | 8402952 | 3.1 | Wall finishes | Paint | Construction | 146.496 | Area Calculation | 5 | 44 | 1 | FALSE | 1 | FALSE |  | 1.06 | 146.496 | 1757.952 | 5134 | Paint, emulsion |  | 0 | A4 | 2.9756 | 5.3464e-07 | 0.0097431 | 0.0026334 | 0.0016622 | 1.0377e-05 | 44.3559 | 6.7728 | 0.012245
| Civic Offices | Internal wall finish paint (emulsion) | 1700781 | 8402952 | 3.1 | Wall finishes | Paint | Construction | 146.496 | Area Calculation | 5 | 44 | 1 | FALSE | 1 | FALSE |  | 1.06 | 146.496 | 1757.952 | 5134 | Paint, emulsion |  | 0 | A5 | 0.36149 | 2.2802e-08 | 0.00081285 | 0.017093 | 0.00015346 | 1.2329e-07 | 2.1494 | 3.428 | 0
| Civic Offices | Internal wall finish paint (emulsion) | 1700781 | 8402952 | 3.1 | Wall finishes | Paint | Construction | 146.496 | Area Calculation | 5 | 44 | 1 | FALSE | 1 | FALSE |  | 1.06 | 146.496 | 1757.952 | 5134 | Paint, emulsion |  | 0 | D2 | 0 | 0 | 0 | 0 | 0 | 0 | 0 | 0 | 0
| Civic Offices | Internal wall finish paint (emulsion) | 1700781 | 8402952 | 3.1 | Wall finishes | Paint | Construction | 146.496 | Area Calculation | 5 | 44 | 1 | FALSE | 1 | FALSE |  | 1.06 | 146.496 | 1757.952 | 5134 | Paint, emulsion |  | 0 | D3 | 0 | 0 | 0 | 0 | 0 | 0 | 0 | 0 | 0
| Civic Offices | Internal wall finish paint (emulsion) | 1700781 | 8402952 | 3.1 | Wall finishes | Paint | Construction | 146.496 | Area Calculation | 5 | 44 | 1 | FALSE | 1 | FALSE |  | 1.06 | 146.496 | 1757.952 | 5134 | Paint, emulsion |  | 0 | D4 | 0 | 0 | 0 | 0 | 0 | 0 | 0 | 0 | 0
| Civic Offices | Internal wall finish paint (emulsion) | 1700781 | 8402952 | 3.1 | Wall finishes | Paint | Construction | 146.496 | Area Calculation | 5 | 44 | 1 | FALSE | 1 | FALSE |  | 1.06 | 146.496 | 1757.952 | 5134 | Paint, emulsion |  | 60 | C2 | 0 | 0 | 0 | 0 | 0 | 0 | 0 | 0 | 0
| Civic Offices | Internal wall finish paint (emulsion) | 1700781 | 8402952 | 3.1 | Wall finishes | Paint | Construction | 146.496 | Area Calculation | 5 | 44 | 1 | FALSE | 1 | FALSE |  | 1.06 | 146.496 | 1757.952 | 5134 | Paint, emulsion |  | 60 | C4 | 6.0248 | 3.8003e-07 | 0.013547 | 0.28489 | 0.0025576 | 2.0548e-06 | 35.8237 | 57.1334 | 0.15102
| Civic Offices | Internal wall finish paint (emulsion) | 1700781 | 8402952 | 3.1 | Wall finishes | Paint | Construction | 146.496 | Area Calculation | 5 | 44 | 1 | FALSE | 1 | FALSE |  | 1.06 | 146.496 | 1757.952 | 5134 | Paint, emulsion |  | 60 | D2 | 0 | 0 | 0 | 0 | 0 | 0 | 0 | 0 | 0
| Civic Offices | Internal wall finish paint (emulsion) | 1700781 | 8402952 | 3.1 | Wall finishes | Paint | Construction | 146.496 | Area Calculation | 5 | 44 | 1 | FALSE | 1 | FALSE |  | 1.06 | 146.496 | 1757.952 | 5134 | Paint, emulsion |  | 60 | D3 | 0 | 0 | 0 | 0 | 0 | 0 | 0 | 0 | 0
| Civic Offices | Internal wall finish paint (emulsion) | 1700781 | 8402952 | 3.1 | Wall finishes | Paint | Construction | 146.496 | Area Calculation | 5 | 44 | 1 | FALSE | 1 | FALSE |  | 1.06 | 146.496 | 1757.952 | 5134 | Paint, emulsion |  | 60 | D4 | 0 | 0 | 0 | 0 | 0 | 0 | 0 | 0 | 0
| Civic Offices | Internal wall finish paint (emulsion) | 1700781 | 8402952 | 3.1 | Wall finishes | Paint | Construction | 146.496 | Area Calculation | 5 | 44 | 1 | FALSE | 1 | FALSE |  | 1.06 | 146.496 | 1757.952 | 5134 | Paint, emulsion |  | 5 | B4B5 | 589.8774 | 9.256e-05 | 6.5649 | 2.8769 | 0.7091 | 0.006 | 11228.297 | 531.3281 | 7.2126
| Civic Offices | Internal wall finish paint (emulsion) | 1700781 | 8402952 | 3.1 | Wall finishes | Paint | Construction | 146.496 | Area Calculation | 5 | 44 | 1 | FALSE | 1 | FALSE |  | 1.06 | 146.496 | 1757.952 | 5134 | Paint, emulsion |  | 5 | D2 | 0 | 0 | 0 | 0 | 0 | 0 | 0 | 0 | 0
| Civic Offices | Internal wall finish paint (emulsion) | 1700781 | 8402952 | 3.1 | Wall finishes | Paint | Construction | 146.496 | Area Calculation | 5 | 44 | 1 | FALSE | 1 | FALSE |  | 1.06 | 146.496 | 1757.952 | 5134 | Paint, emulsion |  | 5 | D3 | 0 | 0 | 0 | 0 | 0 | 0 | 0 | 0 | 0
| Civic Offices | Internal wall finish paint (emulsion) | 1700781 | 8402952 | 3.1 | Wall finishes | Paint | Construction | 146.496 | Area Calculation | 5 | 44 | 1 | FALSE | 1 | FALSE |  | 1.06 | 146.496 | 1757.952 | 5134 | Paint, emulsion |  | 5 | D4 | 0 | 0 | 0 | 0 | 0 | 0 | 0 | 0 | 0
| Civic Offices | Internal wall finish paint (emulsion) | 1700781 | 8402952 | 3.1 | Wall finishes | Paint | Construction | 146.496 | Area Calculation | 5 | 44 | 1 | FALSE | 1 | FALSE |  | 1.06 | 146.496 | 1757.952 | 5134 | Paint, emulsion |  | 10 | B4B5 | 589.8774 | 9.256e-05 | 6.5649 | 2.8769 | 0.7091 | 0.006 | 11228.297 | 531.3281 | 7.2126
| Civic Offices | Internal wall finish paint (emulsion) | 1700781 | 8402952 | 3.1 | Wall finishes | Paint | Construction | 146.496 | Area Calculation | 5 | 44 | 1 | FALSE | 1 | FALSE |  | 1.06 | 146.496 | 1757.952 | 5134 | Paint, emulsion |  | 10 | D2 | 0 | 0 | 0 | 0 | 0 | 0 | 0 | 0 | 0
| Civic Offices | Internal wall finish paint (emulsion) | 1700781 | 8402952 | 3.1 | Wall finishes | Paint | Construction | 146.496 | Area Calculation | 5 | 44 | 1 | FALSE | 1 | FALSE |  | 1.06 | 146.496 | 1757.952 | 5134 | Paint, emulsion |  | 10 | D3 | 0 | 0 | 0 | 0 | 0 | 0 | 0 | 0 | 0
| Civic Offices | Internal wall finish paint (emulsion) | 1700781 | 8402952 | 3.1 | Wall finishes | Paint | Construction | 146.496 | Area Calculation | 5 | 44 | 1 | FALSE | 1 | FALSE |  | 1.06 | 146.496 | 1757.952 | 5134 | Paint, emulsion |  | 10 | D4 | 0 | 0 | 0 | 0 | 0 | 0 | 0 | 0 | 0
| Civic Offices | Internal wall finish paint (emulsion) | 1700781 | 8402952 | 3.1 | Wall finishes | Paint | Construction | 146.496 | Area Calculation | 5 | 44 | 1 | FALSE | 1 | FALSE |  | 1.06 | 146.496 | 1757.952 | 5134 | Paint, emulsion |  | 15 | B4B5 | 589.8774 | 9.256e-05 | 6.5649 | 2.8769 | 0.7091 | 0.006 | 11228.297 | 531.3281 | 7.2126
| Civic Offices | Internal wall finish paint (emulsion) | 1700781 | 8402952 | 3.1 | Wall finishes | Paint | Construction | 146.496 | Area Calculation | 5 | 44 | 1 | FALSE | 1 | FALSE |  | 1.06 | 146.496 | 1757.952 | 5134 | Paint, emulsion |  | 15 | D2 | 0 | 0 | 0 | 0 | 0 | 0 | 0 | 0 | 0
| Civic Offices | Internal wall finish paint (emulsion) | 1700781 | 8402952 | 3.1 | Wall finishes | Paint | Construction | 146.496 | Area Calculation | 5 | 44 | 1 | FALSE | 1 | FALSE |  | 1.06 | 146.496 | 1757.952 | 5134 | Paint, emulsion |  | 15 | D3 | 0 | 0 | 0 | 0 | 0 | 0 | 0 | 0 | 0
| Civic Offices | Internal wall finish paint (emulsion) | 1700781 | 8402952 | 3.1 | Wall finishes | Paint | Construction | 146.496 | Area Calculation | 5 | 44 | 1 | FALSE | 1 | FALSE |  | 1.06 | 146.496 | 1757.952 | 5134 | Paint, emulsion |  | 15 | D4 | 0 | 0 | 0 | 0 | 0 | 0 | 0 | 0 | 0
| Civic Offices | Internal wall finish paint (emulsion) | 1700781 | 8402952 | 3.1 | Wall finishes | Paint | Construction | 146.496 | Area Calculation | 5 | 44 | 1 | FALSE | 1 | FALSE |  | 1.06 | 146.496 | 1757.952 | 5134 | Paint, emulsion |  | 20 | B4B5 | 589.8774 | 9.256e-05 | 6.5649 | 2.8769 | 0.7091 | 0.006 | 11228.297 | 531.3281 | 7.2126
| Civic Offices | Internal wall finish paint (emulsion) | 1700781 | 8402952 | 3.1 | Wall finishes | Paint | Construction | 146.496 | Area Calculation | 5 | 44 | 1 | FALSE | 1 | FALSE |  | 1.06 | 146.496 | 1757.952 | 5134 | Paint, emulsion |  | 20 | D2 | 0 | 0 | 0 | 0 | 0 | 0 | 0 | 0 | 0
| Civic Offices | Internal wall finish paint (emulsion) | 1700781 | 8402952 | 3.1 | Wall finishes | Paint | Construction | 146.496 | Area Calculation | 5 | 44 | 1 | FALSE | 1 | FALSE |  | 1.06 | 146.496 | 1757.952 | 5134 | Paint, emulsion |  | 20 | D3 | 0 | 0 | 0 | 0 | 0 | 0 | 0 | 0 | 0
| Civic Offices | Internal wall finish paint (emulsion) | 1700781 | 8402952 | 3.1 | Wall finishes | Paint | Construction | 146.496 | Area Calculation | 5 | 44 | 1 | FALSE | 1 | FALSE |  | 1.06 | 146.496 | 1757.952 | 5134 | Paint, emulsion |  | 20 | D4 | 0 | 0 | 0 | 0 | 0 | 0 | 0 | 0 | 0
| Civic Offices | Internal wall finish paint (emulsion) | 1700781 | 8402952 | 3.1 | Wall finishes | Paint | Construction | 146.496 | Area Calculation | 5 | 44 | 1 | FALSE | 1 | FALSE |  | 1.06 | 146.496 | 1757.952 | 5134 | Paint, emulsion |  | 25 | B4B5 | 589.8774 | 9.256e-05 | 6.5649 | 2.8769 | 0.7091 | 0.006 | 11228.297 | 531.3281 | 7.2126
| Civic Offices | Internal wall finish paint (emulsion) | 1700781 | 8402952 | 3.1 | Wall finishes | Paint | Construction | 146.496 | Area Calculation | 5 | 44 | 1 | FALSE | 1 | FALSE |  | 1.06 | 146.496 | 1757.952 | 5134 | Paint, emulsion |  | 25 | D2 | 0 | 0 | 0 | 0 | 0 | 0 | 0 | 0 | 0
| Civic Offices | Internal wall finish paint (emulsion) | 1700781 | 8402952 | 3.1 | Wall finishes | Paint | Construction | 146.496 | Area Calculation | 5 | 44 | 1 | FALSE | 1 | FALSE |  | 1.06 | 146.496 | 1757.952 | 5134 | Paint, emulsion |  | 25 | D3 | 0 | 0 | 0 | 0 | 0 | 0 | 0 | 0 | 0
| Civic Offices | Internal wall finish paint (emulsion) | 1700781 | 8402952 | 3.1 | Wall finishes | Paint | Construction | 146.496 | Area Calculation | 5 | 44 | 1 | FALSE | 1 | FALSE |  | 1.06 | 146.496 | 1757.952 | 5134 | Paint, emulsion |  | 25 | D4 | 0 | 0 | 0 | 0 | 0 | 0 | 0 | 0 | 0
| Civic Offices | Internal wall finish paint (emulsion) | 1700781 | 8402952 | 3.1 | Wall finishes | Paint | Construction | 146.496 | Area Calculation | 5 | 44 | 1 | FALSE | 1 | FALSE |  | 1.06 | 146.496 | 1757.952 | 5134 | Paint, emulsion |  | 30 | B4B5 | 589.8774 | 9.256e-05 | 6.5649 | 2.8769 | 0.7091 | 0.006 | 11228.297 | 531.3281 | 7.2126
| Civic Offices | Internal wall finish paint (emulsion) | 1700781 | 8402952 | 3.1 | Wall finishes | Paint | Construction | 146.496 | Area Calculation | 5 | 44 | 1 | FALSE | 1 | FALSE |  | 1.06 | 146.496 | 1757.952 | 5134 | Paint, emulsion |  | 30 | D2 | 0 | 0 | 0 | 0 | 0 | 0 | 0 | 0 | 0
| Civic Offices | Internal wall finish paint (emulsion) | 1700781 | 8402952 | 3.1 | Wall finishes | Paint | Construction | 146.496 | Area Calculation | 5 | 44 | 1 | FALSE | 1 | FALSE |  | 1.06 | 146.496 | 1757.952 | 5134 | Paint, emulsion |  | 30 | D3 | 0 | 0 | 0 | 0 | 0 | 0 | 0 | 0 | 0
| Civic Offices | Internal wall finish paint (emulsion) | 1700781 | 8402952 | 3.1 | Wall finishes | Paint | Construction | 146.496 | Area Calculation | 5 | 44 | 1 | FALSE | 1 | FALSE |  | 1.06 | 146.496 | 1757.952 | 5134 | Paint, emulsion |  | 30 | D4 | 0 | 0 | 0 | 0 | 0 | 0 | 0 | 0 | 0
| Civic Offices | Internal wall finish paint (emulsion) | 1700781 | 8402952 | 3.1 | Wall finishes | Paint | Construction | 146.496 | Area Calculation | 5 | 44 | 1 | FALSE | 1 | FALSE |  | 1.06 | 146.496 | 1757.952 | 5134 | Paint, emulsion |  | 35 | B4B5 | 589.8774 | 9.256e-05 | 6.5649 | 2.8769 | 0.7091 | 0.006 | 11228.297 | 531.3281 | 7.2126
| Civic Offices | Internal wall finish paint (emulsion) | 1700781 | 8402952 | 3.1 | Wall finishes | Paint | Construction | 146.496 | Area Calculation | 5 | 44 | 1 | FALSE | 1 | FALSE |  | 1.06 | 146.496 | 1757.952 | 5134 | Paint, emulsion |  | 35 | D2 | 0 | 0 | 0 | 0 | 0 | 0 | 0 | 0 | 0
| Civic Offices | Internal wall finish paint (emulsion) | 1700781 | 8402952 | 3.1 | Wall finishes | Paint | Construction | 146.496 | Area Calculation | 5 | 44 | 1 | FALSE | 1 | FALSE |  | 1.06 | 146.496 | 1757.952 | 5134 | Paint, emulsion |  | 35 | D3 | 0 | 0 | 0 | 0 | 0 | 0 | 0 | 0 | 0
| Civic Offices | Internal wall finish paint (emulsion) | 1700781 | 8402952 | 3.1 | Wall finishes | Paint | Construction | 146.496 | Area Calculation | 5 | 44 | 1 | FALSE | 1 | FALSE |  | 1.06 | 146.496 | 1757.952 | 5134 | Paint, emulsion |  | 35 | D4 | 0 | 0 | 0 | 0 | 0 | 0 | 0 | 0 | 0
| Civic Offices | Internal wall finish paint (emulsion) | 1700781 | 8402952 | 3.1 | Wall finishes | Paint | Construction | 146.496 | Area Calculation | 5 | 44 | 1 | FALSE | 1 | FALSE |  | 1.06 | 146.496 | 1757.952 | 5134 | Paint, emulsion |  | 40 | B4B5 | 589.8774 | 9.256e-05 | 6.5649 | 2.8769 | 0.7091 | 0.006 | 11228.297 | 531.3281 | 7.2126
| Civic Offices | Internal wall finish paint (emulsion) | 1700781 | 8402952 | 3.1 | Wall finishes | Paint | Construction | 146.496 | Area Calculation | 5 | 44 | 1 | FALSE | 1 | FALSE |  | 1.06 | 146.496 | 1757.952 | 5134 | Paint, emulsion |  | 40 | D2 | 0 | 0 | 0 | 0 | 0 | 0 | 0 | 0 | 0
| Civic Offices | Internal wall finish paint (emulsion) | 1700781 | 8402952 | 3.1 | Wall finishes | Paint | Construction | 146.496 | Area Calculation | 5 | 44 | 1 | FALSE | 1 | FALSE |  | 1.06 | 146.496 | 1757.952 | 5134 | Paint, emulsion |  | 40 | D3 | 0 | 0 | 0 | 0 | 0 | 0 | 0 | 0 | 0
| Civic Offices | Internal wall finish paint (emulsion) | 1700781 | 8402952 | 3.1 | Wall finishes | Paint | Construction | 146.496 | Area Calculation | 5 | 44 | 1 | FALSE | 1 | FALSE |  | 1.06 | 146.496 | 1757.952 | 5134 | Paint, emulsion |  | 40 | D4 | 0 | 0 | 0 | 0 | 0 | 0 | 0 | 0 | 0
| Civic Offices | Internal wall finish paint (emulsion) | 1700781 | 8402952 | 3.1 | Wall finishes | Paint | Construction | 146.496 | Area Calculation | 5 | 44 | 1 | FALSE | 1 | FALSE |  | 1.06 | 146.496 | 1757.952 | 5134 | Paint, emulsion |  | 45 | B4B5 | 589.8774 | 9.256e-05 | 6.5649 | 2.8769 | 0.7091 | 0.006 | 11228.297 | 531.3281 | 7.2126
| Civic Offices | Internal wall finish paint (emulsion) | 1700781 | 8402952 | 3.1 | Wall finishes | Paint | Construction | 146.496 | Area Calculation | 5 | 44 | 1 | FALSE | 1 | FALSE |  | 1.06 | 146.496 | 1757.952 | 5134 | Paint, emulsion |  | 45 | D2 | 0 | 0 | 0 | 0 | 0 | 0 | 0 | 0 | 0
| Civic Offices | Internal wall finish paint (emulsion) | 1700781 | 8402952 | 3.1 | Wall finishes | Paint | Construction | 146.496 | Area Calculation | 5 | 44 | 1 | FALSE | 1 | FALSE |  | 1.06 | 146.496 | 1757.952 | 5134 | Paint, emulsion |  | 45 | D3 | 0 | 0 | 0 | 0 | 0 | 0 | 0 | 0 | 0
| Civic Offices | Internal wall finish paint (emulsion) | 1700781 | 8402952 | 3.1 | Wall finishes | Paint | Construction | 146.496 | Area Calculation | 5 | 44 | 1 | FALSE | 1 | FALSE |  | 1.06 | 146.496 | 1757.952 | 5134 | Paint, emulsion |  | 45 | D4 | 0 | 0 | 0 | 0 | 0 | 0 | 0 | 0 | 0
| Civic Offices | Internal wall finish paint (emulsion) | 1700781 | 8402952 | 3.1 | Wall finishes | Paint | Construction | 146.496 | Area Calculation | 5 | 44 | 1 | FALSE | 1 | FALSE |  | 1.06 | 146.496 | 1757.952 | 5134 | Paint, emulsion |  | 50 | B4B5 | 589.8774 | 9.256e-05 | 6.5649 | 2.8769 | 0.7091 | 0.006 | 11228.297 | 531.3281 | 7.2126
| Civic Offices | Internal wall finish paint (emulsion) | 1700781 | 8402952 | 3.1 | Wall finishes | Paint | Construction | 146.496 | Area Calculation | 5 | 44 | 1 | FALSE | 1 | FALSE |  | 1.06 | 146.496 | 1757.952 | 5134 | Paint, emulsion |  | 50 | D2 | 0 | 0 | 0 | 0 | 0 | 0 | 0 | 0 | 0
| Civic Offices | Internal wall finish paint (emulsion) | 1700781 | 8402952 | 3.1 | Wall finishes | Paint | Construction | 146.496 | Area Calculation | 5 | 44 | 1 | FALSE | 1 | FALSE |  | 1.06 | 146.496 | 1757.952 | 5134 | Paint, emulsion |  | 50 | D3 | 0 | 0 | 0 | 0 | 0 | 0 | 0 | 0 | 0
| Civic Offices | Internal wall finish paint (emulsion) | 1700781 | 8402952 | 3.1 | Wall finishes | Paint | Construction | 146.496 | Area Calculation | 5 | 44 | 1 | FALSE | 1 | FALSE |  | 1.06 | 146.496 | 1757.952 | 5134 | Paint, emulsion |  | 50 | D4 | 0 | 0 | 0 | 0 | 0 | 0 | 0 | 0 | 0
| Civic Offices | Internal wall finish paint (emulsion) | 1700781 | 8402952 | 3.1 | Wall finishes | Paint | Construction | 146.496 | Area Calculation | 5 | 44 | 1 | FALSE | 1 | FALSE |  | 1.06 | 146.496 | 1757.952 | 5134 | Paint, emulsion |  | 55 | B4B5 | 589.8774 | 9.256e-05 | 6.5649 | 2.8769 | 0.7091 | 0.006 | 11228.297 | 531.3281 | 7.2126
| Civic Offices | Internal wall finish paint (emulsion) | 1700781 | 8402952 | 3.1 | Wall finishes | Paint | Construction | 146.496 | Area Calculation | 5 | 44 | 1 | FALSE | 1 | FALSE |  | 1.06 | 146.496 | 1757.952 | 5134 | Paint, emulsion |  | 55 | D2 | 0 | 0 | 0 | 0 | 0 | 0 | 0 | 0 | 0
| Civic Offices | Internal wall finish paint (emulsion) | 1700781 | 8402952 | 3.1 | Wall finishes | Paint | Construction | 146.496 | Area Calculation | 5 | 44 | 1 | FALSE | 1 | FALSE |  | 1.06 | 146.496 | 1757.952 | 5134 | Paint, emulsion |  | 55 | D3 | 0 | 0 | 0 | 0 | 0 | 0 | 0 | 0 | 0
| Civic Offices | Internal wall finish paint (emulsion) | 1700781 | 8402952 | 3.1 | Wall finishes | Paint | Construction | 146.496 | Area Calculation | 5 | 44 | 1 | FALSE | 1 | FALSE |  | 1.06 | 146.496 | 1757.952 | 5134 | Paint, emulsion |  | 55 | D4 | 0 | 0 | 0 | 0 | 0 | 0 | 0 | 0 | 0
| Civic Offices | Internal wall lining skim plaster finish 3mm | 1700783 | 8402955 | 3.1 | Wall finishes | skim | Construction | 3531.6 | Area Calculation | 50 | 44 | 1 | FALSE | 1 | FALSE |  | 1.04 | 3531.6 | 7063.2 | 5100 | Render, cement:lime (1:0:5:4) |  | 0 | A1A3 | 618.2339 | 2.3972e-05 | 1.3985 | 0.3652 | 0.13947 | 0.0003035 | 3706.1552 | 180.6381 | 1.8981
| Civic Offices | Internal wall lining skim plaster finish 3mm | 1700783 | 8402955 | 3.1 | Wall finishes | skim | Construction | 3531.6 | Area Calculation | 50 | 44 | 1 | FALSE | 1 | FALSE |  | 1.04 | 3531.6 | 7063.2 | 5100 | Render, cement:lime (1:0:5:4) |  | 0 | A4 | 39.3035 | 7.2346e-06 | 0.13143 | 0.034677 | 0.022927 | 0.00010351 | 593.5608 | 73.337 | 0.16284
| Civic Offices | Internal wall lining skim plaster finish 3mm | 1700783 | 8402955 | 3.1 | Wall finishes | skim | Construction | 3531.6 | Area Calculation | 50 | 44 | 1 | FALSE | 1 | FALSE |  | 1.04 | 3531.6 | 7063.2 | 5100 | Render, cement:lime (1:0:5:4) |  | 0 | A5 | 0.036669 | 1.2641e-08 | 0.00028241 | 6.9732e-05 | 4.8785e-05 | 3.9638e-08 | 1.065 | 21.1896 | 0
| Civic Offices | Internal wall lining skim plaster finish 3mm | 1700783 | 8402955 | 3.1 | Wall finishes | skim | Construction | 3531.6 | Area Calculation | 50 | 44 | 1 | FALSE | 1 | FALSE |  | 1.04 | 3531.6 | 7063.2 | 5100 | Render, cement:lime (1:0:5:4) |  | 0 | D2 | 0 | 0 | 0 | 0 | 0 | 0 | 0 | 0 | 0
| Civic Offices | Internal wall lining skim plaster finish 3mm | 1700783 | 8402955 | 3.1 | Wall finishes | skim | Construction | 3531.6 | Area Calculation | 50 | 44 | 1 | FALSE | 1 | FALSE |  | 1.04 | 3531.6 | 7063.2 | 5100 | Render, cement:lime (1:0:5:4) |  | 0 | D3 | 0 | 0 | 0 | 0 | 0 | 0 | 0 | 0 | 0
| Civic Offices | Internal wall lining skim plaster finish 3mm | 1700783 | 8402955 | 3.1 | Wall finishes | skim | Construction | 3531.6 | Area Calculation | 50 | 44 | 1 | FALSE | 1 | FALSE |  | 1.04 | 3531.6 | 7063.2 | 5100 | Render, cement:lime (1:0:5:4) |  | 0 | D4 | 0 | 0 | 0 | 0 | 0 | 0 | 0 | 0 | 0
| Civic Offices | Internal wall lining skim plaster finish 3mm | 1700783 | 8402955 | 3.1 | Wall finishes | skim | Construction | 3531.6 | Area Calculation | 50 | 44 | 1 | FALSE | 1 | FALSE |  | 1.04 | 3531.6 | 7063.2 | 5100 | Render, cement:lime (1:0:5:4) |  | 60 | C2 | 0 | 0 | 0 | 0 | 0 | 0 | 0 | 0 | 0
| Civic Offices | Internal wall lining skim plaster finish 3mm | 1700783 | 8402955 | 3.1 | Wall finishes | skim | Construction | 3531.6 | Area Calculation | 50 | 44 | 1 | FALSE | 1 | FALSE |  | 1.04 | 3531.6 | 7063.2 | 5100 | Render, cement:lime (1:0:5:4) |  | 60 | C4 | 0.91672 | 3.1601e-07 | 0.0070602 | 0.0017433 | 0.0012196 | 9.9096e-07 | 26.626 | 529.74 | 0.086418
| Civic Offices | Internal wall lining skim plaster finish 3mm | 1700783 | 8402955 | 3.1 | Wall finishes | skim | Construction | 3531.6 | Area Calculation | 50 | 44 | 1 | FALSE | 1 | FALSE |  | 1.04 | 3531.6 | 7063.2 | 5100 | Render, cement:lime (1:0:5:4) |  | 60 | D2 | 0 | 0 | 0 | 0 | 0 | 0 | 0 | 0 | 0
| Civic Offices | Internal wall lining skim plaster finish 3mm | 1700783 | 8402955 | 3.1 | Wall finishes | skim | Construction | 3531.6 | Area Calculation | 50 | 44 | 1 | FALSE | 1 | FALSE |  | 1.04 | 3531.6 | 7063.2 | 5100 | Render, cement:lime (1:0:5:4) |  | 60 | D3 | 0 | 0 | 0 | 0 | 0 | 0 | 0 | 0 | 0
| Civic Offices | Internal wall lining skim plaster finish 3mm | 1700783 | 8402955 | 3.1 | Wall finishes | skim | Construction | 3531.6 | Area Calculation | 50 | 44 | 1 | FALSE | 1 | FALSE |  | 1.04 | 3531.6 | 7063.2 | 5100 | Render, cement:lime (1:0:5:4) |  | 60 | D4 | 0 | 0 | 0 | 0 | 0 | 0 | 0 | 0 | 0
| Civic Offices | Internal wall lining skim plaster finish 3mm | 1700783 | 8402955 | 3.1 | Wall finishes | skim | Construction | 3531.6 | Area Calculation | 50 | 44 | 1 | FALSE | 1 | FALSE |  | 1.04 | 3531.6 | 7063.2 | 5100 | Render, cement:lime (1:0:5:4) |  | 50 | B4B5 | 658.4908 | 3.1535e-05 | 1.5373 | 0.40168 | 0.16367 | 0.00040804 | 4327.407 | 804.9047 | 2.0609
| Civic Offices | Internal wall lining skim plaster finish 3mm | 1700783 | 8402955 | 3.1 | Wall finishes | skim | Construction | 3531.6 | Area Calculation | 50 | 44 | 1 | FALSE | 1 | FALSE |  | 1.04 | 3531.6 | 7063.2 | 5100 | Render, cement:lime (1:0:5:4) |  | 50 | D2 | 0 | 0 | 0 | 0 | 0 | 0 | 0 | 0 | 0
| Civic Offices | Internal wall lining skim plaster finish 3mm | 1700783 | 8402955 | 3.1 | Wall finishes | skim | Construction | 3531.6 | Area Calculation | 50 | 44 | 1 | FALSE | 1 | FALSE |  | 1.04 | 3531.6 | 7063.2 | 5100 | Render, cement:lime (1:0:5:4) |  | 50 | D3 | 0 | 0 | 0 | 0 | 0 | 0 | 0 | 0 | 0
| Civic Offices | Internal wall lining skim plaster finish 3mm | 1700783 | 8402955 | 3.1 | Wall finishes | skim | Construction | 3531.6 | Area Calculation | 50 | 44 | 1 | FALSE | 1 | FALSE |  | 1.04 | 3531.6 | 7063.2 | 5100 | Render, cement:lime (1:0:5:4) |  | 50 | D4 | 0 | 0 | 0 | 0 | 0 | 0 | 0 | 0 | 0
| Civic Offices | Internal wall lining plasterboard 12.5mm | 1700784 | 8402957 | 2.7 | Internal walls and partitions | 12.5 mm plasterboard | Construction | 5.9269 | Area Calculation | 80 | 44 | 1 | FALSE | 1 | FALSE |  | 1.1 | 5.9269 | 5.9269 | 5548 | General sheet (on framework), plasterboard |  | 0 | A1A3 | 2.3109 | 1.31e-07 | 0.016296 | 0.0034382 | 0.0011419 | 4.2767e-06 | 32.81 | 3.0359 | 0.010053
| Civic Offices | Internal wall lining plasterboard 12.5mm | 1700784 | 8402957 | 2.7 | Internal walls and partitions | 12.5 mm plasterboard | Construction | 5.9269 | Area Calculation | 80 | 44 | 1 | FALSE | 1 | FALSE |  | 1.1 | 5.9269 | 5.9269 | 5548 | General sheet (on framework), plasterboard |  | 0 | A4 | 0.16985 | 3.0517e-08 | 0.00055613 | 0.00015031 | 9.4876e-05 | 5.9233e-07 | 2.5318 | 0.38659 | 0.00069894
| Civic Offices | Internal wall lining plasterboard 12.5mm | 1700784 | 8402957 | 2.7 | Internal walls and partitions | 12.5 mm plasterboard | Construction | 5.9269 | Area Calculation | 80 | 44 | 1 | FALSE | 1 | FALSE |  | 1.1 | 5.9269 | 5.9269 | 5548 | General sheet (on framework), plasterboard |  | 0 | A5 | 0.0012323 | 3.2269e-10 | 8.6175e-06 | 2.8317e-06 | 1.43e-06 | 1.7384e-09 | 0.030211 | 0.062232 | 0
| Civic Offices | Internal wall lining plasterboard 12.5mm | 1700784 | 8402957 | 2.7 | Internal walls and partitions | 12.5 mm plasterboard | Construction | 5.9269 | Area Calculation | 80 | 44 | 1 | FALSE | 1 | FALSE |  | 1.1 | 5.9269 | 5.9269 | 5548 | General sheet (on framework), plasterboard |  | 0 | D2 | 0 | 0 | 0 | 0 | 0 | 0 | 0 | 0 | 0
| Civic Offices | Internal wall lining plasterboard 12.5mm | 1700784 | 8402957 | 2.7 | Internal walls and partitions | 12.5 mm plasterboard | Construction | 5.9269 | Area Calculation | 80 | 44 | 1 | FALSE | 1 | FALSE |  | 1.1 | 5.9269 | 5.9269 | 5548 | General sheet (on framework), plasterboard |  | 0 | D3 | 0 | 0 | 0 | 0 | 0 | 0 | 0 | 0 | 0
| Civic Offices | Internal wall lining plasterboard 12.5mm | 1700784 | 8402957 | 2.7 | Internal walls and partitions | 12.5 mm plasterboard | Construction | 5.9269 | Area Calculation | 80 | 44 | 1 | FALSE | 1 | FALSE |  | 1.1 | 5.9269 | 5.9269 | 5548 | General sheet (on framework), plasterboard |  | 0 | D4 | 0 | 0 | 0 | 0 | 0 | 0 | 0 | 0 | 0
| Civic Offices | Internal wall lining plasterboard 12.5mm | 1700784 | 8402957 | 2.7 | Internal walls and partitions | 12.5 mm plasterboard | Construction | 5.9269 | Area Calculation | 80 | 44 | 1 | FALSE | 1 | FALSE |  | 1.1 | 5.9269 | 5.9269 | 5548 | General sheet (on framework), plasterboard |  | 60 | C2 | 0 | 0 | 0 | 0 | 0 | 0 | 0 | 0 | 0
| Civic Offices | Internal wall lining plasterboard 12.5mm | 1700784 | 8402957 | 2.7 | Internal walls and partitions | 12.5 mm plasterboard | Construction | 5.9269 | Area Calculation | 80 | 44 | 1 | FALSE | 1 | FALSE |  | 1.1 | 5.9269 | 5.9269 | 5548 | General sheet (on framework), plasterboard |  | 60 | C4 | 0.012323 | 3.2269e-09 | 8.6175e-05 | 2.8317e-05 | 1.43e-05 | 1.7384e-08 | 0.30211 | 0.62232 | 0.00061801
| Civic Offices | Internal wall lining plasterboard 12.5mm | 1700784 | 8402957 | 2.7 | Internal walls and partitions | 12.5 mm plasterboard | Construction | 5.9269 | Area Calculation | 80 | 44 | 1 | FALSE | 1 | FALSE |  | 1.1 | 5.9269 | 5.9269 | 5548 | General sheet (on framework), plasterboard |  | 60 | D2 | 0 | 0 | 0 | 0 | 0 | 0 | 0 | 0 | 0
| Civic Offices | Internal wall lining plasterboard 12.5mm | 1700784 | 8402957 | 2.7 | Internal walls and partitions | 12.5 mm plasterboard | Construction | 5.9269 | Area Calculation | 80 | 44 | 1 | FALSE | 1 | FALSE |  | 1.1 | 5.9269 | 5.9269 | 5548 | General sheet (on framework), plasterboard |  | 60 | D3 | 0 | 0 | 0 | 0 | 0 | 0 | 0 | 0 | 0
| Civic Offices | Internal wall lining plasterboard 12.5mm | 1700784 | 8402957 | 2.7 | Internal walls and partitions | 12.5 mm plasterboard | Construction | 5.9269 | Area Calculation | 80 | 44 | 1 | FALSE | 1 | FALSE |  | 1.1 | 5.9269 | 5.9269 | 5548 | General sheet (on framework), plasterboard |  | 60 | D4 | 0 | 0 | 0 | 0 | 0 | 0 | 0 | 0 | 0
| Civic Offices | Internal wall framing steel stud metal framing (metsec 70mm) | 1700786 | 8402959 | 2.7 | Internal walls and partitions | 70mm steel framing | Construction | 1.5219 | Area Calculation | 80 | 44 | 1 | FALSE | 1 | FALSE |  | 1.05 | 1.5219 | 1.5219 | 5470 | Framework (drywall partitions), steel (galvanized) |  | 0 | A1A3 | 4.1522 | 2.8225e-07 | 0.067877 | 0.021188 | 0.0039944 | 0.00097912 | 55.8969 | 3.1374 | 0.080899
| Civic Offices | Internal wall framing steel stud metal framing (metsec 70mm) | 1700786 | 8402959 | 2.7 | Internal walls and partitions | 70mm steel framing | Construction | 1.5219 | Area Calculation | 80 | 44 | 1 | FALSE | 1 | FALSE |  | 1.05 | 1.5219 | 1.5219 | 5470 | Framework (drywall partitions), steel (galvanized) |  | 0 | A4 | 0.066326 | 9.178e-09 | 0.00031536 | 5.8558e-05 | 4.1632e-05 | 1.4771e-07 | 0.97044 | 0.28183 | 0.00026956
| Civic Offices | Internal wall framing steel stud metal framing (metsec 70mm) | 1700786 | 8402959 | 2.7 | Internal walls and partitions | 70mm steel framing | Construction | 1.5219 | Area Calculation | 80 | 44 | 1 | FALSE | 1 | FALSE |  | 1.05 | 1.5219 | 1.5219 | 5470 | Framework (drywall partitions), steel (galvanized) |  | 0 | A5 | 3.9554e-05 | 1.0357e-11 | 2.766e-07 | 9.0889e-08 | 4.5898e-08 | 5.5797e-11 | 0.00096968 | 0.011414 | 0
| Civic Offices | Internal wall framing steel stud metal framing (metsec 70mm) | 1700786 | 8402959 | 2.7 | Internal walls and partitions | 70mm steel framing | Construction | 1.5219 | Area Calculation | 80 | 44 | 1 | FALSE | 1 | FALSE |  | 1.05 | 1.5219 | 1.5219 | 5470 | Framework (drywall partitions), steel (galvanized) |  | 0 | D2 | 0 | 0 | 0 | 0 | 0 | 0 | 0 | 0 | 0
| Civic Offices | Internal wall framing steel stud metal framing (metsec 70mm) | 1700786 | 8402959 | 2.7 | Internal walls and partitions | 70mm steel framing | Construction | 1.5219 | Area Calculation | 80 | 44 | 1 | FALSE | 1 | FALSE |  | 1.05 | 1.5219 | 1.5219 | 5470 | Framework (drywall partitions), steel (galvanized) |  | 0 | D3 | 0 | 0 | 0 | 0 | 0 | 0 | 0 | 0 | 0
| Civic Offices | Internal wall framing steel stud metal framing (metsec 70mm) | 1700786 | 8402959 | 2.7 | Internal walls and partitions | 70mm steel framing | Construction | 1.5219 | Area Calculation | 80 | 44 | 1 | FALSE | 1 | FALSE |  | 1.05 | 1.5219 | 1.5219 | 5470 | Framework (drywall partitions), steel (galvanized) |  | 0 | D4 | 0 | 0 | 0 | 0 | 0 | 0 | 0 | 0 | 0
| Civic Offices | Internal wall framing steel stud metal framing (metsec 70mm) | 1700786 | 8402959 | 2.7 | Internal walls and partitions | 70mm steel framing | Construction | 1.5219 | Area Calculation | 80 | 44 | 1 | FALSE | 1 | FALSE |  | 1.05 | 1.5219 | 1.5219 | 5470 | Framework (drywall partitions), steel (galvanized) |  | 60 | C2 | 0 | 0 | 0 | 0 | 0 | 0 | 0 | 0 | 0
| Civic Offices | Internal wall framing steel stud metal framing (metsec 70mm) | 1700786 | 8402959 | 2.7 | Internal walls and partitions | 70mm steel framing | Construction | 1.5219 | Area Calculation | 80 | 44 | 1 | FALSE | 1 | FALSE |  | 1.05 | 1.5219 | 1.5219 | 5470 | Framework (drywall partitions), steel (galvanized) |  | 60 | C4 | 0.00079108 | 2.0715e-10 | 5.5319e-06 | 1.8178e-06 | 9.1796e-07 | 1.1159e-09 | 0.019394 | 0.22828 | 3.9673e-05
| Civic Offices | Internal wall framing steel stud metal framing (metsec 70mm) | 1700786 | 8402959 | 2.7 | Internal walls and partitions | 70mm steel framing | Construction | 1.5219 | Area Calculation | 80 | 44 | 1 | FALSE | 1 | FALSE |  | 1.05 | 1.5219 | 1.5219 | 5470 | Framework (drywall partitions), steel (galvanized) |  | 60 | D2 | 0 | 0 | 0 | 0 | 0 | 0 | 0 | 0 | 0
| Civic Offices | Internal wall framing steel stud metal framing (metsec 70mm) | 1700786 | 8402959 | 2.7 | Internal walls and partitions | 70mm steel framing | Construction | 1.5219 | Area Calculation | 80 | 44 | 1 | FALSE | 1 | FALSE |  | 1.05 | 1.5219 | 1.5219 | 5470 | Framework (drywall partitions), steel (galvanized) |  | 60 | D3 | 0 | 0 | 0 | 0 | 0 | 0 | 0 | 0 | 0
| Civic Offices | Internal wall framing steel stud metal framing (metsec 70mm) | 1700786 | 8402959 | 2.7 | Internal walls and partitions | 70mm steel framing | Construction | 1.5219 | Area Calculation | 80 | 44 | 1 | FALSE | 1 | FALSE |  | 1.05 | 1.5219 | 1.5219 | 5470 | Framework (drywall partitions), steel (galvanized) |  | 60 | D4 | 0 | 0 | 0 | 0 | 0 | 0 | 0 | 0 | 0
| Civic Offices | Internal wall finish paint (emulsion) | 1700788 | 8402960 | 3.1 | Wall finishes | Paint | Construction | 345.408 | Area Calculation | 5 | 44 | 1 | FALSE | 1 | FALSE |  | 1.06 | 345.408 | 4144.896 | 5134 | Paint, emulsion |  | 0 | A1A3 | 1368.7382 | 0.00021603 | 15.422 | 6.065 | 1.6616 | 0.014117 | 26279.943 | 1094.0039 | 16.9769
| Civic Offices | Internal wall finish paint (emulsion) | 1700788 | 8402960 | 3.1 | Wall finishes | Paint | Construction | 345.408 | Area Calculation | 5 | 44 | 1 | FALSE | 1 | FALSE |  | 1.06 | 345.408 | 4144.896 | 5134 | Paint, emulsion |  | 0 | A4 | 7.0158 | 1.2606e-06 | 0.022972 | 0.006209 | 0.003919 | 2.4468e-05 | 104.5822 | 15.9689 | 0.028871
| Civic Offices | Internal wall finish paint (emulsion) | 1700788 | 8402960 | 3.1 | Wall finishes | Paint | Construction | 345.408 | Area Calculation | 5 | 44 | 1 | FALSE | 1 | FALSE |  | 1.06 | 345.408 | 4144.896 | 5134 | Paint, emulsion |  | 0 | A5 | 0.85232 | 5.3762e-08 | 0.0019165 | 0.040303 | 0.00036182 | 2.9068e-07 | 5.0679 | 8.0825 | 0
| Civic Offices | Internal wall finish paint (emulsion) | 1700788 | 8402960 | 3.1 | Wall finishes | Paint | Construction | 345.408 | Area Calculation | 5 | 44 | 1 | FALSE | 1 | FALSE |  | 1.06 | 345.408 | 4144.896 | 5134 | Paint, emulsion |  | 0 | D2 | 0 | 0 | 0 | 0 | 0 | 0 | 0 | 0 | 0
| Civic Offices | Internal wall finish paint (emulsion) | 1700788 | 8402960 | 3.1 | Wall finishes | Paint | Construction | 345.408 | Area Calculation | 5 | 44 | 1 | FALSE | 1 | FALSE |  | 1.06 | 345.408 | 4144.896 | 5134 | Paint, emulsion |  | 0 | D3 | 0 | 0 | 0 | 0 | 0 | 0 | 0 | 0 | 0
| Civic Offices | Internal wall finish paint (emulsion) | 1700788 | 8402960 | 3.1 | Wall finishes | Paint | Construction | 345.408 | Area Calculation | 5 | 44 | 1 | FALSE | 1 | FALSE |  | 1.06 | 345.408 | 4144.896 | 5134 | Paint, emulsion |  | 0 | D4 | 0 | 0 | 0 | 0 | 0 | 0 | 0 | 0 | 0
| Civic Offices | Internal wall finish paint (emulsion) | 1700788 | 8402960 | 3.1 | Wall finishes | Paint | Construction | 345.408 | Area Calculation | 5 | 44 | 1 | FALSE | 1 | FALSE |  | 1.06 | 345.408 | 4144.896 | 5134 | Paint, emulsion |  | 60 | C2 | 0 | 0 | 0 | 0 | 0 | 0 | 0 | 0 | 0
| Civic Offices | Internal wall finish paint (emulsion) | 1700788 | 8402960 | 3.1 | Wall finishes | Paint | Construction | 345.408 | Area Calculation | 5 | 44 | 1 | FALSE | 1 | FALSE |  | 1.06 | 345.408 | 4144.896 | 5134 | Paint, emulsion |  | 60 | C4 | 14.2054 | 8.9603e-07 | 0.031942 | 0.67171 | 0.0060304 | 4.8447e-06 | 84.465 | 134.7091 | 0.35608
| Civic Offices | Internal wall finish paint (emulsion) | 1700788 | 8402960 | 3.1 | Wall finishes | Paint | Construction | 345.408 | Area Calculation | 5 | 44 | 1 | FALSE | 1 | FALSE |  | 1.06 | 345.408 | 4144.896 | 5134 | Paint, emulsion |  | 60 | D2 | 0 | 0 | 0 | 0 | 0 | 0 | 0 | 0 | 0
| Civic Offices | Internal wall finish paint (emulsion) | 1700788 | 8402960 | 3.1 | Wall finishes | Paint | Construction | 345.408 | Area Calculation | 5 | 44 | 1 | FALSE | 1 | FALSE |  | 1.06 | 345.408 | 4144.896 | 5134 | Paint, emulsion |  | 60 | D3 | 0 | 0 | 0 | 0 | 0 | 0 | 0 | 0 | 0
| Civic Offices | Internal wall finish paint (emulsion) | 1700788 | 8402960 | 3.1 | Wall finishes | Paint | Construction | 345.408 | Area Calculation | 5 | 44 | 1 | FALSE | 1 | FALSE |  | 1.06 | 345.408 | 4144.896 | 5134 | Paint, emulsion |  | 60 | D4 | 0 | 0 | 0 | 0 | 0 | 0 | 0 | 0 | 0
| Civic Offices | Internal wall finish paint (emulsion) | 1700788 | 8402960 | 3.1 | Wall finishes | Paint | Construction | 345.408 | Area Calculation | 5 | 44 | 1 | FALSE | 1 | FALSE |  | 1.06 | 345.408 | 4144.896 | 5134 | Paint, emulsion |  | 5 | B4B5 | 1390.8118 | 0.00021824 | 15.4788 | 6.7832 | 1.6719 | 0.014147 | 26474.0581 | 1252.7645 | 17.0058
| Civic Offices | Internal wall finish paint (emulsion) | 1700788 | 8402960 | 3.1 | Wall finishes | Paint | Construction | 345.408 | Area Calculation | 5 | 44 | 1 | FALSE | 1 | FALSE |  | 1.06 | 345.408 | 4144.896 | 5134 | Paint, emulsion |  | 5 | D2 | 0 | 0 | 0 | 0 | 0 | 0 | 0 | 0 | 0
| Civic Offices | Internal wall finish paint (emulsion) | 1700788 | 8402960 | 3.1 | Wall finishes | Paint | Construction | 345.408 | Area Calculation | 5 | 44 | 1 | FALSE | 1 | FALSE |  | 1.06 | 345.408 | 4144.896 | 5134 | Paint, emulsion |  | 5 | D3 | 0 | 0 | 0 | 0 | 0 | 0 | 0 | 0 | 0
| Civic Offices | Internal wall finish paint (emulsion) | 1700788 | 8402960 | 3.1 | Wall finishes | Paint | Construction | 345.408 | Area Calculation | 5 | 44 | 1 | FALSE | 1 | FALSE |  | 1.06 | 345.408 | 4144.896 | 5134 | Paint, emulsion |  | 5 | D4 | 0 | 0 | 0 | 0 | 0 | 0 | 0 | 0 | 0
| Civic Offices | Internal wall finish paint (emulsion) | 1700788 | 8402960 | 3.1 | Wall finishes | Paint | Construction | 345.408 | Area Calculation | 5 | 44 | 1 | FALSE | 1 | FALSE |  | 1.06 | 345.408 | 4144.896 | 5134 | Paint, emulsion |  | 10 | B4B5 | 1390.8118 | 0.00021824 | 15.4788 | 6.7832 | 1.6719 | 0.014147 | 26474.0581 | 1252.7645 | 17.0058
| Civic Offices | Internal wall finish paint (emulsion) | 1700788 | 8402960 | 3.1 | Wall finishes | Paint | Construction | 345.408 | Area Calculation | 5 | 44 | 1 | FALSE | 1 | FALSE |  | 1.06 | 345.408 | 4144.896 | 5134 | Paint, emulsion |  | 10 | D2 | 0 | 0 | 0 | 0 | 0 | 0 | 0 | 0 | 0
| Civic Offices | Internal wall finish paint (emulsion) | 1700788 | 8402960 | 3.1 | Wall finishes | Paint | Construction | 345.408 | Area Calculation | 5 | 44 | 1 | FALSE | 1 | FALSE |  | 1.06 | 345.408 | 4144.896 | 5134 | Paint, emulsion |  | 10 | D3 | 0 | 0 | 0 | 0 | 0 | 0 | 0 | 0 | 0
| Civic Offices | Internal wall finish paint (emulsion) | 1700788 | 8402960 | 3.1 | Wall finishes | Paint | Construction | 345.408 | Area Calculation | 5 | 44 | 1 | FALSE | 1 | FALSE |  | 1.06 | 345.408 | 4144.896 | 5134 | Paint, emulsion |  | 10 | D4 | 0 | 0 | 0 | 0 | 0 | 0 | 0 | 0 | 0
| Civic Offices | Internal wall finish paint (emulsion) | 1700788 | 8402960 | 3.1 | Wall finishes | Paint | Construction | 345.408 | Area Calculation | 5 | 44 | 1 | FALSE | 1 | FALSE |  | 1.06 | 345.408 | 4144.896 | 5134 | Paint, emulsion |  | 15 | B4B5 | 1390.8118 | 0.00021824 | 15.4788 | 6.7832 | 1.6719 | 0.014147 | 26474.0581 | 1252.7645 | 17.0058
| Civic Offices | Internal wall finish paint (emulsion) | 1700788 | 8402960 | 3.1 | Wall finishes | Paint | Construction | 345.408 | Area Calculation | 5 | 44 | 1 | FALSE | 1 | FALSE |  | 1.06 | 345.408 | 4144.896 | 5134 | Paint, emulsion |  | 15 | D2 | 0 | 0 | 0 | 0 | 0 | 0 | 0 | 0 | 0
| Civic Offices | Internal wall finish paint (emulsion) | 1700788 | 8402960 | 3.1 | Wall finishes | Paint | Construction | 345.408 | Area Calculation | 5 | 44 | 1 | FALSE | 1 | FALSE |  | 1.06 | 345.408 | 4144.896 | 5134 | Paint, emulsion |  | 15 | D3 | 0 | 0 | 0 | 0 | 0 | 0 | 0 | 0 | 0
| Civic Offices | Internal wall finish paint (emulsion) | 1700788 | 8402960 | 3.1 | Wall finishes | Paint | Construction | 345.408 | Area Calculation | 5 | 44 | 1 | FALSE | 1 | FALSE |  | 1.06 | 345.408 | 4144.896 | 5134 | Paint, emulsion |  | 15 | D4 | 0 | 0 | 0 | 0 | 0 | 0 | 0 | 0 | 0
| Civic Offices | Internal wall finish paint (emulsion) | 1700788 | 8402960 | 3.1 | Wall finishes | Paint | Construction | 345.408 | Area Calculation | 5 | 44 | 1 | FALSE | 1 | FALSE |  | 1.06 | 345.408 | 4144.896 | 5134 | Paint, emulsion |  | 20 | B4B5 | 1390.8118 | 0.00021824 | 15.4788 | 6.7832 | 1.6719 | 0.014147 | 26474.0581 | 1252.7645 | 17.0058
| Civic Offices | Internal wall finish paint (emulsion) | 1700788 | 8402960 | 3.1 | Wall finishes | Paint | Construction | 345.408 | Area Calculation | 5 | 44 | 1 | FALSE | 1 | FALSE |  | 1.06 | 345.408 | 4144.896 | 5134 | Paint, emulsion |  | 20 | D2 | 0 | 0 | 0 | 0 | 0 | 0 | 0 | 0 | 0
| Civic Offices | Internal wall finish paint (emulsion) | 1700788 | 8402960 | 3.1 | Wall finishes | Paint | Construction | 345.408 | Area Calculation | 5 | 44 | 1 | FALSE | 1 | FALSE |  | 1.06 | 345.408 | 4144.896 | 5134 | Paint, emulsion |  | 20 | D3 | 0 | 0 | 0 | 0 | 0 | 0 | 0 | 0 | 0
| Civic Offices | Internal wall finish paint (emulsion) | 1700788 | 8402960 | 3.1 | Wall finishes | Paint | Construction | 345.408 | Area Calculation | 5 | 44 | 1 | FALSE | 1 | FALSE |  | 1.06 | 345.408 | 4144.896 | 5134 | Paint, emulsion |  | 20 | D4 | 0 | 0 | 0 | 0 | 0 | 0 | 0 | 0 | 0
| Civic Offices | Internal wall finish paint (emulsion) | 1700788 | 8402960 | 3.1 | Wall finishes | Paint | Construction | 345.408 | Area Calculation | 5 | 44 | 1 | FALSE | 1 | FALSE |  | 1.06 | 345.408 | 4144.896 | 5134 | Paint, emulsion |  | 25 | B4B5 | 1390.8118 | 0.00021824 | 15.4788 | 6.7832 | 1.6719 | 0.014147 | 26474.0581 | 1252.7645 | 17.0058
| Civic Offices | Internal wall finish paint (emulsion) | 1700788 | 8402960 | 3.1 | Wall finishes | Paint | Construction | 345.408 | Area Calculation | 5 | 44 | 1 | FALSE | 1 | FALSE |  | 1.06 | 345.408 | 4144.896 | 5134 | Paint, emulsion |  | 25 | D2 | 0 | 0 | 0 | 0 | 0 | 0 | 0 | 0 | 0
| Civic Offices | Internal wall finish paint (emulsion) | 1700788 | 8402960 | 3.1 | Wall finishes | Paint | Construction | 345.408 | Area Calculation | 5 | 44 | 1 | FALSE | 1 | FALSE |  | 1.06 | 345.408 | 4144.896 | 5134 | Paint, emulsion |  | 25 | D3 | 0 | 0 | 0 | 0 | 0 | 0 | 0 | 0 | 0
| Civic Offices | Internal wall finish paint (emulsion) | 1700788 | 8402960 | 3.1 | Wall finishes | Paint | Construction | 345.408 | Area Calculation | 5 | 44 | 1 | FALSE | 1 | FALSE |  | 1.06 | 345.408 | 4144.896 | 5134 | Paint, emulsion |  | 25 | D4 | 0 | 0 | 0 | 0 | 0 | 0 | 0 | 0 | 0
| Civic Offices | Internal wall finish paint (emulsion) | 1700788 | 8402960 | 3.1 | Wall finishes | Paint | Construction | 345.408 | Area Calculation | 5 | 44 | 1 | FALSE | 1 | FALSE |  | 1.06 | 345.408 | 4144.896 | 5134 | Paint, emulsion |  | 30 | B4B5 | 1390.8118 | 0.00021824 | 15.4788 | 6.7832 | 1.6719 | 0.014147 | 26474.0581 | 1252.7645 | 17.0058
| Civic Offices | Internal wall finish paint (emulsion) | 1700788 | 8402960 | 3.1 | Wall finishes | Paint | Construction | 345.408 | Area Calculation | 5 | 44 | 1 | FALSE | 1 | FALSE |  | 1.06 | 345.408 | 4144.896 | 5134 | Paint, emulsion |  | 30 | D2 | 0 | 0 | 0 | 0 | 0 | 0 | 0 | 0 | 0
| Civic Offices | Internal wall finish paint (emulsion) | 1700788 | 8402960 | 3.1 | Wall finishes | Paint | Construction | 345.408 | Area Calculation | 5 | 44 | 1 | FALSE | 1 | FALSE |  | 1.06 | 345.408 | 4144.896 | 5134 | Paint, emulsion |  | 30 | D3 | 0 | 0 | 0 | 0 | 0 | 0 | 0 | 0 | 0
| Civic Offices | Internal wall finish paint (emulsion) | 1700788 | 8402960 | 3.1 | Wall finishes | Paint | Construction | 345.408 | Area Calculation | 5 | 44 | 1 | FALSE | 1 | FALSE |  | 1.06 | 345.408 | 4144.896 | 5134 | Paint, emulsion |  | 30 | D4 | 0 | 0 | 0 | 0 | 0 | 0 | 0 | 0 | 0
| Civic Offices | Internal wall finish paint (emulsion) | 1700788 | 8402960 | 3.1 | Wall finishes | Paint | Construction | 345.408 | Area Calculation | 5 | 44 | 1 | FALSE | 1 | FALSE |  | 1.06 | 345.408 | 4144.896 | 5134 | Paint, emulsion |  | 35 | B4B5 | 1390.8118 | 0.00021824 | 15.4788 | 6.7832 | 1.6719 | 0.014147 | 26474.0581 | 1252.7645 | 17.0058
| Civic Offices | Internal wall finish paint (emulsion) | 1700788 | 8402960 | 3.1 | Wall finishes | Paint | Construction | 345.408 | Area Calculation | 5 | 44 | 1 | FALSE | 1 | FALSE |  | 1.06 | 345.408 | 4144.896 | 5134 | Paint, emulsion |  | 35 | D2 | 0 | 0 | 0 | 0 | 0 | 0 | 0 | 0 | 0
| Civic Offices | Internal wall finish paint (emulsion) | 1700788 | 8402960 | 3.1 | Wall finishes | Paint | Construction | 345.408 | Area Calculation | 5 | 44 | 1 | FALSE | 1 | FALSE |  | 1.06 | 345.408 | 4144.896 | 5134 | Paint, emulsion |  | 35 | D3 | 0 | 0 | 0 | 0 | 0 | 0 | 0 | 0 | 0
| Civic Offices | Internal wall finish paint (emulsion) | 1700788 | 8402960 | 3.1 | Wall finishes | Paint | Construction | 345.408 | Area Calculation | 5 | 44 | 1 | FALSE | 1 | FALSE |  | 1.06 | 345.408 | 4144.896 | 5134 | Paint, emulsion |  | 35 | D4 | 0 | 0 | 0 | 0 | 0 | 0 | 0 | 0 | 0
| Civic Offices | Internal wall finish paint (emulsion) | 1700788 | 8402960 | 3.1 | Wall finishes | Paint | Construction | 345.408 | Area Calculation | 5 | 44 | 1 | FALSE | 1 | FALSE |  | 1.06 | 345.408 | 4144.896 | 5134 | Paint, emulsion |  | 40 | B4B5 | 1390.8118 | 0.00021824 | 15.4788 | 6.7832 | 1.6719 | 0.014147 | 26474.0581 | 1252.7645 | 17.0058
| Civic Offices | Internal wall finish paint (emulsion) | 1700788 | 8402960 | 3.1 | Wall finishes | Paint | Construction | 345.408 | Area Calculation | 5 | 44 | 1 | FALSE | 1 | FALSE |  | 1.06 | 345.408 | 4144.896 | 5134 | Paint, emulsion |  | 40 | D2 | 0 | 0 | 0 | 0 | 0 | 0 | 0 | 0 | 0
| Civic Offices | Internal wall finish paint (emulsion) | 1700788 | 8402960 | 3.1 | Wall finishes | Paint | Construction | 345.408 | Area Calculation | 5 | 44 | 1 | FALSE | 1 | FALSE |  | 1.06 | 345.408 | 4144.896 | 5134 | Paint, emulsion |  | 40 | D3 | 0 | 0 | 0 | 0 | 0 | 0 | 0 | 0 | 0
| Civic Offices | Internal wall finish paint (emulsion) | 1700788 | 8402960 | 3.1 | Wall finishes | Paint | Construction | 345.408 | Area Calculation | 5 | 44 | 1 | FALSE | 1 | FALSE |  | 1.06 | 345.408 | 4144.896 | 5134 | Paint, emulsion |  | 40 | D4 | 0 | 0 | 0 | 0 | 0 | 0 | 0 | 0 | 0
| Civic Offices | Internal wall finish paint (emulsion) | 1700788 | 8402960 | 3.1 | Wall finishes | Paint | Construction | 345.408 | Area Calculation | 5 | 44 | 1 | FALSE | 1 | FALSE |  | 1.06 | 345.408 | 4144.896 | 5134 | Paint, emulsion |  | 45 | B4B5 | 1390.8118 | 0.00021824 | 15.4788 | 6.7832 | 1.6719 | 0.014147 | 26474.0581 | 1252.7645 | 17.0058
| Civic Offices | Internal wall finish paint (emulsion) | 1700788 | 8402960 | 3.1 | Wall finishes | Paint | Construction | 345.408 | Area Calculation | 5 | 44 | 1 | FALSE | 1 | FALSE |  | 1.06 | 345.408 | 4144.896 | 5134 | Paint, emulsion |  | 45 | D2 | 0 | 0 | 0 | 0 | 0 | 0 | 0 | 0 | 0
| Civic Offices | Internal wall finish paint (emulsion) | 1700788 | 8402960 | 3.1 | Wall finishes | Paint | Construction | 345.408 | Area Calculation | 5 | 44 | 1 | FALSE | 1 | FALSE |  | 1.06 | 345.408 | 4144.896 | 5134 | Paint, emulsion |  | 45 | D3 | 0 | 0 | 0 | 0 | 0 | 0 | 0 | 0 | 0
| Civic Offices | Internal wall finish paint (emulsion) | 1700788 | 8402960 | 3.1 | Wall finishes | Paint | Construction | 345.408 | Area Calculation | 5 | 44 | 1 | FALSE | 1 | FALSE |  | 1.06 | 345.408 | 4144.896 | 5134 | Paint, emulsion |  | 45 | D4 | 0 | 0 | 0 | 0 | 0 | 0 | 0 | 0 | 0
| Civic Offices | Internal wall finish paint (emulsion) | 1700788 | 8402960 | 3.1 | Wall finishes | Paint | Construction | 345.408 | Area Calculation | 5 | 44 | 1 | FALSE | 1 | FALSE |  | 1.06 | 345.408 | 4144.896 | 5134 | Paint, emulsion |  | 50 | B4B5 | 1390.8118 | 0.00021824 | 15.4788 | 6.7832 | 1.6719 | 0.014147 | 26474.0581 | 1252.7645 | 17.0058
| Civic Offices | Internal wall finish paint (emulsion) | 1700788 | 8402960 | 3.1 | Wall finishes | Paint | Construction | 345.408 | Area Calculation | 5 | 44 | 1 | FALSE | 1 | FALSE |  | 1.06 | 345.408 | 4144.896 | 5134 | Paint, emulsion |  | 50 | D2 | 0 | 0 | 0 | 0 | 0 | 0 | 0 | 0 | 0
| Civic Offices | Internal wall finish paint (emulsion) | 1700788 | 8402960 | 3.1 | Wall finishes | Paint | Construction | 345.408 | Area Calculation | 5 | 44 | 1 | FALSE | 1 | FALSE |  | 1.06 | 345.408 | 4144.896 | 5134 | Paint, emulsion |  | 50 | D3 | 0 | 0 | 0 | 0 | 0 | 0 | 0 | 0 | 0
| Civic Offices | Internal wall finish paint (emulsion) | 1700788 | 8402960 | 3.1 | Wall finishes | Paint | Construction | 345.408 | Area Calculation | 5 | 44 | 1 | FALSE | 1 | FALSE |  | 1.06 | 345.408 | 4144.896 | 5134 | Paint, emulsion |  | 50 | D4 | 0 | 0 | 0 | 0 | 0 | 0 | 0 | 0 | 0
| Civic Offices | Internal wall finish paint (emulsion) | 1700788 | 8402960 | 3.1 | Wall finishes | Paint | Construction | 345.408 | Area Calculation | 5 | 44 | 1 | FALSE | 1 | FALSE |  | 1.06 | 345.408 | 4144.896 | 5134 | Paint, emulsion |  | 55 | B4B5 | 1390.8118 | 0.00021824 | 15.4788 | 6.7832 | 1.6719 | 0.014147 | 26474.0581 | 1252.7645 | 17.0058
| Civic Offices | Internal wall finish paint (emulsion) | 1700788 | 8402960 | 3.1 | Wall finishes | Paint | Construction | 345.408 | Area Calculation | 5 | 44 | 1 | FALSE | 1 | FALSE |  | 1.06 | 345.408 | 4144.896 | 5134 | Paint, emulsion |  | 55 | D2 | 0 | 0 | 0 | 0 | 0 | 0 | 0 | 0 | 0
| Civic Offices | Internal wall finish paint (emulsion) | 1700788 | 8402960 | 3.1 | Wall finishes | Paint | Construction | 345.408 | Area Calculation | 5 | 44 | 1 | FALSE | 1 | FALSE |  | 1.06 | 345.408 | 4144.896 | 5134 | Paint, emulsion |  | 55 | D3 | 0 | 0 | 0 | 0 | 0 | 0 | 0 | 0 | 0
| Civic Offices | Internal wall finish paint (emulsion) | 1700788 | 8402960 | 3.1 | Wall finishes | Paint | Construction | 345.408 | Area Calculation | 5 | 44 | 1 | FALSE | 1 | FALSE |  | 1.06 | 345.408 | 4144.896 | 5134 | Paint, emulsion |  | 55 | D4 | 0 | 0 | 0 | 0 | 0 | 0 | 0 | 0 | 0
| Civic Offices | Internal wall lining skim plaster finish 3mm | 1700790 | 8402963 | 3.1 | Wall finishes | skim | Construction | 8326.8 | Area Calculation | 50 | 44 | 1 | FALSE | 1 | FALSE |  | 1.04 | 8326.8 | 16653.6 | 5100 | Render, cement:lime (1:0:5:4) |  | 0 | A1A3 | 1457.6708 | 5.6521e-05 | 3.2975 | 0.86106 | 0.32885 | 0.0007156 | 8738.3659 | 425.9083 | 4.4753
| Civic Offices | Internal wall lining skim plaster finish 3mm | 1700790 | 8402963 | 3.1 | Wall finishes | skim | Construction | 8326.8 | Area Calculation | 50 | 44 | 1 | FALSE | 1 | FALSE |  | 1.04 | 8326.8 | 16653.6 | 5100 | Render, cement:lime (1:0:5:4) |  | 0 | A4 | 92.6697 | 1.7058e-05 | 0.30988 | 0.08176 | 0.054058 | 0.00024406 | 1399.4965 | 172.9138 | 0.38394
| Civic Offices | Internal wall lining skim plaster finish 3mm | 1700790 | 8402963 | 3.1 | Wall finishes | skim | Construction | 8326.8 | Area Calculation | 50 | 44 | 1 | FALSE | 1 | FALSE |  | 1.04 | 8326.8 | 16653.6 | 5100 | Render, cement:lime (1:0:5:4) |  | 0 | A5 | 0.086457 | 2.9804e-08 | 0.00066586 | 0.00016442 | 0.00011503 | 9.3459e-08 | 2.5111 | 49.9608 | 0
| Civic Offices | Internal wall lining skim plaster finish 3mm | 1700790 | 8402963 | 3.1 | Wall finishes | skim | Construction | 8326.8 | Area Calculation | 50 | 44 | 1 | FALSE | 1 | FALSE |  | 1.04 | 8326.8 | 16653.6 | 5100 | Render, cement:lime (1:0:5:4) |  | 0 | D2 | 0 | 0 | 0 | 0 | 0 | 0 | 0 | 0 | 0
| Civic Offices | Internal wall lining skim plaster finish 3mm | 1700790 | 8402963 | 3.1 | Wall finishes | skim | Construction | 8326.8 | Area Calculation | 50 | 44 | 1 | FALSE | 1 | FALSE |  | 1.04 | 8326.8 | 16653.6 | 5100 | Render, cement:lime (1:0:5:4) |  | 0 | D3 | 0 | 0 | 0 | 0 | 0 | 0 | 0 | 0 | 0
| Civic Offices | Internal wall lining skim plaster finish 3mm | 1700790 | 8402963 | 3.1 | Wall finishes | skim | Construction | 8326.8 | Area Calculation | 50 | 44 | 1 | FALSE | 1 | FALSE |  | 1.04 | 8326.8 | 16653.6 | 5100 | Render, cement:lime (1:0:5:4) |  | 0 | D4 | 0 | 0 | 0 | 0 | 0 | 0 | 0 | 0 | 0
| Civic Offices | Internal wall lining skim plaster finish 3mm | 1700790 | 8402963 | 3.1 | Wall finishes | skim | Construction | 8326.8 | Area Calculation | 50 | 44 | 1 | FALSE | 1 | FALSE |  | 1.04 | 8326.8 | 16653.6 | 5100 | Render, cement:lime (1:0:5:4) |  | 60 | C2 | 0 | 0 | 0 | 0 | 0 | 0 | 0 | 0 | 0
| Civic Offices | Internal wall lining skim plaster finish 3mm | 1700790 | 8402963 | 3.1 | Wall finishes | skim | Construction | 8326.8 | Area Calculation | 50 | 44 | 1 | FALSE | 1 | FALSE |  | 1.04 | 8326.8 | 16653.6 | 5100 | Render, cement:lime (1:0:5:4) |  | 60 | C4 | 2.1614 | 7.451e-07 | 0.016647 | 0.0041104 | 0.0028757 | 2.3365e-06 | 62.7787 | 1249.02 | 0.20376
| Civic Offices | Internal wall lining skim plaster finish 3mm | 1700790 | 8402963 | 3.1 | Wall finishes | skim | Construction | 8326.8 | Area Calculation | 50 | 44 | 1 | FALSE | 1 | FALSE |  | 1.04 | 8326.8 | 16653.6 | 5100 | Render, cement:lime (1:0:5:4) |  | 60 | D2 | 0 | 0 | 0 | 0 | 0 | 0 | 0 | 0 | 0
| Civic Offices | Internal wall lining skim plaster finish 3mm | 1700790 | 8402963 | 3.1 | Wall finishes | skim | Construction | 8326.8 | Area Calculation | 50 | 44 | 1 | FALSE | 1 | FALSE |  | 1.04 | 8326.8 | 16653.6 | 5100 | Render, cement:lime (1:0:5:4) |  | 60 | D3 | 0 | 0 | 0 | 0 | 0 | 0 | 0 | 0 | 0
| Civic Offices | Internal wall lining skim plaster finish 3mm | 1700790 | 8402963 | 3.1 | Wall finishes | skim | Construction | 8326.8 | Area Calculation | 50 | 44 | 1 | FALSE | 1 | FALSE |  | 1.04 | 8326.8 | 16653.6 | 5100 | Render, cement:lime (1:0:5:4) |  | 60 | D4 | 0 | 0 | 0 | 0 | 0 | 0 | 0 | 0 | 0
| Civic Offices | Internal wall lining skim plaster finish 3mm | 1700790 | 8402963 | 3.1 | Wall finishes | skim | Construction | 8326.8 | Area Calculation | 50 | 44 | 1 | FALSE | 1 | FALSE |  | 1.04 | 8326.8 | 16653.6 | 5100 | Render, cement:lime (1:0:5:4) |  | 50 | B4B5 | 1552.5883 | 7.4353e-05 | 3.6247 | 0.94709 | 0.3859 | 0.00096208 | 10203.1523 | 1897.8029 | 4.8592
| Civic Offices | Internal wall lining skim plaster finish 3mm | 1700790 | 8402963 | 3.1 | Wall finishes | skim | Construction | 8326.8 | Area Calculation | 50 | 44 | 1 | FALSE | 1 | FALSE |  | 1.04 | 8326.8 | 16653.6 | 5100 | Render, cement:lime (1:0:5:4) |  | 50 | D2 | 0 | 0 | 0 | 0 | 0 | 0 | 0 | 0 | 0
| Civic Offices | Internal wall lining skim plaster finish 3mm | 1700790 | 8402963 | 3.1 | Wall finishes | skim | Construction | 8326.8 | Area Calculation | 50 | 44 | 1 | FALSE | 1 | FALSE |  | 1.04 | 8326.8 | 16653.6 | 5100 | Render, cement:lime (1:0:5:4) |  | 50 | D3 | 0 | 0 | 0 | 0 | 0 | 0 | 0 | 0 | 0
| Civic Offices | Internal wall lining skim plaster finish 3mm | 1700790 | 8402963 | 3.1 | Wall finishes | skim | Construction | 8326.8 | Area Calculation | 50 | 44 | 1 | FALSE | 1 | FALSE |  | 1.04 | 8326.8 | 16653.6 | 5100 | Render, cement:lime (1:0:5:4) |  | 50 | D4 | 0 | 0 | 0 | 0 | 0 | 0 | 0 | 0 | 0
| Civic Offices | Internal wall lining plasterboard 12.5mm | 1700791 | 8402965 | 2.7 | Internal walls and partitions | 12.5 mm plasterboard | Construction | 13.9744 | Area Calculation | 80 | 44 | 1 | FALSE | 1 | FALSE |  | 1.1 | 13.9744 | 13.9744 | 5548 | General sheet (on framework), plasterboard |  | 0 | A1A3 | 5.4487 | 3.0888e-07 | 0.038422 | 0.0081066 | 0.0026923 | 1.0083e-05 | 77.3595 | 7.158 | 0.023704
| Civic Offices | Internal wall lining plasterboard 12.5mm | 1700791 | 8402965 | 2.7 | Internal walls and partitions | 12.5 mm plasterboard | Construction | 13.9744 | Area Calculation | 80 | 44 | 1 | FALSE | 1 | FALSE |  | 1.1 | 13.9744 | 13.9744 | 5548 | General sheet (on framework), plasterboard |  | 0 | A4 | 0.40046 | 7.1953e-08 | 0.0013112 | 0.00035441 | 0.0002237 | 1.3966e-06 | 5.9695 | 0.9115 | 0.001648
| Civic Offices | Internal wall lining plasterboard 12.5mm | 1700791 | 8402965 | 2.7 | Internal walls and partitions | 12.5 mm plasterboard | Construction | 13.9744 | Area Calculation | 80 | 44 | 1 | FALSE | 1 | FALSE |  | 1.1 | 13.9744 | 13.9744 | 5548 | General sheet (on framework), plasterboard |  | 0 | A5 | 0.0029055 | 7.6083e-10 | 2.0318e-05 | 6.6765e-06 | 3.3716e-06 | 4.0987e-09 | 0.071231 | 0.14673 | 0
| Civic Offices | Internal wall lining plasterboard 12.5mm | 1700791 | 8402965 | 2.7 | Internal walls and partitions | 12.5 mm plasterboard | Construction | 13.9744 | Area Calculation | 80 | 44 | 1 | FALSE | 1 | FALSE |  | 1.1 | 13.9744 | 13.9744 | 5548 | General sheet (on framework), plasterboard |  | 0 | D2 | 0 | 0 | 0 | 0 | 0 | 0 | 0 | 0 | 0
| Civic Offices | Internal wall lining plasterboard 12.5mm | 1700791 | 8402965 | 2.7 | Internal walls and partitions | 12.5 mm plasterboard | Construction | 13.9744 | Area Calculation | 80 | 44 | 1 | FALSE | 1 | FALSE |  | 1.1 | 13.9744 | 13.9744 | 5548 | General sheet (on framework), plasterboard |  | 0 | D3 | 0 | 0 | 0 | 0 | 0 | 0 | 0 | 0 | 0
| Civic Offices | Internal wall lining plasterboard 12.5mm | 1700791 | 8402965 | 2.7 | Internal walls and partitions | 12.5 mm plasterboard | Construction | 13.9744 | Area Calculation | 80 | 44 | 1 | FALSE | 1 | FALSE |  | 1.1 | 13.9744 | 13.9744 | 5548 | General sheet (on framework), plasterboard |  | 0 | D4 | 0 | 0 | 0 | 0 | 0 | 0 | 0 | 0 | 0
| Civic Offices | Internal wall lining plasterboard 12.5mm | 1700791 | 8402965 | 2.7 | Internal walls and partitions | 12.5 mm plasterboard | Construction | 13.9744 | Area Calculation | 80 | 44 | 1 | FALSE | 1 | FALSE |  | 1.1 | 13.9744 | 13.9744 | 5548 | General sheet (on framework), plasterboard |  | 60 | C2 | 0 | 0 | 0 | 0 | 0 | 0 | 0 | 0 | 0
| Civic Offices | Internal wall lining plasterboard 12.5mm | 1700791 | 8402965 | 2.7 | Internal walls and partitions | 12.5 mm plasterboard | Construction | 13.9744 | Area Calculation | 80 | 44 | 1 | FALSE | 1 | FALSE |  | 1.1 | 13.9744 | 13.9744 | 5548 | General sheet (on framework), plasterboard |  | 60 | C4 | 0.029055 | 7.6083e-09 | 0.00020318 | 6.6765e-05 | 3.3716e-05 | 4.0987e-08 | 0.71231 | 1.4673 | 0.0014571
| Civic Offices | Internal wall lining plasterboard 12.5mm | 1700791 | 8402965 | 2.7 | Internal walls and partitions | 12.5 mm plasterboard | Construction | 13.9744 | Area Calculation | 80 | 44 | 1 | FALSE | 1 | FALSE |  | 1.1 | 13.9744 | 13.9744 | 5548 | General sheet (on framework), plasterboard |  | 60 | D2 | 0 | 0 | 0 | 0 | 0 | 0 | 0 | 0 | 0
| Civic Offices | Internal wall lining plasterboard 12.5mm | 1700791 | 8402965 | 2.7 | Internal walls and partitions | 12.5 mm plasterboard | Construction | 13.9744 | Area Calculation | 80 | 44 | 1 | FALSE | 1 | FALSE |  | 1.1 | 13.9744 | 13.9744 | 5548 | General sheet (on framework), plasterboard |  | 60 | D3 | 0 | 0 | 0 | 0 | 0 | 0 | 0 | 0 | 0
| Civic Offices | Internal wall lining plasterboard 12.5mm | 1700791 | 8402965 | 2.7 | Internal walls and partitions | 12.5 mm plasterboard | Construction | 13.9744 | Area Calculation | 80 | 44 | 1 | FALSE | 1 | FALSE |  | 1.1 | 13.9744 | 13.9744 | 5548 | General sheet (on framework), plasterboard |  | 60 | D4 | 0 | 0 | 0 | 0 | 0 | 0 | 0 | 0 | 0
| Civic Offices | Internal wall insulation rockwool (m3) | 1700793 | 8402966 | 2.7 | Internal walls and partitions | insulation | Construction | 33.96 | m3 | 80 | 44 | 1 | FALSE | 1 | FALSE |  | 1.05 | 611.28 | 611.28 | 5471 | Insulation (quilt), rock fibre |  | 0 | A1A3 | 843.9308 | 5.2025e-05 | 6.9741 | 1.3194 | 1.0448 | 0.0015982 | 12178.8057 | 132.8634 | 4.3026
| Civic Offices | Internal wall insulation rockwool (m3) | 1700793 | 8402966 | 2.7 | Internal walls and partitions | insulation | Construction | 33.96 | m3 | 80 | 44 | 1 | FALSE | 1 | FALSE |  | 1.05 | 611.28 | 611.28 | 5471 | Insulation (quilt), rock fibre |  | 0 | A4 | 12.299 | 2.2098e-06 | 0.040271 | 0.010885 | 0.0068702 | 4.2893e-05 | 183.3366 | 27.9942 | 0.050612
| Civic Offices | Internal wall insulation rockwool (m3) | 1700793 | 8402966 | 2.7 | Internal walls and partitions | insulation | Construction | 33.96 | m3 | 80 | 44 | 1 | FALSE | 1 | FALSE |  | 1.05 | 611.28 | 611.28 | 5471 | Insulation (quilt), rock fibre |  | 0 | A5 | 0.20653 | 5.4082e-08 | 0.0014443 | 0.00047458 | 0.00023966 | 2.9135e-07 | 5.0632 | 4.5846 | 0
| Civic Offices | Internal wall insulation rockwool (m3) | 1700793 | 8402966 | 2.7 | Internal walls and partitions | insulation | Construction | 33.96 | m3 | 80 | 44 | 1 | FALSE | 1 | FALSE |  | 1.05 | 611.28 | 611.28 | 5471 | Insulation (quilt), rock fibre |  | 0 | D2 | 0 | 0 | 0 | 0 | 0 | 0 | 0 | 0 | 0
| Civic Offices | Internal wall insulation rockwool (m3) | 1700793 | 8402966 | 2.7 | Internal walls and partitions | insulation | Construction | 33.96 | m3 | 80 | 44 | 1 | FALSE | 1 | FALSE |  | 1.05 | 611.28 | 611.28 | 5471 | Insulation (quilt), rock fibre |  | 0 | D3 | 0 | 0 | 0 | 0 | 0 | 0 | 0 | 0 | 0
| Civic Offices | Internal wall insulation rockwool (m3) | 1700793 | 8402966 | 2.7 | Internal walls and partitions | insulation | Construction | 33.96 | m3 | 80 | 44 | 1 | FALSE | 1 | FALSE |  | 1.05 | 611.28 | 611.28 | 5471 | Insulation (quilt), rock fibre |  | 0 | D4 | 0 | 0 | 0 | 0 | 0 | 0 | 0 | 0 | 0
| Civic Offices | Internal wall insulation rockwool (m3) | 1700793 | 8402966 | 2.7 | Internal walls and partitions | insulation | Construction | 33.96 | m3 | 80 | 44 | 1 | FALSE | 1 | FALSE |  | 1.05 | 611.28 | 611.28 | 5471 | Insulation (quilt), rock fibre |  | 60 | C2 | 0 | 0 | 0 | 0 | 0 | 0 | 0 | 0 | 0
| Civic Offices | Internal wall insulation rockwool (m3) | 1700793 | 8402966 | 2.7 | Internal walls and partitions | insulation | Construction | 33.96 | m3 | 80 | 44 | 1 | FALSE | 1 | FALSE |  | 1.05 | 611.28 | 611.28 | 5471 | Insulation (quilt), rock fibre |  | 60 | C4 | 5.4016 | 1.4144e-06 | 0.037773 | 0.012412 | 0.006268 | 7.6198e-06 | 132.4233 | 91.692 | 0.27089
| Civic Offices | Internal wall insulation rockwool (m3) | 1700793 | 8402966 | 2.7 | Internal walls and partitions | insulation | Construction | 33.96 | m3 | 80 | 44 | 1 | FALSE | 1 | FALSE |  | 1.05 | 611.28 | 611.28 | 5471 | Insulation (quilt), rock fibre |  | 60 | D2 | 0 | 0 | 0 | 0 | 0 | 0 | 0 | 0 | 0
| Civic Offices | Internal wall insulation rockwool (m3) | 1700793 | 8402966 | 2.7 | Internal walls and partitions | insulation | Construction | 33.96 | m3 | 80 | 44 | 1 | FALSE | 1 | FALSE |  | 1.05 | 611.28 | 611.28 | 5471 | Insulation (quilt), rock fibre |  | 60 | D3 | 0 | 0 | 0 | 0 | 0 | 0 | 0 | 0 | 0
| Civic Offices | Internal wall insulation rockwool (m3) | 1700793 | 8402966 | 2.7 | Internal walls and partitions | insulation | Construction | 33.96 | m3 | 80 | 44 | 1 | FALSE | 1 | FALSE |  | 1.05 | 611.28 | 611.28 | 5471 | Insulation (quilt), rock fibre |  | 60 | D4 | 0 | 0 | 0 | 0 | 0 | 0 | 0 | 0 | 0
| Civic Offices | Internal wall finish paint (emulsion) | 1700796 | 8402968 | 3.1 | Wall finishes | Paint | Construction | 126.784 | Area Calculation | 5 | 44 | 1 | FALSE | 1 | FALSE |  | 1.06 | 126.784 | 1521.408 | 5134 | Paint, emulsion |  | 0 | A1A3 | 502.4033 | 7.9294e-05 | 5.6607 | 2.2262 | 0.6099 | 0.0051818 | 9646.2048 | 401.5604 | 6.2315
| Civic Offices | Internal wall finish paint (emulsion) | 1700796 | 8402968 | 3.1 | Wall finishes | Paint | Construction | 126.784 | Area Calculation | 5 | 44 | 1 | FALSE | 1 | FALSE |  | 1.06 | 126.784 | 1521.408 | 5134 | Paint, emulsion |  | 0 | A4 | 2.5752 | 4.627e-07 | 0.0084321 | 0.0022791 | 0.0014385 | 8.981e-06 | 38.3875 | 5.8615 | 0.010597
| Civic Offices | Internal wall finish paint (emulsion) | 1700796 | 8402968 | 3.1 | Wall finishes | Paint | Construction | 126.784 | Area Calculation | 5 | 44 | 1 | FALSE | 1 | FALSE |  | 1.06 | 126.784 | 1521.408 | 5134 | Paint, emulsion |  | 0 | A5 | 0.31285 | 1.9734e-08 | 0.00070347 | 0.014793 | 0.00013281 | 1.067e-07 | 1.8602 | 2.9667 | 0
| Civic Offices | Internal wall finish paint (emulsion) | 1700796 | 8402968 | 3.1 | Wall finishes | Paint | Construction | 126.784 | Area Calculation | 5 | 44 | 1 | FALSE | 1 | FALSE |  | 1.06 | 126.784 | 1521.408 | 5134 | Paint, emulsion |  | 0 | D2 | 0 | 0 | 0 | 0 | 0 | 0 | 0 | 0 | 0
| Civic Offices | Internal wall finish paint (emulsion) | 1700796 | 8402968 | 3.1 | Wall finishes | Paint | Construction | 126.784 | Area Calculation | 5 | 44 | 1 | FALSE | 1 | FALSE |  | 1.06 | 126.784 | 1521.408 | 5134 | Paint, emulsion |  | 0 | D3 | 0 | 0 | 0 | 0 | 0 | 0 | 0 | 0 | 0
| Civic Offices | Internal wall finish paint (emulsion) | 1700796 | 8402968 | 3.1 | Wall finishes | Paint | Construction | 126.784 | Area Calculation | 5 | 44 | 1 | FALSE | 1 | FALSE |  | 1.06 | 126.784 | 1521.408 | 5134 | Paint, emulsion |  | 0 | D4 | 0 | 0 | 0 | 0 | 0 | 0 | 0 | 0 | 0
| Civic Offices | Internal wall finish paint (emulsion) | 1700796 | 8402968 | 3.1 | Wall finishes | Paint | Construction | 126.784 | Area Calculation | 5 | 44 | 1 | FALSE | 1 | FALSE |  | 1.06 | 126.784 | 1521.408 | 5134 | Paint, emulsion |  | 60 | C2 | 0 | 0 | 0 | 0 | 0 | 0 | 0 | 0 | 0
| Civic Offices | Internal wall finish paint (emulsion) | 1700796 | 8402968 | 3.1 | Wall finishes | Paint | Construction | 126.784 | Area Calculation | 5 | 44 | 1 | FALSE | 1 | FALSE |  | 1.06 | 126.784 | 1521.408 | 5134 | Paint, emulsion |  | 60 | C4 | 5.2142 | 3.2889e-07 | 0.011725 | 0.24656 | 0.0022135 | 1.7783e-06 | 31.0034 | 49.4458 | 0.1307
| Civic Offices | Internal wall finish paint (emulsion) | 1700796 | 8402968 | 3.1 | Wall finishes | Paint | Construction | 126.784 | Area Calculation | 5 | 44 | 1 | FALSE | 1 | FALSE |  | 1.06 | 126.784 | 1521.408 | 5134 | Paint, emulsion |  | 60 | D2 | 0 | 0 | 0 | 0 | 0 | 0 | 0 | 0 | 0
| Civic Offices | Internal wall finish paint (emulsion) | 1700796 | 8402968 | 3.1 | Wall finishes | Paint | Construction | 126.784 | Area Calculation | 5 | 44 | 1 | FALSE | 1 | FALSE |  | 1.06 | 126.784 | 1521.408 | 5134 | Paint, emulsion |  | 60 | D3 | 0 | 0 | 0 | 0 | 0 | 0 | 0 | 0 | 0
| Civic Offices | Internal wall finish paint (emulsion) | 1700796 | 8402968 | 3.1 | Wall finishes | Paint | Construction | 126.784 | Area Calculation | 5 | 44 | 1 | FALSE | 1 | FALSE |  | 1.06 | 126.784 | 1521.408 | 5134 | Paint, emulsion |  | 60 | D4 | 0 | 0 | 0 | 0 | 0 | 0 | 0 | 0 | 0
| Civic Offices | Internal wall finish paint (emulsion) | 1700796 | 8402968 | 3.1 | Wall finishes | Paint | Construction | 126.784 | Area Calculation | 5 | 44 | 1 | FALSE | 1 | FALSE |  | 1.06 | 126.784 | 1521.408 | 5134 | Paint, emulsion |  | 5 | B4B5 | 510.5055 | 8.0105e-05 | 5.6816 | 2.4898 | 0.61369 | 0.0051927 | 9717.4558 | 459.8344 | 6.2421
| Civic Offices | Internal wall finish paint (emulsion) | 1700796 | 8402968 | 3.1 | Wall finishes | Paint | Construction | 126.784 | Area Calculation | 5 | 44 | 1 | FALSE | 1 | FALSE |  | 1.06 | 126.784 | 1521.408 | 5134 | Paint, emulsion |  | 5 | D2 | 0 | 0 | 0 | 0 | 0 | 0 | 0 | 0 | 0
| Civic Offices | Internal wall finish paint (emulsion) | 1700796 | 8402968 | 3.1 | Wall finishes | Paint | Construction | 126.784 | Area Calculation | 5 | 44 | 1 | FALSE | 1 | FALSE |  | 1.06 | 126.784 | 1521.408 | 5134 | Paint, emulsion |  | 5 | D3 | 0 | 0 | 0 | 0 | 0 | 0 | 0 | 0 | 0
| Civic Offices | Internal wall finish paint (emulsion) | 1700796 | 8402968 | 3.1 | Wall finishes | Paint | Construction | 126.784 | Area Calculation | 5 | 44 | 1 | FALSE | 1 | FALSE |  | 1.06 | 126.784 | 1521.408 | 5134 | Paint, emulsion |  | 5 | D4 | 0 | 0 | 0 | 0 | 0 | 0 | 0 | 0 | 0
| Civic Offices | Internal wall finish paint (emulsion) | 1700796 | 8402968 | 3.1 | Wall finishes | Paint | Construction | 126.784 | Area Calculation | 5 | 44 | 1 | FALSE | 1 | FALSE |  | 1.06 | 126.784 | 1521.408 | 5134 | Paint, emulsion |  | 10 | B4B5 | 510.5055 | 8.0105e-05 | 5.6816 | 2.4898 | 0.61369 | 0.0051927 | 9717.4558 | 459.8344 | 6.2421
| Civic Offices | Internal wall finish paint (emulsion) | 1700796 | 8402968 | 3.1 | Wall finishes | Paint | Construction | 126.784 | Area Calculation | 5 | 44 | 1 | FALSE | 1 | FALSE |  | 1.06 | 126.784 | 1521.408 | 5134 | Paint, emulsion |  | 10 | D2 | 0 | 0 | 0 | 0 | 0 | 0 | 0 | 0 | 0
| Civic Offices | Internal wall finish paint (emulsion) | 1700796 | 8402968 | 3.1 | Wall finishes | Paint | Construction | 126.784 | Area Calculation | 5 | 44 | 1 | FALSE | 1 | FALSE |  | 1.06 | 126.784 | 1521.408 | 5134 | Paint, emulsion |  | 10 | D3 | 0 | 0 | 0 | 0 | 0 | 0 | 0 | 0 | 0
| Civic Offices | Internal wall finish paint (emulsion) | 1700796 | 8402968 | 3.1 | Wall finishes | Paint | Construction | 126.784 | Area Calculation | 5 | 44 | 1 | FALSE | 1 | FALSE |  | 1.06 | 126.784 | 1521.408 | 5134 | Paint, emulsion |  | 10 | D4 | 0 | 0 | 0 | 0 | 0 | 0 | 0 | 0 | 0
| Civic Offices | Internal wall finish paint (emulsion) | 1700796 | 8402968 | 3.1 | Wall finishes | Paint | Construction | 126.784 | Area Calculation | 5 | 44 | 1 | FALSE | 1 | FALSE |  | 1.06 | 126.784 | 1521.408 | 5134 | Paint, emulsion |  | 15 | B4B5 | 510.5055 | 8.0105e-05 | 5.6816 | 2.4898 | 0.61369 | 0.0051927 | 9717.4558 | 459.8344 | 6.2421
| Civic Offices | Internal wall finish paint (emulsion) | 1700796 | 8402968 | 3.1 | Wall finishes | Paint | Construction | 126.784 | Area Calculation | 5 | 44 | 1 | FALSE | 1 | FALSE |  | 1.06 | 126.784 | 1521.408 | 5134 | Paint, emulsion |  | 15 | D2 | 0 | 0 | 0 | 0 | 0 | 0 | 0 | 0 | 0
| Civic Offices | Internal wall finish paint (emulsion) | 1700796 | 8402968 | 3.1 | Wall finishes | Paint | Construction | 126.784 | Area Calculation | 5 | 44 | 1 | FALSE | 1 | FALSE |  | 1.06 | 126.784 | 1521.408 | 5134 | Paint, emulsion |  | 15 | D3 | 0 | 0 | 0 | 0 | 0 | 0 | 0 | 0 | 0
| Civic Offices | Internal wall finish paint (emulsion) | 1700796 | 8402968 | 3.1 | Wall finishes | Paint | Construction | 126.784 | Area Calculation | 5 | 44 | 1 | FALSE | 1 | FALSE |  | 1.06 | 126.784 | 1521.408 | 5134 | Paint, emulsion |  | 15 | D4 | 0 | 0 | 0 | 0 | 0 | 0 | 0 | 0 | 0
| Civic Offices | Internal wall finish paint (emulsion) | 1700796 | 8402968 | 3.1 | Wall finishes | Paint | Construction | 126.784 | Area Calculation | 5 | 44 | 1 | FALSE | 1 | FALSE |  | 1.06 | 126.784 | 1521.408 | 5134 | Paint, emulsion |  | 20 | B4B5 | 510.5055 | 8.0105e-05 | 5.6816 | 2.4898 | 0.61369 | 0.0051927 | 9717.4558 | 459.8344 | 6.2421
| Civic Offices | Internal wall finish paint (emulsion) | 1700796 | 8402968 | 3.1 | Wall finishes | Paint | Construction | 126.784 | Area Calculation | 5 | 44 | 1 | FALSE | 1 | FALSE |  | 1.06 | 126.784 | 1521.408 | 5134 | Paint, emulsion |  | 20 | D2 | 0 | 0 | 0 | 0 | 0 | 0 | 0 | 0 | 0
| Civic Offices | Internal wall finish paint (emulsion) | 1700796 | 8402968 | 3.1 | Wall finishes | Paint | Construction | 126.784 | Area Calculation | 5 | 44 | 1 | FALSE | 1 | FALSE |  | 1.06 | 126.784 | 1521.408 | 5134 | Paint, emulsion |  | 20 | D3 | 0 | 0 | 0 | 0 | 0 | 0 | 0 | 0 | 0
| Civic Offices | Internal wall finish paint (emulsion) | 1700796 | 8402968 | 3.1 | Wall finishes | Paint | Construction | 126.784 | Area Calculation | 5 | 44 | 1 | FALSE | 1 | FALSE |  | 1.06 | 126.784 | 1521.408 | 5134 | Paint, emulsion |  | 20 | D4 | 0 | 0 | 0 | 0 | 0 | 0 | 0 | 0 | 0
| Civic Offices | Internal wall finish paint (emulsion) | 1700796 | 8402968 | 3.1 | Wall finishes | Paint | Construction | 126.784 | Area Calculation | 5 | 44 | 1 | FALSE | 1 | FALSE |  | 1.06 | 126.784 | 1521.408 | 5134 | Paint, emulsion |  | 25 | B4B5 | 510.5055 | 8.0105e-05 | 5.6816 | 2.4898 | 0.61369 | 0.0051927 | 9717.4558 | 459.8344 | 6.2421
| Civic Offices | Internal wall finish paint (emulsion) | 1700796 | 8402968 | 3.1 | Wall finishes | Paint | Construction | 126.784 | Area Calculation | 5 | 44 | 1 | FALSE | 1 | FALSE |  | 1.06 | 126.784 | 1521.408 | 5134 | Paint, emulsion |  | 25 | D2 | 0 | 0 | 0 | 0 | 0 | 0 | 0 | 0 | 0
| Civic Offices | Internal wall finish paint (emulsion) | 1700796 | 8402968 | 3.1 | Wall finishes | Paint | Construction | 126.784 | Area Calculation | 5 | 44 | 1 | FALSE | 1 | FALSE |  | 1.06 | 126.784 | 1521.408 | 5134 | Paint, emulsion |  | 25 | D3 | 0 | 0 | 0 | 0 | 0 | 0 | 0 | 0 | 0
| Civic Offices | Internal wall finish paint (emulsion) | 1700796 | 8402968 | 3.1 | Wall finishes | Paint | Construction | 126.784 | Area Calculation | 5 | 44 | 1 | FALSE | 1 | FALSE |  | 1.06 | 126.784 | 1521.408 | 5134 | Paint, emulsion |  | 25 | D4 | 0 | 0 | 0 | 0 | 0 | 0 | 0 | 0 | 0
| Civic Offices | Internal wall finish paint (emulsion) | 1700796 | 8402968 | 3.1 | Wall finishes | Paint | Construction | 126.784 | Area Calculation | 5 | 44 | 1 | FALSE | 1 | FALSE |  | 1.06 | 126.784 | 1521.408 | 5134 | Paint, emulsion |  | 30 | B4B5 | 510.5055 | 8.0105e-05 | 5.6816 | 2.4898 | 0.61369 | 0.0051927 | 9717.4558 | 459.8344 | 6.2421
| Civic Offices | Internal wall finish paint (emulsion) | 1700796 | 8402968 | 3.1 | Wall finishes | Paint | Construction | 126.784 | Area Calculation | 5 | 44 | 1 | FALSE | 1 | FALSE |  | 1.06 | 126.784 | 1521.408 | 5134 | Paint, emulsion |  | 30 | D2 | 0 | 0 | 0 | 0 | 0 | 0 | 0 | 0 | 0
| Civic Offices | Internal wall finish paint (emulsion) | 1700796 | 8402968 | 3.1 | Wall finishes | Paint | Construction | 126.784 | Area Calculation | 5 | 44 | 1 | FALSE | 1 | FALSE |  | 1.06 | 126.784 | 1521.408 | 5134 | Paint, emulsion |  | 30 | D3 | 0 | 0 | 0 | 0 | 0 | 0 | 0 | 0 | 0
| Civic Offices | Internal wall finish paint (emulsion) | 1700796 | 8402968 | 3.1 | Wall finishes | Paint | Construction | 126.784 | Area Calculation | 5 | 44 | 1 | FALSE | 1 | FALSE |  | 1.06 | 126.784 | 1521.408 | 5134 | Paint, emulsion |  | 30 | D4 | 0 | 0 | 0 | 0 | 0 | 0 | 0 | 0 | 0
| Civic Offices | Internal wall finish paint (emulsion) | 1700796 | 8402968 | 3.1 | Wall finishes | Paint | Construction | 126.784 | Area Calculation | 5 | 44 | 1 | FALSE | 1 | FALSE |  | 1.06 | 126.784 | 1521.408 | 5134 | Paint, emulsion |  | 35 | B4B5 | 510.5055 | 8.0105e-05 | 5.6816 | 2.4898 | 0.61369 | 0.0051927 | 9717.4558 | 459.8344 | 6.2421
| Civic Offices | Internal wall finish paint (emulsion) | 1700796 | 8402968 | 3.1 | Wall finishes | Paint | Construction | 126.784 | Area Calculation | 5 | 44 | 1 | FALSE | 1 | FALSE |  | 1.06 | 126.784 | 1521.408 | 5134 | Paint, emulsion |  | 35 | D2 | 0 | 0 | 0 | 0 | 0 | 0 | 0 | 0 | 0
| Civic Offices | Internal wall finish paint (emulsion) | 1700796 | 8402968 | 3.1 | Wall finishes | Paint | Construction | 126.784 | Area Calculation | 5 | 44 | 1 | FALSE | 1 | FALSE |  | 1.06 | 126.784 | 1521.408 | 5134 | Paint, emulsion |  | 35 | D3 | 0 | 0 | 0 | 0 | 0 | 0 | 0 | 0 | 0
| Civic Offices | Internal wall finish paint (emulsion) | 1700796 | 8402968 | 3.1 | Wall finishes | Paint | Construction | 126.784 | Area Calculation | 5 | 44 | 1 | FALSE | 1 | FALSE |  | 1.06 | 126.784 | 1521.408 | 5134 | Paint, emulsion |  | 35 | D4 | 0 | 0 | 0 | 0 | 0 | 0 | 0 | 0 | 0
| Civic Offices | Internal wall finish paint (emulsion) | 1700796 | 8402968 | 3.1 | Wall finishes | Paint | Construction | 126.784 | Area Calculation | 5 | 44 | 1 | FALSE | 1 | FALSE |  | 1.06 | 126.784 | 1521.408 | 5134 | Paint, emulsion |  | 40 | B4B5 | 510.5055 | 8.0105e-05 | 5.6816 | 2.4898 | 0.61369 | 0.0051927 | 9717.4558 | 459.8344 | 6.2421
| Civic Offices | Internal wall finish paint (emulsion) | 1700796 | 8402968 | 3.1 | Wall finishes | Paint | Construction | 126.784 | Area Calculation | 5 | 44 | 1 | FALSE | 1 | FALSE |  | 1.06 | 126.784 | 1521.408 | 5134 | Paint, emulsion |  | 40 | D2 | 0 | 0 | 0 | 0 | 0 | 0 | 0 | 0 | 0
| Civic Offices | Internal wall finish paint (emulsion) | 1700796 | 8402968 | 3.1 | Wall finishes | Paint | Construction | 126.784 | Area Calculation | 5 | 44 | 1 | FALSE | 1 | FALSE |  | 1.06 | 126.784 | 1521.408 | 5134 | Paint, emulsion |  | 40 | D3 | 0 | 0 | 0 | 0 | 0 | 0 | 0 | 0 | 0
| Civic Offices | Internal wall finish paint (emulsion) | 1700796 | 8402968 | 3.1 | Wall finishes | Paint | Construction | 126.784 | Area Calculation | 5 | 44 | 1 | FALSE | 1 | FALSE |  | 1.06 | 126.784 | 1521.408 | 5134 | Paint, emulsion |  | 40 | D4 | 0 | 0 | 0 | 0 | 0 | 0 | 0 | 0 | 0
| Civic Offices | Internal wall finish paint (emulsion) | 1700796 | 8402968 | 3.1 | Wall finishes | Paint | Construction | 126.784 | Area Calculation | 5 | 44 | 1 | FALSE | 1 | FALSE |  | 1.06 | 126.784 | 1521.408 | 5134 | Paint, emulsion |  | 45 | B4B5 | 510.5055 | 8.0105e-05 | 5.6816 | 2.4898 | 0.61369 | 0.0051927 | 9717.4558 | 459.8344 | 6.2421
| Civic Offices | Internal wall finish paint (emulsion) | 1700796 | 8402968 | 3.1 | Wall finishes | Paint | Construction | 126.784 | Area Calculation | 5 | 44 | 1 | FALSE | 1 | FALSE |  | 1.06 | 126.784 | 1521.408 | 5134 | Paint, emulsion |  | 45 | D2 | 0 | 0 | 0 | 0 | 0 | 0 | 0 | 0 | 0
| Civic Offices | Internal wall finish paint (emulsion) | 1700796 | 8402968 | 3.1 | Wall finishes | Paint | Construction | 126.784 | Area Calculation | 5 | 44 | 1 | FALSE | 1 | FALSE |  | 1.06 | 126.784 | 1521.408 | 5134 | Paint, emulsion |  | 45 | D3 | 0 | 0 | 0 | 0 | 0 | 0 | 0 | 0 | 0
| Civic Offices | Internal wall finish paint (emulsion) | 1700796 | 8402968 | 3.1 | Wall finishes | Paint | Construction | 126.784 | Area Calculation | 5 | 44 | 1 | FALSE | 1 | FALSE |  | 1.06 | 126.784 | 1521.408 | 5134 | Paint, emulsion |  | 45 | D4 | 0 | 0 | 0 | 0 | 0 | 0 | 0 | 0 | 0
| Civic Offices | Internal wall finish paint (emulsion) | 1700796 | 8402968 | 3.1 | Wall finishes | Paint | Construction | 126.784 | Area Calculation | 5 | 44 | 1 | FALSE | 1 | FALSE |  | 1.06 | 126.784 | 1521.408 | 5134 | Paint, emulsion |  | 50 | B4B5 | 510.5055 | 8.0105e-05 | 5.6816 | 2.4898 | 0.61369 | 0.0051927 | 9717.4558 | 459.8344 | 6.2421
| Civic Offices | Internal wall finish paint (emulsion) | 1700796 | 8402968 | 3.1 | Wall finishes | Paint | Construction | 126.784 | Area Calculation | 5 | 44 | 1 | FALSE | 1 | FALSE |  | 1.06 | 126.784 | 1521.408 | 5134 | Paint, emulsion |  | 50 | D2 | 0 | 0 | 0 | 0 | 0 | 0 | 0 | 0 | 0
| Civic Offices | Internal wall finish paint (emulsion) | 1700796 | 8402968 | 3.1 | Wall finishes | Paint | Construction | 126.784 | Area Calculation | 5 | 44 | 1 | FALSE | 1 | FALSE |  | 1.06 | 126.784 | 1521.408 | 5134 | Paint, emulsion |  | 50 | D3 | 0 | 0 | 0 | 0 | 0 | 0 | 0 | 0 | 0
| Civic Offices | Internal wall finish paint (emulsion) | 1700796 | 8402968 | 3.1 | Wall finishes | Paint | Construction | 126.784 | Area Calculation | 5 | 44 | 1 | FALSE | 1 | FALSE |  | 1.06 | 126.784 | 1521.408 | 5134 | Paint, emulsion |  | 50 | D4 | 0 | 0 | 0 | 0 | 0 | 0 | 0 | 0 | 0
| Civic Offices | Internal wall finish paint (emulsion) | 1700796 | 8402968 | 3.1 | Wall finishes | Paint | Construction | 126.784 | Area Calculation | 5 | 44 | 1 | FALSE | 1 | FALSE |  | 1.06 | 126.784 | 1521.408 | 5134 | Paint, emulsion |  | 55 | B4B5 | 510.5055 | 8.0105e-05 | 5.6816 | 2.4898 | 0.61369 | 0.0051927 | 9717.4558 | 459.8344 | 6.2421
| Civic Offices | Internal wall finish paint (emulsion) | 1700796 | 8402968 | 3.1 | Wall finishes | Paint | Construction | 126.784 | Area Calculation | 5 | 44 | 1 | FALSE | 1 | FALSE |  | 1.06 | 126.784 | 1521.408 | 5134 | Paint, emulsion |  | 55 | D2 | 0 | 0 | 0 | 0 | 0 | 0 | 0 | 0 | 0
| Civic Offices | Internal wall finish paint (emulsion) | 1700796 | 8402968 | 3.1 | Wall finishes | Paint | Construction | 126.784 | Area Calculation | 5 | 44 | 1 | FALSE | 1 | FALSE |  | 1.06 | 126.784 | 1521.408 | 5134 | Paint, emulsion |  | 55 | D3 | 0 | 0 | 0 | 0 | 0 | 0 | 0 | 0 | 0
| Civic Offices | Internal wall finish paint (emulsion) | 1700796 | 8402968 | 3.1 | Wall finishes | Paint | Construction | 126.784 | Area Calculation | 5 | 44 | 1 | FALSE | 1 | FALSE |  | 1.06 | 126.784 | 1521.408 | 5134 | Paint, emulsion |  | 55 | D4 | 0 | 0 | 0 | 0 | 0 | 0 | 0 | 0 | 0
| Civic Offices | Internal wall lining skim plaster finish 3mm | 1700798 | 8402971 | 3.1 | Wall finishes | skim | Construction | 3056.4 | Area Calculation | 50 | 44 | 1 | FALSE | 1 | FALSE |  | 1.04 | 3056.4 | 6112.8 | 5100 | Render, cement:lime (1:0:5:4) |  | 0 | A1A3 | 535.0465 | 2.0746e-05 | 1.2104 | 0.31606 | 0.12071 | 0.00026266 | 3207.4677 | 156.3321 | 1.6427
| Civic Offices | Internal wall lining skim plaster finish 3mm | 1700798 | 8402971 | 3.1 | Wall finishes | skim | Construction | 3056.4 | Area Calculation | 50 | 44 | 1 | FALSE | 1 | FALSE |  | 1.04 | 3056.4 | 6112.8 | 5100 | Render, cement:lime (1:0:5:4) |  | 0 | A4 | 34.0149 | 6.2611e-06 | 0.11374 | 0.030011 | 0.019842 | 8.9582e-05 | 513.6933 | 63.469 | 0.14093
| Civic Offices | Internal wall lining skim plaster finish 3mm | 1700798 | 8402971 | 3.1 | Wall finishes | skim | Construction | 3056.4 | Area Calculation | 50 | 44 | 1 | FALSE | 1 | FALSE |  | 1.04 | 3056.4 | 6112.8 | 5100 | Render, cement:lime (1:0:5:4) |  | 0 | A5 | 0.031735 | 1.094e-08 | 0.00024441 | 6.0349e-05 | 4.2221e-05 | 3.4305e-08 | 0.92173 | 18.3384 | 0
| Civic Offices | Internal wall lining skim plaster finish 3mm | 1700798 | 8402971 | 3.1 | Wall finishes | skim | Construction | 3056.4 | Area Calculation | 50 | 44 | 1 | FALSE | 1 | FALSE |  | 1.04 | 3056.4 | 6112.8 | 5100 | Render, cement:lime (1:0:5:4) |  | 0 | D2 | 0 | 0 | 0 | 0 | 0 | 0 | 0 | 0 | 0
| Civic Offices | Internal wall lining skim plaster finish 3mm | 1700798 | 8402971 | 3.1 | Wall finishes | skim | Construction | 3056.4 | Area Calculation | 50 | 44 | 1 | FALSE | 1 | FALSE |  | 1.04 | 3056.4 | 6112.8 | 5100 | Render, cement:lime (1:0:5:4) |  | 0 | D3 | 0 | 0 | 0 | 0 | 0 | 0 | 0 | 0 | 0
| Civic Offices | Internal wall lining skim plaster finish 3mm | 1700798 | 8402971 | 3.1 | Wall finishes | skim | Construction | 3056.4 | Area Calculation | 50 | 44 | 1 | FALSE | 1 | FALSE |  | 1.04 | 3056.4 | 6112.8 | 5100 | Render, cement:lime (1:0:5:4) |  | 0 | D4 | 0 | 0 | 0 | 0 | 0 | 0 | 0 | 0 | 0
| Civic Offices | Internal wall lining skim plaster finish 3mm | 1700798 | 8402971 | 3.1 | Wall finishes | skim | Construction | 3056.4 | Area Calculation | 50 | 44 | 1 | FALSE | 1 | FALSE |  | 1.04 | 3056.4 | 6112.8 | 5100 | Render, cement:lime (1:0:5:4) |  | 60 | C2 | 0 | 0 | 0 | 0 | 0 | 0 | 0 | 0 | 0
| Civic Offices | Internal wall lining skim plaster finish 3mm | 1700798 | 8402971 | 3.1 | Wall finishes | skim | Construction | 3056.4 | Area Calculation | 50 | 44 | 1 | FALSE | 1 | FALSE |  | 1.04 | 3056.4 | 6112.8 | 5100 | Render, cement:lime (1:0:5:4) |  | 60 | C4 | 0.79337 | 2.7349e-07 | 0.0061102 | 0.0015087 | 0.0010555 | 8.5762e-07 | 23.0433 | 458.46 | 0.07479
| Civic Offices | Internal wall lining skim plaster finish 3mm | 1700798 | 8402971 | 3.1 | Wall finishes | skim | Construction | 3056.4 | Area Calculation | 50 | 44 | 1 | FALSE | 1 | FALSE |  | 1.04 | 3056.4 | 6112.8 | 5100 | Render, cement:lime (1:0:5:4) |  | 60 | D2 | 0 | 0 | 0 | 0 | 0 | 0 | 0 | 0 | 0
| Civic Offices | Internal wall lining skim plaster finish 3mm | 1700798 | 8402971 | 3.1 | Wall finishes | skim | Construction | 3056.4 | Area Calculation | 50 | 44 | 1 | FALSE | 1 | FALSE |  | 1.04 | 3056.4 | 6112.8 | 5100 | Render, cement:lime (1:0:5:4) |  | 60 | D3 | 0 | 0 | 0 | 0 | 0 | 0 | 0 | 0 | 0
| Civic Offices | Internal wall lining skim plaster finish 3mm | 1700798 | 8402971 | 3.1 | Wall finishes | skim | Construction | 3056.4 | Area Calculation | 50 | 44 | 1 | FALSE | 1 | FALSE |  | 1.04 | 3056.4 | 6112.8 | 5100 | Render, cement:lime (1:0:5:4) |  | 60 | D4 | 0 | 0 | 0 | 0 | 0 | 0 | 0 | 0 | 0
| Civic Offices | Internal wall lining skim plaster finish 3mm | 1700798 | 8402971 | 3.1 | Wall finishes | skim | Construction | 3056.4 | Area Calculation | 50 | 44 | 1 | FALSE | 1 | FALSE |  | 1.04 | 3056.4 | 6112.8 | 5100 | Render, cement:lime (1:0:5:4) |  | 50 | B4B5 | 569.8865 | 2.7292e-05 | 1.3305 | 0.34764 | 0.14165 | 0.00035314 | 3745.1259 | 696.5995 | 1.7836
| Civic Offices | Internal wall lining skim plaster finish 3mm | 1700798 | 8402971 | 3.1 | Wall finishes | skim | Construction | 3056.4 | Area Calculation | 50 | 44 | 1 | FALSE | 1 | FALSE |  | 1.04 | 3056.4 | 6112.8 | 5100 | Render, cement:lime (1:0:5:4) |  | 50 | D2 | 0 | 0 | 0 | 0 | 0 | 0 | 0 | 0 | 0
| Civic Offices | Internal wall lining skim plaster finish 3mm | 1700798 | 8402971 | 3.1 | Wall finishes | skim | Construction | 3056.4 | Area Calculation | 50 | 44 | 1 | FALSE | 1 | FALSE |  | 1.04 | 3056.4 | 6112.8 | 5100 | Render, cement:lime (1:0:5:4) |  | 50 | D3 | 0 | 0 | 0 | 0 | 0 | 0 | 0 | 0 | 0
| Civic Offices | Internal wall lining skim plaster finish 3mm | 1700798 | 8402971 | 3.1 | Wall finishes | skim | Construction | 3056.4 | Area Calculation | 50 | 44 | 1 | FALSE | 1 | FALSE |  | 1.04 | 3056.4 | 6112.8 | 5100 | Render, cement:lime (1:0:5:4) |  | 50 | D4 | 0 | 0 | 0 | 0 | 0 | 0 | 0 | 0 | 0
| Civic Offices | Internal wall lining plasterboard 12.5mm | 1700799 | 8402973 | 2.7 | Internal walls and partitions | 12.5 mm plasterboard | Construction | 5.1294 | Area Calculation | 80 | 44 | 1 | FALSE | 1 | FALSE |  | 1.1 | 5.1294 | 5.1294 | 5548 | General sheet (on framework), plasterboard |  | 0 | A1A3 | 2 | 1.1338e-07 | 0.014103 | 0.0029756 | 0.00098822 | 3.7012e-06 | 28.3952 | 2.6274 | 0.0087007
| Civic Offices | Internal wall lining plasterboard 12.5mm | 1700799 | 8402973 | 2.7 | Internal walls and partitions | 12.5 mm plasterboard | Construction | 5.1294 | Area Calculation | 80 | 44 | 1 | FALSE | 1 | FALSE |  | 1.1 | 5.1294 | 5.1294 | 5548 | General sheet (on framework), plasterboard |  | 0 | A4 | 0.14699 | 2.6411e-08 | 0.0004813 | 0.00013009 | 8.211e-05 | 5.1263e-07 | 2.1912 | 0.33457 | 0.00060489
| Civic Offices | Internal wall lining plasterboard 12.5mm | 1700799 | 8402973 | 2.7 | Internal walls and partitions | 12.5 mm plasterboard | Construction | 5.1294 | Area Calculation | 80 | 44 | 1 | FALSE | 1 | FALSE |  | 1.1 | 5.1294 | 5.1294 | 5548 | General sheet (on framework), plasterboard |  | 0 | A5 | 0.0010665 | 2.7927e-10 | 7.4579e-06 | 2.4506e-06 | 1.2376e-06 | 1.5045e-09 | 0.026146 | 0.053858 | 0
| Civic Offices | Internal wall lining plasterboard 12.5mm | 1700799 | 8402973 | 2.7 | Internal walls and partitions | 12.5 mm plasterboard | Construction | 5.1294 | Area Calculation | 80 | 44 | 1 | FALSE | 1 | FALSE |  | 1.1 | 5.1294 | 5.1294 | 5548 | General sheet (on framework), plasterboard |  | 0 | D2 | 0 | 0 | 0 | 0 | 0 | 0 | 0 | 0 | 0
| Civic Offices | Internal wall lining plasterboard 12.5mm | 1700799 | 8402973 | 2.7 | Internal walls and partitions | 12.5 mm plasterboard | Construction | 5.1294 | Area Calculation | 80 | 44 | 1 | FALSE | 1 | FALSE |  | 1.1 | 5.1294 | 5.1294 | 5548 | General sheet (on framework), plasterboard |  | 0 | D3 | 0 | 0 | 0 | 0 | 0 | 0 | 0 | 0 | 0
| Civic Offices | Internal wall lining plasterboard 12.5mm | 1700799 | 8402973 | 2.7 | Internal walls and partitions | 12.5 mm plasterboard | Construction | 5.1294 | Area Calculation | 80 | 44 | 1 | FALSE | 1 | FALSE |  | 1.1 | 5.1294 | 5.1294 | 5548 | General sheet (on framework), plasterboard |  | 0 | D4 | 0 | 0 | 0 | 0 | 0 | 0 | 0 | 0 | 0
| Civic Offices | Internal wall lining plasterboard 12.5mm | 1700799 | 8402973 | 2.7 | Internal walls and partitions | 12.5 mm plasterboard | Construction | 5.1294 | Area Calculation | 80 | 44 | 1 | FALSE | 1 | FALSE |  | 1.1 | 5.1294 | 5.1294 | 5548 | General sheet (on framework), plasterboard |  | 60 | C2 | 0 | 0 | 0 | 0 | 0 | 0 | 0 | 0 | 0
| Civic Offices | Internal wall lining plasterboard 12.5mm | 1700799 | 8402973 | 2.7 | Internal walls and partitions | 12.5 mm plasterboard | Construction | 5.1294 | Area Calculation | 80 | 44 | 1 | FALSE | 1 | FALSE |  | 1.1 | 5.1294 | 5.1294 | 5548 | General sheet (on framework), plasterboard |  | 60 | C4 | 0.010665 | 2.7927e-09 | 7.4579e-05 | 2.4506e-05 | 1.2376e-05 | 1.5045e-08 | 0.26146 | 0.53858 | 0.00053485
| Civic Offices | Internal wall lining plasterboard 12.5mm | 1700799 | 8402973 | 2.7 | Internal walls and partitions | 12.5 mm plasterboard | Construction | 5.1294 | Area Calculation | 80 | 44 | 1 | FALSE | 1 | FALSE |  | 1.1 | 5.1294 | 5.1294 | 5548 | General sheet (on framework), plasterboard |  | 60 | D2 | 0 | 0 | 0 | 0 | 0 | 0 | 0 | 0 | 0
| Civic Offices | Internal wall lining plasterboard 12.5mm | 1700799 | 8402973 | 2.7 | Internal walls and partitions | 12.5 mm plasterboard | Construction | 5.1294 | Area Calculation | 80 | 44 | 1 | FALSE | 1 | FALSE |  | 1.1 | 5.1294 | 5.1294 | 5548 | General sheet (on framework), plasterboard |  | 60 | D3 | 0 | 0 | 0 | 0 | 0 | 0 | 0 | 0 | 0
| Civic Offices | Internal wall lining plasterboard 12.5mm | 1700799 | 8402973 | 2.7 | Internal walls and partitions | 12.5 mm plasterboard | Construction | 5.1294 | Area Calculation | 80 | 44 | 1 | FALSE | 1 | FALSE |  | 1.1 | 5.1294 | 5.1294 | 5548 | General sheet (on framework), plasterboard |  | 60 | D4 | 0 | 0 | 0 | 0 | 0 | 0 | 0 | 0 | 0
| Civic Offices | Internal wall framing steel stud metal framing (metsec 70mm) | 1700800 | 8402975 | 2.7 | Internal walls and partitions | 70mm steel framing | Construction | 1.1172 | Area Calculation | 80 | 44 | 1 | FALSE | 1 | FALSE |  | 1.05 | 1.1172 | 1.1172 | 5470 | Framework (drywall partitions), steel (galvanized) |  | 0 | A1A3 | 3.0482 | 2.0721e-07 | 0.04983 | 0.015554 | 0.0029323 | 0.00071878 | 41.0345 | 2.3032 | 0.059389
| Civic Offices | Internal wall framing steel stud metal framing (metsec 70mm) | 1700800 | 8402975 | 2.7 | Internal walls and partitions | 70mm steel framing | Construction | 1.1172 | Area Calculation | 80 | 44 | 1 | FALSE | 1 | FALSE |  | 1.05 | 1.1172 | 1.1172 | 5470 | Framework (drywall partitions), steel (galvanized) |  | 0 | A4 | 0.048691 | 6.7377e-09 | 0.00023151 | 4.2988e-05 | 3.0562e-05 | 1.0843e-07 | 0.71241 | 0.20689 | 0.00019788
| Civic Offices | Internal wall framing steel stud metal framing (metsec 70mm) | 1700800 | 8402975 | 2.7 | Internal walls and partitions | 70mm steel framing | Construction | 1.1172 | Area Calculation | 80 | 44 | 1 | FALSE | 1 | FALSE |  | 1.05 | 1.1172 | 1.1172 | 5470 | Framework (drywall partitions), steel (galvanized) |  | 0 | A5 | 2.9037e-05 | 7.6035e-12 | 2.0305e-07 | 6.6722e-08 | 3.3694e-08 | 4.0961e-11 | 0.00071185 | 0.0083793 | 0
| Civic Offices | Internal wall framing steel stud metal framing (metsec 70mm) | 1700800 | 8402975 | 2.7 | Internal walls and partitions | 70mm steel framing | Construction | 1.1172 | Area Calculation | 80 | 44 | 1 | FALSE | 1 | FALSE |  | 1.05 | 1.1172 | 1.1172 | 5470 | Framework (drywall partitions), steel (galvanized) |  | 0 | D2 | 0 | 0 | 0 | 0 | 0 | 0 | 0 | 0 | 0
| Civic Offices | Internal wall framing steel stud metal framing (metsec 70mm) | 1700800 | 8402975 | 2.7 | Internal walls and partitions | 70mm steel framing | Construction | 1.1172 | Area Calculation | 80 | 44 | 1 | FALSE | 1 | FALSE |  | 1.05 | 1.1172 | 1.1172 | 5470 | Framework (drywall partitions), steel (galvanized) |  | 0 | D3 | 0 | 0 | 0 | 0 | 0 | 0 | 0 | 0 | 0
| Civic Offices | Internal wall framing steel stud metal framing (metsec 70mm) | 1700800 | 8402975 | 2.7 | Internal walls and partitions | 70mm steel framing | Construction | 1.1172 | Area Calculation | 80 | 44 | 1 | FALSE | 1 | FALSE |  | 1.05 | 1.1172 | 1.1172 | 5470 | Framework (drywall partitions), steel (galvanized) |  | 0 | D4 | 0 | 0 | 0 | 0 | 0 | 0 | 0 | 0 | 0
| Civic Offices | Internal wall framing steel stud metal framing (metsec 70mm) | 1700800 | 8402975 | 2.7 | Internal walls and partitions | 70mm steel framing | Construction | 1.1172 | Area Calculation | 80 | 44 | 1 | FALSE | 1 | FALSE |  | 1.05 | 1.1172 | 1.1172 | 5470 | Framework (drywall partitions), steel (galvanized) |  | 60 | C2 | 0 | 0 | 0 | 0 | 0 | 0 | 0 | 0 | 0
| Civic Offices | Internal wall framing steel stud metal framing (metsec 70mm) | 1700800 | 8402975 | 2.7 | Internal walls and partitions | 70mm steel framing | Construction | 1.1172 | Area Calculation | 80 | 44 | 1 | FALSE | 1 | FALSE |  | 1.05 | 1.1172 | 1.1172 | 5470 | Framework (drywall partitions), steel (galvanized) |  | 60 | C4 | 0.00058074 | 1.5207e-10 | 4.0611e-06 | 1.3344e-06 | 6.7389e-07 | 8.1922e-10 | 0.014237 | 0.16759 | 2.9124e-05
| Civic Offices | Internal wall framing steel stud metal framing (metsec 70mm) | 1700800 | 8402975 | 2.7 | Internal walls and partitions | 70mm steel framing | Construction | 1.1172 | Area Calculation | 80 | 44 | 1 | FALSE | 1 | FALSE |  | 1.05 | 1.1172 | 1.1172 | 5470 | Framework (drywall partitions), steel (galvanized) |  | 60 | D2 | 0 | 0 | 0 | 0 | 0 | 0 | 0 | 0 | 0
| Civic Offices | Internal wall framing steel stud metal framing (metsec 70mm) | 1700800 | 8402975 | 2.7 | Internal walls and partitions | 70mm steel framing | Construction | 1.1172 | Area Calculation | 80 | 44 | 1 | FALSE | 1 | FALSE |  | 1.05 | 1.1172 | 1.1172 | 5470 | Framework (drywall partitions), steel (galvanized) |  | 60 | D3 | 0 | 0 | 0 | 0 | 0 | 0 | 0 | 0 | 0
| Civic Offices | Internal wall framing steel stud metal framing (metsec 70mm) | 1700800 | 8402975 | 2.7 | Internal walls and partitions | 70mm steel framing | Construction | 1.1172 | Area Calculation | 80 | 44 | 1 | FALSE | 1 | FALSE |  | 1.05 | 1.1172 | 1.1172 | 5470 | Framework (drywall partitions), steel (galvanized) |  | 60 | D4 | 0 | 0 | 0 | 0 | 0 | 0 | 0 | 0 | 0
| Civic Offices | Internal wall insulation rockwool (m3) | 1700802 | 8402976 | 2.7 | Internal walls and partitions | insulation | Construction | 61.44 | m3 | 80 | 44 | 1 | FALSE | 1 | FALSE |  | 1.05 | 1105.92 | 1105.92 | 5471 | Insulation (quilt), rock fibre |  | 0 | A1A3 | 1526.8288 | 9.4123e-05 | 12.6175 | 2.3871 | 1.8903 | 0.0028914 | 22033.7403 | 240.3748 | 7.7842
| Civic Offices | Internal wall insulation rockwool (m3) | 1700802 | 8402976 | 2.7 | Internal walls and partitions | insulation | Construction | 61.44 | m3 | 80 | 44 | 1 | FALSE | 1 | FALSE |  | 1.05 | 1105.92 | 1105.92 | 5471 | Insulation (quilt), rock fibre |  | 0 | A4 | 22.2512 | 3.998e-06 | 0.072858 | 0.019692 | 0.01243 | 7.7601e-05 | 331.6902 | 50.6467 | 0.091567
| Civic Offices | Internal wall insulation rockwool (m3) | 1700802 | 8402976 | 2.7 | Internal walls and partitions | insulation | Construction | 61.44 | m3 | 80 | 44 | 1 | FALSE | 1 | FALSE |  | 1.05 | 1105.92 | 1105.92 | 5471 | Insulation (quilt), rock fibre |  | 0 | A5 | 0.37366 | 9.7844e-08 | 0.0026129 | 0.0008586 | 0.00043359 | 5.271e-07 | 9.1604 | 8.2944 | 0
| Civic Offices | Internal wall insulation rockwool (m3) | 1700802 | 8402976 | 2.7 | Internal walls and partitions | insulation | Construction | 61.44 | m3 | 80 | 44 | 1 | FALSE | 1 | FALSE |  | 1.05 | 1105.92 | 1105.92 | 5471 | Insulation (quilt), rock fibre |  | 0 | D2 | 0 | 0 | 0 | 0 | 0 | 0 | 0 | 0 | 0
| Civic Offices | Internal wall insulation rockwool (m3) | 1700802 | 8402976 | 2.7 | Internal walls and partitions | insulation | Construction | 61.44 | m3 | 80 | 44 | 1 | FALSE | 1 | FALSE |  | 1.05 | 1105.92 | 1105.92 | 5471 | Insulation (quilt), rock fibre |  | 0 | D3 | 0 | 0 | 0 | 0 | 0 | 0 | 0 | 0 | 0
| Civic Offices | Internal wall insulation rockwool (m3) | 1700802 | 8402976 | 2.7 | Internal walls and partitions | insulation | Construction | 61.44 | m3 | 80 | 44 | 1 | FALSE | 1 | FALSE |  | 1.05 | 1105.92 | 1105.92 | 5471 | Insulation (quilt), rock fibre |  | 0 | D4 | 0 | 0 | 0 | 0 | 0 | 0 | 0 | 0 | 0
| Civic Offices | Internal wall insulation rockwool (m3) | 1700802 | 8402976 | 2.7 | Internal walls and partitions | insulation | Construction | 61.44 | m3 | 80 | 44 | 1 | FALSE | 1 | FALSE |  | 1.05 | 1105.92 | 1105.92 | 5471 | Insulation (quilt), rock fibre |  | 60 | C2 | 0 | 0 | 0 | 0 | 0 | 0 | 0 | 0 | 0
| Civic Offices | Internal wall insulation rockwool (m3) | 1700802 | 8402976 | 2.7 | Internal walls and partitions | insulation | Construction | 61.44 | m3 | 80 | 44 | 1 | FALSE | 1 | FALSE |  | 1.05 | 1105.92 | 1105.92 | 5471 | Insulation (quilt), rock fibre |  | 60 | C4 | 9.7726 | 2.559e-06 | 0.068339 | 0.022456 | 0.01134 | 1.3786e-05 | 239.5786 | 165.888 | 0.4901
| Civic Offices | Internal wall insulation rockwool (m3) | 1700802 | 8402976 | 2.7 | Internal walls and partitions | insulation | Construction | 61.44 | m3 | 80 | 44 | 1 | FALSE | 1 | FALSE |  | 1.05 | 1105.92 | 1105.92 | 5471 | Insulation (quilt), rock fibre |  | 60 | D2 | 0 | 0 | 0 | 0 | 0 | 0 | 0 | 0 | 0
| Civic Offices | Internal wall insulation rockwool (m3) | 1700802 | 8402976 | 2.7 | Internal walls and partitions | insulation | Construction | 61.44 | m3 | 80 | 44 | 1 | FALSE | 1 | FALSE |  | 1.05 | 1105.92 | 1105.92 | 5471 | Insulation (quilt), rock fibre |  | 60 | D3 | 0 | 0 | 0 | 0 | 0 | 0 | 0 | 0 | 0
| Civic Offices | Internal wall insulation rockwool (m3) | 1700802 | 8402976 | 2.7 | Internal walls and partitions | insulation | Construction | 61.44 | m3 | 80 | 44 | 1 | FALSE | 1 | FALSE |  | 1.05 | 1105.92 | 1105.92 | 5471 | Insulation (quilt), rock fibre |  | 60 | D4 | 0 | 0 | 0 | 0 | 0 | 0 | 0 | 0 | 0
| Civic Offices | Internal wall finish paint (emulsion) | 1700805 | 8402978 | 3.1 | Wall finishes | Paint | Construction | 229.376 | Area Calculation | 5 | 44 | 1 | FALSE | 1 | FALSE |  | 1.06 | 229.376 | 2752.512 | 5134 | Paint, emulsion |  | 0 | A1A3 | 908.9416 | 0.00014346 | 10.2413 | 4.0276 | 1.1034 | 0.0093749 | 17451.7909 | 726.498 | 11.2739
| Civic Offices | Internal wall finish paint (emulsion) | 1700805 | 8402978 | 3.1 | Wall finishes | Paint | Construction | 229.376 | Area Calculation | 5 | 44 | 1 | FALSE | 1 | FALSE |  | 1.06 | 229.376 | 2752.512 | 5134 | Paint, emulsion |  | 0 | A4 | 4.659 | 8.3711e-07 | 0.015255 | 0.0041232 | 0.0026025 | 1.6248e-05 | 69.4502 | 10.6045 | 0.019173
| Civic Offices | Internal wall finish paint (emulsion) | 1700805 | 8402978 | 3.1 | Wall finishes | Paint | Construction | 229.376 | Area Calculation | 5 | 44 | 1 | FALSE | 1 | FALSE |  | 1.06 | 229.376 | 2752.512 | 5134 | Paint, emulsion |  | 0 | A5 | 0.566 | 3.5702e-08 | 0.0012727 | 0.026764 | 0.00024028 | 1.9304e-07 | 3.3655 | 5.3674 | 0
| Civic Offices | Internal wall finish paint (emulsion) | 1700805 | 8402978 | 3.1 | Wall finishes | Paint | Construction | 229.376 | Area Calculation | 5 | 44 | 1 | FALSE | 1 | FALSE |  | 1.06 | 229.376 | 2752.512 | 5134 | Paint, emulsion |  | 0 | D2 | 0 | 0 | 0 | 0 | 0 | 0 | 0 | 0 | 0
| Civic Offices | Internal wall finish paint (emulsion) | 1700805 | 8402978 | 3.1 | Wall finishes | Paint | Construction | 229.376 | Area Calculation | 5 | 44 | 1 | FALSE | 1 | FALSE |  | 1.06 | 229.376 | 2752.512 | 5134 | Paint, emulsion |  | 0 | D3 | 0 | 0 | 0 | 0 | 0 | 0 | 0 | 0 | 0
| Civic Offices | Internal wall finish paint (emulsion) | 1700805 | 8402978 | 3.1 | Wall finishes | Paint | Construction | 229.376 | Area Calculation | 5 | 44 | 1 | FALSE | 1 | FALSE |  | 1.06 | 229.376 | 2752.512 | 5134 | Paint, emulsion |  | 0 | D4 | 0 | 0 | 0 | 0 | 0 | 0 | 0 | 0 | 0
| Civic Offices | Internal wall finish paint (emulsion) | 1700805 | 8402978 | 3.1 | Wall finishes | Paint | Construction | 229.376 | Area Calculation | 5 | 44 | 1 | FALSE | 1 | FALSE |  | 1.06 | 229.376 | 2752.512 | 5134 | Paint, emulsion |  | 60 | C2 | 0 | 0 | 0 | 0 | 0 | 0 | 0 | 0 | 0
| Civic Offices | Internal wall finish paint (emulsion) | 1700805 | 8402978 | 3.1 | Wall finishes | Paint | Construction | 229.376 | Area Calculation | 5 | 44 | 1 | FALSE | 1 | FALSE |  | 1.06 | 229.376 | 2752.512 | 5134 | Paint, emulsion |  | 60 | C4 | 9.4334 | 5.9503e-07 | 0.021212 | 0.44607 | 0.0040046 | 3.2173e-06 | 56.0909 | 89.4566 | 0.23646
| Civic Offices | Internal wall finish paint (emulsion) | 1700805 | 8402978 | 3.1 | Wall finishes | Paint | Construction | 229.376 | Area Calculation | 5 | 44 | 1 | FALSE | 1 | FALSE |  | 1.06 | 229.376 | 2752.512 | 5134 | Paint, emulsion |  | 60 | D2 | 0 | 0 | 0 | 0 | 0 | 0 | 0 | 0 | 0
| Civic Offices | Internal wall finish paint (emulsion) | 1700805 | 8402978 | 3.1 | Wall finishes | Paint | Construction | 229.376 | Area Calculation | 5 | 44 | 1 | FALSE | 1 | FALSE |  | 1.06 | 229.376 | 2752.512 | 5134 | Paint, emulsion |  | 60 | D3 | 0 | 0 | 0 | 0 | 0 | 0 | 0 | 0 | 0
| Civic Offices | Internal wall finish paint (emulsion) | 1700805 | 8402978 | 3.1 | Wall finishes | Paint | Construction | 229.376 | Area Calculation | 5 | 44 | 1 | FALSE | 1 | FALSE |  | 1.06 | 229.376 | 2752.512 | 5134 | Paint, emulsion |  | 60 | D4 | 0 | 0 | 0 | 0 | 0 | 0 | 0 | 0 | 0
| Civic Offices | Internal wall finish paint (emulsion) | 1700805 | 8402978 | 3.1 | Wall finishes | Paint | Construction | 229.376 | Area Calculation | 5 | 44 | 1 | FALSE | 1 | FALSE |  | 1.06 | 229.376 | 2752.512 | 5134 | Paint, emulsion |  | 5 | B4B5 | 923.6 | 0.00014493 | 10.279 | 4.5046 | 1.1103 | 0.0093946 | 17580.6975 | 831.9266 | 11.2931
| Civic Offices | Internal wall finish paint (emulsion) | 1700805 | 8402978 | 3.1 | Wall finishes | Paint | Construction | 229.376 | Area Calculation | 5 | 44 | 1 | FALSE | 1 | FALSE |  | 1.06 | 229.376 | 2752.512 | 5134 | Paint, emulsion |  | 5 | D2 | 0 | 0 | 0 | 0 | 0 | 0 | 0 | 0 | 0
| Civic Offices | Internal wall finish paint (emulsion) | 1700805 | 8402978 | 3.1 | Wall finishes | Paint | Construction | 229.376 | Area Calculation | 5 | 44 | 1 | FALSE | 1 | FALSE |  | 1.06 | 229.376 | 2752.512 | 5134 | Paint, emulsion |  | 5 | D3 | 0 | 0 | 0 | 0 | 0 | 0 | 0 | 0 | 0
| Civic Offices | Internal wall finish paint (emulsion) | 1700805 | 8402978 | 3.1 | Wall finishes | Paint | Construction | 229.376 | Area Calculation | 5 | 44 | 1 | FALSE | 1 | FALSE |  | 1.06 | 229.376 | 2752.512 | 5134 | Paint, emulsion |  | 5 | D4 | 0 | 0 | 0 | 0 | 0 | 0 | 0 | 0 | 0
| Civic Offices | Internal wall finish paint (emulsion) | 1700805 | 8402978 | 3.1 | Wall finishes | Paint | Construction | 229.376 | Area Calculation | 5 | 44 | 1 | FALSE | 1 | FALSE |  | 1.06 | 229.376 | 2752.512 | 5134 | Paint, emulsion |  | 10 | B4B5 | 923.6 | 0.00014493 | 10.279 | 4.5046 | 1.1103 | 0.0093946 | 17580.6975 | 831.9266 | 11.2931
| Civic Offices | Internal wall finish paint (emulsion) | 1700805 | 8402978 | 3.1 | Wall finishes | Paint | Construction | 229.376 | Area Calculation | 5 | 44 | 1 | FALSE | 1 | FALSE |  | 1.06 | 229.376 | 2752.512 | 5134 | Paint, emulsion |  | 10 | D2 | 0 | 0 | 0 | 0 | 0 | 0 | 0 | 0 | 0
| Civic Offices | Internal wall finish paint (emulsion) | 1700805 | 8402978 | 3.1 | Wall finishes | Paint | Construction | 229.376 | Area Calculation | 5 | 44 | 1 | FALSE | 1 | FALSE |  | 1.06 | 229.376 | 2752.512 | 5134 | Paint, emulsion |  | 10 | D3 | 0 | 0 | 0 | 0 | 0 | 0 | 0 | 0 | 0
| Civic Offices | Internal wall finish paint (emulsion) | 1700805 | 8402978 | 3.1 | Wall finishes | Paint | Construction | 229.376 | Area Calculation | 5 | 44 | 1 | FALSE | 1 | FALSE |  | 1.06 | 229.376 | 2752.512 | 5134 | Paint, emulsion |  | 10 | D4 | 0 | 0 | 0 | 0 | 0 | 0 | 0 | 0 | 0
| Civic Offices | Internal wall finish paint (emulsion) | 1700805 | 8402978 | 3.1 | Wall finishes | Paint | Construction | 229.376 | Area Calculation | 5 | 44 | 1 | FALSE | 1 | FALSE |  | 1.06 | 229.376 | 2752.512 | 5134 | Paint, emulsion |  | 15 | B4B5 | 923.6 | 0.00014493 | 10.279 | 4.5046 | 1.1103 | 0.0093946 | 17580.6975 | 831.9266 | 11.2931
| Civic Offices | Internal wall finish paint (emulsion) | 1700805 | 8402978 | 3.1 | Wall finishes | Paint | Construction | 229.376 | Area Calculation | 5 | 44 | 1 | FALSE | 1 | FALSE |  | 1.06 | 229.376 | 2752.512 | 5134 | Paint, emulsion |  | 15 | D2 | 0 | 0 | 0 | 0 | 0 | 0 | 0 | 0 | 0
| Civic Offices | Internal wall finish paint (emulsion) | 1700805 | 8402978 | 3.1 | Wall finishes | Paint | Construction | 229.376 | Area Calculation | 5 | 44 | 1 | FALSE | 1 | FALSE |  | 1.06 | 229.376 | 2752.512 | 5134 | Paint, emulsion |  | 15 | D3 | 0 | 0 | 0 | 0 | 0 | 0 | 0 | 0 | 0
| Civic Offices | Internal wall finish paint (emulsion) | 1700805 | 8402978 | 3.1 | Wall finishes | Paint | Construction | 229.376 | Area Calculation | 5 | 44 | 1 | FALSE | 1 | FALSE |  | 1.06 | 229.376 | 2752.512 | 5134 | Paint, emulsion |  | 15 | D4 | 0 | 0 | 0 | 0 | 0 | 0 | 0 | 0 | 0
| Civic Offices | Internal wall finish paint (emulsion) | 1700805 | 8402978 | 3.1 | Wall finishes | Paint | Construction | 229.376 | Area Calculation | 5 | 44 | 1 | FALSE | 1 | FALSE |  | 1.06 | 229.376 | 2752.512 | 5134 | Paint, emulsion |  | 20 | B4B5 | 923.6 | 0.00014493 | 10.279 | 4.5046 | 1.1103 | 0.0093946 | 17580.6975 | 831.9266 | 11.2931
| Civic Offices | Internal wall finish paint (emulsion) | 1700805 | 8402978 | 3.1 | Wall finishes | Paint | Construction | 229.376 | Area Calculation | 5 | 44 | 1 | FALSE | 1 | FALSE |  | 1.06 | 229.376 | 2752.512 | 5134 | Paint, emulsion |  | 20 | D2 | 0 | 0 | 0 | 0 | 0 | 0 | 0 | 0 | 0
| Civic Offices | Internal wall finish paint (emulsion) | 1700805 | 8402978 | 3.1 | Wall finishes | Paint | Construction | 229.376 | Area Calculation | 5 | 44 | 1 | FALSE | 1 | FALSE |  | 1.06 | 229.376 | 2752.512 | 5134 | Paint, emulsion |  | 20 | D3 | 0 | 0 | 0 | 0 | 0 | 0 | 0 | 0 | 0
| Civic Offices | Internal wall finish paint (emulsion) | 1700805 | 8402978 | 3.1 | Wall finishes | Paint | Construction | 229.376 | Area Calculation | 5 | 44 | 1 | FALSE | 1 | FALSE |  | 1.06 | 229.376 | 2752.512 | 5134 | Paint, emulsion |  | 20 | D4 | 0 | 0 | 0 | 0 | 0 | 0 | 0 | 0 | 0
| Civic Offices | Internal wall finish paint (emulsion) | 1700805 | 8402978 | 3.1 | Wall finishes | Paint | Construction | 229.376 | Area Calculation | 5 | 44 | 1 | FALSE | 1 | FALSE |  | 1.06 | 229.376 | 2752.512 | 5134 | Paint, emulsion |  | 25 | B4B5 | 923.6 | 0.00014493 | 10.279 | 4.5046 | 1.1103 | 0.0093946 | 17580.6975 | 831.9266 | 11.2931
| Civic Offices | Internal wall finish paint (emulsion) | 1700805 | 8402978 | 3.1 | Wall finishes | Paint | Construction | 229.376 | Area Calculation | 5 | 44 | 1 | FALSE | 1 | FALSE |  | 1.06 | 229.376 | 2752.512 | 5134 | Paint, emulsion |  | 25 | D2 | 0 | 0 | 0 | 0 | 0 | 0 | 0 | 0 | 0
| Civic Offices | Internal wall finish paint (emulsion) | 1700805 | 8402978 | 3.1 | Wall finishes | Paint | Construction | 229.376 | Area Calculation | 5 | 44 | 1 | FALSE | 1 | FALSE |  | 1.06 | 229.376 | 2752.512 | 5134 | Paint, emulsion |  | 25 | D3 | 0 | 0 | 0 | 0 | 0 | 0 | 0 | 0 | 0
| Civic Offices | Internal wall finish paint (emulsion) | 1700805 | 8402978 | 3.1 | Wall finishes | Paint | Construction | 229.376 | Area Calculation | 5 | 44 | 1 | FALSE | 1 | FALSE |  | 1.06 | 229.376 | 2752.512 | 5134 | Paint, emulsion |  | 25 | D4 | 0 | 0 | 0 | 0 | 0 | 0 | 0 | 0 | 0
| Civic Offices | Internal wall finish paint (emulsion) | 1700805 | 8402978 | 3.1 | Wall finishes | Paint | Construction | 229.376 | Area Calculation | 5 | 44 | 1 | FALSE | 1 | FALSE |  | 1.06 | 229.376 | 2752.512 | 5134 | Paint, emulsion |  | 30 | B4B5 | 923.6 | 0.00014493 | 10.279 | 4.5046 | 1.1103 | 0.0093946 | 17580.6975 | 831.9266 | 11.2931
| Civic Offices | Internal wall finish paint (emulsion) | 1700805 | 8402978 | 3.1 | Wall finishes | Paint | Construction | 229.376 | Area Calculation | 5 | 44 | 1 | FALSE | 1 | FALSE |  | 1.06 | 229.376 | 2752.512 | 5134 | Paint, emulsion |  | 30 | D2 | 0 | 0 | 0 | 0 | 0 | 0 | 0 | 0 | 0
| Civic Offices | Internal wall finish paint (emulsion) | 1700805 | 8402978 | 3.1 | Wall finishes | Paint | Construction | 229.376 | Area Calculation | 5 | 44 | 1 | FALSE | 1 | FALSE |  | 1.06 | 229.376 | 2752.512 | 5134 | Paint, emulsion |  | 30 | D3 | 0 | 0 | 0 | 0 | 0 | 0 | 0 | 0 | 0
| Civic Offices | Internal wall finish paint (emulsion) | 1700805 | 8402978 | 3.1 | Wall finishes | Paint | Construction | 229.376 | Area Calculation | 5 | 44 | 1 | FALSE | 1 | FALSE |  | 1.06 | 229.376 | 2752.512 | 5134 | Paint, emulsion |  | 30 | D4 | 0 | 0 | 0 | 0 | 0 | 0 | 0 | 0 | 0
| Civic Offices | Internal wall finish paint (emulsion) | 1700805 | 8402978 | 3.1 | Wall finishes | Paint | Construction | 229.376 | Area Calculation | 5 | 44 | 1 | FALSE | 1 | FALSE |  | 1.06 | 229.376 | 2752.512 | 5134 | Paint, emulsion |  | 35 | B4B5 | 923.6 | 0.00014493 | 10.279 | 4.5046 | 1.1103 | 0.0093946 | 17580.6975 | 831.9266 | 11.2931
| Civic Offices | Internal wall finish paint (emulsion) | 1700805 | 8402978 | 3.1 | Wall finishes | Paint | Construction | 229.376 | Area Calculation | 5 | 44 | 1 | FALSE | 1 | FALSE |  | 1.06 | 229.376 | 2752.512 | 5134 | Paint, emulsion |  | 35 | D2 | 0 | 0 | 0 | 0 | 0 | 0 | 0 | 0 | 0
| Civic Offices | Internal wall finish paint (emulsion) | 1700805 | 8402978 | 3.1 | Wall finishes | Paint | Construction | 229.376 | Area Calculation | 5 | 44 | 1 | FALSE | 1 | FALSE |  | 1.06 | 229.376 | 2752.512 | 5134 | Paint, emulsion |  | 35 | D3 | 0 | 0 | 0 | 0 | 0 | 0 | 0 | 0 | 0
| Civic Offices | Internal wall finish paint (emulsion) | 1700805 | 8402978 | 3.1 | Wall finishes | Paint | Construction | 229.376 | Area Calculation | 5 | 44 | 1 | FALSE | 1 | FALSE |  | 1.06 | 229.376 | 2752.512 | 5134 | Paint, emulsion |  | 35 | D4 | 0 | 0 | 0 | 0 | 0 | 0 | 0 | 0 | 0
| Civic Offices | Internal wall finish paint (emulsion) | 1700805 | 8402978 | 3.1 | Wall finishes | Paint | Construction | 229.376 | Area Calculation | 5 | 44 | 1 | FALSE | 1 | FALSE |  | 1.06 | 229.376 | 2752.512 | 5134 | Paint, emulsion |  | 40 | B4B5 | 923.6 | 0.00014493 | 10.279 | 4.5046 | 1.1103 | 0.0093946 | 17580.6975 | 831.9266 | 11.2931
| Civic Offices | Internal wall finish paint (emulsion) | 1700805 | 8402978 | 3.1 | Wall finishes | Paint | Construction | 229.376 | Area Calculation | 5 | 44 | 1 | FALSE | 1 | FALSE |  | 1.06 | 229.376 | 2752.512 | 5134 | Paint, emulsion |  | 40 | D2 | 0 | 0 | 0 | 0 | 0 | 0 | 0 | 0 | 0
| Civic Offices | Internal wall finish paint (emulsion) | 1700805 | 8402978 | 3.1 | Wall finishes | Paint | Construction | 229.376 | Area Calculation | 5 | 44 | 1 | FALSE | 1 | FALSE |  | 1.06 | 229.376 | 2752.512 | 5134 | Paint, emulsion |  | 40 | D3 | 0 | 0 | 0 | 0 | 0 | 0 | 0 | 0 | 0
| Civic Offices | Internal wall finish paint (emulsion) | 1700805 | 8402978 | 3.1 | Wall finishes | Paint | Construction | 229.376 | Area Calculation | 5 | 44 | 1 | FALSE | 1 | FALSE |  | 1.06 | 229.376 | 2752.512 | 5134 | Paint, emulsion |  | 40 | D4 | 0 | 0 | 0 | 0 | 0 | 0 | 0 | 0 | 0
| Civic Offices | Internal wall finish paint (emulsion) | 1700805 | 8402978 | 3.1 | Wall finishes | Paint | Construction | 229.376 | Area Calculation | 5 | 44 | 1 | FALSE | 1 | FALSE |  | 1.06 | 229.376 | 2752.512 | 5134 | Paint, emulsion |  | 45 | B4B5 | 923.6 | 0.00014493 | 10.279 | 4.5046 | 1.1103 | 0.0093946 | 17580.6975 | 831.9266 | 11.2931
| Civic Offices | Internal wall finish paint (emulsion) | 1700805 | 8402978 | 3.1 | Wall finishes | Paint | Construction | 229.376 | Area Calculation | 5 | 44 | 1 | FALSE | 1 | FALSE |  | 1.06 | 229.376 | 2752.512 | 5134 | Paint, emulsion |  | 45 | D2 | 0 | 0 | 0 | 0 | 0 | 0 | 0 | 0 | 0
| Civic Offices | Internal wall finish paint (emulsion) | 1700805 | 8402978 | 3.1 | Wall finishes | Paint | Construction | 229.376 | Area Calculation | 5 | 44 | 1 | FALSE | 1 | FALSE |  | 1.06 | 229.376 | 2752.512 | 5134 | Paint, emulsion |  | 45 | D3 | 0 | 0 | 0 | 0 | 0 | 0 | 0 | 0 | 0
| Civic Offices | Internal wall finish paint (emulsion) | 1700805 | 8402978 | 3.1 | Wall finishes | Paint | Construction | 229.376 | Area Calculation | 5 | 44 | 1 | FALSE | 1 | FALSE |  | 1.06 | 229.376 | 2752.512 | 5134 | Paint, emulsion |  | 45 | D4 | 0 | 0 | 0 | 0 | 0 | 0 | 0 | 0 | 0
| Civic Offices | Internal wall finish paint (emulsion) | 1700805 | 8402978 | 3.1 | Wall finishes | Paint | Construction | 229.376 | Area Calculation | 5 | 44 | 1 | FALSE | 1 | FALSE |  | 1.06 | 229.376 | 2752.512 | 5134 | Paint, emulsion |  | 50 | B4B5 | 923.6 | 0.00014493 | 10.279 | 4.5046 | 1.1103 | 0.0093946 | 17580.6975 | 831.9266 | 11.2931
| Civic Offices | Internal wall finish paint (emulsion) | 1700805 | 8402978 | 3.1 | Wall finishes | Paint | Construction | 229.376 | Area Calculation | 5 | 44 | 1 | FALSE | 1 | FALSE |  | 1.06 | 229.376 | 2752.512 | 5134 | Paint, emulsion |  | 50 | D2 | 0 | 0 | 0 | 0 | 0 | 0 | 0 | 0 | 0
| Civic Offices | Internal wall finish paint (emulsion) | 1700805 | 8402978 | 3.1 | Wall finishes | Paint | Construction | 229.376 | Area Calculation | 5 | 44 | 1 | FALSE | 1 | FALSE |  | 1.06 | 229.376 | 2752.512 | 5134 | Paint, emulsion |  | 50 | D3 | 0 | 0 | 0 | 0 | 0 | 0 | 0 | 0 | 0
| Civic Offices | Internal wall finish paint (emulsion) | 1700805 | 8402978 | 3.1 | Wall finishes | Paint | Construction | 229.376 | Area Calculation | 5 | 44 | 1 | FALSE | 1 | FALSE |  | 1.06 | 229.376 | 2752.512 | 5134 | Paint, emulsion |  | 50 | D4 | 0 | 0 | 0 | 0 | 0 | 0 | 0 | 0 | 0
| Civic Offices | Internal wall finish paint (emulsion) | 1700805 | 8402978 | 3.1 | Wall finishes | Paint | Construction | 229.376 | Area Calculation | 5 | 44 | 1 | FALSE | 1 | FALSE |  | 1.06 | 229.376 | 2752.512 | 5134 | Paint, emulsion |  | 55 | B4B5 | 923.6 | 0.00014493 | 10.279 | 4.5046 | 1.1103 | 0.0093946 | 17580.6975 | 831.9266 | 11.2931
| Civic Offices | Internal wall finish paint (emulsion) | 1700805 | 8402978 | 3.1 | Wall finishes | Paint | Construction | 229.376 | Area Calculation | 5 | 44 | 1 | FALSE | 1 | FALSE |  | 1.06 | 229.376 | 2752.512 | 5134 | Paint, emulsion |  | 55 | D2 | 0 | 0 | 0 | 0 | 0 | 0 | 0 | 0 | 0
| Civic Offices | Internal wall finish paint (emulsion) | 1700805 | 8402978 | 3.1 | Wall finishes | Paint | Construction | 229.376 | Area Calculation | 5 | 44 | 1 | FALSE | 1 | FALSE |  | 1.06 | 229.376 | 2752.512 | 5134 | Paint, emulsion |  | 55 | D3 | 0 | 0 | 0 | 0 | 0 | 0 | 0 | 0 | 0
| Civic Offices | Internal wall finish paint (emulsion) | 1700805 | 8402978 | 3.1 | Wall finishes | Paint | Construction | 229.376 | Area Calculation | 5 | 44 | 1 | FALSE | 1 | FALSE |  | 1.06 | 229.376 | 2752.512 | 5134 | Paint, emulsion |  | 55 | D4 | 0 | 0 | 0 | 0 | 0 | 0 | 0 | 0 | 0
| Civic Offices | Internal wall lining skim plaster finish 3mm | 1700807 | 8402981 | 3.1 | Wall finishes | skim | Construction | 5529.6 | Area Calculation | 50 | 44 | 1 | FALSE | 1 | FALSE |  | 1.04 | 5529.6 | 11059.2 | 5100 | Render, cement:lime (1:0:5:4) |  | 0 | A1A3 | 967.9993 | 3.7534e-05 | 2.1898 | 0.5718 | 0.21838 | 0.00047521 | 5802.9097 | 282.834 | 2.9719
| Civic Offices | Internal wall lining skim plaster finish 3mm | 1700807 | 8402981 | 3.1 | Wall finishes | skim | Construction | 5529.6 | Area Calculation | 50 | 44 | 1 | FALSE | 1 | FALSE |  | 1.04 | 5529.6 | 11059.2 | 5100 | Render, cement:lime (1:0:5:4) |  | 0 | A4 | 61.5394 | 1.1328e-05 | 0.20578 | 0.054295 | 0.035898 | 0.00016207 | 929.3673 | 114.8274 | 0.25496
| Civic Offices | Internal wall lining skim plaster finish 3mm | 1700807 | 8402981 | 3.1 | Wall finishes | skim | Construction | 5529.6 | Area Calculation | 50 | 44 | 1 | FALSE | 1 | FALSE |  | 1.04 | 5529.6 | 11059.2 | 5100 | Render, cement:lime (1:0:5:4) |  | 0 | A5 | 0.057414 | 1.9792e-08 | 0.00044218 | 0.00010918 | 7.6386e-05 | 6.2064e-08 | 1.6676 | 33.1776 | 0
| Civic Offices | Internal wall lining skim plaster finish 3mm | 1700807 | 8402981 | 3.1 | Wall finishes | skim | Construction | 5529.6 | Area Calculation | 50 | 44 | 1 | FALSE | 1 | FALSE |  | 1.04 | 5529.6 | 11059.2 | 5100 | Render, cement:lime (1:0:5:4) |  | 0 | D2 | 0 | 0 | 0 | 0 | 0 | 0 | 0 | 0 | 0
| Civic Offices | Internal wall lining skim plaster finish 3mm | 1700807 | 8402981 | 3.1 | Wall finishes | skim | Construction | 5529.6 | Area Calculation | 50 | 44 | 1 | FALSE | 1 | FALSE |  | 1.04 | 5529.6 | 11059.2 | 5100 | Render, cement:lime (1:0:5:4) |  | 0 | D3 | 0 | 0 | 0 | 0 | 0 | 0 | 0 | 0 | 0
| Civic Offices | Internal wall lining skim plaster finish 3mm | 1700807 | 8402981 | 3.1 | Wall finishes | skim | Construction | 5529.6 | Area Calculation | 50 | 44 | 1 | FALSE | 1 | FALSE |  | 1.04 | 5529.6 | 11059.2 | 5100 | Render, cement:lime (1:0:5:4) |  | 0 | D4 | 0 | 0 | 0 | 0 | 0 | 0 | 0 | 0 | 0
| Civic Offices | Internal wall lining skim plaster finish 3mm | 1700807 | 8402981 | 3.1 | Wall finishes | skim | Construction | 5529.6 | Area Calculation | 50 | 44 | 1 | FALSE | 1 | FALSE |  | 1.04 | 5529.6 | 11059.2 | 5100 | Render, cement:lime (1:0:5:4) |  | 60 | C2 | 0 | 0 | 0 | 0 | 0 | 0 | 0 | 0 | 0
| Civic Offices | Internal wall lining skim plaster finish 3mm | 1700807 | 8402981 | 3.1 | Wall finishes | skim | Construction | 5529.6 | Area Calculation | 50 | 44 | 1 | FALSE | 1 | FALSE |  | 1.04 | 5529.6 | 11059.2 | 5100 | Render, cement:lime (1:0:5:4) |  | 60 | C4 | 1.4354 | 4.948e-07 | 0.011055 | 0.0027296 | 0.0019096 | 1.5516e-06 | 41.6896 | 829.44 | 0.13531
| Civic Offices | Internal wall lining skim plaster finish 3mm | 1700807 | 8402981 | 3.1 | Wall finishes | skim | Construction | 5529.6 | Area Calculation | 50 | 44 | 1 | FALSE | 1 | FALSE |  | 1.04 | 5529.6 | 11059.2 | 5100 | Render, cement:lime (1:0:5:4) |  | 60 | D2 | 0 | 0 | 0 | 0 | 0 | 0 | 0 | 0 | 0
| Civic Offices | Internal wall lining skim plaster finish 3mm | 1700807 | 8402981 | 3.1 | Wall finishes | skim | Construction | 5529.6 | Area Calculation | 50 | 44 | 1 | FALSE | 1 | FALSE |  | 1.04 | 5529.6 | 11059.2 | 5100 | Render, cement:lime (1:0:5:4) |  | 60 | D3 | 0 | 0 | 0 | 0 | 0 | 0 | 0 | 0 | 0
| Civic Offices | Internal wall lining skim plaster finish 3mm | 1700807 | 8402981 | 3.1 | Wall finishes | skim | Construction | 5529.6 | Area Calculation | 50 | 44 | 1 | FALSE | 1 | FALSE |  | 1.04 | 5529.6 | 11059.2 | 5100 | Render, cement:lime (1:0:5:4) |  | 60 | D4 | 0 | 0 | 0 | 0 | 0 | 0 | 0 | 0 | 0
| Civic Offices | Internal wall lining skim plaster finish 3mm | 1700807 | 8402981 | 3.1 | Wall finishes | skim | Construction | 5529.6 | Area Calculation | 50 | 44 | 1 | FALSE | 1 | FALSE |  | 1.04 | 5529.6 | 11059.2 | 5100 | Render, cement:lime (1:0:5:4) |  | 50 | B4B5 | 1031.0314 | 4.9376e-05 | 2.407 | 0.62894 | 0.25627 | 0.00063889 | 6775.6342 | 1260.279 | 3.2269
| Civic Offices | Internal wall lining skim plaster finish 3mm | 1700807 | 8402981 | 3.1 | Wall finishes | skim | Construction | 5529.6 | Area Calculation | 50 | 44 | 1 | FALSE | 1 | FALSE |  | 1.04 | 5529.6 | 11059.2 | 5100 | Render, cement:lime (1:0:5:4) |  | 50 | D2 | 0 | 0 | 0 | 0 | 0 | 0 | 0 | 0 | 0
| Civic Offices | Internal wall lining skim plaster finish 3mm | 1700807 | 8402981 | 3.1 | Wall finishes | skim | Construction | 5529.6 | Area Calculation | 50 | 44 | 1 | FALSE | 1 | FALSE |  | 1.04 | 5529.6 | 11059.2 | 5100 | Render, cement:lime (1:0:5:4) |  | 50 | D3 | 0 | 0 | 0 | 0 | 0 | 0 | 0 | 0 | 0
| Civic Offices | Internal wall lining skim plaster finish 3mm | 1700807 | 8402981 | 3.1 | Wall finishes | skim | Construction | 5529.6 | Area Calculation | 50 | 44 | 1 | FALSE | 1 | FALSE |  | 1.04 | 5529.6 | 11059.2 | 5100 | Render, cement:lime (1:0:5:4) |  | 50 | D4 | 0 | 0 | 0 | 0 | 0 | 0 | 0 | 0 | 0
| Civic Offices | Internal wall lining plasterboard 12.5mm | 1700808 | 8402983 | 2.7 | Internal walls and partitions | 12.5 mm plasterboard | Construction | 9.28 | Area Calculation | 80 | 44 | 1 | FALSE | 1 | FALSE |  | 1.1 | 9.28 | 9.28 | 5548 | General sheet (on framework), plasterboard |  | 0 | A1A3 | 3.6184 | 2.0512e-07 | 0.025515 | 0.0053834 | 0.0017879 | 6.6962e-06 | 51.3723 | 4.7534 | 0.015741
| Civic Offices | Internal wall lining plasterboard 12.5mm | 1700808 | 8402983 | 2.7 | Internal walls and partitions | 12.5 mm plasterboard | Construction | 9.28 | Area Calculation | 80 | 44 | 1 | FALSE | 1 | FALSE |  | 1.1 | 9.28 | 9.28 | 5548 | General sheet (on framework), plasterboard |  | 0 | A4 | 0.26594 | 4.7782e-08 | 0.00087076 | 0.00023535 | 0.00014855 | 9.2744e-07 | 3.9642 | 0.6053 | 0.0010944
| Civic Offices | Internal wall lining plasterboard 12.5mm | 1700808 | 8402983 | 2.7 | Internal walls and partitions | 12.5 mm plasterboard | Construction | 9.28 | Area Calculation | 80 | 44 | 1 | FALSE | 1 | FALSE |  | 1.1 | 9.28 | 9.28 | 5548 | General sheet (on framework), plasterboard |  | 0 | A5 | 0.0019295 | 5.0525e-10 | 1.3493e-05 | 4.4337e-06 | 2.239e-06 | 2.7219e-09 | 0.047302 | 0.09744 | 0
| Civic Offices | Internal wall lining plasterboard 12.5mm | 1700808 | 8402983 | 2.7 | Internal walls and partitions | 12.5 mm plasterboard | Construction | 9.28 | Area Calculation | 80 | 44 | 1 | FALSE | 1 | FALSE |  | 1.1 | 9.28 | 9.28 | 5548 | General sheet (on framework), plasterboard |  | 0 | D2 | 0 | 0 | 0 | 0 | 0 | 0 | 0 | 0 | 0
| Civic Offices | Internal wall lining plasterboard 12.5mm | 1700808 | 8402983 | 2.7 | Internal walls and partitions | 12.5 mm plasterboard | Construction | 9.28 | Area Calculation | 80 | 44 | 1 | FALSE | 1 | FALSE |  | 1.1 | 9.28 | 9.28 | 5548 | General sheet (on framework), plasterboard |  | 0 | D3 | 0 | 0 | 0 | 0 | 0 | 0 | 0 | 0 | 0
| Civic Offices | Internal wall lining plasterboard 12.5mm | 1700808 | 8402983 | 2.7 | Internal walls and partitions | 12.5 mm plasterboard | Construction | 9.28 | Area Calculation | 80 | 44 | 1 | FALSE | 1 | FALSE |  | 1.1 | 9.28 | 9.28 | 5548 | General sheet (on framework), plasterboard |  | 0 | D4 | 0 | 0 | 0 | 0 | 0 | 0 | 0 | 0 | 0
| Civic Offices | Internal wall lining plasterboard 12.5mm | 1700808 | 8402983 | 2.7 | Internal walls and partitions | 12.5 mm plasterboard | Construction | 9.28 | Area Calculation | 80 | 44 | 1 | FALSE | 1 | FALSE |  | 1.1 | 9.28 | 9.28 | 5548 | General sheet (on framework), plasterboard |  | 60 | C2 | 0 | 0 | 0 | 0 | 0 | 0 | 0 | 0 | 0
| Civic Offices | Internal wall lining plasterboard 12.5mm | 1700808 | 8402983 | 2.7 | Internal walls and partitions | 12.5 mm plasterboard | Construction | 9.28 | Area Calculation | 80 | 44 | 1 | FALSE | 1 | FALSE |  | 1.1 | 9.28 | 9.28 | 5548 | General sheet (on framework), plasterboard |  | 60 | C4 | 0.019295 | 5.0525e-09 | 0.00013493 | 4.4337e-05 | 2.239e-05 | 2.7219e-08 | 0.47302 | 0.9744 | 0.00096765
| Civic Offices | Internal wall lining plasterboard 12.5mm | 1700808 | 8402983 | 2.7 | Internal walls and partitions | 12.5 mm plasterboard | Construction | 9.28 | Area Calculation | 80 | 44 | 1 | FALSE | 1 | FALSE |  | 1.1 | 9.28 | 9.28 | 5548 | General sheet (on framework), plasterboard |  | 60 | D2 | 0 | 0 | 0 | 0 | 0 | 0 | 0 | 0 | 0
| Civic Offices | Internal wall lining plasterboard 12.5mm | 1700808 | 8402983 | 2.7 | Internal walls and partitions | 12.5 mm plasterboard | Construction | 9.28 | Area Calculation | 80 | 44 | 1 | FALSE | 1 | FALSE |  | 1.1 | 9.28 | 9.28 | 5548 | General sheet (on framework), plasterboard |  | 60 | D3 | 0 | 0 | 0 | 0 | 0 | 0 | 0 | 0 | 0
| Civic Offices | Internal wall lining plasterboard 12.5mm | 1700808 | 8402983 | 2.7 | Internal walls and partitions | 12.5 mm plasterboard | Construction | 9.28 | Area Calculation | 80 | 44 | 1 | FALSE | 1 | FALSE |  | 1.1 | 9.28 | 9.28 | 5548 | General sheet (on framework), plasterboard |  | 60 | D4 | 0 | 0 | 0 | 0 | 0 | 0 | 0 | 0 | 0
| Civic Offices | Internal wall framing steel stud metal framing (metsec 70mm) | 1700809 | 8402985 | 2.7 | Internal walls and partitions | 70mm steel framing | Construction | 2.0213 | Area Calculation | 80 | 44 | 1 | FALSE | 1 | FALSE |  | 1.05 | 2.0213 | 2.0213 | 5470 | Framework (drywall partitions), steel (galvanized) |  | 0 | A1A3 | 5.5148 | 3.7487e-07 | 0.090151 | 0.02814 | 0.0053051 | 0.0013004 | 74.2392 | 4.1669 | 0.10745
| Civic Offices | Internal wall framing steel stud metal framing (metsec 70mm) | 1700809 | 8402985 | 2.7 | Internal walls and partitions | 70mm steel framing | Construction | 2.0213 | Area Calculation | 80 | 44 | 1 | FALSE | 1 | FALSE |  | 1.05 | 2.0213 | 2.0213 | 5470 | Framework (drywall partitions), steel (galvanized) |  | 0 | A4 | 0.088091 | 1.219e-08 | 0.00041884 | 7.7774e-05 | 5.5293e-05 | 1.9618e-07 | 1.2889 | 0.37431 | 0.00035801
| Civic Offices | Internal wall framing steel stud metal framing (metsec 70mm) | 1700809 | 8402985 | 2.7 | Internal walls and partitions | 70mm steel framing | Construction | 2.0213 | Area Calculation | 80 | 44 | 1 | FALSE | 1 | FALSE |  | 1.05 | 2.0213 | 2.0213 | 5470 | Framework (drywall partitions), steel (galvanized) |  | 0 | A5 | 5.2533e-05 | 1.3756e-11 | 3.6736e-07 | 1.2071e-07 | 6.0959e-08 | 7.4106e-11 | 0.0012879 | 0.01516 | 0
| Civic Offices | Internal wall framing steel stud metal framing (metsec 70mm) | 1700809 | 8402985 | 2.7 | Internal walls and partitions | 70mm steel framing | Construction | 2.0213 | Area Calculation | 80 | 44 | 1 | FALSE | 1 | FALSE |  | 1.05 | 2.0213 | 2.0213 | 5470 | Framework (drywall partitions), steel (galvanized) |  | 0 | D2 | 0 | 0 | 0 | 0 | 0 | 0 | 0 | 0 | 0
| Civic Offices | Internal wall framing steel stud metal framing (metsec 70mm) | 1700809 | 8402985 | 2.7 | Internal walls and partitions | 70mm steel framing | Construction | 2.0213 | Area Calculation | 80 | 44 | 1 | FALSE | 1 | FALSE |  | 1.05 | 2.0213 | 2.0213 | 5470 | Framework (drywall partitions), steel (galvanized) |  | 0 | D3 | 0 | 0 | 0 | 0 | 0 | 0 | 0 | 0 | 0
| Civic Offices | Internal wall framing steel stud metal framing (metsec 70mm) | 1700809 | 8402985 | 2.7 | Internal walls and partitions | 70mm steel framing | Construction | 2.0213 | Area Calculation | 80 | 44 | 1 | FALSE | 1 | FALSE |  | 1.05 | 2.0213 | 2.0213 | 5470 | Framework (drywall partitions), steel (galvanized) |  | 0 | D4 | 0 | 0 | 0 | 0 | 0 | 0 | 0 | 0 | 0
| Civic Offices | Internal wall framing steel stud metal framing (metsec 70mm) | 1700809 | 8402985 | 2.7 | Internal walls and partitions | 70mm steel framing | Construction | 2.0213 | Area Calculation | 80 | 44 | 1 | FALSE | 1 | FALSE |  | 1.05 | 2.0213 | 2.0213 | 5470 | Framework (drywall partitions), steel (galvanized) |  | 60 | C2 | 0 | 0 | 0 | 0 | 0 | 0 | 0 | 0 | 0
| Civic Offices | Internal wall framing steel stud metal framing (metsec 70mm) | 1700809 | 8402985 | 2.7 | Internal walls and partitions | 70mm steel framing | Construction | 2.0213 | Area Calculation | 80 | 44 | 1 | FALSE | 1 | FALSE |  | 1.05 | 2.0213 | 2.0213 | 5470 | Framework (drywall partitions), steel (galvanized) |  | 60 | C4 | 0.0010507 | 2.7512e-10 | 7.3472e-06 | 2.4143e-06 | 1.2192e-06 | 1.4821e-09 | 0.025758 | 0.30319 | 5.2691e-05
| Civic Offices | Internal wall framing steel stud metal framing (metsec 70mm) | 1700809 | 8402985 | 2.7 | Internal walls and partitions | 70mm steel framing | Construction | 2.0213 | Area Calculation | 80 | 44 | 1 | FALSE | 1 | FALSE |  | 1.05 | 2.0213 | 2.0213 | 5470 | Framework (drywall partitions), steel (galvanized) |  | 60 | D2 | 0 | 0 | 0 | 0 | 0 | 0 | 0 | 0 | 0
| Civic Offices | Internal wall framing steel stud metal framing (metsec 70mm) | 1700809 | 8402985 | 2.7 | Internal walls and partitions | 70mm steel framing | Construction | 2.0213 | Area Calculation | 80 | 44 | 1 | FALSE | 1 | FALSE |  | 1.05 | 2.0213 | 2.0213 | 5470 | Framework (drywall partitions), steel (galvanized) |  | 60 | D3 | 0 | 0 | 0 | 0 | 0 | 0 | 0 | 0 | 0
| Civic Offices | Internal wall framing steel stud metal framing (metsec 70mm) | 1700809 | 8402985 | 2.7 | Internal walls and partitions | 70mm steel framing | Construction | 2.0213 | Area Calculation | 80 | 44 | 1 | FALSE | 1 | FALSE |  | 1.05 | 2.0213 | 2.0213 | 5470 | Framework (drywall partitions), steel (galvanized) |  | 60 | D4 | 0 | 0 | 0 | 0 | 0 | 0 | 0 | 0 | 0
| Civic Offices | Internal wall insulation rockwool (m3) | 1700811 | 8402986 | 2.7 | Internal walls and partitions | insulation | Construction | 4.2 | m3 | 80 | 44 | 1 | FALSE | 1 | FALSE |  | 1.05 | 75.6 | 75.6 | 5471 | Insulation (quilt), rock fibre |  | 0 | A1A3 | 104.3731 | 6.4342e-06 | 0.86252 | 0.16318 | 0.12922 | 0.00019766 | 1506.2127 | 16.4319 | 0.53213
| Civic Offices | Internal wall insulation rockwool (m3) | 1700811 | 8402986 | 2.7 | Internal walls and partitions | insulation | Construction | 4.2 | m3 | 80 | 44 | 1 | FALSE | 1 | FALSE |  | 1.05 | 75.6 | 75.6 | 5471 | Insulation (quilt), rock fibre |  | 0 | A4 | 1.5211 | 2.733e-07 | 0.0049805 | 0.0013462 | 0.00084967 | 5.3047e-06 | 22.6741 | 3.4622 | 0.0062595
| Civic Offices | Internal wall insulation rockwool (m3) | 1700811 | 8402986 | 2.7 | Internal walls and partitions | insulation | Construction | 4.2 | m3 | 80 | 44 | 1 | FALSE | 1 | FALSE |  | 1.05 | 75.6 | 75.6 | 5471 | Insulation (quilt), rock fibre |  | 0 | A5 | 0.025543 | 6.6885e-09 | 0.00017862 | 5.8694e-05 | 2.964e-05 | 3.6032e-08 | 0.6262 | 0.567 | 0
| Civic Offices | Internal wall insulation rockwool (m3) | 1700811 | 8402986 | 2.7 | Internal walls and partitions | insulation | Construction | 4.2 | m3 | 80 | 44 | 1 | FALSE | 1 | FALSE |  | 1.05 | 75.6 | 75.6 | 5471 | Insulation (quilt), rock fibre |  | 0 | D2 | 0 | 0 | 0 | 0 | 0 | 0 | 0 | 0 | 0
| Civic Offices | Internal wall insulation rockwool (m3) | 1700811 | 8402986 | 2.7 | Internal walls and partitions | insulation | Construction | 4.2 | m3 | 80 | 44 | 1 | FALSE | 1 | FALSE |  | 1.05 | 75.6 | 75.6 | 5471 | Insulation (quilt), rock fibre |  | 0 | D3 | 0 | 0 | 0 | 0 | 0 | 0 | 0 | 0 | 0
| Civic Offices | Internal wall insulation rockwool (m3) | 1700811 | 8402986 | 2.7 | Internal walls and partitions | insulation | Construction | 4.2 | m3 | 80 | 44 | 1 | FALSE | 1 | FALSE |  | 1.05 | 75.6 | 75.6 | 5471 | Insulation (quilt), rock fibre |  | 0 | D4 | 0 | 0 | 0 | 0 | 0 | 0 | 0 | 0 | 0
| Civic Offices | Internal wall insulation rockwool (m3) | 1700811 | 8402986 | 2.7 | Internal walls and partitions | insulation | Construction | 4.2 | m3 | 80 | 44 | 1 | FALSE | 1 | FALSE |  | 1.05 | 75.6 | 75.6 | 5471 | Insulation (quilt), rock fibre |  | 60 | C2 | 0 | 0 | 0 | 0 | 0 | 0 | 0 | 0 | 0
| Civic Offices | Internal wall insulation rockwool (m3) | 1700811 | 8402986 | 2.7 | Internal walls and partitions | insulation | Construction | 4.2 | m3 | 80 | 44 | 1 | FALSE | 1 | FALSE |  | 1.05 | 75.6 | 75.6 | 5471 | Insulation (quilt), rock fibre |  | 60 | C4 | 0.66805 | 1.7493e-07 | 0.0046716 | 0.0015351 | 0.0007752 | 9.4238e-07 | 16.3774 | 11.34 | 0.033503
| Civic Offices | Internal wall insulation rockwool (m3) | 1700811 | 8402986 | 2.7 | Internal walls and partitions | insulation | Construction | 4.2 | m3 | 80 | 44 | 1 | FALSE | 1 | FALSE |  | 1.05 | 75.6 | 75.6 | 5471 | Insulation (quilt), rock fibre |  | 60 | D2 | 0 | 0 | 0 | 0 | 0 | 0 | 0 | 0 | 0
| Civic Offices | Internal wall insulation rockwool (m3) | 1700811 | 8402986 | 2.7 | Internal walls and partitions | insulation | Construction | 4.2 | m3 | 80 | 44 | 1 | FALSE | 1 | FALSE |  | 1.05 | 75.6 | 75.6 | 5471 | Insulation (quilt), rock fibre |  | 60 | D3 | 0 | 0 | 0 | 0 | 0 | 0 | 0 | 0 | 0
| Civic Offices | Internal wall insulation rockwool (m3) | 1700811 | 8402986 | 2.7 | Internal walls and partitions | insulation | Construction | 4.2 | m3 | 80 | 44 | 1 | FALSE | 1 | FALSE |  | 1.05 | 75.6 | 75.6 | 5471 | Insulation (quilt), rock fibre |  | 60 | D4 | 0 | 0 | 0 | 0 | 0 | 0 | 0 | 0 | 0
| Civic Offices | Internal wall finish paint (emulsion) | 1700814 | 8402988 | 3.1 | Wall finishes | Paint | Construction | 15.68 | Area Calculation | 5 | 44 | 1 | FALSE | 1 | FALSE |  | 1.06 | 15.68 | 188.16 | 5134 | Paint, emulsion |  | 0 | A1A3 | 62.1347 | 9.8067e-06 | 0.70009 | 0.27532 | 0.075429 | 0.00064086 | 1192.9935 | 49.663 | 0.77068
| Civic Offices | Internal wall finish paint (emulsion) | 1700814 | 8402988 | 3.1 | Wall finishes | Paint | Construction | 15.68 | Area Calculation | 5 | 44 | 1 | FALSE | 1 | FALSE |  | 1.06 | 15.68 | 188.16 | 5134 | Paint, emulsion |  | 0 | A4 | 0.31849 | 5.7224e-08 | 0.0010428 | 0.00028186 | 0.00017791 | 1.1107e-06 | 4.7476 | 0.72492 | 0.0013106
| Civic Offices | Internal wall finish paint (emulsion) | 1700814 | 8402988 | 3.1 | Wall finishes | Paint | Construction | 15.68 | Area Calculation | 5 | 44 | 1 | FALSE | 1 | FALSE |  | 1.06 | 15.68 | 188.16 | 5134 | Paint, emulsion |  | 0 | A5 | 0.038692 | 2.4406e-09 | 8.7002e-05 | 0.0018296 | 1.6425e-05 | 1.3196e-08 | 0.23006 | 0.36691 | 0
| Civic Offices | Internal wall finish paint (emulsion) | 1700814 | 8402988 | 3.1 | Wall finishes | Paint | Construction | 15.68 | Area Calculation | 5 | 44 | 1 | FALSE | 1 | FALSE |  | 1.06 | 15.68 | 188.16 | 5134 | Paint, emulsion |  | 0 | D2 | 0 | 0 | 0 | 0 | 0 | 0 | 0 | 0 | 0
| Civic Offices | Internal wall finish paint (emulsion) | 1700814 | 8402988 | 3.1 | Wall finishes | Paint | Construction | 15.68 | Area Calculation | 5 | 44 | 1 | FALSE | 1 | FALSE |  | 1.06 | 15.68 | 188.16 | 5134 | Paint, emulsion |  | 0 | D3 | 0 | 0 | 0 | 0 | 0 | 0 | 0 | 0 | 0
| Civic Offices | Internal wall finish paint (emulsion) | 1700814 | 8402988 | 3.1 | Wall finishes | Paint | Construction | 15.68 | Area Calculation | 5 | 44 | 1 | FALSE | 1 | FALSE |  | 1.06 | 15.68 | 188.16 | 5134 | Paint, emulsion |  | 0 | D4 | 0 | 0 | 0 | 0 | 0 | 0 | 0 | 0 | 0
| Civic Offices | Internal wall finish paint (emulsion) | 1700814 | 8402988 | 3.1 | Wall finishes | Paint | Construction | 15.68 | Area Calculation | 5 | 44 | 1 | FALSE | 1 | FALSE |  | 1.06 | 15.68 | 188.16 | 5134 | Paint, emulsion |  | 60 | C2 | 0 | 0 | 0 | 0 | 0 | 0 | 0 | 0 | 0
| Civic Offices | Internal wall finish paint (emulsion) | 1700814 | 8402988 | 3.1 | Wall finishes | Paint | Construction | 15.68 | Area Calculation | 5 | 44 | 1 | FALSE | 1 | FALSE |  | 1.06 | 15.68 | 188.16 | 5134 | Paint, emulsion |  | 60 | C4 | 0.64486 | 4.0676e-08 | 0.00145 | 0.030493 | 0.00027375 | 2.1993e-07 | 3.8343 | 6.1152 | 0.016164
| Civic Offices | Internal wall finish paint (emulsion) | 1700814 | 8402988 | 3.1 | Wall finishes | Paint | Construction | 15.68 | Area Calculation | 5 | 44 | 1 | FALSE | 1 | FALSE |  | 1.06 | 15.68 | 188.16 | 5134 | Paint, emulsion |  | 60 | D2 | 0 | 0 | 0 | 0 | 0 | 0 | 0 | 0 | 0
| Civic Offices | Internal wall finish paint (emulsion) | 1700814 | 8402988 | 3.1 | Wall finishes | Paint | Construction | 15.68 | Area Calculation | 5 | 44 | 1 | FALSE | 1 | FALSE |  | 1.06 | 15.68 | 188.16 | 5134 | Paint, emulsion |  | 60 | D3 | 0 | 0 | 0 | 0 | 0 | 0 | 0 | 0 | 0
| Civic Offices | Internal wall finish paint (emulsion) | 1700814 | 8402988 | 3.1 | Wall finishes | Paint | Construction | 15.68 | Area Calculation | 5 | 44 | 1 | FALSE | 1 | FALSE |  | 1.06 | 15.68 | 188.16 | 5134 | Paint, emulsion |  | 60 | D4 | 0 | 0 | 0 | 0 | 0 | 0 | 0 | 0 | 0
| Civic Offices | Internal wall finish paint (emulsion) | 1700814 | 8402988 | 3.1 | Wall finishes | Paint | Construction | 15.68 | Area Calculation | 5 | 44 | 1 | FALSE | 1 | FALSE |  | 1.06 | 15.68 | 188.16 | 5134 | Paint, emulsion |  | 5 | B4B5 | 63.1367 | 9.907e-06 | 0.70267 | 0.30793 | 0.075897 | 0.00064221 | 1201.8055 | 56.87 | 0.77199
| Civic Offices | Internal wall finish paint (emulsion) | 1700814 | 8402988 | 3.1 | Wall finishes | Paint | Construction | 15.68 | Area Calculation | 5 | 44 | 1 | FALSE | 1 | FALSE |  | 1.06 | 15.68 | 188.16 | 5134 | Paint, emulsion |  | 5 | D2 | 0 | 0 | 0 | 0 | 0 | 0 | 0 | 0 | 0
| Civic Offices | Internal wall finish paint (emulsion) | 1700814 | 8402988 | 3.1 | Wall finishes | Paint | Construction | 15.68 | Area Calculation | 5 | 44 | 1 | FALSE | 1 | FALSE |  | 1.06 | 15.68 | 188.16 | 5134 | Paint, emulsion |  | 5 | D3 | 0 | 0 | 0 | 0 | 0 | 0 | 0 | 0 | 0
| Civic Offices | Internal wall finish paint (emulsion) | 1700814 | 8402988 | 3.1 | Wall finishes | Paint | Construction | 15.68 | Area Calculation | 5 | 44 | 1 | FALSE | 1 | FALSE |  | 1.06 | 15.68 | 188.16 | 5134 | Paint, emulsion |  | 5 | D4 | 0 | 0 | 0 | 0 | 0 | 0 | 0 | 0 | 0
| Civic Offices | Internal wall finish paint (emulsion) | 1700814 | 8402988 | 3.1 | Wall finishes | Paint | Construction | 15.68 | Area Calculation | 5 | 44 | 1 | FALSE | 1 | FALSE |  | 1.06 | 15.68 | 188.16 | 5134 | Paint, emulsion |  | 10 | B4B5 | 63.1367 | 9.907e-06 | 0.70267 | 0.30793 | 0.075897 | 0.00064221 | 1201.8055 | 56.87 | 0.77199
| Civic Offices | Internal wall finish paint (emulsion) | 1700814 | 8402988 | 3.1 | Wall finishes | Paint | Construction | 15.68 | Area Calculation | 5 | 44 | 1 | FALSE | 1 | FALSE |  | 1.06 | 15.68 | 188.16 | 5134 | Paint, emulsion |  | 10 | D2 | 0 | 0 | 0 | 0 | 0 | 0 | 0 | 0 | 0
| Civic Offices | Internal wall finish paint (emulsion) | 1700814 | 8402988 | 3.1 | Wall finishes | Paint | Construction | 15.68 | Area Calculation | 5 | 44 | 1 | FALSE | 1 | FALSE |  | 1.06 | 15.68 | 188.16 | 5134 | Paint, emulsion |  | 10 | D3 | 0 | 0 | 0 | 0 | 0 | 0 | 0 | 0 | 0
| Civic Offices | Internal wall finish paint (emulsion) | 1700814 | 8402988 | 3.1 | Wall finishes | Paint | Construction | 15.68 | Area Calculation | 5 | 44 | 1 | FALSE | 1 | FALSE |  | 1.06 | 15.68 | 188.16 | 5134 | Paint, emulsion |  | 10 | D4 | 0 | 0 | 0 | 0 | 0 | 0 | 0 | 0 | 0
| Civic Offices | Internal wall finish paint (emulsion) | 1700814 | 8402988 | 3.1 | Wall finishes | Paint | Construction | 15.68 | Area Calculation | 5 | 44 | 1 | FALSE | 1 | FALSE |  | 1.06 | 15.68 | 188.16 | 5134 | Paint, emulsion |  | 15 | B4B5 | 63.1367 | 9.907e-06 | 0.70267 | 0.30793 | 0.075897 | 0.00064221 | 1201.8055 | 56.87 | 0.77199
| Civic Offices | Internal wall finish paint (emulsion) | 1700814 | 8402988 | 3.1 | Wall finishes | Paint | Construction | 15.68 | Area Calculation | 5 | 44 | 1 | FALSE | 1 | FALSE |  | 1.06 | 15.68 | 188.16 | 5134 | Paint, emulsion |  | 15 | D2 | 0 | 0 | 0 | 0 | 0 | 0 | 0 | 0 | 0
| Civic Offices | Internal wall finish paint (emulsion) | 1700814 | 8402988 | 3.1 | Wall finishes | Paint | Construction | 15.68 | Area Calculation | 5 | 44 | 1 | FALSE | 1 | FALSE |  | 1.06 | 15.68 | 188.16 | 5134 | Paint, emulsion |  | 15 | D3 | 0 | 0 | 0 | 0 | 0 | 0 | 0 | 0 | 0
| Civic Offices | Internal wall finish paint (emulsion) | 1700814 | 8402988 | 3.1 | Wall finishes | Paint | Construction | 15.68 | Area Calculation | 5 | 44 | 1 | FALSE | 1 | FALSE |  | 1.06 | 15.68 | 188.16 | 5134 | Paint, emulsion |  | 15 | D4 | 0 | 0 | 0 | 0 | 0 | 0 | 0 | 0 | 0
| Civic Offices | Internal wall finish paint (emulsion) | 1700814 | 8402988 | 3.1 | Wall finishes | Paint | Construction | 15.68 | Area Calculation | 5 | 44 | 1 | FALSE | 1 | FALSE |  | 1.06 | 15.68 | 188.16 | 5134 | Paint, emulsion |  | 20 | B4B5 | 63.1367 | 9.907e-06 | 0.70267 | 0.30793 | 0.075897 | 0.00064221 | 1201.8055 | 56.87 | 0.77199
| Civic Offices | Internal wall finish paint (emulsion) | 1700814 | 8402988 | 3.1 | Wall finishes | Paint | Construction | 15.68 | Area Calculation | 5 | 44 | 1 | FALSE | 1 | FALSE |  | 1.06 | 15.68 | 188.16 | 5134 | Paint, emulsion |  | 20 | D2 | 0 | 0 | 0 | 0 | 0 | 0 | 0 | 0 | 0
| Civic Offices | Internal wall finish paint (emulsion) | 1700814 | 8402988 | 3.1 | Wall finishes | Paint | Construction | 15.68 | Area Calculation | 5 | 44 | 1 | FALSE | 1 | FALSE |  | 1.06 | 15.68 | 188.16 | 5134 | Paint, emulsion |  | 20 | D3 | 0 | 0 | 0 | 0 | 0 | 0 | 0 | 0 | 0
| Civic Offices | Internal wall finish paint (emulsion) | 1700814 | 8402988 | 3.1 | Wall finishes | Paint | Construction | 15.68 | Area Calculation | 5 | 44 | 1 | FALSE | 1 | FALSE |  | 1.06 | 15.68 | 188.16 | 5134 | Paint, emulsion |  | 20 | D4 | 0 | 0 | 0 | 0 | 0 | 0 | 0 | 0 | 0
| Civic Offices | Internal wall finish paint (emulsion) | 1700814 | 8402988 | 3.1 | Wall finishes | Paint | Construction | 15.68 | Area Calculation | 5 | 44 | 1 | FALSE | 1 | FALSE |  | 1.06 | 15.68 | 188.16 | 5134 | Paint, emulsion |  | 25 | B4B5 | 63.1367 | 9.907e-06 | 0.70267 | 0.30793 | 0.075897 | 0.00064221 | 1201.8055 | 56.87 | 0.77199
| Civic Offices | Internal wall finish paint (emulsion) | 1700814 | 8402988 | 3.1 | Wall finishes | Paint | Construction | 15.68 | Area Calculation | 5 | 44 | 1 | FALSE | 1 | FALSE |  | 1.06 | 15.68 | 188.16 | 5134 | Paint, emulsion |  | 25 | D2 | 0 | 0 | 0 | 0 | 0 | 0 | 0 | 0 | 0
| Civic Offices | Internal wall finish paint (emulsion) | 1700814 | 8402988 | 3.1 | Wall finishes | Paint | Construction | 15.68 | Area Calculation | 5 | 44 | 1 | FALSE | 1 | FALSE |  | 1.06 | 15.68 | 188.16 | 5134 | Paint, emulsion |  | 25 | D3 | 0 | 0 | 0 | 0 | 0 | 0 | 0 | 0 | 0
| Civic Offices | Internal wall finish paint (emulsion) | 1700814 | 8402988 | 3.1 | Wall finishes | Paint | Construction | 15.68 | Area Calculation | 5 | 44 | 1 | FALSE | 1 | FALSE |  | 1.06 | 15.68 | 188.16 | 5134 | Paint, emulsion |  | 25 | D4 | 0 | 0 | 0 | 0 | 0 | 0 | 0 | 0 | 0
| Civic Offices | Internal wall finish paint (emulsion) | 1700814 | 8402988 | 3.1 | Wall finishes | Paint | Construction | 15.68 | Area Calculation | 5 | 44 | 1 | FALSE | 1 | FALSE |  | 1.06 | 15.68 | 188.16 | 5134 | Paint, emulsion |  | 30 | B4B5 | 63.1367 | 9.907e-06 | 0.70267 | 0.30793 | 0.075897 | 0.00064221 | 1201.8055 | 56.87 | 0.77199
| Civic Offices | Internal wall finish paint (emulsion) | 1700814 | 8402988 | 3.1 | Wall finishes | Paint | Construction | 15.68 | Area Calculation | 5 | 44 | 1 | FALSE | 1 | FALSE |  | 1.06 | 15.68 | 188.16 | 5134 | Paint, emulsion |  | 30 | D2 | 0 | 0 | 0 | 0 | 0 | 0 | 0 | 0 | 0
| Civic Offices | Internal wall finish paint (emulsion) | 1700814 | 8402988 | 3.1 | Wall finishes | Paint | Construction | 15.68 | Area Calculation | 5 | 44 | 1 | FALSE | 1 | FALSE |  | 1.06 | 15.68 | 188.16 | 5134 | Paint, emulsion |  | 30 | D3 | 0 | 0 | 0 | 0 | 0 | 0 | 0 | 0 | 0
| Civic Offices | Internal wall finish paint (emulsion) | 1700814 | 8402988 | 3.1 | Wall finishes | Paint | Construction | 15.68 | Area Calculation | 5 | 44 | 1 | FALSE | 1 | FALSE |  | 1.06 | 15.68 | 188.16 | 5134 | Paint, emulsion |  | 30 | D4 | 0 | 0 | 0 | 0 | 0 | 0 | 0 | 0 | 0
| Civic Offices | Internal wall finish paint (emulsion) | 1700814 | 8402988 | 3.1 | Wall finishes | Paint | Construction | 15.68 | Area Calculation | 5 | 44 | 1 | FALSE | 1 | FALSE |  | 1.06 | 15.68 | 188.16 | 5134 | Paint, emulsion |  | 35 | B4B5 | 63.1367 | 9.907e-06 | 0.70267 | 0.30793 | 0.075897 | 0.00064221 | 1201.8055 | 56.87 | 0.77199
| Civic Offices | Internal wall finish paint (emulsion) | 1700814 | 8402988 | 3.1 | Wall finishes | Paint | Construction | 15.68 | Area Calculation | 5 | 44 | 1 | FALSE | 1 | FALSE |  | 1.06 | 15.68 | 188.16 | 5134 | Paint, emulsion |  | 35 | D2 | 0 | 0 | 0 | 0 | 0 | 0 | 0 | 0 | 0
| Civic Offices | Internal wall finish paint (emulsion) | 1700814 | 8402988 | 3.1 | Wall finishes | Paint | Construction | 15.68 | Area Calculation | 5 | 44 | 1 | FALSE | 1 | FALSE |  | 1.06 | 15.68 | 188.16 | 5134 | Paint, emulsion |  | 35 | D3 | 0 | 0 | 0 | 0 | 0 | 0 | 0 | 0 | 0
| Civic Offices | Internal wall finish paint (emulsion) | 1700814 | 8402988 | 3.1 | Wall finishes | Paint | Construction | 15.68 | Area Calculation | 5 | 44 | 1 | FALSE | 1 | FALSE |  | 1.06 | 15.68 | 188.16 | 5134 | Paint, emulsion |  | 35 | D4 | 0 | 0 | 0 | 0 | 0 | 0 | 0 | 0 | 0
| Civic Offices | Internal wall finish paint (emulsion) | 1700814 | 8402988 | 3.1 | Wall finishes | Paint | Construction | 15.68 | Area Calculation | 5 | 44 | 1 | FALSE | 1 | FALSE |  | 1.06 | 15.68 | 188.16 | 5134 | Paint, emulsion |  | 40 | B4B5 | 63.1367 | 9.907e-06 | 0.70267 | 0.30793 | 0.075897 | 0.00064221 | 1201.8055 | 56.87 | 0.77199
| Civic Offices | Internal wall finish paint (emulsion) | 1700814 | 8402988 | 3.1 | Wall finishes | Paint | Construction | 15.68 | Area Calculation | 5 | 44 | 1 | FALSE | 1 | FALSE |  | 1.06 | 15.68 | 188.16 | 5134 | Paint, emulsion |  | 40 | D2 | 0 | 0 | 0 | 0 | 0 | 0 | 0 | 0 | 0
| Civic Offices | Internal wall finish paint (emulsion) | 1700814 | 8402988 | 3.1 | Wall finishes | Paint | Construction | 15.68 | Area Calculation | 5 | 44 | 1 | FALSE | 1 | FALSE |  | 1.06 | 15.68 | 188.16 | 5134 | Paint, emulsion |  | 40 | D3 | 0 | 0 | 0 | 0 | 0 | 0 | 0 | 0 | 0
| Civic Offices | Internal wall finish paint (emulsion) | 1700814 | 8402988 | 3.1 | Wall finishes | Paint | Construction | 15.68 | Area Calculation | 5 | 44 | 1 | FALSE | 1 | FALSE |  | 1.06 | 15.68 | 188.16 | 5134 | Paint, emulsion |  | 40 | D4 | 0 | 0 | 0 | 0 | 0 | 0 | 0 | 0 | 0
| Civic Offices | Internal wall finish paint (emulsion) | 1700814 | 8402988 | 3.1 | Wall finishes | Paint | Construction | 15.68 | Area Calculation | 5 | 44 | 1 | FALSE | 1 | FALSE |  | 1.06 | 15.68 | 188.16 | 5134 | Paint, emulsion |  | 45 | B4B5 | 63.1367 | 9.907e-06 | 0.70267 | 0.30793 | 0.075897 | 0.00064221 | 1201.8055 | 56.87 | 0.77199
| Civic Offices | Internal wall finish paint (emulsion) | 1700814 | 8402988 | 3.1 | Wall finishes | Paint | Construction | 15.68 | Area Calculation | 5 | 44 | 1 | FALSE | 1 | FALSE |  | 1.06 | 15.68 | 188.16 | 5134 | Paint, emulsion |  | 45 | D2 | 0 | 0 | 0 | 0 | 0 | 0 | 0 | 0 | 0
| Civic Offices | Internal wall finish paint (emulsion) | 1700814 | 8402988 | 3.1 | Wall finishes | Paint | Construction | 15.68 | Area Calculation | 5 | 44 | 1 | FALSE | 1 | FALSE |  | 1.06 | 15.68 | 188.16 | 5134 | Paint, emulsion |  | 45 | D3 | 0 | 0 | 0 | 0 | 0 | 0 | 0 | 0 | 0
| Civic Offices | Internal wall finish paint (emulsion) | 1700814 | 8402988 | 3.1 | Wall finishes | Paint | Construction | 15.68 | Area Calculation | 5 | 44 | 1 | FALSE | 1 | FALSE |  | 1.06 | 15.68 | 188.16 | 5134 | Paint, emulsion |  | 45 | D4 | 0 | 0 | 0 | 0 | 0 | 0 | 0 | 0 | 0
| Civic Offices | Internal wall finish paint (emulsion) | 1700814 | 8402988 | 3.1 | Wall finishes | Paint | Construction | 15.68 | Area Calculation | 5 | 44 | 1 | FALSE | 1 | FALSE |  | 1.06 | 15.68 | 188.16 | 5134 | Paint, emulsion |  | 50 | B4B5 | 63.1367 | 9.907e-06 | 0.70267 | 0.30793 | 0.075897 | 0.00064221 | 1201.8055 | 56.87 | 0.77199
| Civic Offices | Internal wall finish paint (emulsion) | 1700814 | 8402988 | 3.1 | Wall finishes | Paint | Construction | 15.68 | Area Calculation | 5 | 44 | 1 | FALSE | 1 | FALSE |  | 1.06 | 15.68 | 188.16 | 5134 | Paint, emulsion |  | 50 | D2 | 0 | 0 | 0 | 0 | 0 | 0 | 0 | 0 | 0
| Civic Offices | Internal wall finish paint (emulsion) | 1700814 | 8402988 | 3.1 | Wall finishes | Paint | Construction | 15.68 | Area Calculation | 5 | 44 | 1 | FALSE | 1 | FALSE |  | 1.06 | 15.68 | 188.16 | 5134 | Paint, emulsion |  | 50 | D3 | 0 | 0 | 0 | 0 | 0 | 0 | 0 | 0 | 0
| Civic Offices | Internal wall finish paint (emulsion) | 1700814 | 8402988 | 3.1 | Wall finishes | Paint | Construction | 15.68 | Area Calculation | 5 | 44 | 1 | FALSE | 1 | FALSE |  | 1.06 | 15.68 | 188.16 | 5134 | Paint, emulsion |  | 50 | D4 | 0 | 0 | 0 | 0 | 0 | 0 | 0 | 0 | 0
| Civic Offices | Internal wall finish paint (emulsion) | 1700814 | 8402988 | 3.1 | Wall finishes | Paint | Construction | 15.68 | Area Calculation | 5 | 44 | 1 | FALSE | 1 | FALSE |  | 1.06 | 15.68 | 188.16 | 5134 | Paint, emulsion |  | 55 | B4B5 | 63.1367 | 9.907e-06 | 0.70267 | 0.30793 | 0.075897 | 0.00064221 | 1201.8055 | 56.87 | 0.77199
| Civic Offices | Internal wall finish paint (emulsion) | 1700814 | 8402988 | 3.1 | Wall finishes | Paint | Construction | 15.68 | Area Calculation | 5 | 44 | 1 | FALSE | 1 | FALSE |  | 1.06 | 15.68 | 188.16 | 5134 | Paint, emulsion |  | 55 | D2 | 0 | 0 | 0 | 0 | 0 | 0 | 0 | 0 | 0
| Civic Offices | Internal wall finish paint (emulsion) | 1700814 | 8402988 | 3.1 | Wall finishes | Paint | Construction | 15.68 | Area Calculation | 5 | 44 | 1 | FALSE | 1 | FALSE |  | 1.06 | 15.68 | 188.16 | 5134 | Paint, emulsion |  | 55 | D3 | 0 | 0 | 0 | 0 | 0 | 0 | 0 | 0 | 0
| Civic Offices | Internal wall finish paint (emulsion) | 1700814 | 8402988 | 3.1 | Wall finishes | Paint | Construction | 15.68 | Area Calculation | 5 | 44 | 1 | FALSE | 1 | FALSE |  | 1.06 | 15.68 | 188.16 | 5134 | Paint, emulsion |  | 55 | D4 | 0 | 0 | 0 | 0 | 0 | 0 | 0 | 0 | 0
| Civic Offices | Internal wall lining skim plaster finish 3mm | 1700816 | 8402991 | 3.1 | Wall finishes | skim | Construction | 378 | Area Calculation | 50 | 44 | 1 | FALSE | 1 | FALSE |  | 1.04 | 378 | 756 | 5100 | Render, cement:lime (1:0:5:4) |  | 0 | A1A3 | 66.1718 | 2.5658e-06 | 0.14969 | 0.039088 | 0.014928 | 3.2485e-05 | 396.6833 | 19.3344 | 0.20316
| Civic Offices | Internal wall lining skim plaster finish 3mm | 1700816 | 8402991 | 3.1 | Wall finishes | skim | Construction | 378 | Area Calculation | 50 | 44 | 1 | FALSE | 1 | FALSE |  | 1.04 | 378 | 756 | 5100 | Render, cement:lime (1:0:5:4) |  | 0 | A4 | 4.2068 | 7.7434e-07 | 0.014067 | 0.0037116 | 0.002454 | 1.1079e-05 | 63.531 | 7.8495 | 0.017429
| Civic Offices | Internal wall lining skim plaster finish 3mm | 1700816 | 8402991 | 3.1 | Wall finishes | skim | Construction | 378 | Area Calculation | 50 | 44 | 1 | FALSE | 1 | FALSE |  | 1.04 | 378 | 756 | 5100 | Render, cement:lime (1:0:5:4) |  | 0 | A5 | 0.0039248 | 1.353e-09 | 3.0227e-05 | 7.4637e-06 | 5.2217e-06 | 4.2426e-09 | 0.114 | 2.268 | 0
| Civic Offices | Internal wall lining skim plaster finish 3mm | 1700816 | 8402991 | 3.1 | Wall finishes | skim | Construction | 378 | Area Calculation | 50 | 44 | 1 | FALSE | 1 | FALSE |  | 1.04 | 378 | 756 | 5100 | Render, cement:lime (1:0:5:4) |  | 0 | D2 | 0 | 0 | 0 | 0 | 0 | 0 | 0 | 0 | 0
| Civic Offices | Internal wall lining skim plaster finish 3mm | 1700816 | 8402991 | 3.1 | Wall finishes | skim | Construction | 378 | Area Calculation | 50 | 44 | 1 | FALSE | 1 | FALSE |  | 1.04 | 378 | 756 | 5100 | Render, cement:lime (1:0:5:4) |  | 0 | D3 | 0 | 0 | 0 | 0 | 0 | 0 | 0 | 0 | 0
| Civic Offices | Internal wall lining skim plaster finish 3mm | 1700816 | 8402991 | 3.1 | Wall finishes | skim | Construction | 378 | Area Calculation | 50 | 44 | 1 | FALSE | 1 | FALSE |  | 1.04 | 378 | 756 | 5100 | Render, cement:lime (1:0:5:4) |  | 0 | D4 | 0 | 0 | 0 | 0 | 0 | 0 | 0 | 0 | 0
| Civic Offices | Internal wall lining skim plaster finish 3mm | 1700816 | 8402991 | 3.1 | Wall finishes | skim | Construction | 378 | Area Calculation | 50 | 44 | 1 | FALSE | 1 | FALSE |  | 1.04 | 378 | 756 | 5100 | Render, cement:lime (1:0:5:4) |  | 60 | C2 | 0 | 0 | 0 | 0 | 0 | 0 | 0 | 0 | 0
| Civic Offices | Internal wall lining skim plaster finish 3mm | 1700816 | 8402991 | 3.1 | Wall finishes | skim | Construction | 378 | Area Calculation | 50 | 44 | 1 | FALSE | 1 | FALSE |  | 1.04 | 378 | 756 | 5100 | Render, cement:lime (1:0:5:4) |  | 60 | C4 | 0.09812 | 3.3824e-08 | 0.00075568 | 0.00018659 | 0.00013054 | 1.0607e-07 | 2.8499 | 56.7 | 0.0092497
| Civic Offices | Internal wall lining skim plaster finish 3mm | 1700816 | 8402991 | 3.1 | Wall finishes | skim | Construction | 378 | Area Calculation | 50 | 44 | 1 | FALSE | 1 | FALSE |  | 1.04 | 378 | 756 | 5100 | Render, cement:lime (1:0:5:4) |  | 60 | D2 | 0 | 0 | 0 | 0 | 0 | 0 | 0 | 0 | 0
| Civic Offices | Internal wall lining skim plaster finish 3mm | 1700816 | 8402991 | 3.1 | Wall finishes | skim | Construction | 378 | Area Calculation | 50 | 44 | 1 | FALSE | 1 | FALSE |  | 1.04 | 378 | 756 | 5100 | Render, cement:lime (1:0:5:4) |  | 60 | D3 | 0 | 0 | 0 | 0 | 0 | 0 | 0 | 0 | 0
| Civic Offices | Internal wall lining skim plaster finish 3mm | 1700816 | 8402991 | 3.1 | Wall finishes | skim | Construction | 378 | Area Calculation | 50 | 44 | 1 | FALSE | 1 | FALSE |  | 1.04 | 378 | 756 | 5100 | Render, cement:lime (1:0:5:4) |  | 60 | D4 | 0 | 0 | 0 | 0 | 0 | 0 | 0 | 0 | 0
| Civic Offices | Internal wall lining skim plaster finish 3mm | 1700816 | 8402991 | 3.1 | Wall finishes | skim | Construction | 378 | Area Calculation | 50 | 44 | 1 | FALSE | 1 | FALSE |  | 1.04 | 378 | 756 | 5100 | Render, cement:lime (1:0:5:4) |  | 50 | B4B5 | 70.4807 | 3.3753e-06 | 0.16454 | 0.042994 | 0.017518 | 4.3674e-05 | 463.1781 | 86.1519 | 0.22059
| Civic Offices | Internal wall lining skim plaster finish 3mm | 1700816 | 8402991 | 3.1 | Wall finishes | skim | Construction | 378 | Area Calculation | 50 | 44 | 1 | FALSE | 1 | FALSE |  | 1.04 | 378 | 756 | 5100 | Render, cement:lime (1:0:5:4) |  | 50 | D2 | 0 | 0 | 0 | 0 | 0 | 0 | 0 | 0 | 0
| Civic Offices | Internal wall lining skim plaster finish 3mm | 1700816 | 8402991 | 3.1 | Wall finishes | skim | Construction | 378 | Area Calculation | 50 | 44 | 1 | FALSE | 1 | FALSE |  | 1.04 | 378 | 756 | 5100 | Render, cement:lime (1:0:5:4) |  | 50 | D3 | 0 | 0 | 0 | 0 | 0 | 0 | 0 | 0 | 0
| Civic Offices | Internal wall lining skim plaster finish 3mm | 1700816 | 8402991 | 3.1 | Wall finishes | skim | Construction | 378 | Area Calculation | 50 | 44 | 1 | FALSE | 1 | FALSE |  | 1.04 | 378 | 756 | 5100 | Render, cement:lime (1:0:5:4) |  | 50 | D4 | 0 | 0 | 0 | 0 | 0 | 0 | 0 | 0 | 0
| Civic Offices | Internal wall lining plasterboard 12.5mm | 1700817 | 8402993 | 2.7 | Internal walls and partitions | 12.5 mm plasterboard | Construction | 0.63438 | Area Calculation | 80 | 44 | 1 | FALSE | 1 | FALSE |  | 1.1 | 0.63438 | 0.63438 | 5548 | General sheet (on framework), plasterboard |  | 0 | A1A3 | 0.24735 | 1.4022e-08 | 0.0017442 | 0.00036801 | 0.00012222 | 4.5775e-07 | 3.5118 | 0.32494 | 0.0010761
| Civic Offices | Internal wall lining plasterboard 12.5mm | 1700817 | 8402993 | 2.7 | Internal walls and partitions | 12.5 mm plasterboard | Construction | 0.63438 | Area Calculation | 80 | 44 | 1 | FALSE | 1 | FALSE |  | 1.1 | 0.63438 | 0.63438 | 5548 | General sheet (on framework), plasterboard |  | 0 | A4 | 0.018179 | 3.2664e-09 | 5.9525e-05 | 1.6089e-05 | 1.0155e-05 | 6.34e-08 | 0.27099 | 0.041378 | 7.481e-05
| Civic Offices | Internal wall lining plasterboard 12.5mm | 1700817 | 8402993 | 2.7 | Internal walls and partitions | 12.5 mm plasterboard | Construction | 0.63438 | Area Calculation | 80 | 44 | 1 | FALSE | 1 | FALSE |  | 1.1 | 0.63438 | 0.63438 | 5548 | General sheet (on framework), plasterboard |  | 0 | A5 | 0.0001319 | 3.4538e-11 | 9.2236e-07 | 3.0308e-07 | 1.5306e-07 | 1.8606e-10 | 0.0032336 | 0.0066609 | 0
| Civic Offices | Internal wall lining plasterboard 12.5mm | 1700817 | 8402993 | 2.7 | Internal walls and partitions | 12.5 mm plasterboard | Construction | 0.63438 | Area Calculation | 80 | 44 | 1 | FALSE | 1 | FALSE |  | 1.1 | 0.63438 | 0.63438 | 5548 | General sheet (on framework), plasterboard |  | 0 | D2 | 0 | 0 | 0 | 0 | 0 | 0 | 0 | 0 | 0
| Civic Offices | Internal wall lining plasterboard 12.5mm | 1700817 | 8402993 | 2.7 | Internal walls and partitions | 12.5 mm plasterboard | Construction | 0.63438 | Area Calculation | 80 | 44 | 1 | FALSE | 1 | FALSE |  | 1.1 | 0.63438 | 0.63438 | 5548 | General sheet (on framework), plasterboard |  | 0 | D3 | 0 | 0 | 0 | 0 | 0 | 0 | 0 | 0 | 0
| Civic Offices | Internal wall lining plasterboard 12.5mm | 1700817 | 8402993 | 2.7 | Internal walls and partitions | 12.5 mm plasterboard | Construction | 0.63438 | Area Calculation | 80 | 44 | 1 | FALSE | 1 | FALSE |  | 1.1 | 0.63438 | 0.63438 | 5548 | General sheet (on framework), plasterboard |  | 0 | D4 | 0 | 0 | 0 | 0 | 0 | 0 | 0 | 0 | 0
| Civic Offices | Internal wall lining plasterboard 12.5mm | 1700817 | 8402993 | 2.7 | Internal walls and partitions | 12.5 mm plasterboard | Construction | 0.63438 | Area Calculation | 80 | 44 | 1 | FALSE | 1 | FALSE |  | 1.1 | 0.63438 | 0.63438 | 5548 | General sheet (on framework), plasterboard |  | 60 | C2 | 0 | 0 | 0 | 0 | 0 | 0 | 0 | 0 | 0
| Civic Offices | Internal wall lining plasterboard 12.5mm | 1700817 | 8402993 | 2.7 | Internal walls and partitions | 12.5 mm plasterboard | Construction | 0.63438 | Area Calculation | 80 | 44 | 1 | FALSE | 1 | FALSE |  | 1.1 | 0.63438 | 0.63438 | 5548 | General sheet (on framework), plasterboard |  | 60 | C4 | 0.001319 | 3.4538e-10 | 9.2236e-06 | 3.0308e-06 | 1.5306e-06 | 1.8606e-09 | 0.032336 | 0.066609 | 6.6148e-05
| Civic Offices | Internal wall lining plasterboard 12.5mm | 1700817 | 8402993 | 2.7 | Internal walls and partitions | 12.5 mm plasterboard | Construction | 0.63438 | Area Calculation | 80 | 44 | 1 | FALSE | 1 | FALSE |  | 1.1 | 0.63438 | 0.63438 | 5548 | General sheet (on framework), plasterboard |  | 60 | D2 | 0 | 0 | 0 | 0 | 0 | 0 | 0 | 0 | 0
| Civic Offices | Internal wall lining plasterboard 12.5mm | 1700817 | 8402993 | 2.7 | Internal walls and partitions | 12.5 mm plasterboard | Construction | 0.63438 | Area Calculation | 80 | 44 | 1 | FALSE | 1 | FALSE |  | 1.1 | 0.63438 | 0.63438 | 5548 | General sheet (on framework), plasterboard |  | 60 | D3 | 0 | 0 | 0 | 0 | 0 | 0 | 0 | 0 | 0
| Civic Offices | Internal wall lining plasterboard 12.5mm | 1700817 | 8402993 | 2.7 | Internal walls and partitions | 12.5 mm plasterboard | Construction | 0.63438 | Area Calculation | 80 | 44 | 1 | FALSE | 1 | FALSE |  | 1.1 | 0.63438 | 0.63438 | 5548 | General sheet (on framework), plasterboard |  | 60 | D4 | 0 | 0 | 0 | 0 | 0 | 0 | 0 | 0 | 0
| Civic Offices | Internal wall framing steel stud metal framing (metsec 70mm) | 1700818 | 8402995 | 2.7 | Internal walls and partitions | 70mm steel framing | Construction | 0.13817 | Area Calculation | 80 | 44 | 1 | FALSE | 1 | FALSE |  | 1.05 | 0.13817 | 0.13817 | 5470 | Framework (drywall partitions), steel (galvanized) |  | 0 | A1A3 | 0.37699 | 2.5626e-08 | 0.0061627 | 0.0019236 | 0.00036265 | 8.8895e-05 | 5.0749 | 0.28485 | 0.0073449
| Civic Offices | Internal wall framing steel stud metal framing (metsec 70mm) | 1700818 | 8402995 | 2.7 | Internal walls and partitions | 70mm steel framing | Construction | 0.13817 | Area Calculation | 80 | 44 | 1 | FALSE | 1 | FALSE |  | 1.05 | 0.13817 | 0.13817 | 5470 | Framework (drywall partitions), steel (galvanized) |  | 0 | A4 | 0.0060218 | 8.3328e-10 | 2.8632e-05 | 5.3166e-06 | 3.7798e-06 | 1.3411e-08 | 0.088108 | 0.025588 | 2.4473e-05
| Civic Offices | Internal wall framing steel stud metal framing (metsec 70mm) | 1700818 | 8402995 | 2.7 | Internal walls and partitions | 70mm steel framing | Construction | 0.13817 | Area Calculation | 80 | 44 | 1 | FALSE | 1 | FALSE |  | 1.05 | 0.13817 | 0.13817 | 5470 | Framework (drywall partitions), steel (galvanized) |  | 0 | A5 | 3.5911e-06 | 9.4036e-13 | 2.5113e-08 | 8.2519e-09 | 4.1671e-09 | 5.0659e-12 | 8.8038e-05 | 0.0010363 | 0
| Civic Offices | Internal wall framing steel stud metal framing (metsec 70mm) | 1700818 | 8402995 | 2.7 | Internal walls and partitions | 70mm steel framing | Construction | 0.13817 | Area Calculation | 80 | 44 | 1 | FALSE | 1 | FALSE |  | 1.05 | 0.13817 | 0.13817 | 5470 | Framework (drywall partitions), steel (galvanized) |  | 0 | D2 | 0 | 0 | 0 | 0 | 0 | 0 | 0 | 0 | 0
| Civic Offices | Internal wall framing steel stud metal framing (metsec 70mm) | 1700818 | 8402995 | 2.7 | Internal walls and partitions | 70mm steel framing | Construction | 0.13817 | Area Calculation | 80 | 44 | 1 | FALSE | 1 | FALSE |  | 1.05 | 0.13817 | 0.13817 | 5470 | Framework (drywall partitions), steel (galvanized) |  | 0 | D3 | 0 | 0 | 0 | 0 | 0 | 0 | 0 | 0 | 0
| Civic Offices | Internal wall framing steel stud metal framing (metsec 70mm) | 1700818 | 8402995 | 2.7 | Internal walls and partitions | 70mm steel framing | Construction | 0.13817 | Area Calculation | 80 | 44 | 1 | FALSE | 1 | FALSE |  | 1.05 | 0.13817 | 0.13817 | 5470 | Framework (drywall partitions), steel (galvanized) |  | 0 | D4 | 0 | 0 | 0 | 0 | 0 | 0 | 0 | 0 | 0
| Civic Offices | Internal wall framing steel stud metal framing (metsec 70mm) | 1700818 | 8402995 | 2.7 | Internal walls and partitions | 70mm steel framing | Construction | 0.13817 | Area Calculation | 80 | 44 | 1 | FALSE | 1 | FALSE |  | 1.05 | 0.13817 | 0.13817 | 5470 | Framework (drywall partitions), steel (galvanized) |  | 60 | C2 | 0 | 0 | 0 | 0 | 0 | 0 | 0 | 0 | 0
| Civic Offices | Internal wall framing steel stud metal framing (metsec 70mm) | 1700818 | 8402995 | 2.7 | Internal walls and partitions | 70mm steel framing | Construction | 0.13817 | Area Calculation | 80 | 44 | 1 | FALSE | 1 | FALSE |  | 1.05 | 0.13817 | 0.13817 | 5470 | Framework (drywall partitions), steel (galvanized) |  | 60 | C4 | 7.1823e-05 | 1.8807e-11 | 5.0225e-07 | 1.6504e-07 | 8.3343e-08 | 1.0132e-10 | 0.0017608 | 0.020726 | 3.6019e-06
| Civic Offices | Internal wall framing steel stud metal framing (metsec 70mm) | 1700818 | 8402995 | 2.7 | Internal walls and partitions | 70mm steel framing | Construction | 0.13817 | Area Calculation | 80 | 44 | 1 | FALSE | 1 | FALSE |  | 1.05 | 0.13817 | 0.13817 | 5470 | Framework (drywall partitions), steel (galvanized) |  | 60 | D2 | 0 | 0 | 0 | 0 | 0 | 0 | 0 | 0 | 0
| Civic Offices | Internal wall framing steel stud metal framing (metsec 70mm) | 1700818 | 8402995 | 2.7 | Internal walls and partitions | 70mm steel framing | Construction | 0.13817 | Area Calculation | 80 | 44 | 1 | FALSE | 1 | FALSE |  | 1.05 | 0.13817 | 0.13817 | 5470 | Framework (drywall partitions), steel (galvanized) |  | 60 | D3 | 0 | 0 | 0 | 0 | 0 | 0 | 0 | 0 | 0
| Civic Offices | Internal wall framing steel stud metal framing (metsec 70mm) | 1700818 | 8402995 | 2.7 | Internal walls and partitions | 70mm steel framing | Construction | 0.13817 | Area Calculation | 80 | 44 | 1 | FALSE | 1 | FALSE |  | 1.05 | 0.13817 | 0.13817 | 5470 | Framework (drywall partitions), steel (galvanized) |  | 60 | D4 | 0 | 0 | 0 | 0 | 0 | 0 | 0 | 0 | 0
| Civic Offices | Internal wall framing steel stud metal framing (metsec 70mm) | 1700820 | 8402997 | 2.7 | Internal walls and partitions | 70mm steel framing | Construction | 0.27832 | Area Calculation | 80 | 44 | 1 | FALSE | 1 | FALSE |  | 1.05 | 0.27832 | 0.27832 | 5470 | Framework (drywall partitions), steel (galvanized) |  | 0 | A1A3 | 0.75936 | 5.1618e-08 | 0.012413 | 0.0038748 | 0.00073049 | 0.00017906 | 10.2224 | 0.57376 | 0.014795
| Civic Offices | Internal wall framing steel stud metal framing (metsec 70mm) | 1700820 | 8402997 | 2.7 | Internal walls and partitions | 70mm steel framing | Construction | 0.27832 | Area Calculation | 80 | 44 | 1 | FALSE | 1 | FALSE |  | 1.05 | 0.27832 | 0.27832 | 5470 | Framework (drywall partitions), steel (galvanized) |  | 0 | A4 | 0.01213 | 1.6785e-09 | 5.7672e-05 | 1.0709e-05 | 7.6136e-06 | 2.7013e-08 | 0.17747 | 0.051541 | 4.9296e-05
| Civic Offices | Internal wall framing steel stud metal framing (metsec 70mm) | 1700820 | 8402997 | 2.7 | Internal walls and partitions | 70mm steel framing | Construction | 0.27832 | Area Calculation | 80 | 44 | 1 | FALSE | 1 | FALSE |  | 1.05 | 0.27832 | 0.27832 | 5470 | Framework (drywall partitions), steel (galvanized) |  | 0 | A5 | 7.2336e-06 | 1.8942e-12 | 5.0584e-08 | 1.6622e-08 | 8.3938e-09 | 1.0204e-11 | 0.00017733 | 0.0020874 | 0
| Civic Offices | Internal wall framing steel stud metal framing (metsec 70mm) | 1700820 | 8402997 | 2.7 | Internal walls and partitions | 70mm steel framing | Construction | 0.27832 | Area Calculation | 80 | 44 | 1 | FALSE | 1 | FALSE |  | 1.05 | 0.27832 | 0.27832 | 5470 | Framework (drywall partitions), steel (galvanized) |  | 0 | D2 | 0 | 0 | 0 | 0 | 0 | 0 | 0 | 0 | 0
| Civic Offices | Internal wall framing steel stud metal framing (metsec 70mm) | 1700820 | 8402997 | 2.7 | Internal walls and partitions | 70mm steel framing | Construction | 0.27832 | Area Calculation | 80 | 44 | 1 | FALSE | 1 | FALSE |  | 1.05 | 0.27832 | 0.27832 | 5470 | Framework (drywall partitions), steel (galvanized) |  | 0 | D3 | 0 | 0 | 0 | 0 | 0 | 0 | 0 | 0 | 0
| Civic Offices | Internal wall framing steel stud metal framing (metsec 70mm) | 1700820 | 8402997 | 2.7 | Internal walls and partitions | 70mm steel framing | Construction | 0.27832 | Area Calculation | 80 | 44 | 1 | FALSE | 1 | FALSE |  | 1.05 | 0.27832 | 0.27832 | 5470 | Framework (drywall partitions), steel (galvanized) |  | 0 | D4 | 0 | 0 | 0 | 0 | 0 | 0 | 0 | 0 | 0
| Civic Offices | Internal wall framing steel stud metal framing (metsec 70mm) | 1700820 | 8402997 | 2.7 | Internal walls and partitions | 70mm steel framing | Construction | 0.27832 | Area Calculation | 80 | 44 | 1 | FALSE | 1 | FALSE |  | 1.05 | 0.27832 | 0.27832 | 5470 | Framework (drywall partitions), steel (galvanized) |  | 60 | C2 | 0 | 0 | 0 | 0 | 0 | 0 | 0 | 0 | 0
| Civic Offices | Internal wall framing steel stud metal framing (metsec 70mm) | 1700820 | 8402997 | 2.7 | Internal walls and partitions | 70mm steel framing | Construction | 0.27832 | Area Calculation | 80 | 44 | 1 | FALSE | 1 | FALSE |  | 1.05 | 0.27832 | 0.27832 | 5470 | Framework (drywall partitions), steel (galvanized) |  | 60 | C4 | 0.00014467 | 3.7883e-11 | 1.0117e-06 | 3.3243e-07 | 1.6788e-07 | 2.0408e-10 | 0.0035467 | 0.041748 | 7.2553e-06
| Civic Offices | Internal wall framing steel stud metal framing (metsec 70mm) | 1700820 | 8402997 | 2.7 | Internal walls and partitions | 70mm steel framing | Construction | 0.27832 | Area Calculation | 80 | 44 | 1 | FALSE | 1 | FALSE |  | 1.05 | 0.27832 | 0.27832 | 5470 | Framework (drywall partitions), steel (galvanized) |  | 60 | D2 | 0 | 0 | 0 | 0 | 0 | 0 | 0 | 0 | 0
| Civic Offices | Internal wall framing steel stud metal framing (metsec 70mm) | 1700820 | 8402997 | 2.7 | Internal walls and partitions | 70mm steel framing | Construction | 0.27832 | Area Calculation | 80 | 44 | 1 | FALSE | 1 | FALSE |  | 1.05 | 0.27832 | 0.27832 | 5470 | Framework (drywall partitions), steel (galvanized) |  | 60 | D3 | 0 | 0 | 0 | 0 | 0 | 0 | 0 | 0 | 0
| Civic Offices | Internal wall framing steel stud metal framing (metsec 70mm) | 1700820 | 8402997 | 2.7 | Internal walls and partitions | 70mm steel framing | Construction | 0.27832 | Area Calculation | 80 | 44 | 1 | FALSE | 1 | FALSE |  | 1.05 | 0.27832 | 0.27832 | 5470 | Framework (drywall partitions), steel (galvanized) |  | 60 | D4 | 0 | 0 | 0 | 0 | 0 | 0 | 0 | 0 | 0
| Civic Offices | Internal wall finish paint (emulsion) | 1700822 | 8402998 | 3.1 | Wall finishes | Paint | Construction | 63.168 | Area Calculation | 5 | 44 | 1 | FALSE | 1 | FALSE |  | 1.06 | 63.168 | 758.016 | 5134 | Paint, emulsion |  | 0 | A1A3 | 250.314 | 3.9507e-05 | 2.8204 | 1.1092 | 0.30387 | 0.0025818 | 4806.0596 | 200.0707 | 3.1047
| Civic Offices | Internal wall finish paint (emulsion) | 1700822 | 8402998 | 3.1 | Wall finishes | Paint | Construction | 63.168 | Area Calculation | 5 | 44 | 1 | FALSE | 1 | FALSE |  | 1.06 | 63.168 | 758.016 | 5134 | Paint, emulsion |  | 0 | A4 | 1.283 | 2.3053e-07 | 0.0042011 | 0.0011355 | 0.00071671 | 4.4746e-06 | 19.1259 | 2.9204 | 0.0052799
| Civic Offices | Internal wall finish paint (emulsion) | 1700822 | 8402998 | 3.1 | Wall finishes | Paint | Construction | 63.168 | Area Calculation | 5 | 44 | 1 | FALSE | 1 | FALSE |  | 1.06 | 63.168 | 758.016 | 5134 | Paint, emulsion |  | 0 | A5 | 0.15587 | 9.832e-09 | 0.00035049 | 0.0073705 | 6.617e-05 | 5.316e-08 | 0.92681 | 1.4781 | 0
| Civic Offices | Internal wall finish paint (emulsion) | 1700822 | 8402998 | 3.1 | Wall finishes | Paint | Construction | 63.168 | Area Calculation | 5 | 44 | 1 | FALSE | 1 | FALSE |  | 1.06 | 63.168 | 758.016 | 5134 | Paint, emulsion |  | 0 | D2 | 0 | 0 | 0 | 0 | 0 | 0 | 0 | 0 | 0
| Civic Offices | Internal wall finish paint (emulsion) | 1700822 | 8402998 | 3.1 | Wall finishes | Paint | Construction | 63.168 | Area Calculation | 5 | 44 | 1 | FALSE | 1 | FALSE |  | 1.06 | 63.168 | 758.016 | 5134 | Paint, emulsion |  | 0 | D3 | 0 | 0 | 0 | 0 | 0 | 0 | 0 | 0 | 0
| Civic Offices | Internal wall finish paint (emulsion) | 1700822 | 8402998 | 3.1 | Wall finishes | Paint | Construction | 63.168 | Area Calculation | 5 | 44 | 1 | FALSE | 1 | FALSE |  | 1.06 | 63.168 | 758.016 | 5134 | Paint, emulsion |  | 0 | D4 | 0 | 0 | 0 | 0 | 0 | 0 | 0 | 0 | 0
| Civic Offices | Internal wall finish paint (emulsion) | 1700822 | 8402998 | 3.1 | Wall finishes | Paint | Construction | 63.168 | Area Calculation | 5 | 44 | 1 | FALSE | 1 | FALSE |  | 1.06 | 63.168 | 758.016 | 5134 | Paint, emulsion |  | 60 | C2 | 0 | 0 | 0 | 0 | 0 | 0 | 0 | 0 | 0
| Civic Offices | Internal wall finish paint (emulsion) | 1700822 | 8402998 | 3.1 | Wall finishes | Paint | Construction | 63.168 | Area Calculation | 5 | 44 | 1 | FALSE | 1 | FALSE |  | 1.06 | 63.168 | 758.016 | 5134 | Paint, emulsion |  | 60 | C4 | 2.5979 | 1.6387e-07 | 0.0058416 | 0.12284 | 0.0011028 | 8.86e-07 | 15.4469 | 24.6355 | 0.06512
| Civic Offices | Internal wall finish paint (emulsion) | 1700822 | 8402998 | 3.1 | Wall finishes | Paint | Construction | 63.168 | Area Calculation | 5 | 44 | 1 | FALSE | 1 | FALSE |  | 1.06 | 63.168 | 758.016 | 5134 | Paint, emulsion |  | 60 | D2 | 0 | 0 | 0 | 0 | 0 | 0 | 0 | 0 | 0
| Civic Offices | Internal wall finish paint (emulsion) | 1700822 | 8402998 | 3.1 | Wall finishes | Paint | Construction | 63.168 | Area Calculation | 5 | 44 | 1 | FALSE | 1 | FALSE |  | 1.06 | 63.168 | 758.016 | 5134 | Paint, emulsion |  | 60 | D3 | 0 | 0 | 0 | 0 | 0 | 0 | 0 | 0 | 0
| Civic Offices | Internal wall finish paint (emulsion) | 1700822 | 8402998 | 3.1 | Wall finishes | Paint | Construction | 63.168 | Area Calculation | 5 | 44 | 1 | FALSE | 1 | FALSE |  | 1.06 | 63.168 | 758.016 | 5134 | Paint, emulsion |  | 60 | D4 | 0 | 0 | 0 | 0 | 0 | 0 | 0 | 0 | 0
| Civic Offices | Internal wall finish paint (emulsion) | 1700822 | 8402998 | 3.1 | Wall finishes | Paint | Construction | 63.168 | Area Calculation | 5 | 44 | 1 | FALSE | 1 | FALSE |  | 1.06 | 63.168 | 758.016 | 5134 | Paint, emulsion |  | 5 | B4B5 | 254.3508 | 3.9911e-05 | 2.8308 | 1.2405 | 0.30576 | 0.0025872 | 4841.5593 | 229.1048 | 3.11
| Civic Offices | Internal wall finish paint (emulsion) | 1700822 | 8402998 | 3.1 | Wall finishes | Paint | Construction | 63.168 | Area Calculation | 5 | 44 | 1 | FALSE | 1 | FALSE |  | 1.06 | 63.168 | 758.016 | 5134 | Paint, emulsion |  | 5 | D2 | 0 | 0 | 0 | 0 | 0 | 0 | 0 | 0 | 0
| Civic Offices | Internal wall finish paint (emulsion) | 1700822 | 8402998 | 3.1 | Wall finishes | Paint | Construction | 63.168 | Area Calculation | 5 | 44 | 1 | FALSE | 1 | FALSE |  | 1.06 | 63.168 | 758.016 | 5134 | Paint, emulsion |  | 5 | D3 | 0 | 0 | 0 | 0 | 0 | 0 | 0 | 0 | 0
| Civic Offices | Internal wall finish paint (emulsion) | 1700822 | 8402998 | 3.1 | Wall finishes | Paint | Construction | 63.168 | Area Calculation | 5 | 44 | 1 | FALSE | 1 | FALSE |  | 1.06 | 63.168 | 758.016 | 5134 | Paint, emulsion |  | 5 | D4 | 0 | 0 | 0 | 0 | 0 | 0 | 0 | 0 | 0
| Civic Offices | Internal wall finish paint (emulsion) | 1700822 | 8402998 | 3.1 | Wall finishes | Paint | Construction | 63.168 | Area Calculation | 5 | 44 | 1 | FALSE | 1 | FALSE |  | 1.06 | 63.168 | 758.016 | 5134 | Paint, emulsion |  | 10 | B4B5 | 254.3508 | 3.9911e-05 | 2.8308 | 1.2405 | 0.30576 | 0.0025872 | 4841.5593 | 229.1048 | 3.11
| Civic Offices | Internal wall finish paint (emulsion) | 1700822 | 8402998 | 3.1 | Wall finishes | Paint | Construction | 63.168 | Area Calculation | 5 | 44 | 1 | FALSE | 1 | FALSE |  | 1.06 | 63.168 | 758.016 | 5134 | Paint, emulsion |  | 10 | D2 | 0 | 0 | 0 | 0 | 0 | 0 | 0 | 0 | 0
| Civic Offices | Internal wall finish paint (emulsion) | 1700822 | 8402998 | 3.1 | Wall finishes | Paint | Construction | 63.168 | Area Calculation | 5 | 44 | 1 | FALSE | 1 | FALSE |  | 1.06 | 63.168 | 758.016 | 5134 | Paint, emulsion |  | 10 | D3 | 0 | 0 | 0 | 0 | 0 | 0 | 0 | 0 | 0
| Civic Offices | Internal wall finish paint (emulsion) | 1700822 | 8402998 | 3.1 | Wall finishes | Paint | Construction | 63.168 | Area Calculation | 5 | 44 | 1 | FALSE | 1 | FALSE |  | 1.06 | 63.168 | 758.016 | 5134 | Paint, emulsion |  | 10 | D4 | 0 | 0 | 0 | 0 | 0 | 0 | 0 | 0 | 0
| Civic Offices | Internal wall finish paint (emulsion) | 1700822 | 8402998 | 3.1 | Wall finishes | Paint | Construction | 63.168 | Area Calculation | 5 | 44 | 1 | FALSE | 1 | FALSE |  | 1.06 | 63.168 | 758.016 | 5134 | Paint, emulsion |  | 15 | B4B5 | 254.3508 | 3.9911e-05 | 2.8308 | 1.2405 | 0.30576 | 0.0025872 | 4841.5593 | 229.1048 | 3.11
| Civic Offices | Internal wall finish paint (emulsion) | 1700822 | 8402998 | 3.1 | Wall finishes | Paint | Construction | 63.168 | Area Calculation | 5 | 44 | 1 | FALSE | 1 | FALSE |  | 1.06 | 63.168 | 758.016 | 5134 | Paint, emulsion |  | 15 | D2 | 0 | 0 | 0 | 0 | 0 | 0 | 0 | 0 | 0
| Civic Offices | Internal wall finish paint (emulsion) | 1700822 | 8402998 | 3.1 | Wall finishes | Paint | Construction | 63.168 | Area Calculation | 5 | 44 | 1 | FALSE | 1 | FALSE |  | 1.06 | 63.168 | 758.016 | 5134 | Paint, emulsion |  | 15 | D3 | 0 | 0 | 0 | 0 | 0 | 0 | 0 | 0 | 0
| Civic Offices | Internal wall finish paint (emulsion) | 1700822 | 8402998 | 3.1 | Wall finishes | Paint | Construction | 63.168 | Area Calculation | 5 | 44 | 1 | FALSE | 1 | FALSE |  | 1.06 | 63.168 | 758.016 | 5134 | Paint, emulsion |  | 15 | D4 | 0 | 0 | 0 | 0 | 0 | 0 | 0 | 0 | 0
| Civic Offices | Internal wall finish paint (emulsion) | 1700822 | 8402998 | 3.1 | Wall finishes | Paint | Construction | 63.168 | Area Calculation | 5 | 44 | 1 | FALSE | 1 | FALSE |  | 1.06 | 63.168 | 758.016 | 5134 | Paint, emulsion |  | 20 | B4B5 | 254.3508 | 3.9911e-05 | 2.8308 | 1.2405 | 0.30576 | 0.0025872 | 4841.5593 | 229.1048 | 3.11
| Civic Offices | Internal wall finish paint (emulsion) | 1700822 | 8402998 | 3.1 | Wall finishes | Paint | Construction | 63.168 | Area Calculation | 5 | 44 | 1 | FALSE | 1 | FALSE |  | 1.06 | 63.168 | 758.016 | 5134 | Paint, emulsion |  | 20 | D2 | 0 | 0 | 0 | 0 | 0 | 0 | 0 | 0 | 0
| Civic Offices | Internal wall finish paint (emulsion) | 1700822 | 8402998 | 3.1 | Wall finishes | Paint | Construction | 63.168 | Area Calculation | 5 | 44 | 1 | FALSE | 1 | FALSE |  | 1.06 | 63.168 | 758.016 | 5134 | Paint, emulsion |  | 20 | D3 | 0 | 0 | 0 | 0 | 0 | 0 | 0 | 0 | 0
| Civic Offices | Internal wall finish paint (emulsion) | 1700822 | 8402998 | 3.1 | Wall finishes | Paint | Construction | 63.168 | Area Calculation | 5 | 44 | 1 | FALSE | 1 | FALSE |  | 1.06 | 63.168 | 758.016 | 5134 | Paint, emulsion |  | 20 | D4 | 0 | 0 | 0 | 0 | 0 | 0 | 0 | 0 | 0
| Civic Offices | Internal wall finish paint (emulsion) | 1700822 | 8402998 | 3.1 | Wall finishes | Paint | Construction | 63.168 | Area Calculation | 5 | 44 | 1 | FALSE | 1 | FALSE |  | 1.06 | 63.168 | 758.016 | 5134 | Paint, emulsion |  | 25 | B4B5 | 254.3508 | 3.9911e-05 | 2.8308 | 1.2405 | 0.30576 | 0.0025872 | 4841.5593 | 229.1048 | 3.11
| Civic Offices | Internal wall finish paint (emulsion) | 1700822 | 8402998 | 3.1 | Wall finishes | Paint | Construction | 63.168 | Area Calculation | 5 | 44 | 1 | FALSE | 1 | FALSE |  | 1.06 | 63.168 | 758.016 | 5134 | Paint, emulsion |  | 25 | D2 | 0 | 0 | 0 | 0 | 0 | 0 | 0 | 0 | 0
| Civic Offices | Internal wall finish paint (emulsion) | 1700822 | 8402998 | 3.1 | Wall finishes | Paint | Construction | 63.168 | Area Calculation | 5 | 44 | 1 | FALSE | 1 | FALSE |  | 1.06 | 63.168 | 758.016 | 5134 | Paint, emulsion |  | 25 | D3 | 0 | 0 | 0 | 0 | 0 | 0 | 0 | 0 | 0
| Civic Offices | Internal wall finish paint (emulsion) | 1700822 | 8402998 | 3.1 | Wall finishes | Paint | Construction | 63.168 | Area Calculation | 5 | 44 | 1 | FALSE | 1 | FALSE |  | 1.06 | 63.168 | 758.016 | 5134 | Paint, emulsion |  | 25 | D4 | 0 | 0 | 0 | 0 | 0 | 0 | 0 | 0 | 0
| Civic Offices | Internal wall finish paint (emulsion) | 1700822 | 8402998 | 3.1 | Wall finishes | Paint | Construction | 63.168 | Area Calculation | 5 | 44 | 1 | FALSE | 1 | FALSE |  | 1.06 | 63.168 | 758.016 | 5134 | Paint, emulsion |  | 30 | B4B5 | 254.3508 | 3.9911e-05 | 2.8308 | 1.2405 | 0.30576 | 0.0025872 | 4841.5593 | 229.1048 | 3.11
| Civic Offices | Internal wall finish paint (emulsion) | 1700822 | 8402998 | 3.1 | Wall finishes | Paint | Construction | 63.168 | Area Calculation | 5 | 44 | 1 | FALSE | 1 | FALSE |  | 1.06 | 63.168 | 758.016 | 5134 | Paint, emulsion |  | 30 | D2 | 0 | 0 | 0 | 0 | 0 | 0 | 0 | 0 | 0
| Civic Offices | Internal wall finish paint (emulsion) | 1700822 | 8402998 | 3.1 | Wall finishes | Paint | Construction | 63.168 | Area Calculation | 5 | 44 | 1 | FALSE | 1 | FALSE |  | 1.06 | 63.168 | 758.016 | 5134 | Paint, emulsion |  | 30 | D3 | 0 | 0 | 0 | 0 | 0 | 0 | 0 | 0 | 0
| Civic Offices | Internal wall finish paint (emulsion) | 1700822 | 8402998 | 3.1 | Wall finishes | Paint | Construction | 63.168 | Area Calculation | 5 | 44 | 1 | FALSE | 1 | FALSE |  | 1.06 | 63.168 | 758.016 | 5134 | Paint, emulsion |  | 30 | D4 | 0 | 0 | 0 | 0 | 0 | 0 | 0 | 0 | 0
| Civic Offices | Internal wall finish paint (emulsion) | 1700822 | 8402998 | 3.1 | Wall finishes | Paint | Construction | 63.168 | Area Calculation | 5 | 44 | 1 | FALSE | 1 | FALSE |  | 1.06 | 63.168 | 758.016 | 5134 | Paint, emulsion |  | 35 | B4B5 | 254.3508 | 3.9911e-05 | 2.8308 | 1.2405 | 0.30576 | 0.0025872 | 4841.5593 | 229.1048 | 3.11
| Civic Offices | Internal wall finish paint (emulsion) | 1700822 | 8402998 | 3.1 | Wall finishes | Paint | Construction | 63.168 | Area Calculation | 5 | 44 | 1 | FALSE | 1 | FALSE |  | 1.06 | 63.168 | 758.016 | 5134 | Paint, emulsion |  | 35 | D2 | 0 | 0 | 0 | 0 | 0 | 0 | 0 | 0 | 0
| Civic Offices | Internal wall finish paint (emulsion) | 1700822 | 8402998 | 3.1 | Wall finishes | Paint | Construction | 63.168 | Area Calculation | 5 | 44 | 1 | FALSE | 1 | FALSE |  | 1.06 | 63.168 | 758.016 | 5134 | Paint, emulsion |  | 35 | D3 | 0 | 0 | 0 | 0 | 0 | 0 | 0 | 0 | 0
| Civic Offices | Internal wall finish paint (emulsion) | 1700822 | 8402998 | 3.1 | Wall finishes | Paint | Construction | 63.168 | Area Calculation | 5 | 44 | 1 | FALSE | 1 | FALSE |  | 1.06 | 63.168 | 758.016 | 5134 | Paint, emulsion |  | 35 | D4 | 0 | 0 | 0 | 0 | 0 | 0 | 0 | 0 | 0
| Civic Offices | Internal wall finish paint (emulsion) | 1700822 | 8402998 | 3.1 | Wall finishes | Paint | Construction | 63.168 | Area Calculation | 5 | 44 | 1 | FALSE | 1 | FALSE |  | 1.06 | 63.168 | 758.016 | 5134 | Paint, emulsion |  | 40 | B4B5 | 254.3508 | 3.9911e-05 | 2.8308 | 1.2405 | 0.30576 | 0.0025872 | 4841.5593 | 229.1048 | 3.11
| Civic Offices | Internal wall finish paint (emulsion) | 1700822 | 8402998 | 3.1 | Wall finishes | Paint | Construction | 63.168 | Area Calculation | 5 | 44 | 1 | FALSE | 1 | FALSE |  | 1.06 | 63.168 | 758.016 | 5134 | Paint, emulsion |  | 40 | D2 | 0 | 0 | 0 | 0 | 0 | 0 | 0 | 0 | 0
| Civic Offices | Internal wall finish paint (emulsion) | 1700822 | 8402998 | 3.1 | Wall finishes | Paint | Construction | 63.168 | Area Calculation | 5 | 44 | 1 | FALSE | 1 | FALSE |  | 1.06 | 63.168 | 758.016 | 5134 | Paint, emulsion |  | 40 | D3 | 0 | 0 | 0 | 0 | 0 | 0 | 0 | 0 | 0
| Civic Offices | Internal wall finish paint (emulsion) | 1700822 | 8402998 | 3.1 | Wall finishes | Paint | Construction | 63.168 | Area Calculation | 5 | 44 | 1 | FALSE | 1 | FALSE |  | 1.06 | 63.168 | 758.016 | 5134 | Paint, emulsion |  | 40 | D4 | 0 | 0 | 0 | 0 | 0 | 0 | 0 | 0 | 0
| Civic Offices | Internal wall finish paint (emulsion) | 1700822 | 8402998 | 3.1 | Wall finishes | Paint | Construction | 63.168 | Area Calculation | 5 | 44 | 1 | FALSE | 1 | FALSE |  | 1.06 | 63.168 | 758.016 | 5134 | Paint, emulsion |  | 45 | B4B5 | 254.3508 | 3.9911e-05 | 2.8308 | 1.2405 | 0.30576 | 0.0025872 | 4841.5593 | 229.1048 | 3.11
| Civic Offices | Internal wall finish paint (emulsion) | 1700822 | 8402998 | 3.1 | Wall finishes | Paint | Construction | 63.168 | Area Calculation | 5 | 44 | 1 | FALSE | 1 | FALSE |  | 1.06 | 63.168 | 758.016 | 5134 | Paint, emulsion |  | 45 | D2 | 0 | 0 | 0 | 0 | 0 | 0 | 0 | 0 | 0
| Civic Offices | Internal wall finish paint (emulsion) | 1700822 | 8402998 | 3.1 | Wall finishes | Paint | Construction | 63.168 | Area Calculation | 5 | 44 | 1 | FALSE | 1 | FALSE |  | 1.06 | 63.168 | 758.016 | 5134 | Paint, emulsion |  | 45 | D3 | 0 | 0 | 0 | 0 | 0 | 0 | 0 | 0 | 0
| Civic Offices | Internal wall finish paint (emulsion) | 1700822 | 8402998 | 3.1 | Wall finishes | Paint | Construction | 63.168 | Area Calculation | 5 | 44 | 1 | FALSE | 1 | FALSE |  | 1.06 | 63.168 | 758.016 | 5134 | Paint, emulsion |  | 45 | D4 | 0 | 0 | 0 | 0 | 0 | 0 | 0 | 0 | 0
| Civic Offices | Internal wall finish paint (emulsion) | 1700822 | 8402998 | 3.1 | Wall finishes | Paint | Construction | 63.168 | Area Calculation | 5 | 44 | 1 | FALSE | 1 | FALSE |  | 1.06 | 63.168 | 758.016 | 5134 | Paint, emulsion |  | 50 | B4B5 | 254.3508 | 3.9911e-05 | 2.8308 | 1.2405 | 0.30576 | 0.0025872 | 4841.5593 | 229.1048 | 3.11
| Civic Offices | Internal wall finish paint (emulsion) | 1700822 | 8402998 | 3.1 | Wall finishes | Paint | Construction | 63.168 | Area Calculation | 5 | 44 | 1 | FALSE | 1 | FALSE |  | 1.06 | 63.168 | 758.016 | 5134 | Paint, emulsion |  | 50 | D2 | 0 | 0 | 0 | 0 | 0 | 0 | 0 | 0 | 0
| Civic Offices | Internal wall finish paint (emulsion) | 1700822 | 8402998 | 3.1 | Wall finishes | Paint | Construction | 63.168 | Area Calculation | 5 | 44 | 1 | FALSE | 1 | FALSE |  | 1.06 | 63.168 | 758.016 | 5134 | Paint, emulsion |  | 50 | D3 | 0 | 0 | 0 | 0 | 0 | 0 | 0 | 0 | 0
| Civic Offices | Internal wall finish paint (emulsion) | 1700822 | 8402998 | 3.1 | Wall finishes | Paint | Construction | 63.168 | Area Calculation | 5 | 44 | 1 | FALSE | 1 | FALSE |  | 1.06 | 63.168 | 758.016 | 5134 | Paint, emulsion |  | 50 | D4 | 0 | 0 | 0 | 0 | 0 | 0 | 0 | 0 | 0
| Civic Offices | Internal wall finish paint (emulsion) | 1700822 | 8402998 | 3.1 | Wall finishes | Paint | Construction | 63.168 | Area Calculation | 5 | 44 | 1 | FALSE | 1 | FALSE |  | 1.06 | 63.168 | 758.016 | 5134 | Paint, emulsion |  | 55 | B4B5 | 254.3508 | 3.9911e-05 | 2.8308 | 1.2405 | 0.30576 | 0.0025872 | 4841.5593 | 229.1048 | 3.11
| Civic Offices | Internal wall finish paint (emulsion) | 1700822 | 8402998 | 3.1 | Wall finishes | Paint | Construction | 63.168 | Area Calculation | 5 | 44 | 1 | FALSE | 1 | FALSE |  | 1.06 | 63.168 | 758.016 | 5134 | Paint, emulsion |  | 55 | D2 | 0 | 0 | 0 | 0 | 0 | 0 | 0 | 0 | 0
| Civic Offices | Internal wall finish paint (emulsion) | 1700822 | 8402998 | 3.1 | Wall finishes | Paint | Construction | 63.168 | Area Calculation | 5 | 44 | 1 | FALSE | 1 | FALSE |  | 1.06 | 63.168 | 758.016 | 5134 | Paint, emulsion |  | 55 | D3 | 0 | 0 | 0 | 0 | 0 | 0 | 0 | 0 | 0
| Civic Offices | Internal wall finish paint (emulsion) | 1700822 | 8402998 | 3.1 | Wall finishes | Paint | Construction | 63.168 | Area Calculation | 5 | 44 | 1 | FALSE | 1 | FALSE |  | 1.06 | 63.168 | 758.016 | 5134 | Paint, emulsion |  | 55 | D4 | 0 | 0 | 0 | 0 | 0 | 0 | 0 | 0 | 0
| Civic Offices | Internal wall lining skim plaster finish 3mm | 1700824 | 8403001 | 3.1 | Wall finishes | skim | Construction | 1522.8 | Area Calculation | 50 | 44 | 1 | FALSE | 1 | FALSE |  | 1.04 | 1522.8 | 3045.6 | 5100 | Render, cement:lime (1:0:5:4) |  | 0 | A1A3 | 266.5779 | 1.0336e-05 | 0.60304 | 0.15747 | 0.06014 | 0.00013087 | 1598.0669 | 77.8898 | 0.81844
| Civic Offices | Internal wall lining skim plaster finish 3mm | 1700824 | 8403001 | 3.1 | Wall finishes | skim | Construction | 1522.8 | Area Calculation | 50 | 44 | 1 | FALSE | 1 | FALSE |  | 1.04 | 1522.8 | 3045.6 | 5100 | Render, cement:lime (1:0:5:4) |  | 0 | A4 | 16.9474 | 3.1195e-06 | 0.05667 | 0.014952 | 0.0098861 | 4.4633e-05 | 255.939 | 31.6224 | 0.070215
| Civic Offices | Internal wall lining skim plaster finish 3mm | 1700824 | 8403001 | 3.1 | Wall finishes | skim | Construction | 1522.8 | Area Calculation | 50 | 44 | 1 | FALSE | 1 | FALSE |  | 1.04 | 1522.8 | 3045.6 | 5100 | Render, cement:lime (1:0:5:4) |  | 0 | A5 | 0.015811 | 5.4505e-09 | 0.00012177 | 3.0068e-05 | 2.1036e-05 | 1.7092e-08 | 0.45924 | 9.1368 | 0
| Civic Offices | Internal wall lining skim plaster finish 3mm | 1700824 | 8403001 | 3.1 | Wall finishes | skim | Construction | 1522.8 | Area Calculation | 50 | 44 | 1 | FALSE | 1 | FALSE |  | 1.04 | 1522.8 | 3045.6 | 5100 | Render, cement:lime (1:0:5:4) |  | 0 | D2 | 0 | 0 | 0 | 0 | 0 | 0 | 0 | 0 | 0
| Civic Offices | Internal wall lining skim plaster finish 3mm | 1700824 | 8403001 | 3.1 | Wall finishes | skim | Construction | 1522.8 | Area Calculation | 50 | 44 | 1 | FALSE | 1 | FALSE |  | 1.04 | 1522.8 | 3045.6 | 5100 | Render, cement:lime (1:0:5:4) |  | 0 | D3 | 0 | 0 | 0 | 0 | 0 | 0 | 0 | 0 | 0
| Civic Offices | Internal wall lining skim plaster finish 3mm | 1700824 | 8403001 | 3.1 | Wall finishes | skim | Construction | 1522.8 | Area Calculation | 50 | 44 | 1 | FALSE | 1 | FALSE |  | 1.04 | 1522.8 | 3045.6 | 5100 | Render, cement:lime (1:0:5:4) |  | 0 | D4 | 0 | 0 | 0 | 0 | 0 | 0 | 0 | 0 | 0
| Civic Offices | Internal wall lining skim plaster finish 3mm | 1700824 | 8403001 | 3.1 | Wall finishes | skim | Construction | 1522.8 | Area Calculation | 50 | 44 | 1 | FALSE | 1 | FALSE |  | 1.04 | 1522.8 | 3045.6 | 5100 | Render, cement:lime (1:0:5:4) |  | 60 | C2 | 0 | 0 | 0 | 0 | 0 | 0 | 0 | 0 | 0
| Civic Offices | Internal wall lining skim plaster finish 3mm | 1700824 | 8403001 | 3.1 | Wall finishes | skim | Construction | 1522.8 | Area Calculation | 50 | 44 | 1 | FALSE | 1 | FALSE |  | 1.04 | 1522.8 | 3045.6 | 5100 | Render, cement:lime (1:0:5:4) |  | 60 | C4 | 0.39528 | 1.3626e-07 | 0.0030443 | 0.0007517 | 0.0005259 | 4.2729e-07 | 11.4809 | 228.42 | 0.037263
| Civic Offices | Internal wall lining skim plaster finish 3mm | 1700824 | 8403001 | 3.1 | Wall finishes | skim | Construction | 1522.8 | Area Calculation | 50 | 44 | 1 | FALSE | 1 | FALSE |  | 1.04 | 1522.8 | 3045.6 | 5100 | Render, cement:lime (1:0:5:4) |  | 60 | D2 | 0 | 0 | 0 | 0 | 0 | 0 | 0 | 0 | 0
| Civic Offices | Internal wall lining skim plaster finish 3mm | 1700824 | 8403001 | 3.1 | Wall finishes | skim | Construction | 1522.8 | Area Calculation | 50 | 44 | 1 | FALSE | 1 | FALSE |  | 1.04 | 1522.8 | 3045.6 | 5100 | Render, cement:lime (1:0:5:4) |  | 60 | D3 | 0 | 0 | 0 | 0 | 0 | 0 | 0 | 0 | 0
| Civic Offices | Internal wall lining skim plaster finish 3mm | 1700824 | 8403001 | 3.1 | Wall finishes | skim | Construction | 1522.8 | Area Calculation | 50 | 44 | 1 | FALSE | 1 | FALSE |  | 1.04 | 1522.8 | 3045.6 | 5100 | Render, cement:lime (1:0:5:4) |  | 60 | D4 | 0 | 0 | 0 | 0 | 0 | 0 | 0 | 0 | 0
| Civic Offices | Internal wall lining skim plaster finish 3mm | 1700824 | 8403001 | 3.1 | Wall finishes | skim | Construction | 1522.8 | Area Calculation | 50 | 44 | 1 | FALSE | 1 | FALSE |  | 1.04 | 1522.8 | 3045.6 | 5100 | Render, cement:lime (1:0:5:4) |  | 50 | B4B5 | 283.9364 | 1.3598e-05 | 0.66288 | 0.1732 | 0.070574 | 0.00017594 | 1865.9461 | 347.069 | 0.88865
| Civic Offices | Internal wall lining skim plaster finish 3mm | 1700824 | 8403001 | 3.1 | Wall finishes | skim | Construction | 1522.8 | Area Calculation | 50 | 44 | 1 | FALSE | 1 | FALSE |  | 1.04 | 1522.8 | 3045.6 | 5100 | Render, cement:lime (1:0:5:4) |  | 50 | D2 | 0 | 0 | 0 | 0 | 0 | 0 | 0 | 0 | 0
| Civic Offices | Internal wall lining skim plaster finish 3mm | 1700824 | 8403001 | 3.1 | Wall finishes | skim | Construction | 1522.8 | Area Calculation | 50 | 44 | 1 | FALSE | 1 | FALSE |  | 1.04 | 1522.8 | 3045.6 | 5100 | Render, cement:lime (1:0:5:4) |  | 50 | D3 | 0 | 0 | 0 | 0 | 0 | 0 | 0 | 0 | 0
| Civic Offices | Internal wall lining skim plaster finish 3mm | 1700824 | 8403001 | 3.1 | Wall finishes | skim | Construction | 1522.8 | Area Calculation | 50 | 44 | 1 | FALSE | 1 | FALSE |  | 1.04 | 1522.8 | 3045.6 | 5100 | Render, cement:lime (1:0:5:4) |  | 50 | D4 | 0 | 0 | 0 | 0 | 0 | 0 | 0 | 0 | 0
| Civic Offices | Internal wall lining plasterboard 12.5mm | 1700825 | 8403003 | 2.7 | Internal walls and partitions | 12.5 mm plasterboard | Construction | 2.5556 | Area Calculation | 80 | 44 | 1 | FALSE | 1 | FALSE |  | 1.1 | 2.5556 | 2.5556 | 5548 | General sheet (on framework), plasterboard |  | 0 | A1A3 | 0.99646 | 5.6488e-08 | 0.0070265 | 0.0014825 | 0.00049236 | 1.8441e-06 | 14.1474 | 1.309 | 0.004335
| Civic Offices | Internal wall lining plasterboard 12.5mm | 1700825 | 8403003 | 2.7 | Internal walls and partitions | 12.5 mm plasterboard | Construction | 2.5556 | Area Calculation | 80 | 44 | 1 | FALSE | 1 | FALSE |  | 1.1 | 2.5556 | 2.5556 | 5548 | General sheet (on framework), plasterboard |  | 0 | A4 | 0.073236 | 1.3159e-08 | 0.0002398 | 6.4814e-05 | 4.091e-05 | 2.5541e-07 | 1.0917 | 0.1667 | 0.00030138
| Civic Offices | Internal wall lining plasterboard 12.5mm | 1700825 | 8403003 | 2.7 | Internal walls and partitions | 12.5 mm plasterboard | Construction | 2.5556 | Area Calculation | 80 | 44 | 1 | FALSE | 1 | FALSE |  | 1.1 | 2.5556 | 2.5556 | 5548 | General sheet (on framework), plasterboard |  | 0 | A5 | 0.00053136 | 1.3914e-10 | 3.7158e-06 | 1.221e-06 | 6.1659e-07 | 7.4957e-10 | 0.013027 | 0.026834 | 0
| Civic Offices | Internal wall lining plasterboard 12.5mm | 1700825 | 8403003 | 2.7 | Internal walls and partitions | 12.5 mm plasterboard | Construction | 2.5556 | Area Calculation | 80 | 44 | 1 | FALSE | 1 | FALSE |  | 1.1 | 2.5556 | 2.5556 | 5548 | General sheet (on framework), plasterboard |  | 0 | D2 | 0 | 0 | 0 | 0 | 0 | 0 | 0 | 0 | 0
| Civic Offices | Internal wall lining plasterboard 12.5mm | 1700825 | 8403003 | 2.7 | Internal walls and partitions | 12.5 mm plasterboard | Construction | 2.5556 | Area Calculation | 80 | 44 | 1 | FALSE | 1 | FALSE |  | 1.1 | 2.5556 | 2.5556 | 5548 | General sheet (on framework), plasterboard |  | 0 | D3 | 0 | 0 | 0 | 0 | 0 | 0 | 0 | 0 | 0
| Civic Offices | Internal wall lining plasterboard 12.5mm | 1700825 | 8403003 | 2.7 | Internal walls and partitions | 12.5 mm plasterboard | Construction | 2.5556 | Area Calculation | 80 | 44 | 1 | FALSE | 1 | FALSE |  | 1.1 | 2.5556 | 2.5556 | 5548 | General sheet (on framework), plasterboard |  | 0 | D4 | 0 | 0 | 0 | 0 | 0 | 0 | 0 | 0 | 0
| Civic Offices | Internal wall lining plasterboard 12.5mm | 1700825 | 8403003 | 2.7 | Internal walls and partitions | 12.5 mm plasterboard | Construction | 2.5556 | Area Calculation | 80 | 44 | 1 | FALSE | 1 | FALSE |  | 1.1 | 2.5556 | 2.5556 | 5548 | General sheet (on framework), plasterboard |  | 60 | C2 | 0 | 0 | 0 | 0 | 0 | 0 | 0 | 0 | 0
| Civic Offices | Internal wall lining plasterboard 12.5mm | 1700825 | 8403003 | 2.7 | Internal walls and partitions | 12.5 mm plasterboard | Construction | 2.5556 | Area Calculation | 80 | 44 | 1 | FALSE | 1 | FALSE |  | 1.1 | 2.5556 | 2.5556 | 5548 | General sheet (on framework), plasterboard |  | 60 | C4 | 0.0053136 | 1.3914e-09 | 3.7158e-05 | 1.221e-05 | 6.1659e-06 | 7.4957e-09 | 0.13027 | 0.26834 | 0.00026648
| Civic Offices | Internal wall lining plasterboard 12.5mm | 1700825 | 8403003 | 2.7 | Internal walls and partitions | 12.5 mm plasterboard | Construction | 2.5556 | Area Calculation | 80 | 44 | 1 | FALSE | 1 | FALSE |  | 1.1 | 2.5556 | 2.5556 | 5548 | General sheet (on framework), plasterboard |  | 60 | D2 | 0 | 0 | 0 | 0 | 0 | 0 | 0 | 0 | 0
| Civic Offices | Internal wall lining plasterboard 12.5mm | 1700825 | 8403003 | 2.7 | Internal walls and partitions | 12.5 mm plasterboard | Construction | 2.5556 | Area Calculation | 80 | 44 | 1 | FALSE | 1 | FALSE |  | 1.1 | 2.5556 | 2.5556 | 5548 | General sheet (on framework), plasterboard |  | 60 | D3 | 0 | 0 | 0 | 0 | 0 | 0 | 0 | 0 | 0
| Civic Offices | Internal wall lining plasterboard 12.5mm | 1700825 | 8403003 | 2.7 | Internal walls and partitions | 12.5 mm plasterboard | Construction | 2.5556 | Area Calculation | 80 | 44 | 1 | FALSE | 1 | FALSE |  | 1.1 | 2.5556 | 2.5556 | 5548 | General sheet (on framework), plasterboard |  | 60 | D4 | 0 | 0 | 0 | 0 | 0 | 0 | 0 | 0 | 0
| Civic Offices | Extra over for Fire Rated Glazed Partition; 2700mm high (Wall lining glazed partition) | 1700826 | 8403004 | 3.1 | Wall finishes | glazed partition | Construction | 2286.9 | Area Calculation | 80 | 44 | 1 | FALSE | 1 | FALSE |  | 1.05 | 2286.9 | 2286.9 | 5490 | General glazing, glass (toughened) |  | 0 | A1A3 | 2697.3622 | 0.0002487 | 25.6121 | 3.2296 | 1.5512 | 0.017127 | 33031.7543 | 18663.75 | 13.1492
| Civic Offices | Extra over for Fire Rated Glazed Partition; 2700mm high (Wall lining glazed partition) | 1700826 | 8403004 | 3.1 | Wall finishes | glazed partition | Construction | 2286.9 | Area Calculation | 80 | 44 | 1 | FALSE | 1 | FALSE |  | 1.05 | 2286.9 | 2286.9 | 5490 | General glazing, glass (toughened) |  | 0 | A4 | 57.8156 | 1.0642e-05 | 0.19333 | 0.051009 | 0.033726 | 0.00015226 | 873.1309 | 107.8791 | 0.23954
| Civic Offices | Extra over for Fire Rated Glazed Partition; 2700mm high (Wall lining glazed partition) | 1700826 | 8403004 | 3.1 | Wall finishes | glazed partition | Construction | 2286.9 | Area Calculation | 80 | 44 | 1 | FALSE | 1 | FALSE |  | 1.05 | 2286.9 | 2286.9 | 5490 | General glazing, glass (toughened) |  | 0 | A5 | 0.17809 | 6.1391e-08 | 0.0013716 | 0.00033867 | 0.00023693 | 1.9251e-07 | 5.1725 | 17.1517 | 0
| Civic Offices | Extra over for Fire Rated Glazed Partition; 2700mm high (Wall lining glazed partition) | 1700826 | 8403004 | 3.1 | Wall finishes | glazed partition | Construction | 2286.9 | Area Calculation | 80 | 44 | 1 | FALSE | 1 | FALSE |  | 1.05 | 2286.9 | 2286.9 | 5490 | General glazing, glass (toughened) |  | 0 | D2 | 0 | 0 | 0 | 0 | 0 | 0 | 0 | 0 | 0
| Civic Offices | Extra over for Fire Rated Glazed Partition; 2700mm high (Wall lining glazed partition) | 1700826 | 8403004 | 3.1 | Wall finishes | glazed partition | Construction | 2286.9 | Area Calculation | 80 | 44 | 1 | FALSE | 1 | FALSE |  | 1.05 | 2286.9 | 2286.9 | 5490 | General glazing, glass (toughened) |  | 0 | D3 | 0 | 0 | 0 | 0 | 0 | 0 | 0 | 0 | 0
| Civic Offices | Extra over for Fire Rated Glazed Partition; 2700mm high (Wall lining glazed partition) | 1700826 | 8403004 | 3.1 | Wall finishes | glazed partition | Construction | 2286.9 | Area Calculation | 80 | 44 | 1 | FALSE | 1 | FALSE |  | 1.05 | 2286.9 | 2286.9 | 5490 | General glazing, glass (toughened) |  | 0 | D4 | 0 | 0 | 0 | 0 | 0 | 0 | 0 | 0 | 0
| Civic Offices | Extra over for Fire Rated Glazed Partition; 2700mm high (Wall lining glazed partition) | 1700826 | 8403004 | 3.1 | Wall finishes | glazed partition | Construction | 2286.9 | Area Calculation | 80 | 44 | 1 | FALSE | 1 | FALSE |  | 1.05 | 2286.9 | 2286.9 | 5490 | General glazing, glass (toughened) |  | 60 | C2 | 0 | 0 | 0 | 0 | 0 | 0 | 0 | 0 | 0
| Civic Offices | Extra over for Fire Rated Glazed Partition; 2700mm high (Wall lining glazed partition) | 1700826 | 8403004 | 3.1 | Wall finishes | glazed partition | Construction | 2286.9 | Area Calculation | 80 | 44 | 1 | FALSE | 1 | FALSE |  | 1.05 | 2286.9 | 2286.9 | 5490 | General glazing, glass (toughened) |  | 60 | C4 | 3.5617 | 1.2278e-06 | 0.027431 | 0.0067733 | 0.0047387 | 3.8502e-06 | 103.4505 | 343.035 | 0.33576
| Civic Offices | Extra over for Fire Rated Glazed Partition; 2700mm high (Wall lining glazed partition) | 1700826 | 8403004 | 3.1 | Wall finishes | glazed partition | Construction | 2286.9 | Area Calculation | 80 | 44 | 1 | FALSE | 1 | FALSE |  | 1.05 | 2286.9 | 2286.9 | 5490 | General glazing, glass (toughened) |  | 60 | D2 | 0 | 0 | 0 | 0 | 0 | 0 | 0 | 0 | 0
| Civic Offices | Extra over for Fire Rated Glazed Partition; 2700mm high (Wall lining glazed partition) | 1700826 | 8403004 | 3.1 | Wall finishes | glazed partition | Construction | 2286.9 | Area Calculation | 80 | 44 | 1 | FALSE | 1 | FALSE |  | 1.05 | 2286.9 | 2286.9 | 5490 | General glazing, glass (toughened) |  | 60 | D3 | 0 | 0 | 0 | 0 | 0 | 0 | 0 | 0 | 0
| Civic Offices | Extra over for Fire Rated Glazed Partition; 2700mm high (Wall lining glazed partition) | 1700826 | 8403004 | 3.1 | Wall finishes | glazed partition | Construction | 2286.9 | Area Calculation | 80 | 44 | 1 | FALSE | 1 | FALSE |  | 1.05 | 2286.9 | 2286.9 | 5490 | General glazing, glass (toughened) |  | 60 | D4 | 0 | 0 | 0 | 0 | 0 | 0 | 0 | 0 | 0
| Civic Offices | Wall lining laminate panel | 1700828 | 8403006 | 3.1 | Wall finishes | laminate panel | Construction | 131.544 | Area Calculation | 15 | 44 | 1 | FALSE | 1 | FALSE |  | 1.05 | 131.544 | 526.176 | 5233 | General sheet, high pressure laminate (HPL) |  | 0 | A1A3 | 181.4652 | 1.6026e-05 | 1.159 | 0.42335 | 0.37311 | 0.00075909 | 6672.2628 | 1524.096 | 1.4313
| Civic Offices | Wall lining laminate panel | 1700828 | 8403006 | 3.1 | Wall finishes | laminate panel | Construction | 131.544 | Area Calculation | 15 | 44 | 1 | FALSE | 1 | FALSE |  | 1.05 | 131.544 | 526.176 | 5233 | General sheet, high pressure laminate (HPL) |  | 0 | A4 | 3.5983 | 6.4653e-07 | 0.011782 | 0.0031845 | 0.00201 | 1.2549e-05 | 53.6383 | 8.1902 | 0.014807
| Civic Offices | Wall lining laminate panel | 1700828 | 8403006 | 3.1 | Wall finishes | laminate panel | Construction | 131.544 | Area Calculation | 15 | 44 | 1 | FALSE | 1 | FALSE |  | 1.05 | 131.544 | 526.176 | 5233 | General sheet, high pressure laminate (HPL) |  | 0 | A5 | 0.3582 | 1.1763e-08 | 0.00031371 | 0.014773 | 0.00011111 | 6.4467e-08 | 1.089 | 0.62483 | 0
| Civic Offices | Wall lining laminate panel | 1700828 | 8403006 | 3.1 | Wall finishes | laminate panel | Construction | 131.544 | Area Calculation | 15 | 44 | 1 | FALSE | 1 | FALSE |  | 1.05 | 131.544 | 526.176 | 5233 | General sheet, high pressure laminate (HPL) |  | 0 | D2 | 0 | 0 | 0 | 0 | 0 | 0 | 0 | 0 | 0
| Civic Offices | Wall lining laminate panel | 1700828 | 8403006 | 3.1 | Wall finishes | laminate panel | Construction | 131.544 | Area Calculation | 15 | 44 | 1 | FALSE | 1 | FALSE |  | 1.05 | 131.544 | 526.176 | 5233 | General sheet, high pressure laminate (HPL) |  | 0 | D3 | 0 | 0 | 0 | 0 | 0 | 0 | 0 | 0 | 0
| Civic Offices | Wall lining laminate panel | 1700828 | 8403006 | 3.1 | Wall finishes | laminate panel | Construction | 131.544 | Area Calculation | 15 | 44 | 1 | FALSE | 1 | FALSE |  | 1.05 | 131.544 | 526.176 | 5233 | General sheet, high pressure laminate (HPL) |  | 0 | D4 | 0 | 0 | 0 | 0 | 0 | 0 | 0 | 0 | 0
| Civic Offices | Wall lining laminate panel | 1700828 | 8403006 | 3.1 | Wall finishes | laminate panel | Construction | 131.544 | Area Calculation | 15 | 44 | 1 | FALSE | 1 | FALSE |  | 1.05 | 131.544 | 526.176 | 5233 | General sheet, high pressure laminate (HPL) |  | 60 | C2 | 0 | 0 | 0 | 0 | 0 | 0 | 0 | 0 | 0
| Civic Offices | Wall lining laminate panel | 1700828 | 8403006 | 3.1 | Wall finishes | laminate panel | Construction | 131.544 | Area Calculation | 15 | 44 | 1 | FALSE | 1 | FALSE |  | 1.05 | 131.544 | 526.176 | 5233 | General sheet, high pressure laminate (HPL) |  | 60 | C4 | 7.1641 | 2.3526e-07 | 0.0062742 | 0.29546 | 0.0022222 | 1.2893e-06 | 21.7804 | 12.4967 | 0.12869
| Civic Offices | Wall lining laminate panel | 1700828 | 8403006 | 3.1 | Wall finishes | laminate panel | Construction | 131.544 | Area Calculation | 15 | 44 | 1 | FALSE | 1 | FALSE |  | 1.05 | 131.544 | 526.176 | 5233 | General sheet, high pressure laminate (HPL) |  | 60 | D2 | 0 | 0 | 0 | 0 | 0 | 0 | 0 | 0 | 0
| Civic Offices | Wall lining laminate panel | 1700828 | 8403006 | 3.1 | Wall finishes | laminate panel | Construction | 131.544 | Area Calculation | 15 | 44 | 1 | FALSE | 1 | FALSE |  | 1.05 | 131.544 | 526.176 | 5233 | General sheet, high pressure laminate (HPL) |  | 60 | D3 | 0 | 0 | 0 | 0 | 0 | 0 | 0 | 0 | 0
| Civic Offices | Wall lining laminate panel | 1700828 | 8403006 | 3.1 | Wall finishes | laminate panel | Construction | 131.544 | Area Calculation | 15 | 44 | 1 | FALSE | 1 | FALSE |  | 1.05 | 131.544 | 526.176 | 5233 | General sheet, high pressure laminate (HPL) |  | 60 | D4 | 0 | 0 | 0 | 0 | 0 | 0 | 0 | 0 | 0
| Civic Offices | Wall lining laminate panel | 1700828 | 8403006 | 3.1 | Wall finishes | laminate panel | Construction | 131.544 | Area Calculation | 15 | 44 | 1 | FALSE | 1 | FALSE |  | 1.05 | 131.544 | 526.176 | 5233 | General sheet, high pressure laminate (HPL) |  | 15 | B4B5 | 192.5858 | 1.6919e-05 | 1.1773 | 0.73677 | 0.37745 | 0.00077299 | 6748.7706 | 1545.4077 | 1.4461
| Civic Offices | Wall lining laminate panel | 1700828 | 8403006 | 3.1 | Wall finishes | laminate panel | Construction | 131.544 | Area Calculation | 15 | 44 | 1 | FALSE | 1 | FALSE |  | 1.05 | 131.544 | 526.176 | 5233 | General sheet, high pressure laminate (HPL) |  | 15 | D2 | 0 | 0 | 0 | 0 | 0 | 0 | 0 | 0 | 0
| Civic Offices | Wall lining laminate panel | 1700828 | 8403006 | 3.1 | Wall finishes | laminate panel | Construction | 131.544 | Area Calculation | 15 | 44 | 1 | FALSE | 1 | FALSE |  | 1.05 | 131.544 | 526.176 | 5233 | General sheet, high pressure laminate (HPL) |  | 15 | D3 | 0 | 0 | 0 | 0 | 0 | 0 | 0 | 0 | 0
| Civic Offices | Wall lining laminate panel | 1700828 | 8403006 | 3.1 | Wall finishes | laminate panel | Construction | 131.544 | Area Calculation | 15 | 44 | 1 | FALSE | 1 | FALSE |  | 1.05 | 131.544 | 526.176 | 5233 | General sheet, high pressure laminate (HPL) |  | 15 | D4 | 0 | 0 | 0 | 0 | 0 | 0 | 0 | 0 | 0
| Civic Offices | Wall lining laminate panel | 1700828 | 8403006 | 3.1 | Wall finishes | laminate panel | Construction | 131.544 | Area Calculation | 15 | 44 | 1 | FALSE | 1 | FALSE |  | 1.05 | 131.544 | 526.176 | 5233 | General sheet, high pressure laminate (HPL) |  | 30 | B4B5 | 192.5858 | 1.6919e-05 | 1.1773 | 0.73677 | 0.37745 | 0.00077299 | 6748.7706 | 1545.4077 | 1.4461
| Civic Offices | Wall lining laminate panel | 1700828 | 8403006 | 3.1 | Wall finishes | laminate panel | Construction | 131.544 | Area Calculation | 15 | 44 | 1 | FALSE | 1 | FALSE |  | 1.05 | 131.544 | 526.176 | 5233 | General sheet, high pressure laminate (HPL) |  | 30 | D2 | 0 | 0 | 0 | 0 | 0 | 0 | 0 | 0 | 0
| Civic Offices | Wall lining laminate panel | 1700828 | 8403006 | 3.1 | Wall finishes | laminate panel | Construction | 131.544 | Area Calculation | 15 | 44 | 1 | FALSE | 1 | FALSE |  | 1.05 | 131.544 | 526.176 | 5233 | General sheet, high pressure laminate (HPL) |  | 30 | D3 | 0 | 0 | 0 | 0 | 0 | 0 | 0 | 0 | 0
| Civic Offices | Wall lining laminate panel | 1700828 | 8403006 | 3.1 | Wall finishes | laminate panel | Construction | 131.544 | Area Calculation | 15 | 44 | 1 | FALSE | 1 | FALSE |  | 1.05 | 131.544 | 526.176 | 5233 | General sheet, high pressure laminate (HPL) |  | 30 | D4 | 0 | 0 | 0 | 0 | 0 | 0 | 0 | 0 | 0
| Civic Offices | Wall lining laminate panel | 1700828 | 8403006 | 3.1 | Wall finishes | laminate panel | Construction | 131.544 | Area Calculation | 15 | 44 | 1 | FALSE | 1 | FALSE |  | 1.05 | 131.544 | 526.176 | 5233 | General sheet, high pressure laminate (HPL) |  | 45 | B4B5 | 192.5858 | 1.6919e-05 | 1.1773 | 0.73677 | 0.37745 | 0.00077299 | 6748.7706 | 1545.4077 | 1.4461
| Civic Offices | Wall lining laminate panel | 1700828 | 8403006 | 3.1 | Wall finishes | laminate panel | Construction | 131.544 | Area Calculation | 15 | 44 | 1 | FALSE | 1 | FALSE |  | 1.05 | 131.544 | 526.176 | 5233 | General sheet, high pressure laminate (HPL) |  | 45 | D2 | 0 | 0 | 0 | 0 | 0 | 0 | 0 | 0 | 0
| Civic Offices | Wall lining laminate panel | 1700828 | 8403006 | 3.1 | Wall finishes | laminate panel | Construction | 131.544 | Area Calculation | 15 | 44 | 1 | FALSE | 1 | FALSE |  | 1.05 | 131.544 | 526.176 | 5233 | General sheet, high pressure laminate (HPL) |  | 45 | D3 | 0 | 0 | 0 | 0 | 0 | 0 | 0 | 0 | 0
| Civic Offices | Wall lining laminate panel | 1700828 | 8403006 | 3.1 | Wall finishes | laminate panel | Construction | 131.544 | Area Calculation | 15 | 44 | 1 | FALSE | 1 | FALSE |  | 1.05 | 131.544 | 526.176 | 5233 | General sheet, high pressure laminate (HPL) |  | 45 | D4 | 0 | 0 | 0 | 0 | 0 | 0 | 0 | 0 | 0
| Civic Offices | Wall lining laminate panel | 1700830 | 8403008 | 3.1 | Wall finishes | laminate panel | Construction | 2148.552 | Area Calculation | 15 | 44 | 1 | FALSE | 1 | FALSE |  | 1.05 | 2148.552 | 8594.208 | 5233 | General sheet, high pressure laminate (HPL) |  | 0 | A1A3 | 2963.9315 | 0.00026175 | 18.9297 | 6.9147 | 6.0941 | 0.012398 | 108980.2924 | 24893.568 | 23.3781
| Civic Offices | Wall lining laminate panel | 1700830 | 8403008 | 3.1 | Wall finishes | laminate panel | Construction | 2148.552 | Area Calculation | 15 | 44 | 1 | FALSE | 1 | FALSE |  | 1.05 | 2148.552 | 8594.208 | 5233 | General sheet, high pressure laminate (HPL) |  | 0 | A4 | 58.772 | 1.056e-05 | 0.19244 | 0.052013 | 0.03283 | 0.00020497 | 876.093 | 133.773 | 0.24186
| Civic Offices | Wall lining laminate panel | 1700830 | 8403008 | 3.1 | Wall finishes | laminate panel | Construction | 2148.552 | Area Calculation | 15 | 44 | 1 | FALSE | 1 | FALSE |  | 1.05 | 2148.552 | 8594.208 | 5233 | General sheet, high pressure laminate (HPL) |  | 0 | A5 | 5.8507 | 1.9213e-07 | 0.005124 | 0.2413 | 0.0018148 | 1.053e-06 | 17.7873 | 10.2056 | 0
| Civic Offices | Wall lining laminate panel | 1700830 | 8403008 | 3.1 | Wall finishes | laminate panel | Construction | 2148.552 | Area Calculation | 15 | 44 | 1 | FALSE | 1 | FALSE |  | 1.05 | 2148.552 | 8594.208 | 5233 | General sheet, high pressure laminate (HPL) |  | 0 | D2 | 0 | 0 | 0 | 0 | 0 | 0 | 0 | 0 | 0
| Civic Offices | Wall lining laminate panel | 1700830 | 8403008 | 3.1 | Wall finishes | laminate panel | Construction | 2148.552 | Area Calculation | 15 | 44 | 1 | FALSE | 1 | FALSE |  | 1.05 | 2148.552 | 8594.208 | 5233 | General sheet, high pressure laminate (HPL) |  | 0 | D3 | 0 | 0 | 0 | 0 | 0 | 0 | 0 | 0 | 0
| Civic Offices | Wall lining laminate panel | 1700830 | 8403008 | 3.1 | Wall finishes | laminate panel | Construction | 2148.552 | Area Calculation | 15 | 44 | 1 | FALSE | 1 | FALSE |  | 1.05 | 2148.552 | 8594.208 | 5233 | General sheet, high pressure laminate (HPL) |  | 0 | D4 | 0 | 0 | 0 | 0 | 0 | 0 | 0 | 0 | 0
| Civic Offices | Wall lining laminate panel | 1700830 | 8403008 | 3.1 | Wall finishes | laminate panel | Construction | 2148.552 | Area Calculation | 15 | 44 | 1 | FALSE | 1 | FALSE |  | 1.05 | 2148.552 | 8594.208 | 5233 | General sheet, high pressure laminate (HPL) |  | 60 | C2 | 0 | 0 | 0 | 0 | 0 | 0 | 0 | 0 | 0
| Civic Offices | Wall lining laminate panel | 1700830 | 8403008 | 3.1 | Wall finishes | laminate panel | Construction | 2148.552 | Area Calculation | 15 | 44 | 1 | FALSE | 1 | FALSE |  | 1.05 | 2148.552 | 8594.208 | 5233 | General sheet, high pressure laminate (HPL) |  | 60 | C4 | 117.0132 | 3.8427e-06 | 0.10248 | 4.8259 | 0.036295 | 2.1059e-05 | 355.747 | 204.1124 | 2.1019
| Civic Offices | Wall lining laminate panel | 1700830 | 8403008 | 3.1 | Wall finishes | laminate panel | Construction | 2148.552 | Area Calculation | 15 | 44 | 1 | FALSE | 1 | FALSE |  | 1.05 | 2148.552 | 8594.208 | 5233 | General sheet, high pressure laminate (HPL) |  | 60 | D2 | 0 | 0 | 0 | 0 | 0 | 0 | 0 | 0 | 0
| Civic Offices | Wall lining laminate panel | 1700830 | 8403008 | 3.1 | Wall finishes | laminate panel | Construction | 2148.552 | Area Calculation | 15 | 44 | 1 | FALSE | 1 | FALSE |  | 1.05 | 2148.552 | 8594.208 | 5233 | General sheet, high pressure laminate (HPL) |  | 60 | D3 | 0 | 0 | 0 | 0 | 0 | 0 | 0 | 0 | 0
| Civic Offices | Wall lining laminate panel | 1700830 | 8403008 | 3.1 | Wall finishes | laminate panel | Construction | 2148.552 | Area Calculation | 15 | 44 | 1 | FALSE | 1 | FALSE |  | 1.05 | 2148.552 | 8594.208 | 5233 | General sheet, high pressure laminate (HPL) |  | 60 | D4 | 0 | 0 | 0 | 0 | 0 | 0 | 0 | 0 | 0
| Civic Offices | Wall lining laminate panel | 1700830 | 8403008 | 3.1 | Wall finishes | laminate panel | Construction | 2148.552 | Area Calculation | 15 | 44 | 1 | FALSE | 1 | FALSE |  | 1.05 | 2148.552 | 8594.208 | 5233 | General sheet, high pressure laminate (HPL) |  | 15 | B4B5 | 3145.5674 | 0.00027635 | 19.2297 | 12.0339 | 6.165 | 0.012626 | 110229.9197 | 25241.6591 | 23.62
| Civic Offices | Wall lining laminate panel | 1700830 | 8403008 | 3.1 | Wall finishes | laminate panel | Construction | 2148.552 | Area Calculation | 15 | 44 | 1 | FALSE | 1 | FALSE |  | 1.05 | 2148.552 | 8594.208 | 5233 | General sheet, high pressure laminate (HPL) |  | 15 | D2 | 0 | 0 | 0 | 0 | 0 | 0 | 0 | 0 | 0
| Civic Offices | Wall lining laminate panel | 1700830 | 8403008 | 3.1 | Wall finishes | laminate panel | Construction | 2148.552 | Area Calculation | 15 | 44 | 1 | FALSE | 1 | FALSE |  | 1.05 | 2148.552 | 8594.208 | 5233 | General sheet, high pressure laminate (HPL) |  | 15 | D3 | 0 | 0 | 0 | 0 | 0 | 0 | 0 | 0 | 0
| Civic Offices | Wall lining laminate panel | 1700830 | 8403008 | 3.1 | Wall finishes | laminate panel | Construction | 2148.552 | Area Calculation | 15 | 44 | 1 | FALSE | 1 | FALSE |  | 1.05 | 2148.552 | 8594.208 | 5233 | General sheet, high pressure laminate (HPL) |  | 15 | D4 | 0 | 0 | 0 | 0 | 0 | 0 | 0 | 0 | 0
| Civic Offices | Wall lining laminate panel | 1700830 | 8403008 | 3.1 | Wall finishes | laminate panel | Construction | 2148.552 | Area Calculation | 15 | 44 | 1 | FALSE | 1 | FALSE |  | 1.05 | 2148.552 | 8594.208 | 5233 | General sheet, high pressure laminate (HPL) |  | 30 | B4B5 | 3145.5674 | 0.00027635 | 19.2297 | 12.0339 | 6.165 | 0.012626 | 110229.9197 | 25241.6591 | 23.62
| Civic Offices | Wall lining laminate panel | 1700830 | 8403008 | 3.1 | Wall finishes | laminate panel | Construction | 2148.552 | Area Calculation | 15 | 44 | 1 | FALSE | 1 | FALSE |  | 1.05 | 2148.552 | 8594.208 | 5233 | General sheet, high pressure laminate (HPL) |  | 30 | D2 | 0 | 0 | 0 | 0 | 0 | 0 | 0 | 0 | 0
| Civic Offices | Wall lining laminate panel | 1700830 | 8403008 | 3.1 | Wall finishes | laminate panel | Construction | 2148.552 | Area Calculation | 15 | 44 | 1 | FALSE | 1 | FALSE |  | 1.05 | 2148.552 | 8594.208 | 5233 | General sheet, high pressure laminate (HPL) |  | 30 | D3 | 0 | 0 | 0 | 0 | 0 | 0 | 0 | 0 | 0
| Civic Offices | Wall lining laminate panel | 1700830 | 8403008 | 3.1 | Wall finishes | laminate panel | Construction | 2148.552 | Area Calculation | 15 | 44 | 1 | FALSE | 1 | FALSE |  | 1.05 | 2148.552 | 8594.208 | 5233 | General sheet, high pressure laminate (HPL) |  | 30 | D4 | 0 | 0 | 0 | 0 | 0 | 0 | 0 | 0 | 0
| Civic Offices | Wall lining laminate panel | 1700830 | 8403008 | 3.1 | Wall finishes | laminate panel | Construction | 2148.552 | Area Calculation | 15 | 44 | 1 | FALSE | 1 | FALSE |  | 1.05 | 2148.552 | 8594.208 | 5233 | General sheet, high pressure laminate (HPL) |  | 45 | B4B5 | 3145.5674 | 0.00027635 | 19.2297 | 12.0339 | 6.165 | 0.012626 | 110229.9197 | 25241.6591 | 23.62
| Civic Offices | Wall lining laminate panel | 1700830 | 8403008 | 3.1 | Wall finishes | laminate panel | Construction | 2148.552 | Area Calculation | 15 | 44 | 1 | FALSE | 1 | FALSE |  | 1.05 | 2148.552 | 8594.208 | 5233 | General sheet, high pressure laminate (HPL) |  | 45 | D2 | 0 | 0 | 0 | 0 | 0 | 0 | 0 | 0 | 0
| Civic Offices | Wall lining laminate panel | 1700830 | 8403008 | 3.1 | Wall finishes | laminate panel | Construction | 2148.552 | Area Calculation | 15 | 44 | 1 | FALSE | 1 | FALSE |  | 1.05 | 2148.552 | 8594.208 | 5233 | General sheet, high pressure laminate (HPL) |  | 45 | D3 | 0 | 0 | 0 | 0 | 0 | 0 | 0 | 0 | 0
| Civic Offices | Wall lining laminate panel | 1700830 | 8403008 | 3.1 | Wall finishes | laminate panel | Construction | 2148.552 | Area Calculation | 15 | 44 | 1 | FALSE | 1 | FALSE |  | 1.05 | 2148.552 | 8594.208 | 5233 | General sheet, high pressure laminate (HPL) |  | 45 | D4 | 0 | 0 | 0 | 0 | 0 | 0 | 0 | 0 | 0
| Civic Offices | Wall lining laminate panel | 1700832 | 8403010 | 3.1 | Wall finishes | laminate panel | Construction | 219.24 | Area Calculation | 15 | 44 | 1 | FALSE | 1 | FALSE |  | 1.05 | 219.24 | 876.96 | 5233 | General sheet, high pressure laminate (HPL) |  | 0 | A1A3 | 302.442 | 2.6709e-05 | 1.9316 | 0.70558 | 0.62184 | 0.0012651 | 11120.438 | 2540.16 | 2.3855
| Civic Offices | Wall lining laminate panel | 1700832 | 8403010 | 3.1 | Wall finishes | laminate panel | Construction | 219.24 | Area Calculation | 15 | 44 | 1 | FALSE | 1 | FALSE |  | 1.05 | 219.24 | 876.96 | 5233 | General sheet, high pressure laminate (HPL) |  | 0 | A4 | 5.9971 | 1.0775e-06 | 0.019637 | 0.0053075 | 0.00335 | 2.0915e-05 | 89.3972 | 13.6503 | 0.024679
| Civic Offices | Wall lining laminate panel | 1700832 | 8403010 | 3.1 | Wall finishes | laminate panel | Construction | 219.24 | Area Calculation | 15 | 44 | 1 | FALSE | 1 | FALSE |  | 1.05 | 219.24 | 876.96 | 5233 | General sheet, high pressure laminate (HPL) |  | 0 | A5 | 0.59701 | 1.9605e-08 | 0.00052285 | 0.024622 | 0.00018518 | 1.0745e-07 | 1.815 | 1.0414 | 0
| Civic Offices | Wall lining laminate panel | 1700832 | 8403010 | 3.1 | Wall finishes | laminate panel | Construction | 219.24 | Area Calculation | 15 | 44 | 1 | FALSE | 1 | FALSE |  | 1.05 | 219.24 | 876.96 | 5233 | General sheet, high pressure laminate (HPL) |  | 0 | D2 | 0 | 0 | 0 | 0 | 0 | 0 | 0 | 0 | 0
| Civic Offices | Wall lining laminate panel | 1700832 | 8403010 | 3.1 | Wall finishes | laminate panel | Construction | 219.24 | Area Calculation | 15 | 44 | 1 | FALSE | 1 | FALSE |  | 1.05 | 219.24 | 876.96 | 5233 | General sheet, high pressure laminate (HPL) |  | 0 | D3 | 0 | 0 | 0 | 0 | 0 | 0 | 0 | 0 | 0
| Civic Offices | Wall lining laminate panel | 1700832 | 8403010 | 3.1 | Wall finishes | laminate panel | Construction | 219.24 | Area Calculation | 15 | 44 | 1 | FALSE | 1 | FALSE |  | 1.05 | 219.24 | 876.96 | 5233 | General sheet, high pressure laminate (HPL) |  | 0 | D4 | 0 | 0 | 0 | 0 | 0 | 0 | 0 | 0 | 0
| Civic Offices | Wall lining laminate panel | 1700832 | 8403010 | 3.1 | Wall finishes | laminate panel | Construction | 219.24 | Area Calculation | 15 | 44 | 1 | FALSE | 1 | FALSE |  | 1.05 | 219.24 | 876.96 | 5233 | General sheet, high pressure laminate (HPL) |  | 60 | C2 | 0 | 0 | 0 | 0 | 0 | 0 | 0 | 0 | 0
| Civic Offices | Wall lining laminate panel | 1700832 | 8403010 | 3.1 | Wall finishes | laminate panel | Construction | 219.24 | Area Calculation | 15 | 44 | 1 | FALSE | 1 | FALSE |  | 1.05 | 219.24 | 876.96 | 5233 | General sheet, high pressure laminate (HPL) |  | 60 | C4 | 11.9401 | 3.9211e-07 | 0.010457 | 0.49244 | 0.0037036 | 2.1489e-06 | 36.3007 | 20.8278 | 0.21448
| Civic Offices | Wall lining laminate panel | 1700832 | 8403010 | 3.1 | Wall finishes | laminate panel | Construction | 219.24 | Area Calculation | 15 | 44 | 1 | FALSE | 1 | FALSE |  | 1.05 | 219.24 | 876.96 | 5233 | General sheet, high pressure laminate (HPL) |  | 60 | D2 | 0 | 0 | 0 | 0 | 0 | 0 | 0 | 0 | 0
| Civic Offices | Wall lining laminate panel | 1700832 | 8403010 | 3.1 | Wall finishes | laminate panel | Construction | 219.24 | Area Calculation | 15 | 44 | 1 | FALSE | 1 | FALSE |  | 1.05 | 219.24 | 876.96 | 5233 | General sheet, high pressure laminate (HPL) |  | 60 | D3 | 0 | 0 | 0 | 0 | 0 | 0 | 0 | 0 | 0
| Civic Offices | Wall lining laminate panel | 1700832 | 8403010 | 3.1 | Wall finishes | laminate panel | Construction | 219.24 | Area Calculation | 15 | 44 | 1 | FALSE | 1 | FALSE |  | 1.05 | 219.24 | 876.96 | 5233 | General sheet, high pressure laminate (HPL) |  | 60 | D4 | 0 | 0 | 0 | 0 | 0 | 0 | 0 | 0 | 0
| Civic Offices | Wall lining laminate panel | 1700832 | 8403010 | 3.1 | Wall finishes | laminate panel | Construction | 219.24 | Area Calculation | 15 | 44 | 1 | FALSE | 1 | FALSE |  | 1.05 | 219.24 | 876.96 | 5233 | General sheet, high pressure laminate (HPL) |  | 15 | B4B5 | 320.9763 | 2.8199e-05 | 1.9622 | 1.228 | 0.62908 | 0.0012883 | 11247.951 | 2575.6795 | 2.4102
| Civic Offices | Wall lining laminate panel | 1700832 | 8403010 | 3.1 | Wall finishes | laminate panel | Construction | 219.24 | Area Calculation | 15 | 44 | 1 | FALSE | 1 | FALSE |  | 1.05 | 219.24 | 876.96 | 5233 | General sheet, high pressure laminate (HPL) |  | 15 | D2 | 0 | 0 | 0 | 0 | 0 | 0 | 0 | 0 | 0
| Civic Offices | Wall lining laminate panel | 1700832 | 8403010 | 3.1 | Wall finishes | laminate panel | Construction | 219.24 | Area Calculation | 15 | 44 | 1 | FALSE | 1 | FALSE |  | 1.05 | 219.24 | 876.96 | 5233 | General sheet, high pressure laminate (HPL) |  | 15 | D3 | 0 | 0 | 0 | 0 | 0 | 0 | 0 | 0 | 0
| Civic Offices | Wall lining laminate panel | 1700832 | 8403010 | 3.1 | Wall finishes | laminate panel | Construction | 219.24 | Area Calculation | 15 | 44 | 1 | FALSE | 1 | FALSE |  | 1.05 | 219.24 | 876.96 | 5233 | General sheet, high pressure laminate (HPL) |  | 15 | D4 | 0 | 0 | 0 | 0 | 0 | 0 | 0 | 0 | 0
| Civic Offices | Wall lining laminate panel | 1700832 | 8403010 | 3.1 | Wall finishes | laminate panel | Construction | 219.24 | Area Calculation | 15 | 44 | 1 | FALSE | 1 | FALSE |  | 1.05 | 219.24 | 876.96 | 5233 | General sheet, high pressure laminate (HPL) |  | 30 | B4B5 | 320.9763 | 2.8199e-05 | 1.9622 | 1.228 | 0.62908 | 0.0012883 | 11247.951 | 2575.6795 | 2.4102
| Civic Offices | Wall lining laminate panel | 1700832 | 8403010 | 3.1 | Wall finishes | laminate panel | Construction | 219.24 | Area Calculation | 15 | 44 | 1 | FALSE | 1 | FALSE |  | 1.05 | 219.24 | 876.96 | 5233 | General sheet, high pressure laminate (HPL) |  | 30 | D2 | 0 | 0 | 0 | 0 | 0 | 0 | 0 | 0 | 0
| Civic Offices | Wall lining laminate panel | 1700832 | 8403010 | 3.1 | Wall finishes | laminate panel | Construction | 219.24 | Area Calculation | 15 | 44 | 1 | FALSE | 1 | FALSE |  | 1.05 | 219.24 | 876.96 | 5233 | General sheet, high pressure laminate (HPL) |  | 30 | D3 | 0 | 0 | 0 | 0 | 0 | 0 | 0 | 0 | 0
| Civic Offices | Wall lining laminate panel | 1700832 | 8403010 | 3.1 | Wall finishes | laminate panel | Construction | 219.24 | Area Calculation | 15 | 44 | 1 | FALSE | 1 | FALSE |  | 1.05 | 219.24 | 876.96 | 5233 | General sheet, high pressure laminate (HPL) |  | 30 | D4 | 0 | 0 | 0 | 0 | 0 | 0 | 0 | 0 | 0
| Civic Offices | Wall lining laminate panel | 1700832 | 8403010 | 3.1 | Wall finishes | laminate panel | Construction | 219.24 | Area Calculation | 15 | 44 | 1 | FALSE | 1 | FALSE |  | 1.05 | 219.24 | 876.96 | 5233 | General sheet, high pressure laminate (HPL) |  | 45 | B4B5 | 320.9763 | 2.8199e-05 | 1.9622 | 1.228 | 0.62908 | 0.0012883 | 11247.951 | 2575.6795 | 2.4102
| Civic Offices | Wall lining laminate panel | 1700832 | 8403010 | 3.1 | Wall finishes | laminate panel | Construction | 219.24 | Area Calculation | 15 | 44 | 1 | FALSE | 1 | FALSE |  | 1.05 | 219.24 | 876.96 | 5233 | General sheet, high pressure laminate (HPL) |  | 45 | D2 | 0 | 0 | 0 | 0 | 0 | 0 | 0 | 0 | 0
| Civic Offices | Wall lining laminate panel | 1700832 | 8403010 | 3.1 | Wall finishes | laminate panel | Construction | 219.24 | Area Calculation | 15 | 44 | 1 | FALSE | 1 | FALSE |  | 1.05 | 219.24 | 876.96 | 5233 | General sheet, high pressure laminate (HPL) |  | 45 | D3 | 0 | 0 | 0 | 0 | 0 | 0 | 0 | 0 | 0
| Civic Offices | Wall lining laminate panel | 1700832 | 8403010 | 3.1 | Wall finishes | laminate panel | Construction | 219.24 | Area Calculation | 15 | 44 | 1 | FALSE | 1 | FALSE |  | 1.05 | 219.24 | 876.96 | 5233 | General sheet, high pressure laminate (HPL) |  | 45 | D4 | 0 | 0 | 0 | 0 | 0 | 0 | 0 | 0 | 0
| Civic Offices | Roller shutters sliding shutters grilles and the like: details including overall size of opening (mm) to be stated. (Door steel roller door (garage etc) (m2)) | 1700833 | 8403012 | 2.5 | External walls | Interlocking steel roller curtain | Construction | 1927.163 | Area Calculation | 20 | 44 | 1 | FALSE | 1 | FALSE |  | 1.01 | 1927.163 | 5781.4891 | 5371 | Roller shutter (curtain), steel (coated/protected) |  | 0 | A1A3 | 4502.1985 | 0.00033076 | 31.2919 | 13.2387 | 4.6524 | 0.053457 | 61642.3262 | 3821.5215 | 52.0285
| Civic Offices | Roller shutters sliding shutters grilles and the like: details including overall size of opening (mm) to be stated. (Door steel roller door (garage etc) (m2)) | 1700833 | 8403012 | 2.5 | External walls | Interlocking steel roller curtain | Construction | 1927.163 | Area Calculation | 20 | 44 | 1 | FALSE | 1 | FALSE |  | 1.01 | 1927.163 | 5781.4891 | 5371 | Roller shutter (curtain), steel (coated/protected) |  | 0 | A4 | 80.7889 | 1.1179e-05 | 0.38412 | 0.071327 | 0.05071 | 0.00017992 | 1182.0528 | 343.2828 | 0.32833
| Civic Offices | Roller shutters sliding shutters grilles and the like: details including overall size of opening (mm) to be stated. (Door steel roller door (garage etc) (m2)) | 1700833 | 8403012 | 2.5 | External walls | Interlocking steel roller curtain | Construction | 1927.163 | Area Calculation | 20 | 44 | 1 | FALSE | 1 | FALSE |  | 1.01 | 1927.163 | 5781.4891 | 5371 | Roller shutter (curtain), steel (coated/protected) |  | 0 | A5 | 0.010017 | 2.6231e-09 | 7.0051e-05 | 2.3018e-05 | 1.1624e-05 | 1.4131e-08 | 0.24558 | 2.8907 | 0
| Civic Offices | Roller shutters sliding shutters grilles and the like: details including overall size of opening (mm) to be stated. (Door steel roller door (garage etc) (m2)) | 1700833 | 8403012 | 2.5 | External walls | Interlocking steel roller curtain | Construction | 1927.163 | Area Calculation | 20 | 44 | 1 | FALSE | 1 | FALSE |  | 1.01 | 1927.163 | 5781.4891 | 5371 | Roller shutter (curtain), steel (coated/protected) |  | 0 | D2 | 0 | 0 | 0 | 0 | 0 | 0 | 0 | 0 | 0
| Civic Offices | Roller shutters sliding shutters grilles and the like: details including overall size of opening (mm) to be stated. (Door steel roller door (garage etc) (m2)) | 1700833 | 8403012 | 2.5 | External walls | Interlocking steel roller curtain | Construction | 1927.163 | Area Calculation | 20 | 44 | 1 | FALSE | 1 | FALSE |  | 1.01 | 1927.163 | 5781.4891 | 5371 | Roller shutter (curtain), steel (coated/protected) |  | 0 | D3 | 0 | 0 | 0 | 0 | 0 | 0 | 0 | 0 | 0
| Civic Offices | Roller shutters sliding shutters grilles and the like: details including overall size of opening (mm) to be stated. (Door steel roller door (garage etc) (m2)) | 1700833 | 8403012 | 2.5 | External walls | Interlocking steel roller curtain | Construction | 1927.163 | Area Calculation | 20 | 44 | 1 | FALSE | 1 | FALSE |  | 1.01 | 1927.163 | 5781.4891 | 5371 | Roller shutter (curtain), steel (coated/protected) |  | 0 | D4 | 0 | 0 | 0 | 0 | 0 | 0 | 0 | 0 | 0
| Civic Offices | Roller shutters sliding shutters grilles and the like: details including overall size of opening (mm) to be stated. (Door steel roller door (garage etc) (m2)) | 1700833 | 8403012 | 2.5 | External walls | Interlocking steel roller curtain | Construction | 1927.163 | Area Calculation | 20 | 44 | 1 | FALSE | 1 | FALSE |  | 1.01 | 1927.163 | 5781.4891 | 5371 | Roller shutter (curtain), steel (coated/protected) |  | 60 | C2 | 0 | 0 | 0 | 0 | 0 | 0 | 0 | 0 | 0
| Civic Offices | Roller shutters sliding shutters grilles and the like: details including overall size of opening (mm) to be stated. (Door steel roller door (garage etc) (m2)) | 1700833 | 8403012 | 2.5 | External walls | Interlocking steel roller curtain | Construction | 1927.163 | Area Calculation | 20 | 44 | 1 | FALSE | 1 | FALSE |  | 1.01 | 1927.163 | 5781.4891 | 5371 | Roller shutter (curtain), steel (coated/protected) |  | 60 | C4 | 1.0017 | 2.6231e-07 | 0.0070051 | 0.0023018 | 0.0011624 | 1.4131e-06 | 24.558 | 289.0745 | 0.050237
| Civic Offices | Roller shutters sliding shutters grilles and the like: details including overall size of opening (mm) to be stated. (Door steel roller door (garage etc) (m2)) | 1700833 | 8403012 | 2.5 | External walls | Interlocking steel roller curtain | Construction | 1927.163 | Area Calculation | 20 | 44 | 1 | FALSE | 1 | FALSE |  | 1.01 | 1927.163 | 5781.4891 | 5371 | Roller shutter (curtain), steel (coated/protected) |  | 60 | D2 | 0 | 0 | 0 | 0 | 0 | 0 | 0 | 0 | 0
| Civic Offices | Roller shutters sliding shutters grilles and the like: details including overall size of opening (mm) to be stated. (Door steel roller door (garage etc) (m2)) | 1700833 | 8403012 | 2.5 | External walls | Interlocking steel roller curtain | Construction | 1927.163 | Area Calculation | 20 | 44 | 1 | FALSE | 1 | FALSE |  | 1.01 | 1927.163 | 5781.4891 | 5371 | Roller shutter (curtain), steel (coated/protected) |  | 60 | D3 | 0 | 0 | 0 | 0 | 0 | 0 | 0 | 0 | 0
| Civic Offices | Roller shutters sliding shutters grilles and the like: details including overall size of opening (mm) to be stated. (Door steel roller door (garage etc) (m2)) | 1700833 | 8403012 | 2.5 | External walls | Interlocking steel roller curtain | Construction | 1927.163 | Area Calculation | 20 | 44 | 1 | FALSE | 1 | FALSE |  | 1.01 | 1927.163 | 5781.4891 | 5371 | Roller shutter (curtain), steel (coated/protected) |  | 60 | D4 | 0 | 0 | 0 | 0 | 0 | 0 | 0 | 0 | 0
| Civic Offices | Roller shutters sliding shutters grilles and the like: details including overall size of opening (mm) to be stated. (Door steel roller door (garage etc) (m2)) | 1700833 | 8403012 | 2.5 | External walls | Interlocking steel roller curtain | Construction | 1927.163 | Area Calculation | 20 | 44 | 1 | FALSE | 1 | FALSE |  | 1.01 | 1927.163 | 5781.4891 | 5371 | Roller shutter (curtain), steel (coated/protected) |  | 20 | B4B5 | 4583.9992 | 0.0003422 | 31.683 | 13.3123 | 4.7043 | 0.053638 | 62849.1826 | 4456.7695 | 52.3569
| Civic Offices | Roller shutters sliding shutters grilles and the like: details including overall size of opening (mm) to be stated. (Door steel roller door (garage etc) (m2)) | 1700833 | 8403012 | 2.5 | External walls | Interlocking steel roller curtain | Construction | 1927.163 | Area Calculation | 20 | 44 | 1 | FALSE | 1 | FALSE |  | 1.01 | 1927.163 | 5781.4891 | 5371 | Roller shutter (curtain), steel (coated/protected) |  | 20 | D2 | 0 | 0 | 0 | 0 | 0 | 0 | 0 | 0 | 0
| Civic Offices | Roller shutters sliding shutters grilles and the like: details including overall size of opening (mm) to be stated. (Door steel roller door (garage etc) (m2)) | 1700833 | 8403012 | 2.5 | External walls | Interlocking steel roller curtain | Construction | 1927.163 | Area Calculation | 20 | 44 | 1 | FALSE | 1 | FALSE |  | 1.01 | 1927.163 | 5781.4891 | 5371 | Roller shutter (curtain), steel (coated/protected) |  | 20 | D3 | 0 | 0 | 0 | 0 | 0 | 0 | 0 | 0 | 0
| Civic Offices | Roller shutters sliding shutters grilles and the like: details including overall size of opening (mm) to be stated. (Door steel roller door (garage etc) (m2)) | 1700833 | 8403012 | 2.5 | External walls | Interlocking steel roller curtain | Construction | 1927.163 | Area Calculation | 20 | 44 | 1 | FALSE | 1 | FALSE |  | 1.01 | 1927.163 | 5781.4891 | 5371 | Roller shutter (curtain), steel (coated/protected) |  | 20 | D4 | 0 | 0 | 0 | 0 | 0 | 0 | 0 | 0 | 0
| Civic Offices | Roller shutters sliding shutters grilles and the like: details including overall size of opening (mm) to be stated. (Door steel roller door (garage etc) (m2)) | 1700833 | 8403012 | 2.5 | External walls | Interlocking steel roller curtain | Construction | 1927.163 | Area Calculation | 20 | 44 | 1 | FALSE | 1 | FALSE |  | 1.01 | 1927.163 | 5781.4891 | 5371 | Roller shutter (curtain), steel (coated/protected) |  | 40 | B4B5 | 4583.9992 | 0.0003422 | 31.683 | 13.3123 | 4.7043 | 0.053638 | 62849.1826 | 4456.7695 | 52.3569
| Civic Offices | Roller shutters sliding shutters grilles and the like: details including overall size of opening (mm) to be stated. (Door steel roller door (garage etc) (m2)) | 1700833 | 8403012 | 2.5 | External walls | Interlocking steel roller curtain | Construction | 1927.163 | Area Calculation | 20 | 44 | 1 | FALSE | 1 | FALSE |  | 1.01 | 1927.163 | 5781.4891 | 5371 | Roller shutter (curtain), steel (coated/protected) |  | 40 | D2 | 0 | 0 | 0 | 0 | 0 | 0 | 0 | 0 | 0
| Civic Offices | Roller shutters sliding shutters grilles and the like: details including overall size of opening (mm) to be stated. (Door steel roller door (garage etc) (m2)) | 1700833 | 8403012 | 2.5 | External walls | Interlocking steel roller curtain | Construction | 1927.163 | Area Calculation | 20 | 44 | 1 | FALSE | 1 | FALSE |  | 1.01 | 1927.163 | 5781.4891 | 5371 | Roller shutter (curtain), steel (coated/protected) |  | 40 | D3 | 0 | 0 | 0 | 0 | 0 | 0 | 0 | 0 | 0
| Civic Offices | Roller shutters sliding shutters grilles and the like: details including overall size of opening (mm) to be stated. (Door steel roller door (garage etc) (m2)) | 1700833 | 8403012 | 2.5 | External walls | Interlocking steel roller curtain | Construction | 1927.163 | Area Calculation | 20 | 44 | 1 | FALSE | 1 | FALSE |  | 1.01 | 1927.163 | 5781.4891 | 5371 | Roller shutter (curtain), steel (coated/protected) |  | 40 | D4 | 0 | 0 | 0 | 0 | 0 | 0 | 0 | 0 | 0
| Civic Offices | Roller shutters sliding shutters grilles and the like: details including overall size of opening (mm) to be stated. (Door steel roller door (garage etc) (m2)) | 1700833 | 8403013 | 2.5 | External walls | door rails | Construction | 109.662 | Count | 15 | 44 | 1 | FALSE | 1 | FALSE |  | 1.01 | 109.662 | 438.648 | 5213 | Door furniture/hardware, steel (coated/protected) |  | 0 | A1A3 | 276.035 | 1.8936e-05 | 4.6322 | 1.4428 | 0.27822 | 0.067833 | 3726.3836 | 217.4573 | 5.5344
| Civic Offices | Roller shutters sliding shutters grilles and the like: details including overall size of opening (mm) to be stated. (Door steel roller door (garage etc) (m2)) | 1700833 | 8403013 | 2.5 | External walls | door rails | Construction | 109.662 | Count | 15 | 44 | 1 | FALSE | 1 | FALSE |  | 1.01 | 109.662 | 438.648 | 5213 | Door furniture/hardware, steel (coated/protected) |  | 0 | A4 | 4.5972 | 6.3614e-07 | 0.021858 | 0.0040587 | 0.0028856 | 1.0238e-05 | 67.2627 | 19.5339 | 0.018683
| Civic Offices | Roller shutters sliding shutters grilles and the like: details including overall size of opening (mm) to be stated. (Door steel roller door (garage etc) (m2)) | 1700833 | 8403013 | 2.5 | External walls | door rails | Construction | 109.662 | Count | 15 | 44 | 1 | FALSE | 1 | FALSE |  | 1.01 | 109.662 | 438.648 | 5213 | Door furniture/hardware, steel (coated/protected) |  | 0 | A5 | 0.00057002 | 1.4926e-10 | 3.9861e-06 | 1.3098e-06 | 6.6145e-07 | 8.0411e-10 | 0.013974 | 0.16449 | 0
| Civic Offices | Roller shutters sliding shutters grilles and the like: details including overall size of opening (mm) to be stated. (Door steel roller door (garage etc) (m2)) | 1700833 | 8403013 | 2.5 | External walls | door rails | Construction | 109.662 | Count | 15 | 44 | 1 | FALSE | 1 | FALSE |  | 1.01 | 109.662 | 438.648 | 5213 | Door furniture/hardware, steel (coated/protected) |  | 0 | D2 | 0 | 0 | 0 | 0 | 0 | 0 | 0 | 0 | 0
| Civic Offices | Roller shutters sliding shutters grilles and the like: details including overall size of opening (mm) to be stated. (Door steel roller door (garage etc) (m2)) | 1700833 | 8403013 | 2.5 | External walls | door rails | Construction | 109.662 | Count | 15 | 44 | 1 | FALSE | 1 | FALSE |  | 1.01 | 109.662 | 438.648 | 5213 | Door furniture/hardware, steel (coated/protected) |  | 0 | D3 | 0 | 0 | 0 | 0 | 0 | 0 | 0 | 0 | 0
| Civic Offices | Roller shutters sliding shutters grilles and the like: details including overall size of opening (mm) to be stated. (Door steel roller door (garage etc) (m2)) | 1700833 | 8403013 | 2.5 | External walls | door rails | Construction | 109.662 | Count | 15 | 44 | 1 | FALSE | 1 | FALSE |  | 1.01 | 109.662 | 438.648 | 5213 | Door furniture/hardware, steel (coated/protected) |  | 0 | D4 | 0 | 0 | 0 | 0 | 0 | 0 | 0 | 0 | 0
| Civic Offices | Roller shutters sliding shutters grilles and the like: details including overall size of opening (mm) to be stated. (Door steel roller door (garage etc) (m2)) | 1700833 | 8403013 | 2.5 | External walls | door rails | Construction | 109.662 | Count | 15 | 44 | 1 | FALSE | 1 | FALSE |  | 1.01 | 109.662 | 438.648 | 5213 | Door furniture/hardware, steel (coated/protected) |  | 60 | C2 | 0 | 0 | 0 | 0 | 0 | 0 | 0 | 0 | 0
| Civic Offices | Roller shutters sliding shutters grilles and the like: details including overall size of opening (mm) to be stated. (Door steel roller door (garage etc) (m2)) | 1700833 | 8403013 | 2.5 | External walls | door rails | Construction | 109.662 | Count | 15 | 44 | 1 | FALSE | 1 | FALSE |  | 1.01 | 109.662 | 438.648 | 5213 | Door furniture/hardware, steel (coated/protected) |  | 60 | C4 | 0.057002 | 1.4926e-08 | 0.00039861 | 0.00013098 | 6.6145e-05 | 8.0411e-08 | 1.3974 | 16.4493 | 0.0028587
| Civic Offices | Roller shutters sliding shutters grilles and the like: details including overall size of opening (mm) to be stated. (Door steel roller door (garage etc) (m2)) | 1700833 | 8403013 | 2.5 | External walls | door rails | Construction | 109.662 | Count | 15 | 44 | 1 | FALSE | 1 | FALSE |  | 1.01 | 109.662 | 438.648 | 5213 | Door furniture/hardware, steel (coated/protected) |  | 60 | D2 | 0 | 0 | 0 | 0 | 0 | 0 | 0 | 0 | 0
| Civic Offices | Roller shutters sliding shutters grilles and the like: details including overall size of opening (mm) to be stated. (Door steel roller door (garage etc) (m2)) | 1700833 | 8403013 | 2.5 | External walls | door rails | Construction | 109.662 | Count | 15 | 44 | 1 | FALSE | 1 | FALSE |  | 1.01 | 109.662 | 438.648 | 5213 | Door furniture/hardware, steel (coated/protected) |  | 60 | D3 | 0 | 0 | 0 | 0 | 0 | 0 | 0 | 0 | 0
| Civic Offices | Roller shutters sliding shutters grilles and the like: details including overall size of opening (mm) to be stated. (Door steel roller door (garage etc) (m2)) | 1700833 | 8403013 | 2.5 | External walls | door rails | Construction | 109.662 | Count | 15 | 44 | 1 | FALSE | 1 | FALSE |  | 1.01 | 109.662 | 438.648 | 5213 | Door furniture/hardware, steel (coated/protected) |  | 60 | D4 | 0 | 0 | 0 | 0 | 0 | 0 | 0 | 0 | 0
| Civic Offices | Roller shutters sliding shutters grilles and the like: details including overall size of opening (mm) to be stated. (Door steel roller door (garage etc) (m2)) | 1700833 | 8403013 | 2.5 | External walls | door rails | Construction | 109.662 | Count | 15 | 44 | 1 | FALSE | 1 | FALSE |  | 1.01 | 109.662 | 438.648 | 5213 | Door furniture/hardware, steel (coated/protected) |  | 15 | B4B5 | 280.6897 | 1.9587e-05 | 4.6544 | 1.447 | 0.28117 | 0.067844 | 3795.0578 | 253.605 | 5.5531
| Civic Offices | Roller shutters sliding shutters grilles and the like: details including overall size of opening (mm) to be stated. (Door steel roller door (garage etc) (m2)) | 1700833 | 8403013 | 2.5 | External walls | door rails | Construction | 109.662 | Count | 15 | 44 | 1 | FALSE | 1 | FALSE |  | 1.01 | 109.662 | 438.648 | 5213 | Door furniture/hardware, steel (coated/protected) |  | 15 | D2 | 0 | 0 | 0 | 0 | 0 | 0 | 0 | 0 | 0
| Civic Offices | Roller shutters sliding shutters grilles and the like: details including overall size of opening (mm) to be stated. (Door steel roller door (garage etc) (m2)) | 1700833 | 8403013 | 2.5 | External walls | door rails | Construction | 109.662 | Count | 15 | 44 | 1 | FALSE | 1 | FALSE |  | 1.01 | 109.662 | 438.648 | 5213 | Door furniture/hardware, steel (coated/protected) |  | 15 | D3 | 0 | 0 | 0 | 0 | 0 | 0 | 0 | 0 | 0
| Civic Offices | Roller shutters sliding shutters grilles and the like: details including overall size of opening (mm) to be stated. (Door steel roller door (garage etc) (m2)) | 1700833 | 8403013 | 2.5 | External walls | door rails | Construction | 109.662 | Count | 15 | 44 | 1 | FALSE | 1 | FALSE |  | 1.01 | 109.662 | 438.648 | 5213 | Door furniture/hardware, steel (coated/protected) |  | 15 | D4 | 0 | 0 | 0 | 0 | 0 | 0 | 0 | 0 | 0
| Civic Offices | Roller shutters sliding shutters grilles and the like: details including overall size of opening (mm) to be stated. (Door steel roller door (garage etc) (m2)) | 1700833 | 8403013 | 2.5 | External walls | door rails | Construction | 109.662 | Count | 15 | 44 | 1 | FALSE | 1 | FALSE |  | 1.01 | 109.662 | 438.648 | 5213 | Door furniture/hardware, steel (coated/protected) |  | 30 | B4B5 | 280.6897 | 1.9587e-05 | 4.6544 | 1.447 | 0.28117 | 0.067844 | 3795.0578 | 253.605 | 5.5531
| Civic Offices | Roller shutters sliding shutters grilles and the like: details including overall size of opening (mm) to be stated. (Door steel roller door (garage etc) (m2)) | 1700833 | 8403013 | 2.5 | External walls | door rails | Construction | 109.662 | Count | 15 | 44 | 1 | FALSE | 1 | FALSE |  | 1.01 | 109.662 | 438.648 | 5213 | Door furniture/hardware, steel (coated/protected) |  | 30 | D2 | 0 | 0 | 0 | 0 | 0 | 0 | 0 | 0 | 0
| Civic Offices | Roller shutters sliding shutters grilles and the like: details including overall size of opening (mm) to be stated. (Door steel roller door (garage etc) (m2)) | 1700833 | 8403013 | 2.5 | External walls | door rails | Construction | 109.662 | Count | 15 | 44 | 1 | FALSE | 1 | FALSE |  | 1.01 | 109.662 | 438.648 | 5213 | Door furniture/hardware, steel (coated/protected) |  | 30 | D3 | 0 | 0 | 0 | 0 | 0 | 0 | 0 | 0 | 0
| Civic Offices | Roller shutters sliding shutters grilles and the like: details including overall size of opening (mm) to be stated. (Door steel roller door (garage etc) (m2)) | 1700833 | 8403013 | 2.5 | External walls | door rails | Construction | 109.662 | Count | 15 | 44 | 1 | FALSE | 1 | FALSE |  | 1.01 | 109.662 | 438.648 | 5213 | Door furniture/hardware, steel (coated/protected) |  | 30 | D4 | 0 | 0 | 0 | 0 | 0 | 0 | 0 | 0 | 0
| Civic Offices | Roller shutters sliding shutters grilles and the like: details including overall size of opening (mm) to be stated. (Door steel roller door (garage etc) (m2)) | 1700833 | 8403013 | 2.5 | External walls | door rails | Construction | 109.662 | Count | 15 | 44 | 1 | FALSE | 1 | FALSE |  | 1.01 | 109.662 | 438.648 | 5213 | Door furniture/hardware, steel (coated/protected) |  | 45 | B4B5 | 280.6897 | 1.9587e-05 | 4.6544 | 1.447 | 0.28117 | 0.067844 | 3795.0578 | 253.605 | 5.5531
| Civic Offices | Roller shutters sliding shutters grilles and the like: details including overall size of opening (mm) to be stated. (Door steel roller door (garage etc) (m2)) | 1700833 | 8403013 | 2.5 | External walls | door rails | Construction | 109.662 | Count | 15 | 44 | 1 | FALSE | 1 | FALSE |  | 1.01 | 109.662 | 438.648 | 5213 | Door furniture/hardware, steel (coated/protected) |  | 45 | D2 | 0 | 0 | 0 | 0 | 0 | 0 | 0 | 0 | 0
| Civic Offices | Roller shutters sliding shutters grilles and the like: details including overall size of opening (mm) to be stated. (Door steel roller door (garage etc) (m2)) | 1700833 | 8403013 | 2.5 | External walls | door rails | Construction | 109.662 | Count | 15 | 44 | 1 | FALSE | 1 | FALSE |  | 1.01 | 109.662 | 438.648 | 5213 | Door furniture/hardware, steel (coated/protected) |  | 45 | D3 | 0 | 0 | 0 | 0 | 0 | 0 | 0 | 0 | 0
| Civic Offices | Roller shutters sliding shutters grilles and the like: details including overall size of opening (mm) to be stated. (Door steel roller door (garage etc) (m2)) | 1700833 | 8403013 | 2.5 | External walls | door rails | Construction | 109.662 | Count | 15 | 44 | 1 | FALSE | 1 | FALSE |  | 1.01 | 109.662 | 438.648 | 5213 | Door furniture/hardware, steel (coated/protected) |  | 45 | D4 | 0 | 0 | 0 | 0 | 0 | 0 | 0 | 0 | 0
| Civic Offices | Plaster skim coat to Internal face of External Walls (Internal wall lining skim plaster finish 3mm) | 1700834 | 8403015 | 3.1 | Wall finishes | skim | Construction | 8947.8 | Area Calculation | 50 | 44 | 1 | FALSE | 1 | FALSE |  | 1.04 | 8947.8 | 17895.6 | 5100 | Render, cement:lime (1:0:5:4) |  | 0 | A1A3 | 1566.3816 | 6.0736e-05 | 3.5434 | 0.92527 | 0.35338 | 0.00076896 | 9390.0599 | 457.6718 | 4.809
| Civic Offices | Plaster skim coat to Internal face of External Walls (Internal wall lining skim plaster finish 3mm) | 1700834 | 8403015 | 3.1 | Wall finishes | skim | Construction | 8947.8 | Area Calculation | 50 | 44 | 1 | FALSE | 1 | FALSE |  | 1.04 | 8947.8 | 17895.6 | 5100 | Render, cement:lime (1:0:5:4) |  | 0 | A4 | 99.5808 | 1.833e-05 | 0.33299 | 0.087858 | 0.05809 | 0.00026226 | 1503.8688 | 185.8095 | 0.41257
| Civic Offices | Plaster skim coat to Internal face of External Walls (Internal wall lining skim plaster finish 3mm) | 1700834 | 8403015 | 3.1 | Wall finishes | skim | Construction | 8947.8 | Area Calculation | 50 | 44 | 1 | FALSE | 1 | FALSE |  | 1.04 | 8947.8 | 17895.6 | 5100 | Render, cement:lime (1:0:5:4) |  | 0 | A5 | 0.092905 | 3.2027e-08 | 0.00071552 | 0.00017668 | 0.0001236 | 1.0043e-07 | 2.6984 | 53.6868 | 0
| Civic Offices | Plaster skim coat to Internal face of External Walls (Internal wall lining skim plaster finish 3mm) | 1700834 | 8403015 | 3.1 | Wall finishes | skim | Construction | 8947.8 | Area Calculation | 50 | 44 | 1 | FALSE | 1 | FALSE |  | 1.04 | 8947.8 | 17895.6 | 5100 | Render, cement:lime (1:0:5:4) |  | 0 | D2 | 0 | 0 | 0 | 0 | 0 | 0 | 0 | 0 | 0
| Civic Offices | Plaster skim coat to Internal face of External Walls (Internal wall lining skim plaster finish 3mm) | 1700834 | 8403015 | 3.1 | Wall finishes | skim | Construction | 8947.8 | Area Calculation | 50 | 44 | 1 | FALSE | 1 | FALSE |  | 1.04 | 8947.8 | 17895.6 | 5100 | Render, cement:lime (1:0:5:4) |  | 0 | D3 | 0 | 0 | 0 | 0 | 0 | 0 | 0 | 0 | 0
| Civic Offices | Plaster skim coat to Internal face of External Walls (Internal wall lining skim plaster finish 3mm) | 1700834 | 8403015 | 3.1 | Wall finishes | skim | Construction | 8947.8 | Area Calculation | 50 | 44 | 1 | FALSE | 1 | FALSE |  | 1.04 | 8947.8 | 17895.6 | 5100 | Render, cement:lime (1:0:5:4) |  | 0 | D4 | 0 | 0 | 0 | 0 | 0 | 0 | 0 | 0 | 0
| Civic Offices | Plaster skim coat to Internal face of External Walls (Internal wall lining skim plaster finish 3mm) | 1700834 | 8403015 | 3.1 | Wall finishes | skim | Construction | 8947.8 | Area Calculation | 50 | 44 | 1 | FALSE | 1 | FALSE |  | 1.04 | 8947.8 | 17895.6 | 5100 | Render, cement:lime (1:0:5:4) |  | 60 | C2 | 0 | 0 | 0 | 0 | 0 | 0 | 0 | 0 | 0
| Civic Offices | Plaster skim coat to Internal face of External Walls (Internal wall lining skim plaster finish 3mm) | 1700834 | 8403015 | 3.1 | Wall finishes | skim | Construction | 8947.8 | Area Calculation | 50 | 44 | 1 | FALSE | 1 | FALSE |  | 1.04 | 8947.8 | 17895.6 | 5100 | Render, cement:lime (1:0:5:4) |  | 60 | C4 | 2.3226 | 8.0067e-07 | 0.017888 | 0.0044169 | 0.0030901 | 2.5107e-06 | 67.4606 | 1342.17 | 0.21895
| Civic Offices | Plaster skim coat to Internal face of External Walls (Internal wall lining skim plaster finish 3mm) | 1700834 | 8403015 | 3.1 | Wall finishes | skim | Construction | 8947.8 | Area Calculation | 50 | 44 | 1 | FALSE | 1 | FALSE |  | 1.04 | 8947.8 | 17895.6 | 5100 | Render, cement:lime (1:0:5:4) |  | 60 | D2 | 0 | 0 | 0 | 0 | 0 | 0 | 0 | 0 | 0
| Civic Offices | Plaster skim coat to Internal face of External Walls (Internal wall lining skim plaster finish 3mm) | 1700834 | 8403015 | 3.1 | Wall finishes | skim | Construction | 8947.8 | Area Calculation | 50 | 44 | 1 | FALSE | 1 | FALSE |  | 1.04 | 8947.8 | 17895.6 | 5100 | Render, cement:lime (1:0:5:4) |  | 60 | D3 | 0 | 0 | 0 | 0 | 0 | 0 | 0 | 0 | 0
| Civic Offices | Plaster skim coat to Internal face of External Walls (Internal wall lining skim plaster finish 3mm) | 1700834 | 8403015 | 3.1 | Wall finishes | skim | Construction | 8947.8 | Area Calculation | 50 | 44 | 1 | FALSE | 1 | FALSE |  | 1.04 | 8947.8 | 17895.6 | 5100 | Render, cement:lime (1:0:5:4) |  | 60 | D4 | 0 | 0 | 0 | 0 | 0 | 0 | 0 | 0 | 0
| Civic Offices | Plaster skim coat to Internal face of External Walls (Internal wall lining skim plaster finish 3mm) | 1700834 | 8403015 | 3.1 | Wall finishes | skim | Construction | 8947.8 | Area Calculation | 50 | 44 | 1 | FALSE | 1 | FALSE |  | 1.04 | 8947.8 | 17895.6 | 5100 | Render, cement:lime (1:0:5:4) |  | 50 | B4B5 | 1668.378 | 7.9899e-05 | 3.895 | 1.0177 | 0.41468 | 0.0010338 | 10964.0878 | 2039.3381 | 5.2216
| Civic Offices | Plaster skim coat to Internal face of External Walls (Internal wall lining skim plaster finish 3mm) | 1700834 | 8403015 | 3.1 | Wall finishes | skim | Construction | 8947.8 | Area Calculation | 50 | 44 | 1 | FALSE | 1 | FALSE |  | 1.04 | 8947.8 | 17895.6 | 5100 | Render, cement:lime (1:0:5:4) |  | 50 | D2 | 0 | 0 | 0 | 0 | 0 | 0 | 0 | 0 | 0
| Civic Offices | Plaster skim coat to Internal face of External Walls (Internal wall lining skim plaster finish 3mm) | 1700834 | 8403015 | 3.1 | Wall finishes | skim | Construction | 8947.8 | Area Calculation | 50 | 44 | 1 | FALSE | 1 | FALSE |  | 1.04 | 8947.8 | 17895.6 | 5100 | Render, cement:lime (1:0:5:4) |  | 50 | D3 | 0 | 0 | 0 | 0 | 0 | 0 | 0 | 0 | 0
| Civic Offices | Plaster skim coat to Internal face of External Walls (Internal wall lining skim plaster finish 3mm) | 1700834 | 8403015 | 3.1 | Wall finishes | skim | Construction | 8947.8 | Area Calculation | 50 | 44 | 1 | FALSE | 1 | FALSE |  | 1.04 | 8947.8 | 17895.6 | 5100 | Render, cement:lime (1:0:5:4) |  | 50 | D4 | 0 | 0 | 0 | 0 | 0 | 0 | 0 | 0 | 0
| Civic Offices | Emulsion Paint to Internal face of External Walls (Internal wall finish paint (emulsion)) | 1700835 | 8403016 | 3.1 | Wall finishes | Paint | Construction | 371.168 | Area Calculation | 5 | 44 | 1 | FALSE | 1 | FALSE |  | 1.06 | 371.168 | 4454.016 | 5134 | Paint, emulsion |  | 0 | A1A3 | 1470.8166 | 0.00023214 | 16.5721 | 6.5173 | 1.7855 | 0.01517 | 28239.8609 | 1175.593 | 18.243
| Civic Offices | Emulsion Paint to Internal face of External Walls (Internal wall finish paint (emulsion)) | 1700835 | 8403016 | 3.1 | Wall finishes | Paint | Construction | 371.168 | Area Calculation | 5 | 44 | 1 | FALSE | 1 | FALSE |  | 1.06 | 371.168 | 4454.016 | 5134 | Paint, emulsion |  | 0 | A4 | 7.5391 | 1.3546e-06 | 0.024685 | 0.0066721 | 0.0042113 | 2.6292e-05 | 112.3818 | 17.1599 | 0.031024
| Civic Offices | Emulsion Paint to Internal face of External Walls (Internal wall finish paint (emulsion)) | 1700835 | 8403016 | 3.1 | Wall finishes | Paint | Construction | 371.168 | Area Calculation | 5 | 44 | 1 | FALSE | 1 | FALSE |  | 1.06 | 371.168 | 4454.016 | 5134 | Paint, emulsion |  | 0 | A5 | 0.91589 | 5.7772e-08 | 0.0020595 | 0.043308 | 0.00038881 | 3.1236e-07 | 5.4459 | 8.6853 | 0
| Civic Offices | Emulsion Paint to Internal face of External Walls (Internal wall finish paint (emulsion)) | 1700835 | 8403016 | 3.1 | Wall finishes | Paint | Construction | 371.168 | Area Calculation | 5 | 44 | 1 | FALSE | 1 | FALSE |  | 1.06 | 371.168 | 4454.016 | 5134 | Paint, emulsion |  | 0 | D2 | 0 | 0 | 0 | 0 | 0 | 0 | 0 | 0 | 0
| Civic Offices | Emulsion Paint to Internal face of External Walls (Internal wall finish paint (emulsion)) | 1700835 | 8403016 | 3.1 | Wall finishes | Paint | Construction | 371.168 | Area Calculation | 5 | 44 | 1 | FALSE | 1 | FALSE |  | 1.06 | 371.168 | 4454.016 | 5134 | Paint, emulsion |  | 0 | D3 | 0 | 0 | 0 | 0 | 0 | 0 | 0 | 0 | 0
| Civic Offices | Emulsion Paint to Internal face of External Walls (Internal wall finish paint (emulsion)) | 1700835 | 8403016 | 3.1 | Wall finishes | Paint | Construction | 371.168 | Area Calculation | 5 | 44 | 1 | FALSE | 1 | FALSE |  | 1.06 | 371.168 | 4454.016 | 5134 | Paint, emulsion |  | 0 | D4 | 0 | 0 | 0 | 0 | 0 | 0 | 0 | 0 | 0
| Civic Offices | Emulsion Paint to Internal face of External Walls (Internal wall finish paint (emulsion)) | 1700835 | 8403016 | 3.1 | Wall finishes | Paint | Construction | 371.168 | Area Calculation | 5 | 44 | 1 | FALSE | 1 | FALSE |  | 1.06 | 371.168 | 4454.016 | 5134 | Paint, emulsion |  | 60 | C2 | 0 | 0 | 0 | 0 | 0 | 0 | 0 | 0 | 0
| Civic Offices | Emulsion Paint to Internal face of External Walls (Internal wall finish paint (emulsion)) | 1700835 | 8403016 | 3.1 | Wall finishes | Paint | Construction | 371.168 | Area Calculation | 5 | 44 | 1 | FALSE | 1 | FALSE |  | 1.06 | 371.168 | 4454.016 | 5134 | Paint, emulsion |  | 60 | C4 | 15.2648 | 9.6286e-07 | 0.034324 | 0.72181 | 0.0064801 | 5.2061e-06 | 90.7642 | 144.7555 | 0.38263
| Civic Offices | Emulsion Paint to Internal face of External Walls (Internal wall finish paint (emulsion)) | 1700835 | 8403016 | 3.1 | Wall finishes | Paint | Construction | 371.168 | Area Calculation | 5 | 44 | 1 | FALSE | 1 | FALSE |  | 1.06 | 371.168 | 4454.016 | 5134 | Paint, emulsion |  | 60 | D2 | 0 | 0 | 0 | 0 | 0 | 0 | 0 | 0 | 0
| Civic Offices | Emulsion Paint to Internal face of External Walls (Internal wall finish paint (emulsion)) | 1700835 | 8403016 | 3.1 | Wall finishes | Paint | Construction | 371.168 | Area Calculation | 5 | 44 | 1 | FALSE | 1 | FALSE |  | 1.06 | 371.168 | 4454.016 | 5134 | Paint, emulsion |  | 60 | D3 | 0 | 0 | 0 | 0 | 0 | 0 | 0 | 0 | 0
| Civic Offices | Emulsion Paint to Internal face of External Walls (Internal wall finish paint (emulsion)) | 1700835 | 8403016 | 3.1 | Wall finishes | Paint | Construction | 371.168 | Area Calculation | 5 | 44 | 1 | FALSE | 1 | FALSE |  | 1.06 | 371.168 | 4454.016 | 5134 | Paint, emulsion |  | 60 | D4 | 0 | 0 | 0 | 0 | 0 | 0 | 0 | 0 | 0
| Civic Offices | Emulsion Paint to Internal face of External Walls (Internal wall finish paint (emulsion)) | 1700835 | 8403016 | 3.1 | Wall finishes | Paint | Construction | 371.168 | Area Calculation | 5 | 44 | 1 | FALSE | 1 | FALSE |  | 1.06 | 371.168 | 4454.016 | 5134 | Paint, emulsion |  | 5 | B4B5 | 1494.5364 | 0.00023451 | 16.6332 | 7.2891 | 1.7966 | 0.015202 | 28448.4528 | 1346.1937 | 18.274
| Civic Offices | Emulsion Paint to Internal face of External Walls (Internal wall finish paint (emulsion)) | 1700835 | 8403016 | 3.1 | Wall finishes | Paint | Construction | 371.168 | Area Calculation | 5 | 44 | 1 | FALSE | 1 | FALSE |  | 1.06 | 371.168 | 4454.016 | 5134 | Paint, emulsion |  | 5 | D2 | 0 | 0 | 0 | 0 | 0 | 0 | 0 | 0 | 0
| Civic Offices | Emulsion Paint to Internal face of External Walls (Internal wall finish paint (emulsion)) | 1700835 | 8403016 | 3.1 | Wall finishes | Paint | Construction | 371.168 | Area Calculation | 5 | 44 | 1 | FALSE | 1 | FALSE |  | 1.06 | 371.168 | 4454.016 | 5134 | Paint, emulsion |  | 5 | D3 | 0 | 0 | 0 | 0 | 0 | 0 | 0 | 0 | 0
| Civic Offices | Emulsion Paint to Internal face of External Walls (Internal wall finish paint (emulsion)) | 1700835 | 8403016 | 3.1 | Wall finishes | Paint | Construction | 371.168 | Area Calculation | 5 | 44 | 1 | FALSE | 1 | FALSE |  | 1.06 | 371.168 | 4454.016 | 5134 | Paint, emulsion |  | 5 | D4 | 0 | 0 | 0 | 0 | 0 | 0 | 0 | 0 | 0
| Civic Offices | Emulsion Paint to Internal face of External Walls (Internal wall finish paint (emulsion)) | 1700835 | 8403016 | 3.1 | Wall finishes | Paint | Construction | 371.168 | Area Calculation | 5 | 44 | 1 | FALSE | 1 | FALSE |  | 1.06 | 371.168 | 4454.016 | 5134 | Paint, emulsion |  | 10 | B4B5 | 1494.5364 | 0.00023451 | 16.6332 | 7.2891 | 1.7966 | 0.015202 | 28448.4528 | 1346.1937 | 18.274
| Civic Offices | Emulsion Paint to Internal face of External Walls (Internal wall finish paint (emulsion)) | 1700835 | 8403016 | 3.1 | Wall finishes | Paint | Construction | 371.168 | Area Calculation | 5 | 44 | 1 | FALSE | 1 | FALSE |  | 1.06 | 371.168 | 4454.016 | 5134 | Paint, emulsion |  | 10 | D2 | 0 | 0 | 0 | 0 | 0 | 0 | 0 | 0 | 0
| Civic Offices | Emulsion Paint to Internal face of External Walls (Internal wall finish paint (emulsion)) | 1700835 | 8403016 | 3.1 | Wall finishes | Paint | Construction | 371.168 | Area Calculation | 5 | 44 | 1 | FALSE | 1 | FALSE |  | 1.06 | 371.168 | 4454.016 | 5134 | Paint, emulsion |  | 10 | D3 | 0 | 0 | 0 | 0 | 0 | 0 | 0 | 0 | 0
| Civic Offices | Emulsion Paint to Internal face of External Walls (Internal wall finish paint (emulsion)) | 1700835 | 8403016 | 3.1 | Wall finishes | Paint | Construction | 371.168 | Area Calculation | 5 | 44 | 1 | FALSE | 1 | FALSE |  | 1.06 | 371.168 | 4454.016 | 5134 | Paint, emulsion |  | 10 | D4 | 0 | 0 | 0 | 0 | 0 | 0 | 0 | 0 | 0
| Civic Offices | Emulsion Paint to Internal face of External Walls (Internal wall finish paint (emulsion)) | 1700835 | 8403016 | 3.1 | Wall finishes | Paint | Construction | 371.168 | Area Calculation | 5 | 44 | 1 | FALSE | 1 | FALSE |  | 1.06 | 371.168 | 4454.016 | 5134 | Paint, emulsion |  | 15 | B4B5 | 1494.5364 | 0.00023451 | 16.6332 | 7.2891 | 1.7966 | 0.015202 | 28448.4528 | 1346.1937 | 18.274
| Civic Offices | Emulsion Paint to Internal face of External Walls (Internal wall finish paint (emulsion)) | 1700835 | 8403016 | 3.1 | Wall finishes | Paint | Construction | 371.168 | Area Calculation | 5 | 44 | 1 | FALSE | 1 | FALSE |  | 1.06 | 371.168 | 4454.016 | 5134 | Paint, emulsion |  | 15 | D2 | 0 | 0 | 0 | 0 | 0 | 0 | 0 | 0 | 0
| Civic Offices | Emulsion Paint to Internal face of External Walls (Internal wall finish paint (emulsion)) | 1700835 | 8403016 | 3.1 | Wall finishes | Paint | Construction | 371.168 | Area Calculation | 5 | 44 | 1 | FALSE | 1 | FALSE |  | 1.06 | 371.168 | 4454.016 | 5134 | Paint, emulsion |  | 15 | D3 | 0 | 0 | 0 | 0 | 0 | 0 | 0 | 0 | 0
| Civic Offices | Emulsion Paint to Internal face of External Walls (Internal wall finish paint (emulsion)) | 1700835 | 8403016 | 3.1 | Wall finishes | Paint | Construction | 371.168 | Area Calculation | 5 | 44 | 1 | FALSE | 1 | FALSE |  | 1.06 | 371.168 | 4454.016 | 5134 | Paint, emulsion |  | 15 | D4 | 0 | 0 | 0 | 0 | 0 | 0 | 0 | 0 | 0
| Civic Offices | Emulsion Paint to Internal face of External Walls (Internal wall finish paint (emulsion)) | 1700835 | 8403016 | 3.1 | Wall finishes | Paint | Construction | 371.168 | Area Calculation | 5 | 44 | 1 | FALSE | 1 | FALSE |  | 1.06 | 371.168 | 4454.016 | 5134 | Paint, emulsion |  | 20 | B4B5 | 1494.5364 | 0.00023451 | 16.6332 | 7.2891 | 1.7966 | 0.015202 | 28448.4528 | 1346.1937 | 18.274
| Civic Offices | Emulsion Paint to Internal face of External Walls (Internal wall finish paint (emulsion)) | 1700835 | 8403016 | 3.1 | Wall finishes | Paint | Construction | 371.168 | Area Calculation | 5 | 44 | 1 | FALSE | 1 | FALSE |  | 1.06 | 371.168 | 4454.016 | 5134 | Paint, emulsion |  | 20 | D2 | 0 | 0 | 0 | 0 | 0 | 0 | 0 | 0 | 0
| Civic Offices | Emulsion Paint to Internal face of External Walls (Internal wall finish paint (emulsion)) | 1700835 | 8403016 | 3.1 | Wall finishes | Paint | Construction | 371.168 | Area Calculation | 5 | 44 | 1 | FALSE | 1 | FALSE |  | 1.06 | 371.168 | 4454.016 | 5134 | Paint, emulsion |  | 20 | D3 | 0 | 0 | 0 | 0 | 0 | 0 | 0 | 0 | 0
| Civic Offices | Emulsion Paint to Internal face of External Walls (Internal wall finish paint (emulsion)) | 1700835 | 8403016 | 3.1 | Wall finishes | Paint | Construction | 371.168 | Area Calculation | 5 | 44 | 1 | FALSE | 1 | FALSE |  | 1.06 | 371.168 | 4454.016 | 5134 | Paint, emulsion |  | 20 | D4 | 0 | 0 | 0 | 0 | 0 | 0 | 0 | 0 | 0
| Civic Offices | Emulsion Paint to Internal face of External Walls (Internal wall finish paint (emulsion)) | 1700835 | 8403016 | 3.1 | Wall finishes | Paint | Construction | 371.168 | Area Calculation | 5 | 44 | 1 | FALSE | 1 | FALSE |  | 1.06 | 371.168 | 4454.016 | 5134 | Paint, emulsion |  | 25 | B4B5 | 1494.5364 | 0.00023451 | 16.6332 | 7.2891 | 1.7966 | 0.015202 | 28448.4528 | 1346.1937 | 18.274
| Civic Offices | Emulsion Paint to Internal face of External Walls (Internal wall finish paint (emulsion)) | 1700835 | 8403016 | 3.1 | Wall finishes | Paint | Construction | 371.168 | Area Calculation | 5 | 44 | 1 | FALSE | 1 | FALSE |  | 1.06 | 371.168 | 4454.016 | 5134 | Paint, emulsion |  | 25 | D2 | 0 | 0 | 0 | 0 | 0 | 0 | 0 | 0 | 0
| Civic Offices | Emulsion Paint to Internal face of External Walls (Internal wall finish paint (emulsion)) | 1700835 | 8403016 | 3.1 | Wall finishes | Paint | Construction | 371.168 | Area Calculation | 5 | 44 | 1 | FALSE | 1 | FALSE |  | 1.06 | 371.168 | 4454.016 | 5134 | Paint, emulsion |  | 25 | D3 | 0 | 0 | 0 | 0 | 0 | 0 | 0 | 0 | 0
| Civic Offices | Emulsion Paint to Internal face of External Walls (Internal wall finish paint (emulsion)) | 1700835 | 8403016 | 3.1 | Wall finishes | Paint | Construction | 371.168 | Area Calculation | 5 | 44 | 1 | FALSE | 1 | FALSE |  | 1.06 | 371.168 | 4454.016 | 5134 | Paint, emulsion |  | 25 | D4 | 0 | 0 | 0 | 0 | 0 | 0 | 0 | 0 | 0
| Civic Offices | Emulsion Paint to Internal face of External Walls (Internal wall finish paint (emulsion)) | 1700835 | 8403016 | 3.1 | Wall finishes | Paint | Construction | 371.168 | Area Calculation | 5 | 44 | 1 | FALSE | 1 | FALSE |  | 1.06 | 371.168 | 4454.016 | 5134 | Paint, emulsion |  | 30 | B4B5 | 1494.5364 | 0.00023451 | 16.6332 | 7.2891 | 1.7966 | 0.015202 | 28448.4528 | 1346.1937 | 18.274
| Civic Offices | Emulsion Paint to Internal face of External Walls (Internal wall finish paint (emulsion)) | 1700835 | 8403016 | 3.1 | Wall finishes | Paint | Construction | 371.168 | Area Calculation | 5 | 44 | 1 | FALSE | 1 | FALSE |  | 1.06 | 371.168 | 4454.016 | 5134 | Paint, emulsion |  | 30 | D2 | 0 | 0 | 0 | 0 | 0 | 0 | 0 | 0 | 0
| Civic Offices | Emulsion Paint to Internal face of External Walls (Internal wall finish paint (emulsion)) | 1700835 | 8403016 | 3.1 | Wall finishes | Paint | Construction | 371.168 | Area Calculation | 5 | 44 | 1 | FALSE | 1 | FALSE |  | 1.06 | 371.168 | 4454.016 | 5134 | Paint, emulsion |  | 30 | D3 | 0 | 0 | 0 | 0 | 0 | 0 | 0 | 0 | 0
| Civic Offices | Emulsion Paint to Internal face of External Walls (Internal wall finish paint (emulsion)) | 1700835 | 8403016 | 3.1 | Wall finishes | Paint | Construction | 371.168 | Area Calculation | 5 | 44 | 1 | FALSE | 1 | FALSE |  | 1.06 | 371.168 | 4454.016 | 5134 | Paint, emulsion |  | 30 | D4 | 0 | 0 | 0 | 0 | 0 | 0 | 0 | 0 | 0
| Civic Offices | Emulsion Paint to Internal face of External Walls (Internal wall finish paint (emulsion)) | 1700835 | 8403016 | 3.1 | Wall finishes | Paint | Construction | 371.168 | Area Calculation | 5 | 44 | 1 | FALSE | 1 | FALSE |  | 1.06 | 371.168 | 4454.016 | 5134 | Paint, emulsion |  | 35 | B4B5 | 1494.5364 | 0.00023451 | 16.6332 | 7.2891 | 1.7966 | 0.015202 | 28448.4528 | 1346.1937 | 18.274
| Civic Offices | Emulsion Paint to Internal face of External Walls (Internal wall finish paint (emulsion)) | 1700835 | 8403016 | 3.1 | Wall finishes | Paint | Construction | 371.168 | Area Calculation | 5 | 44 | 1 | FALSE | 1 | FALSE |  | 1.06 | 371.168 | 4454.016 | 5134 | Paint, emulsion |  | 35 | D2 | 0 | 0 | 0 | 0 | 0 | 0 | 0 | 0 | 0
| Civic Offices | Emulsion Paint to Internal face of External Walls (Internal wall finish paint (emulsion)) | 1700835 | 8403016 | 3.1 | Wall finishes | Paint | Construction | 371.168 | Area Calculation | 5 | 44 | 1 | FALSE | 1 | FALSE |  | 1.06 | 371.168 | 4454.016 | 5134 | Paint, emulsion |  | 35 | D3 | 0 | 0 | 0 | 0 | 0 | 0 | 0 | 0 | 0
| Civic Offices | Emulsion Paint to Internal face of External Walls (Internal wall finish paint (emulsion)) | 1700835 | 8403016 | 3.1 | Wall finishes | Paint | Construction | 371.168 | Area Calculation | 5 | 44 | 1 | FALSE | 1 | FALSE |  | 1.06 | 371.168 | 4454.016 | 5134 | Paint, emulsion |  | 35 | D4 | 0 | 0 | 0 | 0 | 0 | 0 | 0 | 0 | 0
| Civic Offices | Emulsion Paint to Internal face of External Walls (Internal wall finish paint (emulsion)) | 1700835 | 8403016 | 3.1 | Wall finishes | Paint | Construction | 371.168 | Area Calculation | 5 | 44 | 1 | FALSE | 1 | FALSE |  | 1.06 | 371.168 | 4454.016 | 5134 | Paint, emulsion |  | 40 | B4B5 | 1494.5364 | 0.00023451 | 16.6332 | 7.2891 | 1.7966 | 0.015202 | 28448.4528 | 1346.1937 | 18.274
| Civic Offices | Emulsion Paint to Internal face of External Walls (Internal wall finish paint (emulsion)) | 1700835 | 8403016 | 3.1 | Wall finishes | Paint | Construction | 371.168 | Area Calculation | 5 | 44 | 1 | FALSE | 1 | FALSE |  | 1.06 | 371.168 | 4454.016 | 5134 | Paint, emulsion |  | 40 | D2 | 0 | 0 | 0 | 0 | 0 | 0 | 0 | 0 | 0
| Civic Offices | Emulsion Paint to Internal face of External Walls (Internal wall finish paint (emulsion)) | 1700835 | 8403016 | 3.1 | Wall finishes | Paint | Construction | 371.168 | Area Calculation | 5 | 44 | 1 | FALSE | 1 | FALSE |  | 1.06 | 371.168 | 4454.016 | 5134 | Paint, emulsion |  | 40 | D3 | 0 | 0 | 0 | 0 | 0 | 0 | 0 | 0 | 0
| Civic Offices | Emulsion Paint to Internal face of External Walls (Internal wall finish paint (emulsion)) | 1700835 | 8403016 | 3.1 | Wall finishes | Paint | Construction | 371.168 | Area Calculation | 5 | 44 | 1 | FALSE | 1 | FALSE |  | 1.06 | 371.168 | 4454.016 | 5134 | Paint, emulsion |  | 40 | D4 | 0 | 0 | 0 | 0 | 0 | 0 | 0 | 0 | 0
| Civic Offices | Emulsion Paint to Internal face of External Walls (Internal wall finish paint (emulsion)) | 1700835 | 8403016 | 3.1 | Wall finishes | Paint | Construction | 371.168 | Area Calculation | 5 | 44 | 1 | FALSE | 1 | FALSE |  | 1.06 | 371.168 | 4454.016 | 5134 | Paint, emulsion |  | 45 | B4B5 | 1494.5364 | 0.00023451 | 16.6332 | 7.2891 | 1.7966 | 0.015202 | 28448.4528 | 1346.1937 | 18.274
| Civic Offices | Emulsion Paint to Internal face of External Walls (Internal wall finish paint (emulsion)) | 1700835 | 8403016 | 3.1 | Wall finishes | Paint | Construction | 371.168 | Area Calculation | 5 | 44 | 1 | FALSE | 1 | FALSE |  | 1.06 | 371.168 | 4454.016 | 5134 | Paint, emulsion |  | 45 | D2 | 0 | 0 | 0 | 0 | 0 | 0 | 0 | 0 | 0
| Civic Offices | Emulsion Paint to Internal face of External Walls (Internal wall finish paint (emulsion)) | 1700835 | 8403016 | 3.1 | Wall finishes | Paint | Construction | 371.168 | Area Calculation | 5 | 44 | 1 | FALSE | 1 | FALSE |  | 1.06 | 371.168 | 4454.016 | 5134 | Paint, emulsion |  | 45 | D3 | 0 | 0 | 0 | 0 | 0 | 0 | 0 | 0 | 0
| Civic Offices | Emulsion Paint to Internal face of External Walls (Internal wall finish paint (emulsion)) | 1700835 | 8403016 | 3.1 | Wall finishes | Paint | Construction | 371.168 | Area Calculation | 5 | 44 | 1 | FALSE | 1 | FALSE |  | 1.06 | 371.168 | 4454.016 | 5134 | Paint, emulsion |  | 45 | D4 | 0 | 0 | 0 | 0 | 0 | 0 | 0 | 0 | 0
| Civic Offices | Emulsion Paint to Internal face of External Walls (Internal wall finish paint (emulsion)) | 1700835 | 8403016 | 3.1 | Wall finishes | Paint | Construction | 371.168 | Area Calculation | 5 | 44 | 1 | FALSE | 1 | FALSE |  | 1.06 | 371.168 | 4454.016 | 5134 | Paint, emulsion |  | 50 | B4B5 | 1494.5364 | 0.00023451 | 16.6332 | 7.2891 | 1.7966 | 0.015202 | 28448.4528 | 1346.1937 | 18.274
| Civic Offices | Emulsion Paint to Internal face of External Walls (Internal wall finish paint (emulsion)) | 1700835 | 8403016 | 3.1 | Wall finishes | Paint | Construction | 371.168 | Area Calculation | 5 | 44 | 1 | FALSE | 1 | FALSE |  | 1.06 | 371.168 | 4454.016 | 5134 | Paint, emulsion |  | 50 | D2 | 0 | 0 | 0 | 0 | 0 | 0 | 0 | 0 | 0
| Civic Offices | Emulsion Paint to Internal face of External Walls (Internal wall finish paint (emulsion)) | 1700835 | 8403016 | 3.1 | Wall finishes | Paint | Construction | 371.168 | Area Calculation | 5 | 44 | 1 | FALSE | 1 | FALSE |  | 1.06 | 371.168 | 4454.016 | 5134 | Paint, emulsion |  | 50 | D3 | 0 | 0 | 0 | 0 | 0 | 0 | 0 | 0 | 0
| Civic Offices | Emulsion Paint to Internal face of External Walls (Internal wall finish paint (emulsion)) | 1700835 | 8403016 | 3.1 | Wall finishes | Paint | Construction | 371.168 | Area Calculation | 5 | 44 | 1 | FALSE | 1 | FALSE |  | 1.06 | 371.168 | 4454.016 | 5134 | Paint, emulsion |  | 50 | D4 | 0 | 0 | 0 | 0 | 0 | 0 | 0 | 0 | 0
| Civic Offices | Emulsion Paint to Internal face of External Walls (Internal wall finish paint (emulsion)) | 1700835 | 8403016 | 3.1 | Wall finishes | Paint | Construction | 371.168 | Area Calculation | 5 | 44 | 1 | FALSE | 1 | FALSE |  | 1.06 | 371.168 | 4454.016 | 5134 | Paint, emulsion |  | 55 | B4B5 | 1494.5364 | 0.00023451 | 16.6332 | 7.2891 | 1.7966 | 0.015202 | 28448.4528 | 1346.1937 | 18.274
| Civic Offices | Emulsion Paint to Internal face of External Walls (Internal wall finish paint (emulsion)) | 1700835 | 8403016 | 3.1 | Wall finishes | Paint | Construction | 371.168 | Area Calculation | 5 | 44 | 1 | FALSE | 1 | FALSE |  | 1.06 | 371.168 | 4454.016 | 5134 | Paint, emulsion |  | 55 | D2 | 0 | 0 | 0 | 0 | 0 | 0 | 0 | 0 | 0
| Civic Offices | Emulsion Paint to Internal face of External Walls (Internal wall finish paint (emulsion)) | 1700835 | 8403016 | 3.1 | Wall finishes | Paint | Construction | 371.168 | Area Calculation | 5 | 44 | 1 | FALSE | 1 | FALSE |  | 1.06 | 371.168 | 4454.016 | 5134 | Paint, emulsion |  | 55 | D3 | 0 | 0 | 0 | 0 | 0 | 0 | 0 | 0 | 0
| Civic Offices | Emulsion Paint to Internal face of External Walls (Internal wall finish paint (emulsion)) | 1700835 | 8403016 | 3.1 | Wall finishes | Paint | Construction | 371.168 | Area Calculation | 5 | 44 | 1 | FALSE | 1 | FALSE |  | 1.06 | 371.168 | 4454.016 | 5134 | Paint, emulsion |  | 55 | D4 | 0 | 0 | 0 | 0 | 0 | 0 | 0 | 0 | 0
| Civic Offices | EO for Full Height Ceramic Tiling to WCs (Internal wall lining ceramic tiles) | 1700837 | 8403018 | 3.1 | Wall finishes | wall lining | Construction | 8572.9 | Area Calculation | 25 | 44 | 1 | FALSE | 1 | FALSE |  | 1.06 | 8572.9 | 25718.7 | 5101 | Floor finish (tiles), ceramic |  | 0 | A1A3 | 5435.8868 | 0.00062749 | 34.2707 | 8.8972 | 2.8021 | 0.44351 | 85149.7475 | 13571.9027 | 45.8031
| Civic Offices | EO for Full Height Ceramic Tiling to WCs (Internal wall lining ceramic tiles) | 1700837 | 8403018 | 3.1 | Wall finishes | wall lining | Construction | 8572.9 | Area Calculation | 25 | 44 | 1 | FALSE | 1 | FALSE |  | 1.06 | 8572.9 | 25718.7 | 5101 | Floor finish (tiles), ceramic |  | 0 | A4 | 174.1301 | 3.1287e-05 | 0.57016 | 0.15411 | 0.097269 | 0.00060728 | 2595.6927 | 396.3433 | 0.71657
| Civic Offices | EO for Full Height Ceramic Tiling to WCs (Internal wall lining ceramic tiles) | 1700837 | 8403018 | 3.1 | Wall finishes | wall lining | Construction | 8572.9 | Area Calculation | 25 | 44 | 1 | FALSE | 1 | FALSE |  | 1.06 | 8572.9 | 25718.7 | 5101 | Floor finish (tiles), ceramic |  | 0 | A5 | 0.6676 | 2.3014e-07 | 0.0051416 | 0.0012696 | 0.00088819 | 7.2166e-07 | 19.3902 | 77.1561 | 0
| Civic Offices | EO for Full Height Ceramic Tiling to WCs (Internal wall lining ceramic tiles) | 1700837 | 8403018 | 3.1 | Wall finishes | wall lining | Construction | 8572.9 | Area Calculation | 25 | 44 | 1 | FALSE | 1 | FALSE |  | 1.06 | 8572.9 | 25718.7 | 5101 | Floor finish (tiles), ceramic |  | 0 | D2 | 0 | 0 | 0 | 0 | 0 | 0 | 0 | 0 | 0
| Civic Offices | EO for Full Height Ceramic Tiling to WCs (Internal wall lining ceramic tiles) | 1700837 | 8403018 | 3.1 | Wall finishes | wall lining | Construction | 8572.9 | Area Calculation | 25 | 44 | 1 | FALSE | 1 | FALSE |  | 1.06 | 8572.9 | 25718.7 | 5101 | Floor finish (tiles), ceramic |  | 0 | D3 | 0 | 0 | 0 | 0 | 0 | 0 | 0 | 0 | 0
| Civic Offices | EO for Full Height Ceramic Tiling to WCs (Internal wall lining ceramic tiles) | 1700837 | 8403018 | 3.1 | Wall finishes | wall lining | Construction | 8572.9 | Area Calculation | 25 | 44 | 1 | FALSE | 1 | FALSE |  | 1.06 | 8572.9 | 25718.7 | 5101 | Floor finish (tiles), ceramic |  | 0 | D4 | 0 | 0 | 0 | 0 | 0 | 0 | 0 | 0 | 0
| Civic Offices | EO for Full Height Ceramic Tiling to WCs (Internal wall lining ceramic tiles) | 1700837 | 8403018 | 3.1 | Wall finishes | wall lining | Construction | 8572.9 | Area Calculation | 25 | 44 | 1 | FALSE | 1 | FALSE |  | 1.06 | 8572.9 | 25718.7 | 5101 | Floor finish (tiles), ceramic |  | 60 | C2 | 0 | 0 | 0 | 0 | 0 | 0 | 0 | 0 | 0
| Civic Offices | EO for Full Height Ceramic Tiling to WCs (Internal wall lining ceramic tiles) | 1700837 | 8403018 | 3.1 | Wall finishes | wall lining | Construction | 8572.9 | Area Calculation | 25 | 44 | 1 | FALSE | 1 | FALSE |  | 1.06 | 8572.9 | 25718.7 | 5101 | Floor finish (tiles), ceramic |  | 60 | C4 | 11.1266 | 3.8356e-06 | 0.085693 | 0.021159 | 0.014803 | 1.2028e-05 | 323.1707 | 1285.935 | 1.0489
| Civic Offices | EO for Full Height Ceramic Tiling to WCs (Internal wall lining ceramic tiles) | 1700837 | 8403018 | 3.1 | Wall finishes | wall lining | Construction | 8572.9 | Area Calculation | 25 | 44 | 1 | FALSE | 1 | FALSE |  | 1.06 | 8572.9 | 25718.7 | 5101 | Floor finish (tiles), ceramic |  | 60 | D2 | 0 | 0 | 0 | 0 | 0 | 0 | 0 | 0 | 0
| Civic Offices | EO for Full Height Ceramic Tiling to WCs (Internal wall lining ceramic tiles) | 1700837 | 8403018 | 3.1 | Wall finishes | wall lining | Construction | 8572.9 | Area Calculation | 25 | 44 | 1 | FALSE | 1 | FALSE |  | 1.06 | 8572.9 | 25718.7 | 5101 | Floor finish (tiles), ceramic |  | 60 | D3 | 0 | 0 | 0 | 0 | 0 | 0 | 0 | 0 | 0
| Civic Offices | EO for Full Height Ceramic Tiling to WCs (Internal wall lining ceramic tiles) | 1700837 | 8403018 | 3.1 | Wall finishes | wall lining | Construction | 8572.9 | Area Calculation | 25 | 44 | 1 | FALSE | 1 | FALSE |  | 1.06 | 8572.9 | 25718.7 | 5101 | Floor finish (tiles), ceramic |  | 60 | D4 | 0 | 0 | 0 | 0 | 0 | 0 | 0 | 0 | 0
| Civic Offices | EO for Full Height Ceramic Tiling to WCs (Internal wall lining ceramic tiles) | 1700837 | 8403018 | 3.1 | Wall finishes | wall lining | Construction | 8572.9 | Area Calculation | 25 | 44 | 1 | FALSE | 1 | FALSE |  | 1.06 | 8572.9 | 25718.7 | 5101 | Floor finish (tiles), ceramic |  | 25 | B4B5 | 5621.8111 | 0.00066284 | 34.9317 | 9.0737 | 2.915 | 0.44413 | 88088.0012 | 15331.3371 | 46.5197
| Civic Offices | EO for Full Height Ceramic Tiling to WCs (Internal wall lining ceramic tiles) | 1700837 | 8403018 | 3.1 | Wall finishes | wall lining | Construction | 8572.9 | Area Calculation | 25 | 44 | 1 | FALSE | 1 | FALSE |  | 1.06 | 8572.9 | 25718.7 | 5101 | Floor finish (tiles), ceramic |  | 25 | D2 | 0 | 0 | 0 | 0 | 0 | 0 | 0 | 0 | 0
| Civic Offices | EO for Full Height Ceramic Tiling to WCs (Internal wall lining ceramic tiles) | 1700837 | 8403018 | 3.1 | Wall finishes | wall lining | Construction | 8572.9 | Area Calculation | 25 | 44 | 1 | FALSE | 1 | FALSE |  | 1.06 | 8572.9 | 25718.7 | 5101 | Floor finish (tiles), ceramic |  | 25 | D3 | 0 | 0 | 0 | 0 | 0 | 0 | 0 | 0 | 0
| Civic Offices | EO for Full Height Ceramic Tiling to WCs (Internal wall lining ceramic tiles) | 1700837 | 8403018 | 3.1 | Wall finishes | wall lining | Construction | 8572.9 | Area Calculation | 25 | 44 | 1 | FALSE | 1 | FALSE |  | 1.06 | 8572.9 | 25718.7 | 5101 | Floor finish (tiles), ceramic |  | 25 | D4 | 0 | 0 | 0 | 0 | 0 | 0 | 0 | 0 | 0
| Civic Offices | EO for Full Height Ceramic Tiling to WCs (Internal wall lining ceramic tiles) | 1700837 | 8403018 | 3.1 | Wall finishes | wall lining | Construction | 8572.9 | Area Calculation | 25 | 44 | 1 | FALSE | 1 | FALSE |  | 1.06 | 8572.9 | 25718.7 | 5101 | Floor finish (tiles), ceramic |  | 50 | B4B5 | 5621.8111 | 0.00066284 | 34.9317 | 9.0737 | 2.915 | 0.44413 | 88088.0012 | 15331.3371 | 46.5197
| Civic Offices | EO for Full Height Ceramic Tiling to WCs (Internal wall lining ceramic tiles) | 1700837 | 8403018 | 3.1 | Wall finishes | wall lining | Construction | 8572.9 | Area Calculation | 25 | 44 | 1 | FALSE | 1 | FALSE |  | 1.06 | 8572.9 | 25718.7 | 5101 | Floor finish (tiles), ceramic |  | 50 | D2 | 0 | 0 | 0 | 0 | 0 | 0 | 0 | 0 | 0
| Civic Offices | EO for Full Height Ceramic Tiling to WCs (Internal wall lining ceramic tiles) | 1700837 | 8403018 | 3.1 | Wall finishes | wall lining | Construction | 8572.9 | Area Calculation | 25 | 44 | 1 | FALSE | 1 | FALSE |  | 1.06 | 8572.9 | 25718.7 | 5101 | Floor finish (tiles), ceramic |  | 50 | D3 | 0 | 0 | 0 | 0 | 0 | 0 | 0 | 0 | 0
| Civic Offices | EO for Full Height Ceramic Tiling to WCs (Internal wall lining ceramic tiles) | 1700837 | 8403018 | 3.1 | Wall finishes | wall lining | Construction | 8572.9 | Area Calculation | 25 | 44 | 1 | FALSE | 1 | FALSE |  | 1.06 | 8572.9 | 25718.7 | 5101 | Floor finish (tiles), ceramic |  | 50 | D4 | 0 | 0 | 0 | 0 | 0 | 0 | 0 | 0 | 0
| Civic Offices | EO for Full Height Ceramic Tiling to WCs (Internal wall lining ceramic tiles) | 1700837 | 8403019 | 3.1 | Wall finishes | wall lining | Construction | 2862.488 | Area Calculation | 25 | 44 | 1 | FALSE | 1 | FALSE |  | 1.02 | 2862.488 | 8587.464 | 5338 | Adhesive (ceramic/stone tiles), cement (polymer modified) |  | 0 | A1A3 | 2406.6153 | 1.6916e-05 | 11.131 | 1.4136 | 2.2154 | 0.0026563 | 35764.554 | 1751.8427 | 9.7453
| Civic Offices | EO for Full Height Ceramic Tiling to WCs (Internal wall lining ceramic tiles) | 1700837 | 8403019 | 3.1 | Wall finishes | wall lining | Construction | 2862.488 | Area Calculation | 25 | 44 | 1 | FALSE | 1 | FALSE |  | 1.02 | 2862.488 | 8587.464 | 5338 | Adhesive (ceramic/stone tiles), cement (polymer modified) |  | 0 | A4 | 55.9479 | 1.0052e-05 | 0.18319 | 0.049514 | 0.031253 | 0.00019512 | 833.9951 | 127.345 | 0.23023
| Civic Offices | EO for Full Height Ceramic Tiling to WCs (Internal wall lining ceramic tiles) | 1700837 | 8403019 | 3.1 | Wall finishes | wall lining | Construction | 2862.488 | Area Calculation | 25 | 44 | 1 | FALSE | 1 | FALSE |  | 1.02 | 2862.488 | 8587.464 | 5338 | Adhesive (ceramic/stone tiles), cement (polymer modified) |  | 0 | A5 | 0.014861 | 5.1228e-09 | 0.00011445 | 2.826e-05 | 1.9771e-05 | 1.6064e-08 | 0.43163 | 8.5875 | 0
| Civic Offices | EO for Full Height Ceramic Tiling to WCs (Internal wall lining ceramic tiles) | 1700837 | 8403019 | 3.1 | Wall finishes | wall lining | Construction | 2862.488 | Area Calculation | 25 | 44 | 1 | FALSE | 1 | FALSE |  | 1.02 | 2862.488 | 8587.464 | 5338 | Adhesive (ceramic/stone tiles), cement (polymer modified) |  | 0 | D2 | 0 | 0 | 0 | 0 | 0 | 0 | 0 | 0 | 0
| Civic Offices | EO for Full Height Ceramic Tiling to WCs (Internal wall lining ceramic tiles) | 1700837 | 8403019 | 3.1 | Wall finishes | wall lining | Construction | 2862.488 | Area Calculation | 25 | 44 | 1 | FALSE | 1 | FALSE |  | 1.02 | 2862.488 | 8587.464 | 5338 | Adhesive (ceramic/stone tiles), cement (polymer modified) |  | 0 | D3 | 0 | 0 | 0 | 0 | 0 | 0 | 0 | 0 | 0
| Civic Offices | EO for Full Height Ceramic Tiling to WCs (Internal wall lining ceramic tiles) | 1700837 | 8403019 | 3.1 | Wall finishes | wall lining | Construction | 2862.488 | Area Calculation | 25 | 44 | 1 | FALSE | 1 | FALSE |  | 1.02 | 2862.488 | 8587.464 | 5338 | Adhesive (ceramic/stone tiles), cement (polymer modified) |  | 0 | D4 | 0 | 0 | 0 | 0 | 0 | 0 | 0 | 0 | 0
| Civic Offices | EO for Full Height Ceramic Tiling to WCs (Internal wall lining ceramic tiles) | 1700837 | 8403019 | 3.1 | Wall finishes | wall lining | Construction | 2862.488 | Area Calculation | 25 | 44 | 1 | FALSE | 1 | FALSE |  | 1.02 | 2862.488 | 8587.464 | 5338 | Adhesive (ceramic/stone tiles), cement (polymer modified) |  | 60 | C2 | 0 | 0 | 0 | 0 | 0 | 0 | 0 | 0 | 0
| Civic Offices | EO for Full Height Ceramic Tiling to WCs (Internal wall lining ceramic tiles) | 1700837 | 8403019 | 3.1 | Wall finishes | wall lining | Construction | 2862.488 | Area Calculation | 25 | 44 | 1 | FALSE | 1 | FALSE |  | 1.02 | 2862.488 | 8587.464 | 5338 | Adhesive (ceramic/stone tiles), cement (polymer modified) |  | 60 | C4 | 0.74303 | 2.5614e-07 | 0.0057226 | 0.001413 | 0.00098856 | 8.0321e-07 | 21.5813 | 429.3732 | 0.070045
| Civic Offices | EO for Full Height Ceramic Tiling to WCs (Internal wall lining ceramic tiles) | 1700837 | 8403019 | 3.1 | Wall finishes | wall lining | Construction | 2862.488 | Area Calculation | 25 | 44 | 1 | FALSE | 1 | FALSE |  | 1.02 | 2862.488 | 8587.464 | 5338 | Adhesive (ceramic/stone tiles), cement (polymer modified) |  | 60 | D2 | 0 | 0 | 0 | 0 | 0 | 0 | 0 | 0 | 0
| Civic Offices | EO for Full Height Ceramic Tiling to WCs (Internal wall lining ceramic tiles) | 1700837 | 8403019 | 3.1 | Wall finishes | wall lining | Construction | 2862.488 | Area Calculation | 25 | 44 | 1 | FALSE | 1 | FALSE |  | 1.02 | 2862.488 | 8587.464 | 5338 | Adhesive (ceramic/stone tiles), cement (polymer modified) |  | 60 | D3 | 0 | 0 | 0 | 0 | 0 | 0 | 0 | 0 | 0
| Civic Offices | EO for Full Height Ceramic Tiling to WCs (Internal wall lining ceramic tiles) | 1700837 | 8403019 | 3.1 | Wall finishes | wall lining | Construction | 2862.488 | Area Calculation | 25 | 44 | 1 | FALSE | 1 | FALSE |  | 1.02 | 2862.488 | 8587.464 | 5338 | Adhesive (ceramic/stone tiles), cement (polymer modified) |  | 60 | D4 | 0 | 0 | 0 | 0 | 0 | 0 | 0 | 0 | 0
| Civic Offices | EO for Full Height Ceramic Tiling to WCs (Internal wall lining ceramic tiles) | 1700837 | 8403019 | 3.1 | Wall finishes | wall lining | Construction | 2862.488 | Area Calculation | 25 | 44 | 1 | FALSE | 1 | FALSE |  | 1.02 | 2862.488 | 8587.464 | 5338 | Adhesive (ceramic/stone tiles), cement (polymer modified) |  | 25 | B4B5 | 2463.3211 | 2.723e-05 | 11.3201 | 1.4645 | 2.2477 | 0.0028523 | 36620.562 | 2317.1483 | 9.9755
| Civic Offices | EO for Full Height Ceramic Tiling to WCs (Internal wall lining ceramic tiles) | 1700837 | 8403019 | 3.1 | Wall finishes | wall lining | Construction | 2862.488 | Area Calculation | 25 | 44 | 1 | FALSE | 1 | FALSE |  | 1.02 | 2862.488 | 8587.464 | 5338 | Adhesive (ceramic/stone tiles), cement (polymer modified) |  | 25 | D2 | 0 | 0 | 0 | 0 | 0 | 0 | 0 | 0 | 0
| Civic Offices | EO for Full Height Ceramic Tiling to WCs (Internal wall lining ceramic tiles) | 1700837 | 8403019 | 3.1 | Wall finishes | wall lining | Construction | 2862.488 | Area Calculation | 25 | 44 | 1 | FALSE | 1 | FALSE |  | 1.02 | 2862.488 | 8587.464 | 5338 | Adhesive (ceramic/stone tiles), cement (polymer modified) |  | 25 | D3 | 0 | 0 | 0 | 0 | 0 | 0 | 0 | 0 | 0
| Civic Offices | EO for Full Height Ceramic Tiling to WCs (Internal wall lining ceramic tiles) | 1700837 | 8403019 | 3.1 | Wall finishes | wall lining | Construction | 2862.488 | Area Calculation | 25 | 44 | 1 | FALSE | 1 | FALSE |  | 1.02 | 2862.488 | 8587.464 | 5338 | Adhesive (ceramic/stone tiles), cement (polymer modified) |  | 25 | D4 | 0 | 0 | 0 | 0 | 0 | 0 | 0 | 0 | 0
| Civic Offices | EO for Full Height Ceramic Tiling to WCs (Internal wall lining ceramic tiles) | 1700837 | 8403019 | 3.1 | Wall finishes | wall lining | Construction | 2862.488 | Area Calculation | 25 | 44 | 1 | FALSE | 1 | FALSE |  | 1.02 | 2862.488 | 8587.464 | 5338 | Adhesive (ceramic/stone tiles), cement (polymer modified) |  | 50 | B4B5 | 2463.3211 | 2.723e-05 | 11.3201 | 1.4645 | 2.2477 | 0.0028523 | 36620.562 | 2317.1483 | 9.9755
| Civic Offices | EO for Full Height Ceramic Tiling to WCs (Internal wall lining ceramic tiles) | 1700837 | 8403019 | 3.1 | Wall finishes | wall lining | Construction | 2862.488 | Area Calculation | 25 | 44 | 1 | FALSE | 1 | FALSE |  | 1.02 | 2862.488 | 8587.464 | 5338 | Adhesive (ceramic/stone tiles), cement (polymer modified) |  | 50 | D2 | 0 | 0 | 0 | 0 | 0 | 0 | 0 | 0 | 0
| Civic Offices | EO for Full Height Ceramic Tiling to WCs (Internal wall lining ceramic tiles) | 1700837 | 8403019 | 3.1 | Wall finishes | wall lining | Construction | 2862.488 | Area Calculation | 25 | 44 | 1 | FALSE | 1 | FALSE |  | 1.02 | 2862.488 | 8587.464 | 5338 | Adhesive (ceramic/stone tiles), cement (polymer modified) |  | 50 | D3 | 0 | 0 | 0 | 0 | 0 | 0 | 0 | 0 | 0
| Civic Offices | EO for Full Height Ceramic Tiling to WCs (Internal wall lining ceramic tiles) | 1700837 | 8403019 | 3.1 | Wall finishes | wall lining | Construction | 2862.488 | Area Calculation | 25 | 44 | 1 | FALSE | 1 | FALSE |  | 1.02 | 2862.488 | 8587.464 | 5338 | Adhesive (ceramic/stone tiles), cement (polymer modified) |  | 50 | D4 | 0 | 0 | 0 | 0 | 0 | 0 | 0 | 0 | 0
| Civic Offices | EO for hardwood acoustic panelling to Council Chamber - details to be confirmed (Internal wall lining Hardwood (22mm)) | 1700838 | 8403022 | 2.7 | Internal walls and partitions | Wall lining | Construction | 1019.2 | Area Calculation | 15 | 44 | 1 | FALSE | 1 | FALSE |  | 1.07 | 1019.2 | 4076.8 | 5452 | Floor finish, timber (hardwood, solid) |  | 0 | A1A3 | -2704.2247 | 2.5961e-05 | 1.2095 | 0.38519 | 0.40829 | 0.00063454 | 3073.1801 | 6122.1562 | -4.4458
| Civic Offices | EO for hardwood acoustic panelling to Council Chamber - details to be confirmed (Internal wall lining Hardwood (22mm)) | 1700838 | 8403022 | 2.7 | Internal walls and partitions | Wall lining | Construction | 1019.2 | Area Calculation | 15 | 44 | 1 | FALSE | 1 | FALSE |  | 1.07 | 1019.2 | 4076.8 | 5452 | Floor finish, timber (hardwood, solid) |  | 0 | A4 | 79.9055 | 7.6735e-06 | 1.5107 | 0.14399 | 0.11862 | 7.3074e-05 | 1163.1362 | 200.132 | 0.47485
| Civic Offices | EO for hardwood acoustic panelling to Council Chamber - details to be confirmed (Internal wall lining Hardwood (22mm)) | 1700838 | 8403022 | 2.7 | Internal walls and partitions | Wall lining | Construction | 1019.2 | Area Calculation | 15 | 44 | 1 | FALSE | 1 | FALSE |  | 1.07 | 1019.2 | 4076.8 | 5452 | Floor finish, timber (hardwood, solid) |  | 0 | A5 | 0.89665 | 2.9446e-08 | 0.00078528 | 0.03698 | 0.00027813 | 1.6137e-07 | 2.726 | 6.7777 | 0
| Civic Offices | EO for hardwood acoustic panelling to Council Chamber - details to be confirmed (Internal wall lining Hardwood (22mm)) | 1700838 | 8403022 | 2.7 | Internal walls and partitions | Wall lining | Construction | 1019.2 | Area Calculation | 15 | 44 | 1 | FALSE | 1 | FALSE |  | 1.07 | 1019.2 | 4076.8 | 5452 | Floor finish, timber (hardwood, solid) |  | 0 | D2 | 0 | 0 | 0 | 0 | 0 | 0 | 0 | 0 | 0
| Civic Offices | EO for hardwood acoustic panelling to Council Chamber - details to be confirmed (Internal wall lining Hardwood (22mm)) | 1700838 | 8403022 | 2.7 | Internal walls and partitions | Wall lining | Construction | 1019.2 | Area Calculation | 15 | 44 | 1 | FALSE | 1 | FALSE |  | 1.07 | 1019.2 | 4076.8 | 5452 | Floor finish, timber (hardwood, solid) |  | 0 | D3 | 0 | 0 | 0 | 0 | 0 | 0 | 0 | 0 | 0
| Civic Offices | EO for hardwood acoustic panelling to Council Chamber - details to be confirmed (Internal wall lining Hardwood (22mm)) | 1700838 | 8403022 | 2.7 | Internal walls and partitions | Wall lining | Construction | 1019.2 | Area Calculation | 15 | 44 | 1 | FALSE | 1 | FALSE |  | 1.07 | 1019.2 | 4076.8 | 5452 | Floor finish, timber (hardwood, solid) |  | 0 | D4 | 0 | 0 | 0 | 0 | 0 | 0 | 0 | 0 | 0
| Civic Offices | EO for hardwood acoustic panelling to Council Chamber - details to be confirmed (Internal wall lining Hardwood (22mm)) | 1700838 | 8403022 | 2.7 | Internal walls and partitions | Wall lining | Construction | 1019.2 | Area Calculation | 15 | 44 | 1 | FALSE | 1 | FALSE |  | 1.07 | 1019.2 | 4076.8 | 5452 | Floor finish, timber (hardwood, solid) |  | 60 | C2 | 0 | 0 | 0 | 0 | 0 | 0 | 0 | 0 | 0
| Civic Offices | EO for hardwood acoustic panelling to Council Chamber - details to be confirmed (Internal wall lining Hardwood (22mm)) | 1700838 | 8403022 | 2.7 | Internal walls and partitions | Wall lining | Construction | 1019.2 | Area Calculation | 15 | 44 | 1 | FALSE | 1 | FALSE |  | 1.07 | 1019.2 | 4076.8 | 5452 | Floor finish, timber (hardwood, solid) |  | 60 | C4 | 12.8093 | 4.2065e-07 | 0.011218 | 0.52829 | 0.0039732 | 2.3053e-06 | 38.9433 | 96.824 | 0.23009
| Civic Offices | EO for hardwood acoustic panelling to Council Chamber - details to be confirmed (Internal wall lining Hardwood (22mm)) | 1700838 | 8403022 | 2.7 | Internal walls and partitions | Wall lining | Construction | 1019.2 | Area Calculation | 15 | 44 | 1 | FALSE | 1 | FALSE |  | 1.07 | 1019.2 | 4076.8 | 5452 | Floor finish, timber (hardwood, solid) |  | 60 | D2 | 0 | 0 | 0 | 0 | 0 | 0 | 0 | 0 | 0
| Civic Offices | EO for hardwood acoustic panelling to Council Chamber - details to be confirmed (Internal wall lining Hardwood (22mm)) | 1700838 | 8403022 | 2.7 | Internal walls and partitions | Wall lining | Construction | 1019.2 | Area Calculation | 15 | 44 | 1 | FALSE | 1 | FALSE |  | 1.07 | 1019.2 | 4076.8 | 5452 | Floor finish, timber (hardwood, solid) |  | 60 | D3 | 0 | 0 | 0 | 0 | 0 | 0 | 0 | 0 | 0
| Civic Offices | EO for hardwood acoustic panelling to Council Chamber - details to be confirmed (Internal wall lining Hardwood (22mm)) | 1700838 | 8403022 | 2.7 | Internal walls and partitions | Wall lining | Construction | 1019.2 | Area Calculation | 15 | 44 | 1 | FALSE | 1 | FALSE |  | 1.07 | 1019.2 | 4076.8 | 5452 | Floor finish, timber (hardwood, solid) |  | 60 | D4 | 0 | 0 | 0 | 0 | 0 | 0 | 0 | 0 | 0
| Civic Offices | EO for hardwood acoustic panelling to Council Chamber - details to be confirmed (Internal wall lining Hardwood (22mm)) | 1700838 | 8403022 | 2.7 | Internal walls and partitions | Wall lining | Construction | 1019.2 | Area Calculation | 15 | 44 | 1 | FALSE | 1 | FALSE |  | 1.07 | 1019.2 | 4076.8 | 5452 | Floor finish, timber (hardwood, solid) |  | 15 | B4B5 | -2610.6132 | 3.4084e-05 | 2.7322 | 1.0945 | 0.53116 | 0.00071008 | 4277.9857 | 6425.8899 | -3.9709
| Civic Offices | EO for hardwood acoustic panelling to Council Chamber - details to be confirmed (Internal wall lining Hardwood (22mm)) | 1700838 | 8403022 | 2.7 | Internal walls and partitions | Wall lining | Construction | 1019.2 | Area Calculation | 15 | 44 | 1 | FALSE | 1 | FALSE |  | 1.07 | 1019.2 | 4076.8 | 5452 | Floor finish, timber (hardwood, solid) |  | 15 | D2 | 0 | 0 | 0 | 0 | 0 | 0 | 0 | 0 | 0
| Civic Offices | EO for hardwood acoustic panelling to Council Chamber - details to be confirmed (Internal wall lining Hardwood (22mm)) | 1700838 | 8403022 | 2.7 | Internal walls and partitions | Wall lining | Construction | 1019.2 | Area Calculation | 15 | 44 | 1 | FALSE | 1 | FALSE |  | 1.07 | 1019.2 | 4076.8 | 5452 | Floor finish, timber (hardwood, solid) |  | 15 | D3 | 0 | 0 | 0 | 0 | 0 | 0 | 0 | 0 | 0
| Civic Offices | EO for hardwood acoustic panelling to Council Chamber - details to be confirmed (Internal wall lining Hardwood (22mm)) | 1700838 | 8403022 | 2.7 | Internal walls and partitions | Wall lining | Construction | 1019.2 | Area Calculation | 15 | 44 | 1 | FALSE | 1 | FALSE |  | 1.07 | 1019.2 | 4076.8 | 5452 | Floor finish, timber (hardwood, solid) |  | 15 | D4 | 0 | 0 | 0 | 0 | 0 | 0 | 0 | 0 | 0
| Civic Offices | EO for hardwood acoustic panelling to Council Chamber - details to be confirmed (Internal wall lining Hardwood (22mm)) | 1700838 | 8403022 | 2.7 | Internal walls and partitions | Wall lining | Construction | 1019.2 | Area Calculation | 15 | 44 | 1 | FALSE | 1 | FALSE |  | 1.07 | 1019.2 | 4076.8 | 5452 | Floor finish, timber (hardwood, solid) |  | 30 | B4B5 | -2610.6132 | 3.4084e-05 | 2.7322 | 1.0945 | 0.53116 | 0.00071008 | 4277.9857 | 6425.8899 | -3.9709
| Civic Offices | EO for hardwood acoustic panelling to Council Chamber - details to be confirmed (Internal wall lining Hardwood (22mm)) | 1700838 | 8403022 | 2.7 | Internal walls and partitions | Wall lining | Construction | 1019.2 | Area Calculation | 15 | 44 | 1 | FALSE | 1 | FALSE |  | 1.07 | 1019.2 | 4076.8 | 5452 | Floor finish, timber (hardwood, solid) |  | 30 | D2 | 0 | 0 | 0 | 0 | 0 | 0 | 0 | 0 | 0
| Civic Offices | EO for hardwood acoustic panelling to Council Chamber - details to be confirmed (Internal wall lining Hardwood (22mm)) | 1700838 | 8403022 | 2.7 | Internal walls and partitions | Wall lining | Construction | 1019.2 | Area Calculation | 15 | 44 | 1 | FALSE | 1 | FALSE |  | 1.07 | 1019.2 | 4076.8 | 5452 | Floor finish, timber (hardwood, solid) |  | 30 | D3 | 0 | 0 | 0 | 0 | 0 | 0 | 0 | 0 | 0
| Civic Offices | EO for hardwood acoustic panelling to Council Chamber - details to be confirmed (Internal wall lining Hardwood (22mm)) | 1700838 | 8403022 | 2.7 | Internal walls and partitions | Wall lining | Construction | 1019.2 | Area Calculation | 15 | 44 | 1 | FALSE | 1 | FALSE |  | 1.07 | 1019.2 | 4076.8 | 5452 | Floor finish, timber (hardwood, solid) |  | 30 | D4 | 0 | 0 | 0 | 0 | 0 | 0 | 0 | 0 | 0
| Civic Offices | EO for hardwood acoustic panelling to Council Chamber - details to be confirmed (Internal wall lining Hardwood (22mm)) | 1700838 | 8403022 | 2.7 | Internal walls and partitions | Wall lining | Construction | 1019.2 | Area Calculation | 15 | 44 | 1 | FALSE | 1 | FALSE |  | 1.07 | 1019.2 | 4076.8 | 5452 | Floor finish, timber (hardwood, solid) |  | 45 | B4B5 | -2610.6132 | 3.4084e-05 | 2.7322 | 1.0945 | 0.53116 | 0.00071008 | 4277.9857 | 6425.8899 | -3.9709
| Civic Offices | EO for hardwood acoustic panelling to Council Chamber - details to be confirmed (Internal wall lining Hardwood (22mm)) | 1700838 | 8403022 | 2.7 | Internal walls and partitions | Wall lining | Construction | 1019.2 | Area Calculation | 15 | 44 | 1 | FALSE | 1 | FALSE |  | 1.07 | 1019.2 | 4076.8 | 5452 | Floor finish, timber (hardwood, solid) |  | 45 | D2 | 0 | 0 | 0 | 0 | 0 | 0 | 0 | 0 | 0
| Civic Offices | EO for hardwood acoustic panelling to Council Chamber - details to be confirmed (Internal wall lining Hardwood (22mm)) | 1700838 | 8403022 | 2.7 | Internal walls and partitions | Wall lining | Construction | 1019.2 | Area Calculation | 15 | 44 | 1 | FALSE | 1 | FALSE |  | 1.07 | 1019.2 | 4076.8 | 5452 | Floor finish, timber (hardwood, solid) |  | 45 | D3 | 0 | 0 | 0 | 0 | 0 | 0 | 0 | 0 | 0
| Civic Offices | EO for hardwood acoustic panelling to Council Chamber - details to be confirmed (Internal wall lining Hardwood (22mm)) | 1700838 | 8403022 | 2.7 | Internal walls and partitions | Wall lining | Construction | 1019.2 | Area Calculation | 15 | 44 | 1 | FALSE | 1 | FALSE |  | 1.07 | 1019.2 | 4076.8 | 5452 | Floor finish, timber (hardwood, solid) |  | 45 | D4 | 0 | 0 | 0 | 0 | 0 | 0 | 0 | 0 | 0
| Civic Offices | Emulsion Paint to Internal Partitions (Internal wall finish paint (emulsion)) | 1700839 | 8403023 | 3.1 | Wall finishes | Paint | Construction | 624.512 | Area Calculation | 5 | 44 | 1 | FALSE | 1 | FALSE |  | 1.06 | 624.512 | 7494.144 | 5134 | Paint, emulsion |  | 0 | A1A3 | 2474.7355 | 0.00039059 | 27.8836 | 10.9658 | 3.0042 | 0.025525 | 47515.2277 | 1978.0044 | 30.695
| Civic Offices | Emulsion Paint to Internal Partitions (Internal wall finish paint (emulsion)) | 1700839 | 8403023 | 3.1 | Wall finishes | Paint | Construction | 624.512 | Area Calculation | 5 | 44 | 1 | FALSE | 1 | FALSE |  | 1.06 | 624.512 | 7494.144 | 5134 | Paint, emulsion |  | 0 | A4 | 12.6849 | 2.2792e-06 | 0.041535 | 0.011226 | 0.0070858 | 4.4238e-05 | 189.089 | 28.8725 | 0.0522
| Civic Offices | Emulsion Paint to Internal Partitions (Internal wall finish paint (emulsion)) | 1700839 | 8403023 | 3.1 | Wall finishes | Paint | Construction | 624.512 | Area Calculation | 5 | 44 | 1 | FALSE | 1 | FALSE |  | 1.06 | 624.512 | 7494.144 | 5134 | Paint, emulsion |  | 0 | A5 | 1.541 | 9.7204e-08 | 0.0034652 | 0.072869 | 0.00065419 | 5.2557e-07 | 9.163 | 14.6136 | 0
| Civic Offices | Emulsion Paint to Internal Partitions (Internal wall finish paint (emulsion)) | 1700839 | 8403023 | 3.1 | Wall finishes | Paint | Construction | 624.512 | Area Calculation | 5 | 44 | 1 | FALSE | 1 | FALSE |  | 1.06 | 624.512 | 7494.144 | 5134 | Paint, emulsion |  | 0 | D2 | 0 | 0 | 0 | 0 | 0 | 0 | 0 | 0 | 0
| Civic Offices | Emulsion Paint to Internal Partitions (Internal wall finish paint (emulsion)) | 1700839 | 8403023 | 3.1 | Wall finishes | Paint | Construction | 624.512 | Area Calculation | 5 | 44 | 1 | FALSE | 1 | FALSE |  | 1.06 | 624.512 | 7494.144 | 5134 | Paint, emulsion |  | 0 | D3 | 0 | 0 | 0 | 0 | 0 | 0 | 0 | 0 | 0
| Civic Offices | Emulsion Paint to Internal Partitions (Internal wall finish paint (emulsion)) | 1700839 | 8403023 | 3.1 | Wall finishes | Paint | Construction | 624.512 | Area Calculation | 5 | 44 | 1 | FALSE | 1 | FALSE |  | 1.06 | 624.512 | 7494.144 | 5134 | Paint, emulsion |  | 0 | D4 | 0 | 0 | 0 | 0 | 0 | 0 | 0 | 0 | 0
| Civic Offices | Emulsion Paint to Internal Partitions (Internal wall finish paint (emulsion)) | 1700839 | 8403023 | 3.1 | Wall finishes | Paint | Construction | 624.512 | Area Calculation | 5 | 44 | 1 | FALSE | 1 | FALSE |  | 1.06 | 624.512 | 7494.144 | 5134 | Paint, emulsion |  | 60 | C2 | 0 | 0 | 0 | 0 | 0 | 0 | 0 | 0 | 0
| Civic Offices | Emulsion Paint to Internal Partitions (Internal wall finish paint (emulsion)) | 1700839 | 8403023 | 3.1 | Wall finishes | Paint | Construction | 624.512 | Area Calculation | 5 | 44 | 1 | FALSE | 1 | FALSE |  | 1.06 | 624.512 | 7494.144 | 5134 | Paint, emulsion |  | 60 | C4 | 25.6839 | 1.6201e-06 | 0.057753 | 1.2145 | 0.010903 | 8.7595e-06 | 152.7162 | 243.5597 | 0.64381
| Civic Offices | Emulsion Paint to Internal Partitions (Internal wall finish paint (emulsion)) | 1700839 | 8403023 | 3.1 | Wall finishes | Paint | Construction | 624.512 | Area Calculation | 5 | 44 | 1 | FALSE | 1 | FALSE |  | 1.06 | 624.512 | 7494.144 | 5134 | Paint, emulsion |  | 60 | D2 | 0 | 0 | 0 | 0 | 0 | 0 | 0 | 0 | 0
| Civic Offices | Emulsion Paint to Internal Partitions (Internal wall finish paint (emulsion)) | 1700839 | 8403023 | 3.1 | Wall finishes | Paint | Construction | 624.512 | Area Calculation | 5 | 44 | 1 | FALSE | 1 | FALSE |  | 1.06 | 624.512 | 7494.144 | 5134 | Paint, emulsion |  | 60 | D3 | 0 | 0 | 0 | 0 | 0 | 0 | 0 | 0 | 0
| Civic Offices | Emulsion Paint to Internal Partitions (Internal wall finish paint (emulsion)) | 1700839 | 8403023 | 3.1 | Wall finishes | Paint | Construction | 624.512 | Area Calculation | 5 | 44 | 1 | FALSE | 1 | FALSE |  | 1.06 | 624.512 | 7494.144 | 5134 | Paint, emulsion |  | 60 | D4 | 0 | 0 | 0 | 0 | 0 | 0 | 0 | 0 | 0
| Civic Offices | Emulsion Paint to Internal Partitions (Internal wall finish paint (emulsion)) | 1700839 | 8403023 | 3.1 | Wall finishes | Paint | Construction | 624.512 | Area Calculation | 5 | 44 | 1 | FALSE | 1 | FALSE |  | 1.06 | 624.512 | 7494.144 | 5134 | Paint, emulsion |  | 5 | B4B5 | 2514.6454 | 0.00039458 | 27.9863 | 12.2643 | 3.0229 | 0.025578 | 47866.1958 | 2265.0501 | 30.7472
| Civic Offices | Emulsion Paint to Internal Partitions (Internal wall finish paint (emulsion)) | 1700839 | 8403023 | 3.1 | Wall finishes | Paint | Construction | 624.512 | Area Calculation | 5 | 44 | 1 | FALSE | 1 | FALSE |  | 1.06 | 624.512 | 7494.144 | 5134 | Paint, emulsion |  | 5 | D2 | 0 | 0 | 0 | 0 | 0 | 0 | 0 | 0 | 0
| Civic Offices | Emulsion Paint to Internal Partitions (Internal wall finish paint (emulsion)) | 1700839 | 8403023 | 3.1 | Wall finishes | Paint | Construction | 624.512 | Area Calculation | 5 | 44 | 1 | FALSE | 1 | FALSE |  | 1.06 | 624.512 | 7494.144 | 5134 | Paint, emulsion |  | 5 | D3 | 0 | 0 | 0 | 0 | 0 | 0 | 0 | 0 | 0
| Civic Offices | Emulsion Paint to Internal Partitions (Internal wall finish paint (emulsion)) | 1700839 | 8403023 | 3.1 | Wall finishes | Paint | Construction | 624.512 | Area Calculation | 5 | 44 | 1 | FALSE | 1 | FALSE |  | 1.06 | 624.512 | 7494.144 | 5134 | Paint, emulsion |  | 5 | D4 | 0 | 0 | 0 | 0 | 0 | 0 | 0 | 0 | 0
| Civic Offices | Emulsion Paint to Internal Partitions (Internal wall finish paint (emulsion)) | 1700839 | 8403023 | 3.1 | Wall finishes | Paint | Construction | 624.512 | Area Calculation | 5 | 44 | 1 | FALSE | 1 | FALSE |  | 1.06 | 624.512 | 7494.144 | 5134 | Paint, emulsion |  | 10 | B4B5 | 2514.6454 | 0.00039458 | 27.9863 | 12.2643 | 3.0229 | 0.025578 | 47866.1958 | 2265.0501 | 30.7472
| Civic Offices | Emulsion Paint to Internal Partitions (Internal wall finish paint (emulsion)) | 1700839 | 8403023 | 3.1 | Wall finishes | Paint | Construction | 624.512 | Area Calculation | 5 | 44 | 1 | FALSE | 1 | FALSE |  | 1.06 | 624.512 | 7494.144 | 5134 | Paint, emulsion |  | 10 | D2 | 0 | 0 | 0 | 0 | 0 | 0 | 0 | 0 | 0
| Civic Offices | Emulsion Paint to Internal Partitions (Internal wall finish paint (emulsion)) | 1700839 | 8403023 | 3.1 | Wall finishes | Paint | Construction | 624.512 | Area Calculation | 5 | 44 | 1 | FALSE | 1 | FALSE |  | 1.06 | 624.512 | 7494.144 | 5134 | Paint, emulsion |  | 10 | D3 | 0 | 0 | 0 | 0 | 0 | 0 | 0 | 0 | 0
| Civic Offices | Emulsion Paint to Internal Partitions (Internal wall finish paint (emulsion)) | 1700839 | 8403023 | 3.1 | Wall finishes | Paint | Construction | 624.512 | Area Calculation | 5 | 44 | 1 | FALSE | 1 | FALSE |  | 1.06 | 624.512 | 7494.144 | 5134 | Paint, emulsion |  | 10 | D4 | 0 | 0 | 0 | 0 | 0 | 0 | 0 | 0 | 0
| Civic Offices | Emulsion Paint to Internal Partitions (Internal wall finish paint (emulsion)) | 1700839 | 8403023 | 3.1 | Wall finishes | Paint | Construction | 624.512 | Area Calculation | 5 | 44 | 1 | FALSE | 1 | FALSE |  | 1.06 | 624.512 | 7494.144 | 5134 | Paint, emulsion |  | 15 | B4B5 | 2514.6454 | 0.00039458 | 27.9863 | 12.2643 | 3.0229 | 0.025578 | 47866.1958 | 2265.0501 | 30.7472
| Civic Offices | Emulsion Paint to Internal Partitions (Internal wall finish paint (emulsion)) | 1700839 | 8403023 | 3.1 | Wall finishes | Paint | Construction | 624.512 | Area Calculation | 5 | 44 | 1 | FALSE | 1 | FALSE |  | 1.06 | 624.512 | 7494.144 | 5134 | Paint, emulsion |  | 15 | D2 | 0 | 0 | 0 | 0 | 0 | 0 | 0 | 0 | 0
| Civic Offices | Emulsion Paint to Internal Partitions (Internal wall finish paint (emulsion)) | 1700839 | 8403023 | 3.1 | Wall finishes | Paint | Construction | 624.512 | Area Calculation | 5 | 44 | 1 | FALSE | 1 | FALSE |  | 1.06 | 624.512 | 7494.144 | 5134 | Paint, emulsion |  | 15 | D3 | 0 | 0 | 0 | 0 | 0 | 0 | 0 | 0 | 0
| Civic Offices | Emulsion Paint to Internal Partitions (Internal wall finish paint (emulsion)) | 1700839 | 8403023 | 3.1 | Wall finishes | Paint | Construction | 624.512 | Area Calculation | 5 | 44 | 1 | FALSE | 1 | FALSE |  | 1.06 | 624.512 | 7494.144 | 5134 | Paint, emulsion |  | 15 | D4 | 0 | 0 | 0 | 0 | 0 | 0 | 0 | 0 | 0
| Civic Offices | Emulsion Paint to Internal Partitions (Internal wall finish paint (emulsion)) | 1700839 | 8403023 | 3.1 | Wall finishes | Paint | Construction | 624.512 | Area Calculation | 5 | 44 | 1 | FALSE | 1 | FALSE |  | 1.06 | 624.512 | 7494.144 | 5134 | Paint, emulsion |  | 20 | B4B5 | 2514.6454 | 0.00039458 | 27.9863 | 12.2643 | 3.0229 | 0.025578 | 47866.1958 | 2265.0501 | 30.7472
| Civic Offices | Emulsion Paint to Internal Partitions (Internal wall finish paint (emulsion)) | 1700839 | 8403023 | 3.1 | Wall finishes | Paint | Construction | 624.512 | Area Calculation | 5 | 44 | 1 | FALSE | 1 | FALSE |  | 1.06 | 624.512 | 7494.144 | 5134 | Paint, emulsion |  | 20 | D2 | 0 | 0 | 0 | 0 | 0 | 0 | 0 | 0 | 0
| Civic Offices | Emulsion Paint to Internal Partitions (Internal wall finish paint (emulsion)) | 1700839 | 8403023 | 3.1 | Wall finishes | Paint | Construction | 624.512 | Area Calculation | 5 | 44 | 1 | FALSE | 1 | FALSE |  | 1.06 | 624.512 | 7494.144 | 5134 | Paint, emulsion |  | 20 | D3 | 0 | 0 | 0 | 0 | 0 | 0 | 0 | 0 | 0
| Civic Offices | Emulsion Paint to Internal Partitions (Internal wall finish paint (emulsion)) | 1700839 | 8403023 | 3.1 | Wall finishes | Paint | Construction | 624.512 | Area Calculation | 5 | 44 | 1 | FALSE | 1 | FALSE |  | 1.06 | 624.512 | 7494.144 | 5134 | Paint, emulsion |  | 20 | D4 | 0 | 0 | 0 | 0 | 0 | 0 | 0 | 0 | 0
| Civic Offices | Emulsion Paint to Internal Partitions (Internal wall finish paint (emulsion)) | 1700839 | 8403023 | 3.1 | Wall finishes | Paint | Construction | 624.512 | Area Calculation | 5 | 44 | 1 | FALSE | 1 | FALSE |  | 1.06 | 624.512 | 7494.144 | 5134 | Paint, emulsion |  | 25 | B4B5 | 2514.6454 | 0.00039458 | 27.9863 | 12.2643 | 3.0229 | 0.025578 | 47866.1958 | 2265.0501 | 30.7472
| Civic Offices | Emulsion Paint to Internal Partitions (Internal wall finish paint (emulsion)) | 1700839 | 8403023 | 3.1 | Wall finishes | Paint | Construction | 624.512 | Area Calculation | 5 | 44 | 1 | FALSE | 1 | FALSE |  | 1.06 | 624.512 | 7494.144 | 5134 | Paint, emulsion |  | 25 | D2 | 0 | 0 | 0 | 0 | 0 | 0 | 0 | 0 | 0
| Civic Offices | Emulsion Paint to Internal Partitions (Internal wall finish paint (emulsion)) | 1700839 | 8403023 | 3.1 | Wall finishes | Paint | Construction | 624.512 | Area Calculation | 5 | 44 | 1 | FALSE | 1 | FALSE |  | 1.06 | 624.512 | 7494.144 | 5134 | Paint, emulsion |  | 25 | D3 | 0 | 0 | 0 | 0 | 0 | 0 | 0 | 0 | 0
| Civic Offices | Emulsion Paint to Internal Partitions (Internal wall finish paint (emulsion)) | 1700839 | 8403023 | 3.1 | Wall finishes | Paint | Construction | 624.512 | Area Calculation | 5 | 44 | 1 | FALSE | 1 | FALSE |  | 1.06 | 624.512 | 7494.144 | 5134 | Paint, emulsion |  | 25 | D4 | 0 | 0 | 0 | 0 | 0 | 0 | 0 | 0 | 0
| Civic Offices | Emulsion Paint to Internal Partitions (Internal wall finish paint (emulsion)) | 1700839 | 8403023 | 3.1 | Wall finishes | Paint | Construction | 624.512 | Area Calculation | 5 | 44 | 1 | FALSE | 1 | FALSE |  | 1.06 | 624.512 | 7494.144 | 5134 | Paint, emulsion |  | 30 | B4B5 | 2514.6454 | 0.00039458 | 27.9863 | 12.2643 | 3.0229 | 0.025578 | 47866.1958 | 2265.0501 | 30.7472
| Civic Offices | Emulsion Paint to Internal Partitions (Internal wall finish paint (emulsion)) | 1700839 | 8403023 | 3.1 | Wall finishes | Paint | Construction | 624.512 | Area Calculation | 5 | 44 | 1 | FALSE | 1 | FALSE |  | 1.06 | 624.512 | 7494.144 | 5134 | Paint, emulsion |  | 30 | D2 | 0 | 0 | 0 | 0 | 0 | 0 | 0 | 0 | 0
| Civic Offices | Emulsion Paint to Internal Partitions (Internal wall finish paint (emulsion)) | 1700839 | 8403023 | 3.1 | Wall finishes | Paint | Construction | 624.512 | Area Calculation | 5 | 44 | 1 | FALSE | 1 | FALSE |  | 1.06 | 624.512 | 7494.144 | 5134 | Paint, emulsion |  | 30 | D3 | 0 | 0 | 0 | 0 | 0 | 0 | 0 | 0 | 0
| Civic Offices | Emulsion Paint to Internal Partitions (Internal wall finish paint (emulsion)) | 1700839 | 8403023 | 3.1 | Wall finishes | Paint | Construction | 624.512 | Area Calculation | 5 | 44 | 1 | FALSE | 1 | FALSE |  | 1.06 | 624.512 | 7494.144 | 5134 | Paint, emulsion |  | 30 | D4 | 0 | 0 | 0 | 0 | 0 | 0 | 0 | 0 | 0
| Civic Offices | Emulsion Paint to Internal Partitions (Internal wall finish paint (emulsion)) | 1700839 | 8403023 | 3.1 | Wall finishes | Paint | Construction | 624.512 | Area Calculation | 5 | 44 | 1 | FALSE | 1 | FALSE |  | 1.06 | 624.512 | 7494.144 | 5134 | Paint, emulsion |  | 35 | B4B5 | 2514.6454 | 0.00039458 | 27.9863 | 12.2643 | 3.0229 | 0.025578 | 47866.1958 | 2265.0501 | 30.7472
| Civic Offices | Emulsion Paint to Internal Partitions (Internal wall finish paint (emulsion)) | 1700839 | 8403023 | 3.1 | Wall finishes | Paint | Construction | 624.512 | Area Calculation | 5 | 44 | 1 | FALSE | 1 | FALSE |  | 1.06 | 624.512 | 7494.144 | 5134 | Paint, emulsion |  | 35 | D2 | 0 | 0 | 0 | 0 | 0 | 0 | 0 | 0 | 0
| Civic Offices | Emulsion Paint to Internal Partitions (Internal wall finish paint (emulsion)) | 1700839 | 8403023 | 3.1 | Wall finishes | Paint | Construction | 624.512 | Area Calculation | 5 | 44 | 1 | FALSE | 1 | FALSE |  | 1.06 | 624.512 | 7494.144 | 5134 | Paint, emulsion |  | 35 | D3 | 0 | 0 | 0 | 0 | 0 | 0 | 0 | 0 | 0
| Civic Offices | Emulsion Paint to Internal Partitions (Internal wall finish paint (emulsion)) | 1700839 | 8403023 | 3.1 | Wall finishes | Paint | Construction | 624.512 | Area Calculation | 5 | 44 | 1 | FALSE | 1 | FALSE |  | 1.06 | 624.512 | 7494.144 | 5134 | Paint, emulsion |  | 35 | D4 | 0 | 0 | 0 | 0 | 0 | 0 | 0 | 0 | 0
| Civic Offices | Emulsion Paint to Internal Partitions (Internal wall finish paint (emulsion)) | 1700839 | 8403023 | 3.1 | Wall finishes | Paint | Construction | 624.512 | Area Calculation | 5 | 44 | 1 | FALSE | 1 | FALSE |  | 1.06 | 624.512 | 7494.144 | 5134 | Paint, emulsion |  | 40 | B4B5 | 2514.6454 | 0.00039458 | 27.9863 | 12.2643 | 3.0229 | 0.025578 | 47866.1958 | 2265.0501 | 30.7472
| Civic Offices | Emulsion Paint to Internal Partitions (Internal wall finish paint (emulsion)) | 1700839 | 8403023 | 3.1 | Wall finishes | Paint | Construction | 624.512 | Area Calculation | 5 | 44 | 1 | FALSE | 1 | FALSE |  | 1.06 | 624.512 | 7494.144 | 5134 | Paint, emulsion |  | 40 | D2 | 0 | 0 | 0 | 0 | 0 | 0 | 0 | 0 | 0
| Civic Offices | Emulsion Paint to Internal Partitions (Internal wall finish paint (emulsion)) | 1700839 | 8403023 | 3.1 | Wall finishes | Paint | Construction | 624.512 | Area Calculation | 5 | 44 | 1 | FALSE | 1 | FALSE |  | 1.06 | 624.512 | 7494.144 | 5134 | Paint, emulsion |  | 40 | D3 | 0 | 0 | 0 | 0 | 0 | 0 | 0 | 0 | 0
| Civic Offices | Emulsion Paint to Internal Partitions (Internal wall finish paint (emulsion)) | 1700839 | 8403023 | 3.1 | Wall finishes | Paint | Construction | 624.512 | Area Calculation | 5 | 44 | 1 | FALSE | 1 | FALSE |  | 1.06 | 624.512 | 7494.144 | 5134 | Paint, emulsion |  | 40 | D4 | 0 | 0 | 0 | 0 | 0 | 0 | 0 | 0 | 0
| Civic Offices | Emulsion Paint to Internal Partitions (Internal wall finish paint (emulsion)) | 1700839 | 8403023 | 3.1 | Wall finishes | Paint | Construction | 624.512 | Area Calculation | 5 | 44 | 1 | FALSE | 1 | FALSE |  | 1.06 | 624.512 | 7494.144 | 5134 | Paint, emulsion |  | 45 | B4B5 | 2514.6454 | 0.00039458 | 27.9863 | 12.2643 | 3.0229 | 0.025578 | 47866.1958 | 2265.0501 | 30.7472
| Civic Offices | Emulsion Paint to Internal Partitions (Internal wall finish paint (emulsion)) | 1700839 | 8403023 | 3.1 | Wall finishes | Paint | Construction | 624.512 | Area Calculation | 5 | 44 | 1 | FALSE | 1 | FALSE |  | 1.06 | 624.512 | 7494.144 | 5134 | Paint, emulsion |  | 45 | D2 | 0 | 0 | 0 | 0 | 0 | 0 | 0 | 0 | 0
| Civic Offices | Emulsion Paint to Internal Partitions (Internal wall finish paint (emulsion)) | 1700839 | 8403023 | 3.1 | Wall finishes | Paint | Construction | 624.512 | Area Calculation | 5 | 44 | 1 | FALSE | 1 | FALSE |  | 1.06 | 624.512 | 7494.144 | 5134 | Paint, emulsion |  | 45 | D3 | 0 | 0 | 0 | 0 | 0 | 0 | 0 | 0 | 0
| Civic Offices | Emulsion Paint to Internal Partitions (Internal wall finish paint (emulsion)) | 1700839 | 8403023 | 3.1 | Wall finishes | Paint | Construction | 624.512 | Area Calculation | 5 | 44 | 1 | FALSE | 1 | FALSE |  | 1.06 | 624.512 | 7494.144 | 5134 | Paint, emulsion |  | 45 | D4 | 0 | 0 | 0 | 0 | 0 | 0 | 0 | 0 | 0
| Civic Offices | Emulsion Paint to Internal Partitions (Internal wall finish paint (emulsion)) | 1700839 | 8403023 | 3.1 | Wall finishes | Paint | Construction | 624.512 | Area Calculation | 5 | 44 | 1 | FALSE | 1 | FALSE |  | 1.06 | 624.512 | 7494.144 | 5134 | Paint, emulsion |  | 50 | B4B5 | 2514.6454 | 0.00039458 | 27.9863 | 12.2643 | 3.0229 | 0.025578 | 47866.1958 | 2265.0501 | 30.7472
| Civic Offices | Emulsion Paint to Internal Partitions (Internal wall finish paint (emulsion)) | 1700839 | 8403023 | 3.1 | Wall finishes | Paint | Construction | 624.512 | Area Calculation | 5 | 44 | 1 | FALSE | 1 | FALSE |  | 1.06 | 624.512 | 7494.144 | 5134 | Paint, emulsion |  | 50 | D2 | 0 | 0 | 0 | 0 | 0 | 0 | 0 | 0 | 0
| Civic Offices | Emulsion Paint to Internal Partitions (Internal wall finish paint (emulsion)) | 1700839 | 8403023 | 3.1 | Wall finishes | Paint | Construction | 624.512 | Area Calculation | 5 | 44 | 1 | FALSE | 1 | FALSE |  | 1.06 | 624.512 | 7494.144 | 5134 | Paint, emulsion |  | 50 | D3 | 0 | 0 | 0 | 0 | 0 | 0 | 0 | 0 | 0
| Civic Offices | Emulsion Paint to Internal Partitions (Internal wall finish paint (emulsion)) | 1700839 | 8403023 | 3.1 | Wall finishes | Paint | Construction | 624.512 | Area Calculation | 5 | 44 | 1 | FALSE | 1 | FALSE |  | 1.06 | 624.512 | 7494.144 | 5134 | Paint, emulsion |  | 50 | D4 | 0 | 0 | 0 | 0 | 0 | 0 | 0 | 0 | 0
| Civic Offices | Emulsion Paint to Internal Partitions (Internal wall finish paint (emulsion)) | 1700839 | 8403023 | 3.1 | Wall finishes | Paint | Construction | 624.512 | Area Calculation | 5 | 44 | 1 | FALSE | 1 | FALSE |  | 1.06 | 624.512 | 7494.144 | 5134 | Paint, emulsion |  | 55 | B4B5 | 2514.6454 | 0.00039458 | 27.9863 | 12.2643 | 3.0229 | 0.025578 | 47866.1958 | 2265.0501 | 30.7472
| Civic Offices | Emulsion Paint to Internal Partitions (Internal wall finish paint (emulsion)) | 1700839 | 8403023 | 3.1 | Wall finishes | Paint | Construction | 624.512 | Area Calculation | 5 | 44 | 1 | FALSE | 1 | FALSE |  | 1.06 | 624.512 | 7494.144 | 5134 | Paint, emulsion |  | 55 | D2 | 0 | 0 | 0 | 0 | 0 | 0 | 0 | 0 | 0
| Civic Offices | Emulsion Paint to Internal Partitions (Internal wall finish paint (emulsion)) | 1700839 | 8403023 | 3.1 | Wall finishes | Paint | Construction | 624.512 | Area Calculation | 5 | 44 | 1 | FALSE | 1 | FALSE |  | 1.06 | 624.512 | 7494.144 | 5134 | Paint, emulsion |  | 55 | D3 | 0 | 0 | 0 | 0 | 0 | 0 | 0 | 0 | 0
| Civic Offices | Emulsion Paint to Internal Partitions (Internal wall finish paint (emulsion)) | 1700839 | 8403023 | 3.1 | Wall finishes | Paint | Construction | 624.512 | Area Calculation | 5 | 44 | 1 | FALSE | 1 | FALSE |  | 1.06 | 624.512 | 7494.144 | 5134 | Paint, emulsion |  | 55 | D4 | 0 | 0 | 0 | 0 | 0 | 0 | 0 | 0 | 0
| Civic Offices | Internal wall lining skim plaster finish 3mm | 1700842 | 8403026 | 3.1 | Wall finishes | skim | Construction | 988.2 | Area Calculation | 50 | 44 | 1 | FALSE | 1 | FALSE |  | 1.04 | 988.2 | 1976.4 | 5100 | Render, cement:lime (1:0:5:4) |  | 0 | A1A3 | 172.9921 | 6.7077e-06 | 0.39133 | 0.10219 | 0.039027 | 8.4925e-05 | 1037.0434 | 50.5455 | 0.53111
| Civic Offices | Internal wall lining skim plaster finish 3mm | 1700842 | 8403026 | 3.1 | Wall finishes | skim | Construction | 988.2 | Area Calculation | 50 | 44 | 1 | FALSE | 1 | FALSE |  | 1.04 | 988.2 | 1976.4 | 5100 | Render, cement:lime (1:0:5:4) |  | 0 | A4 | 10.9978 | 2.0244e-06 | 0.036776 | 0.0097031 | 0.0064154 | 2.8964e-05 | 166.0881 | 20.5209 | 0.045565
| Civic Offices | Internal wall lining skim plaster finish 3mm | 1700842 | 8403026 | 3.1 | Wall finishes | skim | Construction | 988.2 | Area Calculation | 50 | 44 | 1 | FALSE | 1 | FALSE |  | 1.04 | 988.2 | 1976.4 | 5100 | Render, cement:lime (1:0:5:4) |  | 0 | A5 | 0.010261 | 3.537e-09 | 7.9023e-05 | 1.9512e-05 | 1.3651e-05 | 1.1091e-08 | 0.29802 | 5.9292 | 0
| Civic Offices | Internal wall lining skim plaster finish 3mm | 1700842 | 8403026 | 3.1 | Wall finishes | skim | Construction | 988.2 | Area Calculation | 50 | 44 | 1 | FALSE | 1 | FALSE |  | 1.04 | 988.2 | 1976.4 | 5100 | Render, cement:lime (1:0:5:4) |  | 0 | D2 | 0 | 0 | 0 | 0 | 0 | 0 | 0 | 0 | 0
| Civic Offices | Internal wall lining skim plaster finish 3mm | 1700842 | 8403026 | 3.1 | Wall finishes | skim | Construction | 988.2 | Area Calculation | 50 | 44 | 1 | FALSE | 1 | FALSE |  | 1.04 | 988.2 | 1976.4 | 5100 | Render, cement:lime (1:0:5:4) |  | 0 | D3 | 0 | 0 | 0 | 0 | 0 | 0 | 0 | 0 | 0
| Civic Offices | Internal wall lining skim plaster finish 3mm | 1700842 | 8403026 | 3.1 | Wall finishes | skim | Construction | 988.2 | Area Calculation | 50 | 44 | 1 | FALSE | 1 | FALSE |  | 1.04 | 988.2 | 1976.4 | 5100 | Render, cement:lime (1:0:5:4) |  | 0 | D4 | 0 | 0 | 0 | 0 | 0 | 0 | 0 | 0 | 0
| Civic Offices | Internal wall lining skim plaster finish 3mm | 1700842 | 8403026 | 3.1 | Wall finishes | skim | Construction | 988.2 | Area Calculation | 50 | 44 | 1 | FALSE | 1 | FALSE |  | 1.04 | 988.2 | 1976.4 | 5100 | Render, cement:lime (1:0:5:4) |  | 60 | C2 | 0 | 0 | 0 | 0 | 0 | 0 | 0 | 0 | 0
| Civic Offices | Internal wall lining skim plaster finish 3mm | 1700842 | 8403026 | 3.1 | Wall finishes | skim | Construction | 988.2 | Area Calculation | 50 | 44 | 1 | FALSE | 1 | FALSE |  | 1.04 | 988.2 | 1976.4 | 5100 | Render, cement:lime (1:0:5:4) |  | 60 | C4 | 0.25651 | 8.8426e-08 | 0.0019756 | 0.00048781 | 0.00034127 | 2.7729e-07 | 7.4504 | 148.23 | 0.024181
| Civic Offices | Internal wall lining skim plaster finish 3mm | 1700842 | 8403026 | 3.1 | Wall finishes | skim | Construction | 988.2 | Area Calculation | 50 | 44 | 1 | FALSE | 1 | FALSE |  | 1.04 | 988.2 | 1976.4 | 5100 | Render, cement:lime (1:0:5:4) |  | 60 | D2 | 0 | 0 | 0 | 0 | 0 | 0 | 0 | 0 | 0
| Civic Offices | Internal wall lining skim plaster finish 3mm | 1700842 | 8403026 | 3.1 | Wall finishes | skim | Construction | 988.2 | Area Calculation | 50 | 44 | 1 | FALSE | 1 | FALSE |  | 1.04 | 988.2 | 1976.4 | 5100 | Render, cement:lime (1:0:5:4) |  | 60 | D3 | 0 | 0 | 0 | 0 | 0 | 0 | 0 | 0 | 0
| Civic Offices | Internal wall lining skim plaster finish 3mm | 1700842 | 8403026 | 3.1 | Wall finishes | skim | Construction | 988.2 | Area Calculation | 50 | 44 | 1 | FALSE | 1 | FALSE |  | 1.04 | 988.2 | 1976.4 | 5100 | Render, cement:lime (1:0:5:4) |  | 60 | D4 | 0 | 0 | 0 | 0 | 0 | 0 | 0 | 0 | 0
| Civic Offices | Internal wall lining skim plaster finish 3mm | 1700842 | 8403026 | 3.1 | Wall finishes | skim | Construction | 988.2 | Area Calculation | 50 | 44 | 1 | FALSE | 1 | FALSE |  | 1.04 | 988.2 | 1976.4 | 5100 | Render, cement:lime (1:0:5:4) |  | 50 | B4B5 | 184.2566 | 8.824e-06 | 0.43016 | 0.1124 | 0.045798 | 0.00011418 | 1210.8799 | 225.2256 | 0.57668
| Civic Offices | Internal wall lining skim plaster finish 3mm | 1700842 | 8403026 | 3.1 | Wall finishes | skim | Construction | 988.2 | Area Calculation | 50 | 44 | 1 | FALSE | 1 | FALSE |  | 1.04 | 988.2 | 1976.4 | 5100 | Render, cement:lime (1:0:5:4) |  | 50 | D2 | 0 | 0 | 0 | 0 | 0 | 0 | 0 | 0 | 0
| Civic Offices | Internal wall lining skim plaster finish 3mm | 1700842 | 8403026 | 3.1 | Wall finishes | skim | Construction | 988.2 | Area Calculation | 50 | 44 | 1 | FALSE | 1 | FALSE |  | 1.04 | 988.2 | 1976.4 | 5100 | Render, cement:lime (1:0:5:4) |  | 50 | D3 | 0 | 0 | 0 | 0 | 0 | 0 | 0 | 0 | 0
| Civic Offices | Internal wall lining skim plaster finish 3mm | 1700842 | 8403026 | 3.1 | Wall finishes | skim | Construction | 988.2 | Area Calculation | 50 | 44 | 1 | FALSE | 1 | FALSE |  | 1.04 | 988.2 | 1976.4 | 5100 | Render, cement:lime (1:0:5:4) |  | 50 | D4 | 0 | 0 | 0 | 0 | 0 | 0 | 0 | 0 | 0
| Civic Offices | Internal wall finish paint (emulsion) | 1700844 | 8403027 | 3.1 | Wall finishes | Paint | Construction | 81.984 | Area Calculation | 5 | 44 | 1 | FALSE | 1 | FALSE |  | 1.06 | 81.984 | 983.808 | 5134 | Paint, emulsion |  | 0 | A1A3 | 324.8756 | 5.1275e-05 | 3.6605 | 1.4396 | 0.39439 | 0.0033508 | 6237.6518 | 259.6663 | 4.0295
| Civic Offices | Internal wall finish paint (emulsion) | 1700844 | 8403027 | 3.1 | Wall finishes | Paint | Construction | 81.984 | Area Calculation | 5 | 44 | 1 | FALSE | 1 | FALSE |  | 1.06 | 81.984 | 983.808 | 5134 | Paint, emulsion |  | 0 | A4 | 1.6652 | 2.992e-07 | 0.0054526 | 0.0014737 | 0.0009302 | 5.8075e-06 | 24.823 | 3.7903 | 0.0068527
| Civic Offices | Internal wall finish paint (emulsion) | 1700844 | 8403027 | 3.1 | Wall finishes | Paint | Construction | 81.984 | Area Calculation | 5 | 44 | 1 | FALSE | 1 | FALSE |  | 1.06 | 81.984 | 983.808 | 5134 | Paint, emulsion |  | 0 | A5 | 0.2023 | 1.2761e-08 | 0.0004549 | 0.009566 | 8.588e-05 | 6.8995e-08 | 1.2029 | 1.9184 | 0
| Civic Offices | Internal wall finish paint (emulsion) | 1700844 | 8403027 | 3.1 | Wall finishes | Paint | Construction | 81.984 | Area Calculation | 5 | 44 | 1 | FALSE | 1 | FALSE |  | 1.06 | 81.984 | 983.808 | 5134 | Paint, emulsion |  | 0 | D2 | 0 | 0 | 0 | 0 | 0 | 0 | 0 | 0 | 0
| Civic Offices | Internal wall finish paint (emulsion) | 1700844 | 8403027 | 3.1 | Wall finishes | Paint | Construction | 81.984 | Area Calculation | 5 | 44 | 1 | FALSE | 1 | FALSE |  | 1.06 | 81.984 | 983.808 | 5134 | Paint, emulsion |  | 0 | D3 | 0 | 0 | 0 | 0 | 0 | 0 | 0 | 0 | 0
| Civic Offices | Internal wall finish paint (emulsion) | 1700844 | 8403027 | 3.1 | Wall finishes | Paint | Construction | 81.984 | Area Calculation | 5 | 44 | 1 | FALSE | 1 | FALSE |  | 1.06 | 81.984 | 983.808 | 5134 | Paint, emulsion |  | 0 | D4 | 0 | 0 | 0 | 0 | 0 | 0 | 0 | 0 | 0
| Civic Offices | Internal wall finish paint (emulsion) | 1700844 | 8403027 | 3.1 | Wall finishes | Paint | Construction | 81.984 | Area Calculation | 5 | 44 | 1 | FALSE | 1 | FALSE |  | 1.06 | 81.984 | 983.808 | 5134 | Paint, emulsion |  | 60 | C2 | 0 | 0 | 0 | 0 | 0 | 0 | 0 | 0 | 0
| Civic Offices | Internal wall finish paint (emulsion) | 1700844 | 8403027 | 3.1 | Wall finishes | Paint | Construction | 81.984 | Area Calculation | 5 | 44 | 1 | FALSE | 1 | FALSE |  | 1.06 | 81.984 | 983.808 | 5134 | Paint, emulsion |  | 60 | C4 | 3.3717 | 2.1268e-07 | 0.0075816 | 0.15943 | 0.0014313 | 1.1499e-06 | 20.0481 | 31.9738 | 0.084517
| Civic Offices | Internal wall finish paint (emulsion) | 1700844 | 8403027 | 3.1 | Wall finishes | Paint | Construction | 81.984 | Area Calculation | 5 | 44 | 1 | FALSE | 1 | FALSE |  | 1.06 | 81.984 | 983.808 | 5134 | Paint, emulsion |  | 60 | D2 | 0 | 0 | 0 | 0 | 0 | 0 | 0 | 0 | 0
| Civic Offices | Internal wall finish paint (emulsion) | 1700844 | 8403027 | 3.1 | Wall finishes | Paint | Construction | 81.984 | Area Calculation | 5 | 44 | 1 | FALSE | 1 | FALSE |  | 1.06 | 81.984 | 983.808 | 5134 | Paint, emulsion |  | 60 | D3 | 0 | 0 | 0 | 0 | 0 | 0 | 0 | 0 | 0
| Civic Offices | Internal wall finish paint (emulsion) | 1700844 | 8403027 | 3.1 | Wall finishes | Paint | Construction | 81.984 | Area Calculation | 5 | 44 | 1 | FALSE | 1 | FALSE |  | 1.06 | 81.984 | 983.808 | 5134 | Paint, emulsion |  | 60 | D4 | 0 | 0 | 0 | 0 | 0 | 0 | 0 | 0 | 0
| Civic Offices | Internal wall finish paint (emulsion) | 1700844 | 8403027 | 3.1 | Wall finishes | Paint | Construction | 81.984 | Area Calculation | 5 | 44 | 1 | FALSE | 1 | FALSE |  | 1.06 | 81.984 | 983.808 | 5134 | Paint, emulsion |  | 5 | B4B5 | 330.1149 | 5.1799e-05 | 3.674 | 1.61 | 0.39684 | 0.0033578 | 6283.7259 | 297.3488 | 4.0364
| Civic Offices | Internal wall finish paint (emulsion) | 1700844 | 8403027 | 3.1 | Wall finishes | Paint | Construction | 81.984 | Area Calculation | 5 | 44 | 1 | FALSE | 1 | FALSE |  | 1.06 | 81.984 | 983.808 | 5134 | Paint, emulsion |  | 5 | D2 | 0 | 0 | 0 | 0 | 0 | 0 | 0 | 0 | 0
| Civic Offices | Internal wall finish paint (emulsion) | 1700844 | 8403027 | 3.1 | Wall finishes | Paint | Construction | 81.984 | Area Calculation | 5 | 44 | 1 | FALSE | 1 | FALSE |  | 1.06 | 81.984 | 983.808 | 5134 | Paint, emulsion |  | 5 | D3 | 0 | 0 | 0 | 0 | 0 | 0 | 0 | 0 | 0
| Civic Offices | Internal wall finish paint (emulsion) | 1700844 | 8403027 | 3.1 | Wall finishes | Paint | Construction | 81.984 | Area Calculation | 5 | 44 | 1 | FALSE | 1 | FALSE |  | 1.06 | 81.984 | 983.808 | 5134 | Paint, emulsion |  | 5 | D4 | 0 | 0 | 0 | 0 | 0 | 0 | 0 | 0 | 0
| Civic Offices | Internal wall finish paint (emulsion) | 1700844 | 8403027 | 3.1 | Wall finishes | Paint | Construction | 81.984 | Area Calculation | 5 | 44 | 1 | FALSE | 1 | FALSE |  | 1.06 | 81.984 | 983.808 | 5134 | Paint, emulsion |  | 10 | B4B5 | 330.1149 | 5.1799e-05 | 3.674 | 1.61 | 0.39684 | 0.0033578 | 6283.7259 | 297.3488 | 4.0364
| Civic Offices | Internal wall finish paint (emulsion) | 1700844 | 8403027 | 3.1 | Wall finishes | Paint | Construction | 81.984 | Area Calculation | 5 | 44 | 1 | FALSE | 1 | FALSE |  | 1.06 | 81.984 | 983.808 | 5134 | Paint, emulsion |  | 10 | D2 | 0 | 0 | 0 | 0 | 0 | 0 | 0 | 0 | 0
| Civic Offices | Internal wall finish paint (emulsion) | 1700844 | 8403027 | 3.1 | Wall finishes | Paint | Construction | 81.984 | Area Calculation | 5 | 44 | 1 | FALSE | 1 | FALSE |  | 1.06 | 81.984 | 983.808 | 5134 | Paint, emulsion |  | 10 | D3 | 0 | 0 | 0 | 0 | 0 | 0 | 0 | 0 | 0
| Civic Offices | Internal wall finish paint (emulsion) | 1700844 | 8403027 | 3.1 | Wall finishes | Paint | Construction | 81.984 | Area Calculation | 5 | 44 | 1 | FALSE | 1 | FALSE |  | 1.06 | 81.984 | 983.808 | 5134 | Paint, emulsion |  | 10 | D4 | 0 | 0 | 0 | 0 | 0 | 0 | 0 | 0 | 0
| Civic Offices | Internal wall finish paint (emulsion) | 1700844 | 8403027 | 3.1 | Wall finishes | Paint | Construction | 81.984 | Area Calculation | 5 | 44 | 1 | FALSE | 1 | FALSE |  | 1.06 | 81.984 | 983.808 | 5134 | Paint, emulsion |  | 15 | B4B5 | 330.1149 | 5.1799e-05 | 3.674 | 1.61 | 0.39684 | 0.0033578 | 6283.7259 | 297.3488 | 4.0364
| Civic Offices | Internal wall finish paint (emulsion) | 1700844 | 8403027 | 3.1 | Wall finishes | Paint | Construction | 81.984 | Area Calculation | 5 | 44 | 1 | FALSE | 1 | FALSE |  | 1.06 | 81.984 | 983.808 | 5134 | Paint, emulsion |  | 15 | D2 | 0 | 0 | 0 | 0 | 0 | 0 | 0 | 0 | 0
| Civic Offices | Internal wall finish paint (emulsion) | 1700844 | 8403027 | 3.1 | Wall finishes | Paint | Construction | 81.984 | Area Calculation | 5 | 44 | 1 | FALSE | 1 | FALSE |  | 1.06 | 81.984 | 983.808 | 5134 | Paint, emulsion |  | 15 | D3 | 0 | 0 | 0 | 0 | 0 | 0 | 0 | 0 | 0
| Civic Offices | Internal wall finish paint (emulsion) | 1700844 | 8403027 | 3.1 | Wall finishes | Paint | Construction | 81.984 | Area Calculation | 5 | 44 | 1 | FALSE | 1 | FALSE |  | 1.06 | 81.984 | 983.808 | 5134 | Paint, emulsion |  | 15 | D4 | 0 | 0 | 0 | 0 | 0 | 0 | 0 | 0 | 0
| Civic Offices | Internal wall finish paint (emulsion) | 1700844 | 8403027 | 3.1 | Wall finishes | Paint | Construction | 81.984 | Area Calculation | 5 | 44 | 1 | FALSE | 1 | FALSE |  | 1.06 | 81.984 | 983.808 | 5134 | Paint, emulsion |  | 20 | B4B5 | 330.1149 | 5.1799e-05 | 3.674 | 1.61 | 0.39684 | 0.0033578 | 6283.7259 | 297.3488 | 4.0364
| Civic Offices | Internal wall finish paint (emulsion) | 1700844 | 8403027 | 3.1 | Wall finishes | Paint | Construction | 81.984 | Area Calculation | 5 | 44 | 1 | FALSE | 1 | FALSE |  | 1.06 | 81.984 | 983.808 | 5134 | Paint, emulsion |  | 20 | D2 | 0 | 0 | 0 | 0 | 0 | 0 | 0 | 0 | 0
| Civic Offices | Internal wall finish paint (emulsion) | 1700844 | 8403027 | 3.1 | Wall finishes | Paint | Construction | 81.984 | Area Calculation | 5 | 44 | 1 | FALSE | 1 | FALSE |  | 1.06 | 81.984 | 983.808 | 5134 | Paint, emulsion |  | 20 | D3 | 0 | 0 | 0 | 0 | 0 | 0 | 0 | 0 | 0
| Civic Offices | Internal wall finish paint (emulsion) | 1700844 | 8403027 | 3.1 | Wall finishes | Paint | Construction | 81.984 | Area Calculation | 5 | 44 | 1 | FALSE | 1 | FALSE |  | 1.06 | 81.984 | 983.808 | 5134 | Paint, emulsion |  | 20 | D4 | 0 | 0 | 0 | 0 | 0 | 0 | 0 | 0 | 0
| Civic Offices | Internal wall finish paint (emulsion) | 1700844 | 8403027 | 3.1 | Wall finishes | Paint | Construction | 81.984 | Area Calculation | 5 | 44 | 1 | FALSE | 1 | FALSE |  | 1.06 | 81.984 | 983.808 | 5134 | Paint, emulsion |  | 25 | B4B5 | 330.1149 | 5.1799e-05 | 3.674 | 1.61 | 0.39684 | 0.0033578 | 6283.7259 | 297.3488 | 4.0364
| Civic Offices | Internal wall finish paint (emulsion) | 1700844 | 8403027 | 3.1 | Wall finishes | Paint | Construction | 81.984 | Area Calculation | 5 | 44 | 1 | FALSE | 1 | FALSE |  | 1.06 | 81.984 | 983.808 | 5134 | Paint, emulsion |  | 25 | D2 | 0 | 0 | 0 | 0 | 0 | 0 | 0 | 0 | 0
| Civic Offices | Internal wall finish paint (emulsion) | 1700844 | 8403027 | 3.1 | Wall finishes | Paint | Construction | 81.984 | Area Calculation | 5 | 44 | 1 | FALSE | 1 | FALSE |  | 1.06 | 81.984 | 983.808 | 5134 | Paint, emulsion |  | 25 | D3 | 0 | 0 | 0 | 0 | 0 | 0 | 0 | 0 | 0
| Civic Offices | Internal wall finish paint (emulsion) | 1700844 | 8403027 | 3.1 | Wall finishes | Paint | Construction | 81.984 | Area Calculation | 5 | 44 | 1 | FALSE | 1 | FALSE |  | 1.06 | 81.984 | 983.808 | 5134 | Paint, emulsion |  | 25 | D4 | 0 | 0 | 0 | 0 | 0 | 0 | 0 | 0 | 0
| Civic Offices | Internal wall finish paint (emulsion) | 1700844 | 8403027 | 3.1 | Wall finishes | Paint | Construction | 81.984 | Area Calculation | 5 | 44 | 1 | FALSE | 1 | FALSE |  | 1.06 | 81.984 | 983.808 | 5134 | Paint, emulsion |  | 30 | B4B5 | 330.1149 | 5.1799e-05 | 3.674 | 1.61 | 0.39684 | 0.0033578 | 6283.7259 | 297.3488 | 4.0364
| Civic Offices | Internal wall finish paint (emulsion) | 1700844 | 8403027 | 3.1 | Wall finishes | Paint | Construction | 81.984 | Area Calculation | 5 | 44 | 1 | FALSE | 1 | FALSE |  | 1.06 | 81.984 | 983.808 | 5134 | Paint, emulsion |  | 30 | D2 | 0 | 0 | 0 | 0 | 0 | 0 | 0 | 0 | 0
| Civic Offices | Internal wall finish paint (emulsion) | 1700844 | 8403027 | 3.1 | Wall finishes | Paint | Construction | 81.984 | Area Calculation | 5 | 44 | 1 | FALSE | 1 | FALSE |  | 1.06 | 81.984 | 983.808 | 5134 | Paint, emulsion |  | 30 | D3 | 0 | 0 | 0 | 0 | 0 | 0 | 0 | 0 | 0
| Civic Offices | Internal wall finish paint (emulsion) | 1700844 | 8403027 | 3.1 | Wall finishes | Paint | Construction | 81.984 | Area Calculation | 5 | 44 | 1 | FALSE | 1 | FALSE |  | 1.06 | 81.984 | 983.808 | 5134 | Paint, emulsion |  | 30 | D4 | 0 | 0 | 0 | 0 | 0 | 0 | 0 | 0 | 0
| Civic Offices | Internal wall finish paint (emulsion) | 1700844 | 8403027 | 3.1 | Wall finishes | Paint | Construction | 81.984 | Area Calculation | 5 | 44 | 1 | FALSE | 1 | FALSE |  | 1.06 | 81.984 | 983.808 | 5134 | Paint, emulsion |  | 35 | B4B5 | 330.1149 | 5.1799e-05 | 3.674 | 1.61 | 0.39684 | 0.0033578 | 6283.7259 | 297.3488 | 4.0364
| Civic Offices | Internal wall finish paint (emulsion) | 1700844 | 8403027 | 3.1 | Wall finishes | Paint | Construction | 81.984 | Area Calculation | 5 | 44 | 1 | FALSE | 1 | FALSE |  | 1.06 | 81.984 | 983.808 | 5134 | Paint, emulsion |  | 35 | D2 | 0 | 0 | 0 | 0 | 0 | 0 | 0 | 0 | 0
| Civic Offices | Internal wall finish paint (emulsion) | 1700844 | 8403027 | 3.1 | Wall finishes | Paint | Construction | 81.984 | Area Calculation | 5 | 44 | 1 | FALSE | 1 | FALSE |  | 1.06 | 81.984 | 983.808 | 5134 | Paint, emulsion |  | 35 | D3 | 0 | 0 | 0 | 0 | 0 | 0 | 0 | 0 | 0
| Civic Offices | Internal wall finish paint (emulsion) | 1700844 | 8403027 | 3.1 | Wall finishes | Paint | Construction | 81.984 | Area Calculation | 5 | 44 | 1 | FALSE | 1 | FALSE |  | 1.06 | 81.984 | 983.808 | 5134 | Paint, emulsion |  | 35 | D4 | 0 | 0 | 0 | 0 | 0 | 0 | 0 | 0 | 0
| Civic Offices | Internal wall finish paint (emulsion) | 1700844 | 8403027 | 3.1 | Wall finishes | Paint | Construction | 81.984 | Area Calculation | 5 | 44 | 1 | FALSE | 1 | FALSE |  | 1.06 | 81.984 | 983.808 | 5134 | Paint, emulsion |  | 40 | B4B5 | 330.1149 | 5.1799e-05 | 3.674 | 1.61 | 0.39684 | 0.0033578 | 6283.7259 | 297.3488 | 4.0364
| Civic Offices | Internal wall finish paint (emulsion) | 1700844 | 8403027 | 3.1 | Wall finishes | Paint | Construction | 81.984 | Area Calculation | 5 | 44 | 1 | FALSE | 1 | FALSE |  | 1.06 | 81.984 | 983.808 | 5134 | Paint, emulsion |  | 40 | D2 | 0 | 0 | 0 | 0 | 0 | 0 | 0 | 0 | 0
| Civic Offices | Internal wall finish paint (emulsion) | 1700844 | 8403027 | 3.1 | Wall finishes | Paint | Construction | 81.984 | Area Calculation | 5 | 44 | 1 | FALSE | 1 | FALSE |  | 1.06 | 81.984 | 983.808 | 5134 | Paint, emulsion |  | 40 | D3 | 0 | 0 | 0 | 0 | 0 | 0 | 0 | 0 | 0
| Civic Offices | Internal wall finish paint (emulsion) | 1700844 | 8403027 | 3.1 | Wall finishes | Paint | Construction | 81.984 | Area Calculation | 5 | 44 | 1 | FALSE | 1 | FALSE |  | 1.06 | 81.984 | 983.808 | 5134 | Paint, emulsion |  | 40 | D4 | 0 | 0 | 0 | 0 | 0 | 0 | 0 | 0 | 0
| Civic Offices | Internal wall finish paint (emulsion) | 1700844 | 8403027 | 3.1 | Wall finishes | Paint | Construction | 81.984 | Area Calculation | 5 | 44 | 1 | FALSE | 1 | FALSE |  | 1.06 | 81.984 | 983.808 | 5134 | Paint, emulsion |  | 45 | B4B5 | 330.1149 | 5.1799e-05 | 3.674 | 1.61 | 0.39684 | 0.0033578 | 6283.7259 | 297.3488 | 4.0364
| Civic Offices | Internal wall finish paint (emulsion) | 1700844 | 8403027 | 3.1 | Wall finishes | Paint | Construction | 81.984 | Area Calculation | 5 | 44 | 1 | FALSE | 1 | FALSE |  | 1.06 | 81.984 | 983.808 | 5134 | Paint, emulsion |  | 45 | D2 | 0 | 0 | 0 | 0 | 0 | 0 | 0 | 0 | 0
| Civic Offices | Internal wall finish paint (emulsion) | 1700844 | 8403027 | 3.1 | Wall finishes | Paint | Construction | 81.984 | Area Calculation | 5 | 44 | 1 | FALSE | 1 | FALSE |  | 1.06 | 81.984 | 983.808 | 5134 | Paint, emulsion |  | 45 | D3 | 0 | 0 | 0 | 0 | 0 | 0 | 0 | 0 | 0
| Civic Offices | Internal wall finish paint (emulsion) | 1700844 | 8403027 | 3.1 | Wall finishes | Paint | Construction | 81.984 | Area Calculation | 5 | 44 | 1 | FALSE | 1 | FALSE |  | 1.06 | 81.984 | 983.808 | 5134 | Paint, emulsion |  | 45 | D4 | 0 | 0 | 0 | 0 | 0 | 0 | 0 | 0 | 0
| Civic Offices | Internal wall finish paint (emulsion) | 1700844 | 8403027 | 3.1 | Wall finishes | Paint | Construction | 81.984 | Area Calculation | 5 | 44 | 1 | FALSE | 1 | FALSE |  | 1.06 | 81.984 | 983.808 | 5134 | Paint, emulsion |  | 50 | B4B5 | 330.1149 | 5.1799e-05 | 3.674 | 1.61 | 0.39684 | 0.0033578 | 6283.7259 | 297.3488 | 4.0364
| Civic Offices | Internal wall finish paint (emulsion) | 1700844 | 8403027 | 3.1 | Wall finishes | Paint | Construction | 81.984 | Area Calculation | 5 | 44 | 1 | FALSE | 1 | FALSE |  | 1.06 | 81.984 | 983.808 | 5134 | Paint, emulsion |  | 50 | D2 | 0 | 0 | 0 | 0 | 0 | 0 | 0 | 0 | 0
| Civic Offices | Internal wall finish paint (emulsion) | 1700844 | 8403027 | 3.1 | Wall finishes | Paint | Construction | 81.984 | Area Calculation | 5 | 44 | 1 | FALSE | 1 | FALSE |  | 1.06 | 81.984 | 983.808 | 5134 | Paint, emulsion |  | 50 | D3 | 0 | 0 | 0 | 0 | 0 | 0 | 0 | 0 | 0
| Civic Offices | Internal wall finish paint (emulsion) | 1700844 | 8403027 | 3.1 | Wall finishes | Paint | Construction | 81.984 | Area Calculation | 5 | 44 | 1 | FALSE | 1 | FALSE |  | 1.06 | 81.984 | 983.808 | 5134 | Paint, emulsion |  | 50 | D4 | 0 | 0 | 0 | 0 | 0 | 0 | 0 | 0 | 0
| Civic Offices | Internal wall finish paint (emulsion) | 1700844 | 8403027 | 3.1 | Wall finishes | Paint | Construction | 81.984 | Area Calculation | 5 | 44 | 1 | FALSE | 1 | FALSE |  | 1.06 | 81.984 | 983.808 | 5134 | Paint, emulsion |  | 55 | B4B5 | 330.1149 | 5.1799e-05 | 3.674 | 1.61 | 0.39684 | 0.0033578 | 6283.7259 | 297.3488 | 4.0364
| Civic Offices | Internal wall finish paint (emulsion) | 1700844 | 8403027 | 3.1 | Wall finishes | Paint | Construction | 81.984 | Area Calculation | 5 | 44 | 1 | FALSE | 1 | FALSE |  | 1.06 | 81.984 | 983.808 | 5134 | Paint, emulsion |  | 55 | D2 | 0 | 0 | 0 | 0 | 0 | 0 | 0 | 0 | 0
| Civic Offices | Internal wall finish paint (emulsion) | 1700844 | 8403027 | 3.1 | Wall finishes | Paint | Construction | 81.984 | Area Calculation | 5 | 44 | 1 | FALSE | 1 | FALSE |  | 1.06 | 81.984 | 983.808 | 5134 | Paint, emulsion |  | 55 | D3 | 0 | 0 | 0 | 0 | 0 | 0 | 0 | 0 | 0
| Civic Offices | Internal wall finish paint (emulsion) | 1700844 | 8403027 | 3.1 | Wall finishes | Paint | Construction | 81.984 | Area Calculation | 5 | 44 | 1 | FALSE | 1 | FALSE |  | 1.06 | 81.984 | 983.808 | 5134 | Paint, emulsion |  | 55 | D4 | 0 | 0 | 0 | 0 | 0 | 0 | 0 | 0 | 0
| Civic Offices | Carpet Tile; General Office and Room areas (Floor covering carpet (glue down/underlay/synthetic 80/20)) | 1700846 | 8403029 | 3.2 | Floor finishes | Carpet | Construction | 776 | Area Calculation | 7 | 44 | 1 | FALSE | 1 | FALSE |  | 1.04 | 776 | 6984 | 5079 | Floor finish (sheet), carpet (fibre-bonded 80polypropylene/20polyamide, FCSS 32/33) |  | 0 | A1A3 | 6420.6569 | 0.00018025 | 33.6468 | 8.7726 | 3.6555 | 0.011545 | 123524.4448 | 54475.2 | 29.8093
| Civic Offices | Carpet Tile; General Office and Room areas (Floor covering carpet (glue down/underlay/synthetic 80/20)) | 1700846 | 8403029 | 3.2 | Floor finishes | Carpet | Construction | 776 | Area Calculation | 7 | 44 | 1 | FALSE | 1 | FALSE |  | 1.04 | 776 | 6984 | 5079 | Floor finish (sheet), carpet (fibre-bonded 80polypropylene/20polyamide, FCSS 32/33) |  | 0 | A4 | 15.4645 | 2.7786e-06 | 0.050636 | 0.013686 | 0.0086385 | 5.3932e-05 | 230.5232 | 35.1992 | 0.063639
| Civic Offices | Carpet Tile; General Office and Room areas (Floor covering carpet (glue down/underlay/synthetic 80/20)) | 1700846 | 8403029 | 3.2 | Floor finishes | Carpet | Construction | 776 | Area Calculation | 7 | 44 | 1 | FALSE | 1 | FALSE |  | 1.04 | 776 | 6984 | 5079 | Floor finish (sheet), carpet (fibre-bonded 80polypropylene/20polyamide, FCSS 32/33) |  | 0 | A5 | 1.7203 | 5.1516e-08 | 0.0014206 | 0.11773 | 0.00051496 | 2.8421e-07 | 4.7503 | 4.9664 | 0
| Civic Offices | Carpet Tile; General Office and Room areas (Floor covering carpet (glue down/underlay/synthetic 80/20)) | 1700846 | 8403029 | 3.2 | Floor finishes | Carpet | Construction | 776 | Area Calculation | 7 | 44 | 1 | FALSE | 1 | FALSE |  | 1.04 | 776 | 6984 | 5079 | Floor finish (sheet), carpet (fibre-bonded 80polypropylene/20polyamide, FCSS 32/33) |  | 0 | D2 | 0 | 0 | 0 | 0 | 0 | 0 | 0 | 0 | 0
| Civic Offices | Carpet Tile; General Office and Room areas (Floor covering carpet (glue down/underlay/synthetic 80/20)) | 1700846 | 8403029 | 3.2 | Floor finishes | Carpet | Construction | 776 | Area Calculation | 7 | 44 | 1 | FALSE | 1 | FALSE |  | 1.04 | 776 | 6984 | 5079 | Floor finish (sheet), carpet (fibre-bonded 80polypropylene/20polyamide, FCSS 32/33) |  | 0 | D3 | 0 | 0 | 0 | 0 | 0 | 0 | 0 | 0 | 0
| Civic Offices | Carpet Tile; General Office and Room areas (Floor covering carpet (glue down/underlay/synthetic 80/20)) | 1700846 | 8403029 | 3.2 | Floor finishes | Carpet | Construction | 776 | Area Calculation | 7 | 44 | 1 | FALSE | 1 | FALSE |  | 1.04 | 776 | 6984 | 5079 | Floor finish (sheet), carpet (fibre-bonded 80polypropylene/20polyamide, FCSS 32/33) |  | 0 | D4 | 0 | 0 | 0 | 0 | 0 | 0 | 0 | 0 | 0
| Civic Offices | Carpet Tile; General Office and Room areas (Floor covering carpet (glue down/underlay/synthetic 80/20)) | 1700846 | 8403029 | 3.2 | Floor finishes | Carpet | Construction | 776 | Area Calculation | 7 | 44 | 1 | FALSE | 1 | FALSE |  | 1.04 | 776 | 6984 | 5079 | Floor finish (sheet), carpet (fibre-bonded 80polypropylene/20polyamide, FCSS 32/33) |  | 60 | C2 | 0 | 0 | 0 | 0 | 0 | 0 | 0 | 0 | 0
| Civic Offices | Carpet Tile; General Office and Room areas (Floor covering carpet (glue down/underlay/synthetic 80/20)) | 1700846 | 8403029 | 3.2 | Floor finishes | Carpet | Construction | 776 | Area Calculation | 7 | 44 | 1 | FALSE | 1 | FALSE |  | 1.04 | 776 | 6984 | 5079 | Floor finish (sheet), carpet (fibre-bonded 80polypropylene/20polyamide, FCSS 32/33) |  | 60 | C4 | 43.0069 | 1.2879e-06 | 0.035516 | 2.9431 | 0.012874 | 7.1052e-06 | 118.758 | 124.16 | 1.0356
| Civic Offices | Carpet Tile; General Office and Room areas (Floor covering carpet (glue down/underlay/synthetic 80/20)) | 1700846 | 8403029 | 3.2 | Floor finishes | Carpet | Construction | 776 | Area Calculation | 7 | 44 | 1 | FALSE | 1 | FALSE |  | 1.04 | 776 | 6984 | 5079 | Floor finish (sheet), carpet (fibre-bonded 80polypropylene/20polyamide, FCSS 32/33) |  | 60 | D2 | 0 | 0 | 0 | 0 | 0 | 0 | 0 | 0 | 0
| Civic Offices | Carpet Tile; General Office and Room areas (Floor covering carpet (glue down/underlay/synthetic 80/20)) | 1700846 | 8403029 | 3.2 | Floor finishes | Carpet | Construction | 776 | Area Calculation | 7 | 44 | 1 | FALSE | 1 | FALSE |  | 1.04 | 776 | 6984 | 5079 | Floor finish (sheet), carpet (fibre-bonded 80polypropylene/20polyamide, FCSS 32/33) |  | 60 | D3 | 0 | 0 | 0 | 0 | 0 | 0 | 0 | 0 | 0
| Civic Offices | Carpet Tile; General Office and Room areas (Floor covering carpet (glue down/underlay/synthetic 80/20)) | 1700846 | 8403029 | 3.2 | Floor finishes | Carpet | Construction | 776 | Area Calculation | 7 | 44 | 1 | FALSE | 1 | FALSE |  | 1.04 | 776 | 6984 | 5079 | Floor finish (sheet), carpet (fibre-bonded 80polypropylene/20polyamide, FCSS 32/33) |  | 60 | D4 | 0 | 0 | 0 | 0 | 0 | 0 | 0 | 0 | 0
| Civic Offices | Carpet Tile; General Office and Room areas (Floor covering carpet (glue down/underlay/synthetic 80/20)) | 1700846 | 8403029 | 3.2 | Floor finishes | Carpet | Construction | 776 | Area Calculation | 7 | 44 | 1 | FALSE | 1 | FALSE |  | 1.04 | 776 | 6984 | 5079 | Floor finish (sheet), carpet (fibre-bonded 80polypropylene/20polyamide, FCSS 32/33) |  | 7 | B4B5 | 6480.8485 | 0.00018437 | 33.7343 | 11.8472 | 3.6776 | 0.011606 | 123878.4763 | 54639.5256 | 29.873
| Civic Offices | Carpet Tile; General Office and Room areas (Floor covering carpet (glue down/underlay/synthetic 80/20)) | 1700846 | 8403029 | 3.2 | Floor finishes | Carpet | Construction | 776 | Area Calculation | 7 | 44 | 1 | FALSE | 1 | FALSE |  | 1.04 | 776 | 6984 | 5079 | Floor finish (sheet), carpet (fibre-bonded 80polypropylene/20polyamide, FCSS 32/33) |  | 7 | D2 | 0 | 0 | 0 | 0 | 0 | 0 | 0 | 0 | 0
| Civic Offices | Carpet Tile; General Office and Room areas (Floor covering carpet (glue down/underlay/synthetic 80/20)) | 1700846 | 8403029 | 3.2 | Floor finishes | Carpet | Construction | 776 | Area Calculation | 7 | 44 | 1 | FALSE | 1 | FALSE |  | 1.04 | 776 | 6984 | 5079 | Floor finish (sheet), carpet (fibre-bonded 80polypropylene/20polyamide, FCSS 32/33) |  | 7 | D3 | 0 | 0 | 0 | 0 | 0 | 0 | 0 | 0 | 0
| Civic Offices | Carpet Tile; General Office and Room areas (Floor covering carpet (glue down/underlay/synthetic 80/20)) | 1700846 | 8403029 | 3.2 | Floor finishes | Carpet | Construction | 776 | Area Calculation | 7 | 44 | 1 | FALSE | 1 | FALSE |  | 1.04 | 776 | 6984 | 5079 | Floor finish (sheet), carpet (fibre-bonded 80polypropylene/20polyamide, FCSS 32/33) |  | 7 | D4 | 0 | 0 | 0 | 0 | 0 | 0 | 0 | 0 | 0
| Civic Offices | Carpet Tile; General Office and Room areas (Floor covering carpet (glue down/underlay/synthetic 80/20)) | 1700846 | 8403029 | 3.2 | Floor finishes | Carpet | Construction | 776 | Area Calculation | 7 | 44 | 1 | FALSE | 1 | FALSE |  | 1.04 | 776 | 6984 | 5079 | Floor finish (sheet), carpet (fibre-bonded 80polypropylene/20polyamide, FCSS 32/33) |  | 14 | B4B5 | 6480.8485 | 0.00018437 | 33.7343 | 11.8472 | 3.6776 | 0.011606 | 123878.4763 | 54639.5256 | 29.873
| Civic Offices | Carpet Tile; General Office and Room areas (Floor covering carpet (glue down/underlay/synthetic 80/20)) | 1700846 | 8403029 | 3.2 | Floor finishes | Carpet | Construction | 776 | Area Calculation | 7 | 44 | 1 | FALSE | 1 | FALSE |  | 1.04 | 776 | 6984 | 5079 | Floor finish (sheet), carpet (fibre-bonded 80polypropylene/20polyamide, FCSS 32/33) |  | 14 | D2 | 0 | 0 | 0 | 0 | 0 | 0 | 0 | 0 | 0
| Civic Offices | Carpet Tile; General Office and Room areas (Floor covering carpet (glue down/underlay/synthetic 80/20)) | 1700846 | 8403029 | 3.2 | Floor finishes | Carpet | Construction | 776 | Area Calculation | 7 | 44 | 1 | FALSE | 1 | FALSE |  | 1.04 | 776 | 6984 | 5079 | Floor finish (sheet), carpet (fibre-bonded 80polypropylene/20polyamide, FCSS 32/33) |  | 14 | D3 | 0 | 0 | 0 | 0 | 0 | 0 | 0 | 0 | 0
| Civic Offices | Carpet Tile; General Office and Room areas (Floor covering carpet (glue down/underlay/synthetic 80/20)) | 1700846 | 8403029 | 3.2 | Floor finishes | Carpet | Construction | 776 | Area Calculation | 7 | 44 | 1 | FALSE | 1 | FALSE |  | 1.04 | 776 | 6984 | 5079 | Floor finish (sheet), carpet (fibre-bonded 80polypropylene/20polyamide, FCSS 32/33) |  | 14 | D4 | 0 | 0 | 0 | 0 | 0 | 0 | 0 | 0 | 0
| Civic Offices | Carpet Tile; General Office and Room areas (Floor covering carpet (glue down/underlay/synthetic 80/20)) | 1700846 | 8403029 | 3.2 | Floor finishes | Carpet | Construction | 776 | Area Calculation | 7 | 44 | 1 | FALSE | 1 | FALSE |  | 1.04 | 776 | 6984 | 5079 | Floor finish (sheet), carpet (fibre-bonded 80polypropylene/20polyamide, FCSS 32/33) |  | 21 | B4B5 | 6480.8485 | 0.00018437 | 33.7343 | 11.8472 | 3.6776 | 0.011606 | 123878.4763 | 54639.5256 | 29.873
| Civic Offices | Carpet Tile; General Office and Room areas (Floor covering carpet (glue down/underlay/synthetic 80/20)) | 1700846 | 8403029 | 3.2 | Floor finishes | Carpet | Construction | 776 | Area Calculation | 7 | 44 | 1 | FALSE | 1 | FALSE |  | 1.04 | 776 | 6984 | 5079 | Floor finish (sheet), carpet (fibre-bonded 80polypropylene/20polyamide, FCSS 32/33) |  | 21 | D2 | 0 | 0 | 0 | 0 | 0 | 0 | 0 | 0 | 0
| Civic Offices | Carpet Tile; General Office and Room areas (Floor covering carpet (glue down/underlay/synthetic 80/20)) | 1700846 | 8403029 | 3.2 | Floor finishes | Carpet | Construction | 776 | Area Calculation | 7 | 44 | 1 | FALSE | 1 | FALSE |  | 1.04 | 776 | 6984 | 5079 | Floor finish (sheet), carpet (fibre-bonded 80polypropylene/20polyamide, FCSS 32/33) |  | 21 | D3 | 0 | 0 | 0 | 0 | 0 | 0 | 0 | 0 | 0
| Civic Offices | Carpet Tile; General Office and Room areas (Floor covering carpet (glue down/underlay/synthetic 80/20)) | 1700846 | 8403029 | 3.2 | Floor finishes | Carpet | Construction | 776 | Area Calculation | 7 | 44 | 1 | FALSE | 1 | FALSE |  | 1.04 | 776 | 6984 | 5079 | Floor finish (sheet), carpet (fibre-bonded 80polypropylene/20polyamide, FCSS 32/33) |  | 21 | D4 | 0 | 0 | 0 | 0 | 0 | 0 | 0 | 0 | 0
| Civic Offices | Carpet Tile; General Office and Room areas (Floor covering carpet (glue down/underlay/synthetic 80/20)) | 1700846 | 8403029 | 3.2 | Floor finishes | Carpet | Construction | 776 | Area Calculation | 7 | 44 | 1 | FALSE | 1 | FALSE |  | 1.04 | 776 | 6984 | 5079 | Floor finish (sheet), carpet (fibre-bonded 80polypropylene/20polyamide, FCSS 32/33) |  | 28 | B4B5 | 6480.8485 | 0.00018437 | 33.7343 | 11.8472 | 3.6776 | 0.011606 | 123878.4763 | 54639.5256 | 29.873
| Civic Offices | Carpet Tile; General Office and Room areas (Floor covering carpet (glue down/underlay/synthetic 80/20)) | 1700846 | 8403029 | 3.2 | Floor finishes | Carpet | Construction | 776 | Area Calculation | 7 | 44 | 1 | FALSE | 1 | FALSE |  | 1.04 | 776 | 6984 | 5079 | Floor finish (sheet), carpet (fibre-bonded 80polypropylene/20polyamide, FCSS 32/33) |  | 28 | D2 | 0 | 0 | 0 | 0 | 0 | 0 | 0 | 0 | 0
| Civic Offices | Carpet Tile; General Office and Room areas (Floor covering carpet (glue down/underlay/synthetic 80/20)) | 1700846 | 8403029 | 3.2 | Floor finishes | Carpet | Construction | 776 | Area Calculation | 7 | 44 | 1 | FALSE | 1 | FALSE |  | 1.04 | 776 | 6984 | 5079 | Floor finish (sheet), carpet (fibre-bonded 80polypropylene/20polyamide, FCSS 32/33) |  | 28 | D3 | 0 | 0 | 0 | 0 | 0 | 0 | 0 | 0 | 0
| Civic Offices | Carpet Tile; General Office and Room areas (Floor covering carpet (glue down/underlay/synthetic 80/20)) | 1700846 | 8403029 | 3.2 | Floor finishes | Carpet | Construction | 776 | Area Calculation | 7 | 44 | 1 | FALSE | 1 | FALSE |  | 1.04 | 776 | 6984 | 5079 | Floor finish (sheet), carpet (fibre-bonded 80polypropylene/20polyamide, FCSS 32/33) |  | 28 | D4 | 0 | 0 | 0 | 0 | 0 | 0 | 0 | 0 | 0
| Civic Offices | Carpet Tile; General Office and Room areas (Floor covering carpet (glue down/underlay/synthetic 80/20)) | 1700846 | 8403029 | 3.2 | Floor finishes | Carpet | Construction | 776 | Area Calculation | 7 | 44 | 1 | FALSE | 1 | FALSE |  | 1.04 | 776 | 6984 | 5079 | Floor finish (sheet), carpet (fibre-bonded 80polypropylene/20polyamide, FCSS 32/33) |  | 35 | B4B5 | 6480.8485 | 0.00018437 | 33.7343 | 11.8472 | 3.6776 | 0.011606 | 123878.4763 | 54639.5256 | 29.873
| Civic Offices | Carpet Tile; General Office and Room areas (Floor covering carpet (glue down/underlay/synthetic 80/20)) | 1700846 | 8403029 | 3.2 | Floor finishes | Carpet | Construction | 776 | Area Calculation | 7 | 44 | 1 | FALSE | 1 | FALSE |  | 1.04 | 776 | 6984 | 5079 | Floor finish (sheet), carpet (fibre-bonded 80polypropylene/20polyamide, FCSS 32/33) |  | 35 | D2 | 0 | 0 | 0 | 0 | 0 | 0 | 0 | 0 | 0
| Civic Offices | Carpet Tile; General Office and Room areas (Floor covering carpet (glue down/underlay/synthetic 80/20)) | 1700846 | 8403029 | 3.2 | Floor finishes | Carpet | Construction | 776 | Area Calculation | 7 | 44 | 1 | FALSE | 1 | FALSE |  | 1.04 | 776 | 6984 | 5079 | Floor finish (sheet), carpet (fibre-bonded 80polypropylene/20polyamide, FCSS 32/33) |  | 35 | D3 | 0 | 0 | 0 | 0 | 0 | 0 | 0 | 0 | 0
| Civic Offices | Carpet Tile; General Office and Room areas (Floor covering carpet (glue down/underlay/synthetic 80/20)) | 1700846 | 8403029 | 3.2 | Floor finishes | Carpet | Construction | 776 | Area Calculation | 7 | 44 | 1 | FALSE | 1 | FALSE |  | 1.04 | 776 | 6984 | 5079 | Floor finish (sheet), carpet (fibre-bonded 80polypropylene/20polyamide, FCSS 32/33) |  | 35 | D4 | 0 | 0 | 0 | 0 | 0 | 0 | 0 | 0 | 0
| Civic Offices | Carpet Tile; General Office and Room areas (Floor covering carpet (glue down/underlay/synthetic 80/20)) | 1700846 | 8403029 | 3.2 | Floor finishes | Carpet | Construction | 776 | Area Calculation | 7 | 44 | 1 | FALSE | 1 | FALSE |  | 1.04 | 776 | 6984 | 5079 | Floor finish (sheet), carpet (fibre-bonded 80polypropylene/20polyamide, FCSS 32/33) |  | 42 | B4B5 | 6480.8485 | 0.00018437 | 33.7343 | 11.8472 | 3.6776 | 0.011606 | 123878.4763 | 54639.5256 | 29.873
| Civic Offices | Carpet Tile; General Office and Room areas (Floor covering carpet (glue down/underlay/synthetic 80/20)) | 1700846 | 8403029 | 3.2 | Floor finishes | Carpet | Construction | 776 | Area Calculation | 7 | 44 | 1 | FALSE | 1 | FALSE |  | 1.04 | 776 | 6984 | 5079 | Floor finish (sheet), carpet (fibre-bonded 80polypropylene/20polyamide, FCSS 32/33) |  | 42 | D2 | 0 | 0 | 0 | 0 | 0 | 0 | 0 | 0 | 0
| Civic Offices | Carpet Tile; General Office and Room areas (Floor covering carpet (glue down/underlay/synthetic 80/20)) | 1700846 | 8403029 | 3.2 | Floor finishes | Carpet | Construction | 776 | Area Calculation | 7 | 44 | 1 | FALSE | 1 | FALSE |  | 1.04 | 776 | 6984 | 5079 | Floor finish (sheet), carpet (fibre-bonded 80polypropylene/20polyamide, FCSS 32/33) |  | 42 | D3 | 0 | 0 | 0 | 0 | 0 | 0 | 0 | 0 | 0
| Civic Offices | Carpet Tile; General Office and Room areas (Floor covering carpet (glue down/underlay/synthetic 80/20)) | 1700846 | 8403029 | 3.2 | Floor finishes | Carpet | Construction | 776 | Area Calculation | 7 | 44 | 1 | FALSE | 1 | FALSE |  | 1.04 | 776 | 6984 | 5079 | Floor finish (sheet), carpet (fibre-bonded 80polypropylene/20polyamide, FCSS 32/33) |  | 42 | D4 | 0 | 0 | 0 | 0 | 0 | 0 | 0 | 0 | 0
| Civic Offices | Carpet Tile; General Office and Room areas (Floor covering carpet (glue down/underlay/synthetic 80/20)) | 1700846 | 8403029 | 3.2 | Floor finishes | Carpet | Construction | 776 | Area Calculation | 7 | 44 | 1 | FALSE | 1 | FALSE |  | 1.04 | 776 | 6984 | 5079 | Floor finish (sheet), carpet (fibre-bonded 80polypropylene/20polyamide, FCSS 32/33) |  | 49 | B4B5 | 6480.8485 | 0.00018437 | 33.7343 | 11.8472 | 3.6776 | 0.011606 | 123878.4763 | 54639.5256 | 29.873
| Civic Offices | Carpet Tile; General Office and Room areas (Floor covering carpet (glue down/underlay/synthetic 80/20)) | 1700846 | 8403029 | 3.2 | Floor finishes | Carpet | Construction | 776 | Area Calculation | 7 | 44 | 1 | FALSE | 1 | FALSE |  | 1.04 | 776 | 6984 | 5079 | Floor finish (sheet), carpet (fibre-bonded 80polypropylene/20polyamide, FCSS 32/33) |  | 49 | D2 | 0 | 0 | 0 | 0 | 0 | 0 | 0 | 0 | 0
| Civic Offices | Carpet Tile; General Office and Room areas (Floor covering carpet (glue down/underlay/synthetic 80/20)) | 1700846 | 8403029 | 3.2 | Floor finishes | Carpet | Construction | 776 | Area Calculation | 7 | 44 | 1 | FALSE | 1 | FALSE |  | 1.04 | 776 | 6984 | 5079 | Floor finish (sheet), carpet (fibre-bonded 80polypropylene/20polyamide, FCSS 32/33) |  | 49 | D3 | 0 | 0 | 0 | 0 | 0 | 0 | 0 | 0 | 0
| Civic Offices | Carpet Tile; General Office and Room areas (Floor covering carpet (glue down/underlay/synthetic 80/20)) | 1700846 | 8403029 | 3.2 | Floor finishes | Carpet | Construction | 776 | Area Calculation | 7 | 44 | 1 | FALSE | 1 | FALSE |  | 1.04 | 776 | 6984 | 5079 | Floor finish (sheet), carpet (fibre-bonded 80polypropylene/20polyamide, FCSS 32/33) |  | 49 | D4 | 0 | 0 | 0 | 0 | 0 | 0 | 0 | 0 | 0
| Civic Offices | Carpet Tile; General Office and Room areas (Floor covering carpet (glue down/underlay/synthetic 80/20)) | 1700846 | 8403029 | 3.2 | Floor finishes | Carpet | Construction | 776 | Area Calculation | 7 | 44 | 1 | FALSE | 1 | FALSE |  | 1.04 | 776 | 6984 | 5079 | Floor finish (sheet), carpet (fibre-bonded 80polypropylene/20polyamide, FCSS 32/33) |  | 56 | B4B5 | 6480.8485 | 0.00018437 | 33.7343 | 11.8472 | 3.6776 | 0.011606 | 123878.4763 | 54639.5256 | 29.873
| Civic Offices | Carpet Tile; General Office and Room areas (Floor covering carpet (glue down/underlay/synthetic 80/20)) | 1700846 | 8403029 | 3.2 | Floor finishes | Carpet | Construction | 776 | Area Calculation | 7 | 44 | 1 | FALSE | 1 | FALSE |  | 1.04 | 776 | 6984 | 5079 | Floor finish (sheet), carpet (fibre-bonded 80polypropylene/20polyamide, FCSS 32/33) |  | 56 | D2 | 0 | 0 | 0 | 0 | 0 | 0 | 0 | 0 | 0
| Civic Offices | Carpet Tile; General Office and Room areas (Floor covering carpet (glue down/underlay/synthetic 80/20)) | 1700846 | 8403029 | 3.2 | Floor finishes | Carpet | Construction | 776 | Area Calculation | 7 | 44 | 1 | FALSE | 1 | FALSE |  | 1.04 | 776 | 6984 | 5079 | Floor finish (sheet), carpet (fibre-bonded 80polypropylene/20polyamide, FCSS 32/33) |  | 56 | D3 | 0 | 0 | 0 | 0 | 0 | 0 | 0 | 0 | 0
| Civic Offices | Carpet Tile; General Office and Room areas (Floor covering carpet (glue down/underlay/synthetic 80/20)) | 1700846 | 8403029 | 3.2 | Floor finishes | Carpet | Construction | 776 | Area Calculation | 7 | 44 | 1 | FALSE | 1 | FALSE |  | 1.04 | 776 | 6984 | 5079 | Floor finish (sheet), carpet (fibre-bonded 80polypropylene/20polyamide, FCSS 32/33) |  | 56 | D4 | 0 | 0 | 0 | 0 | 0 | 0 | 0 | 0 | 0
| Civic Offices | Floor covering carpet underlay glued down | 1700848 | 8403031 | 3.2 | Floor finishes | Underlay | Construction | 1358 | Area Calculation | 7 | 44 | 1 | FALSE | 1 | FALSE |  | 1.05 | 1358 | 12222 | 5409 | Floor finish (underlay), polyurethane foam |  | 0 | A1A3 | 336.6277 | 9.9958e-06 | 1.8612 | 0.53437 | 0.22361 | 0.00042906 | 7227.803 | 511.6655 | 1.6487
| Civic Offices | Floor covering carpet underlay glued down | 1700848 | 8403031 | 3.2 | Floor finishes | Underlay | Construction | 1358 | Area Calculation | 7 | 44 | 1 | FALSE | 1 | FALSE |  | 1.05 | 1358 | 12222 | 5409 | Floor finish (underlay), polyurethane foam |  | 0 | A4 | 27.3231 | 4.9093e-06 | 0.089465 | 0.024181 | 0.015263 | 9.5289e-05 | 407.2947 | 62.1909 | 0.11244
| Civic Offices | Floor covering carpet underlay glued down | 1700848 | 8403031 | 3.2 | Floor finishes | Underlay | Construction | 1358 | Area Calculation | 7 | 44 | 1 | FALSE | 1 | FALSE |  | 1.05 | 1358 | 12222 | 5409 | Floor finish (underlay), polyurethane foam |  | 0 | A5 | 5.9556 | 1.8963e-07 | 0.0054748 | 0.49115 | 0.0018205 | 1.0588e-06 | 17.3602 | 10.864 | 0
| Civic Offices | Floor covering carpet underlay glued down | 1700848 | 8403031 | 3.2 | Floor finishes | Underlay | Construction | 1358 | Area Calculation | 7 | 44 | 1 | FALSE | 1 | FALSE |  | 1.05 | 1358 | 12222 | 5409 | Floor finish (underlay), polyurethane foam |  | 0 | D2 | 0 | 0 | 0 | 0 | 0 | 0 | 0 | 0 | 0
| Civic Offices | Floor covering carpet underlay glued down | 1700848 | 8403031 | 3.2 | Floor finishes | Underlay | Construction | 1358 | Area Calculation | 7 | 44 | 1 | FALSE | 1 | FALSE |  | 1.05 | 1358 | 12222 | 5409 | Floor finish (underlay), polyurethane foam |  | 0 | D3 | 0 | 0 | 0 | 0 | 0 | 0 | 0 | 0 | 0
| Civic Offices | Floor covering carpet underlay glued down | 1700848 | 8403031 | 3.2 | Floor finishes | Underlay | Construction | 1358 | Area Calculation | 7 | 44 | 1 | FALSE | 1 | FALSE |  | 1.05 | 1358 | 12222 | 5409 | Floor finish (underlay), polyurethane foam |  | 0 | D4 | 0 | 0 | 0 | 0 | 0 | 0 | 0 | 0 | 0
| Civic Offices | Floor covering carpet underlay glued down | 1700848 | 8403031 | 3.2 | Floor finishes | Underlay | Construction | 1358 | Area Calculation | 7 | 44 | 1 | FALSE | 1 | FALSE |  | 1.05 | 1358 | 12222 | 5409 | Floor finish (underlay), polyurethane foam |  | 60 | C2 | 0 | 0 | 0 | 0 | 0 | 0 | 0 | 0 | 0
| Civic Offices | Floor covering carpet underlay glued down | 1700848 | 8403031 | 3.2 | Floor finishes | Underlay | Construction | 1358 | Area Calculation | 7 | 44 | 1 | FALSE | 1 | FALSE |  | 1.05 | 1358 | 12222 | 5409 | Floor finish (underlay), polyurethane foam |  | 60 | C4 | 119.1113 | 3.7926e-06 | 0.1095 | 9.8231 | 0.03641 | 2.1176e-05 | 347.2044 | 217.28 | 3.3127
| Civic Offices | Floor covering carpet underlay glued down | 1700848 | 8403031 | 3.2 | Floor finishes | Underlay | Construction | 1358 | Area Calculation | 7 | 44 | 1 | FALSE | 1 | FALSE |  | 1.05 | 1358 | 12222 | 5409 | Floor finish (underlay), polyurethane foam |  | 60 | D2 | 0 | 0 | 0 | 0 | 0 | 0 | 0 | 0 | 0
| Civic Offices | Floor covering carpet underlay glued down | 1700848 | 8403031 | 3.2 | Floor finishes | Underlay | Construction | 1358 | Area Calculation | 7 | 44 | 1 | FALSE | 1 | FALSE |  | 1.05 | 1358 | 12222 | 5409 | Floor finish (underlay), polyurethane foam |  | 60 | D3 | 0 | 0 | 0 | 0 | 0 | 0 | 0 | 0 | 0
| Civic Offices | Floor covering carpet underlay glued down | 1700848 | 8403031 | 3.2 | Floor finishes | Underlay | Construction | 1358 | Area Calculation | 7 | 44 | 1 | FALSE | 1 | FALSE |  | 1.05 | 1358 | 12222 | 5409 | Floor finish (underlay), polyurethane foam |  | 60 | D4 | 0 | 0 | 0 | 0 | 0 | 0 | 0 | 0 | 0
| Civic Offices | Floor covering carpet underlay glued down | 1700848 | 8403031 | 3.2 | Floor finishes | Underlay | Construction | 1358 | Area Calculation | 7 | 44 | 1 | FALSE | 1 | FALSE |  | 1.05 | 1358 | 12222 | 5409 | Floor finish (underlay), polyurethane foam |  | 7 | B4B5 | 489.0176 | 1.8887e-05 | 2.0656 | 10.8728 | 0.2771 | 0.00054658 | 7999.6623 | 802.0005 | 1.7612
| Civic Offices | Floor covering carpet underlay glued down | 1700848 | 8403031 | 3.2 | Floor finishes | Underlay | Construction | 1358 | Area Calculation | 7 | 44 | 1 | FALSE | 1 | FALSE |  | 1.05 | 1358 | 12222 | 5409 | Floor finish (underlay), polyurethane foam |  | 7 | D2 | 0 | 0 | 0 | 0 | 0 | 0 | 0 | 0 | 0
| Civic Offices | Floor covering carpet underlay glued down | 1700848 | 8403031 | 3.2 | Floor finishes | Underlay | Construction | 1358 | Area Calculation | 7 | 44 | 1 | FALSE | 1 | FALSE |  | 1.05 | 1358 | 12222 | 5409 | Floor finish (underlay), polyurethane foam |  | 7 | D3 | 0 | 0 | 0 | 0 | 0 | 0 | 0 | 0 | 0
| Civic Offices | Floor covering carpet underlay glued down | 1700848 | 8403031 | 3.2 | Floor finishes | Underlay | Construction | 1358 | Area Calculation | 7 | 44 | 1 | FALSE | 1 | FALSE |  | 1.05 | 1358 | 12222 | 5409 | Floor finish (underlay), polyurethane foam |  | 7 | D4 | 0 | 0 | 0 | 0 | 0 | 0 | 0 | 0 | 0
| Civic Offices | Floor covering carpet underlay glued down | 1700848 | 8403031 | 3.2 | Floor finishes | Underlay | Construction | 1358 | Area Calculation | 7 | 44 | 1 | FALSE | 1 | FALSE |  | 1.05 | 1358 | 12222 | 5409 | Floor finish (underlay), polyurethane foam |  | 14 | B4B5 | 489.0176 | 1.8887e-05 | 2.0656 | 10.8728 | 0.2771 | 0.00054658 | 7999.6623 | 802.0005 | 1.7612
| Civic Offices | Floor covering carpet underlay glued down | 1700848 | 8403031 | 3.2 | Floor finishes | Underlay | Construction | 1358 | Area Calculation | 7 | 44 | 1 | FALSE | 1 | FALSE |  | 1.05 | 1358 | 12222 | 5409 | Floor finish (underlay), polyurethane foam |  | 14 | D2 | 0 | 0 | 0 | 0 | 0 | 0 | 0 | 0 | 0
| Civic Offices | Floor covering carpet underlay glued down | 1700848 | 8403031 | 3.2 | Floor finishes | Underlay | Construction | 1358 | Area Calculation | 7 | 44 | 1 | FALSE | 1 | FALSE |  | 1.05 | 1358 | 12222 | 5409 | Floor finish (underlay), polyurethane foam |  | 14 | D3 | 0 | 0 | 0 | 0 | 0 | 0 | 0 | 0 | 0
| Civic Offices | Floor covering carpet underlay glued down | 1700848 | 8403031 | 3.2 | Floor finishes | Underlay | Construction | 1358 | Area Calculation | 7 | 44 | 1 | FALSE | 1 | FALSE |  | 1.05 | 1358 | 12222 | 5409 | Floor finish (underlay), polyurethane foam |  | 14 | D4 | 0 | 0 | 0 | 0 | 0 | 0 | 0 | 0 | 0
| Civic Offices | Floor covering carpet underlay glued down | 1700848 | 8403031 | 3.2 | Floor finishes | Underlay | Construction | 1358 | Area Calculation | 7 | 44 | 1 | FALSE | 1 | FALSE |  | 1.05 | 1358 | 12222 | 5409 | Floor finish (underlay), polyurethane foam |  | 21 | B4B5 | 489.0176 | 1.8887e-05 | 2.0656 | 10.8728 | 0.2771 | 0.00054658 | 7999.6623 | 802.0005 | 1.7612
| Civic Offices | Floor covering carpet underlay glued down | 1700848 | 8403031 | 3.2 | Floor finishes | Underlay | Construction | 1358 | Area Calculation | 7 | 44 | 1 | FALSE | 1 | FALSE |  | 1.05 | 1358 | 12222 | 5409 | Floor finish (underlay), polyurethane foam |  | 21 | D2 | 0 | 0 | 0 | 0 | 0 | 0 | 0 | 0 | 0
| Civic Offices | Floor covering carpet underlay glued down | 1700848 | 8403031 | 3.2 | Floor finishes | Underlay | Construction | 1358 | Area Calculation | 7 | 44 | 1 | FALSE | 1 | FALSE |  | 1.05 | 1358 | 12222 | 5409 | Floor finish (underlay), polyurethane foam |  | 21 | D3 | 0 | 0 | 0 | 0 | 0 | 0 | 0 | 0 | 0
| Civic Offices | Floor covering carpet underlay glued down | 1700848 | 8403031 | 3.2 | Floor finishes | Underlay | Construction | 1358 | Area Calculation | 7 | 44 | 1 | FALSE | 1 | FALSE |  | 1.05 | 1358 | 12222 | 5409 | Floor finish (underlay), polyurethane foam |  | 21 | D4 | 0 | 0 | 0 | 0 | 0 | 0 | 0 | 0 | 0
| Civic Offices | Floor covering carpet underlay glued down | 1700848 | 8403031 | 3.2 | Floor finishes | Underlay | Construction | 1358 | Area Calculation | 7 | 44 | 1 | FALSE | 1 | FALSE |  | 1.05 | 1358 | 12222 | 5409 | Floor finish (underlay), polyurethane foam |  | 28 | B4B5 | 489.0176 | 1.8887e-05 | 2.0656 | 10.8728 | 0.2771 | 0.00054658 | 7999.6623 | 802.0005 | 1.7612
| Civic Offices | Floor covering carpet underlay glued down | 1700848 | 8403031 | 3.2 | Floor finishes | Underlay | Construction | 1358 | Area Calculation | 7 | 44 | 1 | FALSE | 1 | FALSE |  | 1.05 | 1358 | 12222 | 5409 | Floor finish (underlay), polyurethane foam |  | 28 | D2 | 0 | 0 | 0 | 0 | 0 | 0 | 0 | 0 | 0
| Civic Offices | Floor covering carpet underlay glued down | 1700848 | 8403031 | 3.2 | Floor finishes | Underlay | Construction | 1358 | Area Calculation | 7 | 44 | 1 | FALSE | 1 | FALSE |  | 1.05 | 1358 | 12222 | 5409 | Floor finish (underlay), polyurethane foam |  | 28 | D3 | 0 | 0 | 0 | 0 | 0 | 0 | 0 | 0 | 0
| Civic Offices | Floor covering carpet underlay glued down | 1700848 | 8403031 | 3.2 | Floor finishes | Underlay | Construction | 1358 | Area Calculation | 7 | 44 | 1 | FALSE | 1 | FALSE |  | 1.05 | 1358 | 12222 | 5409 | Floor finish (underlay), polyurethane foam |  | 28 | D4 | 0 | 0 | 0 | 0 | 0 | 0 | 0 | 0 | 0
| Civic Offices | Floor covering carpet underlay glued down | 1700848 | 8403031 | 3.2 | Floor finishes | Underlay | Construction | 1358 | Area Calculation | 7 | 44 | 1 | FALSE | 1 | FALSE |  | 1.05 | 1358 | 12222 | 5409 | Floor finish (underlay), polyurethane foam |  | 35 | B4B5 | 489.0176 | 1.8887e-05 | 2.0656 | 10.8728 | 0.2771 | 0.00054658 | 7999.6623 | 802.0005 | 1.7612
| Civic Offices | Floor covering carpet underlay glued down | 1700848 | 8403031 | 3.2 | Floor finishes | Underlay | Construction | 1358 | Area Calculation | 7 | 44 | 1 | FALSE | 1 | FALSE |  | 1.05 | 1358 | 12222 | 5409 | Floor finish (underlay), polyurethane foam |  | 35 | D2 | 0 | 0 | 0 | 0 | 0 | 0 | 0 | 0 | 0
| Civic Offices | Floor covering carpet underlay glued down | 1700848 | 8403031 | 3.2 | Floor finishes | Underlay | Construction | 1358 | Area Calculation | 7 | 44 | 1 | FALSE | 1 | FALSE |  | 1.05 | 1358 | 12222 | 5409 | Floor finish (underlay), polyurethane foam |  | 35 | D3 | 0 | 0 | 0 | 0 | 0 | 0 | 0 | 0 | 0
| Civic Offices | Floor covering carpet underlay glued down | 1700848 | 8403031 | 3.2 | Floor finishes | Underlay | Construction | 1358 | Area Calculation | 7 | 44 | 1 | FALSE | 1 | FALSE |  | 1.05 | 1358 | 12222 | 5409 | Floor finish (underlay), polyurethane foam |  | 35 | D4 | 0 | 0 | 0 | 0 | 0 | 0 | 0 | 0 | 0
| Civic Offices | Floor covering carpet underlay glued down | 1700848 | 8403031 | 3.2 | Floor finishes | Underlay | Construction | 1358 | Area Calculation | 7 | 44 | 1 | FALSE | 1 | FALSE |  | 1.05 | 1358 | 12222 | 5409 | Floor finish (underlay), polyurethane foam |  | 42 | B4B5 | 489.0176 | 1.8887e-05 | 2.0656 | 10.8728 | 0.2771 | 0.00054658 | 7999.6623 | 802.0005 | 1.7612
| Civic Offices | Floor covering carpet underlay glued down | 1700848 | 8403031 | 3.2 | Floor finishes | Underlay | Construction | 1358 | Area Calculation | 7 | 44 | 1 | FALSE | 1 | FALSE |  | 1.05 | 1358 | 12222 | 5409 | Floor finish (underlay), polyurethane foam |  | 42 | D2 | 0 | 0 | 0 | 0 | 0 | 0 | 0 | 0 | 0
| Civic Offices | Floor covering carpet underlay glued down | 1700848 | 8403031 | 3.2 | Floor finishes | Underlay | Construction | 1358 | Area Calculation | 7 | 44 | 1 | FALSE | 1 | FALSE |  | 1.05 | 1358 | 12222 | 5409 | Floor finish (underlay), polyurethane foam |  | 42 | D3 | 0 | 0 | 0 | 0 | 0 | 0 | 0 | 0 | 0
| Civic Offices | Floor covering carpet underlay glued down | 1700848 | 8403031 | 3.2 | Floor finishes | Underlay | Construction | 1358 | Area Calculation | 7 | 44 | 1 | FALSE | 1 | FALSE |  | 1.05 | 1358 | 12222 | 5409 | Floor finish (underlay), polyurethane foam |  | 42 | D4 | 0 | 0 | 0 | 0 | 0 | 0 | 0 | 0 | 0
| Civic Offices | Floor covering carpet underlay glued down | 1700848 | 8403031 | 3.2 | Floor finishes | Underlay | Construction | 1358 | Area Calculation | 7 | 44 | 1 | FALSE | 1 | FALSE |  | 1.05 | 1358 | 12222 | 5409 | Floor finish (underlay), polyurethane foam |  | 49 | B4B5 | 489.0176 | 1.8887e-05 | 2.0656 | 10.8728 | 0.2771 | 0.00054658 | 7999.6623 | 802.0005 | 1.7612
| Civic Offices | Floor covering carpet underlay glued down | 1700848 | 8403031 | 3.2 | Floor finishes | Underlay | Construction | 1358 | Area Calculation | 7 | 44 | 1 | FALSE | 1 | FALSE |  | 1.05 | 1358 | 12222 | 5409 | Floor finish (underlay), polyurethane foam |  | 49 | D2 | 0 | 0 | 0 | 0 | 0 | 0 | 0 | 0 | 0
| Civic Offices | Floor covering carpet underlay glued down | 1700848 | 8403031 | 3.2 | Floor finishes | Underlay | Construction | 1358 | Area Calculation | 7 | 44 | 1 | FALSE | 1 | FALSE |  | 1.05 | 1358 | 12222 | 5409 | Floor finish (underlay), polyurethane foam |  | 49 | D3 | 0 | 0 | 0 | 0 | 0 | 0 | 0 | 0 | 0
| Civic Offices | Floor covering carpet underlay glued down | 1700848 | 8403031 | 3.2 | Floor finishes | Underlay | Construction | 1358 | Area Calculation | 7 | 44 | 1 | FALSE | 1 | FALSE |  | 1.05 | 1358 | 12222 | 5409 | Floor finish (underlay), polyurethane foam |  | 49 | D4 | 0 | 0 | 0 | 0 | 0 | 0 | 0 | 0 | 0
| Civic Offices | Floor covering carpet underlay glued down | 1700848 | 8403031 | 3.2 | Floor finishes | Underlay | Construction | 1358 | Area Calculation | 7 | 44 | 1 | FALSE | 1 | FALSE |  | 1.05 | 1358 | 12222 | 5409 | Floor finish (underlay), polyurethane foam |  | 56 | B4B5 | 489.0176 | 1.8887e-05 | 2.0656 | 10.8728 | 0.2771 | 0.00054658 | 7999.6623 | 802.0005 | 1.7612
| Civic Offices | Floor covering carpet underlay glued down | 1700848 | 8403031 | 3.2 | Floor finishes | Underlay | Construction | 1358 | Area Calculation | 7 | 44 | 1 | FALSE | 1 | FALSE |  | 1.05 | 1358 | 12222 | 5409 | Floor finish (underlay), polyurethane foam |  | 56 | D2 | 0 | 0 | 0 | 0 | 0 | 0 | 0 | 0 | 0
| Civic Offices | Floor covering carpet underlay glued down | 1700848 | 8403031 | 3.2 | Floor finishes | Underlay | Construction | 1358 | Area Calculation | 7 | 44 | 1 | FALSE | 1 | FALSE |  | 1.05 | 1358 | 12222 | 5409 | Floor finish (underlay), polyurethane foam |  | 56 | D3 | 0 | 0 | 0 | 0 | 0 | 0 | 0 | 0 | 0
| Civic Offices | Floor covering carpet underlay glued down | 1700848 | 8403031 | 3.2 | Floor finishes | Underlay | Construction | 1358 | Area Calculation | 7 | 44 | 1 | FALSE | 1 | FALSE |  | 1.05 | 1358 | 12222 | 5409 | Floor finish (underlay), polyurethane foam |  | 56 | D4 | 0 | 0 | 0 | 0 | 0 | 0 | 0 | 0 | 0
| Civic Offices | Floor covering glue adhesive | 1700849 | 8403032 | 3.2 | Floor finishes | Carpet glue | Construction | 337.56 | Area Calculation | 7 | 44 | 1 | FALSE | 1 | FALSE |  | 1.05 | 337.56 | 3038.04 | 5305 | Adhesive (carpet/sheet), generic |  | 0 | A1A3 | 553.8758 | 9.0969e-05 | 3.6295 | 1.4044 | 0.76273 | 0.0040266 | 16057.7654 | 2828.4152 | 4.5644
| Civic Offices | Floor covering glue adhesive | 1700849 | 8403032 | 3.2 | Floor finishes | Carpet glue | Construction | 337.56 | Area Calculation | 7 | 44 | 1 | FALSE | 1 | FALSE |  | 1.05 | 337.56 | 3038.04 | 5305 | Adhesive (carpet/sheet), generic |  | 0 | A4 | 6.7917 | 1.2203e-06 | 0.022238 | 0.0060107 | 0.0037939 | 2.3686e-05 | 101.2418 | 15.4589 | 0.027949
| Civic Offices | Floor covering glue adhesive | 1700849 | 8403032 | 3.2 | Floor finishes | Carpet glue | Construction | 337.56 | Area Calculation | 7 | 44 | 1 | FALSE | 1 | FALSE |  | 1.05 | 337.56 | 3038.04 | 5305 | Adhesive (carpet/sheet), generic |  | 0 | A5 | 1.6121 | 5.0929e-08 | 0.0020354 | 0.51322 | 0.00049388 | 3.2941e-07 | 5.7266 | 2.7005 | 0
| Civic Offices | Floor covering glue adhesive | 1700849 | 8403032 | 3.2 | Floor finishes | Carpet glue | Construction | 337.56 | Area Calculation | 7 | 44 | 1 | FALSE | 1 | FALSE |  | 1.05 | 337.56 | 3038.04 | 5305 | Adhesive (carpet/sheet), generic |  | 0 | D2 | 0 | 0 | 0 | 0 | 0 | 0 | 0 | 0 | 0
| Civic Offices | Floor covering glue adhesive | 1700849 | 8403032 | 3.2 | Floor finishes | Carpet glue | Construction | 337.56 | Area Calculation | 7 | 44 | 1 | FALSE | 1 | FALSE |  | 1.05 | 337.56 | 3038.04 | 5305 | Adhesive (carpet/sheet), generic |  | 0 | D3 | 0 | 0 | 0 | 0 | 0 | 0 | 0 | 0 | 0
| Civic Offices | Floor covering glue adhesive | 1700849 | 8403032 | 3.2 | Floor finishes | Carpet glue | Construction | 337.56 | Area Calculation | 7 | 44 | 1 | FALSE | 1 | FALSE |  | 1.05 | 337.56 | 3038.04 | 5305 | Adhesive (carpet/sheet), generic |  | 0 | D4 | 0 | 0 | 0 | 0 | 0 | 0 | 0 | 0 | 0
| Civic Offices | Floor covering glue adhesive | 1700849 | 8403032 | 3.2 | Floor finishes | Carpet glue | Construction | 337.56 | Area Calculation | 7 | 44 | 1 | FALSE | 1 | FALSE |  | 1.05 | 337.56 | 3038.04 | 5305 | Adhesive (carpet/sheet), generic |  | 60 | C2 | 0 | 0 | 0 | 0 | 0 | 0 | 0 | 0 | 0
| Civic Offices | Floor covering glue adhesive | 1700849 | 8403032 | 3.2 | Floor finishes | Carpet glue | Construction | 337.56 | Area Calculation | 7 | 44 | 1 | FALSE | 1 | FALSE |  | 1.05 | 337.56 | 3038.04 | 5305 | Adhesive (carpet/sheet), generic |  | 60 | C4 | 32.2412 | 1.0186e-06 | 0.040708 | 10.2643 | 0.0098776 | 6.5882e-06 | 114.5326 | 54.0096 | 2.7486
| Civic Offices | Floor covering glue adhesive | 1700849 | 8403032 | 3.2 | Floor finishes | Carpet glue | Construction | 337.56 | Area Calculation | 7 | 44 | 1 | FALSE | 1 | FALSE |  | 1.05 | 337.56 | 3038.04 | 5305 | Adhesive (carpet/sheet), generic |  | 60 | D2 | 0 | 0 | 0 | 0 | 0 | 0 | 0 | 0 | 0
| Civic Offices | Floor covering glue adhesive | 1700849 | 8403032 | 3.2 | Floor finishes | Carpet glue | Construction | 337.56 | Area Calculation | 7 | 44 | 1 | FALSE | 1 | FALSE |  | 1.05 | 337.56 | 3038.04 | 5305 | Adhesive (carpet/sheet), generic |  | 60 | D3 | 0 | 0 | 0 | 0 | 0 | 0 | 0 | 0 | 0
| Civic Offices | Floor covering glue adhesive | 1700849 | 8403032 | 3.2 | Floor finishes | Carpet glue | Construction | 337.56 | Area Calculation | 7 | 44 | 1 | FALSE | 1 | FALSE |  | 1.05 | 337.56 | 3038.04 | 5305 | Adhesive (carpet/sheet), generic |  | 60 | D4 | 0 | 0 | 0 | 0 | 0 | 0 | 0 | 0 | 0
| Civic Offices | Floor covering glue adhesive | 1700849 | 8403032 | 3.2 | Floor finishes | Carpet glue | Construction | 337.56 | Area Calculation | 7 | 44 | 1 | FALSE | 1 | FALSE |  | 1.05 | 337.56 | 3038.04 | 5305 | Adhesive (carpet/sheet), generic |  | 7 | B4B5 | 594.5208 | 9.3259e-05 | 3.6945 | 12.188 | 0.7769 | 0.0040572 | 16279.2665 | 2900.5842 | 4.5923
| Civic Offices | Floor covering glue adhesive | 1700849 | 8403032 | 3.2 | Floor finishes | Carpet glue | Construction | 337.56 | Area Calculation | 7 | 44 | 1 | FALSE | 1 | FALSE |  | 1.05 | 337.56 | 3038.04 | 5305 | Adhesive (carpet/sheet), generic |  | 7 | D2 | 0 | 0 | 0 | 0 | 0 | 0 | 0 | 0 | 0
| Civic Offices | Floor covering glue adhesive | 1700849 | 8403032 | 3.2 | Floor finishes | Carpet glue | Construction | 337.56 | Area Calculation | 7 | 44 | 1 | FALSE | 1 | FALSE |  | 1.05 | 337.56 | 3038.04 | 5305 | Adhesive (carpet/sheet), generic |  | 7 | D3 | 0 | 0 | 0 | 0 | 0 | 0 | 0 | 0 | 0
| Civic Offices | Floor covering glue adhesive | 1700849 | 8403032 | 3.2 | Floor finishes | Carpet glue | Construction | 337.56 | Area Calculation | 7 | 44 | 1 | FALSE | 1 | FALSE |  | 1.05 | 337.56 | 3038.04 | 5305 | Adhesive (carpet/sheet), generic |  | 7 | D4 | 0 | 0 | 0 | 0 | 0 | 0 | 0 | 0 | 0
| Civic Offices | Floor covering glue adhesive | 1700849 | 8403032 | 3.2 | Floor finishes | Carpet glue | Construction | 337.56 | Area Calculation | 7 | 44 | 1 | FALSE | 1 | FALSE |  | 1.05 | 337.56 | 3038.04 | 5305 | Adhesive (carpet/sheet), generic |  | 14 | B4B5 | 594.5208 | 9.3259e-05 | 3.6945 | 12.188 | 0.7769 | 0.0040572 | 16279.2665 | 2900.5842 | 4.5923
| Civic Offices | Floor covering glue adhesive | 1700849 | 8403032 | 3.2 | Floor finishes | Carpet glue | Construction | 337.56 | Area Calculation | 7 | 44 | 1 | FALSE | 1 | FALSE |  | 1.05 | 337.56 | 3038.04 | 5305 | Adhesive (carpet/sheet), generic |  | 14 | D2 | 0 | 0 | 0 | 0 | 0 | 0 | 0 | 0 | 0
| Civic Offices | Floor covering glue adhesive | 1700849 | 8403032 | 3.2 | Floor finishes | Carpet glue | Construction | 337.56 | Area Calculation | 7 | 44 | 1 | FALSE | 1 | FALSE |  | 1.05 | 337.56 | 3038.04 | 5305 | Adhesive (carpet/sheet), generic |  | 14 | D3 | 0 | 0 | 0 | 0 | 0 | 0 | 0 | 0 | 0
| Civic Offices | Floor covering glue adhesive | 1700849 | 8403032 | 3.2 | Floor finishes | Carpet glue | Construction | 337.56 | Area Calculation | 7 | 44 | 1 | FALSE | 1 | FALSE |  | 1.05 | 337.56 | 3038.04 | 5305 | Adhesive (carpet/sheet), generic |  | 14 | D4 | 0 | 0 | 0 | 0 | 0 | 0 | 0 | 0 | 0
| Civic Offices | Floor covering glue adhesive | 1700849 | 8403032 | 3.2 | Floor finishes | Carpet glue | Construction | 337.56 | Area Calculation | 7 | 44 | 1 | FALSE | 1 | FALSE |  | 1.05 | 337.56 | 3038.04 | 5305 | Adhesive (carpet/sheet), generic |  | 21 | B4B5 | 594.5208 | 9.3259e-05 | 3.6945 | 12.188 | 0.7769 | 0.0040572 | 16279.2665 | 2900.5842 | 4.5923
| Civic Offices | Floor covering glue adhesive | 1700849 | 8403032 | 3.2 | Floor finishes | Carpet glue | Construction | 337.56 | Area Calculation | 7 | 44 | 1 | FALSE | 1 | FALSE |  | 1.05 | 337.56 | 3038.04 | 5305 | Adhesive (carpet/sheet), generic |  | 21 | D2 | 0 | 0 | 0 | 0 | 0 | 0 | 0 | 0 | 0
| Civic Offices | Floor covering glue adhesive | 1700849 | 8403032 | 3.2 | Floor finishes | Carpet glue | Construction | 337.56 | Area Calculation | 7 | 44 | 1 | FALSE | 1 | FALSE |  | 1.05 | 337.56 | 3038.04 | 5305 | Adhesive (carpet/sheet), generic |  | 21 | D3 | 0 | 0 | 0 | 0 | 0 | 0 | 0 | 0 | 0
| Civic Offices | Floor covering glue adhesive | 1700849 | 8403032 | 3.2 | Floor finishes | Carpet glue | Construction | 337.56 | Area Calculation | 7 | 44 | 1 | FALSE | 1 | FALSE |  | 1.05 | 337.56 | 3038.04 | 5305 | Adhesive (carpet/sheet), generic |  | 21 | D4 | 0 | 0 | 0 | 0 | 0 | 0 | 0 | 0 | 0
| Civic Offices | Floor covering glue adhesive | 1700849 | 8403032 | 3.2 | Floor finishes | Carpet glue | Construction | 337.56 | Area Calculation | 7 | 44 | 1 | FALSE | 1 | FALSE |  | 1.05 | 337.56 | 3038.04 | 5305 | Adhesive (carpet/sheet), generic |  | 28 | B4B5 | 594.5208 | 9.3259e-05 | 3.6945 | 12.188 | 0.7769 | 0.0040572 | 16279.2665 | 2900.5842 | 4.5923
| Civic Offices | Floor covering glue adhesive | 1700849 | 8403032 | 3.2 | Floor finishes | Carpet glue | Construction | 337.56 | Area Calculation | 7 | 44 | 1 | FALSE | 1 | FALSE |  | 1.05 | 337.56 | 3038.04 | 5305 | Adhesive (carpet/sheet), generic |  | 28 | D2 | 0 | 0 | 0 | 0 | 0 | 0 | 0 | 0 | 0
| Civic Offices | Floor covering glue adhesive | 1700849 | 8403032 | 3.2 | Floor finishes | Carpet glue | Construction | 337.56 | Area Calculation | 7 | 44 | 1 | FALSE | 1 | FALSE |  | 1.05 | 337.56 | 3038.04 | 5305 | Adhesive (carpet/sheet), generic |  | 28 | D3 | 0 | 0 | 0 | 0 | 0 | 0 | 0 | 0 | 0
| Civic Offices | Floor covering glue adhesive | 1700849 | 8403032 | 3.2 | Floor finishes | Carpet glue | Construction | 337.56 | Area Calculation | 7 | 44 | 1 | FALSE | 1 | FALSE |  | 1.05 | 337.56 | 3038.04 | 5305 | Adhesive (carpet/sheet), generic |  | 28 | D4 | 0 | 0 | 0 | 0 | 0 | 0 | 0 | 0 | 0
| Civic Offices | Floor covering glue adhesive | 1700849 | 8403032 | 3.2 | Floor finishes | Carpet glue | Construction | 337.56 | Area Calculation | 7 | 44 | 1 | FALSE | 1 | FALSE |  | 1.05 | 337.56 | 3038.04 | 5305 | Adhesive (carpet/sheet), generic |  | 35 | B4B5 | 594.5208 | 9.3259e-05 | 3.6945 | 12.188 | 0.7769 | 0.0040572 | 16279.2665 | 2900.5842 | 4.5923
| Civic Offices | Floor covering glue adhesive | 1700849 | 8403032 | 3.2 | Floor finishes | Carpet glue | Construction | 337.56 | Area Calculation | 7 | 44 | 1 | FALSE | 1 | FALSE |  | 1.05 | 337.56 | 3038.04 | 5305 | Adhesive (carpet/sheet), generic |  | 35 | D2 | 0 | 0 | 0 | 0 | 0 | 0 | 0 | 0 | 0
| Civic Offices | Floor covering glue adhesive | 1700849 | 8403032 | 3.2 | Floor finishes | Carpet glue | Construction | 337.56 | Area Calculation | 7 | 44 | 1 | FALSE | 1 | FALSE |  | 1.05 | 337.56 | 3038.04 | 5305 | Adhesive (carpet/sheet), generic |  | 35 | D3 | 0 | 0 | 0 | 0 | 0 | 0 | 0 | 0 | 0
| Civic Offices | Floor covering glue adhesive | 1700849 | 8403032 | 3.2 | Floor finishes | Carpet glue | Construction | 337.56 | Area Calculation | 7 | 44 | 1 | FALSE | 1 | FALSE |  | 1.05 | 337.56 | 3038.04 | 5305 | Adhesive (carpet/sheet), generic |  | 35 | D4 | 0 | 0 | 0 | 0 | 0 | 0 | 0 | 0 | 0
| Civic Offices | Floor covering glue adhesive | 1700849 | 8403032 | 3.2 | Floor finishes | Carpet glue | Construction | 337.56 | Area Calculation | 7 | 44 | 1 | FALSE | 1 | FALSE |  | 1.05 | 337.56 | 3038.04 | 5305 | Adhesive (carpet/sheet), generic |  | 42 | B4B5 | 594.5208 | 9.3259e-05 | 3.6945 | 12.188 | 0.7769 | 0.0040572 | 16279.2665 | 2900.5842 | 4.5923
| Civic Offices | Floor covering glue adhesive | 1700849 | 8403032 | 3.2 | Floor finishes | Carpet glue | Construction | 337.56 | Area Calculation | 7 | 44 | 1 | FALSE | 1 | FALSE |  | 1.05 | 337.56 | 3038.04 | 5305 | Adhesive (carpet/sheet), generic |  | 42 | D2 | 0 | 0 | 0 | 0 | 0 | 0 | 0 | 0 | 0
| Civic Offices | Floor covering glue adhesive | 1700849 | 8403032 | 3.2 | Floor finishes | Carpet glue | Construction | 337.56 | Area Calculation | 7 | 44 | 1 | FALSE | 1 | FALSE |  | 1.05 | 337.56 | 3038.04 | 5305 | Adhesive (carpet/sheet), generic |  | 42 | D3 | 0 | 0 | 0 | 0 | 0 | 0 | 0 | 0 | 0
| Civic Offices | Floor covering glue adhesive | 1700849 | 8403032 | 3.2 | Floor finishes | Carpet glue | Construction | 337.56 | Area Calculation | 7 | 44 | 1 | FALSE | 1 | FALSE |  | 1.05 | 337.56 | 3038.04 | 5305 | Adhesive (carpet/sheet), generic |  | 42 | D4 | 0 | 0 | 0 | 0 | 0 | 0 | 0 | 0 | 0
| Civic Offices | Floor covering glue adhesive | 1700849 | 8403032 | 3.2 | Floor finishes | Carpet glue | Construction | 337.56 | Area Calculation | 7 | 44 | 1 | FALSE | 1 | FALSE |  | 1.05 | 337.56 | 3038.04 | 5305 | Adhesive (carpet/sheet), generic |  | 49 | B4B5 | 594.5208 | 9.3259e-05 | 3.6945 | 12.188 | 0.7769 | 0.0040572 | 16279.2665 | 2900.5842 | 4.5923
| Civic Offices | Floor covering glue adhesive | 1700849 | 8403032 | 3.2 | Floor finishes | Carpet glue | Construction | 337.56 | Area Calculation | 7 | 44 | 1 | FALSE | 1 | FALSE |  | 1.05 | 337.56 | 3038.04 | 5305 | Adhesive (carpet/sheet), generic |  | 49 | D2 | 0 | 0 | 0 | 0 | 0 | 0 | 0 | 0 | 0
| Civic Offices | Floor covering glue adhesive | 1700849 | 8403032 | 3.2 | Floor finishes | Carpet glue | Construction | 337.56 | Area Calculation | 7 | 44 | 1 | FALSE | 1 | FALSE |  | 1.05 | 337.56 | 3038.04 | 5305 | Adhesive (carpet/sheet), generic |  | 49 | D3 | 0 | 0 | 0 | 0 | 0 | 0 | 0 | 0 | 0
| Civic Offices | Floor covering glue adhesive | 1700849 | 8403032 | 3.2 | Floor finishes | Carpet glue | Construction | 337.56 | Area Calculation | 7 | 44 | 1 | FALSE | 1 | FALSE |  | 1.05 | 337.56 | 3038.04 | 5305 | Adhesive (carpet/sheet), generic |  | 49 | D4 | 0 | 0 | 0 | 0 | 0 | 0 | 0 | 0 | 0
| Civic Offices | Floor covering glue adhesive | 1700849 | 8403032 | 3.2 | Floor finishes | Carpet glue | Construction | 337.56 | Area Calculation | 7 | 44 | 1 | FALSE | 1 | FALSE |  | 1.05 | 337.56 | 3038.04 | 5305 | Adhesive (carpet/sheet), generic |  | 56 | B4B5 | 594.5208 | 9.3259e-05 | 3.6945 | 12.188 | 0.7769 | 0.0040572 | 16279.2665 | 2900.5842 | 4.5923
| Civic Offices | Floor covering glue adhesive | 1700849 | 8403032 | 3.2 | Floor finishes | Carpet glue | Construction | 337.56 | Area Calculation | 7 | 44 | 1 | FALSE | 1 | FALSE |  | 1.05 | 337.56 | 3038.04 | 5305 | Adhesive (carpet/sheet), generic |  | 56 | D2 | 0 | 0 | 0 | 0 | 0 | 0 | 0 | 0 | 0
| Civic Offices | Floor covering glue adhesive | 1700849 | 8403032 | 3.2 | Floor finishes | Carpet glue | Construction | 337.56 | Area Calculation | 7 | 44 | 1 | FALSE | 1 | FALSE |  | 1.05 | 337.56 | 3038.04 | 5305 | Adhesive (carpet/sheet), generic |  | 56 | D3 | 0 | 0 | 0 | 0 | 0 | 0 | 0 | 0 | 0
| Civic Offices | Floor covering glue adhesive | 1700849 | 8403032 | 3.2 | Floor finishes | Carpet glue | Construction | 337.56 | Area Calculation | 7 | 44 | 1 | FALSE | 1 | FALSE |  | 1.05 | 337.56 | 3038.04 | 5305 | Adhesive (carpet/sheet), generic |  | 56 | D4 | 0 | 0 | 0 | 0 | 0 | 0 | 0 | 0 | 0
| Civic Offices | Carpet; Council Chamber and Mayors Parlour including underlay gripper rods and the like accessories (Floor covering carpet (glue down/underlay/synthetic 80/20)) | 1700851 | 8403035 | 3.2 | Floor finishes | Carpet | Construction | 286 | Area Calculation | 7 | 44 | 1 | FALSE | 1 | FALSE |  | 1.04 | 286 | 2574 | 5079 | Floor finish (sheet), carpet (fibre-bonded 80polypropylene/20polyamide, FCSS 32/33) |  | 0 | A1A3 | 2366.3761 | 6.6433e-05 | 12.4007 | 3.2332 | 1.3473 | 0.0042548 | 45525.7619 | 20077.2 | 10.9864
| Civic Offices | Carpet; Council Chamber and Mayors Parlour including underlay gripper rods and the like accessories (Floor covering carpet (glue down/underlay/synthetic 80/20)) | 1700851 | 8403035 | 3.2 | Floor finishes | Carpet | Construction | 286 | Area Calculation | 7 | 44 | 1 | FALSE | 1 | FALSE |  | 1.04 | 286 | 2574 | 5079 | Floor finish (sheet), carpet (fibre-bonded 80polypropylene/20polyamide, FCSS 32/33) |  | 0 | A4 | 5.6995 | 1.0241e-06 | 0.018662 | 0.0050441 | 0.0031838 | 1.9877e-05 | 84.9609 | 12.9729 | 0.023454
| Civic Offices | Carpet; Council Chamber and Mayors Parlour including underlay gripper rods and the like accessories (Floor covering carpet (glue down/underlay/synthetic 80/20)) | 1700851 | 8403035 | 3.2 | Floor finishes | Carpet | Construction | 286 | Area Calculation | 7 | 44 | 1 | FALSE | 1 | FALSE |  | 1.04 | 286 | 2574 | 5079 | Floor finish (sheet), carpet (fibre-bonded 80polypropylene/20polyamide, FCSS 32/33) |  | 0 | A5 | 0.63402 | 1.8987e-08 | 0.00052358 | 0.043389 | 0.00018979 | 1.0475e-07 | 1.7508 | 1.8304 | 0
| Civic Offices | Carpet; Council Chamber and Mayors Parlour including underlay gripper rods and the like accessories (Floor covering carpet (glue down/underlay/synthetic 80/20)) | 1700851 | 8403035 | 3.2 | Floor finishes | Carpet | Construction | 286 | Area Calculation | 7 | 44 | 1 | FALSE | 1 | FALSE |  | 1.04 | 286 | 2574 | 5079 | Floor finish (sheet), carpet (fibre-bonded 80polypropylene/20polyamide, FCSS 32/33) |  | 0 | D2 | 0 | 0 | 0 | 0 | 0 | 0 | 0 | 0 | 0
| Civic Offices | Carpet; Council Chamber and Mayors Parlour including underlay gripper rods and the like accessories (Floor covering carpet (glue down/underlay/synthetic 80/20)) | 1700851 | 8403035 | 3.2 | Floor finishes | Carpet | Construction | 286 | Area Calculation | 7 | 44 | 1 | FALSE | 1 | FALSE |  | 1.04 | 286 | 2574 | 5079 | Floor finish (sheet), carpet (fibre-bonded 80polypropylene/20polyamide, FCSS 32/33) |  | 0 | D3 | 0 | 0 | 0 | 0 | 0 | 0 | 0 | 0 | 0
| Civic Offices | Carpet; Council Chamber and Mayors Parlour including underlay gripper rods and the like accessories (Floor covering carpet (glue down/underlay/synthetic 80/20)) | 1700851 | 8403035 | 3.2 | Floor finishes | Carpet | Construction | 286 | Area Calculation | 7 | 44 | 1 | FALSE | 1 | FALSE |  | 1.04 | 286 | 2574 | 5079 | Floor finish (sheet), carpet (fibre-bonded 80polypropylene/20polyamide, FCSS 32/33) |  | 0 | D4 | 0 | 0 | 0 | 0 | 0 | 0 | 0 | 0 | 0
| Civic Offices | Carpet; Council Chamber and Mayors Parlour including underlay gripper rods and the like accessories (Floor covering carpet (glue down/underlay/synthetic 80/20)) | 1700851 | 8403035 | 3.2 | Floor finishes | Carpet | Construction | 286 | Area Calculation | 7 | 44 | 1 | FALSE | 1 | FALSE |  | 1.04 | 286 | 2574 | 5079 | Floor finish (sheet), carpet (fibre-bonded 80polypropylene/20polyamide, FCSS 32/33) |  | 60 | C2 | 0 | 0 | 0 | 0 | 0 | 0 | 0 | 0 | 0
| Civic Offices | Carpet; Council Chamber and Mayors Parlour including underlay gripper rods and the like accessories (Floor covering carpet (glue down/underlay/synthetic 80/20)) | 1700851 | 8403035 | 3.2 | Floor finishes | Carpet | Construction | 286 | Area Calculation | 7 | 44 | 1 | FALSE | 1 | FALSE |  | 1.04 | 286 | 2574 | 5079 | Floor finish (sheet), carpet (fibre-bonded 80polypropylene/20polyamide, FCSS 32/33) |  | 60 | C4 | 15.8505 | 4.7466e-07 | 0.01309 | 1.0847 | 0.0047448 | 2.6187e-06 | 43.769 | 45.76 | 0.38168
| Civic Offices | Carpet; Council Chamber and Mayors Parlour including underlay gripper rods and the like accessories (Floor covering carpet (glue down/underlay/synthetic 80/20)) | 1700851 | 8403035 | 3.2 | Floor finishes | Carpet | Construction | 286 | Area Calculation | 7 | 44 | 1 | FALSE | 1 | FALSE |  | 1.04 | 286 | 2574 | 5079 | Floor finish (sheet), carpet (fibre-bonded 80polypropylene/20polyamide, FCSS 32/33) |  | 60 | D2 | 0 | 0 | 0 | 0 | 0 | 0 | 0 | 0 | 0
| Civic Offices | Carpet; Council Chamber and Mayors Parlour including underlay gripper rods and the like accessories (Floor covering carpet (glue down/underlay/synthetic 80/20)) | 1700851 | 8403035 | 3.2 | Floor finishes | Carpet | Construction | 286 | Area Calculation | 7 | 44 | 1 | FALSE | 1 | FALSE |  | 1.04 | 286 | 2574 | 5079 | Floor finish (sheet), carpet (fibre-bonded 80polypropylene/20polyamide, FCSS 32/33) |  | 60 | D3 | 0 | 0 | 0 | 0 | 0 | 0 | 0 | 0 | 0
| Civic Offices | Carpet; Council Chamber and Mayors Parlour including underlay gripper rods and the like accessories (Floor covering carpet (glue down/underlay/synthetic 80/20)) | 1700851 | 8403035 | 3.2 | Floor finishes | Carpet | Construction | 286 | Area Calculation | 7 | 44 | 1 | FALSE | 1 | FALSE |  | 1.04 | 286 | 2574 | 5079 | Floor finish (sheet), carpet (fibre-bonded 80polypropylene/20polyamide, FCSS 32/33) |  | 60 | D4 | 0 | 0 | 0 | 0 | 0 | 0 | 0 | 0 | 0
| Civic Offices | Carpet; Council Chamber and Mayors Parlour including underlay gripper rods and the like accessories (Floor covering carpet (glue down/underlay/synthetic 80/20)) | 1700851 | 8403035 | 3.2 | Floor finishes | Carpet | Construction | 286 | Area Calculation | 7 | 44 | 1 | FALSE | 1 | FALSE |  | 1.04 | 286 | 2574 | 5079 | Floor finish (sheet), carpet (fibre-bonded 80polypropylene/20polyamide, FCSS 32/33) |  | 7 | B4B5 | 2388.5602 | 6.7951e-05 | 12.433 | 4.3664 | 1.3554 | 0.0042774 | 45656.2426 | 20137.7633 | 11.0099
| Civic Offices | Carpet; Council Chamber and Mayors Parlour including underlay gripper rods and the like accessories (Floor covering carpet (glue down/underlay/synthetic 80/20)) | 1700851 | 8403035 | 3.2 | Floor finishes | Carpet | Construction | 286 | Area Calculation | 7 | 44 | 1 | FALSE | 1 | FALSE |  | 1.04 | 286 | 2574 | 5079 | Floor finish (sheet), carpet (fibre-bonded 80polypropylene/20polyamide, FCSS 32/33) |  | 7 | D2 | 0 | 0 | 0 | 0 | 0 | 0 | 0 | 0 | 0
| Civic Offices | Carpet; Council Chamber and Mayors Parlour including underlay gripper rods and the like accessories (Floor covering carpet (glue down/underlay/synthetic 80/20)) | 1700851 | 8403035 | 3.2 | Floor finishes | Carpet | Construction | 286 | Area Calculation | 7 | 44 | 1 | FALSE | 1 | FALSE |  | 1.04 | 286 | 2574 | 5079 | Floor finish (sheet), carpet (fibre-bonded 80polypropylene/20polyamide, FCSS 32/33) |  | 7 | D3 | 0 | 0 | 0 | 0 | 0 | 0 | 0 | 0 | 0
| Civic Offices | Carpet; Council Chamber and Mayors Parlour including underlay gripper rods and the like accessories (Floor covering carpet (glue down/underlay/synthetic 80/20)) | 1700851 | 8403035 | 3.2 | Floor finishes | Carpet | Construction | 286 | Area Calculation | 7 | 44 | 1 | FALSE | 1 | FALSE |  | 1.04 | 286 | 2574 | 5079 | Floor finish (sheet), carpet (fibre-bonded 80polypropylene/20polyamide, FCSS 32/33) |  | 7 | D4 | 0 | 0 | 0 | 0 | 0 | 0 | 0 | 0 | 0
| Civic Offices | Carpet; Council Chamber and Mayors Parlour including underlay gripper rods and the like accessories (Floor covering carpet (glue down/underlay/synthetic 80/20)) | 1700851 | 8403035 | 3.2 | Floor finishes | Carpet | Construction | 286 | Area Calculation | 7 | 44 | 1 | FALSE | 1 | FALSE |  | 1.04 | 286 | 2574 | 5079 | Floor finish (sheet), carpet (fibre-bonded 80polypropylene/20polyamide, FCSS 32/33) |  | 14 | B4B5 | 2388.5602 | 6.7951e-05 | 12.433 | 4.3664 | 1.3554 | 0.0042774 | 45656.2426 | 20137.7633 | 11.0099
| Civic Offices | Carpet; Council Chamber and Mayors Parlour including underlay gripper rods and the like accessories (Floor covering carpet (glue down/underlay/synthetic 80/20)) | 1700851 | 8403035 | 3.2 | Floor finishes | Carpet | Construction | 286 | Area Calculation | 7 | 44 | 1 | FALSE | 1 | FALSE |  | 1.04 | 286 | 2574 | 5079 | Floor finish (sheet), carpet (fibre-bonded 80polypropylene/20polyamide, FCSS 32/33) |  | 14 | D2 | 0 | 0 | 0 | 0 | 0 | 0 | 0 | 0 | 0
| Civic Offices | Carpet; Council Chamber and Mayors Parlour including underlay gripper rods and the like accessories (Floor covering carpet (glue down/underlay/synthetic 80/20)) | 1700851 | 8403035 | 3.2 | Floor finishes | Carpet | Construction | 286 | Area Calculation | 7 | 44 | 1 | FALSE | 1 | FALSE |  | 1.04 | 286 | 2574 | 5079 | Floor finish (sheet), carpet (fibre-bonded 80polypropylene/20polyamide, FCSS 32/33) |  | 14 | D3 | 0 | 0 | 0 | 0 | 0 | 0 | 0 | 0 | 0
| Civic Offices | Carpet; Council Chamber and Mayors Parlour including underlay gripper rods and the like accessories (Floor covering carpet (glue down/underlay/synthetic 80/20)) | 1700851 | 8403035 | 3.2 | Floor finishes | Carpet | Construction | 286 | Area Calculation | 7 | 44 | 1 | FALSE | 1 | FALSE |  | 1.04 | 286 | 2574 | 5079 | Floor finish (sheet), carpet (fibre-bonded 80polypropylene/20polyamide, FCSS 32/33) |  | 14 | D4 | 0 | 0 | 0 | 0 | 0 | 0 | 0 | 0 | 0
| Civic Offices | Carpet; Council Chamber and Mayors Parlour including underlay gripper rods and the like accessories (Floor covering carpet (glue down/underlay/synthetic 80/20)) | 1700851 | 8403035 | 3.2 | Floor finishes | Carpet | Construction | 286 | Area Calculation | 7 | 44 | 1 | FALSE | 1 | FALSE |  | 1.04 | 286 | 2574 | 5079 | Floor finish (sheet), carpet (fibre-bonded 80polypropylene/20polyamide, FCSS 32/33) |  | 21 | B4B5 | 2388.5602 | 6.7951e-05 | 12.433 | 4.3664 | 1.3554 | 0.0042774 | 45656.2426 | 20137.7633 | 11.0099
| Civic Offices | Carpet; Council Chamber and Mayors Parlour including underlay gripper rods and the like accessories (Floor covering carpet (glue down/underlay/synthetic 80/20)) | 1700851 | 8403035 | 3.2 | Floor finishes | Carpet | Construction | 286 | Area Calculation | 7 | 44 | 1 | FALSE | 1 | FALSE |  | 1.04 | 286 | 2574 | 5079 | Floor finish (sheet), carpet (fibre-bonded 80polypropylene/20polyamide, FCSS 32/33) |  | 21 | D2 | 0 | 0 | 0 | 0 | 0 | 0 | 0 | 0 | 0
| Civic Offices | Carpet; Council Chamber and Mayors Parlour including underlay gripper rods and the like accessories (Floor covering carpet (glue down/underlay/synthetic 80/20)) | 1700851 | 8403035 | 3.2 | Floor finishes | Carpet | Construction | 286 | Area Calculation | 7 | 44 | 1 | FALSE | 1 | FALSE |  | 1.04 | 286 | 2574 | 5079 | Floor finish (sheet), carpet (fibre-bonded 80polypropylene/20polyamide, FCSS 32/33) |  | 21 | D3 | 0 | 0 | 0 | 0 | 0 | 0 | 0 | 0 | 0
| Civic Offices | Carpet; Council Chamber and Mayors Parlour including underlay gripper rods and the like accessories (Floor covering carpet (glue down/underlay/synthetic 80/20)) | 1700851 | 8403035 | 3.2 | Floor finishes | Carpet | Construction | 286 | Area Calculation | 7 | 44 | 1 | FALSE | 1 | FALSE |  | 1.04 | 286 | 2574 | 5079 | Floor finish (sheet), carpet (fibre-bonded 80polypropylene/20polyamide, FCSS 32/33) |  | 21 | D4 | 0 | 0 | 0 | 0 | 0 | 0 | 0 | 0 | 0
| Civic Offices | Carpet; Council Chamber and Mayors Parlour including underlay gripper rods and the like accessories (Floor covering carpet (glue down/underlay/synthetic 80/20)) | 1700851 | 8403035 | 3.2 | Floor finishes | Carpet | Construction | 286 | Area Calculation | 7 | 44 | 1 | FALSE | 1 | FALSE |  | 1.04 | 286 | 2574 | 5079 | Floor finish (sheet), carpet (fibre-bonded 80polypropylene/20polyamide, FCSS 32/33) |  | 28 | B4B5 | 2388.5602 | 6.7951e-05 | 12.433 | 4.3664 | 1.3554 | 0.0042774 | 45656.2426 | 20137.7633 | 11.0099
| Civic Offices | Carpet; Council Chamber and Mayors Parlour including underlay gripper rods and the like accessories (Floor covering carpet (glue down/underlay/synthetic 80/20)) | 1700851 | 8403035 | 3.2 | Floor finishes | Carpet | Construction | 286 | Area Calculation | 7 | 44 | 1 | FALSE | 1 | FALSE |  | 1.04 | 286 | 2574 | 5079 | Floor finish (sheet), carpet (fibre-bonded 80polypropylene/20polyamide, FCSS 32/33) |  | 28 | D2 | 0 | 0 | 0 | 0 | 0 | 0 | 0 | 0 | 0
| Civic Offices | Carpet; Council Chamber and Mayors Parlour including underlay gripper rods and the like accessories (Floor covering carpet (glue down/underlay/synthetic 80/20)) | 1700851 | 8403035 | 3.2 | Floor finishes | Carpet | Construction | 286 | Area Calculation | 7 | 44 | 1 | FALSE | 1 | FALSE |  | 1.04 | 286 | 2574 | 5079 | Floor finish (sheet), carpet (fibre-bonded 80polypropylene/20polyamide, FCSS 32/33) |  | 28 | D3 | 0 | 0 | 0 | 0 | 0 | 0 | 0 | 0 | 0
| Civic Offices | Carpet; Council Chamber and Mayors Parlour including underlay gripper rods and the like accessories (Floor covering carpet (glue down/underlay/synthetic 80/20)) | 1700851 | 8403035 | 3.2 | Floor finishes | Carpet | Construction | 286 | Area Calculation | 7 | 44 | 1 | FALSE | 1 | FALSE |  | 1.04 | 286 | 2574 | 5079 | Floor finish (sheet), carpet (fibre-bonded 80polypropylene/20polyamide, FCSS 32/33) |  | 28 | D4 | 0 | 0 | 0 | 0 | 0 | 0 | 0 | 0 | 0
| Civic Offices | Carpet; Council Chamber and Mayors Parlour including underlay gripper rods and the like accessories (Floor covering carpet (glue down/underlay/synthetic 80/20)) | 1700851 | 8403035 | 3.2 | Floor finishes | Carpet | Construction | 286 | Area Calculation | 7 | 44 | 1 | FALSE | 1 | FALSE |  | 1.04 | 286 | 2574 | 5079 | Floor finish (sheet), carpet (fibre-bonded 80polypropylene/20polyamide, FCSS 32/33) |  | 35 | B4B5 | 2388.5602 | 6.7951e-05 | 12.433 | 4.3664 | 1.3554 | 0.0042774 | 45656.2426 | 20137.7633 | 11.0099
| Civic Offices | Carpet; Council Chamber and Mayors Parlour including underlay gripper rods and the like accessories (Floor covering carpet (glue down/underlay/synthetic 80/20)) | 1700851 | 8403035 | 3.2 | Floor finishes | Carpet | Construction | 286 | Area Calculation | 7 | 44 | 1 | FALSE | 1 | FALSE |  | 1.04 | 286 | 2574 | 5079 | Floor finish (sheet), carpet (fibre-bonded 80polypropylene/20polyamide, FCSS 32/33) |  | 35 | D2 | 0 | 0 | 0 | 0 | 0 | 0 | 0 | 0 | 0
| Civic Offices | Carpet; Council Chamber and Mayors Parlour including underlay gripper rods and the like accessories (Floor covering carpet (glue down/underlay/synthetic 80/20)) | 1700851 | 8403035 | 3.2 | Floor finishes | Carpet | Construction | 286 | Area Calculation | 7 | 44 | 1 | FALSE | 1 | FALSE |  | 1.04 | 286 | 2574 | 5079 | Floor finish (sheet), carpet (fibre-bonded 80polypropylene/20polyamide, FCSS 32/33) |  | 35 | D3 | 0 | 0 | 0 | 0 | 0 | 0 | 0 | 0 | 0
| Civic Offices | Carpet; Council Chamber and Mayors Parlour including underlay gripper rods and the like accessories (Floor covering carpet (glue down/underlay/synthetic 80/20)) | 1700851 | 8403035 | 3.2 | Floor finishes | Carpet | Construction | 286 | Area Calculation | 7 | 44 | 1 | FALSE | 1 | FALSE |  | 1.04 | 286 | 2574 | 5079 | Floor finish (sheet), carpet (fibre-bonded 80polypropylene/20polyamide, FCSS 32/33) |  | 35 | D4 | 0 | 0 | 0 | 0 | 0 | 0 | 0 | 0 | 0
| Civic Offices | Carpet; Council Chamber and Mayors Parlour including underlay gripper rods and the like accessories (Floor covering carpet (glue down/underlay/synthetic 80/20)) | 1700851 | 8403035 | 3.2 | Floor finishes | Carpet | Construction | 286 | Area Calculation | 7 | 44 | 1 | FALSE | 1 | FALSE |  | 1.04 | 286 | 2574 | 5079 | Floor finish (sheet), carpet (fibre-bonded 80polypropylene/20polyamide, FCSS 32/33) |  | 42 | B4B5 | 2388.5602 | 6.7951e-05 | 12.433 | 4.3664 | 1.3554 | 0.0042774 | 45656.2426 | 20137.7633 | 11.0099
| Civic Offices | Carpet; Council Chamber and Mayors Parlour including underlay gripper rods and the like accessories (Floor covering carpet (glue down/underlay/synthetic 80/20)) | 1700851 | 8403035 | 3.2 | Floor finishes | Carpet | Construction | 286 | Area Calculation | 7 | 44 | 1 | FALSE | 1 | FALSE |  | 1.04 | 286 | 2574 | 5079 | Floor finish (sheet), carpet (fibre-bonded 80polypropylene/20polyamide, FCSS 32/33) |  | 42 | D2 | 0 | 0 | 0 | 0 | 0 | 0 | 0 | 0 | 0
| Civic Offices | Carpet; Council Chamber and Mayors Parlour including underlay gripper rods and the like accessories (Floor covering carpet (glue down/underlay/synthetic 80/20)) | 1700851 | 8403035 | 3.2 | Floor finishes | Carpet | Construction | 286 | Area Calculation | 7 | 44 | 1 | FALSE | 1 | FALSE |  | 1.04 | 286 | 2574 | 5079 | Floor finish (sheet), carpet (fibre-bonded 80polypropylene/20polyamide, FCSS 32/33) |  | 42 | D3 | 0 | 0 | 0 | 0 | 0 | 0 | 0 | 0 | 0
| Civic Offices | Carpet; Council Chamber and Mayors Parlour including underlay gripper rods and the like accessories (Floor covering carpet (glue down/underlay/synthetic 80/20)) | 1700851 | 8403035 | 3.2 | Floor finishes | Carpet | Construction | 286 | Area Calculation | 7 | 44 | 1 | FALSE | 1 | FALSE |  | 1.04 | 286 | 2574 | 5079 | Floor finish (sheet), carpet (fibre-bonded 80polypropylene/20polyamide, FCSS 32/33) |  | 42 | D4 | 0 | 0 | 0 | 0 | 0 | 0 | 0 | 0 | 0
| Civic Offices | Carpet; Council Chamber and Mayors Parlour including underlay gripper rods and the like accessories (Floor covering carpet (glue down/underlay/synthetic 80/20)) | 1700851 | 8403035 | 3.2 | Floor finishes | Carpet | Construction | 286 | Area Calculation | 7 | 44 | 1 | FALSE | 1 | FALSE |  | 1.04 | 286 | 2574 | 5079 | Floor finish (sheet), carpet (fibre-bonded 80polypropylene/20polyamide, FCSS 32/33) |  | 49 | B4B5 | 2388.5602 | 6.7951e-05 | 12.433 | 4.3664 | 1.3554 | 0.0042774 | 45656.2426 | 20137.7633 | 11.0099
| Civic Offices | Carpet; Council Chamber and Mayors Parlour including underlay gripper rods and the like accessories (Floor covering carpet (glue down/underlay/synthetic 80/20)) | 1700851 | 8403035 | 3.2 | Floor finishes | Carpet | Construction | 286 | Area Calculation | 7 | 44 | 1 | FALSE | 1 | FALSE |  | 1.04 | 286 | 2574 | 5079 | Floor finish (sheet), carpet (fibre-bonded 80polypropylene/20polyamide, FCSS 32/33) |  | 49 | D2 | 0 | 0 | 0 | 0 | 0 | 0 | 0 | 0 | 0
| Civic Offices | Carpet; Council Chamber and Mayors Parlour including underlay gripper rods and the like accessories (Floor covering carpet (glue down/underlay/synthetic 80/20)) | 1700851 | 8403035 | 3.2 | Floor finishes | Carpet | Construction | 286 | Area Calculation | 7 | 44 | 1 | FALSE | 1 | FALSE |  | 1.04 | 286 | 2574 | 5079 | Floor finish (sheet), carpet (fibre-bonded 80polypropylene/20polyamide, FCSS 32/33) |  | 49 | D3 | 0 | 0 | 0 | 0 | 0 | 0 | 0 | 0 | 0
| Civic Offices | Carpet; Council Chamber and Mayors Parlour including underlay gripper rods and the like accessories (Floor covering carpet (glue down/underlay/synthetic 80/20)) | 1700851 | 8403035 | 3.2 | Floor finishes | Carpet | Construction | 286 | Area Calculation | 7 | 44 | 1 | FALSE | 1 | FALSE |  | 1.04 | 286 | 2574 | 5079 | Floor finish (sheet), carpet (fibre-bonded 80polypropylene/20polyamide, FCSS 32/33) |  | 49 | D4 | 0 | 0 | 0 | 0 | 0 | 0 | 0 | 0 | 0
| Civic Offices | Carpet; Council Chamber and Mayors Parlour including underlay gripper rods and the like accessories (Floor covering carpet (glue down/underlay/synthetic 80/20)) | 1700851 | 8403035 | 3.2 | Floor finishes | Carpet | Construction | 286 | Area Calculation | 7 | 44 | 1 | FALSE | 1 | FALSE |  | 1.04 | 286 | 2574 | 5079 | Floor finish (sheet), carpet (fibre-bonded 80polypropylene/20polyamide, FCSS 32/33) |  | 56 | B4B5 | 2388.5602 | 6.7951e-05 | 12.433 | 4.3664 | 1.3554 | 0.0042774 | 45656.2426 | 20137.7633 | 11.0099
| Civic Offices | Carpet; Council Chamber and Mayors Parlour including underlay gripper rods and the like accessories (Floor covering carpet (glue down/underlay/synthetic 80/20)) | 1700851 | 8403035 | 3.2 | Floor finishes | Carpet | Construction | 286 | Area Calculation | 7 | 44 | 1 | FALSE | 1 | FALSE |  | 1.04 | 286 | 2574 | 5079 | Floor finish (sheet), carpet (fibre-bonded 80polypropylene/20polyamide, FCSS 32/33) |  | 56 | D2 | 0 | 0 | 0 | 0 | 0 | 0 | 0 | 0 | 0
| Civic Offices | Carpet; Council Chamber and Mayors Parlour including underlay gripper rods and the like accessories (Floor covering carpet (glue down/underlay/synthetic 80/20)) | 1700851 | 8403035 | 3.2 | Floor finishes | Carpet | Construction | 286 | Area Calculation | 7 | 44 | 1 | FALSE | 1 | FALSE |  | 1.04 | 286 | 2574 | 5079 | Floor finish (sheet), carpet (fibre-bonded 80polypropylene/20polyamide, FCSS 32/33) |  | 56 | D3 | 0 | 0 | 0 | 0 | 0 | 0 | 0 | 0 | 0
| Civic Offices | Carpet; Council Chamber and Mayors Parlour including underlay gripper rods and the like accessories (Floor covering carpet (glue down/underlay/synthetic 80/20)) | 1700851 | 8403035 | 3.2 | Floor finishes | Carpet | Construction | 286 | Area Calculation | 7 | 44 | 1 | FALSE | 1 | FALSE |  | 1.04 | 286 | 2574 | 5079 | Floor finish (sheet), carpet (fibre-bonded 80polypropylene/20polyamide, FCSS 32/33) |  | 56 | D4 | 0 | 0 | 0 | 0 | 0 | 0 | 0 | 0 | 0
| Civic Offices | Floor covering carpet underlay glued down | 1700853 | 8403037 | 3.2 | Floor finishes | Underlay | Construction | 500.5 | Area Calculation | 7 | 44 | 1 | FALSE | 1 | FALSE |  | 1.05 | 500.5 | 4504.5 | 5409 | Floor finish (underlay), polyurethane foam |  | 0 | A1A3 | 124.0664 | 3.684e-06 | 0.68595 | 0.19695 | 0.082412 | 0.00015813 | 2663.8552 | 188.5778 | 0.60766
| Civic Offices | Floor covering carpet underlay glued down | 1700853 | 8403037 | 3.2 | Floor finishes | Underlay | Construction | 500.5 | Area Calculation | 7 | 44 | 1 | FALSE | 1 | FALSE |  | 1.05 | 500.5 | 4504.5 | 5409 | Floor finish (underlay), polyurethane foam |  | 0 | A4 | 10.0701 | 1.8094e-06 | 0.032973 | 0.0089121 | 0.0056252 | 3.5119e-05 | 150.1112 | 22.9209 | 0.04144
| Civic Offices | Floor covering carpet underlay glued down | 1700853 | 8403037 | 3.2 | Floor finishes | Underlay | Construction | 500.5 | Area Calculation | 7 | 44 | 1 | FALSE | 1 | FALSE |  | 1.05 | 500.5 | 4504.5 | 5409 | Floor finish (underlay), polyurethane foam |  | 0 | A5 | 2.195 | 6.989e-08 | 0.0020178 | 0.18102 | 0.00067095 | 3.9023e-07 | 6.3982 | 4.004 | 0
| Civic Offices | Floor covering carpet underlay glued down | 1700853 | 8403037 | 3.2 | Floor finishes | Underlay | Construction | 500.5 | Area Calculation | 7 | 44 | 1 | FALSE | 1 | FALSE |  | 1.05 | 500.5 | 4504.5 | 5409 | Floor finish (underlay), polyurethane foam |  | 0 | D2 | 0 | 0 | 0 | 0 | 0 | 0 | 0 | 0 | 0
| Civic Offices | Floor covering carpet underlay glued down | 1700853 | 8403037 | 3.2 | Floor finishes | Underlay | Construction | 500.5 | Area Calculation | 7 | 44 | 1 | FALSE | 1 | FALSE |  | 1.05 | 500.5 | 4504.5 | 5409 | Floor finish (underlay), polyurethane foam |  | 0 | D3 | 0 | 0 | 0 | 0 | 0 | 0 | 0 | 0 | 0
| Civic Offices | Floor covering carpet underlay glued down | 1700853 | 8403037 | 3.2 | Floor finishes | Underlay | Construction | 500.5 | Area Calculation | 7 | 44 | 1 | FALSE | 1 | FALSE |  | 1.05 | 500.5 | 4504.5 | 5409 | Floor finish (underlay), polyurethane foam |  | 0 | D4 | 0 | 0 | 0 | 0 | 0 | 0 | 0 | 0 | 0
| Civic Offices | Floor covering carpet underlay glued down | 1700853 | 8403037 | 3.2 | Floor finishes | Underlay | Construction | 500.5 | Area Calculation | 7 | 44 | 1 | FALSE | 1 | FALSE |  | 1.05 | 500.5 | 4504.5 | 5409 | Floor finish (underlay), polyurethane foam |  | 60 | C2 | 0 | 0 | 0 | 0 | 0 | 0 | 0 | 0 | 0
| Civic Offices | Floor covering carpet underlay glued down | 1700853 | 8403037 | 3.2 | Floor finishes | Underlay | Construction | 500.5 | Area Calculation | 7 | 44 | 1 | FALSE | 1 | FALSE |  | 1.05 | 500.5 | 4504.5 | 5409 | Floor finish (underlay), polyurethane foam |  | 60 | C4 | 43.8993 | 1.3978e-06 | 0.040356 | 3.6204 | 0.013419 | 7.8045e-06 | 127.9645 | 80.08 | 1.2209
| Civic Offices | Floor covering carpet underlay glued down | 1700853 | 8403037 | 3.2 | Floor finishes | Underlay | Construction | 500.5 | Area Calculation | 7 | 44 | 1 | FALSE | 1 | FALSE |  | 1.05 | 500.5 | 4504.5 | 5409 | Floor finish (underlay), polyurethane foam |  | 60 | D2 | 0 | 0 | 0 | 0 | 0 | 0 | 0 | 0 | 0
| Civic Offices | Floor covering carpet underlay glued down | 1700853 | 8403037 | 3.2 | Floor finishes | Underlay | Construction | 500.5 | Area Calculation | 7 | 44 | 1 | FALSE | 1 | FALSE |  | 1.05 | 500.5 | 4504.5 | 5409 | Floor finish (underlay), polyurethane foam |  | 60 | D3 | 0 | 0 | 0 | 0 | 0 | 0 | 0 | 0 | 0
| Civic Offices | Floor covering carpet underlay glued down | 1700853 | 8403037 | 3.2 | Floor finishes | Underlay | Construction | 500.5 | Area Calculation | 7 | 44 | 1 | FALSE | 1 | FALSE |  | 1.05 | 500.5 | 4504.5 | 5409 | Floor finish (underlay), polyurethane foam |  | 60 | D4 | 0 | 0 | 0 | 0 | 0 | 0 | 0 | 0 | 0
| Civic Offices | Floor covering carpet underlay glued down | 1700853 | 8403037 | 3.2 | Floor finishes | Underlay | Construction | 500.5 | Area Calculation | 7 | 44 | 1 | FALSE | 1 | FALSE |  | 1.05 | 500.5 | 4504.5 | 5409 | Floor finish (underlay), polyurethane foam |  | 7 | B4B5 | 180.2307 | 6.9611e-06 | 0.7613 | 4.0072 | 0.10213 | 0.00020145 | 2948.3291 | 295.5826 | 0.6491
| Civic Offices | Floor covering carpet underlay glued down | 1700853 | 8403037 | 3.2 | Floor finishes | Underlay | Construction | 500.5 | Area Calculation | 7 | 44 | 1 | FALSE | 1 | FALSE |  | 1.05 | 500.5 | 4504.5 | 5409 | Floor finish (underlay), polyurethane foam |  | 7 | D2 | 0 | 0 | 0 | 0 | 0 | 0 | 0 | 0 | 0
| Civic Offices | Floor covering carpet underlay glued down | 1700853 | 8403037 | 3.2 | Floor finishes | Underlay | Construction | 500.5 | Area Calculation | 7 | 44 | 1 | FALSE | 1 | FALSE |  | 1.05 | 500.5 | 4504.5 | 5409 | Floor finish (underlay), polyurethane foam |  | 7 | D3 | 0 | 0 | 0 | 0 | 0 | 0 | 0 | 0 | 0
| Civic Offices | Floor covering carpet underlay glued down | 1700853 | 8403037 | 3.2 | Floor finishes | Underlay | Construction | 500.5 | Area Calculation | 7 | 44 | 1 | FALSE | 1 | FALSE |  | 1.05 | 500.5 | 4504.5 | 5409 | Floor finish (underlay), polyurethane foam |  | 7 | D4 | 0 | 0 | 0 | 0 | 0 | 0 | 0 | 0 | 0
| Civic Offices | Floor covering carpet underlay glued down | 1700853 | 8403037 | 3.2 | Floor finishes | Underlay | Construction | 500.5 | Area Calculation | 7 | 44 | 1 | FALSE | 1 | FALSE |  | 1.05 | 500.5 | 4504.5 | 5409 | Floor finish (underlay), polyurethane foam |  | 14 | B4B5 | 180.2307 | 6.9611e-06 | 0.7613 | 4.0072 | 0.10213 | 0.00020145 | 2948.3291 | 295.5826 | 0.6491
| Civic Offices | Floor covering carpet underlay glued down | 1700853 | 8403037 | 3.2 | Floor finishes | Underlay | Construction | 500.5 | Area Calculation | 7 | 44 | 1 | FALSE | 1 | FALSE |  | 1.05 | 500.5 | 4504.5 | 5409 | Floor finish (underlay), polyurethane foam |  | 14 | D2 | 0 | 0 | 0 | 0 | 0 | 0 | 0 | 0 | 0
| Civic Offices | Floor covering carpet underlay glued down | 1700853 | 8403037 | 3.2 | Floor finishes | Underlay | Construction | 500.5 | Area Calculation | 7 | 44 | 1 | FALSE | 1 | FALSE |  | 1.05 | 500.5 | 4504.5 | 5409 | Floor finish (underlay), polyurethane foam |  | 14 | D3 | 0 | 0 | 0 | 0 | 0 | 0 | 0 | 0 | 0
| Civic Offices | Floor covering carpet underlay glued down | 1700853 | 8403037 | 3.2 | Floor finishes | Underlay | Construction | 500.5 | Area Calculation | 7 | 44 | 1 | FALSE | 1 | FALSE |  | 1.05 | 500.5 | 4504.5 | 5409 | Floor finish (underlay), polyurethane foam |  | 14 | D4 | 0 | 0 | 0 | 0 | 0 | 0 | 0 | 0 | 0
| Civic Offices | Floor covering carpet underlay glued down | 1700853 | 8403037 | 3.2 | Floor finishes | Underlay | Construction | 500.5 | Area Calculation | 7 | 44 | 1 | FALSE | 1 | FALSE |  | 1.05 | 500.5 | 4504.5 | 5409 | Floor finish (underlay), polyurethane foam |  | 21 | B4B5 | 180.2307 | 6.9611e-06 | 0.7613 | 4.0072 | 0.10213 | 0.00020145 | 2948.3291 | 295.5826 | 0.6491
| Civic Offices | Floor covering carpet underlay glued down | 1700853 | 8403037 | 3.2 | Floor finishes | Underlay | Construction | 500.5 | Area Calculation | 7 | 44 | 1 | FALSE | 1 | FALSE |  | 1.05 | 500.5 | 4504.5 | 5409 | Floor finish (underlay), polyurethane foam |  | 21 | D2 | 0 | 0 | 0 | 0 | 0 | 0 | 0 | 0 | 0
| Civic Offices | Floor covering carpet underlay glued down | 1700853 | 8403037 | 3.2 | Floor finishes | Underlay | Construction | 500.5 | Area Calculation | 7 | 44 | 1 | FALSE | 1 | FALSE |  | 1.05 | 500.5 | 4504.5 | 5409 | Floor finish (underlay), polyurethane foam |  | 21 | D3 | 0 | 0 | 0 | 0 | 0 | 0 | 0 | 0 | 0
| Civic Offices | Floor covering carpet underlay glued down | 1700853 | 8403037 | 3.2 | Floor finishes | Underlay | Construction | 500.5 | Area Calculation | 7 | 44 | 1 | FALSE | 1 | FALSE |  | 1.05 | 500.5 | 4504.5 | 5409 | Floor finish (underlay), polyurethane foam |  | 21 | D4 | 0 | 0 | 0 | 0 | 0 | 0 | 0 | 0 | 0
| Civic Offices | Floor covering carpet underlay glued down | 1700853 | 8403037 | 3.2 | Floor finishes | Underlay | Construction | 500.5 | Area Calculation | 7 | 44 | 1 | FALSE | 1 | FALSE |  | 1.05 | 500.5 | 4504.5 | 5409 | Floor finish (underlay), polyurethane foam |  | 28 | B4B5 | 180.2307 | 6.9611e-06 | 0.7613 | 4.0072 | 0.10213 | 0.00020145 | 2948.3291 | 295.5826 | 0.6491
| Civic Offices | Floor covering carpet underlay glued down | 1700853 | 8403037 | 3.2 | Floor finishes | Underlay | Construction | 500.5 | Area Calculation | 7 | 44 | 1 | FALSE | 1 | FALSE |  | 1.05 | 500.5 | 4504.5 | 5409 | Floor finish (underlay), polyurethane foam |  | 28 | D2 | 0 | 0 | 0 | 0 | 0 | 0 | 0 | 0 | 0
| Civic Offices | Floor covering carpet underlay glued down | 1700853 | 8403037 | 3.2 | Floor finishes | Underlay | Construction | 500.5 | Area Calculation | 7 | 44 | 1 | FALSE | 1 | FALSE |  | 1.05 | 500.5 | 4504.5 | 5409 | Floor finish (underlay), polyurethane foam |  | 28 | D3 | 0 | 0 | 0 | 0 | 0 | 0 | 0 | 0 | 0
| Civic Offices | Floor covering carpet underlay glued down | 1700853 | 8403037 | 3.2 | Floor finishes | Underlay | Construction | 500.5 | Area Calculation | 7 | 44 | 1 | FALSE | 1 | FALSE |  | 1.05 | 500.5 | 4504.5 | 5409 | Floor finish (underlay), polyurethane foam |  | 28 | D4 | 0 | 0 | 0 | 0 | 0 | 0 | 0 | 0 | 0
| Civic Offices | Floor covering carpet underlay glued down | 1700853 | 8403037 | 3.2 | Floor finishes | Underlay | Construction | 500.5 | Area Calculation | 7 | 44 | 1 | FALSE | 1 | FALSE |  | 1.05 | 500.5 | 4504.5 | 5409 | Floor finish (underlay), polyurethane foam |  | 35 | B4B5 | 180.2307 | 6.9611e-06 | 0.7613 | 4.0072 | 0.10213 | 0.00020145 | 2948.3291 | 295.5826 | 0.6491
| Civic Offices | Floor covering carpet underlay glued down | 1700853 | 8403037 | 3.2 | Floor finishes | Underlay | Construction | 500.5 | Area Calculation | 7 | 44 | 1 | FALSE | 1 | FALSE |  | 1.05 | 500.5 | 4504.5 | 5409 | Floor finish (underlay), polyurethane foam |  | 35 | D2 | 0 | 0 | 0 | 0 | 0 | 0 | 0 | 0 | 0
| Civic Offices | Floor covering carpet underlay glued down | 1700853 | 8403037 | 3.2 | Floor finishes | Underlay | Construction | 500.5 | Area Calculation | 7 | 44 | 1 | FALSE | 1 | FALSE |  | 1.05 | 500.5 | 4504.5 | 5409 | Floor finish (underlay), polyurethane foam |  | 35 | D3 | 0 | 0 | 0 | 0 | 0 | 0 | 0 | 0 | 0
| Civic Offices | Floor covering carpet underlay glued down | 1700853 | 8403037 | 3.2 | Floor finishes | Underlay | Construction | 500.5 | Area Calculation | 7 | 44 | 1 | FALSE | 1 | FALSE |  | 1.05 | 500.5 | 4504.5 | 5409 | Floor finish (underlay), polyurethane foam |  | 35 | D4 | 0 | 0 | 0 | 0 | 0 | 0 | 0 | 0 | 0
| Civic Offices | Floor covering carpet underlay glued down | 1700853 | 8403037 | 3.2 | Floor finishes | Underlay | Construction | 500.5 | Area Calculation | 7 | 44 | 1 | FALSE | 1 | FALSE |  | 1.05 | 500.5 | 4504.5 | 5409 | Floor finish (underlay), polyurethane foam |  | 42 | B4B5 | 180.2307 | 6.9611e-06 | 0.7613 | 4.0072 | 0.10213 | 0.00020145 | 2948.3291 | 295.5826 | 0.6491
| Civic Offices | Floor covering carpet underlay glued down | 1700853 | 8403037 | 3.2 | Floor finishes | Underlay | Construction | 500.5 | Area Calculation | 7 | 44 | 1 | FALSE | 1 | FALSE |  | 1.05 | 500.5 | 4504.5 | 5409 | Floor finish (underlay), polyurethane foam |  | 42 | D2 | 0 | 0 | 0 | 0 | 0 | 0 | 0 | 0 | 0
| Civic Offices | Floor covering carpet underlay glued down | 1700853 | 8403037 | 3.2 | Floor finishes | Underlay | Construction | 500.5 | Area Calculation | 7 | 44 | 1 | FALSE | 1 | FALSE |  | 1.05 | 500.5 | 4504.5 | 5409 | Floor finish (underlay), polyurethane foam |  | 42 | D3 | 0 | 0 | 0 | 0 | 0 | 0 | 0 | 0 | 0
| Civic Offices | Floor covering carpet underlay glued down | 1700853 | 8403037 | 3.2 | Floor finishes | Underlay | Construction | 500.5 | Area Calculation | 7 | 44 | 1 | FALSE | 1 | FALSE |  | 1.05 | 500.5 | 4504.5 | 5409 | Floor finish (underlay), polyurethane foam |  | 42 | D4 | 0 | 0 | 0 | 0 | 0 | 0 | 0 | 0 | 0
| Civic Offices | Floor covering carpet underlay glued down | 1700853 | 8403037 | 3.2 | Floor finishes | Underlay | Construction | 500.5 | Area Calculation | 7 | 44 | 1 | FALSE | 1 | FALSE |  | 1.05 | 500.5 | 4504.5 | 5409 | Floor finish (underlay), polyurethane foam |  | 49 | B4B5 | 180.2307 | 6.9611e-06 | 0.7613 | 4.0072 | 0.10213 | 0.00020145 | 2948.3291 | 295.5826 | 0.6491
| Civic Offices | Floor covering carpet underlay glued down | 1700853 | 8403037 | 3.2 | Floor finishes | Underlay | Construction | 500.5 | Area Calculation | 7 | 44 | 1 | FALSE | 1 | FALSE |  | 1.05 | 500.5 | 4504.5 | 5409 | Floor finish (underlay), polyurethane foam |  | 49 | D2 | 0 | 0 | 0 | 0 | 0 | 0 | 0 | 0 | 0
| Civic Offices | Floor covering carpet underlay glued down | 1700853 | 8403037 | 3.2 | Floor finishes | Underlay | Construction | 500.5 | Area Calculation | 7 | 44 | 1 | FALSE | 1 | FALSE |  | 1.05 | 500.5 | 4504.5 | 5409 | Floor finish (underlay), polyurethane foam |  | 49 | D3 | 0 | 0 | 0 | 0 | 0 | 0 | 0 | 0 | 0
| Civic Offices | Floor covering carpet underlay glued down | 1700853 | 8403037 | 3.2 | Floor finishes | Underlay | Construction | 500.5 | Area Calculation | 7 | 44 | 1 | FALSE | 1 | FALSE |  | 1.05 | 500.5 | 4504.5 | 5409 | Floor finish (underlay), polyurethane foam |  | 49 | D4 | 0 | 0 | 0 | 0 | 0 | 0 | 0 | 0 | 0
| Civic Offices | Floor covering carpet underlay glued down | 1700853 | 8403037 | 3.2 | Floor finishes | Underlay | Construction | 500.5 | Area Calculation | 7 | 44 | 1 | FALSE | 1 | FALSE |  | 1.05 | 500.5 | 4504.5 | 5409 | Floor finish (underlay), polyurethane foam |  | 56 | B4B5 | 180.2307 | 6.9611e-06 | 0.7613 | 4.0072 | 0.10213 | 0.00020145 | 2948.3291 | 295.5826 | 0.6491
| Civic Offices | Floor covering carpet underlay glued down | 1700853 | 8403037 | 3.2 | Floor finishes | Underlay | Construction | 500.5 | Area Calculation | 7 | 44 | 1 | FALSE | 1 | FALSE |  | 1.05 | 500.5 | 4504.5 | 5409 | Floor finish (underlay), polyurethane foam |  | 56 | D2 | 0 | 0 | 0 | 0 | 0 | 0 | 0 | 0 | 0
| Civic Offices | Floor covering carpet underlay glued down | 1700853 | 8403037 | 3.2 | Floor finishes | Underlay | Construction | 500.5 | Area Calculation | 7 | 44 | 1 | FALSE | 1 | FALSE |  | 1.05 | 500.5 | 4504.5 | 5409 | Floor finish (underlay), polyurethane foam |  | 56 | D3 | 0 | 0 | 0 | 0 | 0 | 0 | 0 | 0 | 0
| Civic Offices | Floor covering carpet underlay glued down | 1700853 | 8403037 | 3.2 | Floor finishes | Underlay | Construction | 500.5 | Area Calculation | 7 | 44 | 1 | FALSE | 1 | FALSE |  | 1.05 | 500.5 | 4504.5 | 5409 | Floor finish (underlay), polyurethane foam |  | 56 | D4 | 0 | 0 | 0 | 0 | 0 | 0 | 0 | 0 | 0
| Civic Offices | Floor covering glue adhesive | 1700854 | 8403038 | 3.2 | Floor finishes | Carpet glue | Construction | 124.41 | Area Calculation | 7 | 44 | 1 | FALSE | 1 | FALSE |  | 1.05 | 124.41 | 1119.69 | 5305 | Adhesive (carpet/sheet), generic |  | 0 | A1A3 | 204.1346 | 3.3527e-05 | 1.3377 | 0.51761 | 0.28111 | 0.001484 | 5918.197 | 1042.4314 | 1.6822
| Civic Offices | Floor covering glue adhesive | 1700854 | 8403038 | 3.2 | Floor finishes | Carpet glue | Construction | 124.41 | Area Calculation | 7 | 44 | 1 | FALSE | 1 | FALSE |  | 1.05 | 124.41 | 1119.69 | 5305 | Adhesive (carpet/sheet), generic |  | 0 | A4 | 2.5031 | 4.4975e-07 | 0.0081961 | 0.0022153 | 0.0013983 | 8.7296e-06 | 37.3134 | 5.6975 | 0.010301
| Civic Offices | Floor covering glue adhesive | 1700854 | 8403038 | 3.2 | Floor finishes | Carpet glue | Construction | 124.41 | Area Calculation | 7 | 44 | 1 | FALSE | 1 | FALSE |  | 1.05 | 124.41 | 1119.69 | 5305 | Adhesive (carpet/sheet), generic |  | 0 | A5 | 0.59414 | 1.877e-08 | 0.00075016 | 0.18915 | 0.00018202 | 1.2141e-07 | 2.1106 | 0.99528 | 0
| Civic Offices | Floor covering glue adhesive | 1700854 | 8403038 | 3.2 | Floor finishes | Carpet glue | Construction | 124.41 | Area Calculation | 7 | 44 | 1 | FALSE | 1 | FALSE |  | 1.05 | 124.41 | 1119.69 | 5305 | Adhesive (carpet/sheet), generic |  | 0 | D2 | 0 | 0 | 0 | 0 | 0 | 0 | 0 | 0 | 0
| Civic Offices | Floor covering glue adhesive | 1700854 | 8403038 | 3.2 | Floor finishes | Carpet glue | Construction | 124.41 | Area Calculation | 7 | 44 | 1 | FALSE | 1 | FALSE |  | 1.05 | 124.41 | 1119.69 | 5305 | Adhesive (carpet/sheet), generic |  | 0 | D3 | 0 | 0 | 0 | 0 | 0 | 0 | 0 | 0 | 0
| Civic Offices | Floor covering glue adhesive | 1700854 | 8403038 | 3.2 | Floor finishes | Carpet glue | Construction | 124.41 | Area Calculation | 7 | 44 | 1 | FALSE | 1 | FALSE |  | 1.05 | 124.41 | 1119.69 | 5305 | Adhesive (carpet/sheet), generic |  | 0 | D4 | 0 | 0 | 0 | 0 | 0 | 0 | 0 | 0 | 0
| Civic Offices | Floor covering glue adhesive | 1700854 | 8403038 | 3.2 | Floor finishes | Carpet glue | Construction | 124.41 | Area Calculation | 7 | 44 | 1 | FALSE | 1 | FALSE |  | 1.05 | 124.41 | 1119.69 | 5305 | Adhesive (carpet/sheet), generic |  | 60 | C2 | 0 | 0 | 0 | 0 | 0 | 0 | 0 | 0 | 0
| Civic Offices | Floor covering glue adhesive | 1700854 | 8403038 | 3.2 | Floor finishes | Carpet glue | Construction | 124.41 | Area Calculation | 7 | 44 | 1 | FALSE | 1 | FALSE |  | 1.05 | 124.41 | 1119.69 | 5305 | Adhesive (carpet/sheet), generic |  | 60 | C4 | 11.8827 | 3.7541e-07 | 0.015003 | 3.783 | 0.0036404 | 2.4281e-06 | 42.2118 | 19.9056 | 1.013
| Civic Offices | Floor covering glue adhesive | 1700854 | 8403038 | 3.2 | Floor finishes | Carpet glue | Construction | 124.41 | Area Calculation | 7 | 44 | 1 | FALSE | 1 | FALSE |  | 1.05 | 124.41 | 1119.69 | 5305 | Adhesive (carpet/sheet), generic |  | 60 | D2 | 0 | 0 | 0 | 0 | 0 | 0 | 0 | 0 | 0
| Civic Offices | Floor covering glue adhesive | 1700854 | 8403038 | 3.2 | Floor finishes | Carpet glue | Construction | 124.41 | Area Calculation | 7 | 44 | 1 | FALSE | 1 | FALSE |  | 1.05 | 124.41 | 1119.69 | 5305 | Adhesive (carpet/sheet), generic |  | 60 | D3 | 0 | 0 | 0 | 0 | 0 | 0 | 0 | 0 | 0
| Civic Offices | Floor covering glue adhesive | 1700854 | 8403038 | 3.2 | Floor finishes | Carpet glue | Construction | 124.41 | Area Calculation | 7 | 44 | 1 | FALSE | 1 | FALSE |  | 1.05 | 124.41 | 1119.69 | 5305 | Adhesive (carpet/sheet), generic |  | 60 | D4 | 0 | 0 | 0 | 0 | 0 | 0 | 0 | 0 | 0
| Civic Offices | Floor covering glue adhesive | 1700854 | 8403038 | 3.2 | Floor finishes | Carpet glue | Construction | 124.41 | Area Calculation | 7 | 44 | 1 | FALSE | 1 | FALSE |  | 1.05 | 124.41 | 1119.69 | 5305 | Adhesive (carpet/sheet), generic |  | 7 | B4B5 | 219.1146 | 3.4371e-05 | 1.3616 | 4.492 | 0.28633 | 0.0014953 | 5999.8327 | 1069.0297 | 1.6925
| Civic Offices | Floor covering glue adhesive | 1700854 | 8403038 | 3.2 | Floor finishes | Carpet glue | Construction | 124.41 | Area Calculation | 7 | 44 | 1 | FALSE | 1 | FALSE |  | 1.05 | 124.41 | 1119.69 | 5305 | Adhesive (carpet/sheet), generic |  | 7 | D2 | 0 | 0 | 0 | 0 | 0 | 0 | 0 | 0 | 0
| Civic Offices | Floor covering glue adhesive | 1700854 | 8403038 | 3.2 | Floor finishes | Carpet glue | Construction | 124.41 | Area Calculation | 7 | 44 | 1 | FALSE | 1 | FALSE |  | 1.05 | 124.41 | 1119.69 | 5305 | Adhesive (carpet/sheet), generic |  | 7 | D3 | 0 | 0 | 0 | 0 | 0 | 0 | 0 | 0 | 0
| Civic Offices | Floor covering glue adhesive | 1700854 | 8403038 | 3.2 | Floor finishes | Carpet glue | Construction | 124.41 | Area Calculation | 7 | 44 | 1 | FALSE | 1 | FALSE |  | 1.05 | 124.41 | 1119.69 | 5305 | Adhesive (carpet/sheet), generic |  | 7 | D4 | 0 | 0 | 0 | 0 | 0 | 0 | 0 | 0 | 0
| Civic Offices | Floor covering glue adhesive | 1700854 | 8403038 | 3.2 | Floor finishes | Carpet glue | Construction | 124.41 | Area Calculation | 7 | 44 | 1 | FALSE | 1 | FALSE |  | 1.05 | 124.41 | 1119.69 | 5305 | Adhesive (carpet/sheet), generic |  | 14 | B4B5 | 219.1146 | 3.4371e-05 | 1.3616 | 4.492 | 0.28633 | 0.0014953 | 5999.8327 | 1069.0297 | 1.6925
| Civic Offices | Floor covering glue adhesive | 1700854 | 8403038 | 3.2 | Floor finishes | Carpet glue | Construction | 124.41 | Area Calculation | 7 | 44 | 1 | FALSE | 1 | FALSE |  | 1.05 | 124.41 | 1119.69 | 5305 | Adhesive (carpet/sheet), generic |  | 14 | D2 | 0 | 0 | 0 | 0 | 0 | 0 | 0 | 0 | 0
| Civic Offices | Floor covering glue adhesive | 1700854 | 8403038 | 3.2 | Floor finishes | Carpet glue | Construction | 124.41 | Area Calculation | 7 | 44 | 1 | FALSE | 1 | FALSE |  | 1.05 | 124.41 | 1119.69 | 5305 | Adhesive (carpet/sheet), generic |  | 14 | D3 | 0 | 0 | 0 | 0 | 0 | 0 | 0 | 0 | 0
| Civic Offices | Floor covering glue adhesive | 1700854 | 8403038 | 3.2 | Floor finishes | Carpet glue | Construction | 124.41 | Area Calculation | 7 | 44 | 1 | FALSE | 1 | FALSE |  | 1.05 | 124.41 | 1119.69 | 5305 | Adhesive (carpet/sheet), generic |  | 14 | D4 | 0 | 0 | 0 | 0 | 0 | 0 | 0 | 0 | 0
| Civic Offices | Floor covering glue adhesive | 1700854 | 8403038 | 3.2 | Floor finishes | Carpet glue | Construction | 124.41 | Area Calculation | 7 | 44 | 1 | FALSE | 1 | FALSE |  | 1.05 | 124.41 | 1119.69 | 5305 | Adhesive (carpet/sheet), generic |  | 21 | B4B5 | 219.1146 | 3.4371e-05 | 1.3616 | 4.492 | 0.28633 | 0.0014953 | 5999.8327 | 1069.0297 | 1.6925
| Civic Offices | Floor covering glue adhesive | 1700854 | 8403038 | 3.2 | Floor finishes | Carpet glue | Construction | 124.41 | Area Calculation | 7 | 44 | 1 | FALSE | 1 | FALSE |  | 1.05 | 124.41 | 1119.69 | 5305 | Adhesive (carpet/sheet), generic |  | 21 | D2 | 0 | 0 | 0 | 0 | 0 | 0 | 0 | 0 | 0
| Civic Offices | Floor covering glue adhesive | 1700854 | 8403038 | 3.2 | Floor finishes | Carpet glue | Construction | 124.41 | Area Calculation | 7 | 44 | 1 | FALSE | 1 | FALSE |  | 1.05 | 124.41 | 1119.69 | 5305 | Adhesive (carpet/sheet), generic |  | 21 | D3 | 0 | 0 | 0 | 0 | 0 | 0 | 0 | 0 | 0
| Civic Offices | Floor covering glue adhesive | 1700854 | 8403038 | 3.2 | Floor finishes | Carpet glue | Construction | 124.41 | Area Calculation | 7 | 44 | 1 | FALSE | 1 | FALSE |  | 1.05 | 124.41 | 1119.69 | 5305 | Adhesive (carpet/sheet), generic |  | 21 | D4 | 0 | 0 | 0 | 0 | 0 | 0 | 0 | 0 | 0
| Civic Offices | Floor covering glue adhesive | 1700854 | 8403038 | 3.2 | Floor finishes | Carpet glue | Construction | 124.41 | Area Calculation | 7 | 44 | 1 | FALSE | 1 | FALSE |  | 1.05 | 124.41 | 1119.69 | 5305 | Adhesive (carpet/sheet), generic |  | 28 | B4B5 | 219.1146 | 3.4371e-05 | 1.3616 | 4.492 | 0.28633 | 0.0014953 | 5999.8327 | 1069.0297 | 1.6925
| Civic Offices | Floor covering glue adhesive | 1700854 | 8403038 | 3.2 | Floor finishes | Carpet glue | Construction | 124.41 | Area Calculation | 7 | 44 | 1 | FALSE | 1 | FALSE |  | 1.05 | 124.41 | 1119.69 | 5305 | Adhesive (carpet/sheet), generic |  | 28 | D2 | 0 | 0 | 0 | 0 | 0 | 0 | 0 | 0 | 0
| Civic Offices | Floor covering glue adhesive | 1700854 | 8403038 | 3.2 | Floor finishes | Carpet glue | Construction | 124.41 | Area Calculation | 7 | 44 | 1 | FALSE | 1 | FALSE |  | 1.05 | 124.41 | 1119.69 | 5305 | Adhesive (carpet/sheet), generic |  | 28 | D3 | 0 | 0 | 0 | 0 | 0 | 0 | 0 | 0 | 0
| Civic Offices | Floor covering glue adhesive | 1700854 | 8403038 | 3.2 | Floor finishes | Carpet glue | Construction | 124.41 | Area Calculation | 7 | 44 | 1 | FALSE | 1 | FALSE |  | 1.05 | 124.41 | 1119.69 | 5305 | Adhesive (carpet/sheet), generic |  | 28 | D4 | 0 | 0 | 0 | 0 | 0 | 0 | 0 | 0 | 0
| Civic Offices | Floor covering glue adhesive | 1700854 | 8403038 | 3.2 | Floor finishes | Carpet glue | Construction | 124.41 | Area Calculation | 7 | 44 | 1 | FALSE | 1 | FALSE |  | 1.05 | 124.41 | 1119.69 | 5305 | Adhesive (carpet/sheet), generic |  | 35 | B4B5 | 219.1146 | 3.4371e-05 | 1.3616 | 4.492 | 0.28633 | 0.0014953 | 5999.8327 | 1069.0297 | 1.6925
| Civic Offices | Floor covering glue adhesive | 1700854 | 8403038 | 3.2 | Floor finishes | Carpet glue | Construction | 124.41 | Area Calculation | 7 | 44 | 1 | FALSE | 1 | FALSE |  | 1.05 | 124.41 | 1119.69 | 5305 | Adhesive (carpet/sheet), generic |  | 35 | D2 | 0 | 0 | 0 | 0 | 0 | 0 | 0 | 0 | 0
| Civic Offices | Floor covering glue adhesive | 1700854 | 8403038 | 3.2 | Floor finishes | Carpet glue | Construction | 124.41 | Area Calculation | 7 | 44 | 1 | FALSE | 1 | FALSE |  | 1.05 | 124.41 | 1119.69 | 5305 | Adhesive (carpet/sheet), generic |  | 35 | D3 | 0 | 0 | 0 | 0 | 0 | 0 | 0 | 0 | 0
| Civic Offices | Floor covering glue adhesive | 1700854 | 8403038 | 3.2 | Floor finishes | Carpet glue | Construction | 124.41 | Area Calculation | 7 | 44 | 1 | FALSE | 1 | FALSE |  | 1.05 | 124.41 | 1119.69 | 5305 | Adhesive (carpet/sheet), generic |  | 35 | D4 | 0 | 0 | 0 | 0 | 0 | 0 | 0 | 0 | 0
| Civic Offices | Floor covering glue adhesive | 1700854 | 8403038 | 3.2 | Floor finishes | Carpet glue | Construction | 124.41 | Area Calculation | 7 | 44 | 1 | FALSE | 1 | FALSE |  | 1.05 | 124.41 | 1119.69 | 5305 | Adhesive (carpet/sheet), generic |  | 42 | B4B5 | 219.1146 | 3.4371e-05 | 1.3616 | 4.492 | 0.28633 | 0.0014953 | 5999.8327 | 1069.0297 | 1.6925
| Civic Offices | Floor covering glue adhesive | 1700854 | 8403038 | 3.2 | Floor finishes | Carpet glue | Construction | 124.41 | Area Calculation | 7 | 44 | 1 | FALSE | 1 | FALSE |  | 1.05 | 124.41 | 1119.69 | 5305 | Adhesive (carpet/sheet), generic |  | 42 | D2 | 0 | 0 | 0 | 0 | 0 | 0 | 0 | 0 | 0
| Civic Offices | Floor covering glue adhesive | 1700854 | 8403038 | 3.2 | Floor finishes | Carpet glue | Construction | 124.41 | Area Calculation | 7 | 44 | 1 | FALSE | 1 | FALSE |  | 1.05 | 124.41 | 1119.69 | 5305 | Adhesive (carpet/sheet), generic |  | 42 | D3 | 0 | 0 | 0 | 0 | 0 | 0 | 0 | 0 | 0
| Civic Offices | Floor covering glue adhesive | 1700854 | 8403038 | 3.2 | Floor finishes | Carpet glue | Construction | 124.41 | Area Calculation | 7 | 44 | 1 | FALSE | 1 | FALSE |  | 1.05 | 124.41 | 1119.69 | 5305 | Adhesive (carpet/sheet), generic |  | 42 | D4 | 0 | 0 | 0 | 0 | 0 | 0 | 0 | 0 | 0
| Civic Offices | Floor covering glue adhesive | 1700854 | 8403038 | 3.2 | Floor finishes | Carpet glue | Construction | 124.41 | Area Calculation | 7 | 44 | 1 | FALSE | 1 | FALSE |  | 1.05 | 124.41 | 1119.69 | 5305 | Adhesive (carpet/sheet), generic |  | 49 | B4B5 | 219.1146 | 3.4371e-05 | 1.3616 | 4.492 | 0.28633 | 0.0014953 | 5999.8327 | 1069.0297 | 1.6925
| Civic Offices | Floor covering glue adhesive | 1700854 | 8403038 | 3.2 | Floor finishes | Carpet glue | Construction | 124.41 | Area Calculation | 7 | 44 | 1 | FALSE | 1 | FALSE |  | 1.05 | 124.41 | 1119.69 | 5305 | Adhesive (carpet/sheet), generic |  | 49 | D2 | 0 | 0 | 0 | 0 | 0 | 0 | 0 | 0 | 0
| Civic Offices | Floor covering glue adhesive | 1700854 | 8403038 | 3.2 | Floor finishes | Carpet glue | Construction | 124.41 | Area Calculation | 7 | 44 | 1 | FALSE | 1 | FALSE |  | 1.05 | 124.41 | 1119.69 | 5305 | Adhesive (carpet/sheet), generic |  | 49 | D3 | 0 | 0 | 0 | 0 | 0 | 0 | 0 | 0 | 0
| Civic Offices | Floor covering glue adhesive | 1700854 | 8403038 | 3.2 | Floor finishes | Carpet glue | Construction | 124.41 | Area Calculation | 7 | 44 | 1 | FALSE | 1 | FALSE |  | 1.05 | 124.41 | 1119.69 | 5305 | Adhesive (carpet/sheet), generic |  | 49 | D4 | 0 | 0 | 0 | 0 | 0 | 0 | 0 | 0 | 0
| Civic Offices | Floor covering glue adhesive | 1700854 | 8403038 | 3.2 | Floor finishes | Carpet glue | Construction | 124.41 | Area Calculation | 7 | 44 | 1 | FALSE | 1 | FALSE |  | 1.05 | 124.41 | 1119.69 | 5305 | Adhesive (carpet/sheet), generic |  | 56 | B4B5 | 219.1146 | 3.4371e-05 | 1.3616 | 4.492 | 0.28633 | 0.0014953 | 5999.8327 | 1069.0297 | 1.6925
| Civic Offices | Floor covering glue adhesive | 1700854 | 8403038 | 3.2 | Floor finishes | Carpet glue | Construction | 124.41 | Area Calculation | 7 | 44 | 1 | FALSE | 1 | FALSE |  | 1.05 | 124.41 | 1119.69 | 5305 | Adhesive (carpet/sheet), generic |  | 56 | D2 | 0 | 0 | 0 | 0 | 0 | 0 | 0 | 0 | 0
| Civic Offices | Floor covering glue adhesive | 1700854 | 8403038 | 3.2 | Floor finishes | Carpet glue | Construction | 124.41 | Area Calculation | 7 | 44 | 1 | FALSE | 1 | FALSE |  | 1.05 | 124.41 | 1119.69 | 5305 | Adhesive (carpet/sheet), generic |  | 56 | D3 | 0 | 0 | 0 | 0 | 0 | 0 | 0 | 0 | 0
| Civic Offices | Floor covering glue adhesive | 1700854 | 8403038 | 3.2 | Floor finishes | Carpet glue | Construction | 124.41 | Area Calculation | 7 | 44 | 1 | FALSE | 1 | FALSE |  | 1.05 | 124.41 | 1119.69 | 5305 | Adhesive (carpet/sheet), generic |  | 56 | D4 | 0 | 0 | 0 | 0 | 0 | 0 | 0 | 0 | 0
| Civic Offices | Barrier Matting; Entrance matting and matwell (Floor covering rubber crumb 10mm) | 1700856 | 8403041 | 3.2 | Floor finishes | floor (rubber proxy) | Construction | 60 | Area Calculation | 80 | 44 | 1 | FALSE | 1 | FALSE |  | 1.07 | 60 | 60 | 5138 | Insulation (rigid sheet), EPS |  | 0 | A1A3 | 283.8204 | 7.8252e-06 | 1.0809 | 0.18135 | 0.61786 | 6.6268e-05 | 6357.0865 | 109.4273 | 1.4296
| Civic Offices | Barrier Matting; Entrance matting and matwell (Floor covering rubber crumb 10mm) | 1700856 | 8403041 | 3.2 | Floor finishes | floor (rubber proxy) | Construction | 60 | Area Calculation | 80 | 44 | 1 | FALSE | 1 | FALSE |  | 1.07 | 60 | 60 | 5138 | Insulation (rigid sheet), EPS |  | 0 | A4 | 1.2302 | 2.2104e-07 | 0.0040281 | 0.0010887 | 0.00068719 | 4.2903e-06 | 18.3381 | 2.8001 | 0.0050624
| Civic Offices | Barrier Matting; Entrance matting and matwell (Floor covering rubber crumb 10mm) | 1700856 | 8403041 | 3.2 | Floor finishes | floor (rubber proxy) | Construction | 60 | Area Calculation | 80 | 44 | 1 | FALSE | 1 | FALSE |  | 1.07 | 60 | 60 | 5138 | Insulation (rigid sheet), EPS |  | 0 | A5 | 0.36104 | 1.1406e-08 | 0.00045585 | 0.11494 | 0.00011061 | 7.3775e-08 | 1.2825 | 0.63 | 0
| Civic Offices | Barrier Matting; Entrance matting and matwell (Floor covering rubber crumb 10mm) | 1700856 | 8403041 | 3.2 | Floor finishes | floor (rubber proxy) | Construction | 60 | Area Calculation | 80 | 44 | 1 | FALSE | 1 | FALSE |  | 1.07 | 60 | 60 | 5138 | Insulation (rigid sheet), EPS |  | 0 | D2 | 0 | 0 | 0 | 0 | 0 | 0 | 0 | 0 | 0
| Civic Offices | Barrier Matting; Entrance matting and matwell (Floor covering rubber crumb 10mm) | 1700856 | 8403041 | 3.2 | Floor finishes | floor (rubber proxy) | Construction | 60 | Area Calculation | 80 | 44 | 1 | FALSE | 1 | FALSE |  | 1.07 | 60 | 60 | 5138 | Insulation (rigid sheet), EPS |  | 0 | D3 | 0 | 0 | 0 | 0 | 0 | 0 | 0 | 0 | 0
| Civic Offices | Barrier Matting; Entrance matting and matwell (Floor covering rubber crumb 10mm) | 1700856 | 8403041 | 3.2 | Floor finishes | floor (rubber proxy) | Construction | 60 | Area Calculation | 80 | 44 | 1 | FALSE | 1 | FALSE |  | 1.07 | 60 | 60 | 5138 | Insulation (rigid sheet), EPS |  | 0 | D4 | 0 | 0 | 0 | 0 | 0 | 0 | 0 | 0 | 0
| Civic Offices | Barrier Matting; Entrance matting and matwell (Floor covering rubber crumb 10mm) | 1700856 | 8403041 | 3.2 | Floor finishes | floor (rubber proxy) | Construction | 60 | Area Calculation | 80 | 44 | 1 | FALSE | 1 | FALSE |  | 1.07 | 60 | 60 | 5138 | Insulation (rigid sheet), EPS |  | 60 | C2 | 0 | 0 | 0 | 0 | 0 | 0 | 0 | 0 | 0
| Civic Offices | Barrier Matting; Entrance matting and matwell (Floor covering rubber crumb 10mm) | 1700856 | 8403041 | 3.2 | Floor finishes | floor (rubber proxy) | Construction | 60 | Area Calculation | 80 | 44 | 1 | FALSE | 1 | FALSE |  | 1.07 | 60 | 60 | 5138 | Insulation (rigid sheet), EPS |  | 60 | C4 | 5.1577 | 1.6295e-07 | 0.0065121 | 1.642 | 0.0015801 | 1.0539e-06 | 18.322 | 9 | 0.4397
| Civic Offices | Barrier Matting; Entrance matting and matwell (Floor covering rubber crumb 10mm) | 1700856 | 8403041 | 3.2 | Floor finishes | floor (rubber proxy) | Construction | 60 | Area Calculation | 80 | 44 | 1 | FALSE | 1 | FALSE |  | 1.07 | 60 | 60 | 5138 | Insulation (rigid sheet), EPS |  | 60 | D2 | 0 | 0 | 0 | 0 | 0 | 0 | 0 | 0 | 0
| Civic Offices | Barrier Matting; Entrance matting and matwell (Floor covering rubber crumb 10mm) | 1700856 | 8403041 | 3.2 | Floor finishes | floor (rubber proxy) | Construction | 60 | Area Calculation | 80 | 44 | 1 | FALSE | 1 | FALSE |  | 1.07 | 60 | 60 | 5138 | Insulation (rigid sheet), EPS |  | 60 | D3 | 0 | 0 | 0 | 0 | 0 | 0 | 0 | 0 | 0
| Civic Offices | Barrier Matting; Entrance matting and matwell (Floor covering rubber crumb 10mm) | 1700856 | 8403041 | 3.2 | Floor finishes | floor (rubber proxy) | Construction | 60 | Area Calculation | 80 | 44 | 1 | FALSE | 1 | FALSE |  | 1.07 | 60 | 60 | 5138 | Insulation (rigid sheet), EPS |  | 60 | D4 | 0 | 0 | 0 | 0 | 0 | 0 | 0 | 0 | 0
| Civic Offices | Tile; Circulation and Entrance areas ground floor: porcelain tile on screed fix with adhesive and grout to match PC tiles (Floor covering porcelain floor tiles) | 1700857 | 8403043 | 3.2 | Floor finishes | flooring | Construction | 6336.176 | Area Calculation | 25 | 44 | 1 | FALSE | 1 | FALSE |  | 1.06 | 6336.176 | 19008.528 | 5353 | Floor finish (tiles), porcelain |  | 0 | A1A3 | 4017.6295 | 0.00046377 | 25.3293 | 6.5758 | 2.071 | 0.3278 | 62933.6381 | 10030.9072 | 33.8528
| Civic Offices | Tile; Circulation and Entrance areas ground floor: porcelain tile on screed fix with adhesive and grout to match PC tiles (Floor covering porcelain floor tiles) | 1700857 | 8403043 | 3.2 | Floor finishes | flooring | Construction | 6336.176 | Area Calculation | 25 | 44 | 1 | FALSE | 1 | FALSE |  | 1.06 | 6336.176 | 19008.528 | 5353 | Floor finish (tiles), porcelain |  | 0 | A4 | 128.6985 | 2.3124e-05 | 0.4214 | 0.1139 | 0.071891 | 0.00044883 | 1918.46 | 292.9348 | 0.52961
| Civic Offices | Tile; Circulation and Entrance areas ground floor: porcelain tile on screed fix with adhesive and grout to match PC tiles (Floor covering porcelain floor tiles) | 1700857 | 8403043 | 3.2 | Floor finishes | flooring | Construction | 6336.176 | Area Calculation | 25 | 44 | 1 | FALSE | 1 | FALSE |  | 1.06 | 6336.176 | 19008.528 | 5353 | Floor finish (tiles), porcelain |  | 0 | A5 | 0.49342 | 1.7009e-07 | 0.0038001 | 0.00093832 | 0.00065646 | 5.3337e-07 | 14.3312 | 57.0256 | 0
| Civic Offices | Tile; Circulation and Entrance areas ground floor: porcelain tile on screed fix with adhesive and grout to match PC tiles (Floor covering porcelain floor tiles) | 1700857 | 8403043 | 3.2 | Floor finishes | flooring | Construction | 6336.176 | Area Calculation | 25 | 44 | 1 | FALSE | 1 | FALSE |  | 1.06 | 6336.176 | 19008.528 | 5353 | Floor finish (tiles), porcelain |  | 0 | D2 | 0 | 0 | 0 | 0 | 0 | 0 | 0 | 0 | 0
| Civic Offices | Tile; Circulation and Entrance areas ground floor: porcelain tile on screed fix with adhesive and grout to match PC tiles (Floor covering porcelain floor tiles) | 1700857 | 8403043 | 3.2 | Floor finishes | flooring | Construction | 6336.176 | Area Calculation | 25 | 44 | 1 | FALSE | 1 | FALSE |  | 1.06 | 6336.176 | 19008.528 | 5353 | Floor finish (tiles), porcelain |  | 0 | D3 | 0 | 0 | 0 | 0 | 0 | 0 | 0 | 0 | 0
| Civic Offices | Tile; Circulation and Entrance areas ground floor: porcelain tile on screed fix with adhesive and grout to match PC tiles (Floor covering porcelain floor tiles) | 1700857 | 8403043 | 3.2 | Floor finishes | flooring | Construction | 6336.176 | Area Calculation | 25 | 44 | 1 | FALSE | 1 | FALSE |  | 1.06 | 6336.176 | 19008.528 | 5353 | Floor finish (tiles), porcelain |  | 0 | D4 | 0 | 0 | 0 | 0 | 0 | 0 | 0 | 0 | 0
| Civic Offices | Tile; Circulation and Entrance areas ground floor: porcelain tile on screed fix with adhesive and grout to match PC tiles (Floor covering porcelain floor tiles) | 1700857 | 8403043 | 3.2 | Floor finishes | flooring | Construction | 6336.176 | Area Calculation | 25 | 44 | 1 | FALSE | 1 | FALSE |  | 1.06 | 6336.176 | 19008.528 | 5353 | Floor finish (tiles), porcelain |  | 60 | C2 | 0 | 0 | 0 | 0 | 0 | 0 | 0 | 0 | 0
| Civic Offices | Tile; Circulation and Entrance areas ground floor: porcelain tile on screed fix with adhesive and grout to match PC tiles (Floor covering porcelain floor tiles) | 1700857 | 8403043 | 3.2 | Floor finishes | flooring | Construction | 6336.176 | Area Calculation | 25 | 44 | 1 | FALSE | 1 | FALSE |  | 1.06 | 6336.176 | 19008.528 | 5353 | Floor finish (tiles), porcelain |  | 60 | C4 | 8.2236 | 2.8349e-06 | 0.063335 | 0.015639 | 0.010941 | 8.8896e-06 | 238.8534 | 950.4264 | 0.77523
| Civic Offices | Tile; Circulation and Entrance areas ground floor: porcelain tile on screed fix with adhesive and grout to match PC tiles (Floor covering porcelain floor tiles) | 1700857 | 8403043 | 3.2 | Floor finishes | flooring | Construction | 6336.176 | Area Calculation | 25 | 44 | 1 | FALSE | 1 | FALSE |  | 1.06 | 6336.176 | 19008.528 | 5353 | Floor finish (tiles), porcelain |  | 60 | D2 | 0 | 0 | 0 | 0 | 0 | 0 | 0 | 0 | 0
| Civic Offices | Tile; Circulation and Entrance areas ground floor: porcelain tile on screed fix with adhesive and grout to match PC tiles (Floor covering porcelain floor tiles) | 1700857 | 8403043 | 3.2 | Floor finishes | flooring | Construction | 6336.176 | Area Calculation | 25 | 44 | 1 | FALSE | 1 | FALSE |  | 1.06 | 6336.176 | 19008.528 | 5353 | Floor finish (tiles), porcelain |  | 60 | D3 | 0 | 0 | 0 | 0 | 0 | 0 | 0 | 0 | 0
| Civic Offices | Tile; Circulation and Entrance areas ground floor: porcelain tile on screed fix with adhesive and grout to match PC tiles (Floor covering porcelain floor tiles) | 1700857 | 8403043 | 3.2 | Floor finishes | flooring | Construction | 6336.176 | Area Calculation | 25 | 44 | 1 | FALSE | 1 | FALSE |  | 1.06 | 6336.176 | 19008.528 | 5353 | Floor finish (tiles), porcelain |  | 60 | D4 | 0 | 0 | 0 | 0 | 0 | 0 | 0 | 0 | 0
| Civic Offices | Tile; Circulation and Entrance areas ground floor: porcelain tile on screed fix with adhesive and grout to match PC tiles (Floor covering porcelain floor tiles) | 1700857 | 8403043 | 3.2 | Floor finishes | flooring | Construction | 6336.176 | Area Calculation | 25 | 44 | 1 | FALSE | 1 | FALSE |  | 1.06 | 6336.176 | 19008.528 | 5353 | Floor finish (tiles), porcelain |  | 25 | B4B5 | 4155.0449 | 0.0004899 | 25.8178 | 6.7063 | 2.1545 | 0.32826 | 65105.2828 | 11331.294 | 34.3824
| Civic Offices | Tile; Circulation and Entrance areas ground floor: porcelain tile on screed fix with adhesive and grout to match PC tiles (Floor covering porcelain floor tiles) | 1700857 | 8403043 | 3.2 | Floor finishes | flooring | Construction | 6336.176 | Area Calculation | 25 | 44 | 1 | FALSE | 1 | FALSE |  | 1.06 | 6336.176 | 19008.528 | 5353 | Floor finish (tiles), porcelain |  | 25 | D2 | 0 | 0 | 0 | 0 | 0 | 0 | 0 | 0 | 0
| Civic Offices | Tile; Circulation and Entrance areas ground floor: porcelain tile on screed fix with adhesive and grout to match PC tiles (Floor covering porcelain floor tiles) | 1700857 | 8403043 | 3.2 | Floor finishes | flooring | Construction | 6336.176 | Area Calculation | 25 | 44 | 1 | FALSE | 1 | FALSE |  | 1.06 | 6336.176 | 19008.528 | 5353 | Floor finish (tiles), porcelain |  | 25 | D3 | 0 | 0 | 0 | 0 | 0 | 0 | 0 | 0 | 0
| Civic Offices | Tile; Circulation and Entrance areas ground floor: porcelain tile on screed fix with adhesive and grout to match PC tiles (Floor covering porcelain floor tiles) | 1700857 | 8403043 | 3.2 | Floor finishes | flooring | Construction | 6336.176 | Area Calculation | 25 | 44 | 1 | FALSE | 1 | FALSE |  | 1.06 | 6336.176 | 19008.528 | 5353 | Floor finish (tiles), porcelain |  | 25 | D4 | 0 | 0 | 0 | 0 | 0 | 0 | 0 | 0 | 0
| Civic Offices | Tile; Circulation and Entrance areas ground floor: porcelain tile on screed fix with adhesive and grout to match PC tiles (Floor covering porcelain floor tiles) | 1700857 | 8403043 | 3.2 | Floor finishes | flooring | Construction | 6336.176 | Area Calculation | 25 | 44 | 1 | FALSE | 1 | FALSE |  | 1.06 | 6336.176 | 19008.528 | 5353 | Floor finish (tiles), porcelain |  | 50 | B4B5 | 4155.0449 | 0.0004899 | 25.8178 | 6.7063 | 2.1545 | 0.32826 | 65105.2828 | 11331.294 | 34.3824
| Civic Offices | Tile; Circulation and Entrance areas ground floor: porcelain tile on screed fix with adhesive and grout to match PC tiles (Floor covering porcelain floor tiles) | 1700857 | 8403043 | 3.2 | Floor finishes | flooring | Construction | 6336.176 | Area Calculation | 25 | 44 | 1 | FALSE | 1 | FALSE |  | 1.06 | 6336.176 | 19008.528 | 5353 | Floor finish (tiles), porcelain |  | 50 | D2 | 0 | 0 | 0 | 0 | 0 | 0 | 0 | 0 | 0
| Civic Offices | Tile; Circulation and Entrance areas ground floor: porcelain tile on screed fix with adhesive and grout to match PC tiles (Floor covering porcelain floor tiles) | 1700857 | 8403043 | 3.2 | Floor finishes | flooring | Construction | 6336.176 | Area Calculation | 25 | 44 | 1 | FALSE | 1 | FALSE |  | 1.06 | 6336.176 | 19008.528 | 5353 | Floor finish (tiles), porcelain |  | 50 | D3 | 0 | 0 | 0 | 0 | 0 | 0 | 0 | 0 | 0
| Civic Offices | Tile; Circulation and Entrance areas ground floor: porcelain tile on screed fix with adhesive and grout to match PC tiles (Floor covering porcelain floor tiles) | 1700857 | 8403043 | 3.2 | Floor finishes | flooring | Construction | 6336.176 | Area Calculation | 25 | 44 | 1 | FALSE | 1 | FALSE |  | 1.06 | 6336.176 | 19008.528 | 5353 | Floor finish (tiles), porcelain |  | 50 | D4 | 0 | 0 | 0 | 0 | 0 | 0 | 0 | 0 | 0
| Civic Offices | Tile; Circulation and Entrance areas ground floor: porcelain tile on screed fix with adhesive and grout to match PC tiles (Floor covering porcelain floor tiles) | 1700857 | 8403044 | 3.2 | Floor finishes | Tile adhesive | Construction | 2404.144 | Area Calculation | 25 | 44 | 1 | FALSE | 1 | FALSE |  | 1.02 | 2404.144 | 7212.432 | 5338 | Adhesive (ceramic/stone tiles), cement (polymer modified) |  | 0 | A1A3 | 2021.266 | 1.4207e-05 | 9.3487 | 1.1872 | 1.8607 | 0.002231 | 30037.9033 | 1471.3361 | 8.1849
| Civic Offices | Tile; Circulation and Entrance areas ground floor: porcelain tile on screed fix with adhesive and grout to match PC tiles (Floor covering porcelain floor tiles) | 1700857 | 8403044 | 3.2 | Floor finishes | Tile adhesive | Construction | 2404.144 | Area Calculation | 25 | 44 | 1 | FALSE | 1 | FALSE |  | 1.02 | 2404.144 | 7212.432 | 5338 | Adhesive (ceramic/stone tiles), cement (polymer modified) |  | 0 | A4 | 46.9895 | 8.4429e-06 | 0.15386 | 0.041586 | 0.026248 | 0.00016388 | 700.4551 | 106.9544 | 0.19337
| Civic Offices | Tile; Circulation and Entrance areas ground floor: porcelain tile on screed fix with adhesive and grout to match PC tiles (Floor covering porcelain floor tiles) | 1700857 | 8403044 | 3.2 | Floor finishes | Tile adhesive | Construction | 2404.144 | Area Calculation | 25 | 44 | 1 | FALSE | 1 | FALSE |  | 1.02 | 2404.144 | 7212.432 | 5338 | Adhesive (ceramic/stone tiles), cement (polymer modified) |  | 0 | A5 | 0.012481 | 4.3026e-09 | 9.6125e-05 | 2.3735e-05 | 1.6605e-05 | 1.3492e-08 | 0.36251 | 7.2124 | 0
| Civic Offices | Tile; Circulation and Entrance areas ground floor: porcelain tile on screed fix with adhesive and grout to match PC tiles (Floor covering porcelain floor tiles) | 1700857 | 8403044 | 3.2 | Floor finishes | Tile adhesive | Construction | 2404.144 | Area Calculation | 25 | 44 | 1 | FALSE | 1 | FALSE |  | 1.02 | 2404.144 | 7212.432 | 5338 | Adhesive (ceramic/stone tiles), cement (polymer modified) |  | 0 | D2 | 0 | 0 | 0 | 0 | 0 | 0 | 0 | 0 | 0
| Civic Offices | Tile; Circulation and Entrance areas ground floor: porcelain tile on screed fix with adhesive and grout to match PC tiles (Floor covering porcelain floor tiles) | 1700857 | 8403044 | 3.2 | Floor finishes | Tile adhesive | Construction | 2404.144 | Area Calculation | 25 | 44 | 1 | FALSE | 1 | FALSE |  | 1.02 | 2404.144 | 7212.432 | 5338 | Adhesive (ceramic/stone tiles), cement (polymer modified) |  | 0 | D3 | 0 | 0 | 0 | 0 | 0 | 0 | 0 | 0 | 0
| Civic Offices | Tile; Circulation and Entrance areas ground floor: porcelain tile on screed fix with adhesive and grout to match PC tiles (Floor covering porcelain floor tiles) | 1700857 | 8403044 | 3.2 | Floor finishes | Tile adhesive | Construction | 2404.144 | Area Calculation | 25 | 44 | 1 | FALSE | 1 | FALSE |  | 1.02 | 2404.144 | 7212.432 | 5338 | Adhesive (ceramic/stone tiles), cement (polymer modified) |  | 0 | D4 | 0 | 0 | 0 | 0 | 0 | 0 | 0 | 0 | 0
| Civic Offices | Tile; Circulation and Entrance areas ground floor: porcelain tile on screed fix with adhesive and grout to match PC tiles (Floor covering porcelain floor tiles) | 1700857 | 8403044 | 3.2 | Floor finishes | Tile adhesive | Construction | 2404.144 | Area Calculation | 25 | 44 | 1 | FALSE | 1 | FALSE |  | 1.02 | 2404.144 | 7212.432 | 5338 | Adhesive (ceramic/stone tiles), cement (polymer modified) |  | 60 | C2 | 0 | 0 | 0 | 0 | 0 | 0 | 0 | 0 | 0
| Civic Offices | Tile; Circulation and Entrance areas ground floor: porcelain tile on screed fix with adhesive and grout to match PC tiles (Floor covering porcelain floor tiles) | 1700857 | 8403044 | 3.2 | Floor finishes | Tile adhesive | Construction | 2404.144 | Area Calculation | 25 | 44 | 1 | FALSE | 1 | FALSE |  | 1.02 | 2404.144 | 7212.432 | 5338 | Adhesive (ceramic/stone tiles), cement (polymer modified) |  | 60 | C4 | 0.62406 | 2.1513e-07 | 0.0048063 | 0.0011868 | 0.00083027 | 6.746e-07 | 18.1257 | 360.6216 | 0.05883
| Civic Offices | Tile; Circulation and Entrance areas ground floor: porcelain tile on screed fix with adhesive and grout to match PC tiles (Floor covering porcelain floor tiles) | 1700857 | 8403044 | 3.2 | Floor finishes | Tile adhesive | Construction | 2404.144 | Area Calculation | 25 | 44 | 1 | FALSE | 1 | FALSE |  | 1.02 | 2404.144 | 7212.432 | 5338 | Adhesive (ceramic/stone tiles), cement (polymer modified) |  | 60 | D2 | 0 | 0 | 0 | 0 | 0 | 0 | 0 | 0 | 0
| Civic Offices | Tile; Circulation and Entrance areas ground floor: porcelain tile on screed fix with adhesive and grout to match PC tiles (Floor covering porcelain floor tiles) | 1700857 | 8403044 | 3.2 | Floor finishes | Tile adhesive | Construction | 2404.144 | Area Calculation | 25 | 44 | 1 | FALSE | 1 | FALSE |  | 1.02 | 2404.144 | 7212.432 | 5338 | Adhesive (ceramic/stone tiles), cement (polymer modified) |  | 60 | D3 | 0 | 0 | 0 | 0 | 0 | 0 | 0 | 0 | 0
| Civic Offices | Tile; Circulation and Entrance areas ground floor: porcelain tile on screed fix with adhesive and grout to match PC tiles (Floor covering porcelain floor tiles) | 1700857 | 8403044 | 3.2 | Floor finishes | Tile adhesive | Construction | 2404.144 | Area Calculation | 25 | 44 | 1 | FALSE | 1 | FALSE |  | 1.02 | 2404.144 | 7212.432 | 5338 | Adhesive (ceramic/stone tiles), cement (polymer modified) |  | 60 | D4 | 0 | 0 | 0 | 0 | 0 | 0 | 0 | 0 | 0
| Civic Offices | Tile; Circulation and Entrance areas ground floor: porcelain tile on screed fix with adhesive and grout to match PC tiles (Floor covering porcelain floor tiles) | 1700857 | 8403044 | 3.2 | Floor finishes | Tile adhesive | Construction | 2404.144 | Area Calculation | 25 | 44 | 1 | FALSE | 1 | FALSE |  | 1.02 | 2404.144 | 7212.432 | 5338 | Adhesive (ceramic/stone tiles), cement (polymer modified) |  | 25 | B4B5 | 2068.8921 | 2.287e-05 | 9.5075 | 1.23 | 1.8878 | 0.0023956 | 30756.8466 | 1946.1245 | 8.3782
| Civic Offices | Tile; Circulation and Entrance areas ground floor: porcelain tile on screed fix with adhesive and grout to match PC tiles (Floor covering porcelain floor tiles) | 1700857 | 8403044 | 3.2 | Floor finishes | Tile adhesive | Construction | 2404.144 | Area Calculation | 25 | 44 | 1 | FALSE | 1 | FALSE |  | 1.02 | 2404.144 | 7212.432 | 5338 | Adhesive (ceramic/stone tiles), cement (polymer modified) |  | 25 | D2 | 0 | 0 | 0 | 0 | 0 | 0 | 0 | 0 | 0
| Civic Offices | Tile; Circulation and Entrance areas ground floor: porcelain tile on screed fix with adhesive and grout to match PC tiles (Floor covering porcelain floor tiles) | 1700857 | 8403044 | 3.2 | Floor finishes | Tile adhesive | Construction | 2404.144 | Area Calculation | 25 | 44 | 1 | FALSE | 1 | FALSE |  | 1.02 | 2404.144 | 7212.432 | 5338 | Adhesive (ceramic/stone tiles), cement (polymer modified) |  | 25 | D3 | 0 | 0 | 0 | 0 | 0 | 0 | 0 | 0 | 0
| Civic Offices | Tile; Circulation and Entrance areas ground floor: porcelain tile on screed fix with adhesive and grout to match PC tiles (Floor covering porcelain floor tiles) | 1700857 | 8403044 | 3.2 | Floor finishes | Tile adhesive | Construction | 2404.144 | Area Calculation | 25 | 44 | 1 | FALSE | 1 | FALSE |  | 1.02 | 2404.144 | 7212.432 | 5338 | Adhesive (ceramic/stone tiles), cement (polymer modified) |  | 25 | D4 | 0 | 0 | 0 | 0 | 0 | 0 | 0 | 0 | 0
| Civic Offices | Tile; Circulation and Entrance areas ground floor: porcelain tile on screed fix with adhesive and grout to match PC tiles (Floor covering porcelain floor tiles) | 1700857 | 8403044 | 3.2 | Floor finishes | Tile adhesive | Construction | 2404.144 | Area Calculation | 25 | 44 | 1 | FALSE | 1 | FALSE |  | 1.02 | 2404.144 | 7212.432 | 5338 | Adhesive (ceramic/stone tiles), cement (polymer modified) |  | 50 | B4B5 | 2068.8921 | 2.287e-05 | 9.5075 | 1.23 | 1.8878 | 0.0023956 | 30756.8466 | 1946.1245 | 8.3782
| Civic Offices | Tile; Circulation and Entrance areas ground floor: porcelain tile on screed fix with adhesive and grout to match PC tiles (Floor covering porcelain floor tiles) | 1700857 | 8403044 | 3.2 | Floor finishes | Tile adhesive | Construction | 2404.144 | Area Calculation | 25 | 44 | 1 | FALSE | 1 | FALSE |  | 1.02 | 2404.144 | 7212.432 | 5338 | Adhesive (ceramic/stone tiles), cement (polymer modified) |  | 50 | D2 | 0 | 0 | 0 | 0 | 0 | 0 | 0 | 0 | 0
| Civic Offices | Tile; Circulation and Entrance areas ground floor: porcelain tile on screed fix with adhesive and grout to match PC tiles (Floor covering porcelain floor tiles) | 1700857 | 8403044 | 3.2 | Floor finishes | Tile adhesive | Construction | 2404.144 | Area Calculation | 25 | 44 | 1 | FALSE | 1 | FALSE |  | 1.02 | 2404.144 | 7212.432 | 5338 | Adhesive (ceramic/stone tiles), cement (polymer modified) |  | 50 | D3 | 0 | 0 | 0 | 0 | 0 | 0 | 0 | 0 | 0
| Civic Offices | Tile; Circulation and Entrance areas ground floor: porcelain tile on screed fix with adhesive and grout to match PC tiles (Floor covering porcelain floor tiles) | 1700857 | 8403044 | 3.2 | Floor finishes | Tile adhesive | Construction | 2404.144 | Area Calculation | 25 | 44 | 1 | FALSE | 1 | FALSE |  | 1.02 | 2404.144 | 7212.432 | 5338 | Adhesive (ceramic/stone tiles), cement (polymer modified) |  | 50 | D4 | 0 | 0 | 0 | 0 | 0 | 0 | 0 | 0 | 0
| Civic Offices | Tile circulation areas upper floors (Floor covering porcelain floor tiles) | 1700858 | 8403046 | 3.2 | Floor finishes | flooring | Construction | 10940.16 | Area Calculation | 25 | 44 | 1 | FALSE | 1 | FALSE |  | 1.06 | 10940.16 | 32820.48 | 5353 | Floor finish (tiles), porcelain |  | 0 | A1A3 | 6936.9142 | 0.00080076 | 43.734 | 11.354 | 3.5758 | 0.56598 | 108662.3968 | 17319.552 | 58.4509
| Civic Offices | Tile circulation areas upper floors (Floor covering porcelain floor tiles) | 1700858 | 8403046 | 3.2 | Floor finishes | flooring | Construction | 10940.16 | Area Calculation | 25 | 44 | 1 | FALSE | 1 | FALSE |  | 1.06 | 10940.16 | 32820.48 | 5353 | Floor finish (tiles), porcelain |  | 0 | A4 | 222.2132 | 3.9926e-05 | 0.7276 | 0.19666 | 0.12413 | 0.00077496 | 3312.449 | 505.7868 | 0.91444
| Civic Offices | Tile circulation areas upper floors (Floor covering porcelain floor tiles) | 1700858 | 8403046 | 3.2 | Floor finishes | flooring | Construction | 10940.16 | Area Calculation | 25 | 44 | 1 | FALSE | 1 | FALSE |  | 1.06 | 10940.16 | 32820.48 | 5353 | Floor finish (tiles), porcelain |  | 0 | A5 | 0.85194 | 2.9368e-07 | 0.0065613 | 0.0016201 | 0.0011335 | 9.2093e-07 | 24.7445 | 98.4614 | 0
| Civic Offices | Tile circulation areas upper floors (Floor covering porcelain floor tiles) | 1700858 | 8403046 | 3.2 | Floor finishes | flooring | Construction | 10940.16 | Area Calculation | 25 | 44 | 1 | FALSE | 1 | FALSE |  | 1.06 | 10940.16 | 32820.48 | 5353 | Floor finish (tiles), porcelain |  | 0 | D2 | 0 | 0 | 0 | 0 | 0 | 0 | 0 | 0 | 0
| Civic Offices | Tile circulation areas upper floors (Floor covering porcelain floor tiles) | 1700858 | 8403046 | 3.2 | Floor finishes | flooring | Construction | 10940.16 | Area Calculation | 25 | 44 | 1 | FALSE | 1 | FALSE |  | 1.06 | 10940.16 | 32820.48 | 5353 | Floor finish (tiles), porcelain |  | 0 | D3 | 0 | 0 | 0 | 0 | 0 | 0 | 0 | 0 | 0
| Civic Offices | Tile circulation areas upper floors (Floor covering porcelain floor tiles) | 1700858 | 8403046 | 3.2 | Floor finishes | flooring | Construction | 10940.16 | Area Calculation | 25 | 44 | 1 | FALSE | 1 | FALSE |  | 1.06 | 10940.16 | 32820.48 | 5353 | Floor finish (tiles), porcelain |  | 0 | D4 | 0 | 0 | 0 | 0 | 0 | 0 | 0 | 0 | 0
| Civic Offices | Tile circulation areas upper floors (Floor covering porcelain floor tiles) | 1700858 | 8403046 | 3.2 | Floor finishes | flooring | Construction | 10940.16 | Area Calculation | 25 | 44 | 1 | FALSE | 1 | FALSE |  | 1.06 | 10940.16 | 32820.48 | 5353 | Floor finish (tiles), porcelain |  | 60 | C2 | 0 | 0 | 0 | 0 | 0 | 0 | 0 | 0 | 0
| Civic Offices | Tile circulation areas upper floors (Floor covering porcelain floor tiles) | 1700858 | 8403046 | 3.2 | Floor finishes | flooring | Construction | 10940.16 | Area Calculation | 25 | 44 | 1 | FALSE | 1 | FALSE |  | 1.06 | 10940.16 | 32820.48 | 5353 | Floor finish (tiles), porcelain |  | 60 | C4 | 14.199 | 4.8947e-06 | 0.10936 | 0.027002 | 0.018891 | 1.5349e-05 | 412.4088 | 1641.024 | 1.3385
| Civic Offices | Tile circulation areas upper floors (Floor covering porcelain floor tiles) | 1700858 | 8403046 | 3.2 | Floor finishes | flooring | Construction | 10940.16 | Area Calculation | 25 | 44 | 1 | FALSE | 1 | FALSE |  | 1.06 | 10940.16 | 32820.48 | 5353 | Floor finish (tiles), porcelain |  | 60 | D2 | 0 | 0 | 0 | 0 | 0 | 0 | 0 | 0 | 0
| Civic Offices | Tile circulation areas upper floors (Floor covering porcelain floor tiles) | 1700858 | 8403046 | 3.2 | Floor finishes | flooring | Construction | 10940.16 | Area Calculation | 25 | 44 | 1 | FALSE | 1 | FALSE |  | 1.06 | 10940.16 | 32820.48 | 5353 | Floor finish (tiles), porcelain |  | 60 | D3 | 0 | 0 | 0 | 0 | 0 | 0 | 0 | 0 | 0
| Civic Offices | Tile circulation areas upper floors (Floor covering porcelain floor tiles) | 1700858 | 8403046 | 3.2 | Floor finishes | flooring | Construction | 10940.16 | Area Calculation | 25 | 44 | 1 | FALSE | 1 | FALSE |  | 1.06 | 10940.16 | 32820.48 | 5353 | Floor finish (tiles), porcelain |  | 60 | D4 | 0 | 0 | 0 | 0 | 0 | 0 | 0 | 0 | 0
| Civic Offices | Tile circulation areas upper floors (Floor covering porcelain floor tiles) | 1700858 | 8403046 | 3.2 | Floor finishes | flooring | Construction | 10940.16 | Area Calculation | 25 | 44 | 1 | FALSE | 1 | FALSE |  | 1.06 | 10940.16 | 32820.48 | 5353 | Floor finish (tiles), porcelain |  | 25 | B4B5 | 7174.1783 | 0.00084587 | 44.5775 | 11.5793 | 3.72 | 0.56677 | 112411.9991 | 19564.8242 | 59.3653
| Civic Offices | Tile circulation areas upper floors (Floor covering porcelain floor tiles) | 1700858 | 8403046 | 3.2 | Floor finishes | flooring | Construction | 10940.16 | Area Calculation | 25 | 44 | 1 | FALSE | 1 | FALSE |  | 1.06 | 10940.16 | 32820.48 | 5353 | Floor finish (tiles), porcelain |  | 25 | D2 | 0 | 0 | 0 | 0 | 0 | 0 | 0 | 0 | 0
| Civic Offices | Tile circulation areas upper floors (Floor covering porcelain floor tiles) | 1700858 | 8403046 | 3.2 | Floor finishes | flooring | Construction | 10940.16 | Area Calculation | 25 | 44 | 1 | FALSE | 1 | FALSE |  | 1.06 | 10940.16 | 32820.48 | 5353 | Floor finish (tiles), porcelain |  | 25 | D3 | 0 | 0 | 0 | 0 | 0 | 0 | 0 | 0 | 0
| Civic Offices | Tile circulation areas upper floors (Floor covering porcelain floor tiles) | 1700858 | 8403046 | 3.2 | Floor finishes | flooring | Construction | 10940.16 | Area Calculation | 25 | 44 | 1 | FALSE | 1 | FALSE |  | 1.06 | 10940.16 | 32820.48 | 5353 | Floor finish (tiles), porcelain |  | 25 | D4 | 0 | 0 | 0 | 0 | 0 | 0 | 0 | 0 | 0
| Civic Offices | Tile circulation areas upper floors (Floor covering porcelain floor tiles) | 1700858 | 8403046 | 3.2 | Floor finishes | flooring | Construction | 10940.16 | Area Calculation | 25 | 44 | 1 | FALSE | 1 | FALSE |  | 1.06 | 10940.16 | 32820.48 | 5353 | Floor finish (tiles), porcelain |  | 50 | B4B5 | 7174.1783 | 0.00084587 | 44.5775 | 11.5793 | 3.72 | 0.56677 | 112411.9991 | 19564.8242 | 59.3653
| Civic Offices | Tile circulation areas upper floors (Floor covering porcelain floor tiles) | 1700858 | 8403046 | 3.2 | Floor finishes | flooring | Construction | 10940.16 | Area Calculation | 25 | 44 | 1 | FALSE | 1 | FALSE |  | 1.06 | 10940.16 | 32820.48 | 5353 | Floor finish (tiles), porcelain |  | 50 | D2 | 0 | 0 | 0 | 0 | 0 | 0 | 0 | 0 | 0
| Civic Offices | Tile circulation areas upper floors (Floor covering porcelain floor tiles) | 1700858 | 8403046 | 3.2 | Floor finishes | flooring | Construction | 10940.16 | Area Calculation | 25 | 44 | 1 | FALSE | 1 | FALSE |  | 1.06 | 10940.16 | 32820.48 | 5353 | Floor finish (tiles), porcelain |  | 50 | D3 | 0 | 0 | 0 | 0 | 0 | 0 | 0 | 0 | 0
| Civic Offices | Tile circulation areas upper floors (Floor covering porcelain floor tiles) | 1700858 | 8403046 | 3.2 | Floor finishes | flooring | Construction | 10940.16 | Area Calculation | 25 | 44 | 1 | FALSE | 1 | FALSE |  | 1.06 | 10940.16 | 32820.48 | 5353 | Floor finish (tiles), porcelain |  | 50 | D4 | 0 | 0 | 0 | 0 | 0 | 0 | 0 | 0 | 0
| Civic Offices | Tile circulation areas upper floors (Floor covering porcelain floor tiles) | 1700858 | 8403047 | 3.2 | Floor finishes | Tile adhesive | Construction | 4151.04 | Area Calculation | 25 | 44 | 1 | FALSE | 1 | FALSE |  | 1.02 | 4151.04 | 12453.12 | 5338 | Adhesive (ceramic/stone tiles), cement (polymer modified) |  | 0 | A1A3 | 3489.9557 | 2.4531e-05 | 16.1417 | 2.0499 | 3.2127 | 0.0038521 | 51864.0057 | 2540.4365 | 14.1321
| Civic Offices | Tile circulation areas upper floors (Floor covering porcelain floor tiles) | 1700858 | 8403047 | 3.2 | Floor finishes | Tile adhesive | Construction | 4151.04 | Area Calculation | 25 | 44 | 1 | FALSE | 1 | FALSE |  | 1.02 | 4151.04 | 12453.12 | 5338 | Adhesive (ceramic/stone tiles), cement (polymer modified) |  | 0 | A4 | 81.133 | 1.4578e-05 | 0.26566 | 0.071803 | 0.045321 | 0.00028295 | 1209.4189 | 184.6694 | 0.33387
| Civic Offices | Tile circulation areas upper floors (Floor covering porcelain floor tiles) | 1700858 | 8403047 | 3.2 | Floor finishes | Tile adhesive | Construction | 4151.04 | Area Calculation | 25 | 44 | 1 | FALSE | 1 | FALSE |  | 1.02 | 4151.04 | 12453.12 | 5338 | Adhesive (ceramic/stone tiles), cement (polymer modified) |  | 0 | A5 | 0.02155 | 7.4289e-09 | 0.00016597 | 4.0982e-05 | 2.8671e-05 | 2.3295e-08 | 0.62592 | 12.4531 | 0
| Civic Offices | Tile circulation areas upper floors (Floor covering porcelain floor tiles) | 1700858 | 8403047 | 3.2 | Floor finishes | Tile adhesive | Construction | 4151.04 | Area Calculation | 25 | 44 | 1 | FALSE | 1 | FALSE |  | 1.02 | 4151.04 | 12453.12 | 5338 | Adhesive (ceramic/stone tiles), cement (polymer modified) |  | 0 | D2 | 0 | 0 | 0 | 0 | 0 | 0 | 0 | 0 | 0
| Civic Offices | Tile circulation areas upper floors (Floor covering porcelain floor tiles) | 1700858 | 8403047 | 3.2 | Floor finishes | Tile adhesive | Construction | 4151.04 | Area Calculation | 25 | 44 | 1 | FALSE | 1 | FALSE |  | 1.02 | 4151.04 | 12453.12 | 5338 | Adhesive (ceramic/stone tiles), cement (polymer modified) |  | 0 | D3 | 0 | 0 | 0 | 0 | 0 | 0 | 0 | 0 | 0
| Civic Offices | Tile circulation areas upper floors (Floor covering porcelain floor tiles) | 1700858 | 8403047 | 3.2 | Floor finishes | Tile adhesive | Construction | 4151.04 | Area Calculation | 25 | 44 | 1 | FALSE | 1 | FALSE |  | 1.02 | 4151.04 | 12453.12 | 5338 | Adhesive (ceramic/stone tiles), cement (polymer modified) |  | 0 | D4 | 0 | 0 | 0 | 0 | 0 | 0 | 0 | 0 | 0
| Civic Offices | Tile circulation areas upper floors (Floor covering porcelain floor tiles) | 1700858 | 8403047 | 3.2 | Floor finishes | Tile adhesive | Construction | 4151.04 | Area Calculation | 25 | 44 | 1 | FALSE | 1 | FALSE |  | 1.02 | 4151.04 | 12453.12 | 5338 | Adhesive (ceramic/stone tiles), cement (polymer modified) |  | 60 | C2 | 0 | 0 | 0 | 0 | 0 | 0 | 0 | 0 | 0
| Civic Offices | Tile circulation areas upper floors (Floor covering porcelain floor tiles) | 1700858 | 8403047 | 3.2 | Floor finishes | Tile adhesive | Construction | 4151.04 | Area Calculation | 25 | 44 | 1 | FALSE | 1 | FALSE |  | 1.02 | 4151.04 | 12453.12 | 5338 | Adhesive (ceramic/stone tiles), cement (polymer modified) |  | 60 | C4 | 1.0775 | 3.7144e-07 | 0.0082986 | 0.0020491 | 0.0014336 | 1.1648e-06 | 31.2962 | 622.656 | 0.10158
| Civic Offices | Tile circulation areas upper floors (Floor covering porcelain floor tiles) | 1700858 | 8403047 | 3.2 | Floor finishes | Tile adhesive | Construction | 4151.04 | Area Calculation | 25 | 44 | 1 | FALSE | 1 | FALSE |  | 1.02 | 4151.04 | 12453.12 | 5338 | Adhesive (ceramic/stone tiles), cement (polymer modified) |  | 60 | D2 | 0 | 0 | 0 | 0 | 0 | 0 | 0 | 0 | 0
| Civic Offices | Tile circulation areas upper floors (Floor covering porcelain floor tiles) | 1700858 | 8403047 | 3.2 | Floor finishes | Tile adhesive | Construction | 4151.04 | Area Calculation | 25 | 44 | 1 | FALSE | 1 | FALSE |  | 1.02 | 4151.04 | 12453.12 | 5338 | Adhesive (ceramic/stone tiles), cement (polymer modified) |  | 60 | D3 | 0 | 0 | 0 | 0 | 0 | 0 | 0 | 0 | 0
| Civic Offices | Tile circulation areas upper floors (Floor covering porcelain floor tiles) | 1700858 | 8403047 | 3.2 | Floor finishes | Tile adhesive | Construction | 4151.04 | Area Calculation | 25 | 44 | 1 | FALSE | 1 | FALSE |  | 1.02 | 4151.04 | 12453.12 | 5338 | Adhesive (ceramic/stone tiles), cement (polymer modified) |  | 60 | D4 | 0 | 0 | 0 | 0 | 0 | 0 | 0 | 0 | 0
| Civic Offices | Tile circulation areas upper floors (Floor covering porcelain floor tiles) | 1700858 | 8403047 | 3.2 | Floor finishes | Tile adhesive | Construction | 4151.04 | Area Calculation | 25 | 44 | 1 | FALSE | 1 | FALSE |  | 1.02 | 4151.04 | 12453.12 | 5338 | Adhesive (ceramic/stone tiles), cement (polymer modified) |  | 25 | B4B5 | 3572.1877 | 3.9487e-05 | 16.4158 | 2.1238 | 3.2595 | 0.0041362 | 53105.3467 | 3360.215 | 14.466
| Civic Offices | Tile circulation areas upper floors (Floor covering porcelain floor tiles) | 1700858 | 8403047 | 3.2 | Floor finishes | Tile adhesive | Construction | 4151.04 | Area Calculation | 25 | 44 | 1 | FALSE | 1 | FALSE |  | 1.02 | 4151.04 | 12453.12 | 5338 | Adhesive (ceramic/stone tiles), cement (polymer modified) |  | 25 | D2 | 0 | 0 | 0 | 0 | 0 | 0 | 0 | 0 | 0
| Civic Offices | Tile circulation areas upper floors (Floor covering porcelain floor tiles) | 1700858 | 8403047 | 3.2 | Floor finishes | Tile adhesive | Construction | 4151.04 | Area Calculation | 25 | 44 | 1 | FALSE | 1 | FALSE |  | 1.02 | 4151.04 | 12453.12 | 5338 | Adhesive (ceramic/stone tiles), cement (polymer modified) |  | 25 | D3 | 0 | 0 | 0 | 0 | 0 | 0 | 0 | 0 | 0
| Civic Offices | Tile circulation areas upper floors (Floor covering porcelain floor tiles) | 1700858 | 8403047 | 3.2 | Floor finishes | Tile adhesive | Construction | 4151.04 | Area Calculation | 25 | 44 | 1 | FALSE | 1 | FALSE |  | 1.02 | 4151.04 | 12453.12 | 5338 | Adhesive (ceramic/stone tiles), cement (polymer modified) |  | 25 | D4 | 0 | 0 | 0 | 0 | 0 | 0 | 0 | 0 | 0
| Civic Offices | Tile circulation areas upper floors (Floor covering porcelain floor tiles) | 1700858 | 8403047 | 3.2 | Floor finishes | Tile adhesive | Construction | 4151.04 | Area Calculation | 25 | 44 | 1 | FALSE | 1 | FALSE |  | 1.02 | 4151.04 | 12453.12 | 5338 | Adhesive (ceramic/stone tiles), cement (polymer modified) |  | 50 | B4B5 | 3572.1877 | 3.9487e-05 | 16.4158 | 2.1238 | 3.2595 | 0.0041362 | 53105.3467 | 3360.215 | 14.466
| Civic Offices | Tile circulation areas upper floors (Floor covering porcelain floor tiles) | 1700858 | 8403047 | 3.2 | Floor finishes | Tile adhesive | Construction | 4151.04 | Area Calculation | 25 | 44 | 1 | FALSE | 1 | FALSE |  | 1.02 | 4151.04 | 12453.12 | 5338 | Adhesive (ceramic/stone tiles), cement (polymer modified) |  | 50 | D2 | 0 | 0 | 0 | 0 | 0 | 0 | 0 | 0 | 0
| Civic Offices | Tile circulation areas upper floors (Floor covering porcelain floor tiles) | 1700858 | 8403047 | 3.2 | Floor finishes | Tile adhesive | Construction | 4151.04 | Area Calculation | 25 | 44 | 1 | FALSE | 1 | FALSE |  | 1.02 | 4151.04 | 12453.12 | 5338 | Adhesive (ceramic/stone tiles), cement (polymer modified) |  | 50 | D3 | 0 | 0 | 0 | 0 | 0 | 0 | 0 | 0 | 0
| Civic Offices | Tile circulation areas upper floors (Floor covering porcelain floor tiles) | 1700858 | 8403047 | 3.2 | Floor finishes | Tile adhesive | Construction | 4151.04 | Area Calculation | 25 | 44 | 1 | FALSE | 1 | FALSE |  | 1.02 | 4151.04 | 12453.12 | 5338 | Adhesive (ceramic/stone tiles), cement (polymer modified) |  | 50 | D4 | 0 | 0 | 0 | 0 | 0 | 0 | 0 | 0 | 0
| Civic Offices | Timber Floor; Registry Area engineered timber floor laid on screed (Floor covering timber hardwood 22mm (e.g. Oak)) | 1700859 | 8403049 | 3.2 | Floor finishes | Timber Decking | Construction | 754.6 | Area Calculation | 15 | 44 | 1 | FALSE | 1 | FALSE |  | 1.07 | 754.6 | 3018.4 | 5452 | Floor finish, timber (hardwood, solid) |  | 0 | A1A3 | -2002.1664 | 1.9221e-05 | 0.89553 | 0.28519 | 0.30229 | 0.0004698 | 2275.3353 | 4532.7503 | -3.2916
| Civic Offices | Timber Floor; Registry Area engineered timber floor laid on screed (Floor covering timber hardwood 22mm (e.g. Oak)) | 1700859 | 8403049 | 3.2 | Floor finishes | Timber Decking | Construction | 754.6 | Area Calculation | 15 | 44 | 1 | FALSE | 1 | FALSE |  | 1.07 | 754.6 | 3018.4 | 5452 | Floor finish, timber (hardwood, solid) |  | 0 | A4 | 59.1608 | 5.6813e-06 | 1.1185 | 0.10661 | 0.087825 | 5.4103e-05 | 861.1682 | 148.1747 | 0.35157
| Civic Offices | Timber Floor; Registry Area engineered timber floor laid on screed (Floor covering timber hardwood 22mm (e.g. Oak)) | 1700859 | 8403049 | 3.2 | Floor finishes | Timber Decking | Construction | 754.6 | Area Calculation | 15 | 44 | 1 | FALSE | 1 | FALSE |  | 1.07 | 754.6 | 3018.4 | 5452 | Floor finish, timber (hardwood, solid) |  | 0 | A5 | 0.66387 | 2.1801e-08 | 0.00058141 | 0.02738 | 0.00020592 | 1.1948e-07 | 2.0183 | 5.0181 | 0
| Civic Offices | Timber Floor; Registry Area engineered timber floor laid on screed (Floor covering timber hardwood 22mm (e.g. Oak)) | 1700859 | 8403049 | 3.2 | Floor finishes | Timber Decking | Construction | 754.6 | Area Calculation | 15 | 44 | 1 | FALSE | 1 | FALSE |  | 1.07 | 754.6 | 3018.4 | 5452 | Floor finish, timber (hardwood, solid) |  | 0 | D2 | 0 | 0 | 0 | 0 | 0 | 0 | 0 | 0 | 0
| Civic Offices | Timber Floor; Registry Area engineered timber floor laid on screed (Floor covering timber hardwood 22mm (e.g. Oak)) | 1700859 | 8403049 | 3.2 | Floor finishes | Timber Decking | Construction | 754.6 | Area Calculation | 15 | 44 | 1 | FALSE | 1 | FALSE |  | 1.07 | 754.6 | 3018.4 | 5452 | Floor finish, timber (hardwood, solid) |  | 0 | D3 | 0 | 0 | 0 | 0 | 0 | 0 | 0 | 0 | 0
| Civic Offices | Timber Floor; Registry Area engineered timber floor laid on screed (Floor covering timber hardwood 22mm (e.g. Oak)) | 1700859 | 8403049 | 3.2 | Floor finishes | Timber Decking | Construction | 754.6 | Area Calculation | 15 | 44 | 1 | FALSE | 1 | FALSE |  | 1.07 | 754.6 | 3018.4 | 5452 | Floor finish, timber (hardwood, solid) |  | 0 | D4 | 0 | 0 | 0 | 0 | 0 | 0 | 0 | 0 | 0
| Civic Offices | Timber Floor; Registry Area engineered timber floor laid on screed (Floor covering timber hardwood 22mm (e.g. Oak)) | 1700859 | 8403049 | 3.2 | Floor finishes | Timber Decking | Construction | 754.6 | Area Calculation | 15 | 44 | 1 | FALSE | 1 | FALSE |  | 1.07 | 754.6 | 3018.4 | 5452 | Floor finish, timber (hardwood, solid) |  | 60 | C2 | 0 | 0 | 0 | 0 | 0 | 0 | 0 | 0 | 0
| Civic Offices | Timber Floor; Registry Area engineered timber floor laid on screed (Floor covering timber hardwood 22mm (e.g. Oak)) | 1700859 | 8403049 | 3.2 | Floor finishes | Timber Decking | Construction | 754.6 | Area Calculation | 15 | 44 | 1 | FALSE | 1 | FALSE |  | 1.07 | 754.6 | 3018.4 | 5452 | Floor finish, timber (hardwood, solid) |  | 60 | C4 | 9.4838 | 3.1144e-07 | 0.0083059 | 0.39114 | 0.0029417 | 1.7068e-06 | 28.833 | 71.687 | 0.17036
| Civic Offices | Timber Floor; Registry Area engineered timber floor laid on screed (Floor covering timber hardwood 22mm (e.g. Oak)) | 1700859 | 8403049 | 3.2 | Floor finishes | Timber Decking | Construction | 754.6 | Area Calculation | 15 | 44 | 1 | FALSE | 1 | FALSE |  | 1.07 | 754.6 | 3018.4 | 5452 | Floor finish, timber (hardwood, solid) |  | 60 | D2 | 0 | 0 | 0 | 0 | 0 | 0 | 0 | 0 | 0
| Civic Offices | Timber Floor; Registry Area engineered timber floor laid on screed (Floor covering timber hardwood 22mm (e.g. Oak)) | 1700859 | 8403049 | 3.2 | Floor finishes | Timber Decking | Construction | 754.6 | Area Calculation | 15 | 44 | 1 | FALSE | 1 | FALSE |  | 1.07 | 754.6 | 3018.4 | 5452 | Floor finish, timber (hardwood, solid) |  | 60 | D3 | 0 | 0 | 0 | 0 | 0 | 0 | 0 | 0 | 0
| Civic Offices | Timber Floor; Registry Area engineered timber floor laid on screed (Floor covering timber hardwood 22mm (e.g. Oak)) | 1700859 | 8403049 | 3.2 | Floor finishes | Timber Decking | Construction | 754.6 | Area Calculation | 15 | 44 | 1 | FALSE | 1 | FALSE |  | 1.07 | 754.6 | 3018.4 | 5452 | Floor finish, timber (hardwood, solid) |  | 60 | D4 | 0 | 0 | 0 | 0 | 0 | 0 | 0 | 0 | 0
| Civic Offices | Timber Floor; Registry Area engineered timber floor laid on screed (Floor covering timber hardwood 22mm (e.g. Oak)) | 1700859 | 8403049 | 3.2 | Floor finishes | Timber Decking | Construction | 754.6 | Area Calculation | 15 | 44 | 1 | FALSE | 1 | FALSE |  | 1.07 | 754.6 | 3018.4 | 5452 | Floor finish, timber (hardwood, solid) |  | 15 | B4B5 | -1932.8579 | 2.5236e-05 | 2.0229 | 0.81032 | 0.39326 | 0.00052573 | 3167.3548 | 4757.63 | -2.94
| Civic Offices | Timber Floor; Registry Area engineered timber floor laid on screed (Floor covering timber hardwood 22mm (e.g. Oak)) | 1700859 | 8403049 | 3.2 | Floor finishes | Timber Decking | Construction | 754.6 | Area Calculation | 15 | 44 | 1 | FALSE | 1 | FALSE |  | 1.07 | 754.6 | 3018.4 | 5452 | Floor finish, timber (hardwood, solid) |  | 15 | D2 | 0 | 0 | 0 | 0 | 0 | 0 | 0 | 0 | 0
| Civic Offices | Timber Floor; Registry Area engineered timber floor laid on screed (Floor covering timber hardwood 22mm (e.g. Oak)) | 1700859 | 8403049 | 3.2 | Floor finishes | Timber Decking | Construction | 754.6 | Area Calculation | 15 | 44 | 1 | FALSE | 1 | FALSE |  | 1.07 | 754.6 | 3018.4 | 5452 | Floor finish, timber (hardwood, solid) |  | 15 | D3 | 0 | 0 | 0 | 0 | 0 | 0 | 0 | 0 | 0
| Civic Offices | Timber Floor; Registry Area engineered timber floor laid on screed (Floor covering timber hardwood 22mm (e.g. Oak)) | 1700859 | 8403049 | 3.2 | Floor finishes | Timber Decking | Construction | 754.6 | Area Calculation | 15 | 44 | 1 | FALSE | 1 | FALSE |  | 1.07 | 754.6 | 3018.4 | 5452 | Floor finish, timber (hardwood, solid) |  | 15 | D4 | 0 | 0 | 0 | 0 | 0 | 0 | 0 | 0 | 0
| Civic Offices | Timber Floor; Registry Area engineered timber floor laid on screed (Floor covering timber hardwood 22mm (e.g. Oak)) | 1700859 | 8403049 | 3.2 | Floor finishes | Timber Decking | Construction | 754.6 | Area Calculation | 15 | 44 | 1 | FALSE | 1 | FALSE |  | 1.07 | 754.6 | 3018.4 | 5452 | Floor finish, timber (hardwood, solid) |  | 30 | B4B5 | -1932.8579 | 2.5236e-05 | 2.0229 | 0.81032 | 0.39326 | 0.00052573 | 3167.3548 | 4757.63 | -2.94
| Civic Offices | Timber Floor; Registry Area engineered timber floor laid on screed (Floor covering timber hardwood 22mm (e.g. Oak)) | 1700859 | 8403049 | 3.2 | Floor finishes | Timber Decking | Construction | 754.6 | Area Calculation | 15 | 44 | 1 | FALSE | 1 | FALSE |  | 1.07 | 754.6 | 3018.4 | 5452 | Floor finish, timber (hardwood, solid) |  | 30 | D2 | 0 | 0 | 0 | 0 | 0 | 0 | 0 | 0 | 0
| Civic Offices | Timber Floor; Registry Area engineered timber floor laid on screed (Floor covering timber hardwood 22mm (e.g. Oak)) | 1700859 | 8403049 | 3.2 | Floor finishes | Timber Decking | Construction | 754.6 | Area Calculation | 15 | 44 | 1 | FALSE | 1 | FALSE |  | 1.07 | 754.6 | 3018.4 | 5452 | Floor finish, timber (hardwood, solid) |  | 30 | D3 | 0 | 0 | 0 | 0 | 0 | 0 | 0 | 0 | 0
| Civic Offices | Timber Floor; Registry Area engineered timber floor laid on screed (Floor covering timber hardwood 22mm (e.g. Oak)) | 1700859 | 8403049 | 3.2 | Floor finishes | Timber Decking | Construction | 754.6 | Area Calculation | 15 | 44 | 1 | FALSE | 1 | FALSE |  | 1.07 | 754.6 | 3018.4 | 5452 | Floor finish, timber (hardwood, solid) |  | 30 | D4 | 0 | 0 | 0 | 0 | 0 | 0 | 0 | 0 | 0
| Civic Offices | Timber Floor; Registry Area engineered timber floor laid on screed (Floor covering timber hardwood 22mm (e.g. Oak)) | 1700859 | 8403049 | 3.2 | Floor finishes | Timber Decking | Construction | 754.6 | Area Calculation | 15 | 44 | 1 | FALSE | 1 | FALSE |  | 1.07 | 754.6 | 3018.4 | 5452 | Floor finish, timber (hardwood, solid) |  | 45 | B4B5 | -1932.8579 | 2.5236e-05 | 2.0229 | 0.81032 | 0.39326 | 0.00052573 | 3167.3548 | 4757.63 | -2.94
| Civic Offices | Timber Floor; Registry Area engineered timber floor laid on screed (Floor covering timber hardwood 22mm (e.g. Oak)) | 1700859 | 8403049 | 3.2 | Floor finishes | Timber Decking | Construction | 754.6 | Area Calculation | 15 | 44 | 1 | FALSE | 1 | FALSE |  | 1.07 | 754.6 | 3018.4 | 5452 | Floor finish, timber (hardwood, solid) |  | 45 | D2 | 0 | 0 | 0 | 0 | 0 | 0 | 0 | 0 | 0
| Civic Offices | Timber Floor; Registry Area engineered timber floor laid on screed (Floor covering timber hardwood 22mm (e.g. Oak)) | 1700859 | 8403049 | 3.2 | Floor finishes | Timber Decking | Construction | 754.6 | Area Calculation | 15 | 44 | 1 | FALSE | 1 | FALSE |  | 1.07 | 754.6 | 3018.4 | 5452 | Floor finish, timber (hardwood, solid) |  | 45 | D3 | 0 | 0 | 0 | 0 | 0 | 0 | 0 | 0 | 0
| Civic Offices | Timber Floor; Registry Area engineered timber floor laid on screed (Floor covering timber hardwood 22mm (e.g. Oak)) | 1700859 | 8403049 | 3.2 | Floor finishes | Timber Decking | Construction | 754.6 | Area Calculation | 15 | 44 | 1 | FALSE | 1 | FALSE |  | 1.07 | 754.6 | 3018.4 | 5452 | Floor finish, timber (hardwood, solid) |  | 45 | D4 | 0 | 0 | 0 | 0 | 0 | 0 | 0 | 0 | 0
| Civic Offices | WC Tile; WC and Cleaner areas laid on screed (Floor covering porcelain floor tiles) | 1700860 | 8403051 | 3.2 | Floor finishes | flooring | Construction | 683.76 | Area Calculation | 25 | 44 | 1 | FALSE | 1 | FALSE |  | 1.06 | 683.76 | 2051.28 | 5353 | Floor finish (tiles), porcelain |  | 0 | A1A3 | 433.5571 | 5.0047e-05 | 2.7334 | 0.70962 | 0.22349 | 0.035374 | 6791.3998 | 1082.472 | 3.6532
| Civic Offices | WC Tile; WC and Cleaner areas laid on screed (Floor covering porcelain floor tiles) | 1700860 | 8403051 | 3.2 | Floor finishes | flooring | Construction | 683.76 | Area Calculation | 25 | 44 | 1 | FALSE | 1 | FALSE |  | 1.06 | 683.76 | 2051.28 | 5353 | Floor finish (tiles), porcelain |  | 0 | A4 | 13.8883 | 2.4954e-06 | 0.045475 | 0.012291 | 0.007758 | 4.8435e-05 | 207.0281 | 31.6117 | 0.057152
| Civic Offices | WC Tile; WC and Cleaner areas laid on screed (Floor covering porcelain floor tiles) | 1700860 | 8403051 | 3.2 | Floor finishes | flooring | Construction | 683.76 | Area Calculation | 25 | 44 | 1 | FALSE | 1 | FALSE |  | 1.06 | 683.76 | 2051.28 | 5353 | Floor finish (tiles), porcelain |  | 0 | A5 | 0.053246 | 1.8355e-08 | 0.00041008 | 0.00010126 | 7.0841e-05 | 5.7558e-08 | 1.5465 | 6.1538 | 0
| Civic Offices | WC Tile; WC and Cleaner areas laid on screed (Floor covering porcelain floor tiles) | 1700860 | 8403051 | 3.2 | Floor finishes | flooring | Construction | 683.76 | Area Calculation | 25 | 44 | 1 | FALSE | 1 | FALSE |  | 1.06 | 683.76 | 2051.28 | 5353 | Floor finish (tiles), porcelain |  | 0 | D2 | 0 | 0 | 0 | 0 | 0 | 0 | 0 | 0 | 0
| Civic Offices | WC Tile; WC and Cleaner areas laid on screed (Floor covering porcelain floor tiles) | 1700860 | 8403051 | 3.2 | Floor finishes | flooring | Construction | 683.76 | Area Calculation | 25 | 44 | 1 | FALSE | 1 | FALSE |  | 1.06 | 683.76 | 2051.28 | 5353 | Floor finish (tiles), porcelain |  | 0 | D3 | 0 | 0 | 0 | 0 | 0 | 0 | 0 | 0 | 0
| Civic Offices | WC Tile; WC and Cleaner areas laid on screed (Floor covering porcelain floor tiles) | 1700860 | 8403051 | 3.2 | Floor finishes | flooring | Construction | 683.76 | Area Calculation | 25 | 44 | 1 | FALSE | 1 | FALSE |  | 1.06 | 683.76 | 2051.28 | 5353 | Floor finish (tiles), porcelain |  | 0 | D4 | 0 | 0 | 0 | 0 | 0 | 0 | 0 | 0 | 0
| Civic Offices | WC Tile; WC and Cleaner areas laid on screed (Floor covering porcelain floor tiles) | 1700860 | 8403051 | 3.2 | Floor finishes | flooring | Construction | 683.76 | Area Calculation | 25 | 44 | 1 | FALSE | 1 | FALSE |  | 1.06 | 683.76 | 2051.28 | 5353 | Floor finish (tiles), porcelain |  | 60 | C2 | 0 | 0 | 0 | 0 | 0 | 0 | 0 | 0 | 0
| Civic Offices | WC Tile; WC and Cleaner areas laid on screed (Floor covering porcelain floor tiles) | 1700860 | 8403051 | 3.2 | Floor finishes | flooring | Construction | 683.76 | Area Calculation | 25 | 44 | 1 | FALSE | 1 | FALSE |  | 1.06 | 683.76 | 2051.28 | 5353 | Floor finish (tiles), porcelain |  | 60 | C4 | 0.88744 | 3.0592e-07 | 0.0068347 | 0.0016876 | 0.0011807 | 9.5931e-07 | 25.7756 | 102.564 | 0.083658
| Civic Offices | WC Tile; WC and Cleaner areas laid on screed (Floor covering porcelain floor tiles) | 1700860 | 8403051 | 3.2 | Floor finishes | flooring | Construction | 683.76 | Area Calculation | 25 | 44 | 1 | FALSE | 1 | FALSE |  | 1.06 | 683.76 | 2051.28 | 5353 | Floor finish (tiles), porcelain |  | 60 | D2 | 0 | 0 | 0 | 0 | 0 | 0 | 0 | 0 | 0
| Civic Offices | WC Tile; WC and Cleaner areas laid on screed (Floor covering porcelain floor tiles) | 1700860 | 8403051 | 3.2 | Floor finishes | flooring | Construction | 683.76 | Area Calculation | 25 | 44 | 1 | FALSE | 1 | FALSE |  | 1.06 | 683.76 | 2051.28 | 5353 | Floor finish (tiles), porcelain |  | 60 | D3 | 0 | 0 | 0 | 0 | 0 | 0 | 0 | 0 | 0
| Civic Offices | WC Tile; WC and Cleaner areas laid on screed (Floor covering porcelain floor tiles) | 1700860 | 8403051 | 3.2 | Floor finishes | flooring | Construction | 683.76 | Area Calculation | 25 | 44 | 1 | FALSE | 1 | FALSE |  | 1.06 | 683.76 | 2051.28 | 5353 | Floor finish (tiles), porcelain |  | 60 | D4 | 0 | 0 | 0 | 0 | 0 | 0 | 0 | 0 | 0
| Civic Offices | WC Tile; WC and Cleaner areas laid on screed (Floor covering porcelain floor tiles) | 1700860 | 8403051 | 3.2 | Floor finishes | flooring | Construction | 683.76 | Area Calculation | 25 | 44 | 1 | FALSE | 1 | FALSE |  | 1.06 | 683.76 | 2051.28 | 5353 | Floor finish (tiles), porcelain |  | 25 | B4B5 | 448.3861 | 5.2867e-05 | 2.7861 | 0.7237 | 0.2325 | 0.035423 | 7025.7499 | 1222.8015 | 3.7103
| Civic Offices | WC Tile; WC and Cleaner areas laid on screed (Floor covering porcelain floor tiles) | 1700860 | 8403051 | 3.2 | Floor finishes | flooring | Construction | 683.76 | Area Calculation | 25 | 44 | 1 | FALSE | 1 | FALSE |  | 1.06 | 683.76 | 2051.28 | 5353 | Floor finish (tiles), porcelain |  | 25 | D2 | 0 | 0 | 0 | 0 | 0 | 0 | 0 | 0 | 0
| Civic Offices | WC Tile; WC and Cleaner areas laid on screed (Floor covering porcelain floor tiles) | 1700860 | 8403051 | 3.2 | Floor finishes | flooring | Construction | 683.76 | Area Calculation | 25 | 44 | 1 | FALSE | 1 | FALSE |  | 1.06 | 683.76 | 2051.28 | 5353 | Floor finish (tiles), porcelain |  | 25 | D3 | 0 | 0 | 0 | 0 | 0 | 0 | 0 | 0 | 0
| Civic Offices | WC Tile; WC and Cleaner areas laid on screed (Floor covering porcelain floor tiles) | 1700860 | 8403051 | 3.2 | Floor finishes | flooring | Construction | 683.76 | Area Calculation | 25 | 44 | 1 | FALSE | 1 | FALSE |  | 1.06 | 683.76 | 2051.28 | 5353 | Floor finish (tiles), porcelain |  | 25 | D4 | 0 | 0 | 0 | 0 | 0 | 0 | 0 | 0 | 0
| Civic Offices | WC Tile; WC and Cleaner areas laid on screed (Floor covering porcelain floor tiles) | 1700860 | 8403051 | 3.2 | Floor finishes | flooring | Construction | 683.76 | Area Calculation | 25 | 44 | 1 | FALSE | 1 | FALSE |  | 1.06 | 683.76 | 2051.28 | 5353 | Floor finish (tiles), porcelain |  | 50 | B4B5 | 448.3861 | 5.2867e-05 | 2.7861 | 0.7237 | 0.2325 | 0.035423 | 7025.7499 | 1222.8015 | 3.7103
| Civic Offices | WC Tile; WC and Cleaner areas laid on screed (Floor covering porcelain floor tiles) | 1700860 | 8403051 | 3.2 | Floor finishes | flooring | Construction | 683.76 | Area Calculation | 25 | 44 | 1 | FALSE | 1 | FALSE |  | 1.06 | 683.76 | 2051.28 | 5353 | Floor finish (tiles), porcelain |  | 50 | D2 | 0 | 0 | 0 | 0 | 0 | 0 | 0 | 0 | 0
| Civic Offices | WC Tile; WC and Cleaner areas laid on screed (Floor covering porcelain floor tiles) | 1700860 | 8403051 | 3.2 | Floor finishes | flooring | Construction | 683.76 | Area Calculation | 25 | 44 | 1 | FALSE | 1 | FALSE |  | 1.06 | 683.76 | 2051.28 | 5353 | Floor finish (tiles), porcelain |  | 50 | D3 | 0 | 0 | 0 | 0 | 0 | 0 | 0 | 0 | 0
| Civic Offices | WC Tile; WC and Cleaner areas laid on screed (Floor covering porcelain floor tiles) | 1700860 | 8403051 | 3.2 | Floor finishes | flooring | Construction | 683.76 | Area Calculation | 25 | 44 | 1 | FALSE | 1 | FALSE |  | 1.06 | 683.76 | 2051.28 | 5353 | Floor finish (tiles), porcelain |  | 50 | D4 | 0 | 0 | 0 | 0 | 0 | 0 | 0 | 0 | 0
| Civic Offices | WC Tile; WC and Cleaner areas laid on screed (Floor covering porcelain floor tiles) | 1700860 | 8403052 | 3.2 | Floor finishes | Tile adhesive | Construction | 259.44 | Area Calculation | 25 | 44 | 1 | FALSE | 1 | FALSE |  | 1.02 | 259.44 | 778.32 | 5338 | Adhesive (ceramic/stone tiles), cement (polymer modified) |  | 0 | A1A3 | 218.1222 | 1.5332e-06 | 1.0089 | 0.12812 | 0.20079 | 0.00024076 | 3241.5004 | 158.7773 | 0.88326
| Civic Offices | WC Tile; WC and Cleaner areas laid on screed (Floor covering porcelain floor tiles) | 1700860 | 8403052 | 3.2 | Floor finishes | Tile adhesive | Construction | 259.44 | Area Calculation | 25 | 44 | 1 | FALSE | 1 | FALSE |  | 1.02 | 259.44 | 778.32 | 5338 | Adhesive (ceramic/stone tiles), cement (polymer modified) |  | 0 | A4 | 5.0708 | 9.111e-07 | 0.016604 | 0.0044877 | 0.0028326 | 1.7684e-05 | 75.5887 | 11.5418 | 0.020867
| Civic Offices | WC Tile; WC and Cleaner areas laid on screed (Floor covering porcelain floor tiles) | 1700860 | 8403052 | 3.2 | Floor finishes | Tile adhesive | Construction | 259.44 | Area Calculation | 25 | 44 | 1 | FALSE | 1 | FALSE |  | 1.02 | 259.44 | 778.32 | 5338 | Adhesive (ceramic/stone tiles), cement (polymer modified) |  | 0 | A5 | 0.0013469 | 4.643e-10 | 1.0373e-05 | 2.5614e-06 | 1.792e-06 | 1.456e-09 | 0.03912 | 0.77832 | 0
| Civic Offices | WC Tile; WC and Cleaner areas laid on screed (Floor covering porcelain floor tiles) | 1700860 | 8403052 | 3.2 | Floor finishes | Tile adhesive | Construction | 259.44 | Area Calculation | 25 | 44 | 1 | FALSE | 1 | FALSE |  | 1.02 | 259.44 | 778.32 | 5338 | Adhesive (ceramic/stone tiles), cement (polymer modified) |  | 0 | D2 | 0 | 0 | 0 | 0 | 0 | 0 | 0 | 0 | 0
| Civic Offices | WC Tile; WC and Cleaner areas laid on screed (Floor covering porcelain floor tiles) | 1700860 | 8403052 | 3.2 | Floor finishes | Tile adhesive | Construction | 259.44 | Area Calculation | 25 | 44 | 1 | FALSE | 1 | FALSE |  | 1.02 | 259.44 | 778.32 | 5338 | Adhesive (ceramic/stone tiles), cement (polymer modified) |  | 0 | D3 | 0 | 0 | 0 | 0 | 0 | 0 | 0 | 0 | 0
| Civic Offices | WC Tile; WC and Cleaner areas laid on screed (Floor covering porcelain floor tiles) | 1700860 | 8403052 | 3.2 | Floor finishes | Tile adhesive | Construction | 259.44 | Area Calculation | 25 | 44 | 1 | FALSE | 1 | FALSE |  | 1.02 | 259.44 | 778.32 | 5338 | Adhesive (ceramic/stone tiles), cement (polymer modified) |  | 0 | D4 | 0 | 0 | 0 | 0 | 0 | 0 | 0 | 0 | 0
| Civic Offices | WC Tile; WC and Cleaner areas laid on screed (Floor covering porcelain floor tiles) | 1700860 | 8403052 | 3.2 | Floor finishes | Tile adhesive | Construction | 259.44 | Area Calculation | 25 | 44 | 1 | FALSE | 1 | FALSE |  | 1.02 | 259.44 | 778.32 | 5338 | Adhesive (ceramic/stone tiles), cement (polymer modified) |  | 60 | C2 | 0 | 0 | 0 | 0 | 0 | 0 | 0 | 0 | 0
| Civic Offices | WC Tile; WC and Cleaner areas laid on screed (Floor covering porcelain floor tiles) | 1700860 | 8403052 | 3.2 | Floor finishes | Tile adhesive | Construction | 259.44 | Area Calculation | 25 | 44 | 1 | FALSE | 1 | FALSE |  | 1.02 | 259.44 | 778.32 | 5338 | Adhesive (ceramic/stone tiles), cement (polymer modified) |  | 60 | C4 | 0.067344 | 2.3215e-08 | 0.00051866 | 0.00012807 | 8.9598e-05 | 7.2798e-08 | 1.956 | 38.916 | 0.0063485
| Civic Offices | WC Tile; WC and Cleaner areas laid on screed (Floor covering porcelain floor tiles) | 1700860 | 8403052 | 3.2 | Floor finishes | Tile adhesive | Construction | 259.44 | Area Calculation | 25 | 44 | 1 | FALSE | 1 | FALSE |  | 1.02 | 259.44 | 778.32 | 5338 | Adhesive (ceramic/stone tiles), cement (polymer modified) |  | 60 | D2 | 0 | 0 | 0 | 0 | 0 | 0 | 0 | 0 | 0
| Civic Offices | WC Tile; WC and Cleaner areas laid on screed (Floor covering porcelain floor tiles) | 1700860 | 8403052 | 3.2 | Floor finishes | Tile adhesive | Construction | 259.44 | Area Calculation | 25 | 44 | 1 | FALSE | 1 | FALSE |  | 1.02 | 259.44 | 778.32 | 5338 | Adhesive (ceramic/stone tiles), cement (polymer modified) |  | 60 | D3 | 0 | 0 | 0 | 0 | 0 | 0 | 0 | 0 | 0
| Civic Offices | WC Tile; WC and Cleaner areas laid on screed (Floor covering porcelain floor tiles) | 1700860 | 8403052 | 3.2 | Floor finishes | Tile adhesive | Construction | 259.44 | Area Calculation | 25 | 44 | 1 | FALSE | 1 | FALSE |  | 1.02 | 259.44 | 778.32 | 5338 | Adhesive (ceramic/stone tiles), cement (polymer modified) |  | 60 | D4 | 0 | 0 | 0 | 0 | 0 | 0 | 0 | 0 | 0
| Civic Offices | WC Tile; WC and Cleaner areas laid on screed (Floor covering porcelain floor tiles) | 1700860 | 8403052 | 3.2 | Floor finishes | Tile adhesive | Construction | 259.44 | Area Calculation | 25 | 44 | 1 | FALSE | 1 | FALSE |  | 1.02 | 259.44 | 778.32 | 5338 | Adhesive (ceramic/stone tiles), cement (polymer modified) |  | 25 | B4B5 | 223.2617 | 2.468e-06 | 1.026 | 0.13274 | 0.20372 | 0.00025851 | 3319.0842 | 210.0134 | 0.90412
| Civic Offices | WC Tile; WC and Cleaner areas laid on screed (Floor covering porcelain floor tiles) | 1700860 | 8403052 | 3.2 | Floor finishes | Tile adhesive | Construction | 259.44 | Area Calculation | 25 | 44 | 1 | FALSE | 1 | FALSE |  | 1.02 | 259.44 | 778.32 | 5338 | Adhesive (ceramic/stone tiles), cement (polymer modified) |  | 25 | D2 | 0 | 0 | 0 | 0 | 0 | 0 | 0 | 0 | 0
| Civic Offices | WC Tile; WC and Cleaner areas laid on screed (Floor covering porcelain floor tiles) | 1700860 | 8403052 | 3.2 | Floor finishes | Tile adhesive | Construction | 259.44 | Area Calculation | 25 | 44 | 1 | FALSE | 1 | FALSE |  | 1.02 | 259.44 | 778.32 | 5338 | Adhesive (ceramic/stone tiles), cement (polymer modified) |  | 25 | D3 | 0 | 0 | 0 | 0 | 0 | 0 | 0 | 0 | 0
| Civic Offices | WC Tile; WC and Cleaner areas laid on screed (Floor covering porcelain floor tiles) | 1700860 | 8403052 | 3.2 | Floor finishes | Tile adhesive | Construction | 259.44 | Area Calculation | 25 | 44 | 1 | FALSE | 1 | FALSE |  | 1.02 | 259.44 | 778.32 | 5338 | Adhesive (ceramic/stone tiles), cement (polymer modified) |  | 25 | D4 | 0 | 0 | 0 | 0 | 0 | 0 | 0 | 0 | 0
| Civic Offices | WC Tile; WC and Cleaner areas laid on screed (Floor covering porcelain floor tiles) | 1700860 | 8403052 | 3.2 | Floor finishes | Tile adhesive | Construction | 259.44 | Area Calculation | 25 | 44 | 1 | FALSE | 1 | FALSE |  | 1.02 | 259.44 | 778.32 | 5338 | Adhesive (ceramic/stone tiles), cement (polymer modified) |  | 50 | B4B5 | 223.2617 | 2.468e-06 | 1.026 | 0.13274 | 0.20372 | 0.00025851 | 3319.0842 | 210.0134 | 0.90412
| Civic Offices | WC Tile; WC and Cleaner areas laid on screed (Floor covering porcelain floor tiles) | 1700860 | 8403052 | 3.2 | Floor finishes | Tile adhesive | Construction | 259.44 | Area Calculation | 25 | 44 | 1 | FALSE | 1 | FALSE |  | 1.02 | 259.44 | 778.32 | 5338 | Adhesive (ceramic/stone tiles), cement (polymer modified) |  | 50 | D2 | 0 | 0 | 0 | 0 | 0 | 0 | 0 | 0 | 0
| Civic Offices | WC Tile; WC and Cleaner areas laid on screed (Floor covering porcelain floor tiles) | 1700860 | 8403052 | 3.2 | Floor finishes | Tile adhesive | Construction | 259.44 | Area Calculation | 25 | 44 | 1 | FALSE | 1 | FALSE |  | 1.02 | 259.44 | 778.32 | 5338 | Adhesive (ceramic/stone tiles), cement (polymer modified) |  | 50 | D3 | 0 | 0 | 0 | 0 | 0 | 0 | 0 | 0 | 0
| Civic Offices | WC Tile; WC and Cleaner areas laid on screed (Floor covering porcelain floor tiles) | 1700860 | 8403052 | 3.2 | Floor finishes | Tile adhesive | Construction | 259.44 | Area Calculation | 25 | 44 | 1 | FALSE | 1 | FALSE |  | 1.02 | 259.44 | 778.32 | 5338 | Adhesive (ceramic/stone tiles), cement (polymer modified) |  | 50 | D4 | 0 | 0 | 0 | 0 | 0 | 0 | 0 | 0 | 0
| Civic Offices | WC Tile; WC and Cleaner areas laid on raised access floor (Floor covering porcelain floor tiles) | 1700861 | 8403054 | 3.2 | Floor finishes | flooring | Construction | 1344.728 | Area Calculation | 25 | 44 | 1 | FALSE | 1 | FALSE |  | 1.06 | 1344.728 | 4034.184 | 5353 | Floor finish (tiles), porcelain |  | 0 | A1A3 | 852.6624 | 9.8427e-05 | 5.3756 | 1.3956 | 0.43953 | 0.069569 | 13356.4196 | 2128.8616 | 7.1846
| Civic Offices | WC Tile; WC and Cleaner areas laid on raised access floor (Floor covering porcelain floor tiles) | 1700861 | 8403054 | 3.2 | Floor finishes | flooring | Construction | 1344.728 | Area Calculation | 25 | 44 | 1 | FALSE | 1 | FALSE |  | 1.06 | 1344.728 | 4034.184 | 5353 | Floor finish (tiles), porcelain |  | 0 | A4 | 27.3137 | 4.9076e-06 | 0.089434 | 0.024173 | 0.015257 | 9.5256e-05 | 407.1552 | 62.1696 | 0.1124
| Civic Offices | WC Tile; WC and Cleaner areas laid on raised access floor (Floor covering porcelain floor tiles) | 1700861 | 8403054 | 3.2 | Floor finishes | flooring | Construction | 1344.728 | Area Calculation | 25 | 44 | 1 | FALSE | 1 | FALSE |  | 1.06 | 1344.728 | 4034.184 | 5353 | Floor finish (tiles), porcelain |  | 0 | A5 | 0.10472 | 3.6099e-08 | 0.0008065 | 0.00019914 | 0.00013932 | 1.132e-07 | 3.0415 | 12.1026 | 0
| Civic Offices | WC Tile; WC and Cleaner areas laid on raised access floor (Floor covering porcelain floor tiles) | 1700861 | 8403054 | 3.2 | Floor finishes | flooring | Construction | 1344.728 | Area Calculation | 25 | 44 | 1 | FALSE | 1 | FALSE |  | 1.06 | 1344.728 | 4034.184 | 5353 | Floor finish (tiles), porcelain |  | 0 | D2 | 0 | 0 | 0 | 0 | 0 | 0 | 0 | 0 | 0
| Civic Offices | WC Tile; WC and Cleaner areas laid on raised access floor (Floor covering porcelain floor tiles) | 1700861 | 8403054 | 3.2 | Floor finishes | flooring | Construction | 1344.728 | Area Calculation | 25 | 44 | 1 | FALSE | 1 | FALSE |  | 1.06 | 1344.728 | 4034.184 | 5353 | Floor finish (tiles), porcelain |  | 0 | D3 | 0 | 0 | 0 | 0 | 0 | 0 | 0 | 0 | 0
| Civic Offices | WC Tile; WC and Cleaner areas laid on raised access floor (Floor covering porcelain floor tiles) | 1700861 | 8403054 | 3.2 | Floor finishes | flooring | Construction | 1344.728 | Area Calculation | 25 | 44 | 1 | FALSE | 1 | FALSE |  | 1.06 | 1344.728 | 4034.184 | 5353 | Floor finish (tiles), porcelain |  | 0 | D4 | 0 | 0 | 0 | 0 | 0 | 0 | 0 | 0 | 0
| Civic Offices | WC Tile; WC and Cleaner areas laid on raised access floor (Floor covering porcelain floor tiles) | 1700861 | 8403054 | 3.2 | Floor finishes | flooring | Construction | 1344.728 | Area Calculation | 25 | 44 | 1 | FALSE | 1 | FALSE |  | 1.06 | 1344.728 | 4034.184 | 5353 | Floor finish (tiles), porcelain |  | 60 | C2 | 0 | 0 | 0 | 0 | 0 | 0 | 0 | 0 | 0
| Civic Offices | WC Tile; WC and Cleaner areas laid on raised access floor (Floor covering porcelain floor tiles) | 1700861 | 8403054 | 3.2 | Floor finishes | flooring | Construction | 1344.728 | Area Calculation | 25 | 44 | 1 | FALSE | 1 | FALSE |  | 1.06 | 1344.728 | 4034.184 | 5353 | Floor finish (tiles), porcelain |  | 60 | C4 | 1.7453 | 6.0165e-07 | 0.013442 | 0.003319 | 0.002322 | 1.8866e-06 | 50.6919 | 201.7092 | 0.16453
| Civic Offices | WC Tile; WC and Cleaner areas laid on raised access floor (Floor covering porcelain floor tiles) | 1700861 | 8403054 | 3.2 | Floor finishes | flooring | Construction | 1344.728 | Area Calculation | 25 | 44 | 1 | FALSE | 1 | FALSE |  | 1.06 | 1344.728 | 4034.184 | 5353 | Floor finish (tiles), porcelain |  | 60 | D2 | 0 | 0 | 0 | 0 | 0 | 0 | 0 | 0 | 0
| Civic Offices | WC Tile; WC and Cleaner areas laid on raised access floor (Floor covering porcelain floor tiles) | 1700861 | 8403054 | 3.2 | Floor finishes | flooring | Construction | 1344.728 | Area Calculation | 25 | 44 | 1 | FALSE | 1 | FALSE |  | 1.06 | 1344.728 | 4034.184 | 5353 | Floor finish (tiles), porcelain |  | 60 | D3 | 0 | 0 | 0 | 0 | 0 | 0 | 0 | 0 | 0
| Civic Offices | WC Tile; WC and Cleaner areas laid on raised access floor (Floor covering porcelain floor tiles) | 1700861 | 8403054 | 3.2 | Floor finishes | flooring | Construction | 1344.728 | Area Calculation | 25 | 44 | 1 | FALSE | 1 | FALSE |  | 1.06 | 1344.728 | 4034.184 | 5353 | Floor finish (tiles), porcelain |  | 60 | D4 | 0 | 0 | 0 | 0 | 0 | 0 | 0 | 0 | 0
| Civic Offices | WC Tile; WC and Cleaner areas laid on raised access floor (Floor covering porcelain floor tiles) | 1700861 | 8403054 | 3.2 | Floor finishes | flooring | Construction | 1344.728 | Area Calculation | 25 | 44 | 1 | FALSE | 1 | FALSE |  | 1.06 | 1344.728 | 4034.184 | 5353 | Floor finish (tiles), porcelain |  | 25 | B4B5 | 881.8261 | 0.00010397 | 5.4793 | 1.4233 | 0.45724 | 0.069666 | 13817.3082 | 2404.843 | 7.297
| Civic Offices | WC Tile; WC and Cleaner areas laid on raised access floor (Floor covering porcelain floor tiles) | 1700861 | 8403054 | 3.2 | Floor finishes | flooring | Construction | 1344.728 | Area Calculation | 25 | 44 | 1 | FALSE | 1 | FALSE |  | 1.06 | 1344.728 | 4034.184 | 5353 | Floor finish (tiles), porcelain |  | 25 | D2 | 0 | 0 | 0 | 0 | 0 | 0 | 0 | 0 | 0
| Civic Offices | WC Tile; WC and Cleaner areas laid on raised access floor (Floor covering porcelain floor tiles) | 1700861 | 8403054 | 3.2 | Floor finishes | flooring | Construction | 1344.728 | Area Calculation | 25 | 44 | 1 | FALSE | 1 | FALSE |  | 1.06 | 1344.728 | 4034.184 | 5353 | Floor finish (tiles), porcelain |  | 25 | D3 | 0 | 0 | 0 | 0 | 0 | 0 | 0 | 0 | 0
| Civic Offices | WC Tile; WC and Cleaner areas laid on raised access floor (Floor covering porcelain floor tiles) | 1700861 | 8403054 | 3.2 | Floor finishes | flooring | Construction | 1344.728 | Area Calculation | 25 | 44 | 1 | FALSE | 1 | FALSE |  | 1.06 | 1344.728 | 4034.184 | 5353 | Floor finish (tiles), porcelain |  | 25 | D4 | 0 | 0 | 0 | 0 | 0 | 0 | 0 | 0 | 0
| Civic Offices | WC Tile; WC and Cleaner areas laid on raised access floor (Floor covering porcelain floor tiles) | 1700861 | 8403054 | 3.2 | Floor finishes | flooring | Construction | 1344.728 | Area Calculation | 25 | 44 | 1 | FALSE | 1 | FALSE |  | 1.06 | 1344.728 | 4034.184 | 5353 | Floor finish (tiles), porcelain |  | 50 | B4B5 | 881.8261 | 0.00010397 | 5.4793 | 1.4233 | 0.45724 | 0.069666 | 13817.3082 | 2404.843 | 7.297
| Civic Offices | WC Tile; WC and Cleaner areas laid on raised access floor (Floor covering porcelain floor tiles) | 1700861 | 8403054 | 3.2 | Floor finishes | flooring | Construction | 1344.728 | Area Calculation | 25 | 44 | 1 | FALSE | 1 | FALSE |  | 1.06 | 1344.728 | 4034.184 | 5353 | Floor finish (tiles), porcelain |  | 50 | D2 | 0 | 0 | 0 | 0 | 0 | 0 | 0 | 0 | 0
| Civic Offices | WC Tile; WC and Cleaner areas laid on raised access floor (Floor covering porcelain floor tiles) | 1700861 | 8403054 | 3.2 | Floor finishes | flooring | Construction | 1344.728 | Area Calculation | 25 | 44 | 1 | FALSE | 1 | FALSE |  | 1.06 | 1344.728 | 4034.184 | 5353 | Floor finish (tiles), porcelain |  | 50 | D3 | 0 | 0 | 0 | 0 | 0 | 0 | 0 | 0 | 0
| Civic Offices | WC Tile; WC and Cleaner areas laid on raised access floor (Floor covering porcelain floor tiles) | 1700861 | 8403054 | 3.2 | Floor finishes | flooring | Construction | 1344.728 | Area Calculation | 25 | 44 | 1 | FALSE | 1 | FALSE |  | 1.06 | 1344.728 | 4034.184 | 5353 | Floor finish (tiles), porcelain |  | 50 | D4 | 0 | 0 | 0 | 0 | 0 | 0 | 0 | 0 | 0
| Civic Offices | WC Tile; WC and Cleaner areas laid on raised access floor (Floor covering porcelain floor tiles) | 1700861 | 8403055 | 3.2 | Floor finishes | Tile adhesive | Construction | 510.232 | Area Calculation | 25 | 44 | 1 | FALSE | 1 | FALSE |  | 1.02 | 510.232 | 1530.696 | 5338 | Adhesive (ceramic/stone tiles), cement (polymer modified) |  | 0 | A1A3 | 428.9737 | 3.0152e-06 | 1.9841 | 0.25196 | 0.39489 | 0.00047349 | 6374.9507 | 312.262 | 1.7371
| Civic Offices | WC Tile; WC and Cleaner areas laid on raised access floor (Floor covering porcelain floor tiles) | 1700861 | 8403055 | 3.2 | Floor finishes | Tile adhesive | Construction | 510.232 | Area Calculation | 25 | 44 | 1 | FALSE | 1 | FALSE |  | 1.02 | 510.232 | 1530.696 | 5338 | Adhesive (ceramic/stone tiles), cement (polymer modified) |  | 0 | A4 | 9.9726 | 1.7918e-06 | 0.032654 | 0.0088258 | 0.0055707 | 3.4779e-05 | 148.6577 | 22.699 | 0.041039
| Civic Offices | WC Tile; WC and Cleaner areas laid on raised access floor (Floor covering porcelain floor tiles) | 1700861 | 8403055 | 3.2 | Floor finishes | Tile adhesive | Construction | 510.232 | Area Calculation | 25 | 44 | 1 | FALSE | 1 | FALSE |  | 1.02 | 510.232 | 1530.696 | 5338 | Adhesive (ceramic/stone tiles), cement (polymer modified) |  | 0 | A5 | 0.0026489 | 9.1313e-10 | 2.0401e-05 | 5.0373e-06 | 3.5242e-06 | 2.8634e-09 | 0.076936 | 1.5307 | 0
| Civic Offices | WC Tile; WC and Cleaner areas laid on raised access floor (Floor covering porcelain floor tiles) | 1700861 | 8403055 | 3.2 | Floor finishes | Tile adhesive | Construction | 510.232 | Area Calculation | 25 | 44 | 1 | FALSE | 1 | FALSE |  | 1.02 | 510.232 | 1530.696 | 5338 | Adhesive (ceramic/stone tiles), cement (polymer modified) |  | 0 | D2 | 0 | 0 | 0 | 0 | 0 | 0 | 0 | 0 | 0
| Civic Offices | WC Tile; WC and Cleaner areas laid on raised access floor (Floor covering porcelain floor tiles) | 1700861 | 8403055 | 3.2 | Floor finishes | Tile adhesive | Construction | 510.232 | Area Calculation | 25 | 44 | 1 | FALSE | 1 | FALSE |  | 1.02 | 510.232 | 1530.696 | 5338 | Adhesive (ceramic/stone tiles), cement (polymer modified) |  | 0 | D3 | 0 | 0 | 0 | 0 | 0 | 0 | 0 | 0 | 0
| Civic Offices | WC Tile; WC and Cleaner areas laid on raised access floor (Floor covering porcelain floor tiles) | 1700861 | 8403055 | 3.2 | Floor finishes | Tile adhesive | Construction | 510.232 | Area Calculation | 25 | 44 | 1 | FALSE | 1 | FALSE |  | 1.02 | 510.232 | 1530.696 | 5338 | Adhesive (ceramic/stone tiles), cement (polymer modified) |  | 0 | D4 | 0 | 0 | 0 | 0 | 0 | 0 | 0 | 0 | 0
| Civic Offices | WC Tile; WC and Cleaner areas laid on raised access floor (Floor covering porcelain floor tiles) | 1700861 | 8403055 | 3.2 | Floor finishes | Tile adhesive | Construction | 510.232 | Area Calculation | 25 | 44 | 1 | FALSE | 1 | FALSE |  | 1.02 | 510.232 | 1530.696 | 5338 | Adhesive (ceramic/stone tiles), cement (polymer modified) |  | 60 | C2 | 0 | 0 | 0 | 0 | 0 | 0 | 0 | 0 | 0
| Civic Offices | WC Tile; WC and Cleaner areas laid on raised access floor (Floor covering porcelain floor tiles) | 1700861 | 8403055 | 3.2 | Floor finishes | Tile adhesive | Construction | 510.232 | Area Calculation | 25 | 44 | 1 | FALSE | 1 | FALSE |  | 1.02 | 510.232 | 1530.696 | 5338 | Adhesive (ceramic/stone tiles), cement (polymer modified) |  | 60 | C4 | 0.13244 | 4.5657e-08 | 0.00102 | 0.00025187 | 0.00017621 | 1.4317e-07 | 3.8468 | 76.5348 | 0.012485
| Civic Offices | WC Tile; WC and Cleaner areas laid on raised access floor (Floor covering porcelain floor tiles) | 1700861 | 8403055 | 3.2 | Floor finishes | Tile adhesive | Construction | 510.232 | Area Calculation | 25 | 44 | 1 | FALSE | 1 | FALSE |  | 1.02 | 510.232 | 1530.696 | 5338 | Adhesive (ceramic/stone tiles), cement (polymer modified) |  | 60 | D2 | 0 | 0 | 0 | 0 | 0 | 0 | 0 | 0 | 0
| Civic Offices | WC Tile; WC and Cleaner areas laid on raised access floor (Floor covering porcelain floor tiles) | 1700861 | 8403055 | 3.2 | Floor finishes | Tile adhesive | Construction | 510.232 | Area Calculation | 25 | 44 | 1 | FALSE | 1 | FALSE |  | 1.02 | 510.232 | 1530.696 | 5338 | Adhesive (ceramic/stone tiles), cement (polymer modified) |  | 60 | D3 | 0 | 0 | 0 | 0 | 0 | 0 | 0 | 0 | 0
| Civic Offices | WC Tile; WC and Cleaner areas laid on raised access floor (Floor covering porcelain floor tiles) | 1700861 | 8403055 | 3.2 | Floor finishes | Tile adhesive | Construction | 510.232 | Area Calculation | 25 | 44 | 1 | FALSE | 1 | FALSE |  | 1.02 | 510.232 | 1530.696 | 5338 | Adhesive (ceramic/stone tiles), cement (polymer modified) |  | 60 | D4 | 0 | 0 | 0 | 0 | 0 | 0 | 0 | 0 | 0
| Civic Offices | WC Tile; WC and Cleaner areas laid on raised access floor (Floor covering porcelain floor tiles) | 1700861 | 8403055 | 3.2 | Floor finishes | Tile adhesive | Construction | 510.232 | Area Calculation | 25 | 44 | 1 | FALSE | 1 | FALSE |  | 1.02 | 510.232 | 1530.696 | 5338 | Adhesive (ceramic/stone tiles), cement (polymer modified) |  | 25 | B4B5 | 439.0814 | 4.8536e-06 | 2.0178 | 0.26105 | 0.40065 | 0.00050841 | 6527.5322 | 413.0264 | 1.7781
| Civic Offices | WC Tile; WC and Cleaner areas laid on raised access floor (Floor covering porcelain floor tiles) | 1700861 | 8403055 | 3.2 | Floor finishes | Tile adhesive | Construction | 510.232 | Area Calculation | 25 | 44 | 1 | FALSE | 1 | FALSE |  | 1.02 | 510.232 | 1530.696 | 5338 | Adhesive (ceramic/stone tiles), cement (polymer modified) |  | 25 | D2 | 0 | 0 | 0 | 0 | 0 | 0 | 0 | 0 | 0
| Civic Offices | WC Tile; WC and Cleaner areas laid on raised access floor (Floor covering porcelain floor tiles) | 1700861 | 8403055 | 3.2 | Floor finishes | Tile adhesive | Construction | 510.232 | Area Calculation | 25 | 44 | 1 | FALSE | 1 | FALSE |  | 1.02 | 510.232 | 1530.696 | 5338 | Adhesive (ceramic/stone tiles), cement (polymer modified) |  | 25 | D3 | 0 | 0 | 0 | 0 | 0 | 0 | 0 | 0 | 0
| Civic Offices | WC Tile; WC and Cleaner areas laid on raised access floor (Floor covering porcelain floor tiles) | 1700861 | 8403055 | 3.2 | Floor finishes | Tile adhesive | Construction | 510.232 | Area Calculation | 25 | 44 | 1 | FALSE | 1 | FALSE |  | 1.02 | 510.232 | 1530.696 | 5338 | Adhesive (ceramic/stone tiles), cement (polymer modified) |  | 25 | D4 | 0 | 0 | 0 | 0 | 0 | 0 | 0 | 0 | 0
| Civic Offices | WC Tile; WC and Cleaner areas laid on raised access floor (Floor covering porcelain floor tiles) | 1700861 | 8403055 | 3.2 | Floor finishes | Tile adhesive | Construction | 510.232 | Area Calculation | 25 | 44 | 1 | FALSE | 1 | FALSE |  | 1.02 | 510.232 | 1530.696 | 5338 | Adhesive (ceramic/stone tiles), cement (polymer modified) |  | 50 | B4B5 | 439.0814 | 4.8536e-06 | 2.0178 | 0.26105 | 0.40065 | 0.00050841 | 6527.5322 | 413.0264 | 1.7781
| Civic Offices | WC Tile; WC and Cleaner areas laid on raised access floor (Floor covering porcelain floor tiles) | 1700861 | 8403055 | 3.2 | Floor finishes | Tile adhesive | Construction | 510.232 | Area Calculation | 25 | 44 | 1 | FALSE | 1 | FALSE |  | 1.02 | 510.232 | 1530.696 | 5338 | Adhesive (ceramic/stone tiles), cement (polymer modified) |  | 50 | D2 | 0 | 0 | 0 | 0 | 0 | 0 | 0 | 0 | 0
| Civic Offices | WC Tile; WC and Cleaner areas laid on raised access floor (Floor covering porcelain floor tiles) | 1700861 | 8403055 | 3.2 | Floor finishes | Tile adhesive | Construction | 510.232 | Area Calculation | 25 | 44 | 1 | FALSE | 1 | FALSE |  | 1.02 | 510.232 | 1530.696 | 5338 | Adhesive (ceramic/stone tiles), cement (polymer modified) |  | 50 | D3 | 0 | 0 | 0 | 0 | 0 | 0 | 0 | 0 | 0
| Civic Offices | WC Tile; WC and Cleaner areas laid on raised access floor (Floor covering porcelain floor tiles) | 1700861 | 8403055 | 3.2 | Floor finishes | Tile adhesive | Construction | 510.232 | Area Calculation | 25 | 44 | 1 | FALSE | 1 | FALSE |  | 1.02 | 510.232 | 1530.696 | 5338 | Adhesive (ceramic/stone tiles), cement (polymer modified) |  | 50 | D4 | 0 | 0 | 0 | 0 | 0 | 0 | 0 | 0 | 0
| Civic Offices | Skirtings and the like: Skirtings to general carpet areas. timber 125mm high (Finish mdf skirting painted) | 1700862 | 8403057 | 3.1 | Wall finishes | skirting 200mm | Construction | 1433.232 | Area Calculation | 15 | 44 | 1 | FALSE | 1 | FALSE |  | 1.07 | 1433.232 | 5732.928 | 5530 | General sheet, Medium density fibreboard (MDF) |  | 0 | A1A3 | 743.1234 | 0.00018262 | 10.3037 | 2.7612 | 1.8192 | 0.016026 | 27492.462 | 914.7749 | 8.0762
| Civic Offices | Skirtings and the like: Skirtings to general carpet areas. timber 125mm high (Finish mdf skirting painted) | 1700862 | 8403057 | 3.1 | Wall finishes | skirting 200mm | Construction | 1433.232 | Area Calculation | 15 | 44 | 1 | FALSE | 1 | FALSE |  | 1.07 | 1433.232 | 5732.928 | 5530 | General sheet, Medium density fibreboard (MDF) |  | 0 | A4 | 39.9518 | 7.1784e-06 | 0.13082 | 0.035357 | 0.022317 | 0.00013933 | 595.546 | 90.9355 | 0.16441
| Civic Offices | Skirtings and the like: Skirtings to general carpet areas. timber 125mm high (Finish mdf skirting painted) | 1700862 | 8403057 | 3.1 | Wall finishes | skirting 200mm | Construction | 1433.232 | Area Calculation | 15 | 44 | 1 | FALSE | 1 | FALSE |  | 1.07 | 1433.232 | 5732.928 | 5530 | General sheet, Medium density fibreboard (MDF) |  | 0 | A5 | 5.4639 | 1.7943e-07 | 0.0047852 | 0.22535 | 0.0016948 | 9.8336e-07 | 16.6115 | 9.531 | 0
| Civic Offices | Skirtings and the like: Skirtings to general carpet areas. timber 125mm high (Finish mdf skirting painted) | 1700862 | 8403057 | 3.1 | Wall finishes | skirting 200mm | Construction | 1433.232 | Area Calculation | 15 | 44 | 1 | FALSE | 1 | FALSE |  | 1.07 | 1433.232 | 5732.928 | 5530 | General sheet, Medium density fibreboard (MDF) |  | 0 | D2 | 0 | 0 | 0 | 0 | 0 | 0 | 0 | 0 | 0
| Civic Offices | Skirtings and the like: Skirtings to general carpet areas. timber 125mm high (Finish mdf skirting painted) | 1700862 | 8403057 | 3.1 | Wall finishes | skirting 200mm | Construction | 1433.232 | Area Calculation | 15 | 44 | 1 | FALSE | 1 | FALSE |  | 1.07 | 1433.232 | 5732.928 | 5530 | General sheet, Medium density fibreboard (MDF) |  | 0 | D3 | 0 | 0 | 0 | 0 | 0 | 0 | 0 | 0 | 0
| Civic Offices | Skirtings and the like: Skirtings to general carpet areas. timber 125mm high (Finish mdf skirting painted) | 1700862 | 8403057 | 3.1 | Wall finishes | skirting 200mm | Construction | 1433.232 | Area Calculation | 15 | 44 | 1 | FALSE | 1 | FALSE |  | 1.07 | 1433.232 | 5732.928 | 5530 | General sheet, Medium density fibreboard (MDF) |  | 0 | D4 | 0 | 0 | 0 | 0 | 0 | 0 | 0 | 0 | 0
| Civic Offices | Skirtings and the like: Skirtings to general carpet areas. timber 125mm high (Finish mdf skirting painted) | 1700862 | 8403057 | 3.1 | Wall finishes | skirting 200mm | Construction | 1433.232 | Area Calculation | 15 | 44 | 1 | FALSE | 1 | FALSE |  | 1.07 | 1433.232 | 5732.928 | 5530 | General sheet, Medium density fibreboard (MDF) |  | 60 | C2 | 0 | 0 | 0 | 0 | 0 | 0 | 0 | 0 | 0
| Civic Offices | Skirtings and the like: Skirtings to general carpet areas. timber 125mm high (Finish mdf skirting painted) | 1700862 | 8403057 | 3.1 | Wall finishes | skirting 200mm | Construction | 1433.232 | Area Calculation | 15 | 44 | 1 | FALSE | 1 | FALSE |  | 1.07 | 1433.232 | 5732.928 | 5530 | General sheet, Medium density fibreboard (MDF) |  | 60 | C4 | 78.0559 | 2.5633e-06 | 0.068361 | 3.2192 | 0.024211 | 1.4048e-05 | 237.3077 | 136.157 | 1.4021
| Civic Offices | Skirtings and the like: Skirtings to general carpet areas. timber 125mm high (Finish mdf skirting painted) | 1700862 | 8403057 | 3.1 | Wall finishes | skirting 200mm | Construction | 1433.232 | Area Calculation | 15 | 44 | 1 | FALSE | 1 | FALSE |  | 1.07 | 1433.232 | 5732.928 | 5530 | General sheet, Medium density fibreboard (MDF) |  | 60 | D2 | 0 | 0 | 0 | 0 | 0 | 0 | 0 | 0 | 0
| Civic Offices | Skirtings and the like: Skirtings to general carpet areas. timber 125mm high (Finish mdf skirting painted) | 1700862 | 8403057 | 3.1 | Wall finishes | skirting 200mm | Construction | 1433.232 | Area Calculation | 15 | 44 | 1 | FALSE | 1 | FALSE |  | 1.07 | 1433.232 | 5732.928 | 5530 | General sheet, Medium density fibreboard (MDF) |  | 60 | D3 | 0 | 0 | 0 | 0 | 0 | 0 | 0 | 0 | 0
| Civic Offices | Skirtings and the like: Skirtings to general carpet areas. timber 125mm high (Finish mdf skirting painted) | 1700862 | 8403057 | 3.1 | Wall finishes | skirting 200mm | Construction | 1433.232 | Area Calculation | 15 | 44 | 1 | FALSE | 1 | FALSE |  | 1.07 | 1433.232 | 5732.928 | 5530 | General sheet, Medium density fibreboard (MDF) |  | 60 | D4 | 0 | 0 | 0 | 0 | 0 | 0 | 0 | 0 | 0
| Civic Offices | Skirtings and the like: Skirtings to general carpet areas. timber 125mm high (Finish mdf skirting painted) | 1700862 | 8403057 | 3.1 | Wall finishes | skirting 200mm | Construction | 1433.232 | Area Calculation | 15 | 44 | 1 | FALSE | 1 | FALSE |  | 1.07 | 1433.232 | 5732.928 | 5530 | General sheet, Medium density fibreboard (MDF) |  | 15 | B4B5 | 866.595 | 0.00019254 | 10.5077 | 6.2411 | 1.8674 | 0.016181 | 28341.9273 | 1151.3985 | 8.2406
| Civic Offices | Skirtings and the like: Skirtings to general carpet areas. timber 125mm high (Finish mdf skirting painted) | 1700862 | 8403057 | 3.1 | Wall finishes | skirting 200mm | Construction | 1433.232 | Area Calculation | 15 | 44 | 1 | FALSE | 1 | FALSE |  | 1.07 | 1433.232 | 5732.928 | 5530 | General sheet, Medium density fibreboard (MDF) |  | 15 | D2 | 0 | 0 | 0 | 0 | 0 | 0 | 0 | 0 | 0
| Civic Offices | Skirtings and the like: Skirtings to general carpet areas. timber 125mm high (Finish mdf skirting painted) | 1700862 | 8403057 | 3.1 | Wall finishes | skirting 200mm | Construction | 1433.232 | Area Calculation | 15 | 44 | 1 | FALSE | 1 | FALSE |  | 1.07 | 1433.232 | 5732.928 | 5530 | General sheet, Medium density fibreboard (MDF) |  | 15 | D3 | 0 | 0 | 0 | 0 | 0 | 0 | 0 | 0 | 0
| Civic Offices | Skirtings and the like: Skirtings to general carpet areas. timber 125mm high (Finish mdf skirting painted) | 1700862 | 8403057 | 3.1 | Wall finishes | skirting 200mm | Construction | 1433.232 | Area Calculation | 15 | 44 | 1 | FALSE | 1 | FALSE |  | 1.07 | 1433.232 | 5732.928 | 5530 | General sheet, Medium density fibreboard (MDF) |  | 15 | D4 | 0 | 0 | 0 | 0 | 0 | 0 | 0 | 0 | 0
| Civic Offices | Skirtings and the like: Skirtings to general carpet areas. timber 125mm high (Finish mdf skirting painted) | 1700862 | 8403057 | 3.1 | Wall finishes | skirting 200mm | Construction | 1433.232 | Area Calculation | 15 | 44 | 1 | FALSE | 1 | FALSE |  | 1.07 | 1433.232 | 5732.928 | 5530 | General sheet, Medium density fibreboard (MDF) |  | 30 | B4B5 | 866.595 | 0.00019254 | 10.5077 | 6.2411 | 1.8674 | 0.016181 | 28341.9273 | 1151.3985 | 8.2406
| Civic Offices | Skirtings and the like: Skirtings to general carpet areas. timber 125mm high (Finish mdf skirting painted) | 1700862 | 8403057 | 3.1 | Wall finishes | skirting 200mm | Construction | 1433.232 | Area Calculation | 15 | 44 | 1 | FALSE | 1 | FALSE |  | 1.07 | 1433.232 | 5732.928 | 5530 | General sheet, Medium density fibreboard (MDF) |  | 30 | D2 | 0 | 0 | 0 | 0 | 0 | 0 | 0 | 0 | 0
| Civic Offices | Skirtings and the like: Skirtings to general carpet areas. timber 125mm high (Finish mdf skirting painted) | 1700862 | 8403057 | 3.1 | Wall finishes | skirting 200mm | Construction | 1433.232 | Area Calculation | 15 | 44 | 1 | FALSE | 1 | FALSE |  | 1.07 | 1433.232 | 5732.928 | 5530 | General sheet, Medium density fibreboard (MDF) |  | 30 | D3 | 0 | 0 | 0 | 0 | 0 | 0 | 0 | 0 | 0
| Civic Offices | Skirtings and the like: Skirtings to general carpet areas. timber 125mm high (Finish mdf skirting painted) | 1700862 | 8403057 | 3.1 | Wall finishes | skirting 200mm | Construction | 1433.232 | Area Calculation | 15 | 44 | 1 | FALSE | 1 | FALSE |  | 1.07 | 1433.232 | 5732.928 | 5530 | General sheet, Medium density fibreboard (MDF) |  | 30 | D4 | 0 | 0 | 0 | 0 | 0 | 0 | 0 | 0 | 0
| Civic Offices | Skirtings and the like: Skirtings to general carpet areas. timber 125mm high (Finish mdf skirting painted) | 1700862 | 8403057 | 3.1 | Wall finishes | skirting 200mm | Construction | 1433.232 | Area Calculation | 15 | 44 | 1 | FALSE | 1 | FALSE |  | 1.07 | 1433.232 | 5732.928 | 5530 | General sheet, Medium density fibreboard (MDF) |  | 45 | B4B5 | 866.595 | 0.00019254 | 10.5077 | 6.2411 | 1.8674 | 0.016181 | 28341.9273 | 1151.3985 | 8.2406
| Civic Offices | Skirtings and the like: Skirtings to general carpet areas. timber 125mm high (Finish mdf skirting painted) | 1700862 | 8403057 | 3.1 | Wall finishes | skirting 200mm | Construction | 1433.232 | Area Calculation | 15 | 44 | 1 | FALSE | 1 | FALSE |  | 1.07 | 1433.232 | 5732.928 | 5530 | General sheet, Medium density fibreboard (MDF) |  | 45 | D2 | 0 | 0 | 0 | 0 | 0 | 0 | 0 | 0 | 0
| Civic Offices | Skirtings and the like: Skirtings to general carpet areas. timber 125mm high (Finish mdf skirting painted) | 1700862 | 8403057 | 3.1 | Wall finishes | skirting 200mm | Construction | 1433.232 | Area Calculation | 15 | 44 | 1 | FALSE | 1 | FALSE |  | 1.07 | 1433.232 | 5732.928 | 5530 | General sheet, Medium density fibreboard (MDF) |  | 45 | D3 | 0 | 0 | 0 | 0 | 0 | 0 | 0 | 0 | 0
| Civic Offices | Skirtings and the like: Skirtings to general carpet areas. timber 125mm high (Finish mdf skirting painted) | 1700862 | 8403057 | 3.1 | Wall finishes | skirting 200mm | Construction | 1433.232 | Area Calculation | 15 | 44 | 1 | FALSE | 1 | FALSE |  | 1.07 | 1433.232 | 5732.928 | 5530 | General sheet, Medium density fibreboard (MDF) |  | 45 | D4 | 0 | 0 | 0 | 0 | 0 | 0 | 0 | 0 | 0
| Civic Offices | Internal wall finish paint (emulsion) | 1700863 | 8403059 | 3.1 | Wall finishes | Paint | Construction | 24.1024 | Area Calculation | 5 | 44 | 1 | FALSE | 1 | FALSE |  | 1.06 | 24.1024 | 289.2288 | 5134 | Paint, emulsion |  | 0 | A1A3 | 95.5099 | 1.5074e-05 | 1.0761 | 0.42321 | 0.11595 | 0.0009851 | 1833.8015 | 76.339 | 1.1846
| Civic Offices | Internal wall finish paint (emulsion) | 1700863 | 8403059 | 3.1 | Wall finishes | Paint | Construction | 24.1024 | Area Calculation | 5 | 44 | 1 | FALSE | 1 | FALSE |  | 1.06 | 24.1024 | 289.2288 | 5134 | Paint, emulsion |  | 0 | A4 | 0.48956 | 8.7962e-08 | 0.001603 | 0.00043326 | 0.00027347 | 1.7073e-06 | 7.2977 | 1.1143 | 0.0020146
| Civic Offices | Internal wall finish paint (emulsion) | 1700863 | 8403059 | 3.1 | Wall finishes | Paint | Construction | 24.1024 | Area Calculation | 5 | 44 | 1 | FALSE | 1 | FALSE |  | 1.06 | 24.1024 | 289.2288 | 5134 | Paint, emulsion |  | 0 | A5 | 0.059475 | 3.7515e-09 | 0.00013373 | 0.0028123 | 2.5248e-05 | 2.0284e-08 | 0.35364 | 0.564 | 0
| Civic Offices | Internal wall finish paint (emulsion) | 1700863 | 8403059 | 3.1 | Wall finishes | Paint | Construction | 24.1024 | Area Calculation | 5 | 44 | 1 | FALSE | 1 | FALSE |  | 1.06 | 24.1024 | 289.2288 | 5134 | Paint, emulsion |  | 0 | D2 | 0 | 0 | 0 | 0 | 0 | 0 | 0 | 0 | 0
| Civic Offices | Internal wall finish paint (emulsion) | 1700863 | 8403059 | 3.1 | Wall finishes | Paint | Construction | 24.1024 | Area Calculation | 5 | 44 | 1 | FALSE | 1 | FALSE |  | 1.06 | 24.1024 | 289.2288 | 5134 | Paint, emulsion |  | 0 | D3 | 0 | 0 | 0 | 0 | 0 | 0 | 0 | 0 | 0
| Civic Offices | Internal wall finish paint (emulsion) | 1700863 | 8403059 | 3.1 | Wall finishes | Paint | Construction | 24.1024 | Area Calculation | 5 | 44 | 1 | FALSE | 1 | FALSE |  | 1.06 | 24.1024 | 289.2288 | 5134 | Paint, emulsion |  | 0 | D4 | 0 | 0 | 0 | 0 | 0 | 0 | 0 | 0 | 0
| Civic Offices | Internal wall finish paint (emulsion) | 1700863 | 8403059 | 3.1 | Wall finishes | Paint | Construction | 24.1024 | Area Calculation | 5 | 44 | 1 | FALSE | 1 | FALSE |  | 1.06 | 24.1024 | 289.2288 | 5134 | Paint, emulsion |  | 60 | C2 | 0 | 0 | 0 | 0 | 0 | 0 | 0 | 0 | 0
| Civic Offices | Internal wall finish paint (emulsion) | 1700863 | 8403059 | 3.1 | Wall finishes | Paint | Construction | 24.1024 | Area Calculation | 5 | 44 | 1 | FALSE | 1 | FALSE |  | 1.06 | 24.1024 | 289.2288 | 5134 | Paint, emulsion |  | 60 | C4 | 0.99124 | 6.2525e-08 | 0.0022289 | 0.046872 | 0.0004208 | 3.3806e-07 | 5.8939 | 9.3999 | 0.024847
| Civic Offices | Internal wall finish paint (emulsion) | 1700863 | 8403059 | 3.1 | Wall finishes | Paint | Construction | 24.1024 | Area Calculation | 5 | 44 | 1 | FALSE | 1 | FALSE |  | 1.06 | 24.1024 | 289.2288 | 5134 | Paint, emulsion |  | 60 | D2 | 0 | 0 | 0 | 0 | 0 | 0 | 0 | 0 | 0
| Civic Offices | Internal wall finish paint (emulsion) | 1700863 | 8403059 | 3.1 | Wall finishes | Paint | Construction | 24.1024 | Area Calculation | 5 | 44 | 1 | FALSE | 1 | FALSE |  | 1.06 | 24.1024 | 289.2288 | 5134 | Paint, emulsion |  | 60 | D3 | 0 | 0 | 0 | 0 | 0 | 0 | 0 | 0 | 0
| Civic Offices | Internal wall finish paint (emulsion) | 1700863 | 8403059 | 3.1 | Wall finishes | Paint | Construction | 24.1024 | Area Calculation | 5 | 44 | 1 | FALSE | 1 | FALSE |  | 1.06 | 24.1024 | 289.2288 | 5134 | Paint, emulsion |  | 60 | D4 | 0 | 0 | 0 | 0 | 0 | 0 | 0 | 0 | 0
| Civic Offices | Internal wall finish paint (emulsion) | 1700863 | 8403059 | 3.1 | Wall finishes | Paint | Construction | 24.1024 | Area Calculation | 5 | 44 | 1 | FALSE | 1 | FALSE |  | 1.06 | 24.1024 | 289.2288 | 5134 | Paint, emulsion |  | 5 | B4B5 | 97.0502 | 1.5228e-05 | 1.0801 | 0.47333 | 0.11667 | 0.00098716 | 1847.3467 | 87.4173 | 1.1867
| Civic Offices | Internal wall finish paint (emulsion) | 1700863 | 8403059 | 3.1 | Wall finishes | Paint | Construction | 24.1024 | Area Calculation | 5 | 44 | 1 | FALSE | 1 | FALSE |  | 1.06 | 24.1024 | 289.2288 | 5134 | Paint, emulsion |  | 5 | D2 | 0 | 0 | 0 | 0 | 0 | 0 | 0 | 0 | 0
| Civic Offices | Internal wall finish paint (emulsion) | 1700863 | 8403059 | 3.1 | Wall finishes | Paint | Construction | 24.1024 | Area Calculation | 5 | 44 | 1 | FALSE | 1 | FALSE |  | 1.06 | 24.1024 | 289.2288 | 5134 | Paint, emulsion |  | 5 | D3 | 0 | 0 | 0 | 0 | 0 | 0 | 0 | 0 | 0
| Civic Offices | Internal wall finish paint (emulsion) | 1700863 | 8403059 | 3.1 | Wall finishes | Paint | Construction | 24.1024 | Area Calculation | 5 | 44 | 1 | FALSE | 1 | FALSE |  | 1.06 | 24.1024 | 289.2288 | 5134 | Paint, emulsion |  | 5 | D4 | 0 | 0 | 0 | 0 | 0 | 0 | 0 | 0 | 0
| Civic Offices | Internal wall finish paint (emulsion) | 1700863 | 8403059 | 3.1 | Wall finishes | Paint | Construction | 24.1024 | Area Calculation | 5 | 44 | 1 | FALSE | 1 | FALSE |  | 1.06 | 24.1024 | 289.2288 | 5134 | Paint, emulsion |  | 10 | B4B5 | 97.0502 | 1.5228e-05 | 1.0801 | 0.47333 | 0.11667 | 0.00098716 | 1847.3467 | 87.4173 | 1.1867
| Civic Offices | Internal wall finish paint (emulsion) | 1700863 | 8403059 | 3.1 | Wall finishes | Paint | Construction | 24.1024 | Area Calculation | 5 | 44 | 1 | FALSE | 1 | FALSE |  | 1.06 | 24.1024 | 289.2288 | 5134 | Paint, emulsion |  | 10 | D2 | 0 | 0 | 0 | 0 | 0 | 0 | 0 | 0 | 0
| Civic Offices | Internal wall finish paint (emulsion) | 1700863 | 8403059 | 3.1 | Wall finishes | Paint | Construction | 24.1024 | Area Calculation | 5 | 44 | 1 | FALSE | 1 | FALSE |  | 1.06 | 24.1024 | 289.2288 | 5134 | Paint, emulsion |  | 10 | D3 | 0 | 0 | 0 | 0 | 0 | 0 | 0 | 0 | 0
| Civic Offices | Internal wall finish paint (emulsion) | 1700863 | 8403059 | 3.1 | Wall finishes | Paint | Construction | 24.1024 | Area Calculation | 5 | 44 | 1 | FALSE | 1 | FALSE |  | 1.06 | 24.1024 | 289.2288 | 5134 | Paint, emulsion |  | 10 | D4 | 0 | 0 | 0 | 0 | 0 | 0 | 0 | 0 | 0
| Civic Offices | Internal wall finish paint (emulsion) | 1700863 | 8403059 | 3.1 | Wall finishes | Paint | Construction | 24.1024 | Area Calculation | 5 | 44 | 1 | FALSE | 1 | FALSE |  | 1.06 | 24.1024 | 289.2288 | 5134 | Paint, emulsion |  | 15 | B4B5 | 97.0502 | 1.5228e-05 | 1.0801 | 0.47333 | 0.11667 | 0.00098716 | 1847.3467 | 87.4173 | 1.1867
| Civic Offices | Internal wall finish paint (emulsion) | 1700863 | 8403059 | 3.1 | Wall finishes | Paint | Construction | 24.1024 | Area Calculation | 5 | 44 | 1 | FALSE | 1 | FALSE |  | 1.06 | 24.1024 | 289.2288 | 5134 | Paint, emulsion |  | 15 | D2 | 0 | 0 | 0 | 0 | 0 | 0 | 0 | 0 | 0
| Civic Offices | Internal wall finish paint (emulsion) | 1700863 | 8403059 | 3.1 | Wall finishes | Paint | Construction | 24.1024 | Area Calculation | 5 | 44 | 1 | FALSE | 1 | FALSE |  | 1.06 | 24.1024 | 289.2288 | 5134 | Paint, emulsion |  | 15 | D3 | 0 | 0 | 0 | 0 | 0 | 0 | 0 | 0 | 0
| Civic Offices | Internal wall finish paint (emulsion) | 1700863 | 8403059 | 3.1 | Wall finishes | Paint | Construction | 24.1024 | Area Calculation | 5 | 44 | 1 | FALSE | 1 | FALSE |  | 1.06 | 24.1024 | 289.2288 | 5134 | Paint, emulsion |  | 15 | D4 | 0 | 0 | 0 | 0 | 0 | 0 | 0 | 0 | 0
| Civic Offices | Internal wall finish paint (emulsion) | 1700863 | 8403059 | 3.1 | Wall finishes | Paint | Construction | 24.1024 | Area Calculation | 5 | 44 | 1 | FALSE | 1 | FALSE |  | 1.06 | 24.1024 | 289.2288 | 5134 | Paint, emulsion |  | 20 | B4B5 | 97.0502 | 1.5228e-05 | 1.0801 | 0.47333 | 0.11667 | 0.00098716 | 1847.3467 | 87.4173 | 1.1867
| Civic Offices | Internal wall finish paint (emulsion) | 1700863 | 8403059 | 3.1 | Wall finishes | Paint | Construction | 24.1024 | Area Calculation | 5 | 44 | 1 | FALSE | 1 | FALSE |  | 1.06 | 24.1024 | 289.2288 | 5134 | Paint, emulsion |  | 20 | D2 | 0 | 0 | 0 | 0 | 0 | 0 | 0 | 0 | 0
| Civic Offices | Internal wall finish paint (emulsion) | 1700863 | 8403059 | 3.1 | Wall finishes | Paint | Construction | 24.1024 | Area Calculation | 5 | 44 | 1 | FALSE | 1 | FALSE |  | 1.06 | 24.1024 | 289.2288 | 5134 | Paint, emulsion |  | 20 | D3 | 0 | 0 | 0 | 0 | 0 | 0 | 0 | 0 | 0
| Civic Offices | Internal wall finish paint (emulsion) | 1700863 | 8403059 | 3.1 | Wall finishes | Paint | Construction | 24.1024 | Area Calculation | 5 | 44 | 1 | FALSE | 1 | FALSE |  | 1.06 | 24.1024 | 289.2288 | 5134 | Paint, emulsion |  | 20 | D4 | 0 | 0 | 0 | 0 | 0 | 0 | 0 | 0 | 0
| Civic Offices | Internal wall finish paint (emulsion) | 1700863 | 8403059 | 3.1 | Wall finishes | Paint | Construction | 24.1024 | Area Calculation | 5 | 44 | 1 | FALSE | 1 | FALSE |  | 1.06 | 24.1024 | 289.2288 | 5134 | Paint, emulsion |  | 25 | B4B5 | 97.0502 | 1.5228e-05 | 1.0801 | 0.47333 | 0.11667 | 0.00098716 | 1847.3467 | 87.4173 | 1.1867
| Civic Offices | Internal wall finish paint (emulsion) | 1700863 | 8403059 | 3.1 | Wall finishes | Paint | Construction | 24.1024 | Area Calculation | 5 | 44 | 1 | FALSE | 1 | FALSE |  | 1.06 | 24.1024 | 289.2288 | 5134 | Paint, emulsion |  | 25 | D2 | 0 | 0 | 0 | 0 | 0 | 0 | 0 | 0 | 0
| Civic Offices | Internal wall finish paint (emulsion) | 1700863 | 8403059 | 3.1 | Wall finishes | Paint | Construction | 24.1024 | Area Calculation | 5 | 44 | 1 | FALSE | 1 | FALSE |  | 1.06 | 24.1024 | 289.2288 | 5134 | Paint, emulsion |  | 25 | D3 | 0 | 0 | 0 | 0 | 0 | 0 | 0 | 0 | 0
| Civic Offices | Internal wall finish paint (emulsion) | 1700863 | 8403059 | 3.1 | Wall finishes | Paint | Construction | 24.1024 | Area Calculation | 5 | 44 | 1 | FALSE | 1 | FALSE |  | 1.06 | 24.1024 | 289.2288 | 5134 | Paint, emulsion |  | 25 | D4 | 0 | 0 | 0 | 0 | 0 | 0 | 0 | 0 | 0
| Civic Offices | Internal wall finish paint (emulsion) | 1700863 | 8403059 | 3.1 | Wall finishes | Paint | Construction | 24.1024 | Area Calculation | 5 | 44 | 1 | FALSE | 1 | FALSE |  | 1.06 | 24.1024 | 289.2288 | 5134 | Paint, emulsion |  | 30 | B4B5 | 97.0502 | 1.5228e-05 | 1.0801 | 0.47333 | 0.11667 | 0.00098716 | 1847.3467 | 87.4173 | 1.1867
| Civic Offices | Internal wall finish paint (emulsion) | 1700863 | 8403059 | 3.1 | Wall finishes | Paint | Construction | 24.1024 | Area Calculation | 5 | 44 | 1 | FALSE | 1 | FALSE |  | 1.06 | 24.1024 | 289.2288 | 5134 | Paint, emulsion |  | 30 | D2 | 0 | 0 | 0 | 0 | 0 | 0 | 0 | 0 | 0
| Civic Offices | Internal wall finish paint (emulsion) | 1700863 | 8403059 | 3.1 | Wall finishes | Paint | Construction | 24.1024 | Area Calculation | 5 | 44 | 1 | FALSE | 1 | FALSE |  | 1.06 | 24.1024 | 289.2288 | 5134 | Paint, emulsion |  | 30 | D3 | 0 | 0 | 0 | 0 | 0 | 0 | 0 | 0 | 0
| Civic Offices | Internal wall finish paint (emulsion) | 1700863 | 8403059 | 3.1 | Wall finishes | Paint | Construction | 24.1024 | Area Calculation | 5 | 44 | 1 | FALSE | 1 | FALSE |  | 1.06 | 24.1024 | 289.2288 | 5134 | Paint, emulsion |  | 30 | D4 | 0 | 0 | 0 | 0 | 0 | 0 | 0 | 0 | 0
| Civic Offices | Internal wall finish paint (emulsion) | 1700863 | 8403059 | 3.1 | Wall finishes | Paint | Construction | 24.1024 | Area Calculation | 5 | 44 | 1 | FALSE | 1 | FALSE |  | 1.06 | 24.1024 | 289.2288 | 5134 | Paint, emulsion |  | 35 | B4B5 | 97.0502 | 1.5228e-05 | 1.0801 | 0.47333 | 0.11667 | 0.00098716 | 1847.3467 | 87.4173 | 1.1867
| Civic Offices | Internal wall finish paint (emulsion) | 1700863 | 8403059 | 3.1 | Wall finishes | Paint | Construction | 24.1024 | Area Calculation | 5 | 44 | 1 | FALSE | 1 | FALSE |  | 1.06 | 24.1024 | 289.2288 | 5134 | Paint, emulsion |  | 35 | D2 | 0 | 0 | 0 | 0 | 0 | 0 | 0 | 0 | 0
| Civic Offices | Internal wall finish paint (emulsion) | 1700863 | 8403059 | 3.1 | Wall finishes | Paint | Construction | 24.1024 | Area Calculation | 5 | 44 | 1 | FALSE | 1 | FALSE |  | 1.06 | 24.1024 | 289.2288 | 5134 | Paint, emulsion |  | 35 | D3 | 0 | 0 | 0 | 0 | 0 | 0 | 0 | 0 | 0
| Civic Offices | Internal wall finish paint (emulsion) | 1700863 | 8403059 | 3.1 | Wall finishes | Paint | Construction | 24.1024 | Area Calculation | 5 | 44 | 1 | FALSE | 1 | FALSE |  | 1.06 | 24.1024 | 289.2288 | 5134 | Paint, emulsion |  | 35 | D4 | 0 | 0 | 0 | 0 | 0 | 0 | 0 | 0 | 0
| Civic Offices | Internal wall finish paint (emulsion) | 1700863 | 8403059 | 3.1 | Wall finishes | Paint | Construction | 24.1024 | Area Calculation | 5 | 44 | 1 | FALSE | 1 | FALSE |  | 1.06 | 24.1024 | 289.2288 | 5134 | Paint, emulsion |  | 40 | B4B5 | 97.0502 | 1.5228e-05 | 1.0801 | 0.47333 | 0.11667 | 0.00098716 | 1847.3467 | 87.4173 | 1.1867
| Civic Offices | Internal wall finish paint (emulsion) | 1700863 | 8403059 | 3.1 | Wall finishes | Paint | Construction | 24.1024 | Area Calculation | 5 | 44 | 1 | FALSE | 1 | FALSE |  | 1.06 | 24.1024 | 289.2288 | 5134 | Paint, emulsion |  | 40 | D2 | 0 | 0 | 0 | 0 | 0 | 0 | 0 | 0 | 0
| Civic Offices | Internal wall finish paint (emulsion) | 1700863 | 8403059 | 3.1 | Wall finishes | Paint | Construction | 24.1024 | Area Calculation | 5 | 44 | 1 | FALSE | 1 | FALSE |  | 1.06 | 24.1024 | 289.2288 | 5134 | Paint, emulsion |  | 40 | D3 | 0 | 0 | 0 | 0 | 0 | 0 | 0 | 0 | 0
| Civic Offices | Internal wall finish paint (emulsion) | 1700863 | 8403059 | 3.1 | Wall finishes | Paint | Construction | 24.1024 | Area Calculation | 5 | 44 | 1 | FALSE | 1 | FALSE |  | 1.06 | 24.1024 | 289.2288 | 5134 | Paint, emulsion |  | 40 | D4 | 0 | 0 | 0 | 0 | 0 | 0 | 0 | 0 | 0
| Civic Offices | Internal wall finish paint (emulsion) | 1700863 | 8403059 | 3.1 | Wall finishes | Paint | Construction | 24.1024 | Area Calculation | 5 | 44 | 1 | FALSE | 1 | FALSE |  | 1.06 | 24.1024 | 289.2288 | 5134 | Paint, emulsion |  | 45 | B4B5 | 97.0502 | 1.5228e-05 | 1.0801 | 0.47333 | 0.11667 | 0.00098716 | 1847.3467 | 87.4173 | 1.1867
| Civic Offices | Internal wall finish paint (emulsion) | 1700863 | 8403059 | 3.1 | Wall finishes | Paint | Construction | 24.1024 | Area Calculation | 5 | 44 | 1 | FALSE | 1 | FALSE |  | 1.06 | 24.1024 | 289.2288 | 5134 | Paint, emulsion |  | 45 | D2 | 0 | 0 | 0 | 0 | 0 | 0 | 0 | 0 | 0
| Civic Offices | Internal wall finish paint (emulsion) | 1700863 | 8403059 | 3.1 | Wall finishes | Paint | Construction | 24.1024 | Area Calculation | 5 | 44 | 1 | FALSE | 1 | FALSE |  | 1.06 | 24.1024 | 289.2288 | 5134 | Paint, emulsion |  | 45 | D3 | 0 | 0 | 0 | 0 | 0 | 0 | 0 | 0 | 0
| Civic Offices | Internal wall finish paint (emulsion) | 1700863 | 8403059 | 3.1 | Wall finishes | Paint | Construction | 24.1024 | Area Calculation | 5 | 44 | 1 | FALSE | 1 | FALSE |  | 1.06 | 24.1024 | 289.2288 | 5134 | Paint, emulsion |  | 45 | D4 | 0 | 0 | 0 | 0 | 0 | 0 | 0 | 0 | 0
| Civic Offices | Internal wall finish paint (emulsion) | 1700863 | 8403059 | 3.1 | Wall finishes | Paint | Construction | 24.1024 | Area Calculation | 5 | 44 | 1 | FALSE | 1 | FALSE |  | 1.06 | 24.1024 | 289.2288 | 5134 | Paint, emulsion |  | 50 | B4B5 | 97.0502 | 1.5228e-05 | 1.0801 | 0.47333 | 0.11667 | 0.00098716 | 1847.3467 | 87.4173 | 1.1867
| Civic Offices | Internal wall finish paint (emulsion) | 1700863 | 8403059 | 3.1 | Wall finishes | Paint | Construction | 24.1024 | Area Calculation | 5 | 44 | 1 | FALSE | 1 | FALSE |  | 1.06 | 24.1024 | 289.2288 | 5134 | Paint, emulsion |  | 50 | D2 | 0 | 0 | 0 | 0 | 0 | 0 | 0 | 0 | 0
| Civic Offices | Internal wall finish paint (emulsion) | 1700863 | 8403059 | 3.1 | Wall finishes | Paint | Construction | 24.1024 | Area Calculation | 5 | 44 | 1 | FALSE | 1 | FALSE |  | 1.06 | 24.1024 | 289.2288 | 5134 | Paint, emulsion |  | 50 | D3 | 0 | 0 | 0 | 0 | 0 | 0 | 0 | 0 | 0
| Civic Offices | Internal wall finish paint (emulsion) | 1700863 | 8403059 | 3.1 | Wall finishes | Paint | Construction | 24.1024 | Area Calculation | 5 | 44 | 1 | FALSE | 1 | FALSE |  | 1.06 | 24.1024 | 289.2288 | 5134 | Paint, emulsion |  | 50 | D4 | 0 | 0 | 0 | 0 | 0 | 0 | 0 | 0 | 0
| Civic Offices | Internal wall finish paint (emulsion) | 1700863 | 8403059 | 3.1 | Wall finishes | Paint | Construction | 24.1024 | Area Calculation | 5 | 44 | 1 | FALSE | 1 | FALSE |  | 1.06 | 24.1024 | 289.2288 | 5134 | Paint, emulsion |  | 55 | B4B5 | 97.0502 | 1.5228e-05 | 1.0801 | 0.47333 | 0.11667 | 0.00098716 | 1847.3467 | 87.4173 | 1.1867
| Civic Offices | Internal wall finish paint (emulsion) | 1700863 | 8403059 | 3.1 | Wall finishes | Paint | Construction | 24.1024 | Area Calculation | 5 | 44 | 1 | FALSE | 1 | FALSE |  | 1.06 | 24.1024 | 289.2288 | 5134 | Paint, emulsion |  | 55 | D2 | 0 | 0 | 0 | 0 | 0 | 0 | 0 | 0 | 0
| Civic Offices | Internal wall finish paint (emulsion) | 1700863 | 8403059 | 3.1 | Wall finishes | Paint | Construction | 24.1024 | Area Calculation | 5 | 44 | 1 | FALSE | 1 | FALSE |  | 1.06 | 24.1024 | 289.2288 | 5134 | Paint, emulsion |  | 55 | D3 | 0 | 0 | 0 | 0 | 0 | 0 | 0 | 0 | 0
| Civic Offices | Internal wall finish paint (emulsion) | 1700863 | 8403059 | 3.1 | Wall finishes | Paint | Construction | 24.1024 | Area Calculation | 5 | 44 | 1 | FALSE | 1 | FALSE |  | 1.06 | 24.1024 | 289.2288 | 5134 | Paint, emulsion |  | 55 | D4 | 0 | 0 | 0 | 0 | 0 | 0 | 0 | 0 | 0
| Civic Offices | Skirtings to council chamber and mayors parlour timber 225 high moulded (Finish mdf skirting painted) | 1700865 | 8403061 | 3.1 | Wall finishes | skirting 200mm | Construction | 282.384 | Area Calculation | 15 | 44 | 1 | FALSE | 1 | FALSE |  | 1.07 | 282.384 | 1129.536 | 5530 | General sheet, Medium density fibreboard (MDF) |  | 0 | A1A3 | 146.4147 | 3.5981e-05 | 2.0301 | 0.54403 | 0.35842 | 0.0031576 | 5416.7304 | 180.2345 | 1.5912
| Civic Offices | Skirtings to council chamber and mayors parlour timber 225 high moulded (Finish mdf skirting painted) | 1700865 | 8403061 | 3.1 | Wall finishes | skirting 200mm | Construction | 282.384 | Area Calculation | 15 | 44 | 1 | FALSE | 1 | FALSE |  | 1.07 | 282.384 | 1129.536 | 5530 | General sheet, Medium density fibreboard (MDF) |  | 0 | A4 | 7.8715 | 1.4143e-06 | 0.025774 | 0.0069663 | 0.004397 | 2.7452e-05 | 117.3381 | 17.9167 | 0.032393
| Civic Offices | Skirtings to council chamber and mayors parlour timber 225 high moulded (Finish mdf skirting painted) | 1700865 | 8403061 | 3.1 | Wall finishes | skirting 200mm | Construction | 282.384 | Area Calculation | 15 | 44 | 1 | FALSE | 1 | FALSE |  | 1.07 | 282.384 | 1129.536 | 5530 | General sheet, Medium density fibreboard (MDF) |  | 0 | A5 | 1.0765 | 3.5353e-08 | 0.00094282 | 0.044399 | 0.00033392 | 1.9375e-07 | 3.2729 | 1.8779 | 0
| Civic Offices | Skirtings to council chamber and mayors parlour timber 225 high moulded (Finish mdf skirting painted) | 1700865 | 8403061 | 3.1 | Wall finishes | skirting 200mm | Construction | 282.384 | Area Calculation | 15 | 44 | 1 | FALSE | 1 | FALSE |  | 1.07 | 282.384 | 1129.536 | 5530 | General sheet, Medium density fibreboard (MDF) |  | 0 | D2 | 0 | 0 | 0 | 0 | 0 | 0 | 0 | 0 | 0
| Civic Offices | Skirtings to council chamber and mayors parlour timber 225 high moulded (Finish mdf skirting painted) | 1700865 | 8403061 | 3.1 | Wall finishes | skirting 200mm | Construction | 282.384 | Area Calculation | 15 | 44 | 1 | FALSE | 1 | FALSE |  | 1.07 | 282.384 | 1129.536 | 5530 | General sheet, Medium density fibreboard (MDF) |  | 0 | D3 | 0 | 0 | 0 | 0 | 0 | 0 | 0 | 0 | 0
| Civic Offices | Skirtings to council chamber and mayors parlour timber 225 high moulded (Finish mdf skirting painted) | 1700865 | 8403061 | 3.1 | Wall finishes | skirting 200mm | Construction | 282.384 | Area Calculation | 15 | 44 | 1 | FALSE | 1 | FALSE |  | 1.07 | 282.384 | 1129.536 | 5530 | General sheet, Medium density fibreboard (MDF) |  | 0 | D4 | 0 | 0 | 0 | 0 | 0 | 0 | 0 | 0 | 0
| Civic Offices | Skirtings to council chamber and mayors parlour timber 225 high moulded (Finish mdf skirting painted) | 1700865 | 8403061 | 3.1 | Wall finishes | skirting 200mm | Construction | 282.384 | Area Calculation | 15 | 44 | 1 | FALSE | 1 | FALSE |  | 1.07 | 282.384 | 1129.536 | 5530 | General sheet, Medium density fibreboard (MDF) |  | 60 | C2 | 0 | 0 | 0 | 0 | 0 | 0 | 0 | 0 | 0
| Civic Offices | Skirtings to council chamber and mayors parlour timber 225 high moulded (Finish mdf skirting painted) | 1700865 | 8403061 | 3.1 | Wall finishes | skirting 200mm | Construction | 282.384 | Area Calculation | 15 | 44 | 1 | FALSE | 1 | FALSE |  | 1.07 | 282.384 | 1129.536 | 5530 | General sheet, Medium density fibreboard (MDF) |  | 60 | C4 | 15.379 | 5.0504e-07 | 0.013469 | 0.63427 | 0.0047703 | 2.7678e-06 | 46.7558 | 26.8265 | 0.27625
| Civic Offices | Skirtings to council chamber and mayors parlour timber 225 high moulded (Finish mdf skirting painted) | 1700865 | 8403061 | 3.1 | Wall finishes | skirting 200mm | Construction | 282.384 | Area Calculation | 15 | 44 | 1 | FALSE | 1 | FALSE |  | 1.07 | 282.384 | 1129.536 | 5530 | General sheet, Medium density fibreboard (MDF) |  | 60 | D2 | 0 | 0 | 0 | 0 | 0 | 0 | 0 | 0 | 0
| Civic Offices | Skirtings to council chamber and mayors parlour timber 225 high moulded (Finish mdf skirting painted) | 1700865 | 8403061 | 3.1 | Wall finishes | skirting 200mm | Construction | 282.384 | Area Calculation | 15 | 44 | 1 | FALSE | 1 | FALSE |  | 1.07 | 282.384 | 1129.536 | 5530 | General sheet, Medium density fibreboard (MDF) |  | 60 | D3 | 0 | 0 | 0 | 0 | 0 | 0 | 0 | 0 | 0
| Civic Offices | Skirtings to council chamber and mayors parlour timber 225 high moulded (Finish mdf skirting painted) | 1700865 | 8403061 | 3.1 | Wall finishes | skirting 200mm | Construction | 282.384 | Area Calculation | 15 | 44 | 1 | FALSE | 1 | FALSE |  | 1.07 | 282.384 | 1129.536 | 5530 | General sheet, Medium density fibreboard (MDF) |  | 60 | D4 | 0 | 0 | 0 | 0 | 0 | 0 | 0 | 0 | 0
| Civic Offices | Skirtings to council chamber and mayors parlour timber 225 high moulded (Finish mdf skirting painted) | 1700865 | 8403061 | 3.1 | Wall finishes | skirting 200mm | Construction | 282.384 | Area Calculation | 15 | 44 | 1 | FALSE | 1 | FALSE |  | 1.07 | 282.384 | 1129.536 | 5530 | General sheet, Medium density fibreboard (MDF) |  | 15 | B4B5 | 170.7418 | 3.7936e-05 | 2.0703 | 1.2297 | 0.36792 | 0.003188 | 5584.0972 | 226.8555 | 1.6236
| Civic Offices | Skirtings to council chamber and mayors parlour timber 225 high moulded (Finish mdf skirting painted) | 1700865 | 8403061 | 3.1 | Wall finishes | skirting 200mm | Construction | 282.384 | Area Calculation | 15 | 44 | 1 | FALSE | 1 | FALSE |  | 1.07 | 282.384 | 1129.536 | 5530 | General sheet, Medium density fibreboard (MDF) |  | 15 | D2 | 0 | 0 | 0 | 0 | 0 | 0 | 0 | 0 | 0
| Civic Offices | Skirtings to council chamber and mayors parlour timber 225 high moulded (Finish mdf skirting painted) | 1700865 | 8403061 | 3.1 | Wall finishes | skirting 200mm | Construction | 282.384 | Area Calculation | 15 | 44 | 1 | FALSE | 1 | FALSE |  | 1.07 | 282.384 | 1129.536 | 5530 | General sheet, Medium density fibreboard (MDF) |  | 15 | D3 | 0 | 0 | 0 | 0 | 0 | 0 | 0 | 0 | 0
| Civic Offices | Skirtings to council chamber and mayors parlour timber 225 high moulded (Finish mdf skirting painted) | 1700865 | 8403061 | 3.1 | Wall finishes | skirting 200mm | Construction | 282.384 | Area Calculation | 15 | 44 | 1 | FALSE | 1 | FALSE |  | 1.07 | 282.384 | 1129.536 | 5530 | General sheet, Medium density fibreboard (MDF) |  | 15 | D4 | 0 | 0 | 0 | 0 | 0 | 0 | 0 | 0 | 0
| Civic Offices | Skirtings to council chamber and mayors parlour timber 225 high moulded (Finish mdf skirting painted) | 1700865 | 8403061 | 3.1 | Wall finishes | skirting 200mm | Construction | 282.384 | Area Calculation | 15 | 44 | 1 | FALSE | 1 | FALSE |  | 1.07 | 282.384 | 1129.536 | 5530 | General sheet, Medium density fibreboard (MDF) |  | 30 | B4B5 | 170.7418 | 3.7936e-05 | 2.0703 | 1.2297 | 0.36792 | 0.003188 | 5584.0972 | 226.8555 | 1.6236
| Civic Offices | Skirtings to council chamber and mayors parlour timber 225 high moulded (Finish mdf skirting painted) | 1700865 | 8403061 | 3.1 | Wall finishes | skirting 200mm | Construction | 282.384 | Area Calculation | 15 | 44 | 1 | FALSE | 1 | FALSE |  | 1.07 | 282.384 | 1129.536 | 5530 | General sheet, Medium density fibreboard (MDF) |  | 30 | D2 | 0 | 0 | 0 | 0 | 0 | 0 | 0 | 0 | 0
| Civic Offices | Skirtings to council chamber and mayors parlour timber 225 high moulded (Finish mdf skirting painted) | 1700865 | 8403061 | 3.1 | Wall finishes | skirting 200mm | Construction | 282.384 | Area Calculation | 15 | 44 | 1 | FALSE | 1 | FALSE |  | 1.07 | 282.384 | 1129.536 | 5530 | General sheet, Medium density fibreboard (MDF) |  | 30 | D3 | 0 | 0 | 0 | 0 | 0 | 0 | 0 | 0 | 0
| Civic Offices | Skirtings to council chamber and mayors parlour timber 225 high moulded (Finish mdf skirting painted) | 1700865 | 8403061 | 3.1 | Wall finishes | skirting 200mm | Construction | 282.384 | Area Calculation | 15 | 44 | 1 | FALSE | 1 | FALSE |  | 1.07 | 282.384 | 1129.536 | 5530 | General sheet, Medium density fibreboard (MDF) |  | 30 | D4 | 0 | 0 | 0 | 0 | 0 | 0 | 0 | 0 | 0
| Civic Offices | Skirtings to council chamber and mayors parlour timber 225 high moulded (Finish mdf skirting painted) | 1700865 | 8403061 | 3.1 | Wall finishes | skirting 200mm | Construction | 282.384 | Area Calculation | 15 | 44 | 1 | FALSE | 1 | FALSE |  | 1.07 | 282.384 | 1129.536 | 5530 | General sheet, Medium density fibreboard (MDF) |  | 45 | B4B5 | 170.7418 | 3.7936e-05 | 2.0703 | 1.2297 | 0.36792 | 0.003188 | 5584.0972 | 226.8555 | 1.6236
| Civic Offices | Skirtings to council chamber and mayors parlour timber 225 high moulded (Finish mdf skirting painted) | 1700865 | 8403061 | 3.1 | Wall finishes | skirting 200mm | Construction | 282.384 | Area Calculation | 15 | 44 | 1 | FALSE | 1 | FALSE |  | 1.07 | 282.384 | 1129.536 | 5530 | General sheet, Medium density fibreboard (MDF) |  | 45 | D2 | 0 | 0 | 0 | 0 | 0 | 0 | 0 | 0 | 0
| Civic Offices | Skirtings to council chamber and mayors parlour timber 225 high moulded (Finish mdf skirting painted) | 1700865 | 8403061 | 3.1 | Wall finishes | skirting 200mm | Construction | 282.384 | Area Calculation | 15 | 44 | 1 | FALSE | 1 | FALSE |  | 1.07 | 282.384 | 1129.536 | 5530 | General sheet, Medium density fibreboard (MDF) |  | 45 | D3 | 0 | 0 | 0 | 0 | 0 | 0 | 0 | 0 | 0
| Civic Offices | Skirtings to council chamber and mayors parlour timber 225 high moulded (Finish mdf skirting painted) | 1700865 | 8403061 | 3.1 | Wall finishes | skirting 200mm | Construction | 282.384 | Area Calculation | 15 | 44 | 1 | FALSE | 1 | FALSE |  | 1.07 | 282.384 | 1129.536 | 5530 | General sheet, Medium density fibreboard (MDF) |  | 45 | D4 | 0 | 0 | 0 | 0 | 0 | 0 | 0 | 0 | 0
| Civic Offices | Internal wall finish paint (emulsion) | 1700866 | 8403063 | 3.1 | Wall finishes | Paint | Construction | 4.7488 | Area Calculation | 5 | 44 | 1 | FALSE | 1 | FALSE |  | 1.06 | 4.7488 | 56.9856 | 5134 | Paint, emulsion |  | 0 | A1A3 | 18.8179 | 2.97e-06 | 0.21203 | 0.083384 | 0.022844 | 0.00019409 | 361.3066 | 15.0408 | 0.23341
| Civic Offices | Internal wall finish paint (emulsion) | 1700866 | 8403063 | 3.1 | Wall finishes | Paint | Construction | 4.7488 | Area Calculation | 5 | 44 | 1 | FALSE | 1 | FALSE |  | 1.06 | 4.7488 | 56.9856 | 5134 | Paint, emulsion |  | 0 | A4 | 0.096456 | 1.7331e-08 | 0.00031583 | 8.5364e-05 | 5.388e-05 | 3.3639e-07 | 1.4378 | 0.21955 | 0.00039693
| Civic Offices | Internal wall finish paint (emulsion) | 1700866 | 8403063 | 3.1 | Wall finishes | Paint | Construction | 4.7488 | Area Calculation | 5 | 44 | 1 | FALSE | 1 | FALSE |  | 1.06 | 4.7488 | 56.9856 | 5134 | Paint, emulsion |  | 0 | A5 | 0.011718 | 7.3914e-10 | 2.6349e-05 | 0.0005541 | 4.9745e-06 | 3.9964e-09 | 0.069675 | 0.11112 | 0
| Civic Offices | Internal wall finish paint (emulsion) | 1700866 | 8403063 | 3.1 | Wall finishes | Paint | Construction | 4.7488 | Area Calculation | 5 | 44 | 1 | FALSE | 1 | FALSE |  | 1.06 | 4.7488 | 56.9856 | 5134 | Paint, emulsion |  | 0 | D2 | 0 | 0 | 0 | 0 | 0 | 0 | 0 | 0 | 0
| Civic Offices | Internal wall finish paint (emulsion) | 1700866 | 8403063 | 3.1 | Wall finishes | Paint | Construction | 4.7488 | Area Calculation | 5 | 44 | 1 | FALSE | 1 | FALSE |  | 1.06 | 4.7488 | 56.9856 | 5134 | Paint, emulsion |  | 0 | D3 | 0 | 0 | 0 | 0 | 0 | 0 | 0 | 0 | 0
| Civic Offices | Internal wall finish paint (emulsion) | 1700866 | 8403063 | 3.1 | Wall finishes | Paint | Construction | 4.7488 | Area Calculation | 5 | 44 | 1 | FALSE | 1 | FALSE |  | 1.06 | 4.7488 | 56.9856 | 5134 | Paint, emulsion |  | 0 | D4 | 0 | 0 | 0 | 0 | 0 | 0 | 0 | 0 | 0
| Civic Offices | Internal wall finish paint (emulsion) | 1700866 | 8403063 | 3.1 | Wall finishes | Paint | Construction | 4.7488 | Area Calculation | 5 | 44 | 1 | FALSE | 1 | FALSE |  | 1.06 | 4.7488 | 56.9856 | 5134 | Paint, emulsion |  | 60 | C2 | 0 | 0 | 0 | 0 | 0 | 0 | 0 | 0 | 0
| Civic Offices | Internal wall finish paint (emulsion) | 1700866 | 8403063 | 3.1 | Wall finishes | Paint | Construction | 4.7488 | Area Calculation | 5 | 44 | 1 | FALSE | 1 | FALSE |  | 1.06 | 4.7488 | 56.9856 | 5134 | Paint, emulsion |  | 60 | C4 | 0.1953 | 1.2319e-08 | 0.00043915 | 0.0092349 | 8.2908e-05 | 6.6607e-08 | 1.1613 | 1.852 | 0.0048955
| Civic Offices | Internal wall finish paint (emulsion) | 1700866 | 8403063 | 3.1 | Wall finishes | Paint | Construction | 4.7488 | Area Calculation | 5 | 44 | 1 | FALSE | 1 | FALSE |  | 1.06 | 4.7488 | 56.9856 | 5134 | Paint, emulsion |  | 60 | D2 | 0 | 0 | 0 | 0 | 0 | 0 | 0 | 0 | 0
| Civic Offices | Internal wall finish paint (emulsion) | 1700866 | 8403063 | 3.1 | Wall finishes | Paint | Construction | 4.7488 | Area Calculation | 5 | 44 | 1 | FALSE | 1 | FALSE |  | 1.06 | 4.7488 | 56.9856 | 5134 | Paint, emulsion |  | 60 | D3 | 0 | 0 | 0 | 0 | 0 | 0 | 0 | 0 | 0
| Civic Offices | Internal wall finish paint (emulsion) | 1700866 | 8403063 | 3.1 | Wall finishes | Paint | Construction | 4.7488 | Area Calculation | 5 | 44 | 1 | FALSE | 1 | FALSE |  | 1.06 | 4.7488 | 56.9856 | 5134 | Paint, emulsion |  | 60 | D4 | 0 | 0 | 0 | 0 | 0 | 0 | 0 | 0 | 0
| Civic Offices | Internal wall finish paint (emulsion) | 1700866 | 8403063 | 3.1 | Wall finishes | Paint | Construction | 4.7488 | Area Calculation | 5 | 44 | 1 | FALSE | 1 | FALSE |  | 1.06 | 4.7488 | 56.9856 | 5134 | Paint, emulsion |  | 5 | B4B5 | 19.1214 | 3.0004e-06 | 0.21281 | 0.093258 | 0.022986 | 0.0001945 | 363.9754 | 17.2235 | 0.2338
| Civic Offices | Internal wall finish paint (emulsion) | 1700866 | 8403063 | 3.1 | Wall finishes | Paint | Construction | 4.7488 | Area Calculation | 5 | 44 | 1 | FALSE | 1 | FALSE |  | 1.06 | 4.7488 | 56.9856 | 5134 | Paint, emulsion |  | 5 | D2 | 0 | 0 | 0 | 0 | 0 | 0 | 0 | 0 | 0
| Civic Offices | Internal wall finish paint (emulsion) | 1700866 | 8403063 | 3.1 | Wall finishes | Paint | Construction | 4.7488 | Area Calculation | 5 | 44 | 1 | FALSE | 1 | FALSE |  | 1.06 | 4.7488 | 56.9856 | 5134 | Paint, emulsion |  | 5 | D3 | 0 | 0 | 0 | 0 | 0 | 0 | 0 | 0 | 0
| Civic Offices | Internal wall finish paint (emulsion) | 1700866 | 8403063 | 3.1 | Wall finishes | Paint | Construction | 4.7488 | Area Calculation | 5 | 44 | 1 | FALSE | 1 | FALSE |  | 1.06 | 4.7488 | 56.9856 | 5134 | Paint, emulsion |  | 5 | D4 | 0 | 0 | 0 | 0 | 0 | 0 | 0 | 0 | 0
| Civic Offices | Internal wall finish paint (emulsion) | 1700866 | 8403063 | 3.1 | Wall finishes | Paint | Construction | 4.7488 | Area Calculation | 5 | 44 | 1 | FALSE | 1 | FALSE |  | 1.06 | 4.7488 | 56.9856 | 5134 | Paint, emulsion |  | 10 | B4B5 | 19.1214 | 3.0004e-06 | 0.21281 | 0.093258 | 0.022986 | 0.0001945 | 363.9754 | 17.2235 | 0.2338
| Civic Offices | Internal wall finish paint (emulsion) | 1700866 | 8403063 | 3.1 | Wall finishes | Paint | Construction | 4.7488 | Area Calculation | 5 | 44 | 1 | FALSE | 1 | FALSE |  | 1.06 | 4.7488 | 56.9856 | 5134 | Paint, emulsion |  | 10 | D2 | 0 | 0 | 0 | 0 | 0 | 0 | 0 | 0 | 0
| Civic Offices | Internal wall finish paint (emulsion) | 1700866 | 8403063 | 3.1 | Wall finishes | Paint | Construction | 4.7488 | Area Calculation | 5 | 44 | 1 | FALSE | 1 | FALSE |  | 1.06 | 4.7488 | 56.9856 | 5134 | Paint, emulsion |  | 10 | D3 | 0 | 0 | 0 | 0 | 0 | 0 | 0 | 0 | 0
| Civic Offices | Internal wall finish paint (emulsion) | 1700866 | 8403063 | 3.1 | Wall finishes | Paint | Construction | 4.7488 | Area Calculation | 5 | 44 | 1 | FALSE | 1 | FALSE |  | 1.06 | 4.7488 | 56.9856 | 5134 | Paint, emulsion |  | 10 | D4 | 0 | 0 | 0 | 0 | 0 | 0 | 0 | 0 | 0
| Civic Offices | Internal wall finish paint (emulsion) | 1700866 | 8403063 | 3.1 | Wall finishes | Paint | Construction | 4.7488 | Area Calculation | 5 | 44 | 1 | FALSE | 1 | FALSE |  | 1.06 | 4.7488 | 56.9856 | 5134 | Paint, emulsion |  | 15 | B4B5 | 19.1214 | 3.0004e-06 | 0.21281 | 0.093258 | 0.022986 | 0.0001945 | 363.9754 | 17.2235 | 0.2338
| Civic Offices | Internal wall finish paint (emulsion) | 1700866 | 8403063 | 3.1 | Wall finishes | Paint | Construction | 4.7488 | Area Calculation | 5 | 44 | 1 | FALSE | 1 | FALSE |  | 1.06 | 4.7488 | 56.9856 | 5134 | Paint, emulsion |  | 15 | D2 | 0 | 0 | 0 | 0 | 0 | 0 | 0 | 0 | 0
| Civic Offices | Internal wall finish paint (emulsion) | 1700866 | 8403063 | 3.1 | Wall finishes | Paint | Construction | 4.7488 | Area Calculation | 5 | 44 | 1 | FALSE | 1 | FALSE |  | 1.06 | 4.7488 | 56.9856 | 5134 | Paint, emulsion |  | 15 | D3 | 0 | 0 | 0 | 0 | 0 | 0 | 0 | 0 | 0
| Civic Offices | Internal wall finish paint (emulsion) | 1700866 | 8403063 | 3.1 | Wall finishes | Paint | Construction | 4.7488 | Area Calculation | 5 | 44 | 1 | FALSE | 1 | FALSE |  | 1.06 | 4.7488 | 56.9856 | 5134 | Paint, emulsion |  | 15 | D4 | 0 | 0 | 0 | 0 | 0 | 0 | 0 | 0 | 0
| Civic Offices | Internal wall finish paint (emulsion) | 1700866 | 8403063 | 3.1 | Wall finishes | Paint | Construction | 4.7488 | Area Calculation | 5 | 44 | 1 | FALSE | 1 | FALSE |  | 1.06 | 4.7488 | 56.9856 | 5134 | Paint, emulsion |  | 20 | B4B5 | 19.1214 | 3.0004e-06 | 0.21281 | 0.093258 | 0.022986 | 0.0001945 | 363.9754 | 17.2235 | 0.2338
| Civic Offices | Internal wall finish paint (emulsion) | 1700866 | 8403063 | 3.1 | Wall finishes | Paint | Construction | 4.7488 | Area Calculation | 5 | 44 | 1 | FALSE | 1 | FALSE |  | 1.06 | 4.7488 | 56.9856 | 5134 | Paint, emulsion |  | 20 | D2 | 0 | 0 | 0 | 0 | 0 | 0 | 0 | 0 | 0
| Civic Offices | Internal wall finish paint (emulsion) | 1700866 | 8403063 | 3.1 | Wall finishes | Paint | Construction | 4.7488 | Area Calculation | 5 | 44 | 1 | FALSE | 1 | FALSE |  | 1.06 | 4.7488 | 56.9856 | 5134 | Paint, emulsion |  | 20 | D3 | 0 | 0 | 0 | 0 | 0 | 0 | 0 | 0 | 0
| Civic Offices | Internal wall finish paint (emulsion) | 1700866 | 8403063 | 3.1 | Wall finishes | Paint | Construction | 4.7488 | Area Calculation | 5 | 44 | 1 | FALSE | 1 | FALSE |  | 1.06 | 4.7488 | 56.9856 | 5134 | Paint, emulsion |  | 20 | D4 | 0 | 0 | 0 | 0 | 0 | 0 | 0 | 0 | 0
| Civic Offices | Internal wall finish paint (emulsion) | 1700866 | 8403063 | 3.1 | Wall finishes | Paint | Construction | 4.7488 | Area Calculation | 5 | 44 | 1 | FALSE | 1 | FALSE |  | 1.06 | 4.7488 | 56.9856 | 5134 | Paint, emulsion |  | 25 | B4B5 | 19.1214 | 3.0004e-06 | 0.21281 | 0.093258 | 0.022986 | 0.0001945 | 363.9754 | 17.2235 | 0.2338
| Civic Offices | Internal wall finish paint (emulsion) | 1700866 | 8403063 | 3.1 | Wall finishes | Paint | Construction | 4.7488 | Area Calculation | 5 | 44 | 1 | FALSE | 1 | FALSE |  | 1.06 | 4.7488 | 56.9856 | 5134 | Paint, emulsion |  | 25 | D2 | 0 | 0 | 0 | 0 | 0 | 0 | 0 | 0 | 0
| Civic Offices | Internal wall finish paint (emulsion) | 1700866 | 8403063 | 3.1 | Wall finishes | Paint | Construction | 4.7488 | Area Calculation | 5 | 44 | 1 | FALSE | 1 | FALSE |  | 1.06 | 4.7488 | 56.9856 | 5134 | Paint, emulsion |  | 25 | D3 | 0 | 0 | 0 | 0 | 0 | 0 | 0 | 0 | 0
| Civic Offices | Internal wall finish paint (emulsion) | 1700866 | 8403063 | 3.1 | Wall finishes | Paint | Construction | 4.7488 | Area Calculation | 5 | 44 | 1 | FALSE | 1 | FALSE |  | 1.06 | 4.7488 | 56.9856 | 5134 | Paint, emulsion |  | 25 | D4 | 0 | 0 | 0 | 0 | 0 | 0 | 0 | 0 | 0
| Civic Offices | Internal wall finish paint (emulsion) | 1700866 | 8403063 | 3.1 | Wall finishes | Paint | Construction | 4.7488 | Area Calculation | 5 | 44 | 1 | FALSE | 1 | FALSE |  | 1.06 | 4.7488 | 56.9856 | 5134 | Paint, emulsion |  | 30 | B4B5 | 19.1214 | 3.0004e-06 | 0.21281 | 0.093258 | 0.022986 | 0.0001945 | 363.9754 | 17.2235 | 0.2338
| Civic Offices | Internal wall finish paint (emulsion) | 1700866 | 8403063 | 3.1 | Wall finishes | Paint | Construction | 4.7488 | Area Calculation | 5 | 44 | 1 | FALSE | 1 | FALSE |  | 1.06 | 4.7488 | 56.9856 | 5134 | Paint, emulsion |  | 30 | D2 | 0 | 0 | 0 | 0 | 0 | 0 | 0 | 0 | 0
| Civic Offices | Internal wall finish paint (emulsion) | 1700866 | 8403063 | 3.1 | Wall finishes | Paint | Construction | 4.7488 | Area Calculation | 5 | 44 | 1 | FALSE | 1 | FALSE |  | 1.06 | 4.7488 | 56.9856 | 5134 | Paint, emulsion |  | 30 | D3 | 0 | 0 | 0 | 0 | 0 | 0 | 0 | 0 | 0
| Civic Offices | Internal wall finish paint (emulsion) | 1700866 | 8403063 | 3.1 | Wall finishes | Paint | Construction | 4.7488 | Area Calculation | 5 | 44 | 1 | FALSE | 1 | FALSE |  | 1.06 | 4.7488 | 56.9856 | 5134 | Paint, emulsion |  | 30 | D4 | 0 | 0 | 0 | 0 | 0 | 0 | 0 | 0 | 0
| Civic Offices | Internal wall finish paint (emulsion) | 1700866 | 8403063 | 3.1 | Wall finishes | Paint | Construction | 4.7488 | Area Calculation | 5 | 44 | 1 | FALSE | 1 | FALSE |  | 1.06 | 4.7488 | 56.9856 | 5134 | Paint, emulsion |  | 35 | B4B5 | 19.1214 | 3.0004e-06 | 0.21281 | 0.093258 | 0.022986 | 0.0001945 | 363.9754 | 17.2235 | 0.2338
| Civic Offices | Internal wall finish paint (emulsion) | 1700866 | 8403063 | 3.1 | Wall finishes | Paint | Construction | 4.7488 | Area Calculation | 5 | 44 | 1 | FALSE | 1 | FALSE |  | 1.06 | 4.7488 | 56.9856 | 5134 | Paint, emulsion |  | 35 | D2 | 0 | 0 | 0 | 0 | 0 | 0 | 0 | 0 | 0
| Civic Offices | Internal wall finish paint (emulsion) | 1700866 | 8403063 | 3.1 | Wall finishes | Paint | Construction | 4.7488 | Area Calculation | 5 | 44 | 1 | FALSE | 1 | FALSE |  | 1.06 | 4.7488 | 56.9856 | 5134 | Paint, emulsion |  | 35 | D3 | 0 | 0 | 0 | 0 | 0 | 0 | 0 | 0 | 0
| Civic Offices | Internal wall finish paint (emulsion) | 1700866 | 8403063 | 3.1 | Wall finishes | Paint | Construction | 4.7488 | Area Calculation | 5 | 44 | 1 | FALSE | 1 | FALSE |  | 1.06 | 4.7488 | 56.9856 | 5134 | Paint, emulsion |  | 35 | D4 | 0 | 0 | 0 | 0 | 0 | 0 | 0 | 0 | 0
| Civic Offices | Internal wall finish paint (emulsion) | 1700866 | 8403063 | 3.1 | Wall finishes | Paint | Construction | 4.7488 | Area Calculation | 5 | 44 | 1 | FALSE | 1 | FALSE |  | 1.06 | 4.7488 | 56.9856 | 5134 | Paint, emulsion |  | 40 | B4B5 | 19.1214 | 3.0004e-06 | 0.21281 | 0.093258 | 0.022986 | 0.0001945 | 363.9754 | 17.2235 | 0.2338
| Civic Offices | Internal wall finish paint (emulsion) | 1700866 | 8403063 | 3.1 | Wall finishes | Paint | Construction | 4.7488 | Area Calculation | 5 | 44 | 1 | FALSE | 1 | FALSE |  | 1.06 | 4.7488 | 56.9856 | 5134 | Paint, emulsion |  | 40 | D2 | 0 | 0 | 0 | 0 | 0 | 0 | 0 | 0 | 0
| Civic Offices | Internal wall finish paint (emulsion) | 1700866 | 8403063 | 3.1 | Wall finishes | Paint | Construction | 4.7488 | Area Calculation | 5 | 44 | 1 | FALSE | 1 | FALSE |  | 1.06 | 4.7488 | 56.9856 | 5134 | Paint, emulsion |  | 40 | D3 | 0 | 0 | 0 | 0 | 0 | 0 | 0 | 0 | 0
| Civic Offices | Internal wall finish paint (emulsion) | 1700866 | 8403063 | 3.1 | Wall finishes | Paint | Construction | 4.7488 | Area Calculation | 5 | 44 | 1 | FALSE | 1 | FALSE |  | 1.06 | 4.7488 | 56.9856 | 5134 | Paint, emulsion |  | 40 | D4 | 0 | 0 | 0 | 0 | 0 | 0 | 0 | 0 | 0
| Civic Offices | Internal wall finish paint (emulsion) | 1700866 | 8403063 | 3.1 | Wall finishes | Paint | Construction | 4.7488 | Area Calculation | 5 | 44 | 1 | FALSE | 1 | FALSE |  | 1.06 | 4.7488 | 56.9856 | 5134 | Paint, emulsion |  | 45 | B4B5 | 19.1214 | 3.0004e-06 | 0.21281 | 0.093258 | 0.022986 | 0.0001945 | 363.9754 | 17.2235 | 0.2338
| Civic Offices | Internal wall finish paint (emulsion) | 1700866 | 8403063 | 3.1 | Wall finishes | Paint | Construction | 4.7488 | Area Calculation | 5 | 44 | 1 | FALSE | 1 | FALSE |  | 1.06 | 4.7488 | 56.9856 | 5134 | Paint, emulsion |  | 45 | D2 | 0 | 0 | 0 | 0 | 0 | 0 | 0 | 0 | 0
| Civic Offices | Internal wall finish paint (emulsion) | 1700866 | 8403063 | 3.1 | Wall finishes | Paint | Construction | 4.7488 | Area Calculation | 5 | 44 | 1 | FALSE | 1 | FALSE |  | 1.06 | 4.7488 | 56.9856 | 5134 | Paint, emulsion |  | 45 | D3 | 0 | 0 | 0 | 0 | 0 | 0 | 0 | 0 | 0
| Civic Offices | Internal wall finish paint (emulsion) | 1700866 | 8403063 | 3.1 | Wall finishes | Paint | Construction | 4.7488 | Area Calculation | 5 | 44 | 1 | FALSE | 1 | FALSE |  | 1.06 | 4.7488 | 56.9856 | 5134 | Paint, emulsion |  | 45 | D4 | 0 | 0 | 0 | 0 | 0 | 0 | 0 | 0 | 0
| Civic Offices | Internal wall finish paint (emulsion) | 1700866 | 8403063 | 3.1 | Wall finishes | Paint | Construction | 4.7488 | Area Calculation | 5 | 44 | 1 | FALSE | 1 | FALSE |  | 1.06 | 4.7488 | 56.9856 | 5134 | Paint, emulsion |  | 50 | B4B5 | 19.1214 | 3.0004e-06 | 0.21281 | 0.093258 | 0.022986 | 0.0001945 | 363.9754 | 17.2235 | 0.2338
| Civic Offices | Internal wall finish paint (emulsion) | 1700866 | 8403063 | 3.1 | Wall finishes | Paint | Construction | 4.7488 | Area Calculation | 5 | 44 | 1 | FALSE | 1 | FALSE |  | 1.06 | 4.7488 | 56.9856 | 5134 | Paint, emulsion |  | 50 | D2 | 0 | 0 | 0 | 0 | 0 | 0 | 0 | 0 | 0
| Civic Offices | Internal wall finish paint (emulsion) | 1700866 | 8403063 | 3.1 | Wall finishes | Paint | Construction | 4.7488 | Area Calculation | 5 | 44 | 1 | FALSE | 1 | FALSE |  | 1.06 | 4.7488 | 56.9856 | 5134 | Paint, emulsion |  | 50 | D3 | 0 | 0 | 0 | 0 | 0 | 0 | 0 | 0 | 0
| Civic Offices | Internal wall finish paint (emulsion) | 1700866 | 8403063 | 3.1 | Wall finishes | Paint | Construction | 4.7488 | Area Calculation | 5 | 44 | 1 | FALSE | 1 | FALSE |  | 1.06 | 4.7488 | 56.9856 | 5134 | Paint, emulsion |  | 50 | D4 | 0 | 0 | 0 | 0 | 0 | 0 | 0 | 0 | 0
| Civic Offices | Internal wall finish paint (emulsion) | 1700866 | 8403063 | 3.1 | Wall finishes | Paint | Construction | 4.7488 | Area Calculation | 5 | 44 | 1 | FALSE | 1 | FALSE |  | 1.06 | 4.7488 | 56.9856 | 5134 | Paint, emulsion |  | 55 | B4B5 | 19.1214 | 3.0004e-06 | 0.21281 | 0.093258 | 0.022986 | 0.0001945 | 363.9754 | 17.2235 | 0.2338
| Civic Offices | Internal wall finish paint (emulsion) | 1700866 | 8403063 | 3.1 | Wall finishes | Paint | Construction | 4.7488 | Area Calculation | 5 | 44 | 1 | FALSE | 1 | FALSE |  | 1.06 | 4.7488 | 56.9856 | 5134 | Paint, emulsion |  | 55 | D2 | 0 | 0 | 0 | 0 | 0 | 0 | 0 | 0 | 0
| Civic Offices | Internal wall finish paint (emulsion) | 1700866 | 8403063 | 3.1 | Wall finishes | Paint | Construction | 4.7488 | Area Calculation | 5 | 44 | 1 | FALSE | 1 | FALSE |  | 1.06 | 4.7488 | 56.9856 | 5134 | Paint, emulsion |  | 55 | D3 | 0 | 0 | 0 | 0 | 0 | 0 | 0 | 0 | 0
| Civic Offices | Internal wall finish paint (emulsion) | 1700866 | 8403063 | 3.1 | Wall finishes | Paint | Construction | 4.7488 | Area Calculation | 5 | 44 | 1 | FALSE | 1 | FALSE |  | 1.06 | 4.7488 | 56.9856 | 5134 | Paint, emulsion |  | 55 | D4 | 0 | 0 | 0 | 0 | 0 | 0 | 0 | 0 | 0
| Civic Offices | Skirting to tile in ground floor and upper floor circulation areas - details to be confirmed (Finish mdf skirting painted) | 1700868 | 8403065 | 3.1 | Wall finishes | skirting 200mm | Construction | 1068.264 | Area Calculation | 15 | 44 | 1 | FALSE | 1 | FALSE |  | 1.07 | 1068.264 | 4273.056 | 5530 | General sheet, Medium density fibreboard (MDF) |  | 0 | A1A3 | 553.8894 | 0.00013612 | 7.6799 | 2.0581 | 1.3559 | 0.011945 | 20491.5934 | 681.8304 | 6.0196
| Civic Offices | Skirting to tile in ground floor and upper floor circulation areas - details to be confirmed (Finish mdf skirting painted) | 1700868 | 8403065 | 3.1 | Wall finishes | skirting 200mm | Construction | 1068.264 | Area Calculation | 15 | 44 | 1 | FALSE | 1 | FALSE |  | 1.07 | 1068.264 | 4273.056 | 5530 | General sheet, Medium density fibreboard (MDF) |  | 0 | A4 | 29.7782 | 5.3504e-06 | 0.097504 | 0.026354 | 0.016634 | 0.00010385 | 443.8921 | 67.7791 | 0.12254
| Civic Offices | Skirting to tile in ground floor and upper floor circulation areas - details to be confirmed (Finish mdf skirting painted) | 1700868 | 8403065 | 3.1 | Wall finishes | skirting 200mm | Construction | 1068.264 | Area Calculation | 15 | 44 | 1 | FALSE | 1 | FALSE |  | 1.07 | 1068.264 | 4273.056 | 5530 | General sheet, Medium density fibreboard (MDF) |  | 0 | A5 | 4.0725 | 1.3374e-07 | 0.0035667 | 0.16796 | 0.0012632 | 7.3295e-07 | 12.3815 | 7.104 | 0
| Civic Offices | Skirting to tile in ground floor and upper floor circulation areas - details to be confirmed (Finish mdf skirting painted) | 1700868 | 8403065 | 3.1 | Wall finishes | skirting 200mm | Construction | 1068.264 | Area Calculation | 15 | 44 | 1 | FALSE | 1 | FALSE |  | 1.07 | 1068.264 | 4273.056 | 5530 | General sheet, Medium density fibreboard (MDF) |  | 0 | D2 | 0 | 0 | 0 | 0 | 0 | 0 | 0 | 0 | 0
| Civic Offices | Skirting to tile in ground floor and upper floor circulation areas - details to be confirmed (Finish mdf skirting painted) | 1700868 | 8403065 | 3.1 | Wall finishes | skirting 200mm | Construction | 1068.264 | Area Calculation | 15 | 44 | 1 | FALSE | 1 | FALSE |  | 1.07 | 1068.264 | 4273.056 | 5530 | General sheet, Medium density fibreboard (MDF) |  | 0 | D3 | 0 | 0 | 0 | 0 | 0 | 0 | 0 | 0 | 0
| Civic Offices | Skirting to tile in ground floor and upper floor circulation areas - details to be confirmed (Finish mdf skirting painted) | 1700868 | 8403065 | 3.1 | Wall finishes | skirting 200mm | Construction | 1068.264 | Area Calculation | 15 | 44 | 1 | FALSE | 1 | FALSE |  | 1.07 | 1068.264 | 4273.056 | 5530 | General sheet, Medium density fibreboard (MDF) |  | 0 | D4 | 0 | 0 | 0 | 0 | 0 | 0 | 0 | 0 | 0
| Civic Offices | Skirting to tile in ground floor and upper floor circulation areas - details to be confirmed (Finish mdf skirting painted) | 1700868 | 8403065 | 3.1 | Wall finishes | skirting 200mm | Construction | 1068.264 | Area Calculation | 15 | 44 | 1 | FALSE | 1 | FALSE |  | 1.07 | 1068.264 | 4273.056 | 5530 | General sheet, Medium density fibreboard (MDF) |  | 60 | C2 | 0 | 0 | 0 | 0 | 0 | 0 | 0 | 0 | 0
| Civic Offices | Skirting to tile in ground floor and upper floor circulation areas - details to be confirmed (Finish mdf skirting painted) | 1700868 | 8403065 | 3.1 | Wall finishes | skirting 200mm | Construction | 1068.264 | Area Calculation | 15 | 44 | 1 | FALSE | 1 | FALSE |  | 1.07 | 1068.264 | 4273.056 | 5530 | General sheet, Medium density fibreboard (MDF) |  | 60 | C4 | 58.1792 | 1.9106e-06 | 0.050953 | 2.3995 | 0.018046 | 1.0471e-05 | 176.8781 | 101.4851 | 1.0451
| Civic Offices | Skirting to tile in ground floor and upper floor circulation areas - details to be confirmed (Finish mdf skirting painted) | 1700868 | 8403065 | 3.1 | Wall finishes | skirting 200mm | Construction | 1068.264 | Area Calculation | 15 | 44 | 1 | FALSE | 1 | FALSE |  | 1.07 | 1068.264 | 4273.056 | 5530 | General sheet, Medium density fibreboard (MDF) |  | 60 | D2 | 0 | 0 | 0 | 0 | 0 | 0 | 0 | 0 | 0
| Civic Offices | Skirting to tile in ground floor and upper floor circulation areas - details to be confirmed (Finish mdf skirting painted) | 1700868 | 8403065 | 3.1 | Wall finishes | skirting 200mm | Construction | 1068.264 | Area Calculation | 15 | 44 | 1 | FALSE | 1 | FALSE |  | 1.07 | 1068.264 | 4273.056 | 5530 | General sheet, Medium density fibreboard (MDF) |  | 60 | D3 | 0 | 0 | 0 | 0 | 0 | 0 | 0 | 0 | 0
| Civic Offices | Skirting to tile in ground floor and upper floor circulation areas - details to be confirmed (Finish mdf skirting painted) | 1700868 | 8403065 | 3.1 | Wall finishes | skirting 200mm | Construction | 1068.264 | Area Calculation | 15 | 44 | 1 | FALSE | 1 | FALSE |  | 1.07 | 1068.264 | 4273.056 | 5530 | General sheet, Medium density fibreboard (MDF) |  | 60 | D4 | 0 | 0 | 0 | 0 | 0 | 0 | 0 | 0 | 0
| Civic Offices | Skirting to tile in ground floor and upper floor circulation areas - details to be confirmed (Finish mdf skirting painted) | 1700868 | 8403065 | 3.1 | Wall finishes | skirting 200mm | Construction | 1068.264 | Area Calculation | 15 | 44 | 1 | FALSE | 1 | FALSE |  | 1.07 | 1068.264 | 4273.056 | 5530 | General sheet, Medium density fibreboard (MDF) |  | 15 | B4B5 | 645.9193 | 0.00014351 | 7.8319 | 4.6518 | 1.3919 | 0.01206 | 21124.745 | 858.1985 | 6.1421
| Civic Offices | Skirting to tile in ground floor and upper floor circulation areas - details to be confirmed (Finish mdf skirting painted) | 1700868 | 8403065 | 3.1 | Wall finishes | skirting 200mm | Construction | 1068.264 | Area Calculation | 15 | 44 | 1 | FALSE | 1 | FALSE |  | 1.07 | 1068.264 | 4273.056 | 5530 | General sheet, Medium density fibreboard (MDF) |  | 15 | D2 | 0 | 0 | 0 | 0 | 0 | 0 | 0 | 0 | 0
| Civic Offices | Skirting to tile in ground floor and upper floor circulation areas - details to be confirmed (Finish mdf skirting painted) | 1700868 | 8403065 | 3.1 | Wall finishes | skirting 200mm | Construction | 1068.264 | Area Calculation | 15 | 44 | 1 | FALSE | 1 | FALSE |  | 1.07 | 1068.264 | 4273.056 | 5530 | General sheet, Medium density fibreboard (MDF) |  | 15 | D3 | 0 | 0 | 0 | 0 | 0 | 0 | 0 | 0 | 0
| Civic Offices | Skirting to tile in ground floor and upper floor circulation areas - details to be confirmed (Finish mdf skirting painted) | 1700868 | 8403065 | 3.1 | Wall finishes | skirting 200mm | Construction | 1068.264 | Area Calculation | 15 | 44 | 1 | FALSE | 1 | FALSE |  | 1.07 | 1068.264 | 4273.056 | 5530 | General sheet, Medium density fibreboard (MDF) |  | 15 | D4 | 0 | 0 | 0 | 0 | 0 | 0 | 0 | 0 | 0
| Civic Offices | Skirting to tile in ground floor and upper floor circulation areas - details to be confirmed (Finish mdf skirting painted) | 1700868 | 8403065 | 3.1 | Wall finishes | skirting 200mm | Construction | 1068.264 | Area Calculation | 15 | 44 | 1 | FALSE | 1 | FALSE |  | 1.07 | 1068.264 | 4273.056 | 5530 | General sheet, Medium density fibreboard (MDF) |  | 30 | B4B5 | 645.9193 | 0.00014351 | 7.8319 | 4.6518 | 1.3919 | 0.01206 | 21124.745 | 858.1985 | 6.1421
| Civic Offices | Skirting to tile in ground floor and upper floor circulation areas - details to be confirmed (Finish mdf skirting painted) | 1700868 | 8403065 | 3.1 | Wall finishes | skirting 200mm | Construction | 1068.264 | Area Calculation | 15 | 44 | 1 | FALSE | 1 | FALSE |  | 1.07 | 1068.264 | 4273.056 | 5530 | General sheet, Medium density fibreboard (MDF) |  | 30 | D2 | 0 | 0 | 0 | 0 | 0 | 0 | 0 | 0 | 0
| Civic Offices | Skirting to tile in ground floor and upper floor circulation areas - details to be confirmed (Finish mdf skirting painted) | 1700868 | 8403065 | 3.1 | Wall finishes | skirting 200mm | Construction | 1068.264 | Area Calculation | 15 | 44 | 1 | FALSE | 1 | FALSE |  | 1.07 | 1068.264 | 4273.056 | 5530 | General sheet, Medium density fibreboard (MDF) |  | 30 | D3 | 0 | 0 | 0 | 0 | 0 | 0 | 0 | 0 | 0
| Civic Offices | Skirting to tile in ground floor and upper floor circulation areas - details to be confirmed (Finish mdf skirting painted) | 1700868 | 8403065 | 3.1 | Wall finishes | skirting 200mm | Construction | 1068.264 | Area Calculation | 15 | 44 | 1 | FALSE | 1 | FALSE |  | 1.07 | 1068.264 | 4273.056 | 5530 | General sheet, Medium density fibreboard (MDF) |  | 30 | D4 | 0 | 0 | 0 | 0 | 0 | 0 | 0 | 0 | 0
| Civic Offices | Skirting to tile in ground floor and upper floor circulation areas - details to be confirmed (Finish mdf skirting painted) | 1700868 | 8403065 | 3.1 | Wall finishes | skirting 200mm | Construction | 1068.264 | Area Calculation | 15 | 44 | 1 | FALSE | 1 | FALSE |  | 1.07 | 1068.264 | 4273.056 | 5530 | General sheet, Medium density fibreboard (MDF) |  | 45 | B4B5 | 645.9193 | 0.00014351 | 7.8319 | 4.6518 | 1.3919 | 0.01206 | 21124.745 | 858.1985 | 6.1421
| Civic Offices | Skirting to tile in ground floor and upper floor circulation areas - details to be confirmed (Finish mdf skirting painted) | 1700868 | 8403065 | 3.1 | Wall finishes | skirting 200mm | Construction | 1068.264 | Area Calculation | 15 | 44 | 1 | FALSE | 1 | FALSE |  | 1.07 | 1068.264 | 4273.056 | 5530 | General sheet, Medium density fibreboard (MDF) |  | 45 | D2 | 0 | 0 | 0 | 0 | 0 | 0 | 0 | 0 | 0
| Civic Offices | Skirting to tile in ground floor and upper floor circulation areas - details to be confirmed (Finish mdf skirting painted) | 1700868 | 8403065 | 3.1 | Wall finishes | skirting 200mm | Construction | 1068.264 | Area Calculation | 15 | 44 | 1 | FALSE | 1 | FALSE |  | 1.07 | 1068.264 | 4273.056 | 5530 | General sheet, Medium density fibreboard (MDF) |  | 45 | D3 | 0 | 0 | 0 | 0 | 0 | 0 | 0 | 0 | 0
| Civic Offices | Skirting to tile in ground floor and upper floor circulation areas - details to be confirmed (Finish mdf skirting painted) | 1700868 | 8403065 | 3.1 | Wall finishes | skirting 200mm | Construction | 1068.264 | Area Calculation | 15 | 44 | 1 | FALSE | 1 | FALSE |  | 1.07 | 1068.264 | 4273.056 | 5530 | General sheet, Medium density fibreboard (MDF) |  | 45 | D4 | 0 | 0 | 0 | 0 | 0 | 0 | 0 | 0 | 0
| Civic Offices | Internal wall finish paint (emulsion) | 1700869 | 8403067 | 3.1 | Wall finishes | Paint | Construction | 17.9648 | Area Calculation | 5 | 44 | 1 | FALSE | 1 | FALSE |  | 1.06 | 17.9648 | 215.5776 | 5134 | Paint, emulsion |  | 0 | A1A3 | 71.1886 | 1.1236e-05 | 0.8021 | 0.31544 | 0.086421 | 0.00073425 | 1366.8297 | 56.8996 | 0.88298
| Civic Offices | Internal wall finish paint (emulsion) | 1700869 | 8403067 | 3.1 | Wall finishes | Paint | Construction | 17.9648 | Area Calculation | 5 | 44 | 1 | FALSE | 1 | FALSE |  | 1.06 | 17.9648 | 215.5776 | 5134 | Paint, emulsion |  | 0 | A4 | 0.3649 | 6.5563e-08 | 0.0011948 | 0.00032293 | 0.00020383 | 1.2726e-06 | 5.4394 | 0.83055 | 0.0015016
| Civic Offices | Internal wall finish paint (emulsion) | 1700869 | 8403067 | 3.1 | Wall finishes | Paint | Construction | 17.9648 | Area Calculation | 5 | 44 | 1 | FALSE | 1 | FALSE |  | 1.06 | 17.9648 | 215.5776 | 5134 | Paint, emulsion |  | 0 | A5 | 0.04433 | 2.7962e-09 | 9.968e-05 | 0.0020962 | 1.8818e-05 | 1.5119e-08 | 0.26358 | 0.42038 | 0
| Civic Offices | Internal wall finish paint (emulsion) | 1700869 | 8403067 | 3.1 | Wall finishes | Paint | Construction | 17.9648 | Area Calculation | 5 | 44 | 1 | FALSE | 1 | FALSE |  | 1.06 | 17.9648 | 215.5776 | 5134 | Paint, emulsion |  | 0 | D2 | 0 | 0 | 0 | 0 | 0 | 0 | 0 | 0 | 0
| Civic Offices | Internal wall finish paint (emulsion) | 1700869 | 8403067 | 3.1 | Wall finishes | Paint | Construction | 17.9648 | Area Calculation | 5 | 44 | 1 | FALSE | 1 | FALSE |  | 1.06 | 17.9648 | 215.5776 | 5134 | Paint, emulsion |  | 0 | D3 | 0 | 0 | 0 | 0 | 0 | 0 | 0 | 0 | 0
| Civic Offices | Internal wall finish paint (emulsion) | 1700869 | 8403067 | 3.1 | Wall finishes | Paint | Construction | 17.9648 | Area Calculation | 5 | 44 | 1 | FALSE | 1 | FALSE |  | 1.06 | 17.9648 | 215.5776 | 5134 | Paint, emulsion |  | 0 | D4 | 0 | 0 | 0 | 0 | 0 | 0 | 0 | 0 | 0
| Civic Offices | Internal wall finish paint (emulsion) | 1700869 | 8403067 | 3.1 | Wall finishes | Paint | Construction | 17.9648 | Area Calculation | 5 | 44 | 1 | FALSE | 1 | FALSE |  | 1.06 | 17.9648 | 215.5776 | 5134 | Paint, emulsion |  | 60 | C2 | 0 | 0 | 0 | 0 | 0 | 0 | 0 | 0 | 0
| Civic Offices | Internal wall finish paint (emulsion) | 1700869 | 8403067 | 3.1 | Wall finishes | Paint | Construction | 17.9648 | Area Calculation | 5 | 44 | 1 | FALSE | 1 | FALSE |  | 1.06 | 17.9648 | 215.5776 | 5134 | Paint, emulsion |  | 60 | C4 | 0.73883 | 4.6603e-08 | 0.0016613 | 0.034936 | 0.00031364 | 2.5198e-07 | 4.3931 | 7.0063 | 0.01852
| Civic Offices | Internal wall finish paint (emulsion) | 1700869 | 8403067 | 3.1 | Wall finishes | Paint | Construction | 17.9648 | Area Calculation | 5 | 44 | 1 | FALSE | 1 | FALSE |  | 1.06 | 17.9648 | 215.5776 | 5134 | Paint, emulsion |  | 60 | D2 | 0 | 0 | 0 | 0 | 0 | 0 | 0 | 0 | 0
| Civic Offices | Internal wall finish paint (emulsion) | 1700869 | 8403067 | 3.1 | Wall finishes | Paint | Construction | 17.9648 | Area Calculation | 5 | 44 | 1 | FALSE | 1 | FALSE |  | 1.06 | 17.9648 | 215.5776 | 5134 | Paint, emulsion |  | 60 | D3 | 0 | 0 | 0 | 0 | 0 | 0 | 0 | 0 | 0
| Civic Offices | Internal wall finish paint (emulsion) | 1700869 | 8403067 | 3.1 | Wall finishes | Paint | Construction | 17.9648 | Area Calculation | 5 | 44 | 1 | FALSE | 1 | FALSE |  | 1.06 | 17.9648 | 215.5776 | 5134 | Paint, emulsion |  | 60 | D4 | 0 | 0 | 0 | 0 | 0 | 0 | 0 | 0 | 0
| Civic Offices | Internal wall finish paint (emulsion) | 1700869 | 8403067 | 3.1 | Wall finishes | Paint | Construction | 17.9648 | Area Calculation | 5 | 44 | 1 | FALSE | 1 | FALSE |  | 1.06 | 17.9648 | 215.5776 | 5134 | Paint, emulsion |  | 5 | B4B5 | 72.3366 | 1.1351e-05 | 0.80506 | 0.3528 | 0.086957 | 0.00073579 | 1376.9257 | 65.1568 | 0.88448
| Civic Offices | Internal wall finish paint (emulsion) | 1700869 | 8403067 | 3.1 | Wall finishes | Paint | Construction | 17.9648 | Area Calculation | 5 | 44 | 1 | FALSE | 1 | FALSE |  | 1.06 | 17.9648 | 215.5776 | 5134 | Paint, emulsion |  | 5 | D2 | 0 | 0 | 0 | 0 | 0 | 0 | 0 | 0 | 0
| Civic Offices | Internal wall finish paint (emulsion) | 1700869 | 8403067 | 3.1 | Wall finishes | Paint | Construction | 17.9648 | Area Calculation | 5 | 44 | 1 | FALSE | 1 | FALSE |  | 1.06 | 17.9648 | 215.5776 | 5134 | Paint, emulsion |  | 5 | D3 | 0 | 0 | 0 | 0 | 0 | 0 | 0 | 0 | 0
| Civic Offices | Internal wall finish paint (emulsion) | 1700869 | 8403067 | 3.1 | Wall finishes | Paint | Construction | 17.9648 | Area Calculation | 5 | 44 | 1 | FALSE | 1 | FALSE |  | 1.06 | 17.9648 | 215.5776 | 5134 | Paint, emulsion |  | 5 | D4 | 0 | 0 | 0 | 0 | 0 | 0 | 0 | 0 | 0
| Civic Offices | Internal wall finish paint (emulsion) | 1700869 | 8403067 | 3.1 | Wall finishes | Paint | Construction | 17.9648 | Area Calculation | 5 | 44 | 1 | FALSE | 1 | FALSE |  | 1.06 | 17.9648 | 215.5776 | 5134 | Paint, emulsion |  | 10 | B4B5 | 72.3366 | 1.1351e-05 | 0.80506 | 0.3528 | 0.086957 | 0.00073579 | 1376.9257 | 65.1568 | 0.88448
| Civic Offices | Internal wall finish paint (emulsion) | 1700869 | 8403067 | 3.1 | Wall finishes | Paint | Construction | 17.9648 | Area Calculation | 5 | 44 | 1 | FALSE | 1 | FALSE |  | 1.06 | 17.9648 | 215.5776 | 5134 | Paint, emulsion |  | 10 | D2 | 0 | 0 | 0 | 0 | 0 | 0 | 0 | 0 | 0
| Civic Offices | Internal wall finish paint (emulsion) | 1700869 | 8403067 | 3.1 | Wall finishes | Paint | Construction | 17.9648 | Area Calculation | 5 | 44 | 1 | FALSE | 1 | FALSE |  | 1.06 | 17.9648 | 215.5776 | 5134 | Paint, emulsion |  | 10 | D3 | 0 | 0 | 0 | 0 | 0 | 0 | 0 | 0 | 0
| Civic Offices | Internal wall finish paint (emulsion) | 1700869 | 8403067 | 3.1 | Wall finishes | Paint | Construction | 17.9648 | Area Calculation | 5 | 44 | 1 | FALSE | 1 | FALSE |  | 1.06 | 17.9648 | 215.5776 | 5134 | Paint, emulsion |  | 10 | D4 | 0 | 0 | 0 | 0 | 0 | 0 | 0 | 0 | 0
| Civic Offices | Internal wall finish paint (emulsion) | 1700869 | 8403067 | 3.1 | Wall finishes | Paint | Construction | 17.9648 | Area Calculation | 5 | 44 | 1 | FALSE | 1 | FALSE |  | 1.06 | 17.9648 | 215.5776 | 5134 | Paint, emulsion |  | 15 | B4B5 | 72.3366 | 1.1351e-05 | 0.80506 | 0.3528 | 0.086957 | 0.00073579 | 1376.9257 | 65.1568 | 0.88448
| Civic Offices | Internal wall finish paint (emulsion) | 1700869 | 8403067 | 3.1 | Wall finishes | Paint | Construction | 17.9648 | Area Calculation | 5 | 44 | 1 | FALSE | 1 | FALSE |  | 1.06 | 17.9648 | 215.5776 | 5134 | Paint, emulsion |  | 15 | D2 | 0 | 0 | 0 | 0 | 0 | 0 | 0 | 0 | 0
| Civic Offices | Internal wall finish paint (emulsion) | 1700869 | 8403067 | 3.1 | Wall finishes | Paint | Construction | 17.9648 | Area Calculation | 5 | 44 | 1 | FALSE | 1 | FALSE |  | 1.06 | 17.9648 | 215.5776 | 5134 | Paint, emulsion |  | 15 | D3 | 0 | 0 | 0 | 0 | 0 | 0 | 0 | 0 | 0
| Civic Offices | Internal wall finish paint (emulsion) | 1700869 | 8403067 | 3.1 | Wall finishes | Paint | Construction | 17.9648 | Area Calculation | 5 | 44 | 1 | FALSE | 1 | FALSE |  | 1.06 | 17.9648 | 215.5776 | 5134 | Paint, emulsion |  | 15 | D4 | 0 | 0 | 0 | 0 | 0 | 0 | 0 | 0 | 0
| Civic Offices | Internal wall finish paint (emulsion) | 1700869 | 8403067 | 3.1 | Wall finishes | Paint | Construction | 17.9648 | Area Calculation | 5 | 44 | 1 | FALSE | 1 | FALSE |  | 1.06 | 17.9648 | 215.5776 | 5134 | Paint, emulsion |  | 20 | B4B5 | 72.3366 | 1.1351e-05 | 0.80506 | 0.3528 | 0.086957 | 0.00073579 | 1376.9257 | 65.1568 | 0.88448
| Civic Offices | Internal wall finish paint (emulsion) | 1700869 | 8403067 | 3.1 | Wall finishes | Paint | Construction | 17.9648 | Area Calculation | 5 | 44 | 1 | FALSE | 1 | FALSE |  | 1.06 | 17.9648 | 215.5776 | 5134 | Paint, emulsion |  | 20 | D2 | 0 | 0 | 0 | 0 | 0 | 0 | 0 | 0 | 0
| Civic Offices | Internal wall finish paint (emulsion) | 1700869 | 8403067 | 3.1 | Wall finishes | Paint | Construction | 17.9648 | Area Calculation | 5 | 44 | 1 | FALSE | 1 | FALSE |  | 1.06 | 17.9648 | 215.5776 | 5134 | Paint, emulsion |  | 20 | D3 | 0 | 0 | 0 | 0 | 0 | 0 | 0 | 0 | 0
| Civic Offices | Internal wall finish paint (emulsion) | 1700869 | 8403067 | 3.1 | Wall finishes | Paint | Construction | 17.9648 | Area Calculation | 5 | 44 | 1 | FALSE | 1 | FALSE |  | 1.06 | 17.9648 | 215.5776 | 5134 | Paint, emulsion |  | 20 | D4 | 0 | 0 | 0 | 0 | 0 | 0 | 0 | 0 | 0
| Civic Offices | Internal wall finish paint (emulsion) | 1700869 | 8403067 | 3.1 | Wall finishes | Paint | Construction | 17.9648 | Area Calculation | 5 | 44 | 1 | FALSE | 1 | FALSE |  | 1.06 | 17.9648 | 215.5776 | 5134 | Paint, emulsion |  | 25 | B4B5 | 72.3366 | 1.1351e-05 | 0.80506 | 0.3528 | 0.086957 | 0.00073579 | 1376.9257 | 65.1568 | 0.88448
| Civic Offices | Internal wall finish paint (emulsion) | 1700869 | 8403067 | 3.1 | Wall finishes | Paint | Construction | 17.9648 | Area Calculation | 5 | 44 | 1 | FALSE | 1 | FALSE |  | 1.06 | 17.9648 | 215.5776 | 5134 | Paint, emulsion |  | 25 | D2 | 0 | 0 | 0 | 0 | 0 | 0 | 0 | 0 | 0
| Civic Offices | Internal wall finish paint (emulsion) | 1700869 | 8403067 | 3.1 | Wall finishes | Paint | Construction | 17.9648 | Area Calculation | 5 | 44 | 1 | FALSE | 1 | FALSE |  | 1.06 | 17.9648 | 215.5776 | 5134 | Paint, emulsion |  | 25 | D3 | 0 | 0 | 0 | 0 | 0 | 0 | 0 | 0 | 0
| Civic Offices | Internal wall finish paint (emulsion) | 1700869 | 8403067 | 3.1 | Wall finishes | Paint | Construction | 17.9648 | Area Calculation | 5 | 44 | 1 | FALSE | 1 | FALSE |  | 1.06 | 17.9648 | 215.5776 | 5134 | Paint, emulsion |  | 25 | D4 | 0 | 0 | 0 | 0 | 0 | 0 | 0 | 0 | 0
| Civic Offices | Internal wall finish paint (emulsion) | 1700869 | 8403067 | 3.1 | Wall finishes | Paint | Construction | 17.9648 | Area Calculation | 5 | 44 | 1 | FALSE | 1 | FALSE |  | 1.06 | 17.9648 | 215.5776 | 5134 | Paint, emulsion |  | 30 | B4B5 | 72.3366 | 1.1351e-05 | 0.80506 | 0.3528 | 0.086957 | 0.00073579 | 1376.9257 | 65.1568 | 0.88448
| Civic Offices | Internal wall finish paint (emulsion) | 1700869 | 8403067 | 3.1 | Wall finishes | Paint | Construction | 17.9648 | Area Calculation | 5 | 44 | 1 | FALSE | 1 | FALSE |  | 1.06 | 17.9648 | 215.5776 | 5134 | Paint, emulsion |  | 30 | D2 | 0 | 0 | 0 | 0 | 0 | 0 | 0 | 0 | 0
| Civic Offices | Internal wall finish paint (emulsion) | 1700869 | 8403067 | 3.1 | Wall finishes | Paint | Construction | 17.9648 | Area Calculation | 5 | 44 | 1 | FALSE | 1 | FALSE |  | 1.06 | 17.9648 | 215.5776 | 5134 | Paint, emulsion |  | 30 | D3 | 0 | 0 | 0 | 0 | 0 | 0 | 0 | 0 | 0
| Civic Offices | Internal wall finish paint (emulsion) | 1700869 | 8403067 | 3.1 | Wall finishes | Paint | Construction | 17.9648 | Area Calculation | 5 | 44 | 1 | FALSE | 1 | FALSE |  | 1.06 | 17.9648 | 215.5776 | 5134 | Paint, emulsion |  | 30 | D4 | 0 | 0 | 0 | 0 | 0 | 0 | 0 | 0 | 0
| Civic Offices | Internal wall finish paint (emulsion) | 1700869 | 8403067 | 3.1 | Wall finishes | Paint | Construction | 17.9648 | Area Calculation | 5 | 44 | 1 | FALSE | 1 | FALSE |  | 1.06 | 17.9648 | 215.5776 | 5134 | Paint, emulsion |  | 35 | B4B5 | 72.3366 | 1.1351e-05 | 0.80506 | 0.3528 | 0.086957 | 0.00073579 | 1376.9257 | 65.1568 | 0.88448
| Civic Offices | Internal wall finish paint (emulsion) | 1700869 | 8403067 | 3.1 | Wall finishes | Paint | Construction | 17.9648 | Area Calculation | 5 | 44 | 1 | FALSE | 1 | FALSE |  | 1.06 | 17.9648 | 215.5776 | 5134 | Paint, emulsion |  | 35 | D2 | 0 | 0 | 0 | 0 | 0 | 0 | 0 | 0 | 0
| Civic Offices | Internal wall finish paint (emulsion) | 1700869 | 8403067 | 3.1 | Wall finishes | Paint | Construction | 17.9648 | Area Calculation | 5 | 44 | 1 | FALSE | 1 | FALSE |  | 1.06 | 17.9648 | 215.5776 | 5134 | Paint, emulsion |  | 35 | D3 | 0 | 0 | 0 | 0 | 0 | 0 | 0 | 0 | 0
| Civic Offices | Internal wall finish paint (emulsion) | 1700869 | 8403067 | 3.1 | Wall finishes | Paint | Construction | 17.9648 | Area Calculation | 5 | 44 | 1 | FALSE | 1 | FALSE |  | 1.06 | 17.9648 | 215.5776 | 5134 | Paint, emulsion |  | 35 | D4 | 0 | 0 | 0 | 0 | 0 | 0 | 0 | 0 | 0
| Civic Offices | Internal wall finish paint (emulsion) | 1700869 | 8403067 | 3.1 | Wall finishes | Paint | Construction | 17.9648 | Area Calculation | 5 | 44 | 1 | FALSE | 1 | FALSE |  | 1.06 | 17.9648 | 215.5776 | 5134 | Paint, emulsion |  | 40 | B4B5 | 72.3366 | 1.1351e-05 | 0.80506 | 0.3528 | 0.086957 | 0.00073579 | 1376.9257 | 65.1568 | 0.88448
| Civic Offices | Internal wall finish paint (emulsion) | 1700869 | 8403067 | 3.1 | Wall finishes | Paint | Construction | 17.9648 | Area Calculation | 5 | 44 | 1 | FALSE | 1 | FALSE |  | 1.06 | 17.9648 | 215.5776 | 5134 | Paint, emulsion |  | 40 | D2 | 0 | 0 | 0 | 0 | 0 | 0 | 0 | 0 | 0
| Civic Offices | Internal wall finish paint (emulsion) | 1700869 | 8403067 | 3.1 | Wall finishes | Paint | Construction | 17.9648 | Area Calculation | 5 | 44 | 1 | FALSE | 1 | FALSE |  | 1.06 | 17.9648 | 215.5776 | 5134 | Paint, emulsion |  | 40 | D3 | 0 | 0 | 0 | 0 | 0 | 0 | 0 | 0 | 0
| Civic Offices | Internal wall finish paint (emulsion) | 1700869 | 8403067 | 3.1 | Wall finishes | Paint | Construction | 17.9648 | Area Calculation | 5 | 44 | 1 | FALSE | 1 | FALSE |  | 1.06 | 17.9648 | 215.5776 | 5134 | Paint, emulsion |  | 40 | D4 | 0 | 0 | 0 | 0 | 0 | 0 | 0 | 0 | 0
| Civic Offices | Internal wall finish paint (emulsion) | 1700869 | 8403067 | 3.1 | Wall finishes | Paint | Construction | 17.9648 | Area Calculation | 5 | 44 | 1 | FALSE | 1 | FALSE |  | 1.06 | 17.9648 | 215.5776 | 5134 | Paint, emulsion |  | 45 | B4B5 | 72.3366 | 1.1351e-05 | 0.80506 | 0.3528 | 0.086957 | 0.00073579 | 1376.9257 | 65.1568 | 0.88448
| Civic Offices | Internal wall finish paint (emulsion) | 1700869 | 8403067 | 3.1 | Wall finishes | Paint | Construction | 17.9648 | Area Calculation | 5 | 44 | 1 | FALSE | 1 | FALSE |  | 1.06 | 17.9648 | 215.5776 | 5134 | Paint, emulsion |  | 45 | D2 | 0 | 0 | 0 | 0 | 0 | 0 | 0 | 0 | 0
| Civic Offices | Internal wall finish paint (emulsion) | 1700869 | 8403067 | 3.1 | Wall finishes | Paint | Construction | 17.9648 | Area Calculation | 5 | 44 | 1 | FALSE | 1 | FALSE |  | 1.06 | 17.9648 | 215.5776 | 5134 | Paint, emulsion |  | 45 | D3 | 0 | 0 | 0 | 0 | 0 | 0 | 0 | 0 | 0
| Civic Offices | Internal wall finish paint (emulsion) | 1700869 | 8403067 | 3.1 | Wall finishes | Paint | Construction | 17.9648 | Area Calculation | 5 | 44 | 1 | FALSE | 1 | FALSE |  | 1.06 | 17.9648 | 215.5776 | 5134 | Paint, emulsion |  | 45 | D4 | 0 | 0 | 0 | 0 | 0 | 0 | 0 | 0 | 0
| Civic Offices | Internal wall finish paint (emulsion) | 1700869 | 8403067 | 3.1 | Wall finishes | Paint | Construction | 17.9648 | Area Calculation | 5 | 44 | 1 | FALSE | 1 | FALSE |  | 1.06 | 17.9648 | 215.5776 | 5134 | Paint, emulsion |  | 50 | B4B5 | 72.3366 | 1.1351e-05 | 0.80506 | 0.3528 | 0.086957 | 0.00073579 | 1376.9257 | 65.1568 | 0.88448
| Civic Offices | Internal wall finish paint (emulsion) | 1700869 | 8403067 | 3.1 | Wall finishes | Paint | Construction | 17.9648 | Area Calculation | 5 | 44 | 1 | FALSE | 1 | FALSE |  | 1.06 | 17.9648 | 215.5776 | 5134 | Paint, emulsion |  | 50 | D2 | 0 | 0 | 0 | 0 | 0 | 0 | 0 | 0 | 0
| Civic Offices | Internal wall finish paint (emulsion) | 1700869 | 8403067 | 3.1 | Wall finishes | Paint | Construction | 17.9648 | Area Calculation | 5 | 44 | 1 | FALSE | 1 | FALSE |  | 1.06 | 17.9648 | 215.5776 | 5134 | Paint, emulsion |  | 50 | D3 | 0 | 0 | 0 | 0 | 0 | 0 | 0 | 0 | 0
| Civic Offices | Internal wall finish paint (emulsion) | 1700869 | 8403067 | 3.1 | Wall finishes | Paint | Construction | 17.9648 | Area Calculation | 5 | 44 | 1 | FALSE | 1 | FALSE |  | 1.06 | 17.9648 | 215.5776 | 5134 | Paint, emulsion |  | 50 | D4 | 0 | 0 | 0 | 0 | 0 | 0 | 0 | 0 | 0
| Civic Offices | Internal wall finish paint (emulsion) | 1700869 | 8403067 | 3.1 | Wall finishes | Paint | Construction | 17.9648 | Area Calculation | 5 | 44 | 1 | FALSE | 1 | FALSE |  | 1.06 | 17.9648 | 215.5776 | 5134 | Paint, emulsion |  | 55 | B4B5 | 72.3366 | 1.1351e-05 | 0.80506 | 0.3528 | 0.086957 | 0.00073579 | 1376.9257 | 65.1568 | 0.88448
| Civic Offices | Internal wall finish paint (emulsion) | 1700869 | 8403067 | 3.1 | Wall finishes | Paint | Construction | 17.9648 | Area Calculation | 5 | 44 | 1 | FALSE | 1 | FALSE |  | 1.06 | 17.9648 | 215.5776 | 5134 | Paint, emulsion |  | 55 | D2 | 0 | 0 | 0 | 0 | 0 | 0 | 0 | 0 | 0
| Civic Offices | Internal wall finish paint (emulsion) | 1700869 | 8403067 | 3.1 | Wall finishes | Paint | Construction | 17.9648 | Area Calculation | 5 | 44 | 1 | FALSE | 1 | FALSE |  | 1.06 | 17.9648 | 215.5776 | 5134 | Paint, emulsion |  | 55 | D3 | 0 | 0 | 0 | 0 | 0 | 0 | 0 | 0 | 0
| Civic Offices | Internal wall finish paint (emulsion) | 1700869 | 8403067 | 3.1 | Wall finishes | Paint | Construction | 17.9648 | Area Calculation | 5 | 44 | 1 | FALSE | 1 | FALSE |  | 1.06 | 17.9648 | 215.5776 | 5134 | Paint, emulsion |  | 55 | D4 | 0 | 0 | 0 | 0 | 0 | 0 | 0 | 0 | 0
| Civic Offices | skirting to WC tiled areas - details to be confirmed (Finish mdf skirting painted) | 1700871 | 8403069 | 3.1 | Wall finishes | skirting 200mm | Construction | 370.296 | Area Calculation | 15 | 44 | 1 | FALSE | 1 | FALSE |  | 1.07 | 370.296 | 1481.184 | 5530 | General sheet, Medium density fibreboard (MDF) |  | 0 | A1A3 | 191.9966 | 4.7183e-05 | 2.6621 | 0.7134 | 0.47 | 0.0041406 | 7103.071 | 236.3452 | 2.0866
| Civic Offices | skirting to WC tiled areas - details to be confirmed (Finish mdf skirting painted) | 1700871 | 8403069 | 3.1 | Wall finishes | skirting 200mm | Construction | 370.296 | Area Calculation | 15 | 44 | 1 | FALSE | 1 | FALSE |  | 1.07 | 370.296 | 1481.184 | 5530 | General sheet, Medium density fibreboard (MDF) |  | 0 | A4 | 10.3221 | 1.8546e-06 | 0.033798 | 0.0091351 | 0.0057659 | 3.5998e-05 | 153.8678 | 23.4945 | 0.042477
| Civic Offices | skirting to WC tiled areas - details to be confirmed (Finish mdf skirting painted) | 1700871 | 8403069 | 3.1 | Wall finishes | skirting 200mm | Construction | 370.296 | Area Calculation | 15 | 44 | 1 | FALSE | 1 | FALSE |  | 1.07 | 370.296 | 1481.184 | 5530 | General sheet, Medium density fibreboard (MDF) |  | 0 | A5 | 1.4117 | 4.6359e-08 | 0.0012363 | 0.058221 | 0.00043788 | 2.5407e-07 | 4.2918 | 2.4625 | 0
| Civic Offices | skirting to WC tiled areas - details to be confirmed (Finish mdf skirting painted) | 1700871 | 8403069 | 3.1 | Wall finishes | skirting 200mm | Construction | 370.296 | Area Calculation | 15 | 44 | 1 | FALSE | 1 | FALSE |  | 1.07 | 370.296 | 1481.184 | 5530 | General sheet, Medium density fibreboard (MDF) |  | 0 | D2 | 0 | 0 | 0 | 0 | 0 | 0 | 0 | 0 | 0
| Civic Offices | skirting to WC tiled areas - details to be confirmed (Finish mdf skirting painted) | 1700871 | 8403069 | 3.1 | Wall finishes | skirting 200mm | Construction | 370.296 | Area Calculation | 15 | 44 | 1 | FALSE | 1 | FALSE |  | 1.07 | 370.296 | 1481.184 | 5530 | General sheet, Medium density fibreboard (MDF) |  | 0 | D3 | 0 | 0 | 0 | 0 | 0 | 0 | 0 | 0 | 0
| Civic Offices | skirting to WC tiled areas - details to be confirmed (Finish mdf skirting painted) | 1700871 | 8403069 | 3.1 | Wall finishes | skirting 200mm | Construction | 370.296 | Area Calculation | 15 | 44 | 1 | FALSE | 1 | FALSE |  | 1.07 | 370.296 | 1481.184 | 5530 | General sheet, Medium density fibreboard (MDF) |  | 0 | D4 | 0 | 0 | 0 | 0 | 0 | 0 | 0 | 0 | 0
| Civic Offices | skirting to WC tiled areas - details to be confirmed (Finish mdf skirting painted) | 1700871 | 8403069 | 3.1 | Wall finishes | skirting 200mm | Construction | 370.296 | Area Calculation | 15 | 44 | 1 | FALSE | 1 | FALSE |  | 1.07 | 370.296 | 1481.184 | 5530 | General sheet, Medium density fibreboard (MDF) |  | 60 | C2 | 0 | 0 | 0 | 0 | 0 | 0 | 0 | 0 | 0
| Civic Offices | skirting to WC tiled areas - details to be confirmed (Finish mdf skirting painted) | 1700871 | 8403069 | 3.1 | Wall finishes | skirting 200mm | Construction | 370.296 | Area Calculation | 15 | 44 | 1 | FALSE | 1 | FALSE |  | 1.07 | 370.296 | 1481.184 | 5530 | General sheet, Medium density fibreboard (MDF) |  | 60 | C4 | 20.1669 | 6.6227e-07 | 0.017662 | 0.83173 | 0.0062554 | 3.6295e-06 | 61.3118 | 35.1781 | 0.36226
| Civic Offices | skirting to WC tiled areas - details to be confirmed (Finish mdf skirting painted) | 1700871 | 8403069 | 3.1 | Wall finishes | skirting 200mm | Construction | 370.296 | Area Calculation | 15 | 44 | 1 | FALSE | 1 | FALSE |  | 1.07 | 370.296 | 1481.184 | 5530 | General sheet, Medium density fibreboard (MDF) |  | 60 | D2 | 0 | 0 | 0 | 0 | 0 | 0 | 0 | 0 | 0
| Civic Offices | skirting to WC tiled areas - details to be confirmed (Finish mdf skirting painted) | 1700871 | 8403069 | 3.1 | Wall finishes | skirting 200mm | Construction | 370.296 | Area Calculation | 15 | 44 | 1 | FALSE | 1 | FALSE |  | 1.07 | 370.296 | 1481.184 | 5530 | General sheet, Medium density fibreboard (MDF) |  | 60 | D3 | 0 | 0 | 0 | 0 | 0 | 0 | 0 | 0 | 0
| Civic Offices | skirting to WC tiled areas - details to be confirmed (Finish mdf skirting painted) | 1700871 | 8403069 | 3.1 | Wall finishes | skirting 200mm | Construction | 370.296 | Area Calculation | 15 | 44 | 1 | FALSE | 1 | FALSE |  | 1.07 | 370.296 | 1481.184 | 5530 | General sheet, Medium density fibreboard (MDF) |  | 60 | D4 | 0 | 0 | 0 | 0 | 0 | 0 | 0 | 0 | 0
| Civic Offices | skirting to WC tiled areas - details to be confirmed (Finish mdf skirting painted) | 1700871 | 8403069 | 3.1 | Wall finishes | skirting 200mm | Construction | 370.296 | Area Calculation | 15 | 44 | 1 | FALSE | 1 | FALSE |  | 1.07 | 370.296 | 1481.184 | 5530 | General sheet, Medium density fibreboard (MDF) |  | 15 | B4B5 | 223.8972 | 4.9746e-05 | 2.7148 | 1.6125 | 0.48246 | 0.0041805 | 7322.5425 | 297.4803 | 2.1291
| Civic Offices | skirting to WC tiled areas - details to be confirmed (Finish mdf skirting painted) | 1700871 | 8403069 | 3.1 | Wall finishes | skirting 200mm | Construction | 370.296 | Area Calculation | 15 | 44 | 1 | FALSE | 1 | FALSE |  | 1.07 | 370.296 | 1481.184 | 5530 | General sheet, Medium density fibreboard (MDF) |  | 15 | D2 | 0 | 0 | 0 | 0 | 0 | 0 | 0 | 0 | 0
| Civic Offices | skirting to WC tiled areas - details to be confirmed (Finish mdf skirting painted) | 1700871 | 8403069 | 3.1 | Wall finishes | skirting 200mm | Construction | 370.296 | Area Calculation | 15 | 44 | 1 | FALSE | 1 | FALSE |  | 1.07 | 370.296 | 1481.184 | 5530 | General sheet, Medium density fibreboard (MDF) |  | 15 | D3 | 0 | 0 | 0 | 0 | 0 | 0 | 0 | 0 | 0
| Civic Offices | skirting to WC tiled areas - details to be confirmed (Finish mdf skirting painted) | 1700871 | 8403069 | 3.1 | Wall finishes | skirting 200mm | Construction | 370.296 | Area Calculation | 15 | 44 | 1 | FALSE | 1 | FALSE |  | 1.07 | 370.296 | 1481.184 | 5530 | General sheet, Medium density fibreboard (MDF) |  | 15 | D4 | 0 | 0 | 0 | 0 | 0 | 0 | 0 | 0 | 0
| Civic Offices | skirting to WC tiled areas - details to be confirmed (Finish mdf skirting painted) | 1700871 | 8403069 | 3.1 | Wall finishes | skirting 200mm | Construction | 370.296 | Area Calculation | 15 | 44 | 1 | FALSE | 1 | FALSE |  | 1.07 | 370.296 | 1481.184 | 5530 | General sheet, Medium density fibreboard (MDF) |  | 30 | B4B5 | 223.8972 | 4.9746e-05 | 2.7148 | 1.6125 | 0.48246 | 0.0041805 | 7322.5425 | 297.4803 | 2.1291
| Civic Offices | skirting to WC tiled areas - details to be confirmed (Finish mdf skirting painted) | 1700871 | 8403069 | 3.1 | Wall finishes | skirting 200mm | Construction | 370.296 | Area Calculation | 15 | 44 | 1 | FALSE | 1 | FALSE |  | 1.07 | 370.296 | 1481.184 | 5530 | General sheet, Medium density fibreboard (MDF) |  | 30 | D2 | 0 | 0 | 0 | 0 | 0 | 0 | 0 | 0 | 0
| Civic Offices | skirting to WC tiled areas - details to be confirmed (Finish mdf skirting painted) | 1700871 | 8403069 | 3.1 | Wall finishes | skirting 200mm | Construction | 370.296 | Area Calculation | 15 | 44 | 1 | FALSE | 1 | FALSE |  | 1.07 | 370.296 | 1481.184 | 5530 | General sheet, Medium density fibreboard (MDF) |  | 30 | D3 | 0 | 0 | 0 | 0 | 0 | 0 | 0 | 0 | 0
| Civic Offices | skirting to WC tiled areas - details to be confirmed (Finish mdf skirting painted) | 1700871 | 8403069 | 3.1 | Wall finishes | skirting 200mm | Construction | 370.296 | Area Calculation | 15 | 44 | 1 | FALSE | 1 | FALSE |  | 1.07 | 370.296 | 1481.184 | 5530 | General sheet, Medium density fibreboard (MDF) |  | 30 | D4 | 0 | 0 | 0 | 0 | 0 | 0 | 0 | 0 | 0
| Civic Offices | skirting to WC tiled areas - details to be confirmed (Finish mdf skirting painted) | 1700871 | 8403069 | 3.1 | Wall finishes | skirting 200mm | Construction | 370.296 | Area Calculation | 15 | 44 | 1 | FALSE | 1 | FALSE |  | 1.07 | 370.296 | 1481.184 | 5530 | General sheet, Medium density fibreboard (MDF) |  | 45 | B4B5 | 223.8972 | 4.9746e-05 | 2.7148 | 1.6125 | 0.48246 | 0.0041805 | 7322.5425 | 297.4803 | 2.1291
| Civic Offices | skirting to WC tiled areas - details to be confirmed (Finish mdf skirting painted) | 1700871 | 8403069 | 3.1 | Wall finishes | skirting 200mm | Construction | 370.296 | Area Calculation | 15 | 44 | 1 | FALSE | 1 | FALSE |  | 1.07 | 370.296 | 1481.184 | 5530 | General sheet, Medium density fibreboard (MDF) |  | 45 | D2 | 0 | 0 | 0 | 0 | 0 | 0 | 0 | 0 | 0
| Civic Offices | skirting to WC tiled areas - details to be confirmed (Finish mdf skirting painted) | 1700871 | 8403069 | 3.1 | Wall finishes | skirting 200mm | Construction | 370.296 | Area Calculation | 15 | 44 | 1 | FALSE | 1 | FALSE |  | 1.07 | 370.296 | 1481.184 | 5530 | General sheet, Medium density fibreboard (MDF) |  | 45 | D3 | 0 | 0 | 0 | 0 | 0 | 0 | 0 | 0 | 0
| Civic Offices | skirting to WC tiled areas - details to be confirmed (Finish mdf skirting painted) | 1700871 | 8403069 | 3.1 | Wall finishes | skirting 200mm | Construction | 370.296 | Area Calculation | 15 | 44 | 1 | FALSE | 1 | FALSE |  | 1.07 | 370.296 | 1481.184 | 5530 | General sheet, Medium density fibreboard (MDF) |  | 45 | D4 | 0 | 0 | 0 | 0 | 0 | 0 | 0 | 0 | 0
| Civic Offices | Internal wall finish paint (emulsion) | 1700872 | 8403071 | 3.1 | Wall finishes | Paint | Construction | 6.2272 | Area Calculation | 5 | 44 | 1 | FALSE | 1 | FALSE |  | 1.06 | 6.2272 | 74.7264 | 5134 | Paint, emulsion |  | 0 | A1A3 | 24.6763 | 3.8946e-06 | 0.27804 | 0.10934 | 0.029956 | 0.00025451 | 473.7889 | 19.7233 | 0.30607
| Civic Offices | Internal wall finish paint (emulsion) | 1700872 | 8403071 | 3.1 | Wall finishes | Paint | Construction | 6.2272 | Area Calculation | 5 | 44 | 1 | FALSE | 1 | FALSE |  | 1.06 | 6.2272 | 74.7264 | 5134 | Paint, emulsion |  | 0 | A4 | 0.12648 | 2.2726e-08 | 0.00041416 | 0.00011194 | 7.0654e-05 | 4.4111e-07 | 1.8855 | 0.2879 | 0.0005205
| Civic Offices | Internal wall finish paint (emulsion) | 1700872 | 8403071 | 3.1 | Wall finishes | Paint | Construction | 6.2272 | Area Calculation | 5 | 44 | 1 | FALSE | 1 | FALSE |  | 1.06 | 6.2272 | 74.7264 | 5134 | Paint, emulsion |  | 0 | A5 | 0.015366 | 9.6925e-10 | 3.4552e-05 | 0.0007266 | 6.5231e-06 | 5.2406e-09 | 0.091367 | 0.14572 | 0
| Civic Offices | Internal wall finish paint (emulsion) | 1700872 | 8403071 | 3.1 | Wall finishes | Paint | Construction | 6.2272 | Area Calculation | 5 | 44 | 1 | FALSE | 1 | FALSE |  | 1.06 | 6.2272 | 74.7264 | 5134 | Paint, emulsion |  | 0 | D2 | 0 | 0 | 0 | 0 | 0 | 0 | 0 | 0 | 0
| Civic Offices | Internal wall finish paint (emulsion) | 1700872 | 8403071 | 3.1 | Wall finishes | Paint | Construction | 6.2272 | Area Calculation | 5 | 44 | 1 | FALSE | 1 | FALSE |  | 1.06 | 6.2272 | 74.7264 | 5134 | Paint, emulsion |  | 0 | D3 | 0 | 0 | 0 | 0 | 0 | 0 | 0 | 0 | 0
| Civic Offices | Internal wall finish paint (emulsion) | 1700872 | 8403071 | 3.1 | Wall finishes | Paint | Construction | 6.2272 | Area Calculation | 5 | 44 | 1 | FALSE | 1 | FALSE |  | 1.06 | 6.2272 | 74.7264 | 5134 | Paint, emulsion |  | 0 | D4 | 0 | 0 | 0 | 0 | 0 | 0 | 0 | 0 | 0
| Civic Offices | Internal wall finish paint (emulsion) | 1700872 | 8403071 | 3.1 | Wall finishes | Paint | Construction | 6.2272 | Area Calculation | 5 | 44 | 1 | FALSE | 1 | FALSE |  | 1.06 | 6.2272 | 74.7264 | 5134 | Paint, emulsion |  | 60 | C2 | 0 | 0 | 0 | 0 | 0 | 0 | 0 | 0 | 0
| Civic Offices | Internal wall finish paint (emulsion) | 1700872 | 8403071 | 3.1 | Wall finishes | Paint | Construction | 6.2272 | Area Calculation | 5 | 44 | 1 | FALSE | 1 | FALSE |  | 1.06 | 6.2272 | 74.7264 | 5134 | Paint, emulsion |  | 60 | C4 | 0.2561 | 1.6154e-08 | 0.00057587 | 0.01211 | 0.00010872 | 8.7344e-08 | 1.5228 | 2.4286 | 0.0064196
| Civic Offices | Internal wall finish paint (emulsion) | 1700872 | 8403071 | 3.1 | Wall finishes | Paint | Construction | 6.2272 | Area Calculation | 5 | 44 | 1 | FALSE | 1 | FALSE |  | 1.06 | 6.2272 | 74.7264 | 5134 | Paint, emulsion |  | 60 | D2 | 0 | 0 | 0 | 0 | 0 | 0 | 0 | 0 | 0
| Civic Offices | Internal wall finish paint (emulsion) | 1700872 | 8403071 | 3.1 | Wall finishes | Paint | Construction | 6.2272 | Area Calculation | 5 | 44 | 1 | FALSE | 1 | FALSE |  | 1.06 | 6.2272 | 74.7264 | 5134 | Paint, emulsion |  | 60 | D3 | 0 | 0 | 0 | 0 | 0 | 0 | 0 | 0 | 0
| Civic Offices | Internal wall finish paint (emulsion) | 1700872 | 8403071 | 3.1 | Wall finishes | Paint | Construction | 6.2272 | Area Calculation | 5 | 44 | 1 | FALSE | 1 | FALSE |  | 1.06 | 6.2272 | 74.7264 | 5134 | Paint, emulsion |  | 60 | D4 | 0 | 0 | 0 | 0 | 0 | 0 | 0 | 0 | 0
| Civic Offices | Internal wall finish paint (emulsion) | 1700872 | 8403071 | 3.1 | Wall finishes | Paint | Construction | 6.2272 | Area Calculation | 5 | 44 | 1 | FALSE | 1 | FALSE |  | 1.06 | 6.2272 | 74.7264 | 5134 | Paint, emulsion |  | 5 | B4B5 | 25.0743 | 3.9345e-06 | 0.27906 | 0.12229 | 0.030142 | 0.00025505 | 477.2885 | 22.5855 | 0.30659
| Civic Offices | Internal wall finish paint (emulsion) | 1700872 | 8403071 | 3.1 | Wall finishes | Paint | Construction | 6.2272 | Area Calculation | 5 | 44 | 1 | FALSE | 1 | FALSE |  | 1.06 | 6.2272 | 74.7264 | 5134 | Paint, emulsion |  | 5 | D2 | 0 | 0 | 0 | 0 | 0 | 0 | 0 | 0 | 0
| Civic Offices | Internal wall finish paint (emulsion) | 1700872 | 8403071 | 3.1 | Wall finishes | Paint | Construction | 6.2272 | Area Calculation | 5 | 44 | 1 | FALSE | 1 | FALSE |  | 1.06 | 6.2272 | 74.7264 | 5134 | Paint, emulsion |  | 5 | D3 | 0 | 0 | 0 | 0 | 0 | 0 | 0 | 0 | 0
| Civic Offices | Internal wall finish paint (emulsion) | 1700872 | 8403071 | 3.1 | Wall finishes | Paint | Construction | 6.2272 | Area Calculation | 5 | 44 | 1 | FALSE | 1 | FALSE |  | 1.06 | 6.2272 | 74.7264 | 5134 | Paint, emulsion |  | 5 | D4 | 0 | 0 | 0 | 0 | 0 | 0 | 0 | 0 | 0
| Civic Offices | Internal wall finish paint (emulsion) | 1700872 | 8403071 | 3.1 | Wall finishes | Paint | Construction | 6.2272 | Area Calculation | 5 | 44 | 1 | FALSE | 1 | FALSE |  | 1.06 | 6.2272 | 74.7264 | 5134 | Paint, emulsion |  | 10 | B4B5 | 25.0743 | 3.9345e-06 | 0.27906 | 0.12229 | 0.030142 | 0.00025505 | 477.2885 | 22.5855 | 0.30659
| Civic Offices | Internal wall finish paint (emulsion) | 1700872 | 8403071 | 3.1 | Wall finishes | Paint | Construction | 6.2272 | Area Calculation | 5 | 44 | 1 | FALSE | 1 | FALSE |  | 1.06 | 6.2272 | 74.7264 | 5134 | Paint, emulsion |  | 10 | D2 | 0 | 0 | 0 | 0 | 0 | 0 | 0 | 0 | 0
| Civic Offices | Internal wall finish paint (emulsion) | 1700872 | 8403071 | 3.1 | Wall finishes | Paint | Construction | 6.2272 | Area Calculation | 5 | 44 | 1 | FALSE | 1 | FALSE |  | 1.06 | 6.2272 | 74.7264 | 5134 | Paint, emulsion |  | 10 | D3 | 0 | 0 | 0 | 0 | 0 | 0 | 0 | 0 | 0
| Civic Offices | Internal wall finish paint (emulsion) | 1700872 | 8403071 | 3.1 | Wall finishes | Paint | Construction | 6.2272 | Area Calculation | 5 | 44 | 1 | FALSE | 1 | FALSE |  | 1.06 | 6.2272 | 74.7264 | 5134 | Paint, emulsion |  | 10 | D4 | 0 | 0 | 0 | 0 | 0 | 0 | 0 | 0 | 0
| Civic Offices | Internal wall finish paint (emulsion) | 1700872 | 8403071 | 3.1 | Wall finishes | Paint | Construction | 6.2272 | Area Calculation | 5 | 44 | 1 | FALSE | 1 | FALSE |  | 1.06 | 6.2272 | 74.7264 | 5134 | Paint, emulsion |  | 15 | B4B5 | 25.0743 | 3.9345e-06 | 0.27906 | 0.12229 | 0.030142 | 0.00025505 | 477.2885 | 22.5855 | 0.30659
| Civic Offices | Internal wall finish paint (emulsion) | 1700872 | 8403071 | 3.1 | Wall finishes | Paint | Construction | 6.2272 | Area Calculation | 5 | 44 | 1 | FALSE | 1 | FALSE |  | 1.06 | 6.2272 | 74.7264 | 5134 | Paint, emulsion |  | 15 | D2 | 0 | 0 | 0 | 0 | 0 | 0 | 0 | 0 | 0
| Civic Offices | Internal wall finish paint (emulsion) | 1700872 | 8403071 | 3.1 | Wall finishes | Paint | Construction | 6.2272 | Area Calculation | 5 | 44 | 1 | FALSE | 1 | FALSE |  | 1.06 | 6.2272 | 74.7264 | 5134 | Paint, emulsion |  | 15 | D3 | 0 | 0 | 0 | 0 | 0 | 0 | 0 | 0 | 0
| Civic Offices | Internal wall finish paint (emulsion) | 1700872 | 8403071 | 3.1 | Wall finishes | Paint | Construction | 6.2272 | Area Calculation | 5 | 44 | 1 | FALSE | 1 | FALSE |  | 1.06 | 6.2272 | 74.7264 | 5134 | Paint, emulsion |  | 15 | D4 | 0 | 0 | 0 | 0 | 0 | 0 | 0 | 0 | 0
| Civic Offices | Internal wall finish paint (emulsion) | 1700872 | 8403071 | 3.1 | Wall finishes | Paint | Construction | 6.2272 | Area Calculation | 5 | 44 | 1 | FALSE | 1 | FALSE |  | 1.06 | 6.2272 | 74.7264 | 5134 | Paint, emulsion |  | 20 | B4B5 | 25.0743 | 3.9345e-06 | 0.27906 | 0.12229 | 0.030142 | 0.00025505 | 477.2885 | 22.5855 | 0.30659
| Civic Offices | Internal wall finish paint (emulsion) | 1700872 | 8403071 | 3.1 | Wall finishes | Paint | Construction | 6.2272 | Area Calculation | 5 | 44 | 1 | FALSE | 1 | FALSE |  | 1.06 | 6.2272 | 74.7264 | 5134 | Paint, emulsion |  | 20 | D2 | 0 | 0 | 0 | 0 | 0 | 0 | 0 | 0 | 0
| Civic Offices | Internal wall finish paint (emulsion) | 1700872 | 8403071 | 3.1 | Wall finishes | Paint | Construction | 6.2272 | Area Calculation | 5 | 44 | 1 | FALSE | 1 | FALSE |  | 1.06 | 6.2272 | 74.7264 | 5134 | Paint, emulsion |  | 20 | D3 | 0 | 0 | 0 | 0 | 0 | 0 | 0 | 0 | 0
| Civic Offices | Internal wall finish paint (emulsion) | 1700872 | 8403071 | 3.1 | Wall finishes | Paint | Construction | 6.2272 | Area Calculation | 5 | 44 | 1 | FALSE | 1 | FALSE |  | 1.06 | 6.2272 | 74.7264 | 5134 | Paint, emulsion |  | 20 | D4 | 0 | 0 | 0 | 0 | 0 | 0 | 0 | 0 | 0
| Civic Offices | Internal wall finish paint (emulsion) | 1700872 | 8403071 | 3.1 | Wall finishes | Paint | Construction | 6.2272 | Area Calculation | 5 | 44 | 1 | FALSE | 1 | FALSE |  | 1.06 | 6.2272 | 74.7264 | 5134 | Paint, emulsion |  | 25 | B4B5 | 25.0743 | 3.9345e-06 | 0.27906 | 0.12229 | 0.030142 | 0.00025505 | 477.2885 | 22.5855 | 0.30659
| Civic Offices | Internal wall finish paint (emulsion) | 1700872 | 8403071 | 3.1 | Wall finishes | Paint | Construction | 6.2272 | Area Calculation | 5 | 44 | 1 | FALSE | 1 | FALSE |  | 1.06 | 6.2272 | 74.7264 | 5134 | Paint, emulsion |  | 25 | D2 | 0 | 0 | 0 | 0 | 0 | 0 | 0 | 0 | 0
| Civic Offices | Internal wall finish paint (emulsion) | 1700872 | 8403071 | 3.1 | Wall finishes | Paint | Construction | 6.2272 | Area Calculation | 5 | 44 | 1 | FALSE | 1 | FALSE |  | 1.06 | 6.2272 | 74.7264 | 5134 | Paint, emulsion |  | 25 | D3 | 0 | 0 | 0 | 0 | 0 | 0 | 0 | 0 | 0
| Civic Offices | Internal wall finish paint (emulsion) | 1700872 | 8403071 | 3.1 | Wall finishes | Paint | Construction | 6.2272 | Area Calculation | 5 | 44 | 1 | FALSE | 1 | FALSE |  | 1.06 | 6.2272 | 74.7264 | 5134 | Paint, emulsion |  | 25 | D4 | 0 | 0 | 0 | 0 | 0 | 0 | 0 | 0 | 0
| Civic Offices | Internal wall finish paint (emulsion) | 1700872 | 8403071 | 3.1 | Wall finishes | Paint | Construction | 6.2272 | Area Calculation | 5 | 44 | 1 | FALSE | 1 | FALSE |  | 1.06 | 6.2272 | 74.7264 | 5134 | Paint, emulsion |  | 30 | B4B5 | 25.0743 | 3.9345e-06 | 0.27906 | 0.12229 | 0.030142 | 0.00025505 | 477.2885 | 22.5855 | 0.30659
| Civic Offices | Internal wall finish paint (emulsion) | 1700872 | 8403071 | 3.1 | Wall finishes | Paint | Construction | 6.2272 | Area Calculation | 5 | 44 | 1 | FALSE | 1 | FALSE |  | 1.06 | 6.2272 | 74.7264 | 5134 | Paint, emulsion |  | 30 | D2 | 0 | 0 | 0 | 0 | 0 | 0 | 0 | 0 | 0
| Civic Offices | Internal wall finish paint (emulsion) | 1700872 | 8403071 | 3.1 | Wall finishes | Paint | Construction | 6.2272 | Area Calculation | 5 | 44 | 1 | FALSE | 1 | FALSE |  | 1.06 | 6.2272 | 74.7264 | 5134 | Paint, emulsion |  | 30 | D3 | 0 | 0 | 0 | 0 | 0 | 0 | 0 | 0 | 0
| Civic Offices | Internal wall finish paint (emulsion) | 1700872 | 8403071 | 3.1 | Wall finishes | Paint | Construction | 6.2272 | Area Calculation | 5 | 44 | 1 | FALSE | 1 | FALSE |  | 1.06 | 6.2272 | 74.7264 | 5134 | Paint, emulsion |  | 30 | D4 | 0 | 0 | 0 | 0 | 0 | 0 | 0 | 0 | 0
| Civic Offices | Internal wall finish paint (emulsion) | 1700872 | 8403071 | 3.1 | Wall finishes | Paint | Construction | 6.2272 | Area Calculation | 5 | 44 | 1 | FALSE | 1 | FALSE |  | 1.06 | 6.2272 | 74.7264 | 5134 | Paint, emulsion |  | 35 | B4B5 | 25.0743 | 3.9345e-06 | 0.27906 | 0.12229 | 0.030142 | 0.00025505 | 477.2885 | 22.5855 | 0.30659
| Civic Offices | Internal wall finish paint (emulsion) | 1700872 | 8403071 | 3.1 | Wall finishes | Paint | Construction | 6.2272 | Area Calculation | 5 | 44 | 1 | FALSE | 1 | FALSE |  | 1.06 | 6.2272 | 74.7264 | 5134 | Paint, emulsion |  | 35 | D2 | 0 | 0 | 0 | 0 | 0 | 0 | 0 | 0 | 0
| Civic Offices | Internal wall finish paint (emulsion) | 1700872 | 8403071 | 3.1 | Wall finishes | Paint | Construction | 6.2272 | Area Calculation | 5 | 44 | 1 | FALSE | 1 | FALSE |  | 1.06 | 6.2272 | 74.7264 | 5134 | Paint, emulsion |  | 35 | D3 | 0 | 0 | 0 | 0 | 0 | 0 | 0 | 0 | 0
| Civic Offices | Internal wall finish paint (emulsion) | 1700872 | 8403071 | 3.1 | Wall finishes | Paint | Construction | 6.2272 | Area Calculation | 5 | 44 | 1 | FALSE | 1 | FALSE |  | 1.06 | 6.2272 | 74.7264 | 5134 | Paint, emulsion |  | 35 | D4 | 0 | 0 | 0 | 0 | 0 | 0 | 0 | 0 | 0
| Civic Offices | Internal wall finish paint (emulsion) | 1700872 | 8403071 | 3.1 | Wall finishes | Paint | Construction | 6.2272 | Area Calculation | 5 | 44 | 1 | FALSE | 1 | FALSE |  | 1.06 | 6.2272 | 74.7264 | 5134 | Paint, emulsion |  | 40 | B4B5 | 25.0743 | 3.9345e-06 | 0.27906 | 0.12229 | 0.030142 | 0.00025505 | 477.2885 | 22.5855 | 0.30659
| Civic Offices | Internal wall finish paint (emulsion) | 1700872 | 8403071 | 3.1 | Wall finishes | Paint | Construction | 6.2272 | Area Calculation | 5 | 44 | 1 | FALSE | 1 | FALSE |  | 1.06 | 6.2272 | 74.7264 | 5134 | Paint, emulsion |  | 40 | D2 | 0 | 0 | 0 | 0 | 0 | 0 | 0 | 0 | 0
| Civic Offices | Internal wall finish paint (emulsion) | 1700872 | 8403071 | 3.1 | Wall finishes | Paint | Construction | 6.2272 | Area Calculation | 5 | 44 | 1 | FALSE | 1 | FALSE |  | 1.06 | 6.2272 | 74.7264 | 5134 | Paint, emulsion |  | 40 | D3 | 0 | 0 | 0 | 0 | 0 | 0 | 0 | 0 | 0
| Civic Offices | Internal wall finish paint (emulsion) | 1700872 | 8403071 | 3.1 | Wall finishes | Paint | Construction | 6.2272 | Area Calculation | 5 | 44 | 1 | FALSE | 1 | FALSE |  | 1.06 | 6.2272 | 74.7264 | 5134 | Paint, emulsion |  | 40 | D4 | 0 | 0 | 0 | 0 | 0 | 0 | 0 | 0 | 0
| Civic Offices | Internal wall finish paint (emulsion) | 1700872 | 8403071 | 3.1 | Wall finishes | Paint | Construction | 6.2272 | Area Calculation | 5 | 44 | 1 | FALSE | 1 | FALSE |  | 1.06 | 6.2272 | 74.7264 | 5134 | Paint, emulsion |  | 45 | B4B5 | 25.0743 | 3.9345e-06 | 0.27906 | 0.12229 | 0.030142 | 0.00025505 | 477.2885 | 22.5855 | 0.30659
| Civic Offices | Internal wall finish paint (emulsion) | 1700872 | 8403071 | 3.1 | Wall finishes | Paint | Construction | 6.2272 | Area Calculation | 5 | 44 | 1 | FALSE | 1 | FALSE |  | 1.06 | 6.2272 | 74.7264 | 5134 | Paint, emulsion |  | 45 | D2 | 0 | 0 | 0 | 0 | 0 | 0 | 0 | 0 | 0
| Civic Offices | Internal wall finish paint (emulsion) | 1700872 | 8403071 | 3.1 | Wall finishes | Paint | Construction | 6.2272 | Area Calculation | 5 | 44 | 1 | FALSE | 1 | FALSE |  | 1.06 | 6.2272 | 74.7264 | 5134 | Paint, emulsion |  | 45 | D3 | 0 | 0 | 0 | 0 | 0 | 0 | 0 | 0 | 0
| Civic Offices | Internal wall finish paint (emulsion) | 1700872 | 8403071 | 3.1 | Wall finishes | Paint | Construction | 6.2272 | Area Calculation | 5 | 44 | 1 | FALSE | 1 | FALSE |  | 1.06 | 6.2272 | 74.7264 | 5134 | Paint, emulsion |  | 45 | D4 | 0 | 0 | 0 | 0 | 0 | 0 | 0 | 0 | 0
| Civic Offices | Internal wall finish paint (emulsion) | 1700872 | 8403071 | 3.1 | Wall finishes | Paint | Construction | 6.2272 | Area Calculation | 5 | 44 | 1 | FALSE | 1 | FALSE |  | 1.06 | 6.2272 | 74.7264 | 5134 | Paint, emulsion |  | 50 | B4B5 | 25.0743 | 3.9345e-06 | 0.27906 | 0.12229 | 0.030142 | 0.00025505 | 477.2885 | 22.5855 | 0.30659
| Civic Offices | Internal wall finish paint (emulsion) | 1700872 | 8403071 | 3.1 | Wall finishes | Paint | Construction | 6.2272 | Area Calculation | 5 | 44 | 1 | FALSE | 1 | FALSE |  | 1.06 | 6.2272 | 74.7264 | 5134 | Paint, emulsion |  | 50 | D2 | 0 | 0 | 0 | 0 | 0 | 0 | 0 | 0 | 0
| Civic Offices | Internal wall finish paint (emulsion) | 1700872 | 8403071 | 3.1 | Wall finishes | Paint | Construction | 6.2272 | Area Calculation | 5 | 44 | 1 | FALSE | 1 | FALSE |  | 1.06 | 6.2272 | 74.7264 | 5134 | Paint, emulsion |  | 50 | D3 | 0 | 0 | 0 | 0 | 0 | 0 | 0 | 0 | 0
| Civic Offices | Internal wall finish paint (emulsion) | 1700872 | 8403071 | 3.1 | Wall finishes | Paint | Construction | 6.2272 | Area Calculation | 5 | 44 | 1 | FALSE | 1 | FALSE |  | 1.06 | 6.2272 | 74.7264 | 5134 | Paint, emulsion |  | 50 | D4 | 0 | 0 | 0 | 0 | 0 | 0 | 0 | 0 | 0
| Civic Offices | Internal wall finish paint (emulsion) | 1700872 | 8403071 | 3.1 | Wall finishes | Paint | Construction | 6.2272 | Area Calculation | 5 | 44 | 1 | FALSE | 1 | FALSE |  | 1.06 | 6.2272 | 74.7264 | 5134 | Paint, emulsion |  | 55 | B4B5 | 25.0743 | 3.9345e-06 | 0.27906 | 0.12229 | 0.030142 | 0.00025505 | 477.2885 | 22.5855 | 0.30659
| Civic Offices | Internal wall finish paint (emulsion) | 1700872 | 8403071 | 3.1 | Wall finishes | Paint | Construction | 6.2272 | Area Calculation | 5 | 44 | 1 | FALSE | 1 | FALSE |  | 1.06 | 6.2272 | 74.7264 | 5134 | Paint, emulsion |  | 55 | D2 | 0 | 0 | 0 | 0 | 0 | 0 | 0 | 0 | 0
| Civic Offices | Internal wall finish paint (emulsion) | 1700872 | 8403071 | 3.1 | Wall finishes | Paint | Construction | 6.2272 | Area Calculation | 5 | 44 | 1 | FALSE | 1 | FALSE |  | 1.06 | 6.2272 | 74.7264 | 5134 | Paint, emulsion |  | 55 | D3 | 0 | 0 | 0 | 0 | 0 | 0 | 0 | 0 | 0
| Civic Offices | Internal wall finish paint (emulsion) | 1700872 | 8403071 | 3.1 | Wall finishes | Paint | Construction | 6.2272 | Area Calculation | 5 | 44 | 1 | FALSE | 1 | FALSE |  | 1.06 | 6.2272 | 74.7264 | 5134 | Paint, emulsion |  | 55 | D4 | 0 | 0 | 0 | 0 | 0 | 0 | 0 | 0 | 0
| Civic Offices | Skirting to timber flooring area - details to be confirmed (Finish mdf skirting painted) | 1700874 | 8403073 | 3.1 | Wall finishes | skirting 200mm | Construction | 159.84 | Area Calculation | 15 | 44 | 1 | FALSE | 1 | FALSE |  | 1.07 | 159.84 | 639.36 | 5530 | General sheet, Medium density fibreboard (MDF) |  | 0 | A1A3 | 82.8762 | 2.0367e-05 | 1.1491 | 0.30794 | 0.20288 | 0.0017873 | 3066.0738 | 102.0195 | 0.90069
| Civic Offices | Skirting to timber flooring area - details to be confirmed (Finish mdf skirting painted) | 1700874 | 8403073 | 3.1 | Wall finishes | skirting 200mm | Construction | 159.84 | Area Calculation | 15 | 44 | 1 | FALSE | 1 | FALSE |  | 1.07 | 159.84 | 639.36 | 5530 | General sheet, Medium density fibreboard (MDF) |  | 0 | A4 | 4.4556 | 8.0056e-07 | 0.014589 | 0.0039432 | 0.0024889 | 1.5539e-05 | 66.4178 | 10.1415 | 0.018335
| Civic Offices | Skirting to timber flooring area - details to be confirmed (Finish mdf skirting painted) | 1700874 | 8403073 | 3.1 | Wall finishes | skirting 200mm | Construction | 159.84 | Area Calculation | 15 | 44 | 1 | FALSE | 1 | FALSE |  | 1.07 | 159.84 | 639.36 | 5530 | General sheet, Medium density fibreboard (MDF) |  | 0 | A5 | 0.60936 | 2.0011e-08 | 0.00053367 | 0.025131 | 0.00018901 | 1.0967e-07 | 1.8526 | 1.0629 | 0
| Civic Offices | Skirting to timber flooring area - details to be confirmed (Finish mdf skirting painted) | 1700874 | 8403073 | 3.1 | Wall finishes | skirting 200mm | Construction | 159.84 | Area Calculation | 15 | 44 | 1 | FALSE | 1 | FALSE |  | 1.07 | 159.84 | 639.36 | 5530 | General sheet, Medium density fibreboard (MDF) |  | 0 | D2 | 0 | 0 | 0 | 0 | 0 | 0 | 0 | 0 | 0
| Civic Offices | Skirting to timber flooring area - details to be confirmed (Finish mdf skirting painted) | 1700874 | 8403073 | 3.1 | Wall finishes | skirting 200mm | Construction | 159.84 | Area Calculation | 15 | 44 | 1 | FALSE | 1 | FALSE |  | 1.07 | 159.84 | 639.36 | 5530 | General sheet, Medium density fibreboard (MDF) |  | 0 | D3 | 0 | 0 | 0 | 0 | 0 | 0 | 0 | 0 | 0
| Civic Offices | Skirting to timber flooring area - details to be confirmed (Finish mdf skirting painted) | 1700874 | 8403073 | 3.1 | Wall finishes | skirting 200mm | Construction | 159.84 | Area Calculation | 15 | 44 | 1 | FALSE | 1 | FALSE |  | 1.07 | 159.84 | 639.36 | 5530 | General sheet, Medium density fibreboard (MDF) |  | 0 | D4 | 0 | 0 | 0 | 0 | 0 | 0 | 0 | 0 | 0
| Civic Offices | Skirting to timber flooring area - details to be confirmed (Finish mdf skirting painted) | 1700874 | 8403073 | 3.1 | Wall finishes | skirting 200mm | Construction | 159.84 | Area Calculation | 15 | 44 | 1 | FALSE | 1 | FALSE |  | 1.07 | 159.84 | 639.36 | 5530 | General sheet, Medium density fibreboard (MDF) |  | 60 | C2 | 0 | 0 | 0 | 0 | 0 | 0 | 0 | 0 | 0
| Civic Offices | Skirting to timber flooring area - details to be confirmed (Finish mdf skirting painted) | 1700874 | 8403073 | 3.1 | Wall finishes | skirting 200mm | Construction | 159.84 | Area Calculation | 15 | 44 | 1 | FALSE | 1 | FALSE |  | 1.07 | 159.84 | 639.36 | 5530 | General sheet, Medium density fibreboard (MDF) |  | 60 | C4 | 8.7051 | 2.8587e-07 | 0.0076239 | 0.35902 | 0.0027002 | 1.5667e-06 | 26.4655 | 15.1848 | 0.15637
| Civic Offices | Skirting to timber flooring area - details to be confirmed (Finish mdf skirting painted) | 1700874 | 8403073 | 3.1 | Wall finishes | skirting 200mm | Construction | 159.84 | Area Calculation | 15 | 44 | 1 | FALSE | 1 | FALSE |  | 1.07 | 159.84 | 639.36 | 5530 | General sheet, Medium density fibreboard (MDF) |  | 60 | D2 | 0 | 0 | 0 | 0 | 0 | 0 | 0 | 0 | 0
| Civic Offices | Skirting to timber flooring area - details to be confirmed (Finish mdf skirting painted) | 1700874 | 8403073 | 3.1 | Wall finishes | skirting 200mm | Construction | 159.84 | Area Calculation | 15 | 44 | 1 | FALSE | 1 | FALSE |  | 1.07 | 159.84 | 639.36 | 5530 | General sheet, Medium density fibreboard (MDF) |  | 60 | D3 | 0 | 0 | 0 | 0 | 0 | 0 | 0 | 0 | 0
| Civic Offices | Skirting to timber flooring area - details to be confirmed (Finish mdf skirting painted) | 1700874 | 8403073 | 3.1 | Wall finishes | skirting 200mm | Construction | 159.84 | Area Calculation | 15 | 44 | 1 | FALSE | 1 | FALSE |  | 1.07 | 159.84 | 639.36 | 5530 | General sheet, Medium density fibreboard (MDF) |  | 60 | D4 | 0 | 0 | 0 | 0 | 0 | 0 | 0 | 0 | 0
| Civic Offices | Skirting to timber flooring area - details to be confirmed (Finish mdf skirting painted) | 1700874 | 8403073 | 3.1 | Wall finishes | skirting 200mm | Construction | 159.84 | Area Calculation | 15 | 44 | 1 | FALSE | 1 | FALSE |  | 1.07 | 159.84 | 639.36 | 5530 | General sheet, Medium density fibreboard (MDF) |  | 15 | B4B5 | 96.6463 | 2.1473e-05 | 1.1719 | 0.69604 | 0.20826 | 0.0018045 | 3160.8097 | 128.4088 | 0.91902
| Civic Offices | Skirting to timber flooring area - details to be confirmed (Finish mdf skirting painted) | 1700874 | 8403073 | 3.1 | Wall finishes | skirting 200mm | Construction | 159.84 | Area Calculation | 15 | 44 | 1 | FALSE | 1 | FALSE |  | 1.07 | 159.84 | 639.36 | 5530 | General sheet, Medium density fibreboard (MDF) |  | 15 | D2 | 0 | 0 | 0 | 0 | 0 | 0 | 0 | 0 | 0
| Civic Offices | Skirting to timber flooring area - details to be confirmed (Finish mdf skirting painted) | 1700874 | 8403073 | 3.1 | Wall finishes | skirting 200mm | Construction | 159.84 | Area Calculation | 15 | 44 | 1 | FALSE | 1 | FALSE |  | 1.07 | 159.84 | 639.36 | 5530 | General sheet, Medium density fibreboard (MDF) |  | 15 | D3 | 0 | 0 | 0 | 0 | 0 | 0 | 0 | 0 | 0
| Civic Offices | Skirting to timber flooring area - details to be confirmed (Finish mdf skirting painted) | 1700874 | 8403073 | 3.1 | Wall finishes | skirting 200mm | Construction | 159.84 | Area Calculation | 15 | 44 | 1 | FALSE | 1 | FALSE |  | 1.07 | 159.84 | 639.36 | 5530 | General sheet, Medium density fibreboard (MDF) |  | 15 | D4 | 0 | 0 | 0 | 0 | 0 | 0 | 0 | 0 | 0
| Civic Offices | Skirting to timber flooring area - details to be confirmed (Finish mdf skirting painted) | 1700874 | 8403073 | 3.1 | Wall finishes | skirting 200mm | Construction | 159.84 | Area Calculation | 15 | 44 | 1 | FALSE | 1 | FALSE |  | 1.07 | 159.84 | 639.36 | 5530 | General sheet, Medium density fibreboard (MDF) |  | 30 | B4B5 | 96.6463 | 2.1473e-05 | 1.1719 | 0.69604 | 0.20826 | 0.0018045 | 3160.8097 | 128.4088 | 0.91902
| Civic Offices | Skirting to timber flooring area - details to be confirmed (Finish mdf skirting painted) | 1700874 | 8403073 | 3.1 | Wall finishes | skirting 200mm | Construction | 159.84 | Area Calculation | 15 | 44 | 1 | FALSE | 1 | FALSE |  | 1.07 | 159.84 | 639.36 | 5530 | General sheet, Medium density fibreboard (MDF) |  | 30 | D2 | 0 | 0 | 0 | 0 | 0 | 0 | 0 | 0 | 0
| Civic Offices | Skirting to timber flooring area - details to be confirmed (Finish mdf skirting painted) | 1700874 | 8403073 | 3.1 | Wall finishes | skirting 200mm | Construction | 159.84 | Area Calculation | 15 | 44 | 1 | FALSE | 1 | FALSE |  | 1.07 | 159.84 | 639.36 | 5530 | General sheet, Medium density fibreboard (MDF) |  | 30 | D3 | 0 | 0 | 0 | 0 | 0 | 0 | 0 | 0 | 0
| Civic Offices | Skirting to timber flooring area - details to be confirmed (Finish mdf skirting painted) | 1700874 | 8403073 | 3.1 | Wall finishes | skirting 200mm | Construction | 159.84 | Area Calculation | 15 | 44 | 1 | FALSE | 1 | FALSE |  | 1.07 | 159.84 | 639.36 | 5530 | General sheet, Medium density fibreboard (MDF) |  | 30 | D4 | 0 | 0 | 0 | 0 | 0 | 0 | 0 | 0 | 0
| Civic Offices | Skirting to timber flooring area - details to be confirmed (Finish mdf skirting painted) | 1700874 | 8403073 | 3.1 | Wall finishes | skirting 200mm | Construction | 159.84 | Area Calculation | 15 | 44 | 1 | FALSE | 1 | FALSE |  | 1.07 | 159.84 | 639.36 | 5530 | General sheet, Medium density fibreboard (MDF) |  | 45 | B4B5 | 96.6463 | 2.1473e-05 | 1.1719 | 0.69604 | 0.20826 | 0.0018045 | 3160.8097 | 128.4088 | 0.91902
| Civic Offices | Skirting to timber flooring area - details to be confirmed (Finish mdf skirting painted) | 1700874 | 8403073 | 3.1 | Wall finishes | skirting 200mm | Construction | 159.84 | Area Calculation | 15 | 44 | 1 | FALSE | 1 | FALSE |  | 1.07 | 159.84 | 639.36 | 5530 | General sheet, Medium density fibreboard (MDF) |  | 45 | D2 | 0 | 0 | 0 | 0 | 0 | 0 | 0 | 0 | 0
| Civic Offices | Skirting to timber flooring area - details to be confirmed (Finish mdf skirting painted) | 1700874 | 8403073 | 3.1 | Wall finishes | skirting 200mm | Construction | 159.84 | Area Calculation | 15 | 44 | 1 | FALSE | 1 | FALSE |  | 1.07 | 159.84 | 639.36 | 5530 | General sheet, Medium density fibreboard (MDF) |  | 45 | D3 | 0 | 0 | 0 | 0 | 0 | 0 | 0 | 0 | 0
| Civic Offices | Skirting to timber flooring area - details to be confirmed (Finish mdf skirting painted) | 1700874 | 8403073 | 3.1 | Wall finishes | skirting 200mm | Construction | 159.84 | Area Calculation | 15 | 44 | 1 | FALSE | 1 | FALSE |  | 1.07 | 159.84 | 639.36 | 5530 | General sheet, Medium density fibreboard (MDF) |  | 45 | D4 | 0 | 0 | 0 | 0 | 0 | 0 | 0 | 0 | 0
| Civic Offices | Internal wall finish paint (emulsion) | 1700875 | 8403075 | 3.1 | Wall finishes | Paint | Construction | 2.688 | Area Calculation | 5 | 44 | 1 | FALSE | 1 | FALSE |  | 1.06 | 2.688 | 32.256 | 5134 | Paint, emulsion |  | 0 | A1A3 | 10.6517 | 1.6811e-06 | 0.12002 | 0.047198 | 0.012931 | 0.00010986 | 204.5132 | 8.5136 | 0.13212
| Civic Offices | Internal wall finish paint (emulsion) | 1700875 | 8403075 | 3.1 | Wall finishes | Paint | Construction | 2.688 | Area Calculation | 5 | 44 | 1 | FALSE | 1 | FALSE |  | 1.06 | 2.688 | 32.256 | 5134 | Paint, emulsion |  | 0 | A4 | 0.054598 | 9.8099e-09 | 0.00017877 | 4.8319e-05 | 3.0498e-05 | 1.9041e-07 | 0.81387 | 0.12427 | 0.00022468
| Civic Offices | Internal wall finish paint (emulsion) | 1700875 | 8403075 | 3.1 | Wall finishes | Paint | Construction | 2.688 | Area Calculation | 5 | 44 | 1 | FALSE | 1 | FALSE |  | 1.06 | 2.688 | 32.256 | 5134 | Paint, emulsion |  | 0 | A5 | 0.0066329 | 4.1838e-10 | 1.4915e-05 | 0.00031364 | 2.8157e-06 | 2.2621e-09 | 0.039439 | 0.062899 | 0
| Civic Offices | Internal wall finish paint (emulsion) | 1700875 | 8403075 | 3.1 | Wall finishes | Paint | Construction | 2.688 | Area Calculation | 5 | 44 | 1 | FALSE | 1 | FALSE |  | 1.06 | 2.688 | 32.256 | 5134 | Paint, emulsion |  | 0 | D2 | 0 | 0 | 0 | 0 | 0 | 0 | 0 | 0 | 0
| Civic Offices | Internal wall finish paint (emulsion) | 1700875 | 8403075 | 3.1 | Wall finishes | Paint | Construction | 2.688 | Area Calculation | 5 | 44 | 1 | FALSE | 1 | FALSE |  | 1.06 | 2.688 | 32.256 | 5134 | Paint, emulsion |  | 0 | D3 | 0 | 0 | 0 | 0 | 0 | 0 | 0 | 0 | 0
| Civic Offices | Internal wall finish paint (emulsion) | 1700875 | 8403075 | 3.1 | Wall finishes | Paint | Construction | 2.688 | Area Calculation | 5 | 44 | 1 | FALSE | 1 | FALSE |  | 1.06 | 2.688 | 32.256 | 5134 | Paint, emulsion |  | 0 | D4 | 0 | 0 | 0 | 0 | 0 | 0 | 0 | 0 | 0
| Civic Offices | Internal wall finish paint (emulsion) | 1700875 | 8403075 | 3.1 | Wall finishes | Paint | Construction | 2.688 | Area Calculation | 5 | 44 | 1 | FALSE | 1 | FALSE |  | 1.06 | 2.688 | 32.256 | 5134 | Paint, emulsion |  | 60 | C2 | 0 | 0 | 0 | 0 | 0 | 0 | 0 | 0 | 0
| Civic Offices | Internal wall finish paint (emulsion) | 1700875 | 8403075 | 3.1 | Wall finishes | Paint | Construction | 2.688 | Area Calculation | 5 | 44 | 1 | FALSE | 1 | FALSE |  | 1.06 | 2.688 | 32.256 | 5134 | Paint, emulsion |  | 60 | C4 | 0.11055 | 6.973e-09 | 0.00024858 | 0.0052273 | 4.6929e-05 | 3.7702e-08 | 0.65731 | 1.0483 | 0.002771
| Civic Offices | Internal wall finish paint (emulsion) | 1700875 | 8403075 | 3.1 | Wall finishes | Paint | Construction | 2.688 | Area Calculation | 5 | 44 | 1 | FALSE | 1 | FALSE |  | 1.06 | 2.688 | 32.256 | 5134 | Paint, emulsion |  | 60 | D2 | 0 | 0 | 0 | 0 | 0 | 0 | 0 | 0 | 0
| Civic Offices | Internal wall finish paint (emulsion) | 1700875 | 8403075 | 3.1 | Wall finishes | Paint | Construction | 2.688 | Area Calculation | 5 | 44 | 1 | FALSE | 1 | FALSE |  | 1.06 | 2.688 | 32.256 | 5134 | Paint, emulsion |  | 60 | D3 | 0 | 0 | 0 | 0 | 0 | 0 | 0 | 0 | 0
| Civic Offices | Internal wall finish paint (emulsion) | 1700875 | 8403075 | 3.1 | Wall finishes | Paint | Construction | 2.688 | Area Calculation | 5 | 44 | 1 | FALSE | 1 | FALSE |  | 1.06 | 2.688 | 32.256 | 5134 | Paint, emulsion |  | 60 | D4 | 0 | 0 | 0 | 0 | 0 | 0 | 0 | 0 | 0
| Civic Offices | Internal wall finish paint (emulsion) | 1700875 | 8403075 | 3.1 | Wall finishes | Paint | Construction | 2.688 | Area Calculation | 5 | 44 | 1 | FALSE | 1 | FALSE |  | 1.06 | 2.688 | 32.256 | 5134 | Paint, emulsion |  | 5 | B4B5 | 10.8234 | 1.6983e-06 | 0.12046 | 0.052788 | 0.013011 | 0.00011009 | 206.0238 | 9.7491 | 0.13234
| Civic Offices | Internal wall finish paint (emulsion) | 1700875 | 8403075 | 3.1 | Wall finishes | Paint | Construction | 2.688 | Area Calculation | 5 | 44 | 1 | FALSE | 1 | FALSE |  | 1.06 | 2.688 | 32.256 | 5134 | Paint, emulsion |  | 5 | D2 | 0 | 0 | 0 | 0 | 0 | 0 | 0 | 0 | 0
| Civic Offices | Internal wall finish paint (emulsion) | 1700875 | 8403075 | 3.1 | Wall finishes | Paint | Construction | 2.688 | Area Calculation | 5 | 44 | 1 | FALSE | 1 | FALSE |  | 1.06 | 2.688 | 32.256 | 5134 | Paint, emulsion |  | 5 | D3 | 0 | 0 | 0 | 0 | 0 | 0 | 0 | 0 | 0
| Civic Offices | Internal wall finish paint (emulsion) | 1700875 | 8403075 | 3.1 | Wall finishes | Paint | Construction | 2.688 | Area Calculation | 5 | 44 | 1 | FALSE | 1 | FALSE |  | 1.06 | 2.688 | 32.256 | 5134 | Paint, emulsion |  | 5 | D4 | 0 | 0 | 0 | 0 | 0 | 0 | 0 | 0 | 0
| Civic Offices | Internal wall finish paint (emulsion) | 1700875 | 8403075 | 3.1 | Wall finishes | Paint | Construction | 2.688 | Area Calculation | 5 | 44 | 1 | FALSE | 1 | FALSE |  | 1.06 | 2.688 | 32.256 | 5134 | Paint, emulsion |  | 10 | B4B5 | 10.8234 | 1.6983e-06 | 0.12046 | 0.052788 | 0.013011 | 0.00011009 | 206.0238 | 9.7491 | 0.13234
| Civic Offices | Internal wall finish paint (emulsion) | 1700875 | 8403075 | 3.1 | Wall finishes | Paint | Construction | 2.688 | Area Calculation | 5 | 44 | 1 | FALSE | 1 | FALSE |  | 1.06 | 2.688 | 32.256 | 5134 | Paint, emulsion |  | 10 | D2 | 0 | 0 | 0 | 0 | 0 | 0 | 0 | 0 | 0
| Civic Offices | Internal wall finish paint (emulsion) | 1700875 | 8403075 | 3.1 | Wall finishes | Paint | Construction | 2.688 | Area Calculation | 5 | 44 | 1 | FALSE | 1 | FALSE |  | 1.06 | 2.688 | 32.256 | 5134 | Paint, emulsion |  | 10 | D3 | 0 | 0 | 0 | 0 | 0 | 0 | 0 | 0 | 0
| Civic Offices | Internal wall finish paint (emulsion) | 1700875 | 8403075 | 3.1 | Wall finishes | Paint | Construction | 2.688 | Area Calculation | 5 | 44 | 1 | FALSE | 1 | FALSE |  | 1.06 | 2.688 | 32.256 | 5134 | Paint, emulsion |  | 10 | D4 | 0 | 0 | 0 | 0 | 0 | 0 | 0 | 0 | 0
| Civic Offices | Internal wall finish paint (emulsion) | 1700875 | 8403075 | 3.1 | Wall finishes | Paint | Construction | 2.688 | Area Calculation | 5 | 44 | 1 | FALSE | 1 | FALSE |  | 1.06 | 2.688 | 32.256 | 5134 | Paint, emulsion |  | 15 | B4B5 | 10.8234 | 1.6983e-06 | 0.12046 | 0.052788 | 0.013011 | 0.00011009 | 206.0238 | 9.7491 | 0.13234
| Civic Offices | Internal wall finish paint (emulsion) | 1700875 | 8403075 | 3.1 | Wall finishes | Paint | Construction | 2.688 | Area Calculation | 5 | 44 | 1 | FALSE | 1 | FALSE |  | 1.06 | 2.688 | 32.256 | 5134 | Paint, emulsion |  | 15 | D2 | 0 | 0 | 0 | 0 | 0 | 0 | 0 | 0 | 0
| Civic Offices | Internal wall finish paint (emulsion) | 1700875 | 8403075 | 3.1 | Wall finishes | Paint | Construction | 2.688 | Area Calculation | 5 | 44 | 1 | FALSE | 1 | FALSE |  | 1.06 | 2.688 | 32.256 | 5134 | Paint, emulsion |  | 15 | D3 | 0 | 0 | 0 | 0 | 0 | 0 | 0 | 0 | 0
| Civic Offices | Internal wall finish paint (emulsion) | 1700875 | 8403075 | 3.1 | Wall finishes | Paint | Construction | 2.688 | Area Calculation | 5 | 44 | 1 | FALSE | 1 | FALSE |  | 1.06 | 2.688 | 32.256 | 5134 | Paint, emulsion |  | 15 | D4 | 0 | 0 | 0 | 0 | 0 | 0 | 0 | 0 | 0
| Civic Offices | Internal wall finish paint (emulsion) | 1700875 | 8403075 | 3.1 | Wall finishes | Paint | Construction | 2.688 | Area Calculation | 5 | 44 | 1 | FALSE | 1 | FALSE |  | 1.06 | 2.688 | 32.256 | 5134 | Paint, emulsion |  | 20 | B4B5 | 10.8234 | 1.6983e-06 | 0.12046 | 0.052788 | 0.013011 | 0.00011009 | 206.0238 | 9.7491 | 0.13234
| Civic Offices | Internal wall finish paint (emulsion) | 1700875 | 8403075 | 3.1 | Wall finishes | Paint | Construction | 2.688 | Area Calculation | 5 | 44 | 1 | FALSE | 1 | FALSE |  | 1.06 | 2.688 | 32.256 | 5134 | Paint, emulsion |  | 20 | D2 | 0 | 0 | 0 | 0 | 0 | 0 | 0 | 0 | 0
| Civic Offices | Internal wall finish paint (emulsion) | 1700875 | 8403075 | 3.1 | Wall finishes | Paint | Construction | 2.688 | Area Calculation | 5 | 44 | 1 | FALSE | 1 | FALSE |  | 1.06 | 2.688 | 32.256 | 5134 | Paint, emulsion |  | 20 | D3 | 0 | 0 | 0 | 0 | 0 | 0 | 0 | 0 | 0
| Civic Offices | Internal wall finish paint (emulsion) | 1700875 | 8403075 | 3.1 | Wall finishes | Paint | Construction | 2.688 | Area Calculation | 5 | 44 | 1 | FALSE | 1 | FALSE |  | 1.06 | 2.688 | 32.256 | 5134 | Paint, emulsion |  | 20 | D4 | 0 | 0 | 0 | 0 | 0 | 0 | 0 | 0 | 0
| Civic Offices | Internal wall finish paint (emulsion) | 1700875 | 8403075 | 3.1 | Wall finishes | Paint | Construction | 2.688 | Area Calculation | 5 | 44 | 1 | FALSE | 1 | FALSE |  | 1.06 | 2.688 | 32.256 | 5134 | Paint, emulsion |  | 25 | B4B5 | 10.8234 | 1.6983e-06 | 0.12046 | 0.052788 | 0.013011 | 0.00011009 | 206.0238 | 9.7491 | 0.13234
| Civic Offices | Internal wall finish paint (emulsion) | 1700875 | 8403075 | 3.1 | Wall finishes | Paint | Construction | 2.688 | Area Calculation | 5 | 44 | 1 | FALSE | 1 | FALSE |  | 1.06 | 2.688 | 32.256 | 5134 | Paint, emulsion |  | 25 | D2 | 0 | 0 | 0 | 0 | 0 | 0 | 0 | 0 | 0
| Civic Offices | Internal wall finish paint (emulsion) | 1700875 | 8403075 | 3.1 | Wall finishes | Paint | Construction | 2.688 | Area Calculation | 5 | 44 | 1 | FALSE | 1 | FALSE |  | 1.06 | 2.688 | 32.256 | 5134 | Paint, emulsion |  | 25 | D3 | 0 | 0 | 0 | 0 | 0 | 0 | 0 | 0 | 0
| Civic Offices | Internal wall finish paint (emulsion) | 1700875 | 8403075 | 3.1 | Wall finishes | Paint | Construction | 2.688 | Area Calculation | 5 | 44 | 1 | FALSE | 1 | FALSE |  | 1.06 | 2.688 | 32.256 | 5134 | Paint, emulsion |  | 25 | D4 | 0 | 0 | 0 | 0 | 0 | 0 | 0 | 0 | 0
| Civic Offices | Internal wall finish paint (emulsion) | 1700875 | 8403075 | 3.1 | Wall finishes | Paint | Construction | 2.688 | Area Calculation | 5 | 44 | 1 | FALSE | 1 | FALSE |  | 1.06 | 2.688 | 32.256 | 5134 | Paint, emulsion |  | 30 | B4B5 | 10.8234 | 1.6983e-06 | 0.12046 | 0.052788 | 0.013011 | 0.00011009 | 206.0238 | 9.7491 | 0.13234
| Civic Offices | Internal wall finish paint (emulsion) | 1700875 | 8403075 | 3.1 | Wall finishes | Paint | Construction | 2.688 | Area Calculation | 5 | 44 | 1 | FALSE | 1 | FALSE |  | 1.06 | 2.688 | 32.256 | 5134 | Paint, emulsion |  | 30 | D2 | 0 | 0 | 0 | 0 | 0 | 0 | 0 | 0 | 0
| Civic Offices | Internal wall finish paint (emulsion) | 1700875 | 8403075 | 3.1 | Wall finishes | Paint | Construction | 2.688 | Area Calculation | 5 | 44 | 1 | FALSE | 1 | FALSE |  | 1.06 | 2.688 | 32.256 | 5134 | Paint, emulsion |  | 30 | D3 | 0 | 0 | 0 | 0 | 0 | 0 | 0 | 0 | 0
| Civic Offices | Internal wall finish paint (emulsion) | 1700875 | 8403075 | 3.1 | Wall finishes | Paint | Construction | 2.688 | Area Calculation | 5 | 44 | 1 | FALSE | 1 | FALSE |  | 1.06 | 2.688 | 32.256 | 5134 | Paint, emulsion |  | 30 | D4 | 0 | 0 | 0 | 0 | 0 | 0 | 0 | 0 | 0
| Civic Offices | Internal wall finish paint (emulsion) | 1700875 | 8403075 | 3.1 | Wall finishes | Paint | Construction | 2.688 | Area Calculation | 5 | 44 | 1 | FALSE | 1 | FALSE |  | 1.06 | 2.688 | 32.256 | 5134 | Paint, emulsion |  | 35 | B4B5 | 10.8234 | 1.6983e-06 | 0.12046 | 0.052788 | 0.013011 | 0.00011009 | 206.0238 | 9.7491 | 0.13234
| Civic Offices | Internal wall finish paint (emulsion) | 1700875 | 8403075 | 3.1 | Wall finishes | Paint | Construction | 2.688 | Area Calculation | 5 | 44 | 1 | FALSE | 1 | FALSE |  | 1.06 | 2.688 | 32.256 | 5134 | Paint, emulsion |  | 35 | D2 | 0 | 0 | 0 | 0 | 0 | 0 | 0 | 0 | 0
| Civic Offices | Internal wall finish paint (emulsion) | 1700875 | 8403075 | 3.1 | Wall finishes | Paint | Construction | 2.688 | Area Calculation | 5 | 44 | 1 | FALSE | 1 | FALSE |  | 1.06 | 2.688 | 32.256 | 5134 | Paint, emulsion |  | 35 | D3 | 0 | 0 | 0 | 0 | 0 | 0 | 0 | 0 | 0
| Civic Offices | Internal wall finish paint (emulsion) | 1700875 | 8403075 | 3.1 | Wall finishes | Paint | Construction | 2.688 | Area Calculation | 5 | 44 | 1 | FALSE | 1 | FALSE |  | 1.06 | 2.688 | 32.256 | 5134 | Paint, emulsion |  | 35 | D4 | 0 | 0 | 0 | 0 | 0 | 0 | 0 | 0 | 0
| Civic Offices | Internal wall finish paint (emulsion) | 1700875 | 8403075 | 3.1 | Wall finishes | Paint | Construction | 2.688 | Area Calculation | 5 | 44 | 1 | FALSE | 1 | FALSE |  | 1.06 | 2.688 | 32.256 | 5134 | Paint, emulsion |  | 40 | B4B5 | 10.8234 | 1.6983e-06 | 0.12046 | 0.052788 | 0.013011 | 0.00011009 | 206.0238 | 9.7491 | 0.13234
| Civic Offices | Internal wall finish paint (emulsion) | 1700875 | 8403075 | 3.1 | Wall finishes | Paint | Construction | 2.688 | Area Calculation | 5 | 44 | 1 | FALSE | 1 | FALSE |  | 1.06 | 2.688 | 32.256 | 5134 | Paint, emulsion |  | 40 | D2 | 0 | 0 | 0 | 0 | 0 | 0 | 0 | 0 | 0
| Civic Offices | Internal wall finish paint (emulsion) | 1700875 | 8403075 | 3.1 | Wall finishes | Paint | Construction | 2.688 | Area Calculation | 5 | 44 | 1 | FALSE | 1 | FALSE |  | 1.06 | 2.688 | 32.256 | 5134 | Paint, emulsion |  | 40 | D3 | 0 | 0 | 0 | 0 | 0 | 0 | 0 | 0 | 0
| Civic Offices | Internal wall finish paint (emulsion) | 1700875 | 8403075 | 3.1 | Wall finishes | Paint | Construction | 2.688 | Area Calculation | 5 | 44 | 1 | FALSE | 1 | FALSE |  | 1.06 | 2.688 | 32.256 | 5134 | Paint, emulsion |  | 40 | D4 | 0 | 0 | 0 | 0 | 0 | 0 | 0 | 0 | 0
| Civic Offices | Internal wall finish paint (emulsion) | 1700875 | 8403075 | 3.1 | Wall finishes | Paint | Construction | 2.688 | Area Calculation | 5 | 44 | 1 | FALSE | 1 | FALSE |  | 1.06 | 2.688 | 32.256 | 5134 | Paint, emulsion |  | 45 | B4B5 | 10.8234 | 1.6983e-06 | 0.12046 | 0.052788 | 0.013011 | 0.00011009 | 206.0238 | 9.7491 | 0.13234
| Civic Offices | Internal wall finish paint (emulsion) | 1700875 | 8403075 | 3.1 | Wall finishes | Paint | Construction | 2.688 | Area Calculation | 5 | 44 | 1 | FALSE | 1 | FALSE |  | 1.06 | 2.688 | 32.256 | 5134 | Paint, emulsion |  | 45 | D2 | 0 | 0 | 0 | 0 | 0 | 0 | 0 | 0 | 0
| Civic Offices | Internal wall finish paint (emulsion) | 1700875 | 8403075 | 3.1 | Wall finishes | Paint | Construction | 2.688 | Area Calculation | 5 | 44 | 1 | FALSE | 1 | FALSE |  | 1.06 | 2.688 | 32.256 | 5134 | Paint, emulsion |  | 45 | D3 | 0 | 0 | 0 | 0 | 0 | 0 | 0 | 0 | 0
| Civic Offices | Internal wall finish paint (emulsion) | 1700875 | 8403075 | 3.1 | Wall finishes | Paint | Construction | 2.688 | Area Calculation | 5 | 44 | 1 | FALSE | 1 | FALSE |  | 1.06 | 2.688 | 32.256 | 5134 | Paint, emulsion |  | 45 | D4 | 0 | 0 | 0 | 0 | 0 | 0 | 0 | 0 | 0
| Civic Offices | Internal wall finish paint (emulsion) | 1700875 | 8403075 | 3.1 | Wall finishes | Paint | Construction | 2.688 | Area Calculation | 5 | 44 | 1 | FALSE | 1 | FALSE |  | 1.06 | 2.688 | 32.256 | 5134 | Paint, emulsion |  | 50 | B4B5 | 10.8234 | 1.6983e-06 | 0.12046 | 0.052788 | 0.013011 | 0.00011009 | 206.0238 | 9.7491 | 0.13234
| Civic Offices | Internal wall finish paint (emulsion) | 1700875 | 8403075 | 3.1 | Wall finishes | Paint | Construction | 2.688 | Area Calculation | 5 | 44 | 1 | FALSE | 1 | FALSE |  | 1.06 | 2.688 | 32.256 | 5134 | Paint, emulsion |  | 50 | D2 | 0 | 0 | 0 | 0 | 0 | 0 | 0 | 0 | 0
| Civic Offices | Internal wall finish paint (emulsion) | 1700875 | 8403075 | 3.1 | Wall finishes | Paint | Construction | 2.688 | Area Calculation | 5 | 44 | 1 | FALSE | 1 | FALSE |  | 1.06 | 2.688 | 32.256 | 5134 | Paint, emulsion |  | 50 | D3 | 0 | 0 | 0 | 0 | 0 | 0 | 0 | 0 | 0
| Civic Offices | Internal wall finish paint (emulsion) | 1700875 | 8403075 | 3.1 | Wall finishes | Paint | Construction | 2.688 | Area Calculation | 5 | 44 | 1 | FALSE | 1 | FALSE |  | 1.06 | 2.688 | 32.256 | 5134 | Paint, emulsion |  | 50 | D4 | 0 | 0 | 0 | 0 | 0 | 0 | 0 | 0 | 0
| Civic Offices | Internal wall finish paint (emulsion) | 1700875 | 8403075 | 3.1 | Wall finishes | Paint | Construction | 2.688 | Area Calculation | 5 | 44 | 1 | FALSE | 1 | FALSE |  | 1.06 | 2.688 | 32.256 | 5134 | Paint, emulsion |  | 55 | B4B5 | 10.8234 | 1.6983e-06 | 0.12046 | 0.052788 | 0.013011 | 0.00011009 | 206.0238 | 9.7491 | 0.13234
| Civic Offices | Internal wall finish paint (emulsion) | 1700875 | 8403075 | 3.1 | Wall finishes | Paint | Construction | 2.688 | Area Calculation | 5 | 44 | 1 | FALSE | 1 | FALSE |  | 1.06 | 2.688 | 32.256 | 5134 | Paint, emulsion |  | 55 | D2 | 0 | 0 | 0 | 0 | 0 | 0 | 0 | 0 | 0
| Civic Offices | Internal wall finish paint (emulsion) | 1700875 | 8403075 | 3.1 | Wall finishes | Paint | Construction | 2.688 | Area Calculation | 5 | 44 | 1 | FALSE | 1 | FALSE |  | 1.06 | 2.688 | 32.256 | 5134 | Paint, emulsion |  | 55 | D3 | 0 | 0 | 0 | 0 | 0 | 0 | 0 | 0 | 0
| Civic Offices | Internal wall finish paint (emulsion) | 1700875 | 8403075 | 3.1 | Wall finishes | Paint | Construction | 2.688 | Area Calculation | 5 | 44 | 1 | FALSE | 1 | FALSE |  | 1.06 | 2.688 | 32.256 | 5134 | Paint, emulsion |  | 55 | D4 | 0 | 0 | 0 | 0 | 0 | 0 | 0 | 0 | 0
| Civic Offices | Raised access floor systems: medium duty nominal 150mm high. (Floor covering raised access steel framing and pedestal) | 1700877 | 8403077 | 3.1 | Wall finishes | pedastal encapsulating steel | Construction | 13397.9549 | Area Calculation | 25 | 44 | 1 | FALSE | 1 | FALSE |  | 1.05 | 13397.9549 | 40193.8645 | 5135 | General sheet, steel (enamelled) |  | 0 | A1A3 | 45605.64 | 0.0028335 | 235.8454 | 129.9314 | 37.2741 | 1.4024 | 623497.3698 | 27620.0392 | 460.8496
| Civic Offices | Raised access floor systems: medium duty nominal 150mm high. (Floor covering raised access steel framing and pedestal) | 1700877 | 8403077 | 3.1 | Wall finishes | pedastal encapsulating steel | Construction | 13397.9549 | Area Calculation | 25 | 44 | 1 | FALSE | 1 | FALSE |  | 1.05 | 13397.9549 | 40193.8645 | 5135 | General sheet, steel (enamelled) |  | 0 | A4 | 583.9016 | 8.0798e-05 | 2.7762 | 0.51552 | 0.36651 | 0.0013003 | 8543.2842 | 2481.0756 | 2.373
| Civic Offices | Raised access floor systems: medium duty nominal 150mm high. (Floor covering raised access steel framing and pedestal) | 1700877 | 8403077 | 3.1 | Wall finishes | pedastal encapsulating steel | Construction | 13397.9549 | Area Calculation | 25 | 44 | 1 | FALSE | 1 | FALSE |  | 1.05 | 13397.9549 | 40193.8645 | 5135 | General sheet, steel (enamelled) |  | 0 | A5 | 0.34821 | 9.1181e-08 | 0.002435 | 0.00080014 | 0.00040406 | 4.9121e-07 | 8.5366 | 100.4847 | 0
| Civic Offices | Raised access floor systems: medium duty nominal 150mm high. (Floor covering raised access steel framing and pedestal) | 1700877 | 8403077 | 3.1 | Wall finishes | pedastal encapsulating steel | Construction | 13397.9549 | Area Calculation | 25 | 44 | 1 | FALSE | 1 | FALSE |  | 1.05 | 13397.9549 | 40193.8645 | 5135 | General sheet, steel (enamelled) |  | 0 | D2 | 0 | 0 | 0 | 0 | 0 | 0 | 0 | 0 | 0
| Civic Offices | Raised access floor systems: medium duty nominal 150mm high. (Floor covering raised access steel framing and pedestal) | 1700877 | 8403077 | 3.1 | Wall finishes | pedastal encapsulating steel | Construction | 13397.9549 | Area Calculation | 25 | 44 | 1 | FALSE | 1 | FALSE |  | 1.05 | 13397.9549 | 40193.8645 | 5135 | General sheet, steel (enamelled) |  | 0 | D3 | 0 | 0 | 0 | 0 | 0 | 0 | 0 | 0 | 0
| Civic Offices | Raised access floor systems: medium duty nominal 150mm high. (Floor covering raised access steel framing and pedestal) | 1700877 | 8403077 | 3.1 | Wall finishes | pedastal encapsulating steel | Construction | 13397.9549 | Area Calculation | 25 | 44 | 1 | FALSE | 1 | FALSE |  | 1.05 | 13397.9549 | 40193.8645 | 5135 | General sheet, steel (enamelled) |  | 0 | D4 | 0 | 0 | 0 | 0 | 0 | 0 | 0 | 0 | 0
| Civic Offices | Raised access floor systems: medium duty nominal 150mm high. (Floor covering raised access steel framing and pedestal) | 1700877 | 8403077 | 3.1 | Wall finishes | pedastal encapsulating steel | Construction | 13397.9549 | Area Calculation | 25 | 44 | 1 | FALSE | 1 | FALSE |  | 1.05 | 13397.9549 | 40193.8645 | 5135 | General sheet, steel (enamelled) |  | 60 | C2 | 0 | 0 | 0 | 0 | 0 | 0 | 0 | 0 | 0
| Civic Offices | Raised access floor systems: medium duty nominal 150mm high. (Floor covering raised access steel framing and pedestal) | 1700877 | 8403077 | 3.1 | Wall finishes | pedastal encapsulating steel | Construction | 13397.9549 | Area Calculation | 25 | 44 | 1 | FALSE | 1 | FALSE |  | 1.05 | 13397.9549 | 40193.8645 | 5135 | General sheet, steel (enamelled) |  | 60 | C4 | 6.9642 | 1.8236e-06 | 0.0487 | 0.016003 | 0.0080813 | 9.8242e-06 | 170.7316 | 2009.6932 | 0.34926
| Civic Offices | Raised access floor systems: medium duty nominal 150mm high. (Floor covering raised access steel framing and pedestal) | 1700877 | 8403077 | 3.1 | Wall finishes | pedastal encapsulating steel | Construction | 13397.9549 | Area Calculation | 25 | 44 | 1 | FALSE | 1 | FALSE |  | 1.05 | 13397.9549 | 40193.8645 | 5135 | General sheet, steel (enamelled) |  | 60 | D2 | 0 | 0 | 0 | 0 | 0 | 0 | 0 | 0 | 0
| Civic Offices | Raised access floor systems: medium duty nominal 150mm high. (Floor covering raised access steel framing and pedestal) | 1700877 | 8403077 | 3.1 | Wall finishes | pedastal encapsulating steel | Construction | 13397.9549 | Area Calculation | 25 | 44 | 1 | FALSE | 1 | FALSE |  | 1.05 | 13397.9549 | 40193.8645 | 5135 | General sheet, steel (enamelled) |  | 60 | D3 | 0 | 0 | 0 | 0 | 0 | 0 | 0 | 0 | 0
| Civic Offices | Raised access floor systems: medium duty nominal 150mm high. (Floor covering raised access steel framing and pedestal) | 1700877 | 8403077 | 3.1 | Wall finishes | pedastal encapsulating steel | Construction | 13397.9549 | Area Calculation | 25 | 44 | 1 | FALSE | 1 | FALSE |  | 1.05 | 13397.9549 | 40193.8645 | 5135 | General sheet, steel (enamelled) |  | 60 | D4 | 0 | 0 | 0 | 0 | 0 | 0 | 0 | 0 | 0
| Civic Offices | Raised access floor systems: medium duty nominal 150mm high. (Floor covering raised access steel framing and pedestal) | 1700877 | 8403077 | 3.1 | Wall finishes | pedastal encapsulating steel | Construction | 13397.9549 | Area Calculation | 25 | 44 | 1 | FALSE | 1 | FALSE |  | 1.05 | 13397.9549 | 40193.8645 | 5135 | General sheet, steel (enamelled) |  | 25 | B4B5 | 46196.8541 | 0.0029162 | 238.6727 | 130.4637 | 37.6491 | 1.4037 | 632219.9222 | 32211.2927 | 463.2226
| Civic Offices | Raised access floor systems: medium duty nominal 150mm high. (Floor covering raised access steel framing and pedestal) | 1700877 | 8403077 | 3.1 | Wall finishes | pedastal encapsulating steel | Construction | 13397.9549 | Area Calculation | 25 | 44 | 1 | FALSE | 1 | FALSE |  | 1.05 | 13397.9549 | 40193.8645 | 5135 | General sheet, steel (enamelled) |  | 25 | D2 | 0 | 0 | 0 | 0 | 0 | 0 | 0 | 0 | 0
| Civic Offices | Raised access floor systems: medium duty nominal 150mm high. (Floor covering raised access steel framing and pedestal) | 1700877 | 8403077 | 3.1 | Wall finishes | pedastal encapsulating steel | Construction | 13397.9549 | Area Calculation | 25 | 44 | 1 | FALSE | 1 | FALSE |  | 1.05 | 13397.9549 | 40193.8645 | 5135 | General sheet, steel (enamelled) |  | 25 | D3 | 0 | 0 | 0 | 0 | 0 | 0 | 0 | 0 | 0
| Civic Offices | Raised access floor systems: medium duty nominal 150mm high. (Floor covering raised access steel framing and pedestal) | 1700877 | 8403077 | 3.1 | Wall finishes | pedastal encapsulating steel | Construction | 13397.9549 | Area Calculation | 25 | 44 | 1 | FALSE | 1 | FALSE |  | 1.05 | 13397.9549 | 40193.8645 | 5135 | General sheet, steel (enamelled) |  | 25 | D4 | 0 | 0 | 0 | 0 | 0 | 0 | 0 | 0 | 0
| Civic Offices | Raised access floor systems: medium duty nominal 150mm high. (Floor covering raised access steel framing and pedestal) | 1700877 | 8403077 | 3.1 | Wall finishes | pedastal encapsulating steel | Construction | 13397.9549 | Area Calculation | 25 | 44 | 1 | FALSE | 1 | FALSE |  | 1.05 | 13397.9549 | 40193.8645 | 5135 | General sheet, steel (enamelled) |  | 50 | B4B5 | 46196.8541 | 0.0029162 | 238.6727 | 130.4637 | 37.6491 | 1.4037 | 632219.9222 | 32211.2927 | 463.2226
| Civic Offices | Raised access floor systems: medium duty nominal 150mm high. (Floor covering raised access steel framing and pedestal) | 1700877 | 8403077 | 3.1 | Wall finishes | pedastal encapsulating steel | Construction | 13397.9549 | Area Calculation | 25 | 44 | 1 | FALSE | 1 | FALSE |  | 1.05 | 13397.9549 | 40193.8645 | 5135 | General sheet, steel (enamelled) |  | 50 | D2 | 0 | 0 | 0 | 0 | 0 | 0 | 0 | 0 | 0
| Civic Offices | Raised access floor systems: medium duty nominal 150mm high. (Floor covering raised access steel framing and pedestal) | 1700877 | 8403077 | 3.1 | Wall finishes | pedastal encapsulating steel | Construction | 13397.9549 | Area Calculation | 25 | 44 | 1 | FALSE | 1 | FALSE |  | 1.05 | 13397.9549 | 40193.8645 | 5135 | General sheet, steel (enamelled) |  | 50 | D3 | 0 | 0 | 0 | 0 | 0 | 0 | 0 | 0 | 0
| Civic Offices | Raised access floor systems: medium duty nominal 150mm high. (Floor covering raised access steel framing and pedestal) | 1700877 | 8403077 | 3.1 | Wall finishes | pedastal encapsulating steel | Construction | 13397.9549 | Area Calculation | 25 | 44 | 1 | FALSE | 1 | FALSE |  | 1.05 | 13397.9549 | 40193.8645 | 5135 | General sheet, steel (enamelled) |  | 50 | D4 | 0 | 0 | 0 | 0 | 0 | 0 | 0 | 0 | 0
| Civic Offices | Raised access floor systems: medium duty nominal 150mm high. (Floor covering raised access steel framing and pedestal) | 1700877 | 8403078 | 3.2 | Floor finishes | pedastol | Construction | 29064.98 | Area Calculation | 25 | 44 | 1 | FALSE | 1 | FALSE |  | 1.07 | 29064.98 | 87194.94 | 5530 | General sheet, Medium density fibreboard (MDF) |  | 0 | A1A3 | 15070.0432 | 0.0037034 | 208.9522 | 55.9954 | 36.8912 | 0.325 | 557528.6198 | 18551.02 | 163.779
| Civic Offices | Raised access floor systems: medium duty nominal 150mm high. (Floor covering raised access steel framing and pedestal) | 1700877 | 8403078 | 3.2 | Floor finishes | pedastol | Construction | 29064.98 | Area Calculation | 25 | 44 | 1 | FALSE | 1 | FALSE |  | 1.07 | 29064.98 | 87194.94 | 5530 | General sheet, Medium density fibreboard (MDF) |  | 0 | A4 | 810.1948 | 0.00014557 | 2.6529 | 0.71703 | 0.45257 | 0.0028255 | 12077.2715 | 1844.1111 | 3.3341
| Civic Offices | Raised access floor systems: medium duty nominal 150mm high. (Floor covering raised access steel framing and pedestal) | 1700877 | 8403078 | 3.2 | Floor finishes | pedastol | Construction | 29064.98 | Area Calculation | 25 | 44 | 1 | FALSE | 1 | FALSE |  | 1.07 | 29064.98 | 87194.94 | 5530 | General sheet, Medium density fibreboard (MDF) |  | 0 | A5 | 110.8044 | 3.6388e-06 | 0.097042 | 4.5699 | 0.034369 | 1.9942e-05 | 336.8709 | 193.2821 | 0
| Civic Offices | Raised access floor systems: medium duty nominal 150mm high. (Floor covering raised access steel framing and pedestal) | 1700877 | 8403078 | 3.2 | Floor finishes | pedastol | Construction | 29064.98 | Area Calculation | 25 | 44 | 1 | FALSE | 1 | FALSE |  | 1.07 | 29064.98 | 87194.94 | 5530 | General sheet, Medium density fibreboard (MDF) |  | 0 | D2 | 0 | 0 | 0 | 0 | 0 | 0 | 0 | 0 | 0
| Civic Offices | Raised access floor systems: medium duty nominal 150mm high. (Floor covering raised access steel framing and pedestal) | 1700877 | 8403078 | 3.2 | Floor finishes | pedastol | Construction | 29064.98 | Area Calculation | 25 | 44 | 1 | FALSE | 1 | FALSE |  | 1.07 | 29064.98 | 87194.94 | 5530 | General sheet, Medium density fibreboard (MDF) |  | 0 | D3 | 0 | 0 | 0 | 0 | 0 | 0 | 0 | 0 | 0
| Civic Offices | Raised access floor systems: medium duty nominal 150mm high. (Floor covering raised access steel framing and pedestal) | 1700877 | 8403078 | 3.2 | Floor finishes | pedastol | Construction | 29064.98 | Area Calculation | 25 | 44 | 1 | FALSE | 1 | FALSE |  | 1.07 | 29064.98 | 87194.94 | 5530 | General sheet, Medium density fibreboard (MDF) |  | 0 | D4 | 0 | 0 | 0 | 0 | 0 | 0 | 0 | 0 | 0
| Civic Offices | Raised access floor systems: medium duty nominal 150mm high. (Floor covering raised access steel framing and pedestal) | 1700877 | 8403078 | 3.2 | Floor finishes | pedastol | Construction | 29064.98 | Area Calculation | 25 | 44 | 1 | FALSE | 1 | FALSE |  | 1.07 | 29064.98 | 87194.94 | 5530 | General sheet, Medium density fibreboard (MDF) |  | 60 | C2 | 0 | 0 | 0 | 0 | 0 | 0 | 0 | 0 | 0
| Civic Offices | Raised access floor systems: medium duty nominal 150mm high. (Floor covering raised access steel framing and pedestal) | 1700877 | 8403078 | 3.2 | Floor finishes | pedastol | Construction | 29064.98 | Area Calculation | 25 | 44 | 1 | FALSE | 1 | FALSE |  | 1.07 | 29064.98 | 87194.94 | 5530 | General sheet, Medium density fibreboard (MDF) |  | 60 | C4 | 1582.9204 | 5.1982e-05 | 1.3863 | 65.2837 | 0.49099 | 0.00028488 | 4812.4407 | 2761.1731 | 28.4341
| Civic Offices | Raised access floor systems: medium duty nominal 150mm high. (Floor covering raised access steel framing and pedestal) | 1700877 | 8403078 | 3.2 | Floor finishes | pedastol | Construction | 29064.98 | Area Calculation | 25 | 44 | 1 | FALSE | 1 | FALSE |  | 1.07 | 29064.98 | 87194.94 | 5530 | General sheet, Medium density fibreboard (MDF) |  | 60 | D2 | 0 | 0 | 0 | 0 | 0 | 0 | 0 | 0 | 0
| Civic Offices | Raised access floor systems: medium duty nominal 150mm high. (Floor covering raised access steel framing and pedestal) | 1700877 | 8403078 | 3.2 | Floor finishes | pedastol | Construction | 29064.98 | Area Calculation | 25 | 44 | 1 | FALSE | 1 | FALSE |  | 1.07 | 29064.98 | 87194.94 | 5530 | General sheet, Medium density fibreboard (MDF) |  | 60 | D3 | 0 | 0 | 0 | 0 | 0 | 0 | 0 | 0 | 0
| Civic Offices | Raised access floor systems: medium duty nominal 150mm high. (Floor covering raised access steel framing and pedestal) | 1700877 | 8403078 | 3.2 | Floor finishes | pedastol | Construction | 29064.98 | Area Calculation | 25 | 44 | 1 | FALSE | 1 | FALSE |  | 1.07 | 29064.98 | 87194.94 | 5530 | General sheet, Medium density fibreboard (MDF) |  | 60 | D4 | 0 | 0 | 0 | 0 | 0 | 0 | 0 | 0 | 0
| Civic Offices | Raised access floor systems: medium duty nominal 150mm high. (Floor covering raised access steel framing and pedestal) | 1700877 | 8403078 | 3.2 | Floor finishes | pedastol | Construction | 29064.98 | Area Calculation | 25 | 44 | 1 | FALSE | 1 | FALSE |  | 1.07 | 29064.98 | 87194.94 | 5530 | General sheet, Medium density fibreboard (MDF) |  | 25 | B4B5 | 17573.9629 | 0.0039046 | 213.0884 | 126.566 | 37.8691 | 0.32813 | 574755.2029 | 23349.5864 | 167.1131
| Civic Offices | Raised access floor systems: medium duty nominal 150mm high. (Floor covering raised access steel framing and pedestal) | 1700877 | 8403078 | 3.2 | Floor finishes | pedastol | Construction | 29064.98 | Area Calculation | 25 | 44 | 1 | FALSE | 1 | FALSE |  | 1.07 | 29064.98 | 87194.94 | 5530 | General sheet, Medium density fibreboard (MDF) |  | 25 | D2 | 0 | 0 | 0 | 0 | 0 | 0 | 0 | 0 | 0
| Civic Offices | Raised access floor systems: medium duty nominal 150mm high. (Floor covering raised access steel framing and pedestal) | 1700877 | 8403078 | 3.2 | Floor finishes | pedastol | Construction | 29064.98 | Area Calculation | 25 | 44 | 1 | FALSE | 1 | FALSE |  | 1.07 | 29064.98 | 87194.94 | 5530 | General sheet, Medium density fibreboard (MDF) |  | 25 | D3 | 0 | 0 | 0 | 0 | 0 | 0 | 0 | 0 | 0
| Civic Offices | Raised access floor systems: medium duty nominal 150mm high. (Floor covering raised access steel framing and pedestal) | 1700877 | 8403078 | 3.2 | Floor finishes | pedastol | Construction | 29064.98 | Area Calculation | 25 | 44 | 1 | FALSE | 1 | FALSE |  | 1.07 | 29064.98 | 87194.94 | 5530 | General sheet, Medium density fibreboard (MDF) |  | 25 | D4 | 0 | 0 | 0 | 0 | 0 | 0 | 0 | 0 | 0
| Civic Offices | Raised access floor systems: medium duty nominal 150mm high. (Floor covering raised access steel framing and pedestal) | 1700877 | 8403078 | 3.2 | Floor finishes | pedastol | Construction | 29064.98 | Area Calculation | 25 | 44 | 1 | FALSE | 1 | FALSE |  | 1.07 | 29064.98 | 87194.94 | 5530 | General sheet, Medium density fibreboard (MDF) |  | 50 | B4B5 | 17573.9629 | 0.0039046 | 213.0884 | 126.566 | 37.8691 | 0.32813 | 574755.2029 | 23349.5864 | 167.1131
| Civic Offices | Raised access floor systems: medium duty nominal 150mm high. (Floor covering raised access steel framing and pedestal) | 1700877 | 8403078 | 3.2 | Floor finishes | pedastol | Construction | 29064.98 | Area Calculation | 25 | 44 | 1 | FALSE | 1 | FALSE |  | 1.07 | 29064.98 | 87194.94 | 5530 | General sheet, Medium density fibreboard (MDF) |  | 50 | D2 | 0 | 0 | 0 | 0 | 0 | 0 | 0 | 0 | 0
| Civic Offices | Raised access floor systems: medium duty nominal 150mm high. (Floor covering raised access steel framing and pedestal) | 1700877 | 8403078 | 3.2 | Floor finishes | pedastol | Construction | 29064.98 | Area Calculation | 25 | 44 | 1 | FALSE | 1 | FALSE |  | 1.07 | 29064.98 | 87194.94 | 5530 | General sheet, Medium density fibreboard (MDF) |  | 50 | D3 | 0 | 0 | 0 | 0 | 0 | 0 | 0 | 0 | 0
| Civic Offices | Raised access floor systems: medium duty nominal 150mm high. (Floor covering raised access steel framing and pedestal) | 1700877 | 8403078 | 3.2 | Floor finishes | pedastol | Construction | 29064.98 | Area Calculation | 25 | 44 | 1 | FALSE | 1 | FALSE |  | 1.07 | 29064.98 | 87194.94 | 5530 | General sheet, Medium density fibreboard (MDF) |  | 50 | D4 | 0 | 0 | 0 | 0 | 0 | 0 | 0 | 0 | 0
| Civic Offices | Raised access floor systems: medium duty nominal 150mm high. (Floor covering raised access steel framing and pedestal) | 1700877 | 8403079 | 3.2 | Floor finishes | pedastal legs | Construction | 5068 | kg | 25 | 44 | 1 | FALSE | 1 | FALSE |  | 1.05 | 5068 | 15204 | 5135 | General sheet, steel (enamelled) |  | 0 | A1A3 | 17251.0944 | 0.0010718 | 89.2124 | 49.1487 | 14.0996 | 0.53047 | 235848.2847 | 10447.7407 | 174.3241
| Civic Offices | Raised access floor systems: medium duty nominal 150mm high. (Floor covering raised access steel framing and pedestal) | 1700877 | 8403079 | 3.2 | Floor finishes | pedastal legs | Construction | 5068 | kg | 25 | 44 | 1 | FALSE | 1 | FALSE |  | 1.05 | 5068 | 15204 | 5135 | General sheet, steel (enamelled) |  | 0 | A4 | 220.8705 | 3.0563e-05 | 1.0502 | 0.195 | 0.13864 | 0.00049188 | 3231.6398 | 938.5082 | 0.89764
| Civic Offices | Raised access floor systems: medium duty nominal 150mm high. (Floor covering raised access steel framing and pedestal) | 1700877 | 8403079 | 3.2 | Floor finishes | pedastal legs | Construction | 5068 | kg | 25 | 44 | 1 | FALSE | 1 | FALSE |  | 1.05 | 5068 | 15204 | 5135 | General sheet, steel (enamelled) |  | 0 | A5 | 0.13172 | 3.4491e-08 | 0.00092109 | 0.00030267 | 0.00015284 | 1.8581e-07 | 3.2291 | 38.01 | 0
| Civic Offices | Raised access floor systems: medium duty nominal 150mm high. (Floor covering raised access steel framing and pedestal) | 1700877 | 8403079 | 3.2 | Floor finishes | pedastal legs | Construction | 5068 | kg | 25 | 44 | 1 | FALSE | 1 | FALSE |  | 1.05 | 5068 | 15204 | 5135 | General sheet, steel (enamelled) |  | 0 | D2 | 0 | 0 | 0 | 0 | 0 | 0 | 0 | 0 | 0
| Civic Offices | Raised access floor systems: medium duty nominal 150mm high. (Floor covering raised access steel framing and pedestal) | 1700877 | 8403079 | 3.2 | Floor finishes | pedastal legs | Construction | 5068 | kg | 25 | 44 | 1 | FALSE | 1 | FALSE |  | 1.05 | 5068 | 15204 | 5135 | General sheet, steel (enamelled) |  | 0 | D3 | 0 | 0 | 0 | 0 | 0 | 0 | 0 | 0 | 0
| Civic Offices | Raised access floor systems: medium duty nominal 150mm high. (Floor covering raised access steel framing and pedestal) | 1700877 | 8403079 | 3.2 | Floor finishes | pedastal legs | Construction | 5068 | kg | 25 | 44 | 1 | FALSE | 1 | FALSE |  | 1.05 | 5068 | 15204 | 5135 | General sheet, steel (enamelled) |  | 0 | D4 | 0 | 0 | 0 | 0 | 0 | 0 | 0 | 0 | 0
| Civic Offices | Raised access floor systems: medium duty nominal 150mm high. (Floor covering raised access steel framing and pedestal) | 1700877 | 8403079 | 3.2 | Floor finishes | pedastal legs | Construction | 5068 | kg | 25 | 44 | 1 | FALSE | 1 | FALSE |  | 1.05 | 5068 | 15204 | 5135 | General sheet, steel (enamelled) |  | 60 | C2 | 0 | 0 | 0 | 0 | 0 | 0 | 0 | 0 | 0
| Civic Offices | Raised access floor systems: medium duty nominal 150mm high. (Floor covering raised access steel framing and pedestal) | 1700877 | 8403079 | 3.2 | Floor finishes | pedastal legs | Construction | 5068 | kg | 25 | 44 | 1 | FALSE | 1 | FALSE |  | 1.05 | 5068 | 15204 | 5135 | General sheet, steel (enamelled) |  | 60 | C4 | 2.6343 | 6.8982e-07 | 0.018422 | 0.0060533 | 0.0030569 | 3.7162e-06 | 64.5821 | 760.2 | 0.13211
| Civic Offices | Raised access floor systems: medium duty nominal 150mm high. (Floor covering raised access steel framing and pedestal) | 1700877 | 8403079 | 3.2 | Floor finishes | pedastal legs | Construction | 5068 | kg | 25 | 44 | 1 | FALSE | 1 | FALSE |  | 1.05 | 5068 | 15204 | 5135 | General sheet, steel (enamelled) |  | 60 | D2 | 0 | 0 | 0 | 0 | 0 | 0 | 0 | 0 | 0
| Civic Offices | Raised access floor systems: medium duty nominal 150mm high. (Floor covering raised access steel framing and pedestal) | 1700877 | 8403079 | 3.2 | Floor finishes | pedastal legs | Construction | 5068 | kg | 25 | 44 | 1 | FALSE | 1 | FALSE |  | 1.05 | 5068 | 15204 | 5135 | General sheet, steel (enamelled) |  | 60 | D3 | 0 | 0 | 0 | 0 | 0 | 0 | 0 | 0 | 0
| Civic Offices | Raised access floor systems: medium duty nominal 150mm high. (Floor covering raised access steel framing and pedestal) | 1700877 | 8403079 | 3.2 | Floor finishes | pedastal legs | Construction | 5068 | kg | 25 | 44 | 1 | FALSE | 1 | FALSE |  | 1.05 | 5068 | 15204 | 5135 | General sheet, steel (enamelled) |  | 60 | D4 | 0 | 0 | 0 | 0 | 0 | 0 | 0 | 0 | 0
| Civic Offices | Raised access floor systems: medium duty nominal 150mm high. (Floor covering raised access steel framing and pedestal) | 1700877 | 8403079 | 3.2 | Floor finishes | pedastal legs | Construction | 5068 | kg | 25 | 44 | 1 | FALSE | 1 | FALSE |  | 1.05 | 5068 | 15204 | 5135 | General sheet, steel (enamelled) |  | 25 | B4B5 | 17474.731 | 0.0011031 | 90.2819 | 49.3501 | 14.2414 | 0.53097 | 239147.7357 | 12184.459 | 175.2217
| Civic Offices | Raised access floor systems: medium duty nominal 150mm high. (Floor covering raised access steel framing and pedestal) | 1700877 | 8403079 | 3.2 | Floor finishes | pedastal legs | Construction | 5068 | kg | 25 | 44 | 1 | FALSE | 1 | FALSE |  | 1.05 | 5068 | 15204 | 5135 | General sheet, steel (enamelled) |  | 25 | D2 | 0 | 0 | 0 | 0 | 0 | 0 | 0 | 0 | 0
| Civic Offices | Raised access floor systems: medium duty nominal 150mm high. (Floor covering raised access steel framing and pedestal) | 1700877 | 8403079 | 3.2 | Floor finishes | pedastal legs | Construction | 5068 | kg | 25 | 44 | 1 | FALSE | 1 | FALSE |  | 1.05 | 5068 | 15204 | 5135 | General sheet, steel (enamelled) |  | 25 | D3 | 0 | 0 | 0 | 0 | 0 | 0 | 0 | 0 | 0
| Civic Offices | Raised access floor systems: medium duty nominal 150mm high. (Floor covering raised access steel framing and pedestal) | 1700877 | 8403079 | 3.2 | Floor finishes | pedastal legs | Construction | 5068 | kg | 25 | 44 | 1 | FALSE | 1 | FALSE |  | 1.05 | 5068 | 15204 | 5135 | General sheet, steel (enamelled) |  | 25 | D4 | 0 | 0 | 0 | 0 | 0 | 0 | 0 | 0 | 0
| Civic Offices | Raised access floor systems: medium duty nominal 150mm high. (Floor covering raised access steel framing and pedestal) | 1700877 | 8403079 | 3.2 | Floor finishes | pedastal legs | Construction | 5068 | kg | 25 | 44 | 1 | FALSE | 1 | FALSE |  | 1.05 | 5068 | 15204 | 5135 | General sheet, steel (enamelled) |  | 50 | B4B5 | 17474.731 | 0.0011031 | 90.2819 | 49.3501 | 14.2414 | 0.53097 | 239147.7357 | 12184.459 | 175.2217
| Civic Offices | Raised access floor systems: medium duty nominal 150mm high. (Floor covering raised access steel framing and pedestal) | 1700877 | 8403079 | 3.2 | Floor finishes | pedastal legs | Construction | 5068 | kg | 25 | 44 | 1 | FALSE | 1 | FALSE |  | 1.05 | 5068 | 15204 | 5135 | General sheet, steel (enamelled) |  | 50 | D2 | 0 | 0 | 0 | 0 | 0 | 0 | 0 | 0 | 0
| Civic Offices | Raised access floor systems: medium duty nominal 150mm high. (Floor covering raised access steel framing and pedestal) | 1700877 | 8403079 | 3.2 | Floor finishes | pedastal legs | Construction | 5068 | kg | 25 | 44 | 1 | FALSE | 1 | FALSE |  | 1.05 | 5068 | 15204 | 5135 | General sheet, steel (enamelled) |  | 50 | D3 | 0 | 0 | 0 | 0 | 0 | 0 | 0 | 0 | 0
| Civic Offices | Raised access floor systems: medium duty nominal 150mm high. (Floor covering raised access steel framing and pedestal) | 1700877 | 8403079 | 3.2 | Floor finishes | pedastal legs | Construction | 5068 | kg | 25 | 44 | 1 | FALSE | 1 | FALSE |  | 1.05 | 5068 | 15204 | 5135 | General sheet, steel (enamelled) |  | 50 | D4 | 0 | 0 | 0 | 0 | 0 | 0 | 0 | 0 | 0
| Civic Offices | Raised access floor systems: medium duty nominal 150mm high. (Floor covering raised access steel framing and pedestal) | 1700877 | 8403080 | 3.2 | Floor finishes | glue for steel panel | Construction | 1102.29 | Area Calculation | 25 | 44 | 1 | FALSE | 1 | FALSE |  | 1.05 | 1102.29 | 3306.87 | 5305 | Adhesive (carpet/sheet), generic |  | 0 | A1A3 | 1808.6615 | 0.00029706 | 11.8519 | 4.5861 | 2.4907 | 0.013149 | 52436.0535 | 9236.0879 | 14.9048
| Civic Offices | Raised access floor systems: medium duty nominal 150mm high. (Floor covering raised access steel framing and pedestal) | 1700877 | 8403080 | 3.2 | Floor finishes | glue for steel panel | Construction | 1102.29 | Area Calculation | 25 | 44 | 1 | FALSE | 1 | FALSE |  | 1.05 | 1102.29 | 3306.87 | 5305 | Adhesive (carpet/sheet), generic |  | 0 | A4 | 22.1782 | 3.9849e-06 | 0.072619 | 0.019628 | 0.012389 | 7.7346e-05 | 330.6015 | 50.4804 | 0.091266
| Civic Offices | Raised access floor systems: medium duty nominal 150mm high. (Floor covering raised access steel framing and pedestal) | 1700877 | 8403080 | 3.2 | Floor finishes | glue for steel panel | Construction | 1102.29 | Area Calculation | 25 | 44 | 1 | FALSE | 1 | FALSE |  | 1.05 | 1102.29 | 3306.87 | 5305 | Adhesive (carpet/sheet), generic |  | 0 | A5 | 5.2641 | 1.6631e-07 | 0.0066465 | 1.6759 | 0.0016127 | 1.0757e-06 | 18.7001 | 8.8183 | 0
| Civic Offices | Raised access floor systems: medium duty nominal 150mm high. (Floor covering raised access steel framing and pedestal) | 1700877 | 8403080 | 3.2 | Floor finishes | glue for steel panel | Construction | 1102.29 | Area Calculation | 25 | 44 | 1 | FALSE | 1 | FALSE |  | 1.05 | 1102.29 | 3306.87 | 5305 | Adhesive (carpet/sheet), generic |  | 0 | D2 | 0 | 0 | 0 | 0 | 0 | 0 | 0 | 0 | 0
| Civic Offices | Raised access floor systems: medium duty nominal 150mm high. (Floor covering raised access steel framing and pedestal) | 1700877 | 8403080 | 3.2 | Floor finishes | glue for steel panel | Construction | 1102.29 | Area Calculation | 25 | 44 | 1 | FALSE | 1 | FALSE |  | 1.05 | 1102.29 | 3306.87 | 5305 | Adhesive (carpet/sheet), generic |  | 0 | D3 | 0 | 0 | 0 | 0 | 0 | 0 | 0 | 0 | 0
| Civic Offices | Raised access floor systems: medium duty nominal 150mm high. (Floor covering raised access steel framing and pedestal) | 1700877 | 8403080 | 3.2 | Floor finishes | glue for steel panel | Construction | 1102.29 | Area Calculation | 25 | 44 | 1 | FALSE | 1 | FALSE |  | 1.05 | 1102.29 | 3306.87 | 5305 | Adhesive (carpet/sheet), generic |  | 0 | D4 | 0 | 0 | 0 | 0 | 0 | 0 | 0 | 0 | 0
| Civic Offices | Raised access floor systems: medium duty nominal 150mm high. (Floor covering raised access steel framing and pedestal) | 1700877 | 8403080 | 3.2 | Floor finishes | glue for steel panel | Construction | 1102.29 | Area Calculation | 25 | 44 | 1 | FALSE | 1 | FALSE |  | 1.05 | 1102.29 | 3306.87 | 5305 | Adhesive (carpet/sheet), generic |  | 60 | C2 | 0 | 0 | 0 | 0 | 0 | 0 | 0 | 0 | 0
| Civic Offices | Raised access floor systems: medium duty nominal 150mm high. (Floor covering raised access steel framing and pedestal) | 1700877 | 8403080 | 3.2 | Floor finishes | glue for steel panel | Construction | 1102.29 | Area Calculation | 25 | 44 | 1 | FALSE | 1 | FALSE |  | 1.05 | 1102.29 | 3306.87 | 5305 | Adhesive (carpet/sheet), generic |  | 60 | C4 | 105.2825 | 3.3262e-06 | 0.13293 | 33.5177 | 0.032255 | 2.1514e-05 | 374.0022 | 176.3664 | 8.9756
| Civic Offices | Raised access floor systems: medium duty nominal 150mm high. (Floor covering raised access steel framing and pedestal) | 1700877 | 8403080 | 3.2 | Floor finishes | glue for steel panel | Construction | 1102.29 | Area Calculation | 25 | 44 | 1 | FALSE | 1 | FALSE |  | 1.05 | 1102.29 | 3306.87 | 5305 | Adhesive (carpet/sheet), generic |  | 60 | D2 | 0 | 0 | 0 | 0 | 0 | 0 | 0 | 0 | 0
| Civic Offices | Raised access floor systems: medium duty nominal 150mm high. (Floor covering raised access steel framing and pedestal) | 1700877 | 8403080 | 3.2 | Floor finishes | glue for steel panel | Construction | 1102.29 | Area Calculation | 25 | 44 | 1 | FALSE | 1 | FALSE |  | 1.05 | 1102.29 | 3306.87 | 5305 | Adhesive (carpet/sheet), generic |  | 60 | D3 | 0 | 0 | 0 | 0 | 0 | 0 | 0 | 0 | 0
| Civic Offices | Raised access floor systems: medium duty nominal 150mm high. (Floor covering raised access steel framing and pedestal) | 1700877 | 8403080 | 3.2 | Floor finishes | glue for steel panel | Construction | 1102.29 | Area Calculation | 25 | 44 | 1 | FALSE | 1 | FALSE |  | 1.05 | 1102.29 | 3306.87 | 5305 | Adhesive (carpet/sheet), generic |  | 60 | D4 | 0 | 0 | 0 | 0 | 0 | 0 | 0 | 0 | 0
| Civic Offices | Raised access floor systems: medium duty nominal 150mm high. (Floor covering raised access steel framing and pedestal) | 1700877 | 8403080 | 3.2 | Floor finishes | glue for steel panel | Construction | 1102.29 | Area Calculation | 25 | 44 | 1 | FALSE | 1 | FALSE |  | 1.05 | 1102.29 | 3306.87 | 5305 | Adhesive (carpet/sheet), generic |  | 25 | B4B5 | 1941.3864 | 0.00030453 | 12.0641 | 39.7993 | 2.5369 | 0.013249 | 53159.3573 | 9471.7531 | 14.996
| Civic Offices | Raised access floor systems: medium duty nominal 150mm high. (Floor covering raised access steel framing and pedestal) | 1700877 | 8403080 | 3.2 | Floor finishes | glue for steel panel | Construction | 1102.29 | Area Calculation | 25 | 44 | 1 | FALSE | 1 | FALSE |  | 1.05 | 1102.29 | 3306.87 | 5305 | Adhesive (carpet/sheet), generic |  | 25 | D2 | 0 | 0 | 0 | 0 | 0 | 0 | 0 | 0 | 0
| Civic Offices | Raised access floor systems: medium duty nominal 150mm high. (Floor covering raised access steel framing and pedestal) | 1700877 | 8403080 | 3.2 | Floor finishes | glue for steel panel | Construction | 1102.29 | Area Calculation | 25 | 44 | 1 | FALSE | 1 | FALSE |  | 1.05 | 1102.29 | 3306.87 | 5305 | Adhesive (carpet/sheet), generic |  | 25 | D3 | 0 | 0 | 0 | 0 | 0 | 0 | 0 | 0 | 0
| Civic Offices | Raised access floor systems: medium duty nominal 150mm high. (Floor covering raised access steel framing and pedestal) | 1700877 | 8403080 | 3.2 | Floor finishes | glue for steel panel | Construction | 1102.29 | Area Calculation | 25 | 44 | 1 | FALSE | 1 | FALSE |  | 1.05 | 1102.29 | 3306.87 | 5305 | Adhesive (carpet/sheet), generic |  | 25 | D4 | 0 | 0 | 0 | 0 | 0 | 0 | 0 | 0 | 0
| Civic Offices | Raised access floor systems: medium duty nominal 150mm high. (Floor covering raised access steel framing and pedestal) | 1700877 | 8403080 | 3.2 | Floor finishes | glue for steel panel | Construction | 1102.29 | Area Calculation | 25 | 44 | 1 | FALSE | 1 | FALSE |  | 1.05 | 1102.29 | 3306.87 | 5305 | Adhesive (carpet/sheet), generic |  | 50 | B4B5 | 1941.3864 | 0.00030453 | 12.0641 | 39.7993 | 2.5369 | 0.013249 | 53159.3573 | 9471.7531 | 14.996
| Civic Offices | Raised access floor systems: medium duty nominal 150mm high. (Floor covering raised access steel framing and pedestal) | 1700877 | 8403080 | 3.2 | Floor finishes | glue for steel panel | Construction | 1102.29 | Area Calculation | 25 | 44 | 1 | FALSE | 1 | FALSE |  | 1.05 | 1102.29 | 3306.87 | 5305 | Adhesive (carpet/sheet), generic |  | 50 | D2 | 0 | 0 | 0 | 0 | 0 | 0 | 0 | 0 | 0
| Civic Offices | Raised access floor systems: medium duty nominal 150mm high. (Floor covering raised access steel framing and pedestal) | 1700877 | 8403080 | 3.2 | Floor finishes | glue for steel panel | Construction | 1102.29 | Area Calculation | 25 | 44 | 1 | FALSE | 1 | FALSE |  | 1.05 | 1102.29 | 3306.87 | 5305 | Adhesive (carpet/sheet), generic |  | 50 | D3 | 0 | 0 | 0 | 0 | 0 | 0 | 0 | 0 | 0
| Civic Offices | Raised access floor systems: medium duty nominal 150mm high. (Floor covering raised access steel framing and pedestal) | 1700877 | 8403080 | 3.2 | Floor finishes | glue for steel panel | Construction | 1102.29 | Area Calculation | 25 | 44 | 1 | FALSE | 1 | FALSE |  | 1.05 | 1102.29 | 3306.87 | 5305 | Adhesive (carpet/sheet), generic |  | 50 | D4 | 0 | 0 | 0 | 0 | 0 | 0 | 0 | 0 | 0
| Civic Offices | Ceiling lining plasterboard, skim and paint | 1700879 | 8403082 | 3.3 | Ceiling finishes | skim | Construction | 579.025 | Area Calculation | 80 | 44 | 1 | FALSE | 1 | FALSE |  | 1.04 | 579.025 | 579.025 | 5315 | Plaster, gypsum |  | 0 | A1A3 | 74.4791 | 5.9054e-06 | 0.40476 | 0.092748 | 0.03833 | 8.911e-05 | 957.9059 | 87.768 | 0.30701
| Civic Offices | Ceiling lining plasterboard, skim and paint | 1700879 | 8403082 | 3.3 | Ceiling finishes | skim | Construction | 579.025 | Area Calculation | 80 | 44 | 1 | FALSE | 1 | FALSE |  | 1.04 | 579.025 | 579.025 | 5315 | Plaster, gypsum |  | 0 | A4 | 6.444 | 1.1862e-06 | 0.021548 | 0.0056854 | 0.0037591 | 1.6971e-05 | 97.3175 | 12.024 | 0.026698
| Civic Offices | Ceiling lining plasterboard, skim and paint | 1700879 | 8403082 | 3.3 | Ceiling finishes | skim | Construction | 579.025 | Area Calculation | 80 | 44 | 1 | FALSE | 1 | FALSE |  | 1.04 | 579.025 | 579.025 | 5315 | Plaster, gypsum |  | 0 | A5 | 0.012039 | 3.1525e-09 | 8.4188e-05 | 2.7664e-05 | 1.397e-05 | 1.6983e-08 | 0.29514 | 3.4741 | 0
| Civic Offices | Ceiling lining plasterboard, skim and paint | 1700879 | 8403082 | 3.3 | Ceiling finishes | skim | Construction | 579.025 | Area Calculation | 80 | 44 | 1 | FALSE | 1 | FALSE |  | 1.04 | 579.025 | 579.025 | 5315 | Plaster, gypsum |  | 0 | D2 | 0 | 0 | 0 | 0 | 0 | 0 | 0 | 0 | 0
| Civic Offices | Ceiling lining plasterboard, skim and paint | 1700879 | 8403082 | 3.3 | Ceiling finishes | skim | Construction | 579.025 | Area Calculation | 80 | 44 | 1 | FALSE | 1 | FALSE |  | 1.04 | 579.025 | 579.025 | 5315 | Plaster, gypsum |  | 0 | D3 | 0 | 0 | 0 | 0 | 0 | 0 | 0 | 0 | 0
| Civic Offices | Ceiling lining plasterboard, skim and paint | 1700879 | 8403082 | 3.3 | Ceiling finishes | skim | Construction | 579.025 | Area Calculation | 80 | 44 | 1 | FALSE | 1 | FALSE |  | 1.04 | 579.025 | 579.025 | 5315 | Plaster, gypsum |  | 0 | D4 | 0 | 0 | 0 | 0 | 0 | 0 | 0 | 0 | 0
| Civic Offices | Ceiling lining plasterboard, skim and paint | 1700879 | 8403082 | 3.3 | Ceiling finishes | skim | Construction | 579.025 | Area Calculation | 80 | 44 | 1 | FALSE | 1 | FALSE |  | 1.04 | 579.025 | 579.025 | 5315 | Plaster, gypsum |  | 60 | C2 | 0 | 0 | 0 | 0 | 0 | 0 | 0 | 0 | 0
| Civic Offices | Ceiling lining plasterboard, skim and paint | 1700879 | 8403082 | 3.3 | Ceiling finishes | skim | Construction | 579.025 | Area Calculation | 80 | 44 | 1 | FALSE | 1 | FALSE |  | 1.04 | 579.025 | 579.025 | 5315 | Plaster, gypsum |  | 60 | C4 | 0.30098 | 7.8812e-08 | 0.0021047 | 0.0006916 | 0.00034925 | 4.2457e-07 | 7.3786 | 86.8538 | 0.015094
| Civic Offices | Ceiling lining plasterboard, skim and paint | 1700879 | 8403082 | 3.3 | Ceiling finishes | skim | Construction | 579.025 | Area Calculation | 80 | 44 | 1 | FALSE | 1 | FALSE |  | 1.04 | 579.025 | 579.025 | 5315 | Plaster, gypsum |  | 60 | D2 | 0 | 0 | 0 | 0 | 0 | 0 | 0 | 0 | 0
| Civic Offices | Ceiling lining plasterboard, skim and paint | 1700879 | 8403082 | 3.3 | Ceiling finishes | skim | Construction | 579.025 | Area Calculation | 80 | 44 | 1 | FALSE | 1 | FALSE |  | 1.04 | 579.025 | 579.025 | 5315 | Plaster, gypsum |  | 60 | D3 | 0 | 0 | 0 | 0 | 0 | 0 | 0 | 0 | 0
| Civic Offices | Ceiling lining plasterboard, skim and paint | 1700879 | 8403082 | 3.3 | Ceiling finishes | skim | Construction | 579.025 | Area Calculation | 80 | 44 | 1 | FALSE | 1 | FALSE |  | 1.04 | 579.025 | 579.025 | 5315 | Plaster, gypsum |  | 60 | D4 | 0 | 0 | 0 | 0 | 0 | 0 | 0 | 0 | 0
| Civic Offices | Ceiling lining plasterboard (12mm) | 1700880 | 8403083 | 3.3 | Ceiling finishes | 12.5mm plasterboard finish | Construction | 11047.1875 | Area Calculation | 15 | 44 | 1 | FALSE | 1 | FALSE |  | 1.1 | 11047.1875 | 44188.75 | 5548 | General sheet (on framework), plasterboard |  | 0 | A1A3 | 4307.3985 | 0.00024418 | 30.3735 | 6.4086 | 2.1283 | 0.0079713 | 61155.105 | 5658.598 | 18.7387
| Civic Offices | Ceiling lining plasterboard (12mm) | 1700880 | 8403083 | 3.3 | Ceiling finishes | 12.5mm plasterboard finish | Construction | 11047.1875 | Area Calculation | 15 | 44 | 1 | FALSE | 1 | FALSE |  | 1.1 | 11047.1875 | 44188.75 | 5548 | General sheet (on framework), plasterboard |  | 0 | A4 | 316.5775 | 5.6881e-05 | 1.0366 | 0.28017 | 0.17684 | 0.0011041 | 4719.1028 | 720.5725 | 1.3028
| Civic Offices | Ceiling lining plasterboard (12mm) | 1700880 | 8403083 | 3.3 | Ceiling finishes | 12.5mm plasterboard finish | Construction | 11047.1875 | Area Calculation | 15 | 44 | 1 | FALSE | 1 | FALSE |  | 1.1 | 11047.1875 | 44188.75 | 5548 | General sheet (on framework), plasterboard |  | 0 | A5 | 2.2969 | 6.0146e-07 | 0.016062 | 0.005278 | 0.0026653 | 3.2402e-06 | 56.3102 | 115.9955 | 0
| Civic Offices | Ceiling lining plasterboard (12mm) | 1700880 | 8403083 | 3.3 | Ceiling finishes | 12.5mm plasterboard finish | Construction | 11047.1875 | Area Calculation | 15 | 44 | 1 | FALSE | 1 | FALSE |  | 1.1 | 11047.1875 | 44188.75 | 5548 | General sheet (on framework), plasterboard |  | 0 | D2 | 0 | 0 | 0 | 0 | 0 | 0 | 0 | 0 | 0
| Civic Offices | Ceiling lining plasterboard (12mm) | 1700880 | 8403083 | 3.3 | Ceiling finishes | 12.5mm plasterboard finish | Construction | 11047.1875 | Area Calculation | 15 | 44 | 1 | FALSE | 1 | FALSE |  | 1.1 | 11047.1875 | 44188.75 | 5548 | General sheet (on framework), plasterboard |  | 0 | D3 | 0 | 0 | 0 | 0 | 0 | 0 | 0 | 0 | 0
| Civic Offices | Ceiling lining plasterboard (12mm) | 1700880 | 8403083 | 3.3 | Ceiling finishes | 12.5mm plasterboard finish | Construction | 11047.1875 | Area Calculation | 15 | 44 | 1 | FALSE | 1 | FALSE |  | 1.1 | 11047.1875 | 44188.75 | 5548 | General sheet (on framework), plasterboard |  | 0 | D4 | 0 | 0 | 0 | 0 | 0 | 0 | 0 | 0 | 0
| Civic Offices | Ceiling lining plasterboard (12mm) | 1700880 | 8403083 | 3.3 | Ceiling finishes | 12.5mm plasterboard finish | Construction | 11047.1875 | Area Calculation | 15 | 44 | 1 | FALSE | 1 | FALSE |  | 1.1 | 11047.1875 | 44188.75 | 5548 | General sheet (on framework), plasterboard |  | 60 | C2 | 0 | 0 | 0 | 0 | 0 | 0 | 0 | 0 | 0
| Civic Offices | Ceiling lining plasterboard (12mm) | 1700880 | 8403083 | 3.3 | Ceiling finishes | 12.5mm plasterboard finish | Construction | 11047.1875 | Area Calculation | 15 | 44 | 1 | FALSE | 1 | FALSE |  | 1.1 | 11047.1875 | 44188.75 | 5548 | General sheet (on framework), plasterboard |  | 60 | C4 | 22.9693 | 6.0146e-06 | 0.16062 | 0.05278 | 0.026653 | 3.2402e-05 | 563.1021 | 1159.9547 | 1.1519
| Civic Offices | Ceiling lining plasterboard (12mm) | 1700880 | 8403083 | 3.3 | Ceiling finishes | 12.5mm plasterboard finish | Construction | 11047.1875 | Area Calculation | 15 | 44 | 1 | FALSE | 1 | FALSE |  | 1.1 | 11047.1875 | 44188.75 | 5548 | General sheet (on framework), plasterboard |  | 60 | D2 | 0 | 0 | 0 | 0 | 0 | 0 | 0 | 0 | 0
| Civic Offices | Ceiling lining plasterboard (12mm) | 1700880 | 8403083 | 3.3 | Ceiling finishes | 12.5mm plasterboard finish | Construction | 11047.1875 | Area Calculation | 15 | 44 | 1 | FALSE | 1 | FALSE |  | 1.1 | 11047.1875 | 44188.75 | 5548 | General sheet (on framework), plasterboard |  | 60 | D3 | 0 | 0 | 0 | 0 | 0 | 0 | 0 | 0 | 0
| Civic Offices | Ceiling lining plasterboard (12mm) | 1700880 | 8403083 | 3.3 | Ceiling finishes | 12.5mm plasterboard finish | Construction | 11047.1875 | Area Calculation | 15 | 44 | 1 | FALSE | 1 | FALSE |  | 1.1 | 11047.1875 | 44188.75 | 5548 | General sheet (on framework), plasterboard |  | 60 | D4 | 0 | 0 | 0 | 0 | 0 | 0 | 0 | 0 | 0
| Civic Offices | Ceiling lining plasterboard (12mm) | 1700880 | 8403083 | 3.3 | Ceiling finishes | 12.5mm plasterboard finish | Construction | 11047.1875 | Area Calculation | 15 | 44 | 1 | FALSE | 1 | FALSE |  | 1.1 | 11047.1875 | 44188.75 | 5548 | General sheet (on framework), plasterboard |  | 15 | B4B5 | 4649.2422 | 0.00030768 | 31.5868 | 6.7468 | 2.3345 | 0.009111 | 66493.62 | 7655.1207 | 20.0415
| Civic Offices | Ceiling lining plasterboard (12mm) | 1700880 | 8403083 | 3.3 | Ceiling finishes | 12.5mm plasterboard finish | Construction | 11047.1875 | Area Calculation | 15 | 44 | 1 | FALSE | 1 | FALSE |  | 1.1 | 11047.1875 | 44188.75 | 5548 | General sheet (on framework), plasterboard |  | 15 | D2 | 0 | 0 | 0 | 0 | 0 | 0 | 0 | 0 | 0
| Civic Offices | Ceiling lining plasterboard (12mm) | 1700880 | 8403083 | 3.3 | Ceiling finishes | 12.5mm plasterboard finish | Construction | 11047.1875 | Area Calculation | 15 | 44 | 1 | FALSE | 1 | FALSE |  | 1.1 | 11047.1875 | 44188.75 | 5548 | General sheet (on framework), plasterboard |  | 15 | D3 | 0 | 0 | 0 | 0 | 0 | 0 | 0 | 0 | 0
| Civic Offices | Ceiling lining plasterboard (12mm) | 1700880 | 8403083 | 3.3 | Ceiling finishes | 12.5mm plasterboard finish | Construction | 11047.1875 | Area Calculation | 15 | 44 | 1 | FALSE | 1 | FALSE |  | 1.1 | 11047.1875 | 44188.75 | 5548 | General sheet (on framework), plasterboard |  | 15 | D4 | 0 | 0 | 0 | 0 | 0 | 0 | 0 | 0 | 0
| Civic Offices | Ceiling lining plasterboard (12mm) | 1700880 | 8403083 | 3.3 | Ceiling finishes | 12.5mm plasterboard finish | Construction | 11047.1875 | Area Calculation | 15 | 44 | 1 | FALSE | 1 | FALSE |  | 1.1 | 11047.1875 | 44188.75 | 5548 | General sheet (on framework), plasterboard |  | 30 | B4B5 | 4649.2422 | 0.00030768 | 31.5868 | 6.7468 | 2.3345 | 0.009111 | 66493.62 | 7655.1207 | 20.0415
| Civic Offices | Ceiling lining plasterboard (12mm) | 1700880 | 8403083 | 3.3 | Ceiling finishes | 12.5mm plasterboard finish | Construction | 11047.1875 | Area Calculation | 15 | 44 | 1 | FALSE | 1 | FALSE |  | 1.1 | 11047.1875 | 44188.75 | 5548 | General sheet (on framework), plasterboard |  | 30 | D2 | 0 | 0 | 0 | 0 | 0 | 0 | 0 | 0 | 0
| Civic Offices | Ceiling lining plasterboard (12mm) | 1700880 | 8403083 | 3.3 | Ceiling finishes | 12.5mm plasterboard finish | Construction | 11047.1875 | Area Calculation | 15 | 44 | 1 | FALSE | 1 | FALSE |  | 1.1 | 11047.1875 | 44188.75 | 5548 | General sheet (on framework), plasterboard |  | 30 | D3 | 0 | 0 | 0 | 0 | 0 | 0 | 0 | 0 | 0
| Civic Offices | Ceiling lining plasterboard (12mm) | 1700880 | 8403083 | 3.3 | Ceiling finishes | 12.5mm plasterboard finish | Construction | 11047.1875 | Area Calculation | 15 | 44 | 1 | FALSE | 1 | FALSE |  | 1.1 | 11047.1875 | 44188.75 | 5548 | General sheet (on framework), plasterboard |  | 30 | D4 | 0 | 0 | 0 | 0 | 0 | 0 | 0 | 0 | 0
| Civic Offices | Ceiling lining plasterboard (12mm) | 1700880 | 8403083 | 3.3 | Ceiling finishes | 12.5mm plasterboard finish | Construction | 11047.1875 | Area Calculation | 15 | 44 | 1 | FALSE | 1 | FALSE |  | 1.1 | 11047.1875 | 44188.75 | 5548 | General sheet (on framework), plasterboard |  | 45 | B4B5 | 4649.2422 | 0.00030768 | 31.5868 | 6.7468 | 2.3345 | 0.009111 | 66493.62 | 7655.1207 | 20.0415
| Civic Offices | Ceiling lining plasterboard (12mm) | 1700880 | 8403083 | 3.3 | Ceiling finishes | 12.5mm plasterboard finish | Construction | 11047.1875 | Area Calculation | 15 | 44 | 1 | FALSE | 1 | FALSE |  | 1.1 | 11047.1875 | 44188.75 | 5548 | General sheet (on framework), plasterboard |  | 45 | D2 | 0 | 0 | 0 | 0 | 0 | 0 | 0 | 0 | 0
| Civic Offices | Ceiling lining plasterboard (12mm) | 1700880 | 8403083 | 3.3 | Ceiling finishes | 12.5mm plasterboard finish | Construction | 11047.1875 | Area Calculation | 15 | 44 | 1 | FALSE | 1 | FALSE |  | 1.1 | 11047.1875 | 44188.75 | 5548 | General sheet (on framework), plasterboard |  | 45 | D3 | 0 | 0 | 0 | 0 | 0 | 0 | 0 | 0 | 0
| Civic Offices | Ceiling lining plasterboard (12mm) | 1700880 | 8403083 | 3.3 | Ceiling finishes | 12.5mm plasterboard finish | Construction | 11047.1875 | Area Calculation | 15 | 44 | 1 | FALSE | 1 | FALSE |  | 1.1 | 11047.1875 | 44188.75 | 5548 | General sheet (on framework), plasterboard |  | 45 | D4 | 0 | 0 | 0 | 0 | 0 | 0 | 0 | 0 | 0
| Civic Offices | Internal ceiling finish (emulsion) | 1700881 | 8403085 | 3.3 | Ceiling finishes | Paint | Construction | 546.112 | Area Calculation | 5 | 44 | 1 | FALSE | 1 | FALSE |  | 1.06 | 546.112 | 6553.344 | 5134 | Paint, emulsion |  | 0 | A1A3 | 2164.0621 | 0.00034155 | 24.3831 | 9.5891 | 2.6271 | 0.02232 | 41550.2601 | 1729.6896 | 26.8416
| Civic Offices | Internal ceiling finish (emulsion) | 1700881 | 8403085 | 3.3 | Ceiling finishes | Paint | Construction | 546.112 | Area Calculation | 5 | 44 | 1 | FALSE | 1 | FALSE |  | 1.06 | 546.112 | 6553.344 | 5134 | Paint, emulsion |  | 0 | A4 | 11.0925 | 1.993e-06 | 0.036321 | 0.0098169 | 0.0061962 | 3.8685e-05 | 165.3512 | 25.2479 | 0.045647
| Civic Offices | Internal ceiling finish (emulsion) | 1700881 | 8403085 | 3.3 | Ceiling finishes | Paint | Construction | 546.112 | Area Calculation | 5 | 44 | 1 | FALSE | 1 | FALSE |  | 1.06 | 546.112 | 6553.344 | 5134 | Paint, emulsion |  | 0 | A5 | 1.3476 | 8.5001e-08 | 0.0030302 | 0.063721 | 0.00057206 | 4.5959e-07 | 8.0127 | 12.779 | 0
| Civic Offices | Internal ceiling finish (emulsion) | 1700881 | 8403085 | 3.3 | Ceiling finishes | Paint | Construction | 546.112 | Area Calculation | 5 | 44 | 1 | FALSE | 1 | FALSE |  | 1.06 | 546.112 | 6553.344 | 5134 | Paint, emulsion |  | 0 | D2 | 0 | 0 | 0 | 0 | 0 | 0 | 0 | 0 | 0
| Civic Offices | Internal ceiling finish (emulsion) | 1700881 | 8403085 | 3.3 | Ceiling finishes | Paint | Construction | 546.112 | Area Calculation | 5 | 44 | 1 | FALSE | 1 | FALSE |  | 1.06 | 546.112 | 6553.344 | 5134 | Paint, emulsion |  | 0 | D3 | 0 | 0 | 0 | 0 | 0 | 0 | 0 | 0 | 0
| Civic Offices | Internal ceiling finish (emulsion) | 1700881 | 8403085 | 3.3 | Ceiling finishes | Paint | Construction | 546.112 | Area Calculation | 5 | 44 | 1 | FALSE | 1 | FALSE |  | 1.06 | 546.112 | 6553.344 | 5134 | Paint, emulsion |  | 0 | D4 | 0 | 0 | 0 | 0 | 0 | 0 | 0 | 0 | 0
| Civic Offices | Internal ceiling finish (emulsion) | 1700881 | 8403085 | 3.3 | Ceiling finishes | Paint | Construction | 546.112 | Area Calculation | 5 | 44 | 1 | FALSE | 1 | FALSE |  | 1.06 | 546.112 | 6553.344 | 5134 | Paint, emulsion |  | 60 | C2 | 0 | 0 | 0 | 0 | 0 | 0 | 0 | 0 | 0
| Civic Offices | Internal ceiling finish (emulsion) | 1700881 | 8403085 | 3.3 | Ceiling finishes | Paint | Construction | 546.112 | Area Calculation | 5 | 44 | 1 | FALSE | 1 | FALSE |  | 1.06 | 546.112 | 6553.344 | 5134 | Paint, emulsion |  | 60 | C4 | 22.4596 | 1.4167e-06 | 0.050503 | 1.062 | 0.0095344 | 7.6598e-06 | 133.5445 | 212.9837 | 0.56298
| Civic Offices | Internal ceiling finish (emulsion) | 1700881 | 8403085 | 3.3 | Ceiling finishes | Paint | Construction | 546.112 | Area Calculation | 5 | 44 | 1 | FALSE | 1 | FALSE |  | 1.06 | 546.112 | 6553.344 | 5134 | Paint, emulsion |  | 60 | D2 | 0 | 0 | 0 | 0 | 0 | 0 | 0 | 0 | 0
| Civic Offices | Internal ceiling finish (emulsion) | 1700881 | 8403085 | 3.3 | Ceiling finishes | Paint | Construction | 546.112 | Area Calculation | 5 | 44 | 1 | FALSE | 1 | FALSE |  | 1.06 | 546.112 | 6553.344 | 5134 | Paint, emulsion |  | 60 | D3 | 0 | 0 | 0 | 0 | 0 | 0 | 0 | 0 | 0
| Civic Offices | Internal ceiling finish (emulsion) | 1700881 | 8403085 | 3.3 | Ceiling finishes | Paint | Construction | 546.112 | Area Calculation | 5 | 44 | 1 | FALSE | 1 | FALSE |  | 1.06 | 546.112 | 6553.344 | 5134 | Paint, emulsion |  | 60 | D4 | 0 | 0 | 0 | 0 | 0 | 0 | 0 | 0 | 0
| Civic Offices | Internal ceiling finish (emulsion) | 1700881 | 8403085 | 3.3 | Ceiling finishes | Paint | Construction | 546.112 | Area Calculation | 5 | 44 | 1 | FALSE | 1 | FALSE |  | 1.06 | 546.112 | 6553.344 | 5134 | Paint, emulsion |  | 5 | B4B5 | 2198.9618 | 0.00034505 | 24.473 | 10.7247 | 2.6434 | 0.022367 | 41857.1684 | 1980.7002 | 26.8872
| Civic Offices | Internal ceiling finish (emulsion) | 1700881 | 8403085 | 3.3 | Ceiling finishes | Paint | Construction | 546.112 | Area Calculation | 5 | 44 | 1 | FALSE | 1 | FALSE |  | 1.06 | 546.112 | 6553.344 | 5134 | Paint, emulsion |  | 5 | D2 | 0 | 0 | 0 | 0 | 0 | 0 | 0 | 0 | 0
| Civic Offices | Internal ceiling finish (emulsion) | 1700881 | 8403085 | 3.3 | Ceiling finishes | Paint | Construction | 546.112 | Area Calculation | 5 | 44 | 1 | FALSE | 1 | FALSE |  | 1.06 | 546.112 | 6553.344 | 5134 | Paint, emulsion |  | 5 | D3 | 0 | 0 | 0 | 0 | 0 | 0 | 0 | 0 | 0
| Civic Offices | Internal ceiling finish (emulsion) | 1700881 | 8403085 | 3.3 | Ceiling finishes | Paint | Construction | 546.112 | Area Calculation | 5 | 44 | 1 | FALSE | 1 | FALSE |  | 1.06 | 546.112 | 6553.344 | 5134 | Paint, emulsion |  | 5 | D4 | 0 | 0 | 0 | 0 | 0 | 0 | 0 | 0 | 0
| Civic Offices | Internal ceiling finish (emulsion) | 1700881 | 8403085 | 3.3 | Ceiling finishes | Paint | Construction | 546.112 | Area Calculation | 5 | 44 | 1 | FALSE | 1 | FALSE |  | 1.06 | 546.112 | 6553.344 | 5134 | Paint, emulsion |  | 10 | B4B5 | 2198.9618 | 0.00034505 | 24.473 | 10.7247 | 2.6434 | 0.022367 | 41857.1684 | 1980.7002 | 26.8872
| Civic Offices | Internal ceiling finish (emulsion) | 1700881 | 8403085 | 3.3 | Ceiling finishes | Paint | Construction | 546.112 | Area Calculation | 5 | 44 | 1 | FALSE | 1 | FALSE |  | 1.06 | 546.112 | 6553.344 | 5134 | Paint, emulsion |  | 10 | D2 | 0 | 0 | 0 | 0 | 0 | 0 | 0 | 0 | 0
| Civic Offices | Internal ceiling finish (emulsion) | 1700881 | 8403085 | 3.3 | Ceiling finishes | Paint | Construction | 546.112 | Area Calculation | 5 | 44 | 1 | FALSE | 1 | FALSE |  | 1.06 | 546.112 | 6553.344 | 5134 | Paint, emulsion |  | 10 | D3 | 0 | 0 | 0 | 0 | 0 | 0 | 0 | 0 | 0
| Civic Offices | Internal ceiling finish (emulsion) | 1700881 | 8403085 | 3.3 | Ceiling finishes | Paint | Construction | 546.112 | Area Calculation | 5 | 44 | 1 | FALSE | 1 | FALSE |  | 1.06 | 546.112 | 6553.344 | 5134 | Paint, emulsion |  | 10 | D4 | 0 | 0 | 0 | 0 | 0 | 0 | 0 | 0 | 0
| Civic Offices | Internal ceiling finish (emulsion) | 1700881 | 8403085 | 3.3 | Ceiling finishes | Paint | Construction | 546.112 | Area Calculation | 5 | 44 | 1 | FALSE | 1 | FALSE |  | 1.06 | 546.112 | 6553.344 | 5134 | Paint, emulsion |  | 15 | B4B5 | 2198.9618 | 0.00034505 | 24.473 | 10.7247 | 2.6434 | 0.022367 | 41857.1684 | 1980.7002 | 26.8872
| Civic Offices | Internal ceiling finish (emulsion) | 1700881 | 8403085 | 3.3 | Ceiling finishes | Paint | Construction | 546.112 | Area Calculation | 5 | 44 | 1 | FALSE | 1 | FALSE |  | 1.06 | 546.112 | 6553.344 | 5134 | Paint, emulsion |  | 15 | D2 | 0 | 0 | 0 | 0 | 0 | 0 | 0 | 0 | 0
| Civic Offices | Internal ceiling finish (emulsion) | 1700881 | 8403085 | 3.3 | Ceiling finishes | Paint | Construction | 546.112 | Area Calculation | 5 | 44 | 1 | FALSE | 1 | FALSE |  | 1.06 | 546.112 | 6553.344 | 5134 | Paint, emulsion |  | 15 | D3 | 0 | 0 | 0 | 0 | 0 | 0 | 0 | 0 | 0
| Civic Offices | Internal ceiling finish (emulsion) | 1700881 | 8403085 | 3.3 | Ceiling finishes | Paint | Construction | 546.112 | Area Calculation | 5 | 44 | 1 | FALSE | 1 | FALSE |  | 1.06 | 546.112 | 6553.344 | 5134 | Paint, emulsion |  | 15 | D4 | 0 | 0 | 0 | 0 | 0 | 0 | 0 | 0 | 0
| Civic Offices | Internal ceiling finish (emulsion) | 1700881 | 8403085 | 3.3 | Ceiling finishes | Paint | Construction | 546.112 | Area Calculation | 5 | 44 | 1 | FALSE | 1 | FALSE |  | 1.06 | 546.112 | 6553.344 | 5134 | Paint, emulsion |  | 20 | B4B5 | 2198.9618 | 0.00034505 | 24.473 | 10.7247 | 2.6434 | 0.022367 | 41857.1684 | 1980.7002 | 26.8872
| Civic Offices | Internal ceiling finish (emulsion) | 1700881 | 8403085 | 3.3 | Ceiling finishes | Paint | Construction | 546.112 | Area Calculation | 5 | 44 | 1 | FALSE | 1 | FALSE |  | 1.06 | 546.112 | 6553.344 | 5134 | Paint, emulsion |  | 20 | D2 | 0 | 0 | 0 | 0 | 0 | 0 | 0 | 0 | 0
| Civic Offices | Internal ceiling finish (emulsion) | 1700881 | 8403085 | 3.3 | Ceiling finishes | Paint | Construction | 546.112 | Area Calculation | 5 | 44 | 1 | FALSE | 1 | FALSE |  | 1.06 | 546.112 | 6553.344 | 5134 | Paint, emulsion |  | 20 | D3 | 0 | 0 | 0 | 0 | 0 | 0 | 0 | 0 | 0
| Civic Offices | Internal ceiling finish (emulsion) | 1700881 | 8403085 | 3.3 | Ceiling finishes | Paint | Construction | 546.112 | Area Calculation | 5 | 44 | 1 | FALSE | 1 | FALSE |  | 1.06 | 546.112 | 6553.344 | 5134 | Paint, emulsion |  | 20 | D4 | 0 | 0 | 0 | 0 | 0 | 0 | 0 | 0 | 0
| Civic Offices | Internal ceiling finish (emulsion) | 1700881 | 8403085 | 3.3 | Ceiling finishes | Paint | Construction | 546.112 | Area Calculation | 5 | 44 | 1 | FALSE | 1 | FALSE |  | 1.06 | 546.112 | 6553.344 | 5134 | Paint, emulsion |  | 25 | B4B5 | 2198.9618 | 0.00034505 | 24.473 | 10.7247 | 2.6434 | 0.022367 | 41857.1684 | 1980.7002 | 26.8872
| Civic Offices | Internal ceiling finish (emulsion) | 1700881 | 8403085 | 3.3 | Ceiling finishes | Paint | Construction | 546.112 | Area Calculation | 5 | 44 | 1 | FALSE | 1 | FALSE |  | 1.06 | 546.112 | 6553.344 | 5134 | Paint, emulsion |  | 25 | D2 | 0 | 0 | 0 | 0 | 0 | 0 | 0 | 0 | 0
| Civic Offices | Internal ceiling finish (emulsion) | 1700881 | 8403085 | 3.3 | Ceiling finishes | Paint | Construction | 546.112 | Area Calculation | 5 | 44 | 1 | FALSE | 1 | FALSE |  | 1.06 | 546.112 | 6553.344 | 5134 | Paint, emulsion |  | 25 | D3 | 0 | 0 | 0 | 0 | 0 | 0 | 0 | 0 | 0
| Civic Offices | Internal ceiling finish (emulsion) | 1700881 | 8403085 | 3.3 | Ceiling finishes | Paint | Construction | 546.112 | Area Calculation | 5 | 44 | 1 | FALSE | 1 | FALSE |  | 1.06 | 546.112 | 6553.344 | 5134 | Paint, emulsion |  | 25 | D4 | 0 | 0 | 0 | 0 | 0 | 0 | 0 | 0 | 0
| Civic Offices | Internal ceiling finish (emulsion) | 1700881 | 8403085 | 3.3 | Ceiling finishes | Paint | Construction | 546.112 | Area Calculation | 5 | 44 | 1 | FALSE | 1 | FALSE |  | 1.06 | 546.112 | 6553.344 | 5134 | Paint, emulsion |  | 30 | B4B5 | 2198.9618 | 0.00034505 | 24.473 | 10.7247 | 2.6434 | 0.022367 | 41857.1684 | 1980.7002 | 26.8872
| Civic Offices | Internal ceiling finish (emulsion) | 1700881 | 8403085 | 3.3 | Ceiling finishes | Paint | Construction | 546.112 | Area Calculation | 5 | 44 | 1 | FALSE | 1 | FALSE |  | 1.06 | 546.112 | 6553.344 | 5134 | Paint, emulsion |  | 30 | D2 | 0 | 0 | 0 | 0 | 0 | 0 | 0 | 0 | 0
| Civic Offices | Internal ceiling finish (emulsion) | 1700881 | 8403085 | 3.3 | Ceiling finishes | Paint | Construction | 546.112 | Area Calculation | 5 | 44 | 1 | FALSE | 1 | FALSE |  | 1.06 | 546.112 | 6553.344 | 5134 | Paint, emulsion |  | 30 | D3 | 0 | 0 | 0 | 0 | 0 | 0 | 0 | 0 | 0
| Civic Offices | Internal ceiling finish (emulsion) | 1700881 | 8403085 | 3.3 | Ceiling finishes | Paint | Construction | 546.112 | Area Calculation | 5 | 44 | 1 | FALSE | 1 | FALSE |  | 1.06 | 546.112 | 6553.344 | 5134 | Paint, emulsion |  | 30 | D4 | 0 | 0 | 0 | 0 | 0 | 0 | 0 | 0 | 0
| Civic Offices | Internal ceiling finish (emulsion) | 1700881 | 8403085 | 3.3 | Ceiling finishes | Paint | Construction | 546.112 | Area Calculation | 5 | 44 | 1 | FALSE | 1 | FALSE |  | 1.06 | 546.112 | 6553.344 | 5134 | Paint, emulsion |  | 35 | B4B5 | 2198.9618 | 0.00034505 | 24.473 | 10.7247 | 2.6434 | 0.022367 | 41857.1684 | 1980.7002 | 26.8872
| Civic Offices | Internal ceiling finish (emulsion) | 1700881 | 8403085 | 3.3 | Ceiling finishes | Paint | Construction | 546.112 | Area Calculation | 5 | 44 | 1 | FALSE | 1 | FALSE |  | 1.06 | 546.112 | 6553.344 | 5134 | Paint, emulsion |  | 35 | D2 | 0 | 0 | 0 | 0 | 0 | 0 | 0 | 0 | 0
| Civic Offices | Internal ceiling finish (emulsion) | 1700881 | 8403085 | 3.3 | Ceiling finishes | Paint | Construction | 546.112 | Area Calculation | 5 | 44 | 1 | FALSE | 1 | FALSE |  | 1.06 | 546.112 | 6553.344 | 5134 | Paint, emulsion |  | 35 | D3 | 0 | 0 | 0 | 0 | 0 | 0 | 0 | 0 | 0
| Civic Offices | Internal ceiling finish (emulsion) | 1700881 | 8403085 | 3.3 | Ceiling finishes | Paint | Construction | 546.112 | Area Calculation | 5 | 44 | 1 | FALSE | 1 | FALSE |  | 1.06 | 546.112 | 6553.344 | 5134 | Paint, emulsion |  | 35 | D4 | 0 | 0 | 0 | 0 | 0 | 0 | 0 | 0 | 0
| Civic Offices | Internal ceiling finish (emulsion) | 1700881 | 8403085 | 3.3 | Ceiling finishes | Paint | Construction | 546.112 | Area Calculation | 5 | 44 | 1 | FALSE | 1 | FALSE |  | 1.06 | 546.112 | 6553.344 | 5134 | Paint, emulsion |  | 40 | B4B5 | 2198.9618 | 0.00034505 | 24.473 | 10.7247 | 2.6434 | 0.022367 | 41857.1684 | 1980.7002 | 26.8872
| Civic Offices | Internal ceiling finish (emulsion) | 1700881 | 8403085 | 3.3 | Ceiling finishes | Paint | Construction | 546.112 | Area Calculation | 5 | 44 | 1 | FALSE | 1 | FALSE |  | 1.06 | 546.112 | 6553.344 | 5134 | Paint, emulsion |  | 40 | D2 | 0 | 0 | 0 | 0 | 0 | 0 | 0 | 0 | 0
| Civic Offices | Internal ceiling finish (emulsion) | 1700881 | 8403085 | 3.3 | Ceiling finishes | Paint | Construction | 546.112 | Area Calculation | 5 | 44 | 1 | FALSE | 1 | FALSE |  | 1.06 | 546.112 | 6553.344 | 5134 | Paint, emulsion |  | 40 | D3 | 0 | 0 | 0 | 0 | 0 | 0 | 0 | 0 | 0
| Civic Offices | Internal ceiling finish (emulsion) | 1700881 | 8403085 | 3.3 | Ceiling finishes | Paint | Construction | 546.112 | Area Calculation | 5 | 44 | 1 | FALSE | 1 | FALSE |  | 1.06 | 546.112 | 6553.344 | 5134 | Paint, emulsion |  | 40 | D4 | 0 | 0 | 0 | 0 | 0 | 0 | 0 | 0 | 0
| Civic Offices | Internal ceiling finish (emulsion) | 1700881 | 8403085 | 3.3 | Ceiling finishes | Paint | Construction | 546.112 | Area Calculation | 5 | 44 | 1 | FALSE | 1 | FALSE |  | 1.06 | 546.112 | 6553.344 | 5134 | Paint, emulsion |  | 45 | B4B5 | 2198.9618 | 0.00034505 | 24.473 | 10.7247 | 2.6434 | 0.022367 | 41857.1684 | 1980.7002 | 26.8872
| Civic Offices | Internal ceiling finish (emulsion) | 1700881 | 8403085 | 3.3 | Ceiling finishes | Paint | Construction | 546.112 | Area Calculation | 5 | 44 | 1 | FALSE | 1 | FALSE |  | 1.06 | 546.112 | 6553.344 | 5134 | Paint, emulsion |  | 45 | D2 | 0 | 0 | 0 | 0 | 0 | 0 | 0 | 0 | 0
| Civic Offices | Internal ceiling finish (emulsion) | 1700881 | 8403085 | 3.3 | Ceiling finishes | Paint | Construction | 546.112 | Area Calculation | 5 | 44 | 1 | FALSE | 1 | FALSE |  | 1.06 | 546.112 | 6553.344 | 5134 | Paint, emulsion |  | 45 | D3 | 0 | 0 | 0 | 0 | 0 | 0 | 0 | 0 | 0
| Civic Offices | Internal ceiling finish (emulsion) | 1700881 | 8403085 | 3.3 | Ceiling finishes | Paint | Construction | 546.112 | Area Calculation | 5 | 44 | 1 | FALSE | 1 | FALSE |  | 1.06 | 546.112 | 6553.344 | 5134 | Paint, emulsion |  | 45 | D4 | 0 | 0 | 0 | 0 | 0 | 0 | 0 | 0 | 0
| Civic Offices | Internal ceiling finish (emulsion) | 1700881 | 8403085 | 3.3 | Ceiling finishes | Paint | Construction | 546.112 | Area Calculation | 5 | 44 | 1 | FALSE | 1 | FALSE |  | 1.06 | 546.112 | 6553.344 | 5134 | Paint, emulsion |  | 50 | B4B5 | 2198.9618 | 0.00034505 | 24.473 | 10.7247 | 2.6434 | 0.022367 | 41857.1684 | 1980.7002 | 26.8872
| Civic Offices | Internal ceiling finish (emulsion) | 1700881 | 8403085 | 3.3 | Ceiling finishes | Paint | Construction | 546.112 | Area Calculation | 5 | 44 | 1 | FALSE | 1 | FALSE |  | 1.06 | 546.112 | 6553.344 | 5134 | Paint, emulsion |  | 50 | D2 | 0 | 0 | 0 | 0 | 0 | 0 | 0 | 0 | 0
| Civic Offices | Internal ceiling finish (emulsion) | 1700881 | 8403085 | 3.3 | Ceiling finishes | Paint | Construction | 546.112 | Area Calculation | 5 | 44 | 1 | FALSE | 1 | FALSE |  | 1.06 | 546.112 | 6553.344 | 5134 | Paint, emulsion |  | 50 | D3 | 0 | 0 | 0 | 0 | 0 | 0 | 0 | 0 | 0
| Civic Offices | Internal ceiling finish (emulsion) | 1700881 | 8403085 | 3.3 | Ceiling finishes | Paint | Construction | 546.112 | Area Calculation | 5 | 44 | 1 | FALSE | 1 | FALSE |  | 1.06 | 546.112 | 6553.344 | 5134 | Paint, emulsion |  | 50 | D4 | 0 | 0 | 0 | 0 | 0 | 0 | 0 | 0 | 0
| Civic Offices | Internal ceiling finish (emulsion) | 1700881 | 8403085 | 3.3 | Ceiling finishes | Paint | Construction | 546.112 | Area Calculation | 5 | 44 | 1 | FALSE | 1 | FALSE |  | 1.06 | 546.112 | 6553.344 | 5134 | Paint, emulsion |  | 55 | B4B5 | 2198.9618 | 0.00034505 | 24.473 | 10.7247 | 2.6434 | 0.022367 | 41857.1684 | 1980.7002 | 26.8872
| Civic Offices | Internal ceiling finish (emulsion) | 1700881 | 8403085 | 3.3 | Ceiling finishes | Paint | Construction | 546.112 | Area Calculation | 5 | 44 | 1 | FALSE | 1 | FALSE |  | 1.06 | 546.112 | 6553.344 | 5134 | Paint, emulsion |  | 55 | D2 | 0 | 0 | 0 | 0 | 0 | 0 | 0 | 0 | 0
| Civic Offices | Internal ceiling finish (emulsion) | 1700881 | 8403085 | 3.3 | Ceiling finishes | Paint | Construction | 546.112 | Area Calculation | 5 | 44 | 1 | FALSE | 1 | FALSE |  | 1.06 | 546.112 | 6553.344 | 5134 | Paint, emulsion |  | 55 | D3 | 0 | 0 | 0 | 0 | 0 | 0 | 0 | 0 | 0
| Civic Offices | Internal ceiling finish (emulsion) | 1700881 | 8403085 | 3.3 | Ceiling finishes | Paint | Construction | 546.112 | Area Calculation | 5 | 44 | 1 | FALSE | 1 | FALSE |  | 1.06 | 546.112 | 6553.344 | 5134 | Paint, emulsion |  | 55 | D4 | 0 | 0 | 0 | 0 | 0 | 0 | 0 | 0 | 0
| Civic Offices | Ceiling lining plasterboard, skim and paint | 1700883 | 8403087 | 3.3 | Ceiling finishes | skim | Construction | 342.95 | Area Calculation | 80 | 44 | 1 | FALSE | 1 | FALSE |  | 1.04 | 342.95 | 342.95 | 5315 | Plaster, gypsum |  | 0 | A1A3 | 44.1131 | 3.4977e-06 | 0.23973 | 0.054934 | 0.022703 | 5.2779e-05 | 567.3569 | 51.984 | 0.18184
| Civic Offices | Ceiling lining plasterboard, skim and paint | 1700883 | 8403087 | 3.3 | Ceiling finishes | skim | Construction | 342.95 | Area Calculation | 80 | 44 | 1 | FALSE | 1 | FALSE |  | 1.04 | 342.95 | 342.95 | 5315 | Plaster, gypsum |  | 0 | A4 | 3.8167 | 7.0254e-07 | 0.012763 | 0.0033674 | 0.0022264 | 1.0052e-05 | 57.6401 | 7.1217 | 0.015813
| Civic Offices | Ceiling lining plasterboard, skim and paint | 1700883 | 8403087 | 3.3 | Ceiling finishes | skim | Construction | 342.95 | Area Calculation | 80 | 44 | 1 | FALSE | 1 | FALSE |  | 1.04 | 342.95 | 342.95 | 5315 | Plaster, gypsum |  | 0 | A5 | 0.0071306 | 1.8672e-09 | 4.9864e-05 | 1.6385e-05 | 8.2743e-06 | 1.0059e-08 | 0.17481 | 2.0577 | 0
| Civic Offices | Ceiling lining plasterboard, skim and paint | 1700883 | 8403087 | 3.3 | Ceiling finishes | skim | Construction | 342.95 | Area Calculation | 80 | 44 | 1 | FALSE | 1 | FALSE |  | 1.04 | 342.95 | 342.95 | 5315 | Plaster, gypsum |  | 0 | D2 | 0 | 0 | 0 | 0 | 0 | 0 | 0 | 0 | 0
| Civic Offices | Ceiling lining plasterboard, skim and paint | 1700883 | 8403087 | 3.3 | Ceiling finishes | skim | Construction | 342.95 | Area Calculation | 80 | 44 | 1 | FALSE | 1 | FALSE |  | 1.04 | 342.95 | 342.95 | 5315 | Plaster, gypsum |  | 0 | D3 | 0 | 0 | 0 | 0 | 0 | 0 | 0 | 0 | 0
| Civic Offices | Ceiling lining plasterboard, skim and paint | 1700883 | 8403087 | 3.3 | Ceiling finishes | skim | Construction | 342.95 | Area Calculation | 80 | 44 | 1 | FALSE | 1 | FALSE |  | 1.04 | 342.95 | 342.95 | 5315 | Plaster, gypsum |  | 0 | D4 | 0 | 0 | 0 | 0 | 0 | 0 | 0 | 0 | 0
| Civic Offices | Ceiling lining plasterboard, skim and paint | 1700883 | 8403087 | 3.3 | Ceiling finishes | skim | Construction | 342.95 | Area Calculation | 80 | 44 | 1 | FALSE | 1 | FALSE |  | 1.04 | 342.95 | 342.95 | 5315 | Plaster, gypsum |  | 60 | C2 | 0 | 0 | 0 | 0 | 0 | 0 | 0 | 0 | 0
| Civic Offices | Ceiling lining plasterboard, skim and paint | 1700883 | 8403087 | 3.3 | Ceiling finishes | skim | Construction | 342.95 | Area Calculation | 80 | 44 | 1 | FALSE | 1 | FALSE |  | 1.04 | 342.95 | 342.95 | 5315 | Plaster, gypsum |  | 60 | C4 | 0.17827 | 4.668e-08 | 0.0012466 | 0.00040963 | 0.00020686 | 2.5147e-07 | 4.3702 | 51.4425 | 0.00894
| Civic Offices | Ceiling lining plasterboard, skim and paint | 1700883 | 8403087 | 3.3 | Ceiling finishes | skim | Construction | 342.95 | Area Calculation | 80 | 44 | 1 | FALSE | 1 | FALSE |  | 1.04 | 342.95 | 342.95 | 5315 | Plaster, gypsum |  | 60 | D2 | 0 | 0 | 0 | 0 | 0 | 0 | 0 | 0 | 0
| Civic Offices | Ceiling lining plasterboard, skim and paint | 1700883 | 8403087 | 3.3 | Ceiling finishes | skim | Construction | 342.95 | Area Calculation | 80 | 44 | 1 | FALSE | 1 | FALSE |  | 1.04 | 342.95 | 342.95 | 5315 | Plaster, gypsum |  | 60 | D3 | 0 | 0 | 0 | 0 | 0 | 0 | 0 | 0 | 0
| Civic Offices | Ceiling lining plasterboard, skim and paint | 1700883 | 8403087 | 3.3 | Ceiling finishes | skim | Construction | 342.95 | Area Calculation | 80 | 44 | 1 | FALSE | 1 | FALSE |  | 1.04 | 342.95 | 342.95 | 5315 | Plaster, gypsum |  | 60 | D4 | 0 | 0 | 0 | 0 | 0 | 0 | 0 | 0 | 0
| Civic Offices | Ceiling lining plasterboard (12mm) | 1700884 | 8403088 | 3.3 | Ceiling finishes | 12.5mm plasterboard finish | Construction | 6543.125 | Area Calculation | 15 | 44 | 1 | FALSE | 1 | FALSE |  | 1.1 | 6543.125 | 26172.5 | 5548 | General sheet (on framework), plasterboard |  | 0 | A1A3 | 2551.2237 | 0.00014463 | 17.9899 | 3.7957 | 1.2606 | 0.0047213 | 36221.4814 | 3351.524 | 11.0987
| Civic Offices | Ceiling lining plasterboard (12mm) | 1700884 | 8403088 | 3.3 | Ceiling finishes | 12.5mm plasterboard finish | Construction | 6543.125 | Area Calculation | 15 | 44 | 1 | FALSE | 1 | FALSE |  | 1.1 | 6543.125 | 26172.5 | 5548 | General sheet (on framework), plasterboard |  | 0 | A4 | 187.5053 | 3.369e-05 | 0.61396 | 0.16594 | 0.10474 | 0.00065392 | 2795.0715 | 426.787 | 0.77161
| Civic Offices | Ceiling lining plasterboard (12mm) | 1700884 | 8403088 | 3.3 | Ceiling finishes | 12.5mm plasterboard finish | Construction | 6543.125 | Area Calculation | 15 | 44 | 1 | FALSE | 1 | FALSE |  | 1.1 | 6543.125 | 26172.5 | 5548 | General sheet (on framework), plasterboard |  | 0 | A5 | 1.3604 | 3.5624e-07 | 0.0095135 | 0.0031261 | 0.0015787 | 1.9191e-06 | 33.3519 | 68.7028 | 0
| Civic Offices | Ceiling lining plasterboard (12mm) | 1700884 | 8403088 | 3.3 | Ceiling finishes | 12.5mm plasterboard finish | Construction | 6543.125 | Area Calculation | 15 | 44 | 1 | FALSE | 1 | FALSE |  | 1.1 | 6543.125 | 26172.5 | 5548 | General sheet (on framework), plasterboard |  | 0 | D2 | 0 | 0 | 0 | 0 | 0 | 0 | 0 | 0 | 0
| Civic Offices | Ceiling lining plasterboard (12mm) | 1700884 | 8403088 | 3.3 | Ceiling finishes | 12.5mm plasterboard finish | Construction | 6543.125 | Area Calculation | 15 | 44 | 1 | FALSE | 1 | FALSE |  | 1.1 | 6543.125 | 26172.5 | 5548 | General sheet (on framework), plasterboard |  | 0 | D3 | 0 | 0 | 0 | 0 | 0 | 0 | 0 | 0 | 0
| Civic Offices | Ceiling lining plasterboard (12mm) | 1700884 | 8403088 | 3.3 | Ceiling finishes | 12.5mm plasterboard finish | Construction | 6543.125 | Area Calculation | 15 | 44 | 1 | FALSE | 1 | FALSE |  | 1.1 | 6543.125 | 26172.5 | 5548 | General sheet (on framework), plasterboard |  | 0 | D4 | 0 | 0 | 0 | 0 | 0 | 0 | 0 | 0 | 0
| Civic Offices | Ceiling lining plasterboard (12mm) | 1700884 | 8403088 | 3.3 | Ceiling finishes | 12.5mm plasterboard finish | Construction | 6543.125 | Area Calculation | 15 | 44 | 1 | FALSE | 1 | FALSE |  | 1.1 | 6543.125 | 26172.5 | 5548 | General sheet (on framework), plasterboard |  | 60 | C2 | 0 | 0 | 0 | 0 | 0 | 0 | 0 | 0 | 0
| Civic Offices | Ceiling lining plasterboard (12mm) | 1700884 | 8403088 | 3.3 | Ceiling finishes | 12.5mm plasterboard finish | Construction | 6543.125 | Area Calculation | 15 | 44 | 1 | FALSE | 1 | FALSE |  | 1.1 | 6543.125 | 26172.5 | 5548 | General sheet (on framework), plasterboard |  | 60 | C4 | 13.6045 | 3.5624e-06 | 0.095135 | 0.031261 | 0.015787 | 1.9191e-05 | 333.519 | 687.0281 | 0.68227
| Civic Offices | Ceiling lining plasterboard (12mm) | 1700884 | 8403088 | 3.3 | Ceiling finishes | 12.5mm plasterboard finish | Construction | 6543.125 | Area Calculation | 15 | 44 | 1 | FALSE | 1 | FALSE |  | 1.1 | 6543.125 | 26172.5 | 5548 | General sheet (on framework), plasterboard |  | 60 | D2 | 0 | 0 | 0 | 0 | 0 | 0 | 0 | 0 | 0
| Civic Offices | Ceiling lining plasterboard (12mm) | 1700884 | 8403088 | 3.3 | Ceiling finishes | 12.5mm plasterboard finish | Construction | 6543.125 | Area Calculation | 15 | 44 | 1 | FALSE | 1 | FALSE |  | 1.1 | 6543.125 | 26172.5 | 5548 | General sheet (on framework), plasterboard |  | 60 | D3 | 0 | 0 | 0 | 0 | 0 | 0 | 0 | 0 | 0
| Civic Offices | Ceiling lining plasterboard (12mm) | 1700884 | 8403088 | 3.3 | Ceiling finishes | 12.5mm plasterboard finish | Construction | 6543.125 | Area Calculation | 15 | 44 | 1 | FALSE | 1 | FALSE |  | 1.1 | 6543.125 | 26172.5 | 5548 | General sheet (on framework), plasterboard |  | 60 | D4 | 0 | 0 | 0 | 0 | 0 | 0 | 0 | 0 | 0
| Civic Offices | Ceiling lining plasterboard (12mm) | 1700884 | 8403088 | 3.3 | Ceiling finishes | 12.5mm plasterboard finish | Construction | 6543.125 | Area Calculation | 15 | 44 | 1 | FALSE | 1 | FALSE |  | 1.1 | 6543.125 | 26172.5 | 5548 | General sheet (on framework), plasterboard |  | 15 | B4B5 | 2753.6939 | 0.00018223 | 18.7085 | 3.996 | 1.3827 | 0.0053964 | 39383.4238 | 4534.0419 | 11.8703
| Civic Offices | Ceiling lining plasterboard (12mm) | 1700884 | 8403088 | 3.3 | Ceiling finishes | 12.5mm plasterboard finish | Construction | 6543.125 | Area Calculation | 15 | 44 | 1 | FALSE | 1 | FALSE |  | 1.1 | 6543.125 | 26172.5 | 5548 | General sheet (on framework), plasterboard |  | 15 | D2 | 0 | 0 | 0 | 0 | 0 | 0 | 0 | 0 | 0
| Civic Offices | Ceiling lining plasterboard (12mm) | 1700884 | 8403088 | 3.3 | Ceiling finishes | 12.5mm plasterboard finish | Construction | 6543.125 | Area Calculation | 15 | 44 | 1 | FALSE | 1 | FALSE |  | 1.1 | 6543.125 | 26172.5 | 5548 | General sheet (on framework), plasterboard |  | 15 | D3 | 0 | 0 | 0 | 0 | 0 | 0 | 0 | 0 | 0
| Civic Offices | Ceiling lining plasterboard (12mm) | 1700884 | 8403088 | 3.3 | Ceiling finishes | 12.5mm plasterboard finish | Construction | 6543.125 | Area Calculation | 15 | 44 | 1 | FALSE | 1 | FALSE |  | 1.1 | 6543.125 | 26172.5 | 5548 | General sheet (on framework), plasterboard |  | 15 | D4 | 0 | 0 | 0 | 0 | 0 | 0 | 0 | 0 | 0
| Civic Offices | Ceiling lining plasterboard (12mm) | 1700884 | 8403088 | 3.3 | Ceiling finishes | 12.5mm plasterboard finish | Construction | 6543.125 | Area Calculation | 15 | 44 | 1 | FALSE | 1 | FALSE |  | 1.1 | 6543.125 | 26172.5 | 5548 | General sheet (on framework), plasterboard |  | 30 | B4B5 | 2753.6939 | 0.00018223 | 18.7085 | 3.996 | 1.3827 | 0.0053964 | 39383.4238 | 4534.0419 | 11.8703
| Civic Offices | Ceiling lining plasterboard (12mm) | 1700884 | 8403088 | 3.3 | Ceiling finishes | 12.5mm plasterboard finish | Construction | 6543.125 | Area Calculation | 15 | 44 | 1 | FALSE | 1 | FALSE |  | 1.1 | 6543.125 | 26172.5 | 5548 | General sheet (on framework), plasterboard |  | 30 | D2 | 0 | 0 | 0 | 0 | 0 | 0 | 0 | 0 | 0
| Civic Offices | Ceiling lining plasterboard (12mm) | 1700884 | 8403088 | 3.3 | Ceiling finishes | 12.5mm plasterboard finish | Construction | 6543.125 | Area Calculation | 15 | 44 | 1 | FALSE | 1 | FALSE |  | 1.1 | 6543.125 | 26172.5 | 5548 | General sheet (on framework), plasterboard |  | 30 | D3 | 0 | 0 | 0 | 0 | 0 | 0 | 0 | 0 | 0
| Civic Offices | Ceiling lining plasterboard (12mm) | 1700884 | 8403088 | 3.3 | Ceiling finishes | 12.5mm plasterboard finish | Construction | 6543.125 | Area Calculation | 15 | 44 | 1 | FALSE | 1 | FALSE |  | 1.1 | 6543.125 | 26172.5 | 5548 | General sheet (on framework), plasterboard |  | 30 | D4 | 0 | 0 | 0 | 0 | 0 | 0 | 0 | 0 | 0
| Civic Offices | Ceiling lining plasterboard (12mm) | 1700884 | 8403088 | 3.3 | Ceiling finishes | 12.5mm plasterboard finish | Construction | 6543.125 | Area Calculation | 15 | 44 | 1 | FALSE | 1 | FALSE |  | 1.1 | 6543.125 | 26172.5 | 5548 | General sheet (on framework), plasterboard |  | 45 | B4B5 | 2753.6939 | 0.00018223 | 18.7085 | 3.996 | 1.3827 | 0.0053964 | 39383.4238 | 4534.0419 | 11.8703
| Civic Offices | Ceiling lining plasterboard (12mm) | 1700884 | 8403088 | 3.3 | Ceiling finishes | 12.5mm plasterboard finish | Construction | 6543.125 | Area Calculation | 15 | 44 | 1 | FALSE | 1 | FALSE |  | 1.1 | 6543.125 | 26172.5 | 5548 | General sheet (on framework), plasterboard |  | 45 | D2 | 0 | 0 | 0 | 0 | 0 | 0 | 0 | 0 | 0
| Civic Offices | Ceiling lining plasterboard (12mm) | 1700884 | 8403088 | 3.3 | Ceiling finishes | 12.5mm plasterboard finish | Construction | 6543.125 | Area Calculation | 15 | 44 | 1 | FALSE | 1 | FALSE |  | 1.1 | 6543.125 | 26172.5 | 5548 | General sheet (on framework), plasterboard |  | 45 | D3 | 0 | 0 | 0 | 0 | 0 | 0 | 0 | 0 | 0
| Civic Offices | Ceiling lining plasterboard (12mm) | 1700884 | 8403088 | 3.3 | Ceiling finishes | 12.5mm plasterboard finish | Construction | 6543.125 | Area Calculation | 15 | 44 | 1 | FALSE | 1 | FALSE |  | 1.1 | 6543.125 | 26172.5 | 5548 | General sheet (on framework), plasterboard |  | 45 | D4 | 0 | 0 | 0 | 0 | 0 | 0 | 0 | 0 | 0
| Civic Offices | Internal ceiling finish (emulsion) | 1700885 | 8403090 | 3.3 | Ceiling finishes | Paint | Construction | 323.456 | Area Calculation | 5 | 44 | 1 | FALSE | 1 | FALSE |  | 1.06 | 323.456 | 3881.472 | 5134 | Paint, emulsion |  | 0 | A1A3 | 1281.7497 | 0.0002023 | 14.4418 | 5.6795 | 1.556 | 0.01322 | 24609.7521 | 1024.4757 | 15.898
| Civic Offices | Internal ceiling finish (emulsion) | 1700885 | 8403090 | 3.3 | Ceiling finishes | Paint | Construction | 323.456 | Area Calculation | 5 | 44 | 1 | FALSE | 1 | FALSE |  | 1.06 | 323.456 | 3881.472 | 5134 | Paint, emulsion |  | 0 | A4 | 6.5699 | 1.1805e-06 | 0.021512 | 0.0058144 | 0.00367 | 2.2913e-05 | 97.9356 | 14.9541 | 0.027036
| Civic Offices | Internal ceiling finish (emulsion) | 1700885 | 8403090 | 3.3 | Ceiling finishes | Paint | Construction | 323.456 | Area Calculation | 5 | 44 | 1 | FALSE | 1 | FALSE |  | 1.06 | 323.456 | 3881.472 | 5134 | Paint, emulsion |  | 0 | A5 | 0.79815 | 5.0345e-08 | 0.0017947 | 0.037741 | 0.00033883 | 2.7221e-07 | 4.7458 | 7.5689 | 0
| Civic Offices | Internal ceiling finish (emulsion) | 1700885 | 8403090 | 3.3 | Ceiling finishes | Paint | Construction | 323.456 | Area Calculation | 5 | 44 | 1 | FALSE | 1 | FALSE |  | 1.06 | 323.456 | 3881.472 | 5134 | Paint, emulsion |  | 0 | D2 | 0 | 0 | 0 | 0 | 0 | 0 | 0 | 0 | 0
| Civic Offices | Internal ceiling finish (emulsion) | 1700885 | 8403090 | 3.3 | Ceiling finishes | Paint | Construction | 323.456 | Area Calculation | 5 | 44 | 1 | FALSE | 1 | FALSE |  | 1.06 | 323.456 | 3881.472 | 5134 | Paint, emulsion |  | 0 | D3 | 0 | 0 | 0 | 0 | 0 | 0 | 0 | 0 | 0
| Civic Offices | Internal ceiling finish (emulsion) | 1700885 | 8403090 | 3.3 | Ceiling finishes | Paint | Construction | 323.456 | Area Calculation | 5 | 44 | 1 | FALSE | 1 | FALSE |  | 1.06 | 323.456 | 3881.472 | 5134 | Paint, emulsion |  | 0 | D4 | 0 | 0 | 0 | 0 | 0 | 0 | 0 | 0 | 0
| Civic Offices | Internal ceiling finish (emulsion) | 1700885 | 8403090 | 3.3 | Ceiling finishes | Paint | Construction | 323.456 | Area Calculation | 5 | 44 | 1 | FALSE | 1 | FALSE |  | 1.06 | 323.456 | 3881.472 | 5134 | Paint, emulsion |  | 60 | C2 | 0 | 0 | 0 | 0 | 0 | 0 | 0 | 0 | 0
| Civic Offices | Internal ceiling finish (emulsion) | 1700885 | 8403090 | 3.3 | Ceiling finishes | Paint | Construction | 323.456 | Area Calculation | 5 | 44 | 1 | FALSE | 1 | FALSE |  | 1.06 | 323.456 | 3881.472 | 5134 | Paint, emulsion |  | 60 | C4 | 13.3026 | 8.3909e-07 | 0.029912 | 0.62902 | 0.0056471 | 4.5368e-06 | 79.0969 | 126.1478 | 0.33345
| Civic Offices | Internal ceiling finish (emulsion) | 1700885 | 8403090 | 3.3 | Ceiling finishes | Paint | Construction | 323.456 | Area Calculation | 5 | 44 | 1 | FALSE | 1 | FALSE |  | 1.06 | 323.456 | 3881.472 | 5134 | Paint, emulsion |  | 60 | D2 | 0 | 0 | 0 | 0 | 0 | 0 | 0 | 0 | 0
| Civic Offices | Internal ceiling finish (emulsion) | 1700885 | 8403090 | 3.3 | Ceiling finishes | Paint | Construction | 323.456 | Area Calculation | 5 | 44 | 1 | FALSE | 1 | FALSE |  | 1.06 | 323.456 | 3881.472 | 5134 | Paint, emulsion |  | 60 | D3 | 0 | 0 | 0 | 0 | 0 | 0 | 0 | 0 | 0
| Civic Offices | Internal ceiling finish (emulsion) | 1700885 | 8403090 | 3.3 | Ceiling finishes | Paint | Construction | 323.456 | Area Calculation | 5 | 44 | 1 | FALSE | 1 | FALSE |  | 1.06 | 323.456 | 3881.472 | 5134 | Paint, emulsion |  | 60 | D4 | 0 | 0 | 0 | 0 | 0 | 0 | 0 | 0 | 0
| Civic Offices | Internal ceiling finish (emulsion) | 1700885 | 8403090 | 3.3 | Ceiling finishes | Paint | Construction | 323.456 | Area Calculation | 5 | 44 | 1 | FALSE | 1 | FALSE |  | 1.06 | 323.456 | 3881.472 | 5134 | Paint, emulsion |  | 5 | B4B5 | 1302.4203 | 0.00020437 | 14.4951 | 6.3521 | 1.5657 | 0.013248 | 24791.5304 | 1173.1465 | 15.925
| Civic Offices | Internal ceiling finish (emulsion) | 1700885 | 8403090 | 3.3 | Ceiling finishes | Paint | Construction | 323.456 | Area Calculation | 5 | 44 | 1 | FALSE | 1 | FALSE |  | 1.06 | 323.456 | 3881.472 | 5134 | Paint, emulsion |  | 5 | D2 | 0 | 0 | 0 | 0 | 0 | 0 | 0 | 0 | 0
| Civic Offices | Internal ceiling finish (emulsion) | 1700885 | 8403090 | 3.3 | Ceiling finishes | Paint | Construction | 323.456 | Area Calculation | 5 | 44 | 1 | FALSE | 1 | FALSE |  | 1.06 | 323.456 | 3881.472 | 5134 | Paint, emulsion |  | 5 | D3 | 0 | 0 | 0 | 0 | 0 | 0 | 0 | 0 | 0
| Civic Offices | Internal ceiling finish (emulsion) | 1700885 | 8403090 | 3.3 | Ceiling finishes | Paint | Construction | 323.456 | Area Calculation | 5 | 44 | 1 | FALSE | 1 | FALSE |  | 1.06 | 323.456 | 3881.472 | 5134 | Paint, emulsion |  | 5 | D4 | 0 | 0 | 0 | 0 | 0 | 0 | 0 | 0 | 0
| Civic Offices | Internal ceiling finish (emulsion) | 1700885 | 8403090 | 3.3 | Ceiling finishes | Paint | Construction | 323.456 | Area Calculation | 5 | 44 | 1 | FALSE | 1 | FALSE |  | 1.06 | 323.456 | 3881.472 | 5134 | Paint, emulsion |  | 10 | B4B5 | 1302.4203 | 0.00020437 | 14.4951 | 6.3521 | 1.5657 | 0.013248 | 24791.5304 | 1173.1465 | 15.925
| Civic Offices | Internal ceiling finish (emulsion) | 1700885 | 8403090 | 3.3 | Ceiling finishes | Paint | Construction | 323.456 | Area Calculation | 5 | 44 | 1 | FALSE | 1 | FALSE |  | 1.06 | 323.456 | 3881.472 | 5134 | Paint, emulsion |  | 10 | D2 | 0 | 0 | 0 | 0 | 0 | 0 | 0 | 0 | 0
| Civic Offices | Internal ceiling finish (emulsion) | 1700885 | 8403090 | 3.3 | Ceiling finishes | Paint | Construction | 323.456 | Area Calculation | 5 | 44 | 1 | FALSE | 1 | FALSE |  | 1.06 | 323.456 | 3881.472 | 5134 | Paint, emulsion |  | 10 | D3 | 0 | 0 | 0 | 0 | 0 | 0 | 0 | 0 | 0
| Civic Offices | Internal ceiling finish (emulsion) | 1700885 | 8403090 | 3.3 | Ceiling finishes | Paint | Construction | 323.456 | Area Calculation | 5 | 44 | 1 | FALSE | 1 | FALSE |  | 1.06 | 323.456 | 3881.472 | 5134 | Paint, emulsion |  | 10 | D4 | 0 | 0 | 0 | 0 | 0 | 0 | 0 | 0 | 0
| Civic Offices | Internal ceiling finish (emulsion) | 1700885 | 8403090 | 3.3 | Ceiling finishes | Paint | Construction | 323.456 | Area Calculation | 5 | 44 | 1 | FALSE | 1 | FALSE |  | 1.06 | 323.456 | 3881.472 | 5134 | Paint, emulsion |  | 15 | B4B5 | 1302.4203 | 0.00020437 | 14.4951 | 6.3521 | 1.5657 | 0.013248 | 24791.5304 | 1173.1465 | 15.925
| Civic Offices | Internal ceiling finish (emulsion) | 1700885 | 8403090 | 3.3 | Ceiling finishes | Paint | Construction | 323.456 | Area Calculation | 5 | 44 | 1 | FALSE | 1 | FALSE |  | 1.06 | 323.456 | 3881.472 | 5134 | Paint, emulsion |  | 15 | D2 | 0 | 0 | 0 | 0 | 0 | 0 | 0 | 0 | 0
| Civic Offices | Internal ceiling finish (emulsion) | 1700885 | 8403090 | 3.3 | Ceiling finishes | Paint | Construction | 323.456 | Area Calculation | 5 | 44 | 1 | FALSE | 1 | FALSE |  | 1.06 | 323.456 | 3881.472 | 5134 | Paint, emulsion |  | 15 | D3 | 0 | 0 | 0 | 0 | 0 | 0 | 0 | 0 | 0
| Civic Offices | Internal ceiling finish (emulsion) | 1700885 | 8403090 | 3.3 | Ceiling finishes | Paint | Construction | 323.456 | Area Calculation | 5 | 44 | 1 | FALSE | 1 | FALSE |  | 1.06 | 323.456 | 3881.472 | 5134 | Paint, emulsion |  | 15 | D4 | 0 | 0 | 0 | 0 | 0 | 0 | 0 | 0 | 0
| Civic Offices | Internal ceiling finish (emulsion) | 1700885 | 8403090 | 3.3 | Ceiling finishes | Paint | Construction | 323.456 | Area Calculation | 5 | 44 | 1 | FALSE | 1 | FALSE |  | 1.06 | 323.456 | 3881.472 | 5134 | Paint, emulsion |  | 20 | B4B5 | 1302.4203 | 0.00020437 | 14.4951 | 6.3521 | 1.5657 | 0.013248 | 24791.5304 | 1173.1465 | 15.925
| Civic Offices | Internal ceiling finish (emulsion) | 1700885 | 8403090 | 3.3 | Ceiling finishes | Paint | Construction | 323.456 | Area Calculation | 5 | 44 | 1 | FALSE | 1 | FALSE |  | 1.06 | 323.456 | 3881.472 | 5134 | Paint, emulsion |  | 20 | D2 | 0 | 0 | 0 | 0 | 0 | 0 | 0 | 0 | 0
| Civic Offices | Internal ceiling finish (emulsion) | 1700885 | 8403090 | 3.3 | Ceiling finishes | Paint | Construction | 323.456 | Area Calculation | 5 | 44 | 1 | FALSE | 1 | FALSE |  | 1.06 | 323.456 | 3881.472 | 5134 | Paint, emulsion |  | 20 | D3 | 0 | 0 | 0 | 0 | 0 | 0 | 0 | 0 | 0
| Civic Offices | Internal ceiling finish (emulsion) | 1700885 | 8403090 | 3.3 | Ceiling finishes | Paint | Construction | 323.456 | Area Calculation | 5 | 44 | 1 | FALSE | 1 | FALSE |  | 1.06 | 323.456 | 3881.472 | 5134 | Paint, emulsion |  | 20 | D4 | 0 | 0 | 0 | 0 | 0 | 0 | 0 | 0 | 0
| Civic Offices | Internal ceiling finish (emulsion) | 1700885 | 8403090 | 3.3 | Ceiling finishes | Paint | Construction | 323.456 | Area Calculation | 5 | 44 | 1 | FALSE | 1 | FALSE |  | 1.06 | 323.456 | 3881.472 | 5134 | Paint, emulsion |  | 25 | B4B5 | 1302.4203 | 0.00020437 | 14.4951 | 6.3521 | 1.5657 | 0.013248 | 24791.5304 | 1173.1465 | 15.925
| Civic Offices | Internal ceiling finish (emulsion) | 1700885 | 8403090 | 3.3 | Ceiling finishes | Paint | Construction | 323.456 | Area Calculation | 5 | 44 | 1 | FALSE | 1 | FALSE |  | 1.06 | 323.456 | 3881.472 | 5134 | Paint, emulsion |  | 25 | D2 | 0 | 0 | 0 | 0 | 0 | 0 | 0 | 0 | 0
| Civic Offices | Internal ceiling finish (emulsion) | 1700885 | 8403090 | 3.3 | Ceiling finishes | Paint | Construction | 323.456 | Area Calculation | 5 | 44 | 1 | FALSE | 1 | FALSE |  | 1.06 | 323.456 | 3881.472 | 5134 | Paint, emulsion |  | 25 | D3 | 0 | 0 | 0 | 0 | 0 | 0 | 0 | 0 | 0
| Civic Offices | Internal ceiling finish (emulsion) | 1700885 | 8403090 | 3.3 | Ceiling finishes | Paint | Construction | 323.456 | Area Calculation | 5 | 44 | 1 | FALSE | 1 | FALSE |  | 1.06 | 323.456 | 3881.472 | 5134 | Paint, emulsion |  | 25 | D4 | 0 | 0 | 0 | 0 | 0 | 0 | 0 | 0 | 0
| Civic Offices | Internal ceiling finish (emulsion) | 1700885 | 8403090 | 3.3 | Ceiling finishes | Paint | Construction | 323.456 | Area Calculation | 5 | 44 | 1 | FALSE | 1 | FALSE |  | 1.06 | 323.456 | 3881.472 | 5134 | Paint, emulsion |  | 30 | B4B5 | 1302.4203 | 0.00020437 | 14.4951 | 6.3521 | 1.5657 | 0.013248 | 24791.5304 | 1173.1465 | 15.925
| Civic Offices | Internal ceiling finish (emulsion) | 1700885 | 8403090 | 3.3 | Ceiling finishes | Paint | Construction | 323.456 | Area Calculation | 5 | 44 | 1 | FALSE | 1 | FALSE |  | 1.06 | 323.456 | 3881.472 | 5134 | Paint, emulsion |  | 30 | D2 | 0 | 0 | 0 | 0 | 0 | 0 | 0 | 0 | 0
| Civic Offices | Internal ceiling finish (emulsion) | 1700885 | 8403090 | 3.3 | Ceiling finishes | Paint | Construction | 323.456 | Area Calculation | 5 | 44 | 1 | FALSE | 1 | FALSE |  | 1.06 | 323.456 | 3881.472 | 5134 | Paint, emulsion |  | 30 | D3 | 0 | 0 | 0 | 0 | 0 | 0 | 0 | 0 | 0
| Civic Offices | Internal ceiling finish (emulsion) | 1700885 | 8403090 | 3.3 | Ceiling finishes | Paint | Construction | 323.456 | Area Calculation | 5 | 44 | 1 | FALSE | 1 | FALSE |  | 1.06 | 323.456 | 3881.472 | 5134 | Paint, emulsion |  | 30 | D4 | 0 | 0 | 0 | 0 | 0 | 0 | 0 | 0 | 0
| Civic Offices | Internal ceiling finish (emulsion) | 1700885 | 8403090 | 3.3 | Ceiling finishes | Paint | Construction | 323.456 | Area Calculation | 5 | 44 | 1 | FALSE | 1 | FALSE |  | 1.06 | 323.456 | 3881.472 | 5134 | Paint, emulsion |  | 35 | B4B5 | 1302.4203 | 0.00020437 | 14.4951 | 6.3521 | 1.5657 | 0.013248 | 24791.5304 | 1173.1465 | 15.925
| Civic Offices | Internal ceiling finish (emulsion) | 1700885 | 8403090 | 3.3 | Ceiling finishes | Paint | Construction | 323.456 | Area Calculation | 5 | 44 | 1 | FALSE | 1 | FALSE |  | 1.06 | 323.456 | 3881.472 | 5134 | Paint, emulsion |  | 35 | D2 | 0 | 0 | 0 | 0 | 0 | 0 | 0 | 0 | 0
| Civic Offices | Internal ceiling finish (emulsion) | 1700885 | 8403090 | 3.3 | Ceiling finishes | Paint | Construction | 323.456 | Area Calculation | 5 | 44 | 1 | FALSE | 1 | FALSE |  | 1.06 | 323.456 | 3881.472 | 5134 | Paint, emulsion |  | 35 | D3 | 0 | 0 | 0 | 0 | 0 | 0 | 0 | 0 | 0
| Civic Offices | Internal ceiling finish (emulsion) | 1700885 | 8403090 | 3.3 | Ceiling finishes | Paint | Construction | 323.456 | Area Calculation | 5 | 44 | 1 | FALSE | 1 | FALSE |  | 1.06 | 323.456 | 3881.472 | 5134 | Paint, emulsion |  | 35 | D4 | 0 | 0 | 0 | 0 | 0 | 0 | 0 | 0 | 0
| Civic Offices | Internal ceiling finish (emulsion) | 1700885 | 8403090 | 3.3 | Ceiling finishes | Paint | Construction | 323.456 | Area Calculation | 5 | 44 | 1 | FALSE | 1 | FALSE |  | 1.06 | 323.456 | 3881.472 | 5134 | Paint, emulsion |  | 40 | B4B5 | 1302.4203 | 0.00020437 | 14.4951 | 6.3521 | 1.5657 | 0.013248 | 24791.5304 | 1173.1465 | 15.925
| Civic Offices | Internal ceiling finish (emulsion) | 1700885 | 8403090 | 3.3 | Ceiling finishes | Paint | Construction | 323.456 | Area Calculation | 5 | 44 | 1 | FALSE | 1 | FALSE |  | 1.06 | 323.456 | 3881.472 | 5134 | Paint, emulsion |  | 40 | D2 | 0 | 0 | 0 | 0 | 0 | 0 | 0 | 0 | 0
| Civic Offices | Internal ceiling finish (emulsion) | 1700885 | 8403090 | 3.3 | Ceiling finishes | Paint | Construction | 323.456 | Area Calculation | 5 | 44 | 1 | FALSE | 1 | FALSE |  | 1.06 | 323.456 | 3881.472 | 5134 | Paint, emulsion |  | 40 | D3 | 0 | 0 | 0 | 0 | 0 | 0 | 0 | 0 | 0
| Civic Offices | Internal ceiling finish (emulsion) | 1700885 | 8403090 | 3.3 | Ceiling finishes | Paint | Construction | 323.456 | Area Calculation | 5 | 44 | 1 | FALSE | 1 | FALSE |  | 1.06 | 323.456 | 3881.472 | 5134 | Paint, emulsion |  | 40 | D4 | 0 | 0 | 0 | 0 | 0 | 0 | 0 | 0 | 0
| Civic Offices | Internal ceiling finish (emulsion) | 1700885 | 8403090 | 3.3 | Ceiling finishes | Paint | Construction | 323.456 | Area Calculation | 5 | 44 | 1 | FALSE | 1 | FALSE |  | 1.06 | 323.456 | 3881.472 | 5134 | Paint, emulsion |  | 45 | B4B5 | 1302.4203 | 0.00020437 | 14.4951 | 6.3521 | 1.5657 | 0.013248 | 24791.5304 | 1173.1465 | 15.925
| Civic Offices | Internal ceiling finish (emulsion) | 1700885 | 8403090 | 3.3 | Ceiling finishes | Paint | Construction | 323.456 | Area Calculation | 5 | 44 | 1 | FALSE | 1 | FALSE |  | 1.06 | 323.456 | 3881.472 | 5134 | Paint, emulsion |  | 45 | D2 | 0 | 0 | 0 | 0 | 0 | 0 | 0 | 0 | 0
| Civic Offices | Internal ceiling finish (emulsion) | 1700885 | 8403090 | 3.3 | Ceiling finishes | Paint | Construction | 323.456 | Area Calculation | 5 | 44 | 1 | FALSE | 1 | FALSE |  | 1.06 | 323.456 | 3881.472 | 5134 | Paint, emulsion |  | 45 | D3 | 0 | 0 | 0 | 0 | 0 | 0 | 0 | 0 | 0
| Civic Offices | Internal ceiling finish (emulsion) | 1700885 | 8403090 | 3.3 | Ceiling finishes | Paint | Construction | 323.456 | Area Calculation | 5 | 44 | 1 | FALSE | 1 | FALSE |  | 1.06 | 323.456 | 3881.472 | 5134 | Paint, emulsion |  | 45 | D4 | 0 | 0 | 0 | 0 | 0 | 0 | 0 | 0 | 0
| Civic Offices | Internal ceiling finish (emulsion) | 1700885 | 8403090 | 3.3 | Ceiling finishes | Paint | Construction | 323.456 | Area Calculation | 5 | 44 | 1 | FALSE | 1 | FALSE |  | 1.06 | 323.456 | 3881.472 | 5134 | Paint, emulsion |  | 50 | B4B5 | 1302.4203 | 0.00020437 | 14.4951 | 6.3521 | 1.5657 | 0.013248 | 24791.5304 | 1173.1465 | 15.925
| Civic Offices | Internal ceiling finish (emulsion) | 1700885 | 8403090 | 3.3 | Ceiling finishes | Paint | Construction | 323.456 | Area Calculation | 5 | 44 | 1 | FALSE | 1 | FALSE |  | 1.06 | 323.456 | 3881.472 | 5134 | Paint, emulsion |  | 50 | D2 | 0 | 0 | 0 | 0 | 0 | 0 | 0 | 0 | 0
| Civic Offices | Internal ceiling finish (emulsion) | 1700885 | 8403090 | 3.3 | Ceiling finishes | Paint | Construction | 323.456 | Area Calculation | 5 | 44 | 1 | FALSE | 1 | FALSE |  | 1.06 | 323.456 | 3881.472 | 5134 | Paint, emulsion |  | 50 | D3 | 0 | 0 | 0 | 0 | 0 | 0 | 0 | 0 | 0
| Civic Offices | Internal ceiling finish (emulsion) | 1700885 | 8403090 | 3.3 | Ceiling finishes | Paint | Construction | 323.456 | Area Calculation | 5 | 44 | 1 | FALSE | 1 | FALSE |  | 1.06 | 323.456 | 3881.472 | 5134 | Paint, emulsion |  | 50 | D4 | 0 | 0 | 0 | 0 | 0 | 0 | 0 | 0 | 0
| Civic Offices | Internal ceiling finish (emulsion) | 1700885 | 8403090 | 3.3 | Ceiling finishes | Paint | Construction | 323.456 | Area Calculation | 5 | 44 | 1 | FALSE | 1 | FALSE |  | 1.06 | 323.456 | 3881.472 | 5134 | Paint, emulsion |  | 55 | B4B5 | 1302.4203 | 0.00020437 | 14.4951 | 6.3521 | 1.5657 | 0.013248 | 24791.5304 | 1173.1465 | 15.925
| Civic Offices | Internal ceiling finish (emulsion) | 1700885 | 8403090 | 3.3 | Ceiling finishes | Paint | Construction | 323.456 | Area Calculation | 5 | 44 | 1 | FALSE | 1 | FALSE |  | 1.06 | 323.456 | 3881.472 | 5134 | Paint, emulsion |  | 55 | D2 | 0 | 0 | 0 | 0 | 0 | 0 | 0 | 0 | 0
| Civic Offices | Internal ceiling finish (emulsion) | 1700885 | 8403090 | 3.3 | Ceiling finishes | Paint | Construction | 323.456 | Area Calculation | 5 | 44 | 1 | FALSE | 1 | FALSE |  | 1.06 | 323.456 | 3881.472 | 5134 | Paint, emulsion |  | 55 | D3 | 0 | 0 | 0 | 0 | 0 | 0 | 0 | 0 | 0
| Civic Offices | Internal ceiling finish (emulsion) | 1700885 | 8403090 | 3.3 | Ceiling finishes | Paint | Construction | 323.456 | Area Calculation | 5 | 44 | 1 | FALSE | 1 | FALSE |  | 1.06 | 323.456 | 3881.472 | 5134 | Paint, emulsion |  | 55 | D4 | 0 | 0 | 0 | 0 | 0 | 0 | 0 | 0 | 0
| Civic Offices | Ceiling lining plasterboard, skim and paint | 1700887 | 8403092 | 3.3 | Ceiling finishes | skim | Construction | 116.85 | Area Calculation | 80 | 44 | 1 | FALSE | 1 | FALSE |  | 1.04 | 116.85 | 116.85 | 5315 | Plaster, gypsum |  | 0 | A1A3 | 15.0302 | 1.1917e-06 | 0.081682 | 0.018717 | 0.0077352 | 1.7983e-05 | 193.31 | 17.712 | 0.061956
| Civic Offices | Ceiling lining plasterboard, skim and paint | 1700887 | 8403092 | 3.3 | Ceiling finishes | skim | Construction | 116.85 | Area Calculation | 80 | 44 | 1 | FALSE | 1 | FALSE |  | 1.04 | 116.85 | 116.85 | 5315 | Plaster, gypsum |  | 0 | A4 | 1.3004 | 2.3937e-07 | 0.0043485 | 0.0011473 | 0.0007586 | 3.4248e-06 | 19.6391 | 2.4265 | 0.0053878
| Civic Offices | Ceiling lining plasterboard, skim and paint | 1700887 | 8403092 | 3.3 | Ceiling finishes | skim | Construction | 116.85 | Area Calculation | 80 | 44 | 1 | FALSE | 1 | FALSE |  | 1.04 | 116.85 | 116.85 | 5315 | Plaster, gypsum |  | 0 | A5 | 0.0024295 | 6.3619e-10 | 1.699e-05 | 5.5827e-06 | 2.8192e-06 | 3.4272e-09 | 0.059561 | 0.7011 | 0
| Civic Offices | Ceiling lining plasterboard, skim and paint | 1700887 | 8403092 | 3.3 | Ceiling finishes | skim | Construction | 116.85 | Area Calculation | 80 | 44 | 1 | FALSE | 1 | FALSE |  | 1.04 | 116.85 | 116.85 | 5315 | Plaster, gypsum |  | 0 | D2 | 0 | 0 | 0 | 0 | 0 | 0 | 0 | 0 | 0
| Civic Offices | Ceiling lining plasterboard, skim and paint | 1700887 | 8403092 | 3.3 | Ceiling finishes | skim | Construction | 116.85 | Area Calculation | 80 | 44 | 1 | FALSE | 1 | FALSE |  | 1.04 | 116.85 | 116.85 | 5315 | Plaster, gypsum |  | 0 | D3 | 0 | 0 | 0 | 0 | 0 | 0 | 0 | 0 | 0
| Civic Offices | Ceiling lining plasterboard, skim and paint | 1700887 | 8403092 | 3.3 | Ceiling finishes | skim | Construction | 116.85 | Area Calculation | 80 | 44 | 1 | FALSE | 1 | FALSE |  | 1.04 | 116.85 | 116.85 | 5315 | Plaster, gypsum |  | 0 | D4 | 0 | 0 | 0 | 0 | 0 | 0 | 0 | 0 | 0
| Civic Offices | Ceiling lining plasterboard, skim and paint | 1700887 | 8403092 | 3.3 | Ceiling finishes | skim | Construction | 116.85 | Area Calculation | 80 | 44 | 1 | FALSE | 1 | FALSE |  | 1.04 | 116.85 | 116.85 | 5315 | Plaster, gypsum |  | 60 | C2 | 0 | 0 | 0 | 0 | 0 | 0 | 0 | 0 | 0
| Civic Offices | Ceiling lining plasterboard, skim and paint | 1700887 | 8403092 | 3.3 | Ceiling finishes | skim | Construction | 116.85 | Area Calculation | 80 | 44 | 1 | FALSE | 1 | FALSE |  | 1.04 | 116.85 | 116.85 | 5315 | Plaster, gypsum |  | 60 | C4 | 0.060739 | 1.5905e-08 | 0.00042474 | 0.00013957 | 7.0481e-05 | 8.5681e-08 | 1.489 | 17.5275 | 0.0030461
| Civic Offices | Ceiling lining plasterboard, skim and paint | 1700887 | 8403092 | 3.3 | Ceiling finishes | skim | Construction | 116.85 | Area Calculation | 80 | 44 | 1 | FALSE | 1 | FALSE |  | 1.04 | 116.85 | 116.85 | 5315 | Plaster, gypsum |  | 60 | D2 | 0 | 0 | 0 | 0 | 0 | 0 | 0 | 0 | 0
| Civic Offices | Ceiling lining plasterboard, skim and paint | 1700887 | 8403092 | 3.3 | Ceiling finishes | skim | Construction | 116.85 | Area Calculation | 80 | 44 | 1 | FALSE | 1 | FALSE |  | 1.04 | 116.85 | 116.85 | 5315 | Plaster, gypsum |  | 60 | D3 | 0 | 0 | 0 | 0 | 0 | 0 | 0 | 0 | 0
| Civic Offices | Ceiling lining plasterboard, skim and paint | 1700887 | 8403092 | 3.3 | Ceiling finishes | skim | Construction | 116.85 | Area Calculation | 80 | 44 | 1 | FALSE | 1 | FALSE |  | 1.04 | 116.85 | 116.85 | 5315 | Plaster, gypsum |  | 60 | D4 | 0 | 0 | 0 | 0 | 0 | 0 | 0 | 0 | 0
| Civic Offices | Ceiling lining plasterboard (12mm) | 1700888 | 8403093 | 3.3 | Ceiling finishes | 12.5mm plasterboard finish | Construction | 2229.375 | Area Calculation | 15 | 44 | 1 | FALSE | 1 | FALSE |  | 1.1 | 2229.375 | 8917.5 | 5548 | General sheet (on framework), plasterboard |  | 0 | A1A3 | 869.2535 | 4.9277e-05 | 6.1295 | 1.2933 | 0.42951 | 0.0016087 | 12341.3912 | 1141.932 | 3.7816
| Civic Offices | Ceiling lining plasterboard (12mm) | 1700888 | 8403093 | 3.3 | Ceiling finishes | 12.5mm plasterboard finish | Construction | 2229.375 | Area Calculation | 15 | 44 | 1 | FALSE | 1 | FALSE |  | 1.1 | 2229.375 | 8917.5 | 5548 | General sheet (on framework), plasterboard |  | 0 | A4 | 63.8868 | 1.1479e-05 | 0.20919 | 0.05654 | 0.035687 | 0.0002228 | 952.3374 | 145.415 | 0.2629
| Civic Offices | Ceiling lining plasterboard (12mm) | 1700888 | 8403093 | 3.3 | Ceiling finishes | 12.5mm plasterboard finish | Construction | 2229.375 | Area Calculation | 15 | 44 | 1 | FALSE | 1 | FALSE |  | 1.1 | 2229.375 | 8917.5 | 5548 | General sheet (on framework), plasterboard |  | 0 | A5 | 0.46353 | 1.2138e-07 | 0.0032414 | 0.0010651 | 0.00053788 | 6.5388e-07 | 11.3637 | 23.4084 | 0
| Civic Offices | Ceiling lining plasterboard (12mm) | 1700888 | 8403093 | 3.3 | Ceiling finishes | 12.5mm plasterboard finish | Construction | 2229.375 | Area Calculation | 15 | 44 | 1 | FALSE | 1 | FALSE |  | 1.1 | 2229.375 | 8917.5 | 5548 | General sheet (on framework), plasterboard |  | 0 | D2 | 0 | 0 | 0 | 0 | 0 | 0 | 0 | 0 | 0
| Civic Offices | Ceiling lining plasterboard (12mm) | 1700888 | 8403093 | 3.3 | Ceiling finishes | 12.5mm plasterboard finish | Construction | 2229.375 | Area Calculation | 15 | 44 | 1 | FALSE | 1 | FALSE |  | 1.1 | 2229.375 | 8917.5 | 5548 | General sheet (on framework), plasterboard |  | 0 | D3 | 0 | 0 | 0 | 0 | 0 | 0 | 0 | 0 | 0
| Civic Offices | Ceiling lining plasterboard (12mm) | 1700888 | 8403093 | 3.3 | Ceiling finishes | 12.5mm plasterboard finish | Construction | 2229.375 | Area Calculation | 15 | 44 | 1 | FALSE | 1 | FALSE |  | 1.1 | 2229.375 | 8917.5 | 5548 | General sheet (on framework), plasterboard |  | 0 | D4 | 0 | 0 | 0 | 0 | 0 | 0 | 0 | 0 | 0
| Civic Offices | Ceiling lining plasterboard (12mm) | 1700888 | 8403093 | 3.3 | Ceiling finishes | 12.5mm plasterboard finish | Construction | 2229.375 | Area Calculation | 15 | 44 | 1 | FALSE | 1 | FALSE |  | 1.1 | 2229.375 | 8917.5 | 5548 | General sheet (on framework), plasterboard |  | 60 | C2 | 0 | 0 | 0 | 0 | 0 | 0 | 0 | 0 | 0
| Civic Offices | Ceiling lining plasterboard (12mm) | 1700888 | 8403093 | 3.3 | Ceiling finishes | 12.5mm plasterboard finish | Construction | 2229.375 | Area Calculation | 15 | 44 | 1 | FALSE | 1 | FALSE |  | 1.1 | 2229.375 | 8917.5 | 5548 | General sheet (on framework), plasterboard |  | 60 | C4 | 4.6353 | 1.2138e-06 | 0.032414 | 0.010651 | 0.0053788 | 6.5388e-06 | 113.6367 | 234.0844 | 0.23246
| Civic Offices | Ceiling lining plasterboard (12mm) | 1700888 | 8403093 | 3.3 | Ceiling finishes | 12.5mm plasterboard finish | Construction | 2229.375 | Area Calculation | 15 | 44 | 1 | FALSE | 1 | FALSE |  | 1.1 | 2229.375 | 8917.5 | 5548 | General sheet (on framework), plasterboard |  | 60 | D2 | 0 | 0 | 0 | 0 | 0 | 0 | 0 | 0 | 0
| Civic Offices | Ceiling lining plasterboard (12mm) | 1700888 | 8403093 | 3.3 | Ceiling finishes | 12.5mm plasterboard finish | Construction | 2229.375 | Area Calculation | 15 | 44 | 1 | FALSE | 1 | FALSE |  | 1.1 | 2229.375 | 8917.5 | 5548 | General sheet (on framework), plasterboard |  | 60 | D3 | 0 | 0 | 0 | 0 | 0 | 0 | 0 | 0 | 0
| Civic Offices | Ceiling lining plasterboard (12mm) | 1700888 | 8403093 | 3.3 | Ceiling finishes | 12.5mm plasterboard finish | Construction | 2229.375 | Area Calculation | 15 | 44 | 1 | FALSE | 1 | FALSE |  | 1.1 | 2229.375 | 8917.5 | 5548 | General sheet (on framework), plasterboard |  | 60 | D4 | 0 | 0 | 0 | 0 | 0 | 0 | 0 | 0 | 0
| Civic Offices | Ceiling lining plasterboard (12mm) | 1700888 | 8403093 | 3.3 | Ceiling finishes | 12.5mm plasterboard finish | Construction | 2229.375 | Area Calculation | 15 | 44 | 1 | FALSE | 1 | FALSE |  | 1.1 | 2229.375 | 8917.5 | 5548 | General sheet (on framework), plasterboard |  | 15 | B4B5 | 938.2392 | 6.2091e-05 | 6.3744 | 1.3615 | 0.47111 | 0.0018386 | 13418.7289 | 1544.8398 | 4.0445
| Civic Offices | Ceiling lining plasterboard (12mm) | 1700888 | 8403093 | 3.3 | Ceiling finishes | 12.5mm plasterboard finish | Construction | 2229.375 | Area Calculation | 15 | 44 | 1 | FALSE | 1 | FALSE |  | 1.1 | 2229.375 | 8917.5 | 5548 | General sheet (on framework), plasterboard |  | 15 | D2 | 0 | 0 | 0 | 0 | 0 | 0 | 0 | 0 | 0
| Civic Offices | Ceiling lining plasterboard (12mm) | 1700888 | 8403093 | 3.3 | Ceiling finishes | 12.5mm plasterboard finish | Construction | 2229.375 | Area Calculation | 15 | 44 | 1 | FALSE | 1 | FALSE |  | 1.1 | 2229.375 | 8917.5 | 5548 | General sheet (on framework), plasterboard |  | 15 | D3 | 0 | 0 | 0 | 0 | 0 | 0 | 0 | 0 | 0
| Civic Offices | Ceiling lining plasterboard (12mm) | 1700888 | 8403093 | 3.3 | Ceiling finishes | 12.5mm plasterboard finish | Construction | 2229.375 | Area Calculation | 15 | 44 | 1 | FALSE | 1 | FALSE |  | 1.1 | 2229.375 | 8917.5 | 5548 | General sheet (on framework), plasterboard |  | 15 | D4 | 0 | 0 | 0 | 0 | 0 | 0 | 0 | 0 | 0
| Civic Offices | Ceiling lining plasterboard (12mm) | 1700888 | 8403093 | 3.3 | Ceiling finishes | 12.5mm plasterboard finish | Construction | 2229.375 | Area Calculation | 15 | 44 | 1 | FALSE | 1 | FALSE |  | 1.1 | 2229.375 | 8917.5 | 5548 | General sheet (on framework), plasterboard |  | 30 | B4B5 | 938.2392 | 6.2091e-05 | 6.3744 | 1.3615 | 0.47111 | 0.0018386 | 13418.7289 | 1544.8398 | 4.0445
| Civic Offices | Ceiling lining plasterboard (12mm) | 1700888 | 8403093 | 3.3 | Ceiling finishes | 12.5mm plasterboard finish | Construction | 2229.375 | Area Calculation | 15 | 44 | 1 | FALSE | 1 | FALSE |  | 1.1 | 2229.375 | 8917.5 | 5548 | General sheet (on framework), plasterboard |  | 30 | D2 | 0 | 0 | 0 | 0 | 0 | 0 | 0 | 0 | 0
| Civic Offices | Ceiling lining plasterboard (12mm) | 1700888 | 8403093 | 3.3 | Ceiling finishes | 12.5mm plasterboard finish | Construction | 2229.375 | Area Calculation | 15 | 44 | 1 | FALSE | 1 | FALSE |  | 1.1 | 2229.375 | 8917.5 | 5548 | General sheet (on framework), plasterboard |  | 30 | D3 | 0 | 0 | 0 | 0 | 0 | 0 | 0 | 0 | 0
| Civic Offices | Ceiling lining plasterboard (12mm) | 1700888 | 8403093 | 3.3 | Ceiling finishes | 12.5mm plasterboard finish | Construction | 2229.375 | Area Calculation | 15 | 44 | 1 | FALSE | 1 | FALSE |  | 1.1 | 2229.375 | 8917.5 | 5548 | General sheet (on framework), plasterboard |  | 30 | D4 | 0 | 0 | 0 | 0 | 0 | 0 | 0 | 0 | 0
| Civic Offices | Ceiling lining plasterboard (12mm) | 1700888 | 8403093 | 3.3 | Ceiling finishes | 12.5mm plasterboard finish | Construction | 2229.375 | Area Calculation | 15 | 44 | 1 | FALSE | 1 | FALSE |  | 1.1 | 2229.375 | 8917.5 | 5548 | General sheet (on framework), plasterboard |  | 45 | B4B5 | 938.2392 | 6.2091e-05 | 6.3744 | 1.3615 | 0.47111 | 0.0018386 | 13418.7289 | 1544.8398 | 4.0445
| Civic Offices | Ceiling lining plasterboard (12mm) | 1700888 | 8403093 | 3.3 | Ceiling finishes | 12.5mm plasterboard finish | Construction | 2229.375 | Area Calculation | 15 | 44 | 1 | FALSE | 1 | FALSE |  | 1.1 | 2229.375 | 8917.5 | 5548 | General sheet (on framework), plasterboard |  | 45 | D2 | 0 | 0 | 0 | 0 | 0 | 0 | 0 | 0 | 0
| Civic Offices | Ceiling lining plasterboard (12mm) | 1700888 | 8403093 | 3.3 | Ceiling finishes | 12.5mm plasterboard finish | Construction | 2229.375 | Area Calculation | 15 | 44 | 1 | FALSE | 1 | FALSE |  | 1.1 | 2229.375 | 8917.5 | 5548 | General sheet (on framework), plasterboard |  | 45 | D3 | 0 | 0 | 0 | 0 | 0 | 0 | 0 | 0 | 0
| Civic Offices | Ceiling lining plasterboard (12mm) | 1700888 | 8403093 | 3.3 | Ceiling finishes | 12.5mm plasterboard finish | Construction | 2229.375 | Area Calculation | 15 | 44 | 1 | FALSE | 1 | FALSE |  | 1.1 | 2229.375 | 8917.5 | 5548 | General sheet (on framework), plasterboard |  | 45 | D4 | 0 | 0 | 0 | 0 | 0 | 0 | 0 | 0 | 0
| Civic Offices | Internal ceiling finish (emulsion) | 1700889 | 8403095 | 3.3 | Ceiling finishes | Paint | Construction | 110.208 | Area Calculation | 5 | 44 | 1 | FALSE | 1 | FALSE |  | 1.06 | 110.208 | 1322.496 | 5134 | Paint, emulsion |  | 0 | A1A3 | 436.718 | 6.8927e-05 | 4.9206 | 1.9351 | 0.53016 | 0.0045043 | 8385.0402 | 349.0596 | 5.4168
| Civic Offices | Internal ceiling finish (emulsion) | 1700889 | 8403095 | 3.3 | Ceiling finishes | Paint | Construction | 110.208 | Area Calculation | 5 | 44 | 1 | FALSE | 1 | FALSE |  | 1.06 | 110.208 | 1322.496 | 5134 | Paint, emulsion |  | 0 | A4 | 2.2385 | 4.0221e-07 | 0.0073297 | 0.0019811 | 0.0012504 | 7.8068e-06 | 33.3687 | 5.0951 | 0.0092118
| Civic Offices | Internal ceiling finish (emulsion) | 1700889 | 8403095 | 3.3 | Ceiling finishes | Paint | Construction | 110.208 | Area Calculation | 5 | 44 | 1 | FALSE | 1 | FALSE |  | 1.06 | 110.208 | 1322.496 | 5134 | Paint, emulsion |  | 0 | A5 | 0.27195 | 1.7154e-08 | 0.0006115 | 0.012859 | 0.00011545 | 9.2748e-08 | 1.617 | 2.5789 | 0
| Civic Offices | Internal ceiling finish (emulsion) | 1700889 | 8403095 | 3.3 | Ceiling finishes | Paint | Construction | 110.208 | Area Calculation | 5 | 44 | 1 | FALSE | 1 | FALSE |  | 1.06 | 110.208 | 1322.496 | 5134 | Paint, emulsion |  | 0 | D2 | 0 | 0 | 0 | 0 | 0 | 0 | 0 | 0 | 0
| Civic Offices | Internal ceiling finish (emulsion) | 1700889 | 8403095 | 3.3 | Ceiling finishes | Paint | Construction | 110.208 | Area Calculation | 5 | 44 | 1 | FALSE | 1 | FALSE |  | 1.06 | 110.208 | 1322.496 | 5134 | Paint, emulsion |  | 0 | D3 | 0 | 0 | 0 | 0 | 0 | 0 | 0 | 0 | 0
| Civic Offices | Internal ceiling finish (emulsion) | 1700889 | 8403095 | 3.3 | Ceiling finishes | Paint | Construction | 110.208 | Area Calculation | 5 | 44 | 1 | FALSE | 1 | FALSE |  | 1.06 | 110.208 | 1322.496 | 5134 | Paint, emulsion |  | 0 | D4 | 0 | 0 | 0 | 0 | 0 | 0 | 0 | 0 | 0
| Civic Offices | Internal ceiling finish (emulsion) | 1700889 | 8403095 | 3.3 | Ceiling finishes | Paint | Construction | 110.208 | Area Calculation | 5 | 44 | 1 | FALSE | 1 | FALSE |  | 1.06 | 110.208 | 1322.496 | 5134 | Paint, emulsion |  | 60 | C2 | 0 | 0 | 0 | 0 | 0 | 0 | 0 | 0 | 0
| Civic Offices | Internal ceiling finish (emulsion) | 1700889 | 8403095 | 3.3 | Ceiling finishes | Paint | Construction | 110.208 | Area Calculation | 5 | 44 | 1 | FALSE | 1 | FALSE |  | 1.06 | 110.208 | 1322.496 | 5134 | Paint, emulsion |  | 60 | C4 | 4.5325 | 2.8589e-07 | 0.010192 | 0.21432 | 0.0019241 | 1.5458e-06 | 26.9499 | 42.9811 | 0.11361
| Civic Offices | Internal ceiling finish (emulsion) | 1700889 | 8403095 | 3.3 | Ceiling finishes | Paint | Construction | 110.208 | Area Calculation | 5 | 44 | 1 | FALSE | 1 | FALSE |  | 1.06 | 110.208 | 1322.496 | 5134 | Paint, emulsion |  | 60 | D2 | 0 | 0 | 0 | 0 | 0 | 0 | 0 | 0 | 0
| Civic Offices | Internal ceiling finish (emulsion) | 1700889 | 8403095 | 3.3 | Ceiling finishes | Paint | Construction | 110.208 | Area Calculation | 5 | 44 | 1 | FALSE | 1 | FALSE |  | 1.06 | 110.208 | 1322.496 | 5134 | Paint, emulsion |  | 60 | D3 | 0 | 0 | 0 | 0 | 0 | 0 | 0 | 0 | 0
| Civic Offices | Internal ceiling finish (emulsion) | 1700889 | 8403095 | 3.3 | Ceiling finishes | Paint | Construction | 110.208 | Area Calculation | 5 | 44 | 1 | FALSE | 1 | FALSE |  | 1.06 | 110.208 | 1322.496 | 5134 | Paint, emulsion |  | 60 | D4 | 0 | 0 | 0 | 0 | 0 | 0 | 0 | 0 | 0
| Civic Offices | Internal ceiling finish (emulsion) | 1700889 | 8403095 | 3.3 | Ceiling finishes | Paint | Construction | 110.208 | Area Calculation | 5 | 44 | 1 | FALSE | 1 | FALSE |  | 1.06 | 110.208 | 1322.496 | 5134 | Paint, emulsion |  | 5 | B4B5 | 443.7609 | 6.9632e-05 | 4.9388 | 2.1643 | 0.53345 | 0.0045138 | 8446.9757 | 399.7147 | 5.426
| Civic Offices | Internal ceiling finish (emulsion) | 1700889 | 8403095 | 3.3 | Ceiling finishes | Paint | Construction | 110.208 | Area Calculation | 5 | 44 | 1 | FALSE | 1 | FALSE |  | 1.06 | 110.208 | 1322.496 | 5134 | Paint, emulsion |  | 5 | D2 | 0 | 0 | 0 | 0 | 0 | 0 | 0 | 0 | 0
| Civic Offices | Internal ceiling finish (emulsion) | 1700889 | 8403095 | 3.3 | Ceiling finishes | Paint | Construction | 110.208 | Area Calculation | 5 | 44 | 1 | FALSE | 1 | FALSE |  | 1.06 | 110.208 | 1322.496 | 5134 | Paint, emulsion |  | 5 | D3 | 0 | 0 | 0 | 0 | 0 | 0 | 0 | 0 | 0
| Civic Offices | Internal ceiling finish (emulsion) | 1700889 | 8403095 | 3.3 | Ceiling finishes | Paint | Construction | 110.208 | Area Calculation | 5 | 44 | 1 | FALSE | 1 | FALSE |  | 1.06 | 110.208 | 1322.496 | 5134 | Paint, emulsion |  | 5 | D4 | 0 | 0 | 0 | 0 | 0 | 0 | 0 | 0 | 0
| Civic Offices | Internal ceiling finish (emulsion) | 1700889 | 8403095 | 3.3 | Ceiling finishes | Paint | Construction | 110.208 | Area Calculation | 5 | 44 | 1 | FALSE | 1 | FALSE |  | 1.06 | 110.208 | 1322.496 | 5134 | Paint, emulsion |  | 10 | B4B5 | 443.7609 | 6.9632e-05 | 4.9388 | 2.1643 | 0.53345 | 0.0045138 | 8446.9757 | 399.7147 | 5.426
| Civic Offices | Internal ceiling finish (emulsion) | 1700889 | 8403095 | 3.3 | Ceiling finishes | Paint | Construction | 110.208 | Area Calculation | 5 | 44 | 1 | FALSE | 1 | FALSE |  | 1.06 | 110.208 | 1322.496 | 5134 | Paint, emulsion |  | 10 | D2 | 0 | 0 | 0 | 0 | 0 | 0 | 0 | 0 | 0
| Civic Offices | Internal ceiling finish (emulsion) | 1700889 | 8403095 | 3.3 | Ceiling finishes | Paint | Construction | 110.208 | Area Calculation | 5 | 44 | 1 | FALSE | 1 | FALSE |  | 1.06 | 110.208 | 1322.496 | 5134 | Paint, emulsion |  | 10 | D3 | 0 | 0 | 0 | 0 | 0 | 0 | 0 | 0 | 0
| Civic Offices | Internal ceiling finish (emulsion) | 1700889 | 8403095 | 3.3 | Ceiling finishes | Paint | Construction | 110.208 | Area Calculation | 5 | 44 | 1 | FALSE | 1 | FALSE |  | 1.06 | 110.208 | 1322.496 | 5134 | Paint, emulsion |  | 10 | D4 | 0 | 0 | 0 | 0 | 0 | 0 | 0 | 0 | 0
| Civic Offices | Internal ceiling finish (emulsion) | 1700889 | 8403095 | 3.3 | Ceiling finishes | Paint | Construction | 110.208 | Area Calculation | 5 | 44 | 1 | FALSE | 1 | FALSE |  | 1.06 | 110.208 | 1322.496 | 5134 | Paint, emulsion |  | 15 | B4B5 | 443.7609 | 6.9632e-05 | 4.9388 | 2.1643 | 0.53345 | 0.0045138 | 8446.9757 | 399.7147 | 5.426
| Civic Offices | Internal ceiling finish (emulsion) | 1700889 | 8403095 | 3.3 | Ceiling finishes | Paint | Construction | 110.208 | Area Calculation | 5 | 44 | 1 | FALSE | 1 | FALSE |  | 1.06 | 110.208 | 1322.496 | 5134 | Paint, emulsion |  | 15 | D2 | 0 | 0 | 0 | 0 | 0 | 0 | 0 | 0 | 0
| Civic Offices | Internal ceiling finish (emulsion) | 1700889 | 8403095 | 3.3 | Ceiling finishes | Paint | Construction | 110.208 | Area Calculation | 5 | 44 | 1 | FALSE | 1 | FALSE |  | 1.06 | 110.208 | 1322.496 | 5134 | Paint, emulsion |  | 15 | D3 | 0 | 0 | 0 | 0 | 0 | 0 | 0 | 0 | 0
| Civic Offices | Internal ceiling finish (emulsion) | 1700889 | 8403095 | 3.3 | Ceiling finishes | Paint | Construction | 110.208 | Area Calculation | 5 | 44 | 1 | FALSE | 1 | FALSE |  | 1.06 | 110.208 | 1322.496 | 5134 | Paint, emulsion |  | 15 | D4 | 0 | 0 | 0 | 0 | 0 | 0 | 0 | 0 | 0
| Civic Offices | Internal ceiling finish (emulsion) | 1700889 | 8403095 | 3.3 | Ceiling finishes | Paint | Construction | 110.208 | Area Calculation | 5 | 44 | 1 | FALSE | 1 | FALSE |  | 1.06 | 110.208 | 1322.496 | 5134 | Paint, emulsion |  | 20 | B4B5 | 443.7609 | 6.9632e-05 | 4.9388 | 2.1643 | 0.53345 | 0.0045138 | 8446.9757 | 399.7147 | 5.426
| Civic Offices | Internal ceiling finish (emulsion) | 1700889 | 8403095 | 3.3 | Ceiling finishes | Paint | Construction | 110.208 | Area Calculation | 5 | 44 | 1 | FALSE | 1 | FALSE |  | 1.06 | 110.208 | 1322.496 | 5134 | Paint, emulsion |  | 20 | D2 | 0 | 0 | 0 | 0 | 0 | 0 | 0 | 0 | 0
| Civic Offices | Internal ceiling finish (emulsion) | 1700889 | 8403095 | 3.3 | Ceiling finishes | Paint | Construction | 110.208 | Area Calculation | 5 | 44 | 1 | FALSE | 1 | FALSE |  | 1.06 | 110.208 | 1322.496 | 5134 | Paint, emulsion |  | 20 | D3 | 0 | 0 | 0 | 0 | 0 | 0 | 0 | 0 | 0
| Civic Offices | Internal ceiling finish (emulsion) | 1700889 | 8403095 | 3.3 | Ceiling finishes | Paint | Construction | 110.208 | Area Calculation | 5 | 44 | 1 | FALSE | 1 | FALSE |  | 1.06 | 110.208 | 1322.496 | 5134 | Paint, emulsion |  | 20 | D4 | 0 | 0 | 0 | 0 | 0 | 0 | 0 | 0 | 0
| Civic Offices | Internal ceiling finish (emulsion) | 1700889 | 8403095 | 3.3 | Ceiling finishes | Paint | Construction | 110.208 | Area Calculation | 5 | 44 | 1 | FALSE | 1 | FALSE |  | 1.06 | 110.208 | 1322.496 | 5134 | Paint, emulsion |  | 25 | B4B5 | 443.7609 | 6.9632e-05 | 4.9388 | 2.1643 | 0.53345 | 0.0045138 | 8446.9757 | 399.7147 | 5.426
| Civic Offices | Internal ceiling finish (emulsion) | 1700889 | 8403095 | 3.3 | Ceiling finishes | Paint | Construction | 110.208 | Area Calculation | 5 | 44 | 1 | FALSE | 1 | FALSE |  | 1.06 | 110.208 | 1322.496 | 5134 | Paint, emulsion |  | 25 | D2 | 0 | 0 | 0 | 0 | 0 | 0 | 0 | 0 | 0
| Civic Offices | Internal ceiling finish (emulsion) | 1700889 | 8403095 | 3.3 | Ceiling finishes | Paint | Construction | 110.208 | Area Calculation | 5 | 44 | 1 | FALSE | 1 | FALSE |  | 1.06 | 110.208 | 1322.496 | 5134 | Paint, emulsion |  | 25 | D3 | 0 | 0 | 0 | 0 | 0 | 0 | 0 | 0 | 0
| Civic Offices | Internal ceiling finish (emulsion) | 1700889 | 8403095 | 3.3 | Ceiling finishes | Paint | Construction | 110.208 | Area Calculation | 5 | 44 | 1 | FALSE | 1 | FALSE |  | 1.06 | 110.208 | 1322.496 | 5134 | Paint, emulsion |  | 25 | D4 | 0 | 0 | 0 | 0 | 0 | 0 | 0 | 0 | 0
| Civic Offices | Internal ceiling finish (emulsion) | 1700889 | 8403095 | 3.3 | Ceiling finishes | Paint | Construction | 110.208 | Area Calculation | 5 | 44 | 1 | FALSE | 1 | FALSE |  | 1.06 | 110.208 | 1322.496 | 5134 | Paint, emulsion |  | 30 | B4B5 | 443.7609 | 6.9632e-05 | 4.9388 | 2.1643 | 0.53345 | 0.0045138 | 8446.9757 | 399.7147 | 5.426
| Civic Offices | Internal ceiling finish (emulsion) | 1700889 | 8403095 | 3.3 | Ceiling finishes | Paint | Construction | 110.208 | Area Calculation | 5 | 44 | 1 | FALSE | 1 | FALSE |  | 1.06 | 110.208 | 1322.496 | 5134 | Paint, emulsion |  | 30 | D2 | 0 | 0 | 0 | 0 | 0 | 0 | 0 | 0 | 0
| Civic Offices | Internal ceiling finish (emulsion) | 1700889 | 8403095 | 3.3 | Ceiling finishes | Paint | Construction | 110.208 | Area Calculation | 5 | 44 | 1 | FALSE | 1 | FALSE |  | 1.06 | 110.208 | 1322.496 | 5134 | Paint, emulsion |  | 30 | D3 | 0 | 0 | 0 | 0 | 0 | 0 | 0 | 0 | 0
| Civic Offices | Internal ceiling finish (emulsion) | 1700889 | 8403095 | 3.3 | Ceiling finishes | Paint | Construction | 110.208 | Area Calculation | 5 | 44 | 1 | FALSE | 1 | FALSE |  | 1.06 | 110.208 | 1322.496 | 5134 | Paint, emulsion |  | 30 | D4 | 0 | 0 | 0 | 0 | 0 | 0 | 0 | 0 | 0
| Civic Offices | Internal ceiling finish (emulsion) | 1700889 | 8403095 | 3.3 | Ceiling finishes | Paint | Construction | 110.208 | Area Calculation | 5 | 44 | 1 | FALSE | 1 | FALSE |  | 1.06 | 110.208 | 1322.496 | 5134 | Paint, emulsion |  | 35 | B4B5 | 443.7609 | 6.9632e-05 | 4.9388 | 2.1643 | 0.53345 | 0.0045138 | 8446.9757 | 399.7147 | 5.426
| Civic Offices | Internal ceiling finish (emulsion) | 1700889 | 8403095 | 3.3 | Ceiling finishes | Paint | Construction | 110.208 | Area Calculation | 5 | 44 | 1 | FALSE | 1 | FALSE |  | 1.06 | 110.208 | 1322.496 | 5134 | Paint, emulsion |  | 35 | D2 | 0 | 0 | 0 | 0 | 0 | 0 | 0 | 0 | 0
| Civic Offices | Internal ceiling finish (emulsion) | 1700889 | 8403095 | 3.3 | Ceiling finishes | Paint | Construction | 110.208 | Area Calculation | 5 | 44 | 1 | FALSE | 1 | FALSE |  | 1.06 | 110.208 | 1322.496 | 5134 | Paint, emulsion |  | 35 | D3 | 0 | 0 | 0 | 0 | 0 | 0 | 0 | 0 | 0
| Civic Offices | Internal ceiling finish (emulsion) | 1700889 | 8403095 | 3.3 | Ceiling finishes | Paint | Construction | 110.208 | Area Calculation | 5 | 44 | 1 | FALSE | 1 | FALSE |  | 1.06 | 110.208 | 1322.496 | 5134 | Paint, emulsion |  | 35 | D4 | 0 | 0 | 0 | 0 | 0 | 0 | 0 | 0 | 0
| Civic Offices | Internal ceiling finish (emulsion) | 1700889 | 8403095 | 3.3 | Ceiling finishes | Paint | Construction | 110.208 | Area Calculation | 5 | 44 | 1 | FALSE | 1 | FALSE |  | 1.06 | 110.208 | 1322.496 | 5134 | Paint, emulsion |  | 40 | B4B5 | 443.7609 | 6.9632e-05 | 4.9388 | 2.1643 | 0.53345 | 0.0045138 | 8446.9757 | 399.7147 | 5.426
| Civic Offices | Internal ceiling finish (emulsion) | 1700889 | 8403095 | 3.3 | Ceiling finishes | Paint | Construction | 110.208 | Area Calculation | 5 | 44 | 1 | FALSE | 1 | FALSE |  | 1.06 | 110.208 | 1322.496 | 5134 | Paint, emulsion |  | 40 | D2 | 0 | 0 | 0 | 0 | 0 | 0 | 0 | 0 | 0
| Civic Offices | Internal ceiling finish (emulsion) | 1700889 | 8403095 | 3.3 | Ceiling finishes | Paint | Construction | 110.208 | Area Calculation | 5 | 44 | 1 | FALSE | 1 | FALSE |  | 1.06 | 110.208 | 1322.496 | 5134 | Paint, emulsion |  | 40 | D3 | 0 | 0 | 0 | 0 | 0 | 0 | 0 | 0 | 0
| Civic Offices | Internal ceiling finish (emulsion) | 1700889 | 8403095 | 3.3 | Ceiling finishes | Paint | Construction | 110.208 | Area Calculation | 5 | 44 | 1 | FALSE | 1 | FALSE |  | 1.06 | 110.208 | 1322.496 | 5134 | Paint, emulsion |  | 40 | D4 | 0 | 0 | 0 | 0 | 0 | 0 | 0 | 0 | 0
| Civic Offices | Internal ceiling finish (emulsion) | 1700889 | 8403095 | 3.3 | Ceiling finishes | Paint | Construction | 110.208 | Area Calculation | 5 | 44 | 1 | FALSE | 1 | FALSE |  | 1.06 | 110.208 | 1322.496 | 5134 | Paint, emulsion |  | 45 | B4B5 | 443.7609 | 6.9632e-05 | 4.9388 | 2.1643 | 0.53345 | 0.0045138 | 8446.9757 | 399.7147 | 5.426
| Civic Offices | Internal ceiling finish (emulsion) | 1700889 | 8403095 | 3.3 | Ceiling finishes | Paint | Construction | 110.208 | Area Calculation | 5 | 44 | 1 | FALSE | 1 | FALSE |  | 1.06 | 110.208 | 1322.496 | 5134 | Paint, emulsion |  | 45 | D2 | 0 | 0 | 0 | 0 | 0 | 0 | 0 | 0 | 0
| Civic Offices | Internal ceiling finish (emulsion) | 1700889 | 8403095 | 3.3 | Ceiling finishes | Paint | Construction | 110.208 | Area Calculation | 5 | 44 | 1 | FALSE | 1 | FALSE |  | 1.06 | 110.208 | 1322.496 | 5134 | Paint, emulsion |  | 45 | D3 | 0 | 0 | 0 | 0 | 0 | 0 | 0 | 0 | 0
| Civic Offices | Internal ceiling finish (emulsion) | 1700889 | 8403095 | 3.3 | Ceiling finishes | Paint | Construction | 110.208 | Area Calculation | 5 | 44 | 1 | FALSE | 1 | FALSE |  | 1.06 | 110.208 | 1322.496 | 5134 | Paint, emulsion |  | 45 | D4 | 0 | 0 | 0 | 0 | 0 | 0 | 0 | 0 | 0
| Civic Offices | Internal ceiling finish (emulsion) | 1700889 | 8403095 | 3.3 | Ceiling finishes | Paint | Construction | 110.208 | Area Calculation | 5 | 44 | 1 | FALSE | 1 | FALSE |  | 1.06 | 110.208 | 1322.496 | 5134 | Paint, emulsion |  | 50 | B4B5 | 443.7609 | 6.9632e-05 | 4.9388 | 2.1643 | 0.53345 | 0.0045138 | 8446.9757 | 399.7147 | 5.426
| Civic Offices | Internal ceiling finish (emulsion) | 1700889 | 8403095 | 3.3 | Ceiling finishes | Paint | Construction | 110.208 | Area Calculation | 5 | 44 | 1 | FALSE | 1 | FALSE |  | 1.06 | 110.208 | 1322.496 | 5134 | Paint, emulsion |  | 50 | D2 | 0 | 0 | 0 | 0 | 0 | 0 | 0 | 0 | 0
| Civic Offices | Internal ceiling finish (emulsion) | 1700889 | 8403095 | 3.3 | Ceiling finishes | Paint | Construction | 110.208 | Area Calculation | 5 | 44 | 1 | FALSE | 1 | FALSE |  | 1.06 | 110.208 | 1322.496 | 5134 | Paint, emulsion |  | 50 | D3 | 0 | 0 | 0 | 0 | 0 | 0 | 0 | 0 | 0
| Civic Offices | Internal ceiling finish (emulsion) | 1700889 | 8403095 | 3.3 | Ceiling finishes | Paint | Construction | 110.208 | Area Calculation | 5 | 44 | 1 | FALSE | 1 | FALSE |  | 1.06 | 110.208 | 1322.496 | 5134 | Paint, emulsion |  | 50 | D4 | 0 | 0 | 0 | 0 | 0 | 0 | 0 | 0 | 0
| Civic Offices | Internal ceiling finish (emulsion) | 1700889 | 8403095 | 3.3 | Ceiling finishes | Paint | Construction | 110.208 | Area Calculation | 5 | 44 | 1 | FALSE | 1 | FALSE |  | 1.06 | 110.208 | 1322.496 | 5134 | Paint, emulsion |  | 55 | B4B5 | 443.7609 | 6.9632e-05 | 4.9388 | 2.1643 | 0.53345 | 0.0045138 | 8446.9757 | 399.7147 | 5.426
| Civic Offices | Internal ceiling finish (emulsion) | 1700889 | 8403095 | 3.3 | Ceiling finishes | Paint | Construction | 110.208 | Area Calculation | 5 | 44 | 1 | FALSE | 1 | FALSE |  | 1.06 | 110.208 | 1322.496 | 5134 | Paint, emulsion |  | 55 | D2 | 0 | 0 | 0 | 0 | 0 | 0 | 0 | 0 | 0
| Civic Offices | Internal ceiling finish (emulsion) | 1700889 | 8403095 | 3.3 | Ceiling finishes | Paint | Construction | 110.208 | Area Calculation | 5 | 44 | 1 | FALSE | 1 | FALSE |  | 1.06 | 110.208 | 1322.496 | 5134 | Paint, emulsion |  | 55 | D3 | 0 | 0 | 0 | 0 | 0 | 0 | 0 | 0 | 0
| Civic Offices | Internal ceiling finish (emulsion) | 1700889 | 8403095 | 3.3 | Ceiling finishes | Paint | Construction | 110.208 | Area Calculation | 5 | 44 | 1 | FALSE | 1 | FALSE |  | 1.06 | 110.208 | 1322.496 | 5134 | Paint, emulsion |  | 55 | D4 | 0 | 0 | 0 | 0 | 0 | 0 | 0 | 0 | 0
| Civic Offices | Ceiling lining plasterboard, skim and paint | 1700891 | 8403097 | 3.3 | Ceiling finishes | skim | Construction | 39.425 | Area Calculation | 80 | 44 | 1 | FALSE | 1 | FALSE |  | 1.04 | 39.425 | 39.425 | 5315 | Plaster, gypsum |  | 0 | A1A3 | 5.0712 | 4.0209e-07 | 0.027559 | 0.0063151 | 0.0026099 | 6.0674e-06 | 65.2225 | 5.976 | 0.020904
| Civic Offices | Ceiling lining plasterboard, skim and paint | 1700891 | 8403097 | 3.3 | Ceiling finishes | skim | Construction | 39.425 | Area Calculation | 80 | 44 | 1 | FALSE | 1 | FALSE |  | 1.04 | 39.425 | 39.425 | 5315 | Plaster, gypsum |  | 0 | A4 | 0.43876 | 8.0763e-08 | 0.0014672 | 0.00038711 | 0.00025595 | 1.1555e-06 | 6.6262 | 0.8187 | 0.0018178
| Civic Offices | Ceiling lining plasterboard, skim and paint | 1700891 | 8403097 | 3.3 | Ceiling finishes | skim | Construction | 39.425 | Area Calculation | 80 | 44 | 1 | FALSE | 1 | FALSE |  | 1.04 | 39.425 | 39.425 | 5315 | Plaster, gypsum |  | 0 | A5 | 0.00081972 | 2.1465e-10 | 5.7323e-06 | 1.8836e-06 | 9.512e-07 | 1.1563e-09 | 0.020096 | 0.23655 | 0
| Civic Offices | Ceiling lining plasterboard, skim and paint | 1700891 | 8403097 | 3.3 | Ceiling finishes | skim | Construction | 39.425 | Area Calculation | 80 | 44 | 1 | FALSE | 1 | FALSE |  | 1.04 | 39.425 | 39.425 | 5315 | Plaster, gypsum |  | 0 | D2 | 0 | 0 | 0 | 0 | 0 | 0 | 0 | 0 | 0
| Civic Offices | Ceiling lining plasterboard, skim and paint | 1700891 | 8403097 | 3.3 | Ceiling finishes | skim | Construction | 39.425 | Area Calculation | 80 | 44 | 1 | FALSE | 1 | FALSE |  | 1.04 | 39.425 | 39.425 | 5315 | Plaster, gypsum |  | 0 | D3 | 0 | 0 | 0 | 0 | 0 | 0 | 0 | 0 | 0
| Civic Offices | Ceiling lining plasterboard, skim and paint | 1700891 | 8403097 | 3.3 | Ceiling finishes | skim | Construction | 39.425 | Area Calculation | 80 | 44 | 1 | FALSE | 1 | FALSE |  | 1.04 | 39.425 | 39.425 | 5315 | Plaster, gypsum |  | 0 | D4 | 0 | 0 | 0 | 0 | 0 | 0 | 0 | 0 | 0
| Civic Offices | Ceiling lining plasterboard, skim and paint | 1700891 | 8403097 | 3.3 | Ceiling finishes | skim | Construction | 39.425 | Area Calculation | 80 | 44 | 1 | FALSE | 1 | FALSE |  | 1.04 | 39.425 | 39.425 | 5315 | Plaster, gypsum |  | 60 | C2 | 0 | 0 | 0 | 0 | 0 | 0 | 0 | 0 | 0
| Civic Offices | Ceiling lining plasterboard, skim and paint | 1700891 | 8403097 | 3.3 | Ceiling finishes | skim | Construction | 39.425 | Area Calculation | 80 | 44 | 1 | FALSE | 1 | FALSE |  | 1.04 | 39.425 | 39.425 | 5315 | Plaster, gypsum |  | 60 | C4 | 0.020493 | 5.3662e-09 | 0.00014331 | 4.709e-05 | 2.378e-05 | 2.8909e-08 | 0.5024 | 5.9138 | 0.0010277
| Civic Offices | Ceiling lining plasterboard, skim and paint | 1700891 | 8403097 | 3.3 | Ceiling finishes | skim | Construction | 39.425 | Area Calculation | 80 | 44 | 1 | FALSE | 1 | FALSE |  | 1.04 | 39.425 | 39.425 | 5315 | Plaster, gypsum |  | 60 | D2 | 0 | 0 | 0 | 0 | 0 | 0 | 0 | 0 | 0
| Civic Offices | Ceiling lining plasterboard, skim and paint | 1700891 | 8403097 | 3.3 | Ceiling finishes | skim | Construction | 39.425 | Area Calculation | 80 | 44 | 1 | FALSE | 1 | FALSE |  | 1.04 | 39.425 | 39.425 | 5315 | Plaster, gypsum |  | 60 | D3 | 0 | 0 | 0 | 0 | 0 | 0 | 0 | 0 | 0
| Civic Offices | Ceiling lining plasterboard, skim and paint | 1700891 | 8403097 | 3.3 | Ceiling finishes | skim | Construction | 39.425 | Area Calculation | 80 | 44 | 1 | FALSE | 1 | FALSE |  | 1.04 | 39.425 | 39.425 | 5315 | Plaster, gypsum |  | 60 | D4 | 0 | 0 | 0 | 0 | 0 | 0 | 0 | 0 | 0
| Civic Offices | Ceiling lining plasterboard (12mm) | 1700892 | 8403098 | 3.3 | Ceiling finishes | 12.5mm plasterboard finish | Construction | 752.1875 | Area Calculation | 15 | 44 | 1 | FALSE | 1 | FALSE |  | 1.1 | 752.1875 | 3008.75 | 5548 | General sheet (on framework), plasterboard |  | 0 | A1A3 | 293.2847 | 1.6626e-05 | 2.0681 | 0.43635 | 0.14492 | 0.00054276 | 4163.9653 | 385.286 | 1.2759
| Civic Offices | Ceiling lining plasterboard (12mm) | 1700892 | 8403098 | 3.3 | Ceiling finishes | 12.5mm plasterboard finish | Construction | 752.1875 | Area Calculation | 15 | 44 | 1 | FALSE | 1 | FALSE |  | 1.1 | 752.1875 | 3008.75 | 5548 | General sheet (on framework), plasterboard |  | 0 | A4 | 21.5553 | 3.873e-06 | 0.07058 | 0.019077 | 0.012041 | 7.5174e-05 | 321.3171 | 49.0628 | 0.088703
| Civic Offices | Ceiling lining plasterboard (12mm) | 1700892 | 8403098 | 3.3 | Ceiling finishes | 12.5mm plasterboard finish | Construction | 752.1875 | Area Calculation | 15 | 44 | 1 | FALSE | 1 | FALSE |  | 1.1 | 752.1875 | 3008.75 | 5548 | General sheet (on framework), plasterboard |  | 0 | A5 | 0.15639 | 4.0953e-08 | 0.0010937 | 0.00035937 | 0.00018148 | 2.2062e-07 | 3.8341 | 7.898 | 0
| Civic Offices | Ceiling lining plasterboard (12mm) | 1700892 | 8403098 | 3.3 | Ceiling finishes | 12.5mm plasterboard finish | Construction | 752.1875 | Area Calculation | 15 | 44 | 1 | FALSE | 1 | FALSE |  | 1.1 | 752.1875 | 3008.75 | 5548 | General sheet (on framework), plasterboard |  | 0 | D2 | 0 | 0 | 0 | 0 | 0 | 0 | 0 | 0 | 0
| Civic Offices | Ceiling lining plasterboard (12mm) | 1700892 | 8403098 | 3.3 | Ceiling finishes | 12.5mm plasterboard finish | Construction | 752.1875 | Area Calculation | 15 | 44 | 1 | FALSE | 1 | FALSE |  | 1.1 | 752.1875 | 3008.75 | 5548 | General sheet (on framework), plasterboard |  | 0 | D3 | 0 | 0 | 0 | 0 | 0 | 0 | 0 | 0 | 0
| Civic Offices | Ceiling lining plasterboard (12mm) | 1700892 | 8403098 | 3.3 | Ceiling finishes | 12.5mm plasterboard finish | Construction | 752.1875 | Area Calculation | 15 | 44 | 1 | FALSE | 1 | FALSE |  | 1.1 | 752.1875 | 3008.75 | 5548 | General sheet (on framework), plasterboard |  | 0 | D4 | 0 | 0 | 0 | 0 | 0 | 0 | 0 | 0 | 0
| Civic Offices | Ceiling lining plasterboard (12mm) | 1700892 | 8403098 | 3.3 | Ceiling finishes | 12.5mm plasterboard finish | Construction | 752.1875 | Area Calculation | 15 | 44 | 1 | FALSE | 1 | FALSE |  | 1.1 | 752.1875 | 3008.75 | 5548 | General sheet (on framework), plasterboard |  | 60 | C2 | 0 | 0 | 0 | 0 | 0 | 0 | 0 | 0 | 0
| Civic Offices | Ceiling lining plasterboard (12mm) | 1700892 | 8403098 | 3.3 | Ceiling finishes | 12.5mm plasterboard finish | Construction | 752.1875 | Area Calculation | 15 | 44 | 1 | FALSE | 1 | FALSE |  | 1.1 | 752.1875 | 3008.75 | 5548 | General sheet (on framework), plasterboard |  | 60 | C4 | 1.5639 | 4.0953e-07 | 0.010937 | 0.0035937 | 0.0018148 | 2.2062e-06 | 38.3408 | 78.9797 | 0.078432
| Civic Offices | Ceiling lining plasterboard (12mm) | 1700892 | 8403098 | 3.3 | Ceiling finishes | 12.5mm plasterboard finish | Construction | 752.1875 | Area Calculation | 15 | 44 | 1 | FALSE | 1 | FALSE |  | 1.1 | 752.1875 | 3008.75 | 5548 | General sheet (on framework), plasterboard |  | 60 | D2 | 0 | 0 | 0 | 0 | 0 | 0 | 0 | 0 | 0
| Civic Offices | Ceiling lining plasterboard (12mm) | 1700892 | 8403098 | 3.3 | Ceiling finishes | 12.5mm plasterboard finish | Construction | 752.1875 | Area Calculation | 15 | 44 | 1 | FALSE | 1 | FALSE |  | 1.1 | 752.1875 | 3008.75 | 5548 | General sheet (on framework), plasterboard |  | 60 | D3 | 0 | 0 | 0 | 0 | 0 | 0 | 0 | 0 | 0
| Civic Offices | Ceiling lining plasterboard (12mm) | 1700892 | 8403098 | 3.3 | Ceiling finishes | 12.5mm plasterboard finish | Construction | 752.1875 | Area Calculation | 15 | 44 | 1 | FALSE | 1 | FALSE |  | 1.1 | 752.1875 | 3008.75 | 5548 | General sheet (on framework), plasterboard |  | 60 | D4 | 0 | 0 | 0 | 0 | 0 | 0 | 0 | 0 | 0
| Civic Offices | Ceiling lining plasterboard (12mm) | 1700892 | 8403098 | 3.3 | Ceiling finishes | 12.5mm plasterboard finish | Construction | 752.1875 | Area Calculation | 15 | 44 | 1 | FALSE | 1 | FALSE |  | 1.1 | 752.1875 | 3008.75 | 5548 | General sheet (on framework), plasterboard |  | 15 | B4B5 | 316.5604 | 2.0949e-05 | 2.1507 | 0.45938 | 0.15895 | 0.00062036 | 4527.4573 | 521.2264 | 1.3646
| Civic Offices | Ceiling lining plasterboard (12mm) | 1700892 | 8403098 | 3.3 | Ceiling finishes | 12.5mm plasterboard finish | Construction | 752.1875 | Area Calculation | 15 | 44 | 1 | FALSE | 1 | FALSE |  | 1.1 | 752.1875 | 3008.75 | 5548 | General sheet (on framework), plasterboard |  | 15 | D2 | 0 | 0 | 0 | 0 | 0 | 0 | 0 | 0 | 0
| Civic Offices | Ceiling lining plasterboard (12mm) | 1700892 | 8403098 | 3.3 | Ceiling finishes | 12.5mm plasterboard finish | Construction | 752.1875 | Area Calculation | 15 | 44 | 1 | FALSE | 1 | FALSE |  | 1.1 | 752.1875 | 3008.75 | 5548 | General sheet (on framework), plasterboard |  | 15 | D3 | 0 | 0 | 0 | 0 | 0 | 0 | 0 | 0 | 0
| Civic Offices | Ceiling lining plasterboard (12mm) | 1700892 | 8403098 | 3.3 | Ceiling finishes | 12.5mm plasterboard finish | Construction | 752.1875 | Area Calculation | 15 | 44 | 1 | FALSE | 1 | FALSE |  | 1.1 | 752.1875 | 3008.75 | 5548 | General sheet (on framework), plasterboard |  | 15 | D4 | 0 | 0 | 0 | 0 | 0 | 0 | 0 | 0 | 0
| Civic Offices | Ceiling lining plasterboard (12mm) | 1700892 | 8403098 | 3.3 | Ceiling finishes | 12.5mm plasterboard finish | Construction | 752.1875 | Area Calculation | 15 | 44 | 1 | FALSE | 1 | FALSE |  | 1.1 | 752.1875 | 3008.75 | 5548 | General sheet (on framework), plasterboard |  | 30 | B4B5 | 316.5604 | 2.0949e-05 | 2.1507 | 0.45938 | 0.15895 | 0.00062036 | 4527.4573 | 521.2264 | 1.3646
| Civic Offices | Ceiling lining plasterboard (12mm) | 1700892 | 8403098 | 3.3 | Ceiling finishes | 12.5mm plasterboard finish | Construction | 752.1875 | Area Calculation | 15 | 44 | 1 | FALSE | 1 | FALSE |  | 1.1 | 752.1875 | 3008.75 | 5548 | General sheet (on framework), plasterboard |  | 30 | D2 | 0 | 0 | 0 | 0 | 0 | 0 | 0 | 0 | 0
| Civic Offices | Ceiling lining plasterboard (12mm) | 1700892 | 8403098 | 3.3 | Ceiling finishes | 12.5mm plasterboard finish | Construction | 752.1875 | Area Calculation | 15 | 44 | 1 | FALSE | 1 | FALSE |  | 1.1 | 752.1875 | 3008.75 | 5548 | General sheet (on framework), plasterboard |  | 30 | D3 | 0 | 0 | 0 | 0 | 0 | 0 | 0 | 0 | 0
| Civic Offices | Ceiling lining plasterboard (12mm) | 1700892 | 8403098 | 3.3 | Ceiling finishes | 12.5mm plasterboard finish | Construction | 752.1875 | Area Calculation | 15 | 44 | 1 | FALSE | 1 | FALSE |  | 1.1 | 752.1875 | 3008.75 | 5548 | General sheet (on framework), plasterboard |  | 30 | D4 | 0 | 0 | 0 | 0 | 0 | 0 | 0 | 0 | 0
| Civic Offices | Ceiling lining plasterboard (12mm) | 1700892 | 8403098 | 3.3 | Ceiling finishes | 12.5mm plasterboard finish | Construction | 752.1875 | Area Calculation | 15 | 44 | 1 | FALSE | 1 | FALSE |  | 1.1 | 752.1875 | 3008.75 | 5548 | General sheet (on framework), plasterboard |  | 45 | B4B5 | 316.5604 | 2.0949e-05 | 2.1507 | 0.45938 | 0.15895 | 0.00062036 | 4527.4573 | 521.2264 | 1.3646
| Civic Offices | Ceiling lining plasterboard (12mm) | 1700892 | 8403098 | 3.3 | Ceiling finishes | 12.5mm plasterboard finish | Construction | 752.1875 | Area Calculation | 15 | 44 | 1 | FALSE | 1 | FALSE |  | 1.1 | 752.1875 | 3008.75 | 5548 | General sheet (on framework), plasterboard |  | 45 | D2 | 0 | 0 | 0 | 0 | 0 | 0 | 0 | 0 | 0
| Civic Offices | Ceiling lining plasterboard (12mm) | 1700892 | 8403098 | 3.3 | Ceiling finishes | 12.5mm plasterboard finish | Construction | 752.1875 | Area Calculation | 15 | 44 | 1 | FALSE | 1 | FALSE |  | 1.1 | 752.1875 | 3008.75 | 5548 | General sheet (on framework), plasterboard |  | 45 | D3 | 0 | 0 | 0 | 0 | 0 | 0 | 0 | 0 | 0
| Civic Offices | Ceiling lining plasterboard (12mm) | 1700892 | 8403098 | 3.3 | Ceiling finishes | 12.5mm plasterboard finish | Construction | 752.1875 | Area Calculation | 15 | 44 | 1 | FALSE | 1 | FALSE |  | 1.1 | 752.1875 | 3008.75 | 5548 | General sheet (on framework), plasterboard |  | 45 | D4 | 0 | 0 | 0 | 0 | 0 | 0 | 0 | 0 | 0
| Civic Offices | Internal ceiling finish (emulsion) | 1700893 | 8403100 | 3.3 | Ceiling finishes | Paint | Construction | 37.184 | Area Calculation | 5 | 44 | 1 | FALSE | 1 | FALSE |  | 1.06 | 37.184 | 446.208 | 5134 | Paint, emulsion |  | 0 | A1A3 | 147.348 | 2.3256e-05 | 1.6602 | 0.65291 | 0.17888 | 0.0015198 | 2829.0989 | 117.7721 | 1.8276
| Civic Offices | Internal ceiling finish (emulsion) | 1700893 | 8403100 | 3.3 | Ceiling finishes | Paint | Construction | 37.184 | Area Calculation | 5 | 44 | 1 | FALSE | 1 | FALSE |  | 1.06 | 37.184 | 446.208 | 5134 | Paint, emulsion |  | 0 | A4 | 0.75527 | 1.357e-07 | 0.002473 | 0.00066842 | 0.00042189 | 2.634e-06 | 11.2585 | 1.7191 | 0.003108
| Civic Offices | Internal ceiling finish (emulsion) | 1700893 | 8403100 | 3.3 | Ceiling finishes | Paint | Construction | 37.184 | Area Calculation | 5 | 44 | 1 | FALSE | 1 | FALSE |  | 1.06 | 37.184 | 446.208 | 5134 | Paint, emulsion |  | 0 | A5 | 0.091755 | 5.7876e-09 | 0.00020632 | 0.0043387 | 3.8951e-05 | 3.1293e-08 | 0.54557 | 0.87011 | 0
| Civic Offices | Internal ceiling finish (emulsion) | 1700893 | 8403100 | 3.3 | Ceiling finishes | Paint | Construction | 37.184 | Area Calculation | 5 | 44 | 1 | FALSE | 1 | FALSE |  | 1.06 | 37.184 | 446.208 | 5134 | Paint, emulsion |  | 0 | D2 | 0 | 0 | 0 | 0 | 0 | 0 | 0 | 0 | 0
| Civic Offices | Internal ceiling finish (emulsion) | 1700893 | 8403100 | 3.3 | Ceiling finishes | Paint | Construction | 37.184 | Area Calculation | 5 | 44 | 1 | FALSE | 1 | FALSE |  | 1.06 | 37.184 | 446.208 | 5134 | Paint, emulsion |  | 0 | D3 | 0 | 0 | 0 | 0 | 0 | 0 | 0 | 0 | 0
| Civic Offices | Internal ceiling finish (emulsion) | 1700893 | 8403100 | 3.3 | Ceiling finishes | Paint | Construction | 37.184 | Area Calculation | 5 | 44 | 1 | FALSE | 1 | FALSE |  | 1.06 | 37.184 | 446.208 | 5134 | Paint, emulsion |  | 0 | D4 | 0 | 0 | 0 | 0 | 0 | 0 | 0 | 0 | 0
| Civic Offices | Internal ceiling finish (emulsion) | 1700893 | 8403100 | 3.3 | Ceiling finishes | Paint | Construction | 37.184 | Area Calculation | 5 | 44 | 1 | FALSE | 1 | FALSE |  | 1.06 | 37.184 | 446.208 | 5134 | Paint, emulsion |  | 60 | C2 | 0 | 0 | 0 | 0 | 0 | 0 | 0 | 0 | 0
| Civic Offices | Internal ceiling finish (emulsion) | 1700893 | 8403100 | 3.3 | Ceiling finishes | Paint | Construction | 37.184 | Area Calculation | 5 | 44 | 1 | FALSE | 1 | FALSE |  | 1.06 | 37.184 | 446.208 | 5134 | Paint, emulsion |  | 60 | C4 | 1.5292 | 9.646e-08 | 0.0034387 | 0.072311 | 0.00064918 | 5.2155e-07 | 9.0929 | 14.5018 | 0.038333
| Civic Offices | Internal ceiling finish (emulsion) | 1700893 | 8403100 | 3.3 | Ceiling finishes | Paint | Construction | 37.184 | Area Calculation | 5 | 44 | 1 | FALSE | 1 | FALSE |  | 1.06 | 37.184 | 446.208 | 5134 | Paint, emulsion |  | 60 | D2 | 0 | 0 | 0 | 0 | 0 | 0 | 0 | 0 | 0
| Civic Offices | Internal ceiling finish (emulsion) | 1700893 | 8403100 | 3.3 | Ceiling finishes | Paint | Construction | 37.184 | Area Calculation | 5 | 44 | 1 | FALSE | 1 | FALSE |  | 1.06 | 37.184 | 446.208 | 5134 | Paint, emulsion |  | 60 | D3 | 0 | 0 | 0 | 0 | 0 | 0 | 0 | 0 | 0
| Civic Offices | Internal ceiling finish (emulsion) | 1700893 | 8403100 | 3.3 | Ceiling finishes | Paint | Construction | 37.184 | Area Calculation | 5 | 44 | 1 | FALSE | 1 | FALSE |  | 1.06 | 37.184 | 446.208 | 5134 | Paint, emulsion |  | 60 | D4 | 0 | 0 | 0 | 0 | 0 | 0 | 0 | 0 | 0
| Civic Offices | Internal ceiling finish (emulsion) | 1700893 | 8403100 | 3.3 | Ceiling finishes | Paint | Construction | 37.184 | Area Calculation | 5 | 44 | 1 | FALSE | 1 | FALSE |  | 1.06 | 37.184 | 446.208 | 5134 | Paint, emulsion |  | 5 | B4B5 | 149.7242 | 2.3494e-05 | 1.6663 | 0.73023 | 0.17999 | 0.0015229 | 2849.9959 | 134.8631 | 1.8307
| Civic Offices | Internal ceiling finish (emulsion) | 1700893 | 8403100 | 3.3 | Ceiling finishes | Paint | Construction | 37.184 | Area Calculation | 5 | 44 | 1 | FALSE | 1 | FALSE |  | 1.06 | 37.184 | 446.208 | 5134 | Paint, emulsion |  | 5 | D2 | 0 | 0 | 0 | 0 | 0 | 0 | 0 | 0 | 0
| Civic Offices | Internal ceiling finish (emulsion) | 1700893 | 8403100 | 3.3 | Ceiling finishes | Paint | Construction | 37.184 | Area Calculation | 5 | 44 | 1 | FALSE | 1 | FALSE |  | 1.06 | 37.184 | 446.208 | 5134 | Paint, emulsion |  | 5 | D3 | 0 | 0 | 0 | 0 | 0 | 0 | 0 | 0 | 0
| Civic Offices | Internal ceiling finish (emulsion) | 1700893 | 8403100 | 3.3 | Ceiling finishes | Paint | Construction | 37.184 | Area Calculation | 5 | 44 | 1 | FALSE | 1 | FALSE |  | 1.06 | 37.184 | 446.208 | 5134 | Paint, emulsion |  | 5 | D4 | 0 | 0 | 0 | 0 | 0 | 0 | 0 | 0 | 0
| Civic Offices | Internal ceiling finish (emulsion) | 1700893 | 8403100 | 3.3 | Ceiling finishes | Paint | Construction | 37.184 | Area Calculation | 5 | 44 | 1 | FALSE | 1 | FALSE |  | 1.06 | 37.184 | 446.208 | 5134 | Paint, emulsion |  | 10 | B4B5 | 149.7242 | 2.3494e-05 | 1.6663 | 0.73023 | 0.17999 | 0.0015229 | 2849.9959 | 134.8631 | 1.8307
| Civic Offices | Internal ceiling finish (emulsion) | 1700893 | 8403100 | 3.3 | Ceiling finishes | Paint | Construction | 37.184 | Area Calculation | 5 | 44 | 1 | FALSE | 1 | FALSE |  | 1.06 | 37.184 | 446.208 | 5134 | Paint, emulsion |  | 10 | D2 | 0 | 0 | 0 | 0 | 0 | 0 | 0 | 0 | 0
| Civic Offices | Internal ceiling finish (emulsion) | 1700893 | 8403100 | 3.3 | Ceiling finishes | Paint | Construction | 37.184 | Area Calculation | 5 | 44 | 1 | FALSE | 1 | FALSE |  | 1.06 | 37.184 | 446.208 | 5134 | Paint, emulsion |  | 10 | D3 | 0 | 0 | 0 | 0 | 0 | 0 | 0 | 0 | 0
| Civic Offices | Internal ceiling finish (emulsion) | 1700893 | 8403100 | 3.3 | Ceiling finishes | Paint | Construction | 37.184 | Area Calculation | 5 | 44 | 1 | FALSE | 1 | FALSE |  | 1.06 | 37.184 | 446.208 | 5134 | Paint, emulsion |  | 10 | D4 | 0 | 0 | 0 | 0 | 0 | 0 | 0 | 0 | 0
| Civic Offices | Internal ceiling finish (emulsion) | 1700893 | 8403100 | 3.3 | Ceiling finishes | Paint | Construction | 37.184 | Area Calculation | 5 | 44 | 1 | FALSE | 1 | FALSE |  | 1.06 | 37.184 | 446.208 | 5134 | Paint, emulsion |  | 15 | B4B5 | 149.7242 | 2.3494e-05 | 1.6663 | 0.73023 | 0.17999 | 0.0015229 | 2849.9959 | 134.8631 | 1.8307
| Civic Offices | Internal ceiling finish (emulsion) | 1700893 | 8403100 | 3.3 | Ceiling finishes | Paint | Construction | 37.184 | Area Calculation | 5 | 44 | 1 | FALSE | 1 | FALSE |  | 1.06 | 37.184 | 446.208 | 5134 | Paint, emulsion |  | 15 | D2 | 0 | 0 | 0 | 0 | 0 | 0 | 0 | 0 | 0
| Civic Offices | Internal ceiling finish (emulsion) | 1700893 | 8403100 | 3.3 | Ceiling finishes | Paint | Construction | 37.184 | Area Calculation | 5 | 44 | 1 | FALSE | 1 | FALSE |  | 1.06 | 37.184 | 446.208 | 5134 | Paint, emulsion |  | 15 | D3 | 0 | 0 | 0 | 0 | 0 | 0 | 0 | 0 | 0
| Civic Offices | Internal ceiling finish (emulsion) | 1700893 | 8403100 | 3.3 | Ceiling finishes | Paint | Construction | 37.184 | Area Calculation | 5 | 44 | 1 | FALSE | 1 | FALSE |  | 1.06 | 37.184 | 446.208 | 5134 | Paint, emulsion |  | 15 | D4 | 0 | 0 | 0 | 0 | 0 | 0 | 0 | 0 | 0
| Civic Offices | Internal ceiling finish (emulsion) | 1700893 | 8403100 | 3.3 | Ceiling finishes | Paint | Construction | 37.184 | Area Calculation | 5 | 44 | 1 | FALSE | 1 | FALSE |  | 1.06 | 37.184 | 446.208 | 5134 | Paint, emulsion |  | 20 | B4B5 | 149.7242 | 2.3494e-05 | 1.6663 | 0.73023 | 0.17999 | 0.0015229 | 2849.9959 | 134.8631 | 1.8307
| Civic Offices | Internal ceiling finish (emulsion) | 1700893 | 8403100 | 3.3 | Ceiling finishes | Paint | Construction | 37.184 | Area Calculation | 5 | 44 | 1 | FALSE | 1 | FALSE |  | 1.06 | 37.184 | 446.208 | 5134 | Paint, emulsion |  | 20 | D2 | 0 | 0 | 0 | 0 | 0 | 0 | 0 | 0 | 0
| Civic Offices | Internal ceiling finish (emulsion) | 1700893 | 8403100 | 3.3 | Ceiling finishes | Paint | Construction | 37.184 | Area Calculation | 5 | 44 | 1 | FALSE | 1 | FALSE |  | 1.06 | 37.184 | 446.208 | 5134 | Paint, emulsion |  | 20 | D3 | 0 | 0 | 0 | 0 | 0 | 0 | 0 | 0 | 0
| Civic Offices | Internal ceiling finish (emulsion) | 1700893 | 8403100 | 3.3 | Ceiling finishes | Paint | Construction | 37.184 | Area Calculation | 5 | 44 | 1 | FALSE | 1 | FALSE |  | 1.06 | 37.184 | 446.208 | 5134 | Paint, emulsion |  | 20 | D4 | 0 | 0 | 0 | 0 | 0 | 0 | 0 | 0 | 0
| Civic Offices | Internal ceiling finish (emulsion) | 1700893 | 8403100 | 3.3 | Ceiling finishes | Paint | Construction | 37.184 | Area Calculation | 5 | 44 | 1 | FALSE | 1 | FALSE |  | 1.06 | 37.184 | 446.208 | 5134 | Paint, emulsion |  | 25 | B4B5 | 149.7242 | 2.3494e-05 | 1.6663 | 0.73023 | 0.17999 | 0.0015229 | 2849.9959 | 134.8631 | 1.8307
| Civic Offices | Internal ceiling finish (emulsion) | 1700893 | 8403100 | 3.3 | Ceiling finishes | Paint | Construction | 37.184 | Area Calculation | 5 | 44 | 1 | FALSE | 1 | FALSE |  | 1.06 | 37.184 | 446.208 | 5134 | Paint, emulsion |  | 25 | D2 | 0 | 0 | 0 | 0 | 0 | 0 | 0 | 0 | 0
| Civic Offices | Internal ceiling finish (emulsion) | 1700893 | 8403100 | 3.3 | Ceiling finishes | Paint | Construction | 37.184 | Area Calculation | 5 | 44 | 1 | FALSE | 1 | FALSE |  | 1.06 | 37.184 | 446.208 | 5134 | Paint, emulsion |  | 25 | D3 | 0 | 0 | 0 | 0 | 0 | 0 | 0 | 0 | 0
| Civic Offices | Internal ceiling finish (emulsion) | 1700893 | 8403100 | 3.3 | Ceiling finishes | Paint | Construction | 37.184 | Area Calculation | 5 | 44 | 1 | FALSE | 1 | FALSE |  | 1.06 | 37.184 | 446.208 | 5134 | Paint, emulsion |  | 25 | D4 | 0 | 0 | 0 | 0 | 0 | 0 | 0 | 0 | 0
| Civic Offices | Internal ceiling finish (emulsion) | 1700893 | 8403100 | 3.3 | Ceiling finishes | Paint | Construction | 37.184 | Area Calculation | 5 | 44 | 1 | FALSE | 1 | FALSE |  | 1.06 | 37.184 | 446.208 | 5134 | Paint, emulsion |  | 30 | B4B5 | 149.7242 | 2.3494e-05 | 1.6663 | 0.73023 | 0.17999 | 0.0015229 | 2849.9959 | 134.8631 | 1.8307
| Civic Offices | Internal ceiling finish (emulsion) | 1700893 | 8403100 | 3.3 | Ceiling finishes | Paint | Construction | 37.184 | Area Calculation | 5 | 44 | 1 | FALSE | 1 | FALSE |  | 1.06 | 37.184 | 446.208 | 5134 | Paint, emulsion |  | 30 | D2 | 0 | 0 | 0 | 0 | 0 | 0 | 0 | 0 | 0
| Civic Offices | Internal ceiling finish (emulsion) | 1700893 | 8403100 | 3.3 | Ceiling finishes | Paint | Construction | 37.184 | Area Calculation | 5 | 44 | 1 | FALSE | 1 | FALSE |  | 1.06 | 37.184 | 446.208 | 5134 | Paint, emulsion |  | 30 | D3 | 0 | 0 | 0 | 0 | 0 | 0 | 0 | 0 | 0
| Civic Offices | Internal ceiling finish (emulsion) | 1700893 | 8403100 | 3.3 | Ceiling finishes | Paint | Construction | 37.184 | Area Calculation | 5 | 44 | 1 | FALSE | 1 | FALSE |  | 1.06 | 37.184 | 446.208 | 5134 | Paint, emulsion |  | 30 | D4 | 0 | 0 | 0 | 0 | 0 | 0 | 0 | 0 | 0
| Civic Offices | Internal ceiling finish (emulsion) | 1700893 | 8403100 | 3.3 | Ceiling finishes | Paint | Construction | 37.184 | Area Calculation | 5 | 44 | 1 | FALSE | 1 | FALSE |  | 1.06 | 37.184 | 446.208 | 5134 | Paint, emulsion |  | 35 | B4B5 | 149.7242 | 2.3494e-05 | 1.6663 | 0.73023 | 0.17999 | 0.0015229 | 2849.9959 | 134.8631 | 1.8307
| Civic Offices | Internal ceiling finish (emulsion) | 1700893 | 8403100 | 3.3 | Ceiling finishes | Paint | Construction | 37.184 | Area Calculation | 5 | 44 | 1 | FALSE | 1 | FALSE |  | 1.06 | 37.184 | 446.208 | 5134 | Paint, emulsion |  | 35 | D2 | 0 | 0 | 0 | 0 | 0 | 0 | 0 | 0 | 0
| Civic Offices | Internal ceiling finish (emulsion) | 1700893 | 8403100 | 3.3 | Ceiling finishes | Paint | Construction | 37.184 | Area Calculation | 5 | 44 | 1 | FALSE | 1 | FALSE |  | 1.06 | 37.184 | 446.208 | 5134 | Paint, emulsion |  | 35 | D3 | 0 | 0 | 0 | 0 | 0 | 0 | 0 | 0 | 0
| Civic Offices | Internal ceiling finish (emulsion) | 1700893 | 8403100 | 3.3 | Ceiling finishes | Paint | Construction | 37.184 | Area Calculation | 5 | 44 | 1 | FALSE | 1 | FALSE |  | 1.06 | 37.184 | 446.208 | 5134 | Paint, emulsion |  | 35 | D4 | 0 | 0 | 0 | 0 | 0 | 0 | 0 | 0 | 0
| Civic Offices | Internal ceiling finish (emulsion) | 1700893 | 8403100 | 3.3 | Ceiling finishes | Paint | Construction | 37.184 | Area Calculation | 5 | 44 | 1 | FALSE | 1 | FALSE |  | 1.06 | 37.184 | 446.208 | 5134 | Paint, emulsion |  | 40 | B4B5 | 149.7242 | 2.3494e-05 | 1.6663 | 0.73023 | 0.17999 | 0.0015229 | 2849.9959 | 134.8631 | 1.8307
| Civic Offices | Internal ceiling finish (emulsion) | 1700893 | 8403100 | 3.3 | Ceiling finishes | Paint | Construction | 37.184 | Area Calculation | 5 | 44 | 1 | FALSE | 1 | FALSE |  | 1.06 | 37.184 | 446.208 | 5134 | Paint, emulsion |  | 40 | D2 | 0 | 0 | 0 | 0 | 0 | 0 | 0 | 0 | 0
| Civic Offices | Internal ceiling finish (emulsion) | 1700893 | 8403100 | 3.3 | Ceiling finishes | Paint | Construction | 37.184 | Area Calculation | 5 | 44 | 1 | FALSE | 1 | FALSE |  | 1.06 | 37.184 | 446.208 | 5134 | Paint, emulsion |  | 40 | D3 | 0 | 0 | 0 | 0 | 0 | 0 | 0 | 0 | 0
| Civic Offices | Internal ceiling finish (emulsion) | 1700893 | 8403100 | 3.3 | Ceiling finishes | Paint | Construction | 37.184 | Area Calculation | 5 | 44 | 1 | FALSE | 1 | FALSE |  | 1.06 | 37.184 | 446.208 | 5134 | Paint, emulsion |  | 40 | D4 | 0 | 0 | 0 | 0 | 0 | 0 | 0 | 0 | 0
| Civic Offices | Internal ceiling finish (emulsion) | 1700893 | 8403100 | 3.3 | Ceiling finishes | Paint | Construction | 37.184 | Area Calculation | 5 | 44 | 1 | FALSE | 1 | FALSE |  | 1.06 | 37.184 | 446.208 | 5134 | Paint, emulsion |  | 45 | B4B5 | 149.7242 | 2.3494e-05 | 1.6663 | 0.73023 | 0.17999 | 0.0015229 | 2849.9959 | 134.8631 | 1.8307
| Civic Offices | Internal ceiling finish (emulsion) | 1700893 | 8403100 | 3.3 | Ceiling finishes | Paint | Construction | 37.184 | Area Calculation | 5 | 44 | 1 | FALSE | 1 | FALSE |  | 1.06 | 37.184 | 446.208 | 5134 | Paint, emulsion |  | 45 | D2 | 0 | 0 | 0 | 0 | 0 | 0 | 0 | 0 | 0
| Civic Offices | Internal ceiling finish (emulsion) | 1700893 | 8403100 | 3.3 | Ceiling finishes | Paint | Construction | 37.184 | Area Calculation | 5 | 44 | 1 | FALSE | 1 | FALSE |  | 1.06 | 37.184 | 446.208 | 5134 | Paint, emulsion |  | 45 | D3 | 0 | 0 | 0 | 0 | 0 | 0 | 0 | 0 | 0
| Civic Offices | Internal ceiling finish (emulsion) | 1700893 | 8403100 | 3.3 | Ceiling finishes | Paint | Construction | 37.184 | Area Calculation | 5 | 44 | 1 | FALSE | 1 | FALSE |  | 1.06 | 37.184 | 446.208 | 5134 | Paint, emulsion |  | 45 | D4 | 0 | 0 | 0 | 0 | 0 | 0 | 0 | 0 | 0
| Civic Offices | Internal ceiling finish (emulsion) | 1700893 | 8403100 | 3.3 | Ceiling finishes | Paint | Construction | 37.184 | Area Calculation | 5 | 44 | 1 | FALSE | 1 | FALSE |  | 1.06 | 37.184 | 446.208 | 5134 | Paint, emulsion |  | 50 | B4B5 | 149.7242 | 2.3494e-05 | 1.6663 | 0.73023 | 0.17999 | 0.0015229 | 2849.9959 | 134.8631 | 1.8307
| Civic Offices | Internal ceiling finish (emulsion) | 1700893 | 8403100 | 3.3 | Ceiling finishes | Paint | Construction | 37.184 | Area Calculation | 5 | 44 | 1 | FALSE | 1 | FALSE |  | 1.06 | 37.184 | 446.208 | 5134 | Paint, emulsion |  | 50 | D2 | 0 | 0 | 0 | 0 | 0 | 0 | 0 | 0 | 0
| Civic Offices | Internal ceiling finish (emulsion) | 1700893 | 8403100 | 3.3 | Ceiling finishes | Paint | Construction | 37.184 | Area Calculation | 5 | 44 | 1 | FALSE | 1 | FALSE |  | 1.06 | 37.184 | 446.208 | 5134 | Paint, emulsion |  | 50 | D3 | 0 | 0 | 0 | 0 | 0 | 0 | 0 | 0 | 0
| Civic Offices | Internal ceiling finish (emulsion) | 1700893 | 8403100 | 3.3 | Ceiling finishes | Paint | Construction | 37.184 | Area Calculation | 5 | 44 | 1 | FALSE | 1 | FALSE |  | 1.06 | 37.184 | 446.208 | 5134 | Paint, emulsion |  | 50 | D4 | 0 | 0 | 0 | 0 | 0 | 0 | 0 | 0 | 0
| Civic Offices | Internal ceiling finish (emulsion) | 1700893 | 8403100 | 3.3 | Ceiling finishes | Paint | Construction | 37.184 | Area Calculation | 5 | 44 | 1 | FALSE | 1 | FALSE |  | 1.06 | 37.184 | 446.208 | 5134 | Paint, emulsion |  | 55 | B4B5 | 149.7242 | 2.3494e-05 | 1.6663 | 0.73023 | 0.17999 | 0.0015229 | 2849.9959 | 134.8631 | 1.8307
| Civic Offices | Internal ceiling finish (emulsion) | 1700893 | 8403100 | 3.3 | Ceiling finishes | Paint | Construction | 37.184 | Area Calculation | 5 | 44 | 1 | FALSE | 1 | FALSE |  | 1.06 | 37.184 | 446.208 | 5134 | Paint, emulsion |  | 55 | D2 | 0 | 0 | 0 | 0 | 0 | 0 | 0 | 0 | 0
| Civic Offices | Internal ceiling finish (emulsion) | 1700893 | 8403100 | 3.3 | Ceiling finishes | Paint | Construction | 37.184 | Area Calculation | 5 | 44 | 1 | FALSE | 1 | FALSE |  | 1.06 | 37.184 | 446.208 | 5134 | Paint, emulsion |  | 55 | D3 | 0 | 0 | 0 | 0 | 0 | 0 | 0 | 0 | 0
| Civic Offices | Internal ceiling finish (emulsion) | 1700893 | 8403100 | 3.3 | Ceiling finishes | Paint | Construction | 37.184 | Area Calculation | 5 | 44 | 1 | FALSE | 1 | FALSE |  | 1.06 | 37.184 | 446.208 | 5134 | Paint, emulsion |  | 55 | D4 | 0 | 0 | 0 | 0 | 0 | 0 | 0 | 0 | 0
| Civic Offices | Exposed Holorib Deck Acoustic Requirements TBC - nominal allowance only (Internal ceiling finish paint (emulsion)) | 1700894 | 8403102 | 3.3 | Ceiling finishes | Paint | Construction | 28.896 | Area Calculation | 5 | 44 | 1 | FALSE | 1 | FALSE |  | 1.06 | 28.896 | 346.752 | 5134 | Paint, emulsion |  | 0 | A1A3 | 114.5053 | 1.8072e-05 | 1.2902 | 0.50738 | 0.13901 | 0.001181 | 2198.5166 | 91.5217 | 1.4202
| Civic Offices | Exposed Holorib Deck Acoustic Requirements TBC - nominal allowance only (Internal ceiling finish paint (emulsion)) | 1700894 | 8403102 | 3.3 | Ceiling finishes | Paint | Construction | 28.896 | Area Calculation | 5 | 44 | 1 | FALSE | 1 | FALSE |  | 1.06 | 28.896 | 346.752 | 5134 | Paint, emulsion |  | 0 | A4 | 0.58693 | 1.0546e-07 | 0.0019218 | 0.00051943 | 0.00032786 | 2.0469e-06 | 8.7491 | 1.3359 | 0.0024153
| Civic Offices | Exposed Holorib Deck Acoustic Requirements TBC - nominal allowance only (Internal ceiling finish paint (emulsion)) | 1700894 | 8403102 | 3.3 | Ceiling finishes | Paint | Construction | 28.896 | Area Calculation | 5 | 44 | 1 | FALSE | 1 | FALSE |  | 1.06 | 28.896 | 346.752 | 5134 | Paint, emulsion |  | 0 | A5 | 0.071303 | 4.4976e-09 | 0.00016033 | 0.0033716 | 3.0269e-05 | 2.4318e-08 | 0.42397 | 0.67617 | 0
| Civic Offices | Exposed Holorib Deck Acoustic Requirements TBC - nominal allowance only (Internal ceiling finish paint (emulsion)) | 1700894 | 8403102 | 3.3 | Ceiling finishes | Paint | Construction | 28.896 | Area Calculation | 5 | 44 | 1 | FALSE | 1 | FALSE |  | 1.06 | 28.896 | 346.752 | 5134 | Paint, emulsion |  | 0 | D2 | 0 | 0 | 0 | 0 | 0 | 0 | 0 | 0 | 0
| Civic Offices | Exposed Holorib Deck Acoustic Requirements TBC - nominal allowance only (Internal ceiling finish paint (emulsion)) | 1700894 | 8403102 | 3.3 | Ceiling finishes | Paint | Construction | 28.896 | Area Calculation | 5 | 44 | 1 | FALSE | 1 | FALSE |  | 1.06 | 28.896 | 346.752 | 5134 | Paint, emulsion |  | 0 | D3 | 0 | 0 | 0 | 0 | 0 | 0 | 0 | 0 | 0
| Civic Offices | Exposed Holorib Deck Acoustic Requirements TBC - nominal allowance only (Internal ceiling finish paint (emulsion)) | 1700894 | 8403102 | 3.3 | Ceiling finishes | Paint | Construction | 28.896 | Area Calculation | 5 | 44 | 1 | FALSE | 1 | FALSE |  | 1.06 | 28.896 | 346.752 | 5134 | Paint, emulsion |  | 0 | D4 | 0 | 0 | 0 | 0 | 0 | 0 | 0 | 0 | 0
| Civic Offices | Exposed Holorib Deck Acoustic Requirements TBC - nominal allowance only (Internal ceiling finish paint (emulsion)) | 1700894 | 8403102 | 3.3 | Ceiling finishes | Paint | Construction | 28.896 | Area Calculation | 5 | 44 | 1 | FALSE | 1 | FALSE |  | 1.06 | 28.896 | 346.752 | 5134 | Paint, emulsion |  | 60 | C2 | 0 | 0 | 0 | 0 | 0 | 0 | 0 | 0 | 0
| Civic Offices | Exposed Holorib Deck Acoustic Requirements TBC - nominal allowance only (Internal ceiling finish paint (emulsion)) | 1700894 | 8403102 | 3.3 | Ceiling finishes | Paint | Construction | 28.896 | Area Calculation | 5 | 44 | 1 | FALSE | 1 | FALSE |  | 1.06 | 28.896 | 346.752 | 5134 | Paint, emulsion |  | 60 | C4 | 1.1884 | 7.496e-08 | 0.0026722 | 0.056194 | 0.00050449 | 4.053e-07 | 7.0661 | 11.2694 | 0.029789
| Civic Offices | Exposed Holorib Deck Acoustic Requirements TBC - nominal allowance only (Internal ceiling finish paint (emulsion)) | 1700894 | 8403102 | 3.3 | Ceiling finishes | Paint | Construction | 28.896 | Area Calculation | 5 | 44 | 1 | FALSE | 1 | FALSE |  | 1.06 | 28.896 | 346.752 | 5134 | Paint, emulsion |  | 60 | D2 | 0 | 0 | 0 | 0 | 0 | 0 | 0 | 0 | 0
| Civic Offices | Exposed Holorib Deck Acoustic Requirements TBC - nominal allowance only (Internal ceiling finish paint (emulsion)) | 1700894 | 8403102 | 3.3 | Ceiling finishes | Paint | Construction | 28.896 | Area Calculation | 5 | 44 | 1 | FALSE | 1 | FALSE |  | 1.06 | 28.896 | 346.752 | 5134 | Paint, emulsion |  | 60 | D3 | 0 | 0 | 0 | 0 | 0 | 0 | 0 | 0 | 0
| Civic Offices | Exposed Holorib Deck Acoustic Requirements TBC - nominal allowance only (Internal ceiling finish paint (emulsion)) | 1700894 | 8403102 | 3.3 | Ceiling finishes | Paint | Construction | 28.896 | Area Calculation | 5 | 44 | 1 | FALSE | 1 | FALSE |  | 1.06 | 28.896 | 346.752 | 5134 | Paint, emulsion |  | 60 | D4 | 0 | 0 | 0 | 0 | 0 | 0 | 0 | 0 | 0
| Civic Offices | Exposed Holorib Deck Acoustic Requirements TBC - nominal allowance only (Internal ceiling finish paint (emulsion)) | 1700894 | 8403102 | 3.3 | Ceiling finishes | Paint | Construction | 28.896 | Area Calculation | 5 | 44 | 1 | FALSE | 1 | FALSE |  | 1.06 | 28.896 | 346.752 | 5134 | Paint, emulsion |  | 5 | B4B5 | 116.352 | 1.8257e-05 | 1.2949 | 0.56747 | 0.13987 | 0.0011835 | 2214.7558 | 104.8033 | 1.4227
| Civic Offices | Exposed Holorib Deck Acoustic Requirements TBC - nominal allowance only (Internal ceiling finish paint (emulsion)) | 1700894 | 8403102 | 3.3 | Ceiling finishes | Paint | Construction | 28.896 | Area Calculation | 5 | 44 | 1 | FALSE | 1 | FALSE |  | 1.06 | 28.896 | 346.752 | 5134 | Paint, emulsion |  | 5 | D2 | 0 | 0 | 0 | 0 | 0 | 0 | 0 | 0 | 0
| Civic Offices | Exposed Holorib Deck Acoustic Requirements TBC - nominal allowance only (Internal ceiling finish paint (emulsion)) | 1700894 | 8403102 | 3.3 | Ceiling finishes | Paint | Construction | 28.896 | Area Calculation | 5 | 44 | 1 | FALSE | 1 | FALSE |  | 1.06 | 28.896 | 346.752 | 5134 | Paint, emulsion |  | 5 | D3 | 0 | 0 | 0 | 0 | 0 | 0 | 0 | 0 | 0
| Civic Offices | Exposed Holorib Deck Acoustic Requirements TBC - nominal allowance only (Internal ceiling finish paint (emulsion)) | 1700894 | 8403102 | 3.3 | Ceiling finishes | Paint | Construction | 28.896 | Area Calculation | 5 | 44 | 1 | FALSE | 1 | FALSE |  | 1.06 | 28.896 | 346.752 | 5134 | Paint, emulsion |  | 5 | D4 | 0 | 0 | 0 | 0 | 0 | 0 | 0 | 0 | 0
| Civic Offices | Exposed Holorib Deck Acoustic Requirements TBC - nominal allowance only (Internal ceiling finish paint (emulsion)) | 1700894 | 8403102 | 3.3 | Ceiling finishes | Paint | Construction | 28.896 | Area Calculation | 5 | 44 | 1 | FALSE | 1 | FALSE |  | 1.06 | 28.896 | 346.752 | 5134 | Paint, emulsion |  | 10 | B4B5 | 116.352 | 1.8257e-05 | 1.2949 | 0.56747 | 0.13987 | 0.0011835 | 2214.7558 | 104.8033 | 1.4227
| Civic Offices | Exposed Holorib Deck Acoustic Requirements TBC - nominal allowance only (Internal ceiling finish paint (emulsion)) | 1700894 | 8403102 | 3.3 | Ceiling finishes | Paint | Construction | 28.896 | Area Calculation | 5 | 44 | 1 | FALSE | 1 | FALSE |  | 1.06 | 28.896 | 346.752 | 5134 | Paint, emulsion |  | 10 | D2 | 0 | 0 | 0 | 0 | 0 | 0 | 0 | 0 | 0
| Civic Offices | Exposed Holorib Deck Acoustic Requirements TBC - nominal allowance only (Internal ceiling finish paint (emulsion)) | 1700894 | 8403102 | 3.3 | Ceiling finishes | Paint | Construction | 28.896 | Area Calculation | 5 | 44 | 1 | FALSE | 1 | FALSE |  | 1.06 | 28.896 | 346.752 | 5134 | Paint, emulsion |  | 10 | D3 | 0 | 0 | 0 | 0 | 0 | 0 | 0 | 0 | 0
| Civic Offices | Exposed Holorib Deck Acoustic Requirements TBC - nominal allowance only (Internal ceiling finish paint (emulsion)) | 1700894 | 8403102 | 3.3 | Ceiling finishes | Paint | Construction | 28.896 | Area Calculation | 5 | 44 | 1 | FALSE | 1 | FALSE |  | 1.06 | 28.896 | 346.752 | 5134 | Paint, emulsion |  | 10 | D4 | 0 | 0 | 0 | 0 | 0 | 0 | 0 | 0 | 0
| Civic Offices | Exposed Holorib Deck Acoustic Requirements TBC - nominal allowance only (Internal ceiling finish paint (emulsion)) | 1700894 | 8403102 | 3.3 | Ceiling finishes | Paint | Construction | 28.896 | Area Calculation | 5 | 44 | 1 | FALSE | 1 | FALSE |  | 1.06 | 28.896 | 346.752 | 5134 | Paint, emulsion |  | 15 | B4B5 | 116.352 | 1.8257e-05 | 1.2949 | 0.56747 | 0.13987 | 0.0011835 | 2214.7558 | 104.8033 | 1.4227
| Civic Offices | Exposed Holorib Deck Acoustic Requirements TBC - nominal allowance only (Internal ceiling finish paint (emulsion)) | 1700894 | 8403102 | 3.3 | Ceiling finishes | Paint | Construction | 28.896 | Area Calculation | 5 | 44 | 1 | FALSE | 1 | FALSE |  | 1.06 | 28.896 | 346.752 | 5134 | Paint, emulsion |  | 15 | D2 | 0 | 0 | 0 | 0 | 0 | 0 | 0 | 0 | 0
| Civic Offices | Exposed Holorib Deck Acoustic Requirements TBC - nominal allowance only (Internal ceiling finish paint (emulsion)) | 1700894 | 8403102 | 3.3 | Ceiling finishes | Paint | Construction | 28.896 | Area Calculation | 5 | 44 | 1 | FALSE | 1 | FALSE |  | 1.06 | 28.896 | 346.752 | 5134 | Paint, emulsion |  | 15 | D3 | 0 | 0 | 0 | 0 | 0 | 0 | 0 | 0 | 0
| Civic Offices | Exposed Holorib Deck Acoustic Requirements TBC - nominal allowance only (Internal ceiling finish paint (emulsion)) | 1700894 | 8403102 | 3.3 | Ceiling finishes | Paint | Construction | 28.896 | Area Calculation | 5 | 44 | 1 | FALSE | 1 | FALSE |  | 1.06 | 28.896 | 346.752 | 5134 | Paint, emulsion |  | 15 | D4 | 0 | 0 | 0 | 0 | 0 | 0 | 0 | 0 | 0
| Civic Offices | Exposed Holorib Deck Acoustic Requirements TBC - nominal allowance only (Internal ceiling finish paint (emulsion)) | 1700894 | 8403102 | 3.3 | Ceiling finishes | Paint | Construction | 28.896 | Area Calculation | 5 | 44 | 1 | FALSE | 1 | FALSE |  | 1.06 | 28.896 | 346.752 | 5134 | Paint, emulsion |  | 20 | B4B5 | 116.352 | 1.8257e-05 | 1.2949 | 0.56747 | 0.13987 | 0.0011835 | 2214.7558 | 104.8033 | 1.4227
| Civic Offices | Exposed Holorib Deck Acoustic Requirements TBC - nominal allowance only (Internal ceiling finish paint (emulsion)) | 1700894 | 8403102 | 3.3 | Ceiling finishes | Paint | Construction | 28.896 | Area Calculation | 5 | 44 | 1 | FALSE | 1 | FALSE |  | 1.06 | 28.896 | 346.752 | 5134 | Paint, emulsion |  | 20 | D2 | 0 | 0 | 0 | 0 | 0 | 0 | 0 | 0 | 0
| Civic Offices | Exposed Holorib Deck Acoustic Requirements TBC - nominal allowance only (Internal ceiling finish paint (emulsion)) | 1700894 | 8403102 | 3.3 | Ceiling finishes | Paint | Construction | 28.896 | Area Calculation | 5 | 44 | 1 | FALSE | 1 | FALSE |  | 1.06 | 28.896 | 346.752 | 5134 | Paint, emulsion |  | 20 | D3 | 0 | 0 | 0 | 0 | 0 | 0 | 0 | 0 | 0
| Civic Offices | Exposed Holorib Deck Acoustic Requirements TBC - nominal allowance only (Internal ceiling finish paint (emulsion)) | 1700894 | 8403102 | 3.3 | Ceiling finishes | Paint | Construction | 28.896 | Area Calculation | 5 | 44 | 1 | FALSE | 1 | FALSE |  | 1.06 | 28.896 | 346.752 | 5134 | Paint, emulsion |  | 20 | D4 | 0 | 0 | 0 | 0 | 0 | 0 | 0 | 0 | 0
| Civic Offices | Exposed Holorib Deck Acoustic Requirements TBC - nominal allowance only (Internal ceiling finish paint (emulsion)) | 1700894 | 8403102 | 3.3 | Ceiling finishes | Paint | Construction | 28.896 | Area Calculation | 5 | 44 | 1 | FALSE | 1 | FALSE |  | 1.06 | 28.896 | 346.752 | 5134 | Paint, emulsion |  | 25 | B4B5 | 116.352 | 1.8257e-05 | 1.2949 | 0.56747 | 0.13987 | 0.0011835 | 2214.7558 | 104.8033 | 1.4227
| Civic Offices | Exposed Holorib Deck Acoustic Requirements TBC - nominal allowance only (Internal ceiling finish paint (emulsion)) | 1700894 | 8403102 | 3.3 | Ceiling finishes | Paint | Construction | 28.896 | Area Calculation | 5 | 44 | 1 | FALSE | 1 | FALSE |  | 1.06 | 28.896 | 346.752 | 5134 | Paint, emulsion |  | 25 | D2 | 0 | 0 | 0 | 0 | 0 | 0 | 0 | 0 | 0
| Civic Offices | Exposed Holorib Deck Acoustic Requirements TBC - nominal allowance only (Internal ceiling finish paint (emulsion)) | 1700894 | 8403102 | 3.3 | Ceiling finishes | Paint | Construction | 28.896 | Area Calculation | 5 | 44 | 1 | FALSE | 1 | FALSE |  | 1.06 | 28.896 | 346.752 | 5134 | Paint, emulsion |  | 25 | D3 | 0 | 0 | 0 | 0 | 0 | 0 | 0 | 0 | 0
| Civic Offices | Exposed Holorib Deck Acoustic Requirements TBC - nominal allowance only (Internal ceiling finish paint (emulsion)) | 1700894 | 8403102 | 3.3 | Ceiling finishes | Paint | Construction | 28.896 | Area Calculation | 5 | 44 | 1 | FALSE | 1 | FALSE |  | 1.06 | 28.896 | 346.752 | 5134 | Paint, emulsion |  | 25 | D4 | 0 | 0 | 0 | 0 | 0 | 0 | 0 | 0 | 0
| Civic Offices | Exposed Holorib Deck Acoustic Requirements TBC - nominal allowance only (Internal ceiling finish paint (emulsion)) | 1700894 | 8403102 | 3.3 | Ceiling finishes | Paint | Construction | 28.896 | Area Calculation | 5 | 44 | 1 | FALSE | 1 | FALSE |  | 1.06 | 28.896 | 346.752 | 5134 | Paint, emulsion |  | 30 | B4B5 | 116.352 | 1.8257e-05 | 1.2949 | 0.56747 | 0.13987 | 0.0011835 | 2214.7558 | 104.8033 | 1.4227
| Civic Offices | Exposed Holorib Deck Acoustic Requirements TBC - nominal allowance only (Internal ceiling finish paint (emulsion)) | 1700894 | 8403102 | 3.3 | Ceiling finishes | Paint | Construction | 28.896 | Area Calculation | 5 | 44 | 1 | FALSE | 1 | FALSE |  | 1.06 | 28.896 | 346.752 | 5134 | Paint, emulsion |  | 30 | D2 | 0 | 0 | 0 | 0 | 0 | 0 | 0 | 0 | 0
| Civic Offices | Exposed Holorib Deck Acoustic Requirements TBC - nominal allowance only (Internal ceiling finish paint (emulsion)) | 1700894 | 8403102 | 3.3 | Ceiling finishes | Paint | Construction | 28.896 | Area Calculation | 5 | 44 | 1 | FALSE | 1 | FALSE |  | 1.06 | 28.896 | 346.752 | 5134 | Paint, emulsion |  | 30 | D3 | 0 | 0 | 0 | 0 | 0 | 0 | 0 | 0 | 0
| Civic Offices | Exposed Holorib Deck Acoustic Requirements TBC - nominal allowance only (Internal ceiling finish paint (emulsion)) | 1700894 | 8403102 | 3.3 | Ceiling finishes | Paint | Construction | 28.896 | Area Calculation | 5 | 44 | 1 | FALSE | 1 | FALSE |  | 1.06 | 28.896 | 346.752 | 5134 | Paint, emulsion |  | 30 | D4 | 0 | 0 | 0 | 0 | 0 | 0 | 0 | 0 | 0
| Civic Offices | Exposed Holorib Deck Acoustic Requirements TBC - nominal allowance only (Internal ceiling finish paint (emulsion)) | 1700894 | 8403102 | 3.3 | Ceiling finishes | Paint | Construction | 28.896 | Area Calculation | 5 | 44 | 1 | FALSE | 1 | FALSE |  | 1.06 | 28.896 | 346.752 | 5134 | Paint, emulsion |  | 35 | B4B5 | 116.352 | 1.8257e-05 | 1.2949 | 0.56747 | 0.13987 | 0.0011835 | 2214.7558 | 104.8033 | 1.4227
| Civic Offices | Exposed Holorib Deck Acoustic Requirements TBC - nominal allowance only (Internal ceiling finish paint (emulsion)) | 1700894 | 8403102 | 3.3 | Ceiling finishes | Paint | Construction | 28.896 | Area Calculation | 5 | 44 | 1 | FALSE | 1 | FALSE |  | 1.06 | 28.896 | 346.752 | 5134 | Paint, emulsion |  | 35 | D2 | 0 | 0 | 0 | 0 | 0 | 0 | 0 | 0 | 0
| Civic Offices | Exposed Holorib Deck Acoustic Requirements TBC - nominal allowance only (Internal ceiling finish paint (emulsion)) | 1700894 | 8403102 | 3.3 | Ceiling finishes | Paint | Construction | 28.896 | Area Calculation | 5 | 44 | 1 | FALSE | 1 | FALSE |  | 1.06 | 28.896 | 346.752 | 5134 | Paint, emulsion |  | 35 | D3 | 0 | 0 | 0 | 0 | 0 | 0 | 0 | 0 | 0
| Civic Offices | Exposed Holorib Deck Acoustic Requirements TBC - nominal allowance only (Internal ceiling finish paint (emulsion)) | 1700894 | 8403102 | 3.3 | Ceiling finishes | Paint | Construction | 28.896 | Area Calculation | 5 | 44 | 1 | FALSE | 1 | FALSE |  | 1.06 | 28.896 | 346.752 | 5134 | Paint, emulsion |  | 35 | D4 | 0 | 0 | 0 | 0 | 0 | 0 | 0 | 0 | 0
| Civic Offices | Exposed Holorib Deck Acoustic Requirements TBC - nominal allowance only (Internal ceiling finish paint (emulsion)) | 1700894 | 8403102 | 3.3 | Ceiling finishes | Paint | Construction | 28.896 | Area Calculation | 5 | 44 | 1 | FALSE | 1 | FALSE |  | 1.06 | 28.896 | 346.752 | 5134 | Paint, emulsion |  | 40 | B4B5 | 116.352 | 1.8257e-05 | 1.2949 | 0.56747 | 0.13987 | 0.0011835 | 2214.7558 | 104.8033 | 1.4227
| Civic Offices | Exposed Holorib Deck Acoustic Requirements TBC - nominal allowance only (Internal ceiling finish paint (emulsion)) | 1700894 | 8403102 | 3.3 | Ceiling finishes | Paint | Construction | 28.896 | Area Calculation | 5 | 44 | 1 | FALSE | 1 | FALSE |  | 1.06 | 28.896 | 346.752 | 5134 | Paint, emulsion |  | 40 | D2 | 0 | 0 | 0 | 0 | 0 | 0 | 0 | 0 | 0
| Civic Offices | Exposed Holorib Deck Acoustic Requirements TBC - nominal allowance only (Internal ceiling finish paint (emulsion)) | 1700894 | 8403102 | 3.3 | Ceiling finishes | Paint | Construction | 28.896 | Area Calculation | 5 | 44 | 1 | FALSE | 1 | FALSE |  | 1.06 | 28.896 | 346.752 | 5134 | Paint, emulsion |  | 40 | D3 | 0 | 0 | 0 | 0 | 0 | 0 | 0 | 0 | 0
| Civic Offices | Exposed Holorib Deck Acoustic Requirements TBC - nominal allowance only (Internal ceiling finish paint (emulsion)) | 1700894 | 8403102 | 3.3 | Ceiling finishes | Paint | Construction | 28.896 | Area Calculation | 5 | 44 | 1 | FALSE | 1 | FALSE |  | 1.06 | 28.896 | 346.752 | 5134 | Paint, emulsion |  | 40 | D4 | 0 | 0 | 0 | 0 | 0 | 0 | 0 | 0 | 0
| Civic Offices | Exposed Holorib Deck Acoustic Requirements TBC - nominal allowance only (Internal ceiling finish paint (emulsion)) | 1700894 | 8403102 | 3.3 | Ceiling finishes | Paint | Construction | 28.896 | Area Calculation | 5 | 44 | 1 | FALSE | 1 | FALSE |  | 1.06 | 28.896 | 346.752 | 5134 | Paint, emulsion |  | 45 | B4B5 | 116.352 | 1.8257e-05 | 1.2949 | 0.56747 | 0.13987 | 0.0011835 | 2214.7558 | 104.8033 | 1.4227
| Civic Offices | Exposed Holorib Deck Acoustic Requirements TBC - nominal allowance only (Internal ceiling finish paint (emulsion)) | 1700894 | 8403102 | 3.3 | Ceiling finishes | Paint | Construction | 28.896 | Area Calculation | 5 | 44 | 1 | FALSE | 1 | FALSE |  | 1.06 | 28.896 | 346.752 | 5134 | Paint, emulsion |  | 45 | D2 | 0 | 0 | 0 | 0 | 0 | 0 | 0 | 0 | 0
| Civic Offices | Exposed Holorib Deck Acoustic Requirements TBC - nominal allowance only (Internal ceiling finish paint (emulsion)) | 1700894 | 8403102 | 3.3 | Ceiling finishes | Paint | Construction | 28.896 | Area Calculation | 5 | 44 | 1 | FALSE | 1 | FALSE |  | 1.06 | 28.896 | 346.752 | 5134 | Paint, emulsion |  | 45 | D3 | 0 | 0 | 0 | 0 | 0 | 0 | 0 | 0 | 0
| Civic Offices | Exposed Holorib Deck Acoustic Requirements TBC - nominal allowance only (Internal ceiling finish paint (emulsion)) | 1700894 | 8403102 | 3.3 | Ceiling finishes | Paint | Construction | 28.896 | Area Calculation | 5 | 44 | 1 | FALSE | 1 | FALSE |  | 1.06 | 28.896 | 346.752 | 5134 | Paint, emulsion |  | 45 | D4 | 0 | 0 | 0 | 0 | 0 | 0 | 0 | 0 | 0
| Civic Offices | Exposed Holorib Deck Acoustic Requirements TBC - nominal allowance only (Internal ceiling finish paint (emulsion)) | 1700894 | 8403102 | 3.3 | Ceiling finishes | Paint | Construction | 28.896 | Area Calculation | 5 | 44 | 1 | FALSE | 1 | FALSE |  | 1.06 | 28.896 | 346.752 | 5134 | Paint, emulsion |  | 50 | B4B5 | 116.352 | 1.8257e-05 | 1.2949 | 0.56747 | 0.13987 | 0.0011835 | 2214.7558 | 104.8033 | 1.4227
| Civic Offices | Exposed Holorib Deck Acoustic Requirements TBC - nominal allowance only (Internal ceiling finish paint (emulsion)) | 1700894 | 8403102 | 3.3 | Ceiling finishes | Paint | Construction | 28.896 | Area Calculation | 5 | 44 | 1 | FALSE | 1 | FALSE |  | 1.06 | 28.896 | 346.752 | 5134 | Paint, emulsion |  | 50 | D2 | 0 | 0 | 0 | 0 | 0 | 0 | 0 | 0 | 0
| Civic Offices | Exposed Holorib Deck Acoustic Requirements TBC - nominal allowance only (Internal ceiling finish paint (emulsion)) | 1700894 | 8403102 | 3.3 | Ceiling finishes | Paint | Construction | 28.896 | Area Calculation | 5 | 44 | 1 | FALSE | 1 | FALSE |  | 1.06 | 28.896 | 346.752 | 5134 | Paint, emulsion |  | 50 | D3 | 0 | 0 | 0 | 0 | 0 | 0 | 0 | 0 | 0
| Civic Offices | Exposed Holorib Deck Acoustic Requirements TBC - nominal allowance only (Internal ceiling finish paint (emulsion)) | 1700894 | 8403102 | 3.3 | Ceiling finishes | Paint | Construction | 28.896 | Area Calculation | 5 | 44 | 1 | FALSE | 1 | FALSE |  | 1.06 | 28.896 | 346.752 | 5134 | Paint, emulsion |  | 50 | D4 | 0 | 0 | 0 | 0 | 0 | 0 | 0 | 0 | 0
| Civic Offices | Exposed Holorib Deck Acoustic Requirements TBC - nominal allowance only (Internal ceiling finish paint (emulsion)) | 1700894 | 8403102 | 3.3 | Ceiling finishes | Paint | Construction | 28.896 | Area Calculation | 5 | 44 | 1 | FALSE | 1 | FALSE |  | 1.06 | 28.896 | 346.752 | 5134 | Paint, emulsion |  | 55 | B4B5 | 116.352 | 1.8257e-05 | 1.2949 | 0.56747 | 0.13987 | 0.0011835 | 2214.7558 | 104.8033 | 1.4227
| Civic Offices | Exposed Holorib Deck Acoustic Requirements TBC - nominal allowance only (Internal ceiling finish paint (emulsion)) | 1700894 | 8403102 | 3.3 | Ceiling finishes | Paint | Construction | 28.896 | Area Calculation | 5 | 44 | 1 | FALSE | 1 | FALSE |  | 1.06 | 28.896 | 346.752 | 5134 | Paint, emulsion |  | 55 | D2 | 0 | 0 | 0 | 0 | 0 | 0 | 0 | 0 | 0
| Civic Offices | Exposed Holorib Deck Acoustic Requirements TBC - nominal allowance only (Internal ceiling finish paint (emulsion)) | 1700894 | 8403102 | 3.3 | Ceiling finishes | Paint | Construction | 28.896 | Area Calculation | 5 | 44 | 1 | FALSE | 1 | FALSE |  | 1.06 | 28.896 | 346.752 | 5134 | Paint, emulsion |  | 55 | D3 | 0 | 0 | 0 | 0 | 0 | 0 | 0 | 0 | 0
| Civic Offices | Exposed Holorib Deck Acoustic Requirements TBC - nominal allowance only (Internal ceiling finish paint (emulsion)) | 1700894 | 8403102 | 3.3 | Ceiling finishes | Paint | Construction | 28.896 | Area Calculation | 5 | 44 | 1 | FALSE | 1 | FALSE |  | 1.06 | 28.896 | 346.752 | 5134 | Paint, emulsion |  | 55 | D4 | 0 | 0 | 0 | 0 | 0 | 0 | 0 | 0 | 0
| Civic Offices | WCs including cistern seat and accessories (WC, Commercial Cubicle) | 1700895 | 8403104 | 4.1 | Fittings, furnishings and equipment | Fittings (brush, handrail roll hoddlers, paper bin etc) | Construction | 24 | kg | 80 | 44 | 1 | FALSE | 1 | FALSE |  | 1.05 | 24 | 24 | 5135 | General sheet, steel (enamelled) |  | 0 | A1A3 | 81.6942 | 5.0758e-06 | 0.42247 | 0.23275 | 0.06677 | 0.0025121 | 1116.8822 | 49.4763 | 0.82553
| Civic Offices | WCs including cistern seat and accessories (WC, Commercial Cubicle) | 1700895 | 8403104 | 4.1 | Fittings, furnishings and equipment | Fittings (brush, handrail roll hoddlers, paper bin etc) | Construction | 24 | kg | 80 | 44 | 1 | FALSE | 1 | FALSE |  | 1.05 | 24 | 24 | 5135 | General sheet, steel (enamelled) |  | 0 | A4 | 1.046 | 1.4474e-07 | 0.0049731 | 0.00092345 | 0.00065653 | 2.3293e-06 | 15.3037 | 4.4444 | 0.0042508
| Civic Offices | WCs including cistern seat and accessories (WC, Commercial Cubicle) | 1700895 | 8403104 | 4.1 | Fittings, furnishings and equipment | Fittings (brush, handrail roll hoddlers, paper bin etc) | Construction | 24 | kg | 80 | 44 | 1 | FALSE | 1 | FALSE |  | 1.05 | 24 | 24 | 5135 | General sheet, steel (enamelled) |  | 0 | A5 | 0.00062376 | 1.6333e-10 | 4.3619e-06 | 1.4333e-06 | 7.2381e-07 | 8.7991e-10 | 0.015292 | 0.18 | 0
| Civic Offices | WCs including cistern seat and accessories (WC, Commercial Cubicle) | 1700895 | 8403104 | 4.1 | Fittings, furnishings and equipment | Fittings (brush, handrail roll hoddlers, paper bin etc) | Construction | 24 | kg | 80 | 44 | 1 | FALSE | 1 | FALSE |  | 1.05 | 24 | 24 | 5135 | General sheet, steel (enamelled) |  | 0 | D2 | 0 | 0 | 0 | 0 | 0 | 0 | 0 | 0 | 0
| Civic Offices | WCs including cistern seat and accessories (WC, Commercial Cubicle) | 1700895 | 8403104 | 4.1 | Fittings, furnishings and equipment | Fittings (brush, handrail roll hoddlers, paper bin etc) | Construction | 24 | kg | 80 | 44 | 1 | FALSE | 1 | FALSE |  | 1.05 | 24 | 24 | 5135 | General sheet, steel (enamelled) |  | 0 | D3 | 0 | 0 | 0 | 0 | 0 | 0 | 0 | 0 | 0
| Civic Offices | WCs including cistern seat and accessories (WC, Commercial Cubicle) | 1700895 | 8403104 | 4.1 | Fittings, furnishings and equipment | Fittings (brush, handrail roll hoddlers, paper bin etc) | Construction | 24 | kg | 80 | 44 | 1 | FALSE | 1 | FALSE |  | 1.05 | 24 | 24 | 5135 | General sheet, steel (enamelled) |  | 0 | D4 | 0 | 0 | 0 | 0 | 0 | 0 | 0 | 0 | 0
| Civic Offices | WCs including cistern seat and accessories (WC, Commercial Cubicle) | 1700895 | 8403104 | 4.1 | Fittings, furnishings and equipment | Fittings (brush, handrail roll hoddlers, paper bin etc) | Construction | 24 | kg | 80 | 44 | 1 | FALSE | 1 | FALSE |  | 1.05 | 24 | 24 | 5135 | General sheet, steel (enamelled) |  | 60 | C2 | 0 | 0 | 0 | 0 | 0 | 0 | 0 | 0 | 0
| Civic Offices | WCs including cistern seat and accessories (WC, Commercial Cubicle) | 1700895 | 8403104 | 4.1 | Fittings, furnishings and equipment | Fittings (brush, handrail roll hoddlers, paper bin etc) | Construction | 24 | kg | 80 | 44 | 1 | FALSE | 1 | FALSE |  | 1.05 | 24 | 24 | 5135 | General sheet, steel (enamelled) |  | 60 | C4 | 0.012475 | 3.2667e-09 | 8.7238e-05 | 2.8666e-05 | 1.4476e-05 | 1.7598e-08 | 0.30583 | 3.6 | 0.00062563
| Civic Offices | WCs including cistern seat and accessories (WC, Commercial Cubicle) | 1700895 | 8403104 | 4.1 | Fittings, furnishings and equipment | Fittings (brush, handrail roll hoddlers, paper bin etc) | Construction | 24 | kg | 80 | 44 | 1 | FALSE | 1 | FALSE |  | 1.05 | 24 | 24 | 5135 | General sheet, steel (enamelled) |  | 60 | D2 | 0 | 0 | 0 | 0 | 0 | 0 | 0 | 0 | 0
| Civic Offices | WCs including cistern seat and accessories (WC, Commercial Cubicle) | 1700895 | 8403104 | 4.1 | Fittings, furnishings and equipment | Fittings (brush, handrail roll hoddlers, paper bin etc) | Construction | 24 | kg | 80 | 44 | 1 | FALSE | 1 | FALSE |  | 1.05 | 24 | 24 | 5135 | General sheet, steel (enamelled) |  | 60 | D3 | 0 | 0 | 0 | 0 | 0 | 0 | 0 | 0 | 0
| Civic Offices | WCs including cistern seat and accessories (WC, Commercial Cubicle) | 1700895 | 8403104 | 4.1 | Fittings, furnishings and equipment | Fittings (brush, handrail roll hoddlers, paper bin etc) | Construction | 24 | kg | 80 | 44 | 1 | FALSE | 1 | FALSE |  | 1.05 | 24 | 24 | 5135 | General sheet, steel (enamelled) |  | 60 | D4 | 0 | 0 | 0 | 0 | 0 | 0 | 0 | 0 | 0
| Civic Offices | WC | 1700896 | 8403106 | 5.2 | Services equipment | Proxy for ceramic WC | Construction | 552 | kg | 25 | 44 | 1 | FALSE | 1 | FALSE |  | 1.06 | 552 | 1656 | 5101 | Floor finish (tiles), ceramic |  | 0 | A1A3 | 350.011 | 4.0403e-05 | 2.2067 | 0.57288 | 0.18042 | 0.028557 | 5482.7025 | 873.8805 | 2.9492
| Civic Offices | WC | 1700896 | 8403106 | 5.2 | Services equipment | Proxy for ceramic WC | Construction | 552 | kg | 25 | 44 | 1 | FALSE | 1 | FALSE |  | 1.06 | 552 | 1656 | 5101 | Floor finish (tiles), ceramic |  | 0 | A4 | 11.2121 | 2.0145e-06 | 0.036712 | 0.0099227 | 0.0062631 | 3.9102e-05 | 167.1339 | 25.5201 | 0.046139
| Civic Offices | WC | 1700896 | 8403106 | 5.2 | Services equipment | Proxy for ceramic WC | Construction | 552 | kg | 25 | 44 | 1 | FALSE | 1 | FALSE |  | 1.06 | 552 | 1656 | 5101 | Floor finish (tiles), ceramic |  | 0 | A5 | 0.042986 | 1.4818e-08 | 0.00033106 | 8.1745e-05 | 5.719e-05 | 4.6467e-08 | 1.2485 | 4.968 | 0
| Civic Offices | WC | 1700896 | 8403106 | 5.2 | Services equipment | Proxy for ceramic WC | Construction | 552 | kg | 25 | 44 | 1 | FALSE | 1 | FALSE |  | 1.06 | 552 | 1656 | 5101 | Floor finish (tiles), ceramic |  | 0 | D2 | 0 | 0 | 0 | 0 | 0 | 0 | 0 | 0 | 0
| Civic Offices | WC | 1700896 | 8403106 | 5.2 | Services equipment | Proxy for ceramic WC | Construction | 552 | kg | 25 | 44 | 1 | FALSE | 1 | FALSE |  | 1.06 | 552 | 1656 | 5101 | Floor finish (tiles), ceramic |  | 0 | D3 | 0 | 0 | 0 | 0 | 0 | 0 | 0 | 0 | 0
| Civic Offices | WC | 1700896 | 8403106 | 5.2 | Services equipment | Proxy for ceramic WC | Construction | 552 | kg | 25 | 44 | 1 | FALSE | 1 | FALSE |  | 1.06 | 552 | 1656 | 5101 | Floor finish (tiles), ceramic |  | 0 | D4 | 0 | 0 | 0 | 0 | 0 | 0 | 0 | 0 | 0
| Civic Offices | WC | 1700896 | 8403106 | 5.2 | Services equipment | Proxy for ceramic WC | Construction | 552 | kg | 25 | 44 | 1 | FALSE | 1 | FALSE |  | 1.06 | 552 | 1656 | 5101 | Floor finish (tiles), ceramic |  | 60 | C2 | 0 | 0 | 0 | 0 | 0 | 0 | 0 | 0 | 0
| Civic Offices | WC | 1700896 | 8403106 | 5.2 | Services equipment | Proxy for ceramic WC | Construction | 552 | kg | 25 | 44 | 1 | FALSE | 1 | FALSE |  | 1.06 | 552 | 1656 | 5101 | Floor finish (tiles), ceramic |  | 60 | C4 | 0.71643 | 2.4697e-07 | 0.0055177 | 0.0013624 | 0.00095317 | 7.7445e-07 | 20.8086 | 82.8 | 0.067537
| Civic Offices | WC | 1700896 | 8403106 | 5.2 | Services equipment | Proxy for ceramic WC | Construction | 552 | kg | 25 | 44 | 1 | FALSE | 1 | FALSE |  | 1.06 | 552 | 1656 | 5101 | Floor finish (tiles), ceramic |  | 60 | D2 | 0 | 0 | 0 | 0 | 0 | 0 | 0 | 0 | 0
| Civic Offices | WC | 1700896 | 8403106 | 5.2 | Services equipment | Proxy for ceramic WC | Construction | 552 | kg | 25 | 44 | 1 | FALSE | 1 | FALSE |  | 1.06 | 552 | 1656 | 5101 | Floor finish (tiles), ceramic |  | 60 | D3 | 0 | 0 | 0 | 0 | 0 | 0 | 0 | 0 | 0
| Civic Offices | WC | 1700896 | 8403106 | 5.2 | Services equipment | Proxy for ceramic WC | Construction | 552 | kg | 25 | 44 | 1 | FALSE | 1 | FALSE |  | 1.06 | 552 | 1656 | 5101 | Floor finish (tiles), ceramic |  | 60 | D4 | 0 | 0 | 0 | 0 | 0 | 0 | 0 | 0 | 0
| Civic Offices | WC | 1700896 | 8403106 | 5.2 | Services equipment | Proxy for ceramic WC | Construction | 552 | kg | 25 | 44 | 1 | FALSE | 1 | FALSE |  | 1.06 | 552 | 1656 | 5101 | Floor finish (tiles), ceramic |  | 25 | B4B5 | 361.9825 | 4.268e-05 | 2.2492 | 0.58425 | 0.1877 | 0.028597 | 5671.8936 | 987.1686 | 2.9954
| Civic Offices | WC | 1700896 | 8403106 | 5.2 | Services equipment | Proxy for ceramic WC | Construction | 552 | kg | 25 | 44 | 1 | FALSE | 1 | FALSE |  | 1.06 | 552 | 1656 | 5101 | Floor finish (tiles), ceramic |  | 25 | D2 | 0 | 0 | 0 | 0 | 0 | 0 | 0 | 0 | 0
| Civic Offices | WC | 1700896 | 8403106 | 5.2 | Services equipment | Proxy for ceramic WC | Construction | 552 | kg | 25 | 44 | 1 | FALSE | 1 | FALSE |  | 1.06 | 552 | 1656 | 5101 | Floor finish (tiles), ceramic |  | 25 | D3 | 0 | 0 | 0 | 0 | 0 | 0 | 0 | 0 | 0
| Civic Offices | WC | 1700896 | 8403106 | 5.2 | Services equipment | Proxy for ceramic WC | Construction | 552 | kg | 25 | 44 | 1 | FALSE | 1 | FALSE |  | 1.06 | 552 | 1656 | 5101 | Floor finish (tiles), ceramic |  | 25 | D4 | 0 | 0 | 0 | 0 | 0 | 0 | 0 | 0 | 0
| Civic Offices | WC | 1700896 | 8403106 | 5.2 | Services equipment | Proxy for ceramic WC | Construction | 552 | kg | 25 | 44 | 1 | FALSE | 1 | FALSE |  | 1.06 | 552 | 1656 | 5101 | Floor finish (tiles), ceramic |  | 50 | B4B5 | 361.9825 | 4.268e-05 | 2.2492 | 0.58425 | 0.1877 | 0.028597 | 5671.8936 | 987.1686 | 2.9954
| Civic Offices | WC | 1700896 | 8403106 | 5.2 | Services equipment | Proxy for ceramic WC | Construction | 552 | kg | 25 | 44 | 1 | FALSE | 1 | FALSE |  | 1.06 | 552 | 1656 | 5101 | Floor finish (tiles), ceramic |  | 50 | D2 | 0 | 0 | 0 | 0 | 0 | 0 | 0 | 0 | 0
| Civic Offices | WC | 1700896 | 8403106 | 5.2 | Services equipment | Proxy for ceramic WC | Construction | 552 | kg | 25 | 44 | 1 | FALSE | 1 | FALSE |  | 1.06 | 552 | 1656 | 5101 | Floor finish (tiles), ceramic |  | 50 | D3 | 0 | 0 | 0 | 0 | 0 | 0 | 0 | 0 | 0
| Civic Offices | WC | 1700896 | 8403106 | 5.2 | Services equipment | Proxy for ceramic WC | Construction | 552 | kg | 25 | 44 | 1 | FALSE | 1 | FALSE |  | 1.06 | 552 | 1656 | 5101 | Floor finish (tiles), ceramic |  | 50 | D4 | 0 | 0 | 0 | 0 | 0 | 0 | 0 | 0 | 0
| Civic Offices | WC | 1700896 | 8403107 | 5.2 | Services equipment | Proxy for flush fittings | Construction | 2.4 | kg | 25 | 44 | 1 | FALSE | 1 | FALSE |  | 1.01 | 2.4 | 7.2 | 5379 | Window frame, PVC |  | 0 | A1A3 | 6.6183 | 2.5993e-07 | 0.041392 | 0.012767 | 0.0071424 | 0.00043634 | 124.4545 | 16.2236 | 0.06844
| Civic Offices | WC | 1700896 | 8403107 | 5.2 | Services equipment | Proxy for flush fittings | Construction | 2.4 | kg | 25 | 44 | 1 | FALSE | 1 | FALSE |  | 1.01 | 2.4 | 7.2 | 5379 | Window frame, PVC |  | 0 | A4 | 0.045927 | 8.2519e-09 | 0.00015038 | 4.0645e-05 | 2.5655e-05 | 1.6017e-07 | 0.68461 | 0.10454 | 0.000189
| Civic Offices | WC | 1700896 | 8403107 | 5.2 | Services equipment | Proxy for flush fittings | Construction | 2.4 | kg | 25 | 44 | 1 | FALSE | 1 | FALSE |  | 1.01 | 2.4 | 7.2 | 5379 | Window frame, PVC |  | 0 | A5 | 0.000461 | 1.9761e-11 | 1.4687e-06 | 2.7262e-05 | 1.6058e-07 | 1.0778e-10 | 0.001833 | 0.0036 | 0
| Civic Offices | WC | 1700896 | 8403107 | 5.2 | Services equipment | Proxy for flush fittings | Construction | 2.4 | kg | 25 | 44 | 1 | FALSE | 1 | FALSE |  | 1.01 | 2.4 | 7.2 | 5379 | Window frame, PVC |  | 0 | D2 | 0 | 0 | 0 | 0 | 0 | 0 | 0 | 0 | 0
| Civic Offices | WC | 1700896 | 8403107 | 5.2 | Services equipment | Proxy for flush fittings | Construction | 2.4 | kg | 25 | 44 | 1 | FALSE | 1 | FALSE |  | 1.01 | 2.4 | 7.2 | 5379 | Window frame, PVC |  | 0 | D3 | 0 | 0 | 0 | 0 | 0 | 0 | 0 | 0 | 0
| Civic Offices | WC | 1700896 | 8403107 | 5.2 | Services equipment | Proxy for flush fittings | Construction | 2.4 | kg | 25 | 44 | 1 | FALSE | 1 | FALSE |  | 1.01 | 2.4 | 7.2 | 5379 | Window frame, PVC |  | 0 | D4 | 0 | 0 | 0 | 0 | 0 | 0 | 0 | 0 | 0
| Civic Offices | WC | 1700896 | 8403107 | 5.2 | Services equipment | Proxy for flush fittings | Construction | 2.4 | kg | 25 | 44 | 1 | FALSE | 1 | FALSE |  | 1.01 | 2.4 | 7.2 | 5379 | Window frame, PVC |  | 60 | C2 | 0 | 0 | 0 | 0 | 0 | 0 | 0 | 0 | 0
| Civic Offices | WC | 1700896 | 8403107 | 5.2 | Services equipment | Proxy for flush fittings | Construction | 2.4 | kg | 25 | 44 | 1 | FALSE | 1 | FALSE |  | 1.01 | 2.4 | 7.2 | 5379 | Window frame, PVC |  | 60 | C4 | 0.0461 | 1.9761e-09 | 0.00014687 | 0.0027262 | 1.6058e-05 | 1.0778e-08 | 0.1833 | 0.36 | 0.0011254
| Civic Offices | WC | 1700896 | 8403107 | 5.2 | Services equipment | Proxy for flush fittings | Construction | 2.4 | kg | 25 | 44 | 1 | FALSE | 1 | FALSE |  | 1.01 | 2.4 | 7.2 | 5379 | Window frame, PVC |  | 60 | D2 | 0 | 0 | 0 | 0 | 0 | 0 | 0 | 0 | 0
| Civic Offices | WC | 1700896 | 8403107 | 5.2 | Services equipment | Proxy for flush fittings | Construction | 2.4 | kg | 25 | 44 | 1 | FALSE | 1 | FALSE |  | 1.01 | 2.4 | 7.2 | 5379 | Window frame, PVC |  | 60 | D3 | 0 | 0 | 0 | 0 | 0 | 0 | 0 | 0 | 0
| Civic Offices | WC | 1700896 | 8403107 | 5.2 | Services equipment | Proxy for flush fittings | Construction | 2.4 | kg | 25 | 44 | 1 | FALSE | 1 | FALSE |  | 1.01 | 2.4 | 7.2 | 5379 | Window frame, PVC |  | 60 | D4 | 0 | 0 | 0 | 0 | 0 | 0 | 0 | 0 | 0
| Civic Offices | WC | 1700896 | 8403107 | 5.2 | Services equipment | Proxy for flush fittings | Construction | 2.4 | kg | 25 | 44 | 1 | FALSE | 1 | FALSE |  | 1.01 | 2.4 | 7.2 | 5379 | Window frame, PVC |  | 25 | B4B5 | 6.7108 | 2.7018e-07 | 0.041691 | 0.015561 | 0.0071843 | 0.00043651 | 125.3243 | 16.6918 | 0.068629
| Civic Offices | WC | 1700896 | 8403107 | 5.2 | Services equipment | Proxy for flush fittings | Construction | 2.4 | kg | 25 | 44 | 1 | FALSE | 1 | FALSE |  | 1.01 | 2.4 | 7.2 | 5379 | Window frame, PVC |  | 25 | D2 | 0 | 0 | 0 | 0 | 0 | 0 | 0 | 0 | 0
| Civic Offices | WC | 1700896 | 8403107 | 5.2 | Services equipment | Proxy for flush fittings | Construction | 2.4 | kg | 25 | 44 | 1 | FALSE | 1 | FALSE |  | 1.01 | 2.4 | 7.2 | 5379 | Window frame, PVC |  | 25 | D3 | 0 | 0 | 0 | 0 | 0 | 0 | 0 | 0 | 0
| Civic Offices | WC | 1700896 | 8403107 | 5.2 | Services equipment | Proxy for flush fittings | Construction | 2.4 | kg | 25 | 44 | 1 | FALSE | 1 | FALSE |  | 1.01 | 2.4 | 7.2 | 5379 | Window frame, PVC |  | 25 | D4 | 0 | 0 | 0 | 0 | 0 | 0 | 0 | 0 | 0
| Civic Offices | WC | 1700896 | 8403107 | 5.2 | Services equipment | Proxy for flush fittings | Construction | 2.4 | kg | 25 | 44 | 1 | FALSE | 1 | FALSE |  | 1.01 | 2.4 | 7.2 | 5379 | Window frame, PVC |  | 50 | B4B5 | 6.7108 | 2.7018e-07 | 0.041691 | 0.015561 | 0.0071843 | 0.00043651 | 125.3243 | 16.6918 | 0.068629
| Civic Offices | WC | 1700896 | 8403107 | 5.2 | Services equipment | Proxy for flush fittings | Construction | 2.4 | kg | 25 | 44 | 1 | FALSE | 1 | FALSE |  | 1.01 | 2.4 | 7.2 | 5379 | Window frame, PVC |  | 50 | D2 | 0 | 0 | 0 | 0 | 0 | 0 | 0 | 0 | 0
| Civic Offices | WC | 1700896 | 8403107 | 5.2 | Services equipment | Proxy for flush fittings | Construction | 2.4 | kg | 25 | 44 | 1 | FALSE | 1 | FALSE |  | 1.01 | 2.4 | 7.2 | 5379 | Window frame, PVC |  | 50 | D3 | 0 | 0 | 0 | 0 | 0 | 0 | 0 | 0 | 0
| Civic Offices | WC | 1700896 | 8403107 | 5.2 | Services equipment | Proxy for flush fittings | Construction | 2.4 | kg | 25 | 44 | 1 | FALSE | 1 | FALSE |  | 1.01 | 2.4 | 7.2 | 5379 | Window frame, PVC |  | 50 | D4 | 0 | 0 | 0 | 0 | 0 | 0 | 0 | 0 | 0
| Civic Offices | Services pipework (copper water supplyx1 and PVC waste) | 1700897 | 8403110 | 5.2 | Services equipment | Proxy for copper piping (cold only) | Construction | 6.6411 | Linear length Calculation | 45 | 44 | 1 | FALSE | 1 | FALSE |  | 1.03 | 6.6411 | 13.2822 | 5113 | Cladding sheet (plain), copper |  | 0 | A1A3 | 47.0954 | 3.9139e-05 | 2.3952 | 1.5989 | 0.1324 | 0.010897 | 714.5906 | 139.4962 | 1.5054
| Civic Offices | Services pipework (copper water supplyx1 and PVC waste) | 1700897 | 8403110 | 5.2 | Services equipment | Proxy for copper piping (cold only) | Construction | 6.6411 | Linear length Calculation | 45 | 44 | 1 | FALSE | 1 | FALSE |  | 1.03 | 6.6411 | 13.2822 | 5113 | Cladding sheet (plain), copper |  | 0 | A4 | 0.13402 | 2.408e-08 | 0.00043883 | 0.00011861 | 7.4863e-05 | 4.6739e-07 | 1.9978 | 0.30505 | 0.00055151
| Civic Offices | Services pipework (copper water supplyx1 and PVC waste) | 1700897 | 8403110 | 5.2 | Services equipment | Proxy for copper piping (cold only) | Construction | 6.6411 | Linear length Calculation | 45 | 44 | 1 | FALSE | 1 | FALSE |  | 1.03 | 6.6411 | 13.2822 | 5113 | Cladding sheet (plain), copper |  | 0 | A5 | 0.00010356 | 2.7118e-11 | 7.2419e-07 | 2.3797e-07 | 1.2017e-07 | 1.4609e-10 | 0.0025388 | 0.029885 | 0
| Civic Offices | Services pipework (copper water supplyx1 and PVC waste) | 1700897 | 8403110 | 5.2 | Services equipment | Proxy for copper piping (cold only) | Construction | 6.6411 | Linear length Calculation | 45 | 44 | 1 | FALSE | 1 | FALSE |  | 1.03 | 6.6411 | 13.2822 | 5113 | Cladding sheet (plain), copper |  | 0 | D2 | 0 | 0 | 0 | 0 | 0 | 0 | 0 | 0 | 0
| Civic Offices | Services pipework (copper water supplyx1 and PVC waste) | 1700897 | 8403110 | 5.2 | Services equipment | Proxy for copper piping (cold only) | Construction | 6.6411 | Linear length Calculation | 45 | 44 | 1 | FALSE | 1 | FALSE |  | 1.03 | 6.6411 | 13.2822 | 5113 | Cladding sheet (plain), copper |  | 0 | D3 | 0 | 0 | 0 | 0 | 0 | 0 | 0 | 0 | 0
| Civic Offices | Services pipework (copper water supplyx1 and PVC waste) | 1700897 | 8403110 | 5.2 | Services equipment | Proxy for copper piping (cold only) | Construction | 6.6411 | Linear length Calculation | 45 | 44 | 1 | FALSE | 1 | FALSE |  | 1.03 | 6.6411 | 13.2822 | 5113 | Cladding sheet (plain), copper |  | 0 | D4 | 0 | 0 | 0 | 0 | 0 | 0 | 0 | 0 | 0
| Civic Offices | Services pipework (copper water supplyx1 and PVC waste) | 1700897 | 8403110 | 5.2 | Services equipment | Proxy for copper piping (cold only) | Construction | 6.6411 | Linear length Calculation | 45 | 44 | 1 | FALSE | 1 | FALSE |  | 1.03 | 6.6411 | 13.2822 | 5113 | Cladding sheet (plain), copper |  | 60 | C2 | 0 | 0 | 0 | 0 | 0 | 0 | 0 | 0 | 0
| Civic Offices | Services pipework (copper water supplyx1 and PVC waste) | 1700897 | 8403110 | 5.2 | Services equipment | Proxy for copper piping (cold only) | Construction | 6.6411 | Linear length Calculation | 45 | 44 | 1 | FALSE | 1 | FALSE |  | 1.03 | 6.6411 | 13.2822 | 5113 | Cladding sheet (plain), copper |  | 60 | C4 | 0.003452 | 9.0393e-10 | 2.414e-05 | 7.9322e-06 | 4.0057e-06 | 4.8696e-09 | 0.084628 | 0.99616 | 0.00017312
| Civic Offices | Services pipework (copper water supplyx1 and PVC waste) | 1700897 | 8403110 | 5.2 | Services equipment | Proxy for copper piping (cold only) | Construction | 6.6411 | Linear length Calculation | 45 | 44 | 1 | FALSE | 1 | FALSE |  | 1.03 | 6.6411 | 13.2822 | 5113 | Cladding sheet (plain), copper |  | 60 | D2 | 0 | 0 | 0 | 0 | 0 | 0 | 0 | 0 | 0
| Civic Offices | Services pipework (copper water supplyx1 and PVC waste) | 1700897 | 8403110 | 5.2 | Services equipment | Proxy for copper piping (cold only) | Construction | 6.6411 | Linear length Calculation | 45 | 44 | 1 | FALSE | 1 | FALSE |  | 1.03 | 6.6411 | 13.2822 | 5113 | Cladding sheet (plain), copper |  | 60 | D3 | 0 | 0 | 0 | 0 | 0 | 0 | 0 | 0 | 0
| Civic Offices | Services pipework (copper water supplyx1 and PVC waste) | 1700897 | 8403110 | 5.2 | Services equipment | Proxy for copper piping (cold only) | Construction | 6.6411 | Linear length Calculation | 45 | 44 | 1 | FALSE | 1 | FALSE |  | 1.03 | 6.6411 | 13.2822 | 5113 | Cladding sheet (plain), copper |  | 60 | D4 | 0 | 0 | 0 | 0 | 0 | 0 | 0 | 0 | 0
| Civic Offices | Services pipework (copper water supplyx1 and PVC waste) | 1700897 | 8403110 | 5.2 | Services equipment | Proxy for copper piping (cold only) | Construction | 6.6411 | Linear length Calculation | 45 | 44 | 1 | FALSE | 1 | FALSE |  | 1.03 | 6.6411 | 13.2822 | 5113 | Cladding sheet (plain), copper |  | 45 | B4B5 | 47.233 | 3.9164e-05 | 2.3957 | 1.599 | 0.13248 | 0.010897 | 716.6756 | 140.8273 | 1.506
| Civic Offices | Services pipework (copper water supplyx1 and PVC waste) | 1700897 | 8403110 | 5.2 | Services equipment | Proxy for copper piping (cold only) | Construction | 6.6411 | Linear length Calculation | 45 | 44 | 1 | FALSE | 1 | FALSE |  | 1.03 | 6.6411 | 13.2822 | 5113 | Cladding sheet (plain), copper |  | 45 | D2 | 0 | 0 | 0 | 0 | 0 | 0 | 0 | 0 | 0
| Civic Offices | Services pipework (copper water supplyx1 and PVC waste) | 1700897 | 8403110 | 5.2 | Services equipment | Proxy for copper piping (cold only) | Construction | 6.6411 | Linear length Calculation | 45 | 44 | 1 | FALSE | 1 | FALSE |  | 1.03 | 6.6411 | 13.2822 | 5113 | Cladding sheet (plain), copper |  | 45 | D3 | 0 | 0 | 0 | 0 | 0 | 0 | 0 | 0 | 0
| Civic Offices | Services pipework (copper water supplyx1 and PVC waste) | 1700897 | 8403110 | 5.2 | Services equipment | Proxy for copper piping (cold only) | Construction | 6.6411 | Linear length Calculation | 45 | 44 | 1 | FALSE | 1 | FALSE |  | 1.03 | 6.6411 | 13.2822 | 5113 | Cladding sheet (plain), copper |  | 45 | D4 | 0 | 0 | 0 | 0 | 0 | 0 | 0 | 0 | 0
| Civic Offices | Services pipework (copper water supplyx1 and PVC waste) | 1700897 | 8403111 | 5.2 | Services equipment | Proxy for PVC water pipe | Construction | 3.5437 | Linear length Calculation | 30 | 44 | 1 | FALSE | 1 | FALSE |  | 1.01 | 3.5437 | 7.0874 | 5379 | Window frame, PVC |  | 0 | A1A3 | 9.7723 | 3.8381e-07 | 0.061117 | 0.018851 | 0.010546 | 0.00064428 | 183.7632 | 23.955 | 0.10106
| Civic Offices | Services pipework (copper water supplyx1 and PVC waste) | 1700897 | 8403111 | 5.2 | Services equipment | Proxy for PVC water pipe | Construction | 3.5437 | Linear length Calculation | 30 | 44 | 1 | FALSE | 1 | FALSE |  | 1.01 | 3.5437 | 7.0874 | 5379 | Window frame, PVC |  | 0 | A4 | 0.067813 | 1.2184e-08 | 0.00022204 | 6.0015e-05 | 3.788e-05 | 2.365e-07 | 1.0109 | 0.15435 | 0.00027906
| Civic Offices | Services pipework (copper water supplyx1 and PVC waste) | 1700897 | 8403111 | 5.2 | Services equipment | Proxy for PVC water pipe | Construction | 3.5437 | Linear length Calculation | 30 | 44 | 1 | FALSE | 1 | FALSE |  | 1.01 | 3.5437 | 7.0874 | 5379 | Window frame, PVC |  | 0 | A5 | 0.00068069 | 2.9177e-11 | 2.1685e-06 | 4.0253e-05 | 2.3711e-07 | 1.5914e-10 | 0.0027065 | 0.0053156 | 0
| Civic Offices | Services pipework (copper water supplyx1 and PVC waste) | 1700897 | 8403111 | 5.2 | Services equipment | Proxy for PVC water pipe | Construction | 3.5437 | Linear length Calculation | 30 | 44 | 1 | FALSE | 1 | FALSE |  | 1.01 | 3.5437 | 7.0874 | 5379 | Window frame, PVC |  | 0 | D2 | 0 | 0 | 0 | 0 | 0 | 0 | 0 | 0 | 0
| Civic Offices | Services pipework (copper water supplyx1 and PVC waste) | 1700897 | 8403111 | 5.2 | Services equipment | Proxy for PVC water pipe | Construction | 3.5437 | Linear length Calculation | 30 | 44 | 1 | FALSE | 1 | FALSE |  | 1.01 | 3.5437 | 7.0874 | 5379 | Window frame, PVC |  | 0 | D3 | 0 | 0 | 0 | 0 | 0 | 0 | 0 | 0 | 0
| Civic Offices | Services pipework (copper water supplyx1 and PVC waste) | 1700897 | 8403111 | 5.2 | Services equipment | Proxy for PVC water pipe | Construction | 3.5437 | Linear length Calculation | 30 | 44 | 1 | FALSE | 1 | FALSE |  | 1.01 | 3.5437 | 7.0874 | 5379 | Window frame, PVC |  | 0 | D4 | 0 | 0 | 0 | 0 | 0 | 0 | 0 | 0 | 0
| Civic Offices | Services pipework (copper water supplyx1 and PVC waste) | 1700897 | 8403111 | 5.2 | Services equipment | Proxy for PVC water pipe | Construction | 3.5437 | Linear length Calculation | 30 | 44 | 1 | FALSE | 1 | FALSE |  | 1.01 | 3.5437 | 7.0874 | 5379 | Window frame, PVC |  | 60 | C2 | 0 | 0 | 0 | 0 | 0 | 0 | 0 | 0 | 0
| Civic Offices | Services pipework (copper water supplyx1 and PVC waste) | 1700897 | 8403111 | 5.2 | Services equipment | Proxy for PVC water pipe | Construction | 3.5437 | Linear length Calculation | 30 | 44 | 1 | FALSE | 1 | FALSE |  | 1.01 | 3.5437 | 7.0874 | 5379 | Window frame, PVC |  | 60 | C4 | 0.068069 | 2.9177e-09 | 0.00021685 | 0.0040253 | 2.3711e-05 | 1.5914e-08 | 0.27065 | 0.53156 | 0.0016617
| Civic Offices | Services pipework (copper water supplyx1 and PVC waste) | 1700897 | 8403111 | 5.2 | Services equipment | Proxy for PVC water pipe | Construction | 3.5437 | Linear length Calculation | 30 | 44 | 1 | FALSE | 1 | FALSE |  | 1.01 | 3.5437 | 7.0874 | 5379 | Window frame, PVC |  | 60 | D2 | 0 | 0 | 0 | 0 | 0 | 0 | 0 | 0 | 0
| Civic Offices | Services pipework (copper water supplyx1 and PVC waste) | 1700897 | 8403111 | 5.2 | Services equipment | Proxy for PVC water pipe | Construction | 3.5437 | Linear length Calculation | 30 | 44 | 1 | FALSE | 1 | FALSE |  | 1.01 | 3.5437 | 7.0874 | 5379 | Window frame, PVC |  | 60 | D3 | 0 | 0 | 0 | 0 | 0 | 0 | 0 | 0 | 0
| Civic Offices | Services pipework (copper water supplyx1 and PVC waste) | 1700897 | 8403111 | 5.2 | Services equipment | Proxy for PVC water pipe | Construction | 3.5437 | Linear length Calculation | 30 | 44 | 1 | FALSE | 1 | FALSE |  | 1.01 | 3.5437 | 7.0874 | 5379 | Window frame, PVC |  | 60 | D4 | 0 | 0 | 0 | 0 | 0 | 0 | 0 | 0 | 0
| Civic Offices | Services pipework (copper water supplyx1 and PVC waste) | 1700897 | 8403111 | 5.2 | Services equipment | Proxy for PVC water pipe | Construction | 3.5437 | Linear length Calculation | 30 | 44 | 1 | FALSE | 1 | FALSE |  | 1.01 | 3.5437 | 7.0874 | 5379 | Window frame, PVC |  | 30 | B4B5 | 9.9088 | 3.9894e-07 | 0.061558 | 0.022976 | 0.010608 | 0.00064453 | 185.0474 | 24.6462 | 0.10133
| Civic Offices | Services pipework (copper water supplyx1 and PVC waste) | 1700897 | 8403111 | 5.2 | Services equipment | Proxy for PVC water pipe | Construction | 3.5437 | Linear length Calculation | 30 | 44 | 1 | FALSE | 1 | FALSE |  | 1.01 | 3.5437 | 7.0874 | 5379 | Window frame, PVC |  | 30 | D2 | 0 | 0 | 0 | 0 | 0 | 0 | 0 | 0 | 0
| Civic Offices | Services pipework (copper water supplyx1 and PVC waste) | 1700897 | 8403111 | 5.2 | Services equipment | Proxy for PVC water pipe | Construction | 3.5437 | Linear length Calculation | 30 | 44 | 1 | FALSE | 1 | FALSE |  | 1.01 | 3.5437 | 7.0874 | 5379 | Window frame, PVC |  | 30 | D3 | 0 | 0 | 0 | 0 | 0 | 0 | 0 | 0 | 0
| Civic Offices | Services pipework (copper water supplyx1 and PVC waste) | 1700897 | 8403111 | 5.2 | Services equipment | Proxy for PVC water pipe | Construction | 3.5437 | Linear length Calculation | 30 | 44 | 1 | FALSE | 1 | FALSE |  | 1.01 | 3.5437 | 7.0874 | 5379 | Window frame, PVC |  | 30 | D4 | 0 | 0 | 0 | 0 | 0 | 0 | 0 | 0 | 0
| Civic Offices | Services pipework 22mm copper pipe (water supply) | 1700898 | 8403113 | 5.2 | Services equipment | Proxy for copper piping 22mm diameter | Construction | 1.7045 | Linear length Calculation | 45 | 44 | 1 | FALSE | 1 | FALSE |  | 1.03 | 1.7045 | 3.4091 | 5113 | Cladding sheet (plain), copper |  | 0 | A1A3 | 12.0878 | 1.0046e-05 | 0.61477 | 0.41038 | 0.033982 | 0.0027969 | 183.4116 | 35.804 | 0.38639
| Civic Offices | Services pipework 22mm copper pipe (water supply) | 1700898 | 8403113 | 5.2 | Services equipment | Proxy for copper piping 22mm diameter | Construction | 1.7045 | Linear length Calculation | 45 | 44 | 1 | FALSE | 1 | FALSE |  | 1.03 | 1.7045 | 3.4091 | 5113 | Cladding sheet (plain), copper |  | 0 | A4 | 0.034398 | 6.1805e-09 | 0.00011263 | 3.0443e-05 | 1.9215e-05 | 1.1996e-07 | 0.51276 | 0.078295 | 0.00014155
| Civic Offices | Services pipework 22mm copper pipe (water supply) | 1700898 | 8403113 | 5.2 | Services equipment | Proxy for copper piping 22mm diameter | Construction | 1.7045 | Linear length Calculation | 45 | 44 | 1 | FALSE | 1 | FALSE |  | 1.03 | 1.7045 | 3.4091 | 5113 | Cladding sheet (plain), copper |  | 0 | A5 | 2.6581e-05 | 6.9603e-12 | 1.8588e-07 | 6.1078e-08 | 3.0844e-08 | 3.7496e-11 | 0.00065164 | 0.0076704 | 0
| Civic Offices | Services pipework 22mm copper pipe (water supply) | 1700898 | 8403113 | 5.2 | Services equipment | Proxy for copper piping 22mm diameter | Construction | 1.7045 | Linear length Calculation | 45 | 44 | 1 | FALSE | 1 | FALSE |  | 1.03 | 1.7045 | 3.4091 | 5113 | Cladding sheet (plain), copper |  | 0 | D2 | 0 | 0 | 0 | 0 | 0 | 0 | 0 | 0 | 0
| Civic Offices | Services pipework 22mm copper pipe (water supply) | 1700898 | 8403113 | 5.2 | Services equipment | Proxy for copper piping 22mm diameter | Construction | 1.7045 | Linear length Calculation | 45 | 44 | 1 | FALSE | 1 | FALSE |  | 1.03 | 1.7045 | 3.4091 | 5113 | Cladding sheet (plain), copper |  | 0 | D3 | 0 | 0 | 0 | 0 | 0 | 0 | 0 | 0 | 0
| Civic Offices | Services pipework 22mm copper pipe (water supply) | 1700898 | 8403113 | 5.2 | Services equipment | Proxy for copper piping 22mm diameter | Construction | 1.7045 | Linear length Calculation | 45 | 44 | 1 | FALSE | 1 | FALSE |  | 1.03 | 1.7045 | 3.4091 | 5113 | Cladding sheet (plain), copper |  | 0 | D4 | 0 | 0 | 0 | 0 | 0 | 0 | 0 | 0 | 0
| Civic Offices | Services pipework 22mm copper pipe (water supply) | 1700898 | 8403113 | 5.2 | Services equipment | Proxy for copper piping 22mm diameter | Construction | 1.7045 | Linear length Calculation | 45 | 44 | 1 | FALSE | 1 | FALSE |  | 1.03 | 1.7045 | 3.4091 | 5113 | Cladding sheet (plain), copper |  | 60 | C2 | 0 | 0 | 0 | 0 | 0 | 0 | 0 | 0 | 0
| Civic Offices | Services pipework 22mm copper pipe (water supply) | 1700898 | 8403113 | 5.2 | Services equipment | Proxy for copper piping 22mm diameter | Construction | 1.7045 | Linear length Calculation | 45 | 44 | 1 | FALSE | 1 | FALSE |  | 1.03 | 1.7045 | 3.4091 | 5113 | Cladding sheet (plain), copper |  | 60 | C4 | 0.00088602 | 2.3201e-10 | 6.1959e-06 | 2.0359e-06 | 1.0281e-06 | 1.2499e-09 | 0.021721 | 0.25568 | 4.4434e-05
| Civic Offices | Services pipework 22mm copper pipe (water supply) | 1700898 | 8403113 | 5.2 | Services equipment | Proxy for copper piping 22mm diameter | Construction | 1.7045 | Linear length Calculation | 45 | 44 | 1 | FALSE | 1 | FALSE |  | 1.03 | 1.7045 | 3.4091 | 5113 | Cladding sheet (plain), copper |  | 60 | D2 | 0 | 0 | 0 | 0 | 0 | 0 | 0 | 0 | 0
| Civic Offices | Services pipework 22mm copper pipe (water supply) | 1700898 | 8403113 | 5.2 | Services equipment | Proxy for copper piping 22mm diameter | Construction | 1.7045 | Linear length Calculation | 45 | 44 | 1 | FALSE | 1 | FALSE |  | 1.03 | 1.7045 | 3.4091 | 5113 | Cladding sheet (plain), copper |  | 60 | D3 | 0 | 0 | 0 | 0 | 0 | 0 | 0 | 0 | 0
| Civic Offices | Services pipework 22mm copper pipe (water supply) | 1700898 | 8403113 | 5.2 | Services equipment | Proxy for copper piping 22mm diameter | Construction | 1.7045 | Linear length Calculation | 45 | 44 | 1 | FALSE | 1 | FALSE |  | 1.03 | 1.7045 | 3.4091 | 5113 | Cladding sheet (plain), copper |  | 60 | D4 | 0 | 0 | 0 | 0 | 0 | 0 | 0 | 0 | 0
| Civic Offices | Services pipework 22mm copper pipe (water supply) | 1700898 | 8403113 | 5.2 | Services equipment | Proxy for copper piping 22mm diameter | Construction | 1.7045 | Linear length Calculation | 45 | 44 | 1 | FALSE | 1 | FALSE |  | 1.03 | 1.7045 | 3.4091 | 5113 | Cladding sheet (plain), copper |  | 45 | B4B5 | 12.1231 | 1.0052e-05 | 0.61489 | 0.41041 | 0.034002 | 0.002797 | 183.9467 | 36.1457 | 0.38653
| Civic Offices | Services pipework 22mm copper pipe (water supply) | 1700898 | 8403113 | 5.2 | Services equipment | Proxy for copper piping 22mm diameter | Construction | 1.7045 | Linear length Calculation | 45 | 44 | 1 | FALSE | 1 | FALSE |  | 1.03 | 1.7045 | 3.4091 | 5113 | Cladding sheet (plain), copper |  | 45 | D2 | 0 | 0 | 0 | 0 | 0 | 0 | 0 | 0 | 0
| Civic Offices | Services pipework 22mm copper pipe (water supply) | 1700898 | 8403113 | 5.2 | Services equipment | Proxy for copper piping 22mm diameter | Construction | 1.7045 | Linear length Calculation | 45 | 44 | 1 | FALSE | 1 | FALSE |  | 1.03 | 1.7045 | 3.4091 | 5113 | Cladding sheet (plain), copper |  | 45 | D3 | 0 | 0 | 0 | 0 | 0 | 0 | 0 | 0 | 0
| Civic Offices | Services pipework 22mm copper pipe (water supply) | 1700898 | 8403113 | 5.2 | Services equipment | Proxy for copper piping 22mm diameter | Construction | 1.7045 | Linear length Calculation | 45 | 44 | 1 | FALSE | 1 | FALSE |  | 1.03 | 1.7045 | 3.4091 | 5113 | Cladding sheet (plain), copper |  | 45 | D4 | 0 | 0 | 0 | 0 | 0 | 0 | 0 | 0 | 0
| Civic Offices | Services pipework PVC waste 94mm | 1700899 | 8403115 | 5.2 | Services equipment | Proxy for PVC water pipe | Construction | 3.5437 | Linear length Calculation | 30 | 44 | 1 | FALSE | 1 | FALSE |  | 1.01 | 3.5437 | 7.0874 | 5379 | Window frame, PVC |  | 0 | A1A3 | 9.7723 | 3.8381e-07 | 0.061117 | 0.018851 | 0.010546 | 0.00064428 | 183.7632 | 23.955 | 0.10106
| Civic Offices | Services pipework PVC waste 94mm | 1700899 | 8403115 | 5.2 | Services equipment | Proxy for PVC water pipe | Construction | 3.5437 | Linear length Calculation | 30 | 44 | 1 | FALSE | 1 | FALSE |  | 1.01 | 3.5437 | 7.0874 | 5379 | Window frame, PVC |  | 0 | A4 | 0.067813 | 1.2184e-08 | 0.00022204 | 6.0015e-05 | 3.788e-05 | 2.365e-07 | 1.0109 | 0.15435 | 0.00027906
| Civic Offices | Services pipework PVC waste 94mm | 1700899 | 8403115 | 5.2 | Services equipment | Proxy for PVC water pipe | Construction | 3.5437 | Linear length Calculation | 30 | 44 | 1 | FALSE | 1 | FALSE |  | 1.01 | 3.5437 | 7.0874 | 5379 | Window frame, PVC |  | 0 | A5 | 0.00068069 | 2.9177e-11 | 2.1685e-06 | 4.0253e-05 | 2.3711e-07 | 1.5914e-10 | 0.0027065 | 0.0053156 | 0
| Civic Offices | Services pipework PVC waste 94mm | 1700899 | 8403115 | 5.2 | Services equipment | Proxy for PVC water pipe | Construction | 3.5437 | Linear length Calculation | 30 | 44 | 1 | FALSE | 1 | FALSE |  | 1.01 | 3.5437 | 7.0874 | 5379 | Window frame, PVC |  | 0 | D2 | 0 | 0 | 0 | 0 | 0 | 0 | 0 | 0 | 0
| Civic Offices | Services pipework PVC waste 94mm | 1700899 | 8403115 | 5.2 | Services equipment | Proxy for PVC water pipe | Construction | 3.5437 | Linear length Calculation | 30 | 44 | 1 | FALSE | 1 | FALSE |  | 1.01 | 3.5437 | 7.0874 | 5379 | Window frame, PVC |  | 0 | D3 | 0 | 0 | 0 | 0 | 0 | 0 | 0 | 0 | 0
| Civic Offices | Services pipework PVC waste 94mm | 1700899 | 8403115 | 5.2 | Services equipment | Proxy for PVC water pipe | Construction | 3.5437 | Linear length Calculation | 30 | 44 | 1 | FALSE | 1 | FALSE |  | 1.01 | 3.5437 | 7.0874 | 5379 | Window frame, PVC |  | 0 | D4 | 0 | 0 | 0 | 0 | 0 | 0 | 0 | 0 | 0
| Civic Offices | Services pipework PVC waste 94mm | 1700899 | 8403115 | 5.2 | Services equipment | Proxy for PVC water pipe | Construction | 3.5437 | Linear length Calculation | 30 | 44 | 1 | FALSE | 1 | FALSE |  | 1.01 | 3.5437 | 7.0874 | 5379 | Window frame, PVC |  | 60 | C2 | 0 | 0 | 0 | 0 | 0 | 0 | 0 | 0 | 0
| Civic Offices | Services pipework PVC waste 94mm | 1700899 | 8403115 | 5.2 | Services equipment | Proxy for PVC water pipe | Construction | 3.5437 | Linear length Calculation | 30 | 44 | 1 | FALSE | 1 | FALSE |  | 1.01 | 3.5437 | 7.0874 | 5379 | Window frame, PVC |  | 60 | C4 | 0.068069 | 2.9177e-09 | 0.00021685 | 0.0040253 | 2.3711e-05 | 1.5914e-08 | 0.27065 | 0.53156 | 0.0016617
| Civic Offices | Services pipework PVC waste 94mm | 1700899 | 8403115 | 5.2 | Services equipment | Proxy for PVC water pipe | Construction | 3.5437 | Linear length Calculation | 30 | 44 | 1 | FALSE | 1 | FALSE |  | 1.01 | 3.5437 | 7.0874 | 5379 | Window frame, PVC |  | 60 | D2 | 0 | 0 | 0 | 0 | 0 | 0 | 0 | 0 | 0
| Civic Offices | Services pipework PVC waste 94mm | 1700899 | 8403115 | 5.2 | Services equipment | Proxy for PVC water pipe | Construction | 3.5437 | Linear length Calculation | 30 | 44 | 1 | FALSE | 1 | FALSE |  | 1.01 | 3.5437 | 7.0874 | 5379 | Window frame, PVC |  | 60 | D3 | 0 | 0 | 0 | 0 | 0 | 0 | 0 | 0 | 0
| Civic Offices | Services pipework PVC waste 94mm | 1700899 | 8403115 | 5.2 | Services equipment | Proxy for PVC water pipe | Construction | 3.5437 | Linear length Calculation | 30 | 44 | 1 | FALSE | 1 | FALSE |  | 1.01 | 3.5437 | 7.0874 | 5379 | Window frame, PVC |  | 60 | D4 | 0 | 0 | 0 | 0 | 0 | 0 | 0 | 0 | 0
| Civic Offices | Services pipework PVC waste 94mm | 1700899 | 8403115 | 5.2 | Services equipment | Proxy for PVC water pipe | Construction | 3.5437 | Linear length Calculation | 30 | 44 | 1 | FALSE | 1 | FALSE |  | 1.01 | 3.5437 | 7.0874 | 5379 | Window frame, PVC |  | 30 | B4B5 | 9.9088 | 3.9894e-07 | 0.061558 | 0.022976 | 0.010608 | 0.00064453 | 185.0474 | 24.6462 | 0.10133
| Civic Offices | Services pipework PVC waste 94mm | 1700899 | 8403115 | 5.2 | Services equipment | Proxy for PVC water pipe | Construction | 3.5437 | Linear length Calculation | 30 | 44 | 1 | FALSE | 1 | FALSE |  | 1.01 | 3.5437 | 7.0874 | 5379 | Window frame, PVC |  | 30 | D2 | 0 | 0 | 0 | 0 | 0 | 0 | 0 | 0 | 0
| Civic Offices | Services pipework PVC waste 94mm | 1700899 | 8403115 | 5.2 | Services equipment | Proxy for PVC water pipe | Construction | 3.5437 | Linear length Calculation | 30 | 44 | 1 | FALSE | 1 | FALSE |  | 1.01 | 3.5437 | 7.0874 | 5379 | Window frame, PVC |  | 30 | D3 | 0 | 0 | 0 | 0 | 0 | 0 | 0 | 0 | 0
| Civic Offices | Services pipework PVC waste 94mm | 1700899 | 8403115 | 5.2 | Services equipment | Proxy for PVC water pipe | Construction | 3.5437 | Linear length Calculation | 30 | 44 | 1 | FALSE | 1 | FALSE |  | 1.01 | 3.5437 | 7.0874 | 5379 | Window frame, PVC |  | 30 | D4 | 0 | 0 | 0 | 0 | 0 | 0 | 0 | 0 | 0
| Civic Offices | Wall basin/sink ceramic | 1700900 | 8403117 | 5.2 | Services equipment | PRoxy for ceramic sink | Construction | 96 | kg | 25 | 44 | 1 | FALSE | 1 | FALSE |  | 1.06 | 96 | 288 | 5101 | Floor finish (tiles), ceramic |  | 0 | A1A3 | 60.8715 | 7.0267e-06 | 0.38377 | 0.099631 | 0.031378 | 0.0049665 | 953.5135 | 151.9792 | 0.51291
| Civic Offices | Wall basin/sink ceramic | 1700900 | 8403117 | 5.2 | Services equipment | PRoxy for ceramic sink | Construction | 96 | kg | 25 | 44 | 1 | FALSE | 1 | FALSE |  | 1.06 | 96 | 288 | 5101 | Floor finish (tiles), ceramic |  | 0 | A4 | 1.9499 | 3.5035e-07 | 0.0063847 | 0.0017257 | 0.0010892 | 6.8003e-06 | 29.0668 | 4.4383 | 0.0080242
| Civic Offices | Wall basin/sink ceramic | 1700900 | 8403117 | 5.2 | Services equipment | PRoxy for ceramic sink | Construction | 96 | kg | 25 | 44 | 1 | FALSE | 1 | FALSE |  | 1.06 | 96 | 288 | 5101 | Floor finish (tiles), ceramic |  | 0 | A5 | 0.0074758 | 2.5771e-09 | 5.7576e-05 | 1.4217e-05 | 9.9461e-06 | 8.0812e-09 | 0.21713 | 0.864 | 0
| Civic Offices | Wall basin/sink ceramic | 1700900 | 8403117 | 5.2 | Services equipment | PRoxy for ceramic sink | Construction | 96 | kg | 25 | 44 | 1 | FALSE | 1 | FALSE |  | 1.06 | 96 | 288 | 5101 | Floor finish (tiles), ceramic |  | 0 | D2 | 0 | 0 | 0 | 0 | 0 | 0 | 0 | 0 | 0
| Civic Offices | Wall basin/sink ceramic | 1700900 | 8403117 | 5.2 | Services equipment | PRoxy for ceramic sink | Construction | 96 | kg | 25 | 44 | 1 | FALSE | 1 | FALSE |  | 1.06 | 96 | 288 | 5101 | Floor finish (tiles), ceramic |  | 0 | D3 | 0 | 0 | 0 | 0 | 0 | 0 | 0 | 0 | 0
| Civic Offices | Wall basin/sink ceramic | 1700900 | 8403117 | 5.2 | Services equipment | PRoxy for ceramic sink | Construction | 96 | kg | 25 | 44 | 1 | FALSE | 1 | FALSE |  | 1.06 | 96 | 288 | 5101 | Floor finish (tiles), ceramic |  | 0 | D4 | 0 | 0 | 0 | 0 | 0 | 0 | 0 | 0 | 0
| Civic Offices | Wall basin/sink ceramic | 1700900 | 8403117 | 5.2 | Services equipment | PRoxy for ceramic sink | Construction | 96 | kg | 25 | 44 | 1 | FALSE | 1 | FALSE |  | 1.06 | 96 | 288 | 5101 | Floor finish (tiles), ceramic |  | 60 | C2 | 0 | 0 | 0 | 0 | 0 | 0 | 0 | 0 | 0
| Civic Offices | Wall basin/sink ceramic | 1700900 | 8403117 | 5.2 | Services equipment | PRoxy for ceramic sink | Construction | 96 | kg | 25 | 44 | 1 | FALSE | 1 | FALSE |  | 1.06 | 96 | 288 | 5101 | Floor finish (tiles), ceramic |  | 60 | C4 | 0.1246 | 4.2951e-08 | 0.0009596 | 0.00023694 | 0.00016577 | 1.3469e-07 | 3.6189 | 14.4 | 0.011746
| Civic Offices | Wall basin/sink ceramic | 1700900 | 8403117 | 5.2 | Services equipment | PRoxy for ceramic sink | Construction | 96 | kg | 25 | 44 | 1 | FALSE | 1 | FALSE |  | 1.06 | 96 | 288 | 5101 | Floor finish (tiles), ceramic |  | 60 | D2 | 0 | 0 | 0 | 0 | 0 | 0 | 0 | 0 | 0
| Civic Offices | Wall basin/sink ceramic | 1700900 | 8403117 | 5.2 | Services equipment | PRoxy for ceramic sink | Construction | 96 | kg | 25 | 44 | 1 | FALSE | 1 | FALSE |  | 1.06 | 96 | 288 | 5101 | Floor finish (tiles), ceramic |  | 60 | D3 | 0 | 0 | 0 | 0 | 0 | 0 | 0 | 0 | 0
| Civic Offices | Wall basin/sink ceramic | 1700900 | 8403117 | 5.2 | Services equipment | PRoxy for ceramic sink | Construction | 96 | kg | 25 | 44 | 1 | FALSE | 1 | FALSE |  | 1.06 | 96 | 288 | 5101 | Floor finish (tiles), ceramic |  | 60 | D4 | 0 | 0 | 0 | 0 | 0 | 0 | 0 | 0 | 0
| Civic Offices | Wall basin/sink ceramic | 1700900 | 8403117 | 5.2 | Services equipment | PRoxy for ceramic sink | Construction | 96 | kg | 25 | 44 | 1 | FALSE | 1 | FALSE |  | 1.06 | 96 | 288 | 5101 | Floor finish (tiles), ceramic |  | 25 | B4B5 | 62.9535 | 7.4225e-06 | 0.39117 | 0.10161 | 0.032643 | 0.0049734 | 986.4163 | 171.6815 | 0.52093
| Civic Offices | Wall basin/sink ceramic | 1700900 | 8403117 | 5.2 | Services equipment | PRoxy for ceramic sink | Construction | 96 | kg | 25 | 44 | 1 | FALSE | 1 | FALSE |  | 1.06 | 96 | 288 | 5101 | Floor finish (tiles), ceramic |  | 25 | D2 | 0 | 0 | 0 | 0 | 0 | 0 | 0 | 0 | 0
| Civic Offices | Wall basin/sink ceramic | 1700900 | 8403117 | 5.2 | Services equipment | PRoxy for ceramic sink | Construction | 96 | kg | 25 | 44 | 1 | FALSE | 1 | FALSE |  | 1.06 | 96 | 288 | 5101 | Floor finish (tiles), ceramic |  | 25 | D3 | 0 | 0 | 0 | 0 | 0 | 0 | 0 | 0 | 0
| Civic Offices | Wall basin/sink ceramic | 1700900 | 8403117 | 5.2 | Services equipment | PRoxy for ceramic sink | Construction | 96 | kg | 25 | 44 | 1 | FALSE | 1 | FALSE |  | 1.06 | 96 | 288 | 5101 | Floor finish (tiles), ceramic |  | 25 | D4 | 0 | 0 | 0 | 0 | 0 | 0 | 0 | 0 | 0
| Civic Offices | Wall basin/sink ceramic | 1700900 | 8403117 | 5.2 | Services equipment | PRoxy for ceramic sink | Construction | 96 | kg | 25 | 44 | 1 | FALSE | 1 | FALSE |  | 1.06 | 96 | 288 | 5101 | Floor finish (tiles), ceramic |  | 50 | B4B5 | 62.9535 | 7.4225e-06 | 0.39117 | 0.10161 | 0.032643 | 0.0049734 | 986.4163 | 171.6815 | 0.52093
| Civic Offices | Wall basin/sink ceramic | 1700900 | 8403117 | 5.2 | Services equipment | PRoxy for ceramic sink | Construction | 96 | kg | 25 | 44 | 1 | FALSE | 1 | FALSE |  | 1.06 | 96 | 288 | 5101 | Floor finish (tiles), ceramic |  | 50 | D2 | 0 | 0 | 0 | 0 | 0 | 0 | 0 | 0 | 0
| Civic Offices | Wall basin/sink ceramic | 1700900 | 8403117 | 5.2 | Services equipment | PRoxy for ceramic sink | Construction | 96 | kg | 25 | 44 | 1 | FALSE | 1 | FALSE |  | 1.06 | 96 | 288 | 5101 | Floor finish (tiles), ceramic |  | 50 | D3 | 0 | 0 | 0 | 0 | 0 | 0 | 0 | 0 | 0
| Civic Offices | Wall basin/sink ceramic | 1700900 | 8403117 | 5.2 | Services equipment | PRoxy for ceramic sink | Construction | 96 | kg | 25 | 44 | 1 | FALSE | 1 | FALSE |  | 1.06 | 96 | 288 | 5101 | Floor finish (tiles), ceramic |  | 50 | D4 | 0 | 0 | 0 | 0 | 0 | 0 | 0 | 0 | 0
| Civic Offices | Wall basin/sink ceramic | 1700900 | 8403118 | 5.2 | Services equipment | Proxy for taps | Construction | 12 | kg | 20 | 44 | 1 | FALSE | 1 | FALSE |  | 1.01 | 12 | 36 | 5455 | Door frame (hollow), stainless steel |  | 0 | A1A3 | 57.79 | 2.9125e-06 | 0.35121 | 0.10343 | 0.040828 | 0.001814 | 751.802 | 71.3686 | 1.7708
| Civic Offices | Wall basin/sink ceramic | 1700900 | 8403118 | 5.2 | Services equipment | Proxy for taps | Construction | 12 | kg | 20 | 44 | 1 | FALSE | 1 | FALSE |  | 1.01 | 12 | 36 | 5455 | Door frame (hollow), stainless steel |  | 0 | A4 | 0.50305 | 6.9611e-08 | 0.0023918 | 0.00044414 | 0.00031576 | 1.1203e-06 | 7.3604 | 2.1375 | 0.0020445
| Civic Offices | Wall basin/sink ceramic | 1700900 | 8403118 | 5.2 | Services equipment | Proxy for taps | Construction | 12 | kg | 20 | 44 | 1 | FALSE | 1 | FALSE |  | 1.01 | 12 | 36 | 5455 | Door frame (hollow), stainless steel |  | 0 | A5 | 6.2376e-05 | 1.6333e-11 | 4.3619e-07 | 1.4333e-07 | 7.2381e-08 | 8.7991e-11 | 0.0015292 | 0.018 | 0
| Civic Offices | Wall basin/sink ceramic | 1700900 | 8403118 | 5.2 | Services equipment | Proxy for taps | Construction | 12 | kg | 20 | 44 | 1 | FALSE | 1 | FALSE |  | 1.01 | 12 | 36 | 5455 | Door frame (hollow), stainless steel |  | 0 | D2 | 0 | 0 | 0 | 0 | 0 | 0 | 0 | 0 | 0
| Civic Offices | Wall basin/sink ceramic | 1700900 | 8403118 | 5.2 | Services equipment | Proxy for taps | Construction | 12 | kg | 20 | 44 | 1 | FALSE | 1 | FALSE |  | 1.01 | 12 | 36 | 5455 | Door frame (hollow), stainless steel |  | 0 | D3 | 0 | 0 | 0 | 0 | 0 | 0 | 0 | 0 | 0
| Civic Offices | Wall basin/sink ceramic | 1700900 | 8403118 | 5.2 | Services equipment | Proxy for taps | Construction | 12 | kg | 20 | 44 | 1 | FALSE | 1 | FALSE |  | 1.01 | 12 | 36 | 5455 | Door frame (hollow), stainless steel |  | 0 | D4 | 0 | 0 | 0 | 0 | 0 | 0 | 0 | 0 | 0
| Civic Offices | Wall basin/sink ceramic | 1700900 | 8403118 | 5.2 | Services equipment | Proxy for taps | Construction | 12 | kg | 20 | 44 | 1 | FALSE | 1 | FALSE |  | 1.01 | 12 | 36 | 5455 | Door frame (hollow), stainless steel |  | 60 | C2 | 0 | 0 | 0 | 0 | 0 | 0 | 0 | 0 | 0
| Civic Offices | Wall basin/sink ceramic | 1700900 | 8403118 | 5.2 | Services equipment | Proxy for taps | Construction | 12 | kg | 20 | 44 | 1 | FALSE | 1 | FALSE |  | 1.01 | 12 | 36 | 5455 | Door frame (hollow), stainless steel |  | 60 | C4 | 0.0062376 | 1.6333e-09 | 4.3619e-05 | 1.4333e-05 | 7.2381e-06 | 8.7991e-09 | 0.15292 | 1.8 | 0.00031282
| Civic Offices | Wall basin/sink ceramic | 1700900 | 8403118 | 5.2 | Services equipment | Proxy for taps | Construction | 12 | kg | 20 | 44 | 1 | FALSE | 1 | FALSE |  | 1.01 | 12 | 36 | 5455 | Door frame (hollow), stainless steel |  | 60 | D2 | 0 | 0 | 0 | 0 | 0 | 0 | 0 | 0 | 0
| Civic Offices | Wall basin/sink ceramic | 1700900 | 8403118 | 5.2 | Services equipment | Proxy for taps | Construction | 12 | kg | 20 | 44 | 1 | FALSE | 1 | FALSE |  | 1.01 | 12 | 36 | 5455 | Door frame (hollow), stainless steel |  | 60 | D3 | 0 | 0 | 0 | 0 | 0 | 0 | 0 | 0 | 0
| Civic Offices | Wall basin/sink ceramic | 1700900 | 8403118 | 5.2 | Services equipment | Proxy for taps | Construction | 12 | kg | 20 | 44 | 1 | FALSE | 1 | FALSE |  | 1.01 | 12 | 36 | 5455 | Door frame (hollow), stainless steel |  | 60 | D4 | 0 | 0 | 0 | 0 | 0 | 0 | 0 | 0 | 0
| Civic Offices | Wall basin/sink ceramic | 1700900 | 8403118 | 5.2 | Services equipment | Proxy for taps | Construction | 12 | kg | 20 | 44 | 1 | FALSE | 1 | FALSE |  | 1.01 | 12 | 36 | 5455 | Door frame (hollow), stainless steel |  | 20 | B4B5 | 58.2993 | 2.9838e-06 | 0.35365 | 0.10389 | 0.041151 | 0.0018152 | 759.3168 | 75.3241 | 1.7728
| Civic Offices | Wall basin/sink ceramic | 1700900 | 8403118 | 5.2 | Services equipment | Proxy for taps | Construction | 12 | kg | 20 | 44 | 1 | FALSE | 1 | FALSE |  | 1.01 | 12 | 36 | 5455 | Door frame (hollow), stainless steel |  | 20 | D2 | 0 | 0 | 0 | 0 | 0 | 0 | 0 | 0 | 0
| Civic Offices | Wall basin/sink ceramic | 1700900 | 8403118 | 5.2 | Services equipment | Proxy for taps | Construction | 12 | kg | 20 | 44 | 1 | FALSE | 1 | FALSE |  | 1.01 | 12 | 36 | 5455 | Door frame (hollow), stainless steel |  | 20 | D3 | 0 | 0 | 0 | 0 | 0 | 0 | 0 | 0 | 0
| Civic Offices | Wall basin/sink ceramic | 1700900 | 8403118 | 5.2 | Services equipment | Proxy for taps | Construction | 12 | kg | 20 | 44 | 1 | FALSE | 1 | FALSE |  | 1.01 | 12 | 36 | 5455 | Door frame (hollow), stainless steel |  | 20 | D4 | 0 | 0 | 0 | 0 | 0 | 0 | 0 | 0 | 0
| Civic Offices | Wall basin/sink ceramic | 1700900 | 8403118 | 5.2 | Services equipment | Proxy for taps | Construction | 12 | kg | 20 | 44 | 1 | FALSE | 1 | FALSE |  | 1.01 | 12 | 36 | 5455 | Door frame (hollow), stainless steel |  | 40 | B4B5 | 58.2993 | 2.9838e-06 | 0.35365 | 0.10389 | 0.041151 | 0.0018152 | 759.3168 | 75.3241 | 1.7728
| Civic Offices | Wall basin/sink ceramic | 1700900 | 8403118 | 5.2 | Services equipment | Proxy for taps | Construction | 12 | kg | 20 | 44 | 1 | FALSE | 1 | FALSE |  | 1.01 | 12 | 36 | 5455 | Door frame (hollow), stainless steel |  | 40 | D2 | 0 | 0 | 0 | 0 | 0 | 0 | 0 | 0 | 0
| Civic Offices | Wall basin/sink ceramic | 1700900 | 8403118 | 5.2 | Services equipment | Proxy for taps | Construction | 12 | kg | 20 | 44 | 1 | FALSE | 1 | FALSE |  | 1.01 | 12 | 36 | 5455 | Door frame (hollow), stainless steel |  | 40 | D3 | 0 | 0 | 0 | 0 | 0 | 0 | 0 | 0 | 0
| Civic Offices | Wall basin/sink ceramic | 1700900 | 8403118 | 5.2 | Services equipment | Proxy for taps | Construction | 12 | kg | 20 | 44 | 1 | FALSE | 1 | FALSE |  | 1.01 | 12 | 36 | 5455 | Door frame (hollow), stainless steel |  | 40 | D4 | 0 | 0 | 0 | 0 | 0 | 0 | 0 | 0 | 0
| Civic Offices | Services pipework 22mm copper pipe (water supply) | 1700902 | 8403121 | 5.2 | Services equipment | Proxy for copper piping 22mm diameter | Construction | 1.7045 | Linear length Calculation | 45 | 44 | 1 | FALSE | 1 | FALSE |  | 1.03 | 1.7045 | 3.4091 | 5113 | Cladding sheet (plain), copper |  | 0 | A1A3 | 12.0878 | 1.0046e-05 | 0.61477 | 0.41038 | 0.033982 | 0.0027969 | 183.4116 | 35.804 | 0.38639
| Civic Offices | Services pipework 22mm copper pipe (water supply) | 1700902 | 8403121 | 5.2 | Services equipment | Proxy for copper piping 22mm diameter | Construction | 1.7045 | Linear length Calculation | 45 | 44 | 1 | FALSE | 1 | FALSE |  | 1.03 | 1.7045 | 3.4091 | 5113 | Cladding sheet (plain), copper |  | 0 | A4 | 0.034398 | 6.1805e-09 | 0.00011263 | 3.0443e-05 | 1.9215e-05 | 1.1996e-07 | 0.51276 | 0.078295 | 0.00014155
| Civic Offices | Services pipework 22mm copper pipe (water supply) | 1700902 | 8403121 | 5.2 | Services equipment | Proxy for copper piping 22mm diameter | Construction | 1.7045 | Linear length Calculation | 45 | 44 | 1 | FALSE | 1 | FALSE |  | 1.03 | 1.7045 | 3.4091 | 5113 | Cladding sheet (plain), copper |  | 0 | A5 | 2.6581e-05 | 6.9603e-12 | 1.8588e-07 | 6.1078e-08 | 3.0844e-08 | 3.7496e-11 | 0.00065164 | 0.0076704 | 0
| Civic Offices | Services pipework 22mm copper pipe (water supply) | 1700902 | 8403121 | 5.2 | Services equipment | Proxy for copper piping 22mm diameter | Construction | 1.7045 | Linear length Calculation | 45 | 44 | 1 | FALSE | 1 | FALSE |  | 1.03 | 1.7045 | 3.4091 | 5113 | Cladding sheet (plain), copper |  | 0 | D2 | 0 | 0 | 0 | 0 | 0 | 0 | 0 | 0 | 0
| Civic Offices | Services pipework 22mm copper pipe (water supply) | 1700902 | 8403121 | 5.2 | Services equipment | Proxy for copper piping 22mm diameter | Construction | 1.7045 | Linear length Calculation | 45 | 44 | 1 | FALSE | 1 | FALSE |  | 1.03 | 1.7045 | 3.4091 | 5113 | Cladding sheet (plain), copper |  | 0 | D3 | 0 | 0 | 0 | 0 | 0 | 0 | 0 | 0 | 0
| Civic Offices | Services pipework 22mm copper pipe (water supply) | 1700902 | 8403121 | 5.2 | Services equipment | Proxy for copper piping 22mm diameter | Construction | 1.7045 | Linear length Calculation | 45 | 44 | 1 | FALSE | 1 | FALSE |  | 1.03 | 1.7045 | 3.4091 | 5113 | Cladding sheet (plain), copper |  | 0 | D4 | 0 | 0 | 0 | 0 | 0 | 0 | 0 | 0 | 0
| Civic Offices | Services pipework 22mm copper pipe (water supply) | 1700902 | 8403121 | 5.2 | Services equipment | Proxy for copper piping 22mm diameter | Construction | 1.7045 | Linear length Calculation | 45 | 44 | 1 | FALSE | 1 | FALSE |  | 1.03 | 1.7045 | 3.4091 | 5113 | Cladding sheet (plain), copper |  | 60 | C2 | 0 | 0 | 0 | 0 | 0 | 0 | 0 | 0 | 0
| Civic Offices | Services pipework 22mm copper pipe (water supply) | 1700902 | 8403121 | 5.2 | Services equipment | Proxy for copper piping 22mm diameter | Construction | 1.7045 | Linear length Calculation | 45 | 44 | 1 | FALSE | 1 | FALSE |  | 1.03 | 1.7045 | 3.4091 | 5113 | Cladding sheet (plain), copper |  | 60 | C4 | 0.00088602 | 2.3201e-10 | 6.1959e-06 | 2.0359e-06 | 1.0281e-06 | 1.2499e-09 | 0.021721 | 0.25568 | 4.4434e-05
| Civic Offices | Services pipework 22mm copper pipe (water supply) | 1700902 | 8403121 | 5.2 | Services equipment | Proxy for copper piping 22mm diameter | Construction | 1.7045 | Linear length Calculation | 45 | 44 | 1 | FALSE | 1 | FALSE |  | 1.03 | 1.7045 | 3.4091 | 5113 | Cladding sheet (plain), copper |  | 60 | D2 | 0 | 0 | 0 | 0 | 0 | 0 | 0 | 0 | 0
| Civic Offices | Services pipework 22mm copper pipe (water supply) | 1700902 | 8403121 | 5.2 | Services equipment | Proxy for copper piping 22mm diameter | Construction | 1.7045 | Linear length Calculation | 45 | 44 | 1 | FALSE | 1 | FALSE |  | 1.03 | 1.7045 | 3.4091 | 5113 | Cladding sheet (plain), copper |  | 60 | D3 | 0 | 0 | 0 | 0 | 0 | 0 | 0 | 0 | 0
| Civic Offices | Services pipework 22mm copper pipe (water supply) | 1700902 | 8403121 | 5.2 | Services equipment | Proxy for copper piping 22mm diameter | Construction | 1.7045 | Linear length Calculation | 45 | 44 | 1 | FALSE | 1 | FALSE |  | 1.03 | 1.7045 | 3.4091 | 5113 | Cladding sheet (plain), copper |  | 60 | D4 | 0 | 0 | 0 | 0 | 0 | 0 | 0 | 0 | 0
| Civic Offices | Services pipework 22mm copper pipe (water supply) | 1700902 | 8403121 | 5.2 | Services equipment | Proxy for copper piping 22mm diameter | Construction | 1.7045 | Linear length Calculation | 45 | 44 | 1 | FALSE | 1 | FALSE |  | 1.03 | 1.7045 | 3.4091 | 5113 | Cladding sheet (plain), copper |  | 45 | B4B5 | 12.1231 | 1.0052e-05 | 0.61489 | 0.41041 | 0.034002 | 0.002797 | 183.9467 | 36.1457 | 0.38653
| Civic Offices | Services pipework 22mm copper pipe (water supply) | 1700902 | 8403121 | 5.2 | Services equipment | Proxy for copper piping 22mm diameter | Construction | 1.7045 | Linear length Calculation | 45 | 44 | 1 | FALSE | 1 | FALSE |  | 1.03 | 1.7045 | 3.4091 | 5113 | Cladding sheet (plain), copper |  | 45 | D2 | 0 | 0 | 0 | 0 | 0 | 0 | 0 | 0 | 0
| Civic Offices | Services pipework 22mm copper pipe (water supply) | 1700902 | 8403121 | 5.2 | Services equipment | Proxy for copper piping 22mm diameter | Construction | 1.7045 | Linear length Calculation | 45 | 44 | 1 | FALSE | 1 | FALSE |  | 1.03 | 1.7045 | 3.4091 | 5113 | Cladding sheet (plain), copper |  | 45 | D3 | 0 | 0 | 0 | 0 | 0 | 0 | 0 | 0 | 0
| Civic Offices | Services pipework 22mm copper pipe (water supply) | 1700902 | 8403121 | 5.2 | Services equipment | Proxy for copper piping 22mm diameter | Construction | 1.7045 | Linear length Calculation | 45 | 44 | 1 | FALSE | 1 | FALSE |  | 1.03 | 1.7045 | 3.4091 | 5113 | Cladding sheet (plain), copper |  | 45 | D4 | 0 | 0 | 0 | 0 | 0 | 0 | 0 | 0 | 0
| Civic Offices | Services pipework PVC waste 94mm | 1700903 | 8403123 | 5.2 | Services equipment | Proxy for PVC water pipe | Construction | 3.5437 | Linear length Calculation | 30 | 44 | 1 | FALSE | 1 | FALSE |  | 1.01 | 3.5437 | 7.0874 | 5379 | Window frame, PVC |  | 0 | A1A3 | 9.7723 | 3.8381e-07 | 0.061117 | 0.018851 | 0.010546 | 0.00064428 | 183.7632 | 23.955 | 0.10106
| Civic Offices | Services pipework PVC waste 94mm | 1700903 | 8403123 | 5.2 | Services equipment | Proxy for PVC water pipe | Construction | 3.5437 | Linear length Calculation | 30 | 44 | 1 | FALSE | 1 | FALSE |  | 1.01 | 3.5437 | 7.0874 | 5379 | Window frame, PVC |  | 0 | A4 | 0.067813 | 1.2184e-08 | 0.00022204 | 6.0015e-05 | 3.788e-05 | 2.365e-07 | 1.0109 | 0.15435 | 0.00027906
| Civic Offices | Services pipework PVC waste 94mm | 1700903 | 8403123 | 5.2 | Services equipment | Proxy for PVC water pipe | Construction | 3.5437 | Linear length Calculation | 30 | 44 | 1 | FALSE | 1 | FALSE |  | 1.01 | 3.5437 | 7.0874 | 5379 | Window frame, PVC |  | 0 | A5 | 0.00068069 | 2.9177e-11 | 2.1685e-06 | 4.0253e-05 | 2.3711e-07 | 1.5914e-10 | 0.0027065 | 0.0053156 | 0
| Civic Offices | Services pipework PVC waste 94mm | 1700903 | 8403123 | 5.2 | Services equipment | Proxy for PVC water pipe | Construction | 3.5437 | Linear length Calculation | 30 | 44 | 1 | FALSE | 1 | FALSE |  | 1.01 | 3.5437 | 7.0874 | 5379 | Window frame, PVC |  | 0 | D2 | 0 | 0 | 0 | 0 | 0 | 0 | 0 | 0 | 0
| Civic Offices | Services pipework PVC waste 94mm | 1700903 | 8403123 | 5.2 | Services equipment | Proxy for PVC water pipe | Construction | 3.5437 | Linear length Calculation | 30 | 44 | 1 | FALSE | 1 | FALSE |  | 1.01 | 3.5437 | 7.0874 | 5379 | Window frame, PVC |  | 0 | D3 | 0 | 0 | 0 | 0 | 0 | 0 | 0 | 0 | 0
| Civic Offices | Services pipework PVC waste 94mm | 1700903 | 8403123 | 5.2 | Services equipment | Proxy for PVC water pipe | Construction | 3.5437 | Linear length Calculation | 30 | 44 | 1 | FALSE | 1 | FALSE |  | 1.01 | 3.5437 | 7.0874 | 5379 | Window frame, PVC |  | 0 | D4 | 0 | 0 | 0 | 0 | 0 | 0 | 0 | 0 | 0
| Civic Offices | Services pipework PVC waste 94mm | 1700903 | 8403123 | 5.2 | Services equipment | Proxy for PVC water pipe | Construction | 3.5437 | Linear length Calculation | 30 | 44 | 1 | FALSE | 1 | FALSE |  | 1.01 | 3.5437 | 7.0874 | 5379 | Window frame, PVC |  | 60 | C2 | 0 | 0 | 0 | 0 | 0 | 0 | 0 | 0 | 0
| Civic Offices | Services pipework PVC waste 94mm | 1700903 | 8403123 | 5.2 | Services equipment | Proxy for PVC water pipe | Construction | 3.5437 | Linear length Calculation | 30 | 44 | 1 | FALSE | 1 | FALSE |  | 1.01 | 3.5437 | 7.0874 | 5379 | Window frame, PVC |  | 60 | C4 | 0.068069 | 2.9177e-09 | 0.00021685 | 0.0040253 | 2.3711e-05 | 1.5914e-08 | 0.27065 | 0.53156 | 0.0016617
| Civic Offices | Services pipework PVC waste 94mm | 1700903 | 8403123 | 5.2 | Services equipment | Proxy for PVC water pipe | Construction | 3.5437 | Linear length Calculation | 30 | 44 | 1 | FALSE | 1 | FALSE |  | 1.01 | 3.5437 | 7.0874 | 5379 | Window frame, PVC |  | 60 | D2 | 0 | 0 | 0 | 0 | 0 | 0 | 0 | 0 | 0
| Civic Offices | Services pipework PVC waste 94mm | 1700903 | 8403123 | 5.2 | Services equipment | Proxy for PVC water pipe | Construction | 3.5437 | Linear length Calculation | 30 | 44 | 1 | FALSE | 1 | FALSE |  | 1.01 | 3.5437 | 7.0874 | 5379 | Window frame, PVC |  | 60 | D3 | 0 | 0 | 0 | 0 | 0 | 0 | 0 | 0 | 0
| Civic Offices | Services pipework PVC waste 94mm | 1700903 | 8403123 | 5.2 | Services equipment | Proxy for PVC water pipe | Construction | 3.5437 | Linear length Calculation | 30 | 44 | 1 | FALSE | 1 | FALSE |  | 1.01 | 3.5437 | 7.0874 | 5379 | Window frame, PVC |  | 60 | D4 | 0 | 0 | 0 | 0 | 0 | 0 | 0 | 0 | 0
| Civic Offices | Services pipework PVC waste 94mm | 1700903 | 8403123 | 5.2 | Services equipment | Proxy for PVC water pipe | Construction | 3.5437 | Linear length Calculation | 30 | 44 | 1 | FALSE | 1 | FALSE |  | 1.01 | 3.5437 | 7.0874 | 5379 | Window frame, PVC |  | 30 | B4B5 | 9.9088 | 3.9894e-07 | 0.061558 | 0.022976 | 0.010608 | 0.00064453 | 185.0474 | 24.6462 | 0.10133
| Civic Offices | Services pipework PVC waste 94mm | 1700903 | 8403123 | 5.2 | Services equipment | Proxy for PVC water pipe | Construction | 3.5437 | Linear length Calculation | 30 | 44 | 1 | FALSE | 1 | FALSE |  | 1.01 | 3.5437 | 7.0874 | 5379 | Window frame, PVC |  | 30 | D2 | 0 | 0 | 0 | 0 | 0 | 0 | 0 | 0 | 0
| Civic Offices | Services pipework PVC waste 94mm | 1700903 | 8403123 | 5.2 | Services equipment | Proxy for PVC water pipe | Construction | 3.5437 | Linear length Calculation | 30 | 44 | 1 | FALSE | 1 | FALSE |  | 1.01 | 3.5437 | 7.0874 | 5379 | Window frame, PVC |  | 30 | D3 | 0 | 0 | 0 | 0 | 0 | 0 | 0 | 0 | 0
| Civic Offices | Services pipework PVC waste 94mm | 1700903 | 8403123 | 5.2 | Services equipment | Proxy for PVC water pipe | Construction | 3.5437 | Linear length Calculation | 30 | 44 | 1 | FALSE | 1 | FALSE |  | 1.01 | 3.5437 | 7.0874 | 5379 | Window frame, PVC |  | 30 | D4 | 0 | 0 | 0 | 0 | 0 | 0 | 0 | 0 | 0
| Civic Offices | Services pipework 22mm copper pipe (water supply) | 1700905 | 8403125 | 5.2 | Services equipment | Proxy for copper piping 22mm diameter | Construction | 1.7045 | Linear length Calculation | 45 | 44 | 1 | FALSE | 1 | FALSE |  | 1.03 | 1.7045 | 3.4091 | 5113 | Cladding sheet (plain), copper |  | 0 | A1A3 | 12.0878 | 1.0046e-05 | 0.61477 | 0.41038 | 0.033982 | 0.0027969 | 183.4116 | 35.804 | 0.38639
| Civic Offices | Services pipework 22mm copper pipe (water supply) | 1700905 | 8403125 | 5.2 | Services equipment | Proxy for copper piping 22mm diameter | Construction | 1.7045 | Linear length Calculation | 45 | 44 | 1 | FALSE | 1 | FALSE |  | 1.03 | 1.7045 | 3.4091 | 5113 | Cladding sheet (plain), copper |  | 0 | A4 | 0.034398 | 6.1805e-09 | 0.00011263 | 3.0443e-05 | 1.9215e-05 | 1.1996e-07 | 0.51276 | 0.078295 | 0.00014155
| Civic Offices | Services pipework 22mm copper pipe (water supply) | 1700905 | 8403125 | 5.2 | Services equipment | Proxy for copper piping 22mm diameter | Construction | 1.7045 | Linear length Calculation | 45 | 44 | 1 | FALSE | 1 | FALSE |  | 1.03 | 1.7045 | 3.4091 | 5113 | Cladding sheet (plain), copper |  | 0 | A5 | 2.6581e-05 | 6.9603e-12 | 1.8588e-07 | 6.1078e-08 | 3.0844e-08 | 3.7496e-11 | 0.00065164 | 0.0076704 | 0
| Civic Offices | Services pipework 22mm copper pipe (water supply) | 1700905 | 8403125 | 5.2 | Services equipment | Proxy for copper piping 22mm diameter | Construction | 1.7045 | Linear length Calculation | 45 | 44 | 1 | FALSE | 1 | FALSE |  | 1.03 | 1.7045 | 3.4091 | 5113 | Cladding sheet (plain), copper |  | 0 | D2 | 0 | 0 | 0 | 0 | 0 | 0 | 0 | 0 | 0
| Civic Offices | Services pipework 22mm copper pipe (water supply) | 1700905 | 8403125 | 5.2 | Services equipment | Proxy for copper piping 22mm diameter | Construction | 1.7045 | Linear length Calculation | 45 | 44 | 1 | FALSE | 1 | FALSE |  | 1.03 | 1.7045 | 3.4091 | 5113 | Cladding sheet (plain), copper |  | 0 | D3 | 0 | 0 | 0 | 0 | 0 | 0 | 0 | 0 | 0
| Civic Offices | Services pipework 22mm copper pipe (water supply) | 1700905 | 8403125 | 5.2 | Services equipment | Proxy for copper piping 22mm diameter | Construction | 1.7045 | Linear length Calculation | 45 | 44 | 1 | FALSE | 1 | FALSE |  | 1.03 | 1.7045 | 3.4091 | 5113 | Cladding sheet (plain), copper |  | 0 | D4 | 0 | 0 | 0 | 0 | 0 | 0 | 0 | 0 | 0
| Civic Offices | Services pipework 22mm copper pipe (water supply) | 1700905 | 8403125 | 5.2 | Services equipment | Proxy for copper piping 22mm diameter | Construction | 1.7045 | Linear length Calculation | 45 | 44 | 1 | FALSE | 1 | FALSE |  | 1.03 | 1.7045 | 3.4091 | 5113 | Cladding sheet (plain), copper |  | 60 | C2 | 0 | 0 | 0 | 0 | 0 | 0 | 0 | 0 | 0
| Civic Offices | Services pipework 22mm copper pipe (water supply) | 1700905 | 8403125 | 5.2 | Services equipment | Proxy for copper piping 22mm diameter | Construction | 1.7045 | Linear length Calculation | 45 | 44 | 1 | FALSE | 1 | FALSE |  | 1.03 | 1.7045 | 3.4091 | 5113 | Cladding sheet (plain), copper |  | 60 | C4 | 0.00088602 | 2.3201e-10 | 6.1959e-06 | 2.0359e-06 | 1.0281e-06 | 1.2499e-09 | 0.021721 | 0.25568 | 4.4434e-05
| Civic Offices | Services pipework 22mm copper pipe (water supply) | 1700905 | 8403125 | 5.2 | Services equipment | Proxy for copper piping 22mm diameter | Construction | 1.7045 | Linear length Calculation | 45 | 44 | 1 | FALSE | 1 | FALSE |  | 1.03 | 1.7045 | 3.4091 | 5113 | Cladding sheet (plain), copper |  | 60 | D2 | 0 | 0 | 0 | 0 | 0 | 0 | 0 | 0 | 0
| Civic Offices | Services pipework 22mm copper pipe (water supply) | 1700905 | 8403125 | 5.2 | Services equipment | Proxy for copper piping 22mm diameter | Construction | 1.7045 | Linear length Calculation | 45 | 44 | 1 | FALSE | 1 | FALSE |  | 1.03 | 1.7045 | 3.4091 | 5113 | Cladding sheet (plain), copper |  | 60 | D3 | 0 | 0 | 0 | 0 | 0 | 0 | 0 | 0 | 0
| Civic Offices | Services pipework 22mm copper pipe (water supply) | 1700905 | 8403125 | 5.2 | Services equipment | Proxy for copper piping 22mm diameter | Construction | 1.7045 | Linear length Calculation | 45 | 44 | 1 | FALSE | 1 | FALSE |  | 1.03 | 1.7045 | 3.4091 | 5113 | Cladding sheet (plain), copper |  | 60 | D4 | 0 | 0 | 0 | 0 | 0 | 0 | 0 | 0 | 0
| Civic Offices | Services pipework 22mm copper pipe (water supply) | 1700905 | 8403125 | 5.2 | Services equipment | Proxy for copper piping 22mm diameter | Construction | 1.7045 | Linear length Calculation | 45 | 44 | 1 | FALSE | 1 | FALSE |  | 1.03 | 1.7045 | 3.4091 | 5113 | Cladding sheet (plain), copper |  | 45 | B4B5 | 12.1231 | 1.0052e-05 | 0.61489 | 0.41041 | 0.034002 | 0.002797 | 183.9467 | 36.1457 | 0.38653
| Civic Offices | Services pipework 22mm copper pipe (water supply) | 1700905 | 8403125 | 5.2 | Services equipment | Proxy for copper piping 22mm diameter | Construction | 1.7045 | Linear length Calculation | 45 | 44 | 1 | FALSE | 1 | FALSE |  | 1.03 | 1.7045 | 3.4091 | 5113 | Cladding sheet (plain), copper |  | 45 | D2 | 0 | 0 | 0 | 0 | 0 | 0 | 0 | 0 | 0
| Civic Offices | Services pipework 22mm copper pipe (water supply) | 1700905 | 8403125 | 5.2 | Services equipment | Proxy for copper piping 22mm diameter | Construction | 1.7045 | Linear length Calculation | 45 | 44 | 1 | FALSE | 1 | FALSE |  | 1.03 | 1.7045 | 3.4091 | 5113 | Cladding sheet (plain), copper |  | 45 | D3 | 0 | 0 | 0 | 0 | 0 | 0 | 0 | 0 | 0
| Civic Offices | Services pipework 22mm copper pipe (water supply) | 1700905 | 8403125 | 5.2 | Services equipment | Proxy for copper piping 22mm diameter | Construction | 1.7045 | Linear length Calculation | 45 | 44 | 1 | FALSE | 1 | FALSE |  | 1.03 | 1.7045 | 3.4091 | 5113 | Cladding sheet (plain), copper |  | 45 | D4 | 0 | 0 | 0 | 0 | 0 | 0 | 0 | 0 | 0
| Civic Offices | Services pipework insulation (50mm) | 1700906 | 8403127 | 5.2 | Services equipment | pipe insulation 50mm thick | Construction | 1.449 | Area Calculation | 70 | 44 | 1 | FALSE | 1 | FALSE |  | 1.07 | 1.449 | 1.449 | 5349 | Insulation (flexible), polyurethane foam |  | 0 | A1A3 | 7.6506 | 6.5155e-08 | 0.032911 | 0.0085808 | 0.0049543 | 4.719e-05 | 135.6473 | 2.2651 | 0.041236
| Civic Offices | Services pipework insulation (50mm) | 1700906 | 8403127 | 5.2 | Services equipment | pipe insulation 50mm thick | Construction | 1.449 | Area Calculation | 70 | 44 | 1 | FALSE | 1 | FALSE |  | 1.07 | 1.449 | 1.449 | 5349 | Insulation (flexible), polyurethane foam |  | 0 | A4 | 0.029709 | 5.338e-09 | 9.7279e-05 | 2.6293e-05 | 1.6596e-05 | 1.0361e-07 | 0.44287 | 0.067622 | 0.00012226
| Civic Offices | Services pipework insulation (50mm) | 1700906 | 8403127 | 5.2 | Services equipment | pipe insulation 50mm thick | Construction | 1.449 | Area Calculation | 70 | 44 | 1 | FALSE | 1 | FALSE |  | 1.07 | 1.449 | 1.449 | 5349 | Insulation (flexible), polyurethane foam |  | 0 | A5 | 0.0087191 | 2.7546e-10 | 1.1009e-05 | 0.0027758 | 2.6712e-06 | 1.7817e-09 | 0.030973 | 0.015215 | 0
| Civic Offices | Services pipework insulation (50mm) | 1700906 | 8403127 | 5.2 | Services equipment | pipe insulation 50mm thick | Construction | 1.449 | Area Calculation | 70 | 44 | 1 | FALSE | 1 | FALSE |  | 1.07 | 1.449 | 1.449 | 5349 | Insulation (flexible), polyurethane foam |  | 0 | D2 | 0 | 0 | 0 | 0 | 0 | 0 | 0 | 0 | 0
| Civic Offices | Services pipework insulation (50mm) | 1700906 | 8403127 | 5.2 | Services equipment | pipe insulation 50mm thick | Construction | 1.449 | Area Calculation | 70 | 44 | 1 | FALSE | 1 | FALSE |  | 1.07 | 1.449 | 1.449 | 5349 | Insulation (flexible), polyurethane foam |  | 0 | D3 | 0 | 0 | 0 | 0 | 0 | 0 | 0 | 0 | 0
| Civic Offices | Services pipework insulation (50mm) | 1700906 | 8403127 | 5.2 | Services equipment | pipe insulation 50mm thick | Construction | 1.449 | Area Calculation | 70 | 44 | 1 | FALSE | 1 | FALSE |  | 1.07 | 1.449 | 1.449 | 5349 | Insulation (flexible), polyurethane foam |  | 0 | D4 | 0 | 0 | 0 | 0 | 0 | 0 | 0 | 0 | 0
| Civic Offices | Services pipework insulation (50mm) | 1700906 | 8403127 | 5.2 | Services equipment | pipe insulation 50mm thick | Construction | 1.449 | Area Calculation | 70 | 44 | 1 | FALSE | 1 | FALSE |  | 1.07 | 1.449 | 1.449 | 5349 | Insulation (flexible), polyurethane foam |  | 60 | C2 | 0 | 0 | 0 | 0 | 0 | 0 | 0 | 0 | 0
| Civic Offices | Services pipework insulation (50mm) | 1700906 | 8403127 | 5.2 | Services equipment | pipe insulation 50mm thick | Construction | 1.449 | Area Calculation | 70 | 44 | 1 | FALSE | 1 | FALSE |  | 1.07 | 1.449 | 1.449 | 5349 | Insulation (flexible), polyurethane foam |  | 60 | C4 | 0.12456 | 3.9351e-09 | 0.00015727 | 0.039654 | 3.816e-05 | 2.5452e-08 | 0.44248 | 0.21735 | 0.010619
| Civic Offices | Services pipework insulation (50mm) | 1700906 | 8403127 | 5.2 | Services equipment | pipe insulation 50mm thick | Construction | 1.449 | Area Calculation | 70 | 44 | 1 | FALSE | 1 | FALSE |  | 1.07 | 1.449 | 1.449 | 5349 | Insulation (flexible), polyurethane foam |  | 60 | D2 | 0 | 0 | 0 | 0 | 0 | 0 | 0 | 0 | 0
| Civic Offices | Services pipework insulation (50mm) | 1700906 | 8403127 | 5.2 | Services equipment | pipe insulation 50mm thick | Construction | 1.449 | Area Calculation | 70 | 44 | 1 | FALSE | 1 | FALSE |  | 1.07 | 1.449 | 1.449 | 5349 | Insulation (flexible), polyurethane foam |  | 60 | D3 | 0 | 0 | 0 | 0 | 0 | 0 | 0 | 0 | 0
| Civic Offices | Services pipework insulation (50mm) | 1700906 | 8403127 | 5.2 | Services equipment | pipe insulation 50mm thick | Construction | 1.449 | Area Calculation | 70 | 44 | 1 | FALSE | 1 | FALSE |  | 1.07 | 1.449 | 1.449 | 5349 | Insulation (flexible), polyurethane foam |  | 60 | D4 | 0 | 0 | 0 | 0 | 0 | 0 | 0 | 0 | 0
| Civic Offices | Wall lining laminate panel | 1700908 | 8403129 | 3.1 | Wall finishes | laminate panel | Construction | 5073.84 | Area Calculation | 15 | 44 | 1 | FALSE | 1 | FALSE |  | 1.05 | 5073.84 | 20295.36 | 5233 | General sheet, high pressure laminate (HPL) |  | 0 | A1A3 | 6999.3717 | 0.00061813 | 44.7027 | 16.3291 | 14.3912 | 0.029279 | 257358.7079 | 58786.56 | 55.2078
| Civic Offices | Wall lining laminate panel | 1700908 | 8403129 | 3.1 | Wall finishes | laminate panel | Construction | 5073.84 | Area Calculation | 15 | 44 | 1 | FALSE | 1 | FALSE |  | 1.05 | 5073.84 | 20295.36 | 5233 | General sheet, high pressure laminate (HPL) |  | 0 | A4 | 138.7911 | 2.4937e-05 | 0.45445 | 0.12283 | 0.077529 | 0.00048403 | 2068.9076 | 315.9071 | 0.57115
| Civic Offices | Wall lining laminate panel | 1700908 | 8403129 | 3.1 | Wall finishes | laminate panel | Construction | 5073.84 | Area Calculation | 15 | 44 | 1 | FALSE | 1 | FALSE |  | 1.05 | 5073.84 | 20295.36 | 5233 | General sheet, high pressure laminate (HPL) |  | 0 | A5 | 13.8164 | 4.5372e-07 | 0.0121 | 0.56982 | 0.0042856 | 2.4866e-06 | 42.0051 | 24.1007 | 0
| Civic Offices | Wall lining laminate panel | 1700908 | 8403129 | 3.1 | Wall finishes | laminate panel | Construction | 5073.84 | Area Calculation | 15 | 44 | 1 | FALSE | 1 | FALSE |  | 1.05 | 5073.84 | 20295.36 | 5233 | General sheet, high pressure laminate (HPL) |  | 0 | D2 | 0 | 0 | 0 | 0 | 0 | 0 | 0 | 0 | 0
| Civic Offices | Wall lining laminate panel | 1700908 | 8403129 | 3.1 | Wall finishes | laminate panel | Construction | 5073.84 | Area Calculation | 15 | 44 | 1 | FALSE | 1 | FALSE |  | 1.05 | 5073.84 | 20295.36 | 5233 | General sheet, high pressure laminate (HPL) |  | 0 | D3 | 0 | 0 | 0 | 0 | 0 | 0 | 0 | 0 | 0
| Civic Offices | Wall lining laminate panel | 1700908 | 8403129 | 3.1 | Wall finishes | laminate panel | Construction | 5073.84 | Area Calculation | 15 | 44 | 1 | FALSE | 1 | FALSE |  | 1.05 | 5073.84 | 20295.36 | 5233 | General sheet, high pressure laminate (HPL) |  | 0 | D4 | 0 | 0 | 0 | 0 | 0 | 0 | 0 | 0 | 0
| Civic Offices | Wall lining laminate panel | 1700908 | 8403129 | 3.1 | Wall finishes | laminate panel | Construction | 5073.84 | Area Calculation | 15 | 44 | 1 | FALSE | 1 | FALSE |  | 1.05 | 5073.84 | 20295.36 | 5233 | General sheet, high pressure laminate (HPL) |  | 60 | C2 | 0 | 0 | 0 | 0 | 0 | 0 | 0 | 0 | 0
| Civic Offices | Wall lining laminate panel | 1700908 | 8403129 | 3.1 | Wall finishes | laminate panel | Construction | 5073.84 | Area Calculation | 15 | 44 | 1 | FALSE | 1 | FALSE |  | 1.05 | 5073.84 | 20295.36 | 5233 | General sheet, high pressure laminate (HPL) |  | 60 | C4 | 276.3286 | 9.0745e-06 | 0.24201 | 11.3965 | 0.085712 | 4.9732e-05 | 840.1022 | 482.0148 | 4.9637
| Civic Offices | Wall lining laminate panel | 1700908 | 8403129 | 3.1 | Wall finishes | laminate panel | Construction | 5073.84 | Area Calculation | 15 | 44 | 1 | FALSE | 1 | FALSE |  | 1.05 | 5073.84 | 20295.36 | 5233 | General sheet, high pressure laminate (HPL) |  | 60 | D2 | 0 | 0 | 0 | 0 | 0 | 0 | 0 | 0 | 0
| Civic Offices | Wall lining laminate panel | 1700908 | 8403129 | 3.1 | Wall finishes | laminate panel | Construction | 5073.84 | Area Calculation | 15 | 44 | 1 | FALSE | 1 | FALSE |  | 1.05 | 5073.84 | 20295.36 | 5233 | General sheet, high pressure laminate (HPL) |  | 60 | D3 | 0 | 0 | 0 | 0 | 0 | 0 | 0 | 0 | 0
| Civic Offices | Wall lining laminate panel | 1700908 | 8403129 | 3.1 | Wall finishes | laminate panel | Construction | 5073.84 | Area Calculation | 15 | 44 | 1 | FALSE | 1 | FALSE |  | 1.05 | 5073.84 | 20295.36 | 5233 | General sheet, high pressure laminate (HPL) |  | 60 | D4 | 0 | 0 | 0 | 0 | 0 | 0 | 0 | 0 | 0
| Civic Offices | Wall lining laminate panel | 1700908 | 8403129 | 3.1 | Wall finishes | laminate panel | Construction | 5073.84 | Area Calculation | 15 | 44 | 1 | FALSE | 1 | FALSE |  | 1.05 | 5073.84 | 20295.36 | 5233 | General sheet, high pressure laminate (HPL) |  | 15 | B4B5 | 7428.3079 | 0.0006526 | 45.4112 | 28.4183 | 14.5587 | 0.029815 | 260309.7228 | 59608.5826 | 55.7789
| Civic Offices | Wall lining laminate panel | 1700908 | 8403129 | 3.1 | Wall finishes | laminate panel | Construction | 5073.84 | Area Calculation | 15 | 44 | 1 | FALSE | 1 | FALSE |  | 1.05 | 5073.84 | 20295.36 | 5233 | General sheet, high pressure laminate (HPL) |  | 15 | D2 | 0 | 0 | 0 | 0 | 0 | 0 | 0 | 0 | 0
| Civic Offices | Wall lining laminate panel | 1700908 | 8403129 | 3.1 | Wall finishes | laminate panel | Construction | 5073.84 | Area Calculation | 15 | 44 | 1 | FALSE | 1 | FALSE |  | 1.05 | 5073.84 | 20295.36 | 5233 | General sheet, high pressure laminate (HPL) |  | 15 | D3 | 0 | 0 | 0 | 0 | 0 | 0 | 0 | 0 | 0
| Civic Offices | Wall lining laminate panel | 1700908 | 8403129 | 3.1 | Wall finishes | laminate panel | Construction | 5073.84 | Area Calculation | 15 | 44 | 1 | FALSE | 1 | FALSE |  | 1.05 | 5073.84 | 20295.36 | 5233 | General sheet, high pressure laminate (HPL) |  | 15 | D4 | 0 | 0 | 0 | 0 | 0 | 0 | 0 | 0 | 0
| Civic Offices | Wall lining laminate panel | 1700908 | 8403129 | 3.1 | Wall finishes | laminate panel | Construction | 5073.84 | Area Calculation | 15 | 44 | 1 | FALSE | 1 | FALSE |  | 1.05 | 5073.84 | 20295.36 | 5233 | General sheet, high pressure laminate (HPL) |  | 30 | B4B5 | 7428.3079 | 0.0006526 | 45.4112 | 28.4183 | 14.5587 | 0.029815 | 260309.7228 | 59608.5826 | 55.7789
| Civic Offices | Wall lining laminate panel | 1700908 | 8403129 | 3.1 | Wall finishes | laminate panel | Construction | 5073.84 | Area Calculation | 15 | 44 | 1 | FALSE | 1 | FALSE |  | 1.05 | 5073.84 | 20295.36 | 5233 | General sheet, high pressure laminate (HPL) |  | 30 | D2 | 0 | 0 | 0 | 0 | 0 | 0 | 0 | 0 | 0
| Civic Offices | Wall lining laminate panel | 1700908 | 8403129 | 3.1 | Wall finishes | laminate panel | Construction | 5073.84 | Area Calculation | 15 | 44 | 1 | FALSE | 1 | FALSE |  | 1.05 | 5073.84 | 20295.36 | 5233 | General sheet, high pressure laminate (HPL) |  | 30 | D3 | 0 | 0 | 0 | 0 | 0 | 0 | 0 | 0 | 0
| Civic Offices | Wall lining laminate panel | 1700908 | 8403129 | 3.1 | Wall finishes | laminate panel | Construction | 5073.84 | Area Calculation | 15 | 44 | 1 | FALSE | 1 | FALSE |  | 1.05 | 5073.84 | 20295.36 | 5233 | General sheet, high pressure laminate (HPL) |  | 30 | D4 | 0 | 0 | 0 | 0 | 0 | 0 | 0 | 0 | 0
| Civic Offices | Wall lining laminate panel | 1700908 | 8403129 | 3.1 | Wall finishes | laminate panel | Construction | 5073.84 | Area Calculation | 15 | 44 | 1 | FALSE | 1 | FALSE |  | 1.05 | 5073.84 | 20295.36 | 5233 | General sheet, high pressure laminate (HPL) |  | 45 | B4B5 | 7428.3079 | 0.0006526 | 45.4112 | 28.4183 | 14.5587 | 0.029815 | 260309.7228 | 59608.5826 | 55.7789
| Civic Offices | Wall lining laminate panel | 1700908 | 8403129 | 3.1 | Wall finishes | laminate panel | Construction | 5073.84 | Area Calculation | 15 | 44 | 1 | FALSE | 1 | FALSE |  | 1.05 | 5073.84 | 20295.36 | 5233 | General sheet, high pressure laminate (HPL) |  | 45 | D2 | 0 | 0 | 0 | 0 | 0 | 0 | 0 | 0 | 0
| Civic Offices | Wall lining laminate panel | 1700908 | 8403129 | 3.1 | Wall finishes | laminate panel | Construction | 5073.84 | Area Calculation | 15 | 44 | 1 | FALSE | 1 | FALSE |  | 1.05 | 5073.84 | 20295.36 | 5233 | General sheet, high pressure laminate (HPL) |  | 45 | D3 | 0 | 0 | 0 | 0 | 0 | 0 | 0 | 0 | 0
| Civic Offices | Wall lining laminate panel | 1700908 | 8403129 | 3.1 | Wall finishes | laminate panel | Construction | 5073.84 | Area Calculation | 15 | 44 | 1 | FALSE | 1 | FALSE |  | 1.05 | 5073.84 | 20295.36 | 5233 | General sheet, high pressure laminate (HPL) |  | 45 | D4 | 0 | 0 | 0 | 0 | 0 | 0 | 0 | 0 | 0
| Civic Offices | Fittings mirror (m2) | 1700909 | 8403131 | 4.1.1 | General fittings, furnishings and equipment | Mirror | Construction | 1.944 | Area Calculation | 20 | 44 | 1 | FALSE | 1 | FALSE |  | 1.01 | 1.944 | 5.832 | 5008 | General sheet, aluminium |  | 0 | A1A3 | 36.4126 | 1.1696e-06 | 0.24961 | 0.055793 | 0.018962 | 3.1538e-05 | 452.3213 | 7.8053 | 0.23985
| Civic Offices | Fittings mirror (m2) | 1700909 | 8403131 | 4.1.1 | General fittings, furnishings and equipment | Mirror | Construction | 1.944 | Area Calculation | 20 | 44 | 1 | FALSE | 1 | FALSE |  | 1.01 | 1.944 | 5.832 | 5008 | General sheet, aluminium |  | 0 | A4 | 0.096756 | 1.0732e-08 | 0.00050127 | 8.1349e-05 | 6.1817e-05 | 1.3447e-07 | 1.3971 | 0.37978 | 0.00038169
| Civic Offices | Fittings mirror (m2) | 1700909 | 8403131 | 4.1.1 | General fittings, furnishings and equipment | Mirror | Construction | 1.944 | Area Calculation | 20 | 44 | 1 | FALSE | 1 | FALSE |  | 1.01 | 1.944 | 5.832 | 5008 | General sheet, aluminium |  | 0 | A5 | 1.0105e-05 | 2.646e-12 | 7.0663e-08 | 2.3219e-08 | 1.1726e-08 | 1.4255e-11 | 0.00024773 | 0.002916 | 0
| Civic Offices | Fittings mirror (m2) | 1700909 | 8403131 | 4.1.1 | General fittings, furnishings and equipment | Mirror | Construction | 1.944 | Area Calculation | 20 | 44 | 1 | FALSE | 1 | FALSE |  | 1.01 | 1.944 | 5.832 | 5008 | General sheet, aluminium |  | 0 | D2 | 0 | 0 | 0 | 0 | 0 | 0 | 0 | 0 | 0
| Civic Offices | Fittings mirror (m2) | 1700909 | 8403131 | 4.1.1 | General fittings, furnishings and equipment | Mirror | Construction | 1.944 | Area Calculation | 20 | 44 | 1 | FALSE | 1 | FALSE |  | 1.01 | 1.944 | 5.832 | 5008 | General sheet, aluminium |  | 0 | D3 | 0 | 0 | 0 | 0 | 0 | 0 | 0 | 0 | 0
| Civic Offices | Fittings mirror (m2) | 1700909 | 8403131 | 4.1.1 | General fittings, furnishings and equipment | Mirror | Construction | 1.944 | Area Calculation | 20 | 44 | 1 | FALSE | 1 | FALSE |  | 1.01 | 1.944 | 5.832 | 5008 | General sheet, aluminium |  | 0 | D4 | 0 | 0 | 0 | 0 | 0 | 0 | 0 | 0 | 0
| Civic Offices | Fittings mirror (m2) | 1700909 | 8403131 | 4.1.1 | General fittings, furnishings and equipment | Mirror | Construction | 1.944 | Area Calculation | 20 | 44 | 1 | FALSE | 1 | FALSE |  | 1.01 | 1.944 | 5.832 | 5008 | General sheet, aluminium |  | 60 | C2 | 0 | 0 | 0 | 0 | 0 | 0 | 0 | 0 | 0
| Civic Offices | Fittings mirror (m2) | 1700909 | 8403131 | 4.1.1 | General fittings, furnishings and equipment | Mirror | Construction | 1.944 | Area Calculation | 20 | 44 | 1 | FALSE | 1 | FALSE |  | 1.01 | 1.944 | 5.832 | 5008 | General sheet, aluminium |  | 60 | C4 | 0.0010105 | 2.646e-10 | 7.0663e-06 | 2.3219e-06 | 1.1726e-06 | 1.4255e-09 | 0.024773 | 0.2916 | 5.0676e-05
| Civic Offices | Fittings mirror (m2) | 1700909 | 8403131 | 4.1.1 | General fittings, furnishings and equipment | Mirror | Construction | 1.944 | Area Calculation | 20 | 44 | 1 | FALSE | 1 | FALSE |  | 1.01 | 1.944 | 5.832 | 5008 | General sheet, aluminium |  | 60 | D2 | 0 | 0 | 0 | 0 | 0 | 0 | 0 | 0 | 0
| Civic Offices | Fittings mirror (m2) | 1700909 | 8403131 | 4.1.1 | General fittings, furnishings and equipment | Mirror | Construction | 1.944 | Area Calculation | 20 | 44 | 1 | FALSE | 1 | FALSE |  | 1.01 | 1.944 | 5.832 | 5008 | General sheet, aluminium |  | 60 | D3 | 0 | 0 | 0 | 0 | 0 | 0 | 0 | 0 | 0
| Civic Offices | Fittings mirror (m2) | 1700909 | 8403131 | 4.1.1 | General fittings, furnishings and equipment | Mirror | Construction | 1.944 | Area Calculation | 20 | 44 | 1 | FALSE | 1 | FALSE |  | 1.01 | 1.944 | 5.832 | 5008 | General sheet, aluminium |  | 60 | D4 | 0 | 0 | 0 | 0 | 0 | 0 | 0 | 0 | 0
| Civic Offices | Fittings mirror (m2) | 1700909 | 8403131 | 4.1.1 | General fittings, furnishings and equipment | Mirror | Construction | 1.944 | Area Calculation | 20 | 44 | 1 | FALSE | 1 | FALSE |  | 1.01 | 1.944 | 5.832 | 5008 | General sheet, aluminium |  | 20 | B4B5 | 36.5103 | 1.1806e-06 | 0.25012 | 0.055877 | 0.019025 | 3.1674e-05 | 453.7434 | 8.4796 | 0.24023
| Civic Offices | Fittings mirror (m2) | 1700909 | 8403131 | 4.1.1 | General fittings, furnishings and equipment | Mirror | Construction | 1.944 | Area Calculation | 20 | 44 | 1 | FALSE | 1 | FALSE |  | 1.01 | 1.944 | 5.832 | 5008 | General sheet, aluminium |  | 20 | D2 | 0 | 0 | 0 | 0 | 0 | 0 | 0 | 0 | 0
| Civic Offices | Fittings mirror (m2) | 1700909 | 8403131 | 4.1.1 | General fittings, furnishings and equipment | Mirror | Construction | 1.944 | Area Calculation | 20 | 44 | 1 | FALSE | 1 | FALSE |  | 1.01 | 1.944 | 5.832 | 5008 | General sheet, aluminium |  | 20 | D3 | 0 | 0 | 0 | 0 | 0 | 0 | 0 | 0 | 0
| Civic Offices | Fittings mirror (m2) | 1700909 | 8403131 | 4.1.1 | General fittings, furnishings and equipment | Mirror | Construction | 1.944 | Area Calculation | 20 | 44 | 1 | FALSE | 1 | FALSE |  | 1.01 | 1.944 | 5.832 | 5008 | General sheet, aluminium |  | 20 | D4 | 0 | 0 | 0 | 0 | 0 | 0 | 0 | 0 | 0
| Civic Offices | Fittings mirror (m2) | 1700909 | 8403131 | 4.1.1 | General fittings, furnishings and equipment | Mirror | Construction | 1.944 | Area Calculation | 20 | 44 | 1 | FALSE | 1 | FALSE |  | 1.01 | 1.944 | 5.832 | 5008 | General sheet, aluminium |  | 40 | B4B5 | 36.5103 | 1.1806e-06 | 0.25012 | 0.055877 | 0.019025 | 3.1674e-05 | 453.7434 | 8.4796 | 0.24023
| Civic Offices | Fittings mirror (m2) | 1700909 | 8403131 | 4.1.1 | General fittings, furnishings and equipment | Mirror | Construction | 1.944 | Area Calculation | 20 | 44 | 1 | FALSE | 1 | FALSE |  | 1.01 | 1.944 | 5.832 | 5008 | General sheet, aluminium |  | 40 | D2 | 0 | 0 | 0 | 0 | 0 | 0 | 0 | 0 | 0
| Civic Offices | Fittings mirror (m2) | 1700909 | 8403131 | 4.1.1 | General fittings, furnishings and equipment | Mirror | Construction | 1.944 | Area Calculation | 20 | 44 | 1 | FALSE | 1 | FALSE |  | 1.01 | 1.944 | 5.832 | 5008 | General sheet, aluminium |  | 40 | D3 | 0 | 0 | 0 | 0 | 0 | 0 | 0 | 0 | 0
| Civic Offices | Fittings mirror (m2) | 1700909 | 8403131 | 4.1.1 | General fittings, furnishings and equipment | Mirror | Construction | 1.944 | Area Calculation | 20 | 44 | 1 | FALSE | 1 | FALSE |  | 1.01 | 1.944 | 5.832 | 5008 | General sheet, aluminium |  | 40 | D4 | 0 | 0 | 0 | 0 | 0 | 0 | 0 | 0 | 0
| Civic Offices | Fittings mirror (m2) | 1700909 | 8403132 | 4.1.1 | General fittings, furnishings and equipment | mirror | Construction | 91.476 | Area Calculation | 20 | 44 | 1 | FALSE | 1 | FALSE |  | 1.05 | 91.476 | 274.428 | 5490 | General glazing, glass (toughened) |  | 0 | A1A3 | 107.8945 | 9.9481e-06 | 1.0245 | 0.12918 | 0.062048 | 0.00068507 | 1321.2702 | 746.55 | 0.52597
| Civic Offices | Fittings mirror (m2) | 1700909 | 8403132 | 4.1.1 | General fittings, furnishings and equipment | mirror | Construction | 91.476 | Area Calculation | 20 | 44 | 1 | FALSE | 1 | FALSE |  | 1.05 | 91.476 | 274.428 | 5490 | General glazing, glass (toughened) |  | 0 | A4 | 2.3126 | 4.2568e-07 | 0.0077332 | 0.0020404 | 0.001349 | 6.0905e-06 | 34.9252 | 4.3152 | 0.0095814
| Civic Offices | Fittings mirror (m2) | 1700909 | 8403132 | 4.1.1 | General fittings, furnishings and equipment | mirror | Construction | 91.476 | Area Calculation | 20 | 44 | 1 | FALSE | 1 | FALSE |  | 1.05 | 91.476 | 274.428 | 5490 | General glazing, glass (toughened) |  | 0 | A5 | 0.0071235 | 2.4556e-09 | 5.4863e-05 | 1.3547e-05 | 9.4774e-06 | 7.7004e-09 | 0.2069 | 0.68607 | 0
| Civic Offices | Fittings mirror (m2) | 1700909 | 8403132 | 4.1.1 | General fittings, furnishings and equipment | mirror | Construction | 91.476 | Area Calculation | 20 | 44 | 1 | FALSE | 1 | FALSE |  | 1.05 | 91.476 | 274.428 | 5490 | General glazing, glass (toughened) |  | 0 | D2 | 0 | 0 | 0 | 0 | 0 | 0 | 0 | 0 | 0
| Civic Offices | Fittings mirror (m2) | 1700909 | 8403132 | 4.1.1 | General fittings, furnishings and equipment | mirror | Construction | 91.476 | Area Calculation | 20 | 44 | 1 | FALSE | 1 | FALSE |  | 1.05 | 91.476 | 274.428 | 5490 | General glazing, glass (toughened) |  | 0 | D3 | 0 | 0 | 0 | 0 | 0 | 0 | 0 | 0 | 0
| Civic Offices | Fittings mirror (m2) | 1700909 | 8403132 | 4.1.1 | General fittings, furnishings and equipment | mirror | Construction | 91.476 | Area Calculation | 20 | 44 | 1 | FALSE | 1 | FALSE |  | 1.05 | 91.476 | 274.428 | 5490 | General glazing, glass (toughened) |  | 0 | D4 | 0 | 0 | 0 | 0 | 0 | 0 | 0 | 0 | 0
| Civic Offices | Fittings mirror (m2) | 1700909 | 8403132 | 4.1.1 | General fittings, furnishings and equipment | mirror | Construction | 91.476 | Area Calculation | 20 | 44 | 1 | FALSE | 1 | FALSE |  | 1.05 | 91.476 | 274.428 | 5490 | General glazing, glass (toughened) |  | 60 | C2 | 0 | 0 | 0 | 0 | 0 | 0 | 0 | 0 | 0
| Civic Offices | Fittings mirror (m2) | 1700909 | 8403132 | 4.1.1 | General fittings, furnishings and equipment | mirror | Construction | 91.476 | Area Calculation | 20 | 44 | 1 | FALSE | 1 | FALSE |  | 1.05 | 91.476 | 274.428 | 5490 | General glazing, glass (toughened) |  | 60 | C4 | 0.14247 | 4.9113e-08 | 0.0010973 | 0.00027093 | 0.00018955 | 1.5401e-07 | 4.138 | 13.7214 | 0.013431
| Civic Offices | Fittings mirror (m2) | 1700909 | 8403132 | 4.1.1 | General fittings, furnishings and equipment | mirror | Construction | 91.476 | Area Calculation | 20 | 44 | 1 | FALSE | 1 | FALSE |  | 1.05 | 91.476 | 274.428 | 5490 | General glazing, glass (toughened) |  | 60 | D2 | 0 | 0 | 0 | 0 | 0 | 0 | 0 | 0 | 0
| Civic Offices | Fittings mirror (m2) | 1700909 | 8403132 | 4.1.1 | General fittings, furnishings and equipment | mirror | Construction | 91.476 | Area Calculation | 20 | 44 | 1 | FALSE | 1 | FALSE |  | 1.05 | 91.476 | 274.428 | 5490 | General glazing, glass (toughened) |  | 60 | D3 | 0 | 0 | 0 | 0 | 0 | 0 | 0 | 0 | 0
| Civic Offices | Fittings mirror (m2) | 1700909 | 8403132 | 4.1.1 | General fittings, furnishings and equipment | mirror | Construction | 91.476 | Area Calculation | 20 | 44 | 1 | FALSE | 1 | FALSE |  | 1.05 | 91.476 | 274.428 | 5490 | General glazing, glass (toughened) |  | 60 | D4 | 0 | 0 | 0 | 0 | 0 | 0 | 0 | 0 | 0
| Civic Offices | Fittings mirror (m2) | 1700909 | 8403132 | 4.1.1 | General fittings, furnishings and equipment | mirror | Construction | 91.476 | Area Calculation | 20 | 44 | 1 | FALSE | 1 | FALSE |  | 1.05 | 91.476 | 274.428 | 5490 | General glazing, glass (toughened) |  | 20 | B4B5 | 110.3567 | 1.0425e-05 | 1.0334 | 0.13151 | 0.063597 | 0.00069132 | 1360.5403 | 765.2726 | 0.53555
| Civic Offices | Fittings mirror (m2) | 1700909 | 8403132 | 4.1.1 | General fittings, furnishings and equipment | mirror | Construction | 91.476 | Area Calculation | 20 | 44 | 1 | FALSE | 1 | FALSE |  | 1.05 | 91.476 | 274.428 | 5490 | General glazing, glass (toughened) |  | 20 | D2 | 0 | 0 | 0 | 0 | 0 | 0 | 0 | 0 | 0
| Civic Offices | Fittings mirror (m2) | 1700909 | 8403132 | 4.1.1 | General fittings, furnishings and equipment | mirror | Construction | 91.476 | Area Calculation | 20 | 44 | 1 | FALSE | 1 | FALSE |  | 1.05 | 91.476 | 274.428 | 5490 | General glazing, glass (toughened) |  | 20 | D3 | 0 | 0 | 0 | 0 | 0 | 0 | 0 | 0 | 0
| Civic Offices | Fittings mirror (m2) | 1700909 | 8403132 | 4.1.1 | General fittings, furnishings and equipment | mirror | Construction | 91.476 | Area Calculation | 20 | 44 | 1 | FALSE | 1 | FALSE |  | 1.05 | 91.476 | 274.428 | 5490 | General glazing, glass (toughened) |  | 20 | D4 | 0 | 0 | 0 | 0 | 0 | 0 | 0 | 0 | 0
| Civic Offices | Fittings mirror (m2) | 1700909 | 8403132 | 4.1.1 | General fittings, furnishings and equipment | mirror | Construction | 91.476 | Area Calculation | 20 | 44 | 1 | FALSE | 1 | FALSE |  | 1.05 | 91.476 | 274.428 | 5490 | General glazing, glass (toughened) |  | 40 | B4B5 | 110.3567 | 1.0425e-05 | 1.0334 | 0.13151 | 0.063597 | 0.00069132 | 1360.5403 | 765.2726 | 0.53555
| Civic Offices | Fittings mirror (m2) | 1700909 | 8403132 | 4.1.1 | General fittings, furnishings and equipment | mirror | Construction | 91.476 | Area Calculation | 20 | 44 | 1 | FALSE | 1 | FALSE |  | 1.05 | 91.476 | 274.428 | 5490 | General glazing, glass (toughened) |  | 40 | D2 | 0 | 0 | 0 | 0 | 0 | 0 | 0 | 0 | 0
| Civic Offices | Fittings mirror (m2) | 1700909 | 8403132 | 4.1.1 | General fittings, furnishings and equipment | mirror | Construction | 91.476 | Area Calculation | 20 | 44 | 1 | FALSE | 1 | FALSE |  | 1.05 | 91.476 | 274.428 | 5490 | General glazing, glass (toughened) |  | 40 | D3 | 0 | 0 | 0 | 0 | 0 | 0 | 0 | 0 | 0
| Civic Offices | Fittings mirror (m2) | 1700909 | 8403132 | 4.1.1 | General fittings, furnishings and equipment | mirror | Construction | 91.476 | Area Calculation | 20 | 44 | 1 | FALSE | 1 | FALSE |  | 1.05 | 91.476 | 274.428 | 5490 | General glazing, glass (toughened) |  | 40 | D4 | 0 | 0 | 0 | 0 | 0 | 0 | 0 | 0 | 0
| Civic Offices | Mixer Tap | 1700911 | 8403134 | 5.2 | Services equipment | shower head | Construction | 4.8 | kg | 15 | 44 | 1 | FALSE | 1 | FALSE |  | 1.05 | 4.8 | 19.2 | 5443 | Cladding sheet (profiled, double skin), stainless steel |  | 0 | A1A3 | 24.0315 | 1.2112e-06 | 0.14605 | 0.043011 | 0.016978 | 0.00075436 | 312.6305 | 29.678 | 0.73636
| Civic Offices | Mixer Tap | 1700911 | 8403134 | 5.2 | Services equipment | shower head | Construction | 4.8 | kg | 15 | 44 | 1 | FALSE | 1 | FALSE |  | 1.05 | 4.8 | 19.2 | 5443 | Cladding sheet (profiled, double skin), stainless steel |  | 0 | A4 | 0.20919 | 2.8947e-08 | 0.00099462 | 0.00018469 | 0.00013131 | 4.6587e-07 | 3.0607 | 0.88888 | 0.00085017
| Civic Offices | Mixer Tap | 1700911 | 8403134 | 5.2 | Services equipment | shower head | Construction | 4.8 | kg | 15 | 44 | 1 | FALSE | 1 | FALSE |  | 1.05 | 4.8 | 19.2 | 5443 | Cladding sheet (profiled, double skin), stainless steel |  | 0 | A5 | 0.00012475 | 3.2667e-11 | 8.7238e-07 | 2.8666e-07 | 1.4476e-07 | 1.7598e-10 | 0.0030583 | 0.036 | 0
| Civic Offices | Mixer Tap | 1700911 | 8403134 | 5.2 | Services equipment | shower head | Construction | 4.8 | kg | 15 | 44 | 1 | FALSE | 1 | FALSE |  | 1.05 | 4.8 | 19.2 | 5443 | Cladding sheet (profiled, double skin), stainless steel |  | 0 | D2 | 0 | 0 | 0 | 0 | 0 | 0 | 0 | 0 | 0
| Civic Offices | Mixer Tap | 1700911 | 8403134 | 5.2 | Services equipment | shower head | Construction | 4.8 | kg | 15 | 44 | 1 | FALSE | 1 | FALSE |  | 1.05 | 4.8 | 19.2 | 5443 | Cladding sheet (profiled, double skin), stainless steel |  | 0 | D3 | 0 | 0 | 0 | 0 | 0 | 0 | 0 | 0 | 0
| Civic Offices | Mixer Tap | 1700911 | 8403134 | 5.2 | Services equipment | shower head | Construction | 4.8 | kg | 15 | 44 | 1 | FALSE | 1 | FALSE |  | 1.05 | 4.8 | 19.2 | 5443 | Cladding sheet (profiled, double skin), stainless steel |  | 0 | D4 | 0 | 0 | 0 | 0 | 0 | 0 | 0 | 0 | 0
| Civic Offices | Mixer Tap | 1700911 | 8403134 | 5.2 | Services equipment | shower head | Construction | 4.8 | kg | 15 | 44 | 1 | FALSE | 1 | FALSE |  | 1.05 | 4.8 | 19.2 | 5443 | Cladding sheet (profiled, double skin), stainless steel |  | 60 | C2 | 0 | 0 | 0 | 0 | 0 | 0 | 0 | 0 | 0
| Civic Offices | Mixer Tap | 1700911 | 8403134 | 5.2 | Services equipment | shower head | Construction | 4.8 | kg | 15 | 44 | 1 | FALSE | 1 | FALSE |  | 1.05 | 4.8 | 19.2 | 5443 | Cladding sheet (profiled, double skin), stainless steel |  | 60 | C4 | 0.002495 | 6.5334e-10 | 1.7448e-05 | 5.7332e-06 | 2.8952e-06 | 3.5196e-09 | 0.061167 | 0.72 | 0.00012513
| Civic Offices | Mixer Tap | 1700911 | 8403134 | 5.2 | Services equipment | shower head | Construction | 4.8 | kg | 15 | 44 | 1 | FALSE | 1 | FALSE |  | 1.05 | 4.8 | 19.2 | 5443 | Cladding sheet (profiled, double skin), stainless steel |  | 60 | D2 | 0 | 0 | 0 | 0 | 0 | 0 | 0 | 0 | 0
| Civic Offices | Mixer Tap | 1700911 | 8403134 | 5.2 | Services equipment | shower head | Construction | 4.8 | kg | 15 | 44 | 1 | FALSE | 1 | FALSE |  | 1.05 | 4.8 | 19.2 | 5443 | Cladding sheet (profiled, double skin), stainless steel |  | 60 | D3 | 0 | 0 | 0 | 0 | 0 | 0 | 0 | 0 | 0
| Civic Offices | Mixer Tap | 1700911 | 8403134 | 5.2 | Services equipment | shower head | Construction | 4.8 | kg | 15 | 44 | 1 | FALSE | 1 | FALSE |  | 1.05 | 4.8 | 19.2 | 5443 | Cladding sheet (profiled, double skin), stainless steel |  | 60 | D4 | 0 | 0 | 0 | 0 | 0 | 0 | 0 | 0 | 0
| Civic Offices | Mixer Tap | 1700911 | 8403134 | 5.2 | Services equipment | shower head | Construction | 4.8 | kg | 15 | 44 | 1 | FALSE | 1 | FALSE |  | 1.05 | 4.8 | 19.2 | 5443 | Cladding sheet (profiled, double skin), stainless steel |  | 15 | B4B5 | 24.2433 | 1.2408e-06 | 0.14706 | 0.043202 | 0.017112 | 0.00075482 | 315.7555 | 31.3229 | 0.73721
| Civic Offices | Mixer Tap | 1700911 | 8403134 | 5.2 | Services equipment | shower head | Construction | 4.8 | kg | 15 | 44 | 1 | FALSE | 1 | FALSE |  | 1.05 | 4.8 | 19.2 | 5443 | Cladding sheet (profiled, double skin), stainless steel |  | 15 | D2 | 0 | 0 | 0 | 0 | 0 | 0 | 0 | 0 | 0
| Civic Offices | Mixer Tap | 1700911 | 8403134 | 5.2 | Services equipment | shower head | Construction | 4.8 | kg | 15 | 44 | 1 | FALSE | 1 | FALSE |  | 1.05 | 4.8 | 19.2 | 5443 | Cladding sheet (profiled, double skin), stainless steel |  | 15 | D3 | 0 | 0 | 0 | 0 | 0 | 0 | 0 | 0 | 0
| Civic Offices | Mixer Tap | 1700911 | 8403134 | 5.2 | Services equipment | shower head | Construction | 4.8 | kg | 15 | 44 | 1 | FALSE | 1 | FALSE |  | 1.05 | 4.8 | 19.2 | 5443 | Cladding sheet (profiled, double skin), stainless steel |  | 15 | D4 | 0 | 0 | 0 | 0 | 0 | 0 | 0 | 0 | 0
| Civic Offices | Mixer Tap | 1700911 | 8403134 | 5.2 | Services equipment | shower head | Construction | 4.8 | kg | 15 | 44 | 1 | FALSE | 1 | FALSE |  | 1.05 | 4.8 | 19.2 | 5443 | Cladding sheet (profiled, double skin), stainless steel |  | 30 | B4B5 | 24.2433 | 1.2408e-06 | 0.14706 | 0.043202 | 0.017112 | 0.00075482 | 315.7555 | 31.3229 | 0.73721
| Civic Offices | Mixer Tap | 1700911 | 8403134 | 5.2 | Services equipment | shower head | Construction | 4.8 | kg | 15 | 44 | 1 | FALSE | 1 | FALSE |  | 1.05 | 4.8 | 19.2 | 5443 | Cladding sheet (profiled, double skin), stainless steel |  | 30 | D2 | 0 | 0 | 0 | 0 | 0 | 0 | 0 | 0 | 0
| Civic Offices | Mixer Tap | 1700911 | 8403134 | 5.2 | Services equipment | shower head | Construction | 4.8 | kg | 15 | 44 | 1 | FALSE | 1 | FALSE |  | 1.05 | 4.8 | 19.2 | 5443 | Cladding sheet (profiled, double skin), stainless steel |  | 30 | D3 | 0 | 0 | 0 | 0 | 0 | 0 | 0 | 0 | 0
| Civic Offices | Mixer Tap | 1700911 | 8403134 | 5.2 | Services equipment | shower head | Construction | 4.8 | kg | 15 | 44 | 1 | FALSE | 1 | FALSE |  | 1.05 | 4.8 | 19.2 | 5443 | Cladding sheet (profiled, double skin), stainless steel |  | 30 | D4 | 0 | 0 | 0 | 0 | 0 | 0 | 0 | 0 | 0
| Civic Offices | Mixer Tap | 1700911 | 8403134 | 5.2 | Services equipment | shower head | Construction | 4.8 | kg | 15 | 44 | 1 | FALSE | 1 | FALSE |  | 1.05 | 4.8 | 19.2 | 5443 | Cladding sheet (profiled, double skin), stainless steel |  | 45 | B4B5 | 24.2433 | 1.2408e-06 | 0.14706 | 0.043202 | 0.017112 | 0.00075482 | 315.7555 | 31.3229 | 0.73721
| Civic Offices | Mixer Tap | 1700911 | 8403134 | 5.2 | Services equipment | shower head | Construction | 4.8 | kg | 15 | 44 | 1 | FALSE | 1 | FALSE |  | 1.05 | 4.8 | 19.2 | 5443 | Cladding sheet (profiled, double skin), stainless steel |  | 45 | D2 | 0 | 0 | 0 | 0 | 0 | 0 | 0 | 0 | 0
| Civic Offices | Mixer Tap | 1700911 | 8403134 | 5.2 | Services equipment | shower head | Construction | 4.8 | kg | 15 | 44 | 1 | FALSE | 1 | FALSE |  | 1.05 | 4.8 | 19.2 | 5443 | Cladding sheet (profiled, double skin), stainless steel |  | 45 | D3 | 0 | 0 | 0 | 0 | 0 | 0 | 0 | 0 | 0
| Civic Offices | Mixer Tap | 1700911 | 8403134 | 5.2 | Services equipment | shower head | Construction | 4.8 | kg | 15 | 44 | 1 | FALSE | 1 | FALSE |  | 1.05 | 4.8 | 19.2 | 5443 | Cladding sheet (profiled, double skin), stainless steel |  | 45 | D4 | 0 | 0 | 0 | 0 | 0 | 0 | 0 | 0 | 0
| Civic Offices | Services pipework 22mm copper pipe (water supply) | 1700913 | 8403136 | 5.2 | Services equipment | Proxy for copper piping 22mm diameter | Construction | 8.5227 | Linear length Calculation | 45 | 44 | 1 | FALSE | 1 | FALSE |  | 1.03 | 8.5227 | 17.0454 | 5113 | Cladding sheet (plain), copper |  | 0 | A1A3 | 60.4391 | 5.0228e-05 | 3.0738 | 2.0519 | 0.16991 | 0.013985 | 917.0579 | 179.0201 | 1.9319
| Civic Offices | Services pipework 22mm copper pipe (water supply) | 1700913 | 8403136 | 5.2 | Services equipment | Proxy for copper piping 22mm diameter | Construction | 8.5227 | Linear length Calculation | 45 | 44 | 1 | FALSE | 1 | FALSE |  | 1.03 | 8.5227 | 17.0454 | 5113 | Cladding sheet (plain), copper |  | 0 | A4 | 0.17199 | 3.0903e-08 | 0.00056316 | 0.00015221 | 9.6074e-05 | 5.9982e-07 | 2.5638 | 0.39148 | 0.00070777
| Civic Offices | Services pipework 22mm copper pipe (water supply) | 1700913 | 8403136 | 5.2 | Services equipment | Proxy for copper piping 22mm diameter | Construction | 8.5227 | Linear length Calculation | 45 | 44 | 1 | FALSE | 1 | FALSE |  | 1.03 | 8.5227 | 17.0454 | 5113 | Cladding sheet (plain), copper |  | 0 | A5 | 0.0001329 | 3.4801e-11 | 9.2938e-07 | 3.0539e-07 | 1.5422e-07 | 1.8748e-10 | 0.0032582 | 0.038352 | 0
| Civic Offices | Services pipework 22mm copper pipe (water supply) | 1700913 | 8403136 | 5.2 | Services equipment | Proxy for copper piping 22mm diameter | Construction | 8.5227 | Linear length Calculation | 45 | 44 | 1 | FALSE | 1 | FALSE |  | 1.03 | 8.5227 | 17.0454 | 5113 | Cladding sheet (plain), copper |  | 0 | D2 | 0 | 0 | 0 | 0 | 0 | 0 | 0 | 0 | 0
| Civic Offices | Services pipework 22mm copper pipe (water supply) | 1700913 | 8403136 | 5.2 | Services equipment | Proxy for copper piping 22mm diameter | Construction | 8.5227 | Linear length Calculation | 45 | 44 | 1 | FALSE | 1 | FALSE |  | 1.03 | 8.5227 | 17.0454 | 5113 | Cladding sheet (plain), copper |  | 0 | D3 | 0 | 0 | 0 | 0 | 0 | 0 | 0 | 0 | 0
| Civic Offices | Services pipework 22mm copper pipe (water supply) | 1700913 | 8403136 | 5.2 | Services equipment | Proxy for copper piping 22mm diameter | Construction | 8.5227 | Linear length Calculation | 45 | 44 | 1 | FALSE | 1 | FALSE |  | 1.03 | 8.5227 | 17.0454 | 5113 | Cladding sheet (plain), copper |  | 0 | D4 | 0 | 0 | 0 | 0 | 0 | 0 | 0 | 0 | 0
| Civic Offices | Services pipework 22mm copper pipe (water supply) | 1700913 | 8403136 | 5.2 | Services equipment | Proxy for copper piping 22mm diameter | Construction | 8.5227 | Linear length Calculation | 45 | 44 | 1 | FALSE | 1 | FALSE |  | 1.03 | 8.5227 | 17.0454 | 5113 | Cladding sheet (plain), copper |  | 60 | C2 | 0 | 0 | 0 | 0 | 0 | 0 | 0 | 0 | 0
| Civic Offices | Services pipework 22mm copper pipe (water supply) | 1700913 | 8403136 | 5.2 | Services equipment | Proxy for copper piping 22mm diameter | Construction | 8.5227 | Linear length Calculation | 45 | 44 | 1 | FALSE | 1 | FALSE |  | 1.03 | 8.5227 | 17.0454 | 5113 | Cladding sheet (plain), copper |  | 60 | C4 | 0.0044301 | 1.16e-09 | 3.0979e-05 | 1.018e-05 | 5.1407e-06 | 6.2493e-09 | 0.10861 | 1.2784 | 0.00022217
| Civic Offices | Services pipework 22mm copper pipe (water supply) | 1700913 | 8403136 | 5.2 | Services equipment | Proxy for copper piping 22mm diameter | Construction | 8.5227 | Linear length Calculation | 45 | 44 | 1 | FALSE | 1 | FALSE |  | 1.03 | 8.5227 | 17.0454 | 5113 | Cladding sheet (plain), copper |  | 60 | D2 | 0 | 0 | 0 | 0 | 0 | 0 | 0 | 0 | 0
| Civic Offices | Services pipework 22mm copper pipe (water supply) | 1700913 | 8403136 | 5.2 | Services equipment | Proxy for copper piping 22mm diameter | Construction | 8.5227 | Linear length Calculation | 45 | 44 | 1 | FALSE | 1 | FALSE |  | 1.03 | 8.5227 | 17.0454 | 5113 | Cladding sheet (plain), copper |  | 60 | D3 | 0 | 0 | 0 | 0 | 0 | 0 | 0 | 0 | 0
| Civic Offices | Services pipework 22mm copper pipe (water supply) | 1700913 | 8403136 | 5.2 | Services equipment | Proxy for copper piping 22mm diameter | Construction | 8.5227 | Linear length Calculation | 45 | 44 | 1 | FALSE | 1 | FALSE |  | 1.03 | 8.5227 | 17.0454 | 5113 | Cladding sheet (plain), copper |  | 60 | D4 | 0 | 0 | 0 | 0 | 0 | 0 | 0 | 0 | 0
| Civic Offices | Services pipework 22mm copper pipe (water supply) | 1700913 | 8403136 | 5.2 | Services equipment | Proxy for copper piping 22mm diameter | Construction | 8.5227 | Linear length Calculation | 45 | 44 | 1 | FALSE | 1 | FALSE |  | 1.03 | 8.5227 | 17.0454 | 5113 | Cladding sheet (plain), copper |  | 45 | B4B5 | 60.6157 | 5.026e-05 | 3.0744 | 2.052 | 0.17001 | 0.013985 | 919.7336 | 180.7283 | 1.9326
| Civic Offices | Services pipework 22mm copper pipe (water supply) | 1700913 | 8403136 | 5.2 | Services equipment | Proxy for copper piping 22mm diameter | Construction | 8.5227 | Linear length Calculation | 45 | 44 | 1 | FALSE | 1 | FALSE |  | 1.03 | 8.5227 | 17.0454 | 5113 | Cladding sheet (plain), copper |  | 45 | D2 | 0 | 0 | 0 | 0 | 0 | 0 | 0 | 0 | 0
| Civic Offices | Services pipework 22mm copper pipe (water supply) | 1700913 | 8403136 | 5.2 | Services equipment | Proxy for copper piping 22mm diameter | Construction | 8.5227 | Linear length Calculation | 45 | 44 | 1 | FALSE | 1 | FALSE |  | 1.03 | 8.5227 | 17.0454 | 5113 | Cladding sheet (plain), copper |  | 45 | D3 | 0 | 0 | 0 | 0 | 0 | 0 | 0 | 0 | 0
| Civic Offices | Services pipework 22mm copper pipe (water supply) | 1700913 | 8403136 | 5.2 | Services equipment | Proxy for copper piping 22mm diameter | Construction | 8.5227 | Linear length Calculation | 45 | 44 | 1 | FALSE | 1 | FALSE |  | 1.03 | 8.5227 | 17.0454 | 5113 | Cladding sheet (plain), copper |  | 45 | D4 | 0 | 0 | 0 | 0 | 0 | 0 | 0 | 0 | 0
| Civic Offices | Services pipework PVC waste 94mm | 1700914 | 8403138 | 5.2 | Services equipment | Proxy for PVC water pipe | Construction | 17.7186 | Linear length Calculation | 30 | 44 | 1 | FALSE | 1 | FALSE |  | 1.01 | 17.7186 | 35.4372 | 5379 | Window frame, PVC |  | 0 | A1A3 | 48.8614 | 1.919e-06 | 0.30559 | 0.094254 | 0.052731 | 0.0032214 | 918.8159 | 119.7748 | 0.50528
| Civic Offices | Services pipework PVC waste 94mm | 1700914 | 8403138 | 5.2 | Services equipment | Proxy for PVC water pipe | Construction | 17.7186 | Linear length Calculation | 30 | 44 | 1 | FALSE | 1 | FALSE |  | 1.01 | 17.7186 | 35.4372 | 5379 | Window frame, PVC |  | 0 | A4 | 0.33907 | 6.0922e-08 | 0.0011102 | 0.00030007 | 0.0001894 | 1.1825e-06 | 5.0543 | 0.77176 | 0.0013953
| Civic Offices | Services pipework PVC waste 94mm | 1700914 | 8403138 | 5.2 | Services equipment | Proxy for PVC water pipe | Construction | 17.7186 | Linear length Calculation | 30 | 44 | 1 | FALSE | 1 | FALSE |  | 1.01 | 17.7186 | 35.4372 | 5379 | Window frame, PVC |  | 0 | A5 | 0.0034034 | 1.4589e-10 | 1.0843e-05 | 0.00020127 | 1.1855e-06 | 7.9569e-10 | 0.013532 | 0.026578 | 0
| Civic Offices | Services pipework PVC waste 94mm | 1700914 | 8403138 | 5.2 | Services equipment | Proxy for PVC water pipe | Construction | 17.7186 | Linear length Calculation | 30 | 44 | 1 | FALSE | 1 | FALSE |  | 1.01 | 17.7186 | 35.4372 | 5379 | Window frame, PVC |  | 0 | D2 | 0 | 0 | 0 | 0 | 0 | 0 | 0 | 0 | 0
| Civic Offices | Services pipework PVC waste 94mm | 1700914 | 8403138 | 5.2 | Services equipment | Proxy for PVC water pipe | Construction | 17.7186 | Linear length Calculation | 30 | 44 | 1 | FALSE | 1 | FALSE |  | 1.01 | 17.7186 | 35.4372 | 5379 | Window frame, PVC |  | 0 | D3 | 0 | 0 | 0 | 0 | 0 | 0 | 0 | 0 | 0
| Civic Offices | Services pipework PVC waste 94mm | 1700914 | 8403138 | 5.2 | Services equipment | Proxy for PVC water pipe | Construction | 17.7186 | Linear length Calculation | 30 | 44 | 1 | FALSE | 1 | FALSE |  | 1.01 | 17.7186 | 35.4372 | 5379 | Window frame, PVC |  | 0 | D4 | 0 | 0 | 0 | 0 | 0 | 0 | 0 | 0 | 0
| Civic Offices | Services pipework PVC waste 94mm | 1700914 | 8403138 | 5.2 | Services equipment | Proxy for PVC water pipe | Construction | 17.7186 | Linear length Calculation | 30 | 44 | 1 | FALSE | 1 | FALSE |  | 1.01 | 17.7186 | 35.4372 | 5379 | Window frame, PVC |  | 60 | C2 | 0 | 0 | 0 | 0 | 0 | 0 | 0 | 0 | 0
| Civic Offices | Services pipework PVC waste 94mm | 1700914 | 8403138 | 5.2 | Services equipment | Proxy for PVC water pipe | Construction | 17.7186 | Linear length Calculation | 30 | 44 | 1 | FALSE | 1 | FALSE |  | 1.01 | 17.7186 | 35.4372 | 5379 | Window frame, PVC |  | 60 | C4 | 0.34034 | 1.4589e-08 | 0.0010843 | 0.020127 | 0.00011855 | 7.9569e-08 | 1.3532 | 2.6578 | 0.0083083
| Civic Offices | Services pipework PVC waste 94mm | 1700914 | 8403138 | 5.2 | Services equipment | Proxy for PVC water pipe | Construction | 17.7186 | Linear length Calculation | 30 | 44 | 1 | FALSE | 1 | FALSE |  | 1.01 | 17.7186 | 35.4372 | 5379 | Window frame, PVC |  | 60 | D2 | 0 | 0 | 0 | 0 | 0 | 0 | 0 | 0 | 0
| Civic Offices | Services pipework PVC waste 94mm | 1700914 | 8403138 | 5.2 | Services equipment | Proxy for PVC water pipe | Construction | 17.7186 | Linear length Calculation | 30 | 44 | 1 | FALSE | 1 | FALSE |  | 1.01 | 17.7186 | 35.4372 | 5379 | Window frame, PVC |  | 60 | D3 | 0 | 0 | 0 | 0 | 0 | 0 | 0 | 0 | 0
| Civic Offices | Services pipework PVC waste 94mm | 1700914 | 8403138 | 5.2 | Services equipment | Proxy for PVC water pipe | Construction | 17.7186 | Linear length Calculation | 30 | 44 | 1 | FALSE | 1 | FALSE |  | 1.01 | 17.7186 | 35.4372 | 5379 | Window frame, PVC |  | 60 | D4 | 0 | 0 | 0 | 0 | 0 | 0 | 0 | 0 | 0
| Civic Offices | Services pipework PVC waste 94mm | 1700914 | 8403138 | 5.2 | Services equipment | Proxy for PVC water pipe | Construction | 17.7186 | Linear length Calculation | 30 | 44 | 1 | FALSE | 1 | FALSE |  | 1.01 | 17.7186 | 35.4372 | 5379 | Window frame, PVC |  | 30 | B4B5 | 49.5442 | 1.9947e-06 | 0.30779 | 0.11488 | 0.05304 | 0.0032226 | 925.2369 | 123.231 | 0.50667
| Civic Offices | Services pipework PVC waste 94mm | 1700914 | 8403138 | 5.2 | Services equipment | Proxy for PVC water pipe | Construction | 17.7186 | Linear length Calculation | 30 | 44 | 1 | FALSE | 1 | FALSE |  | 1.01 | 17.7186 | 35.4372 | 5379 | Window frame, PVC |  | 30 | D2 | 0 | 0 | 0 | 0 | 0 | 0 | 0 | 0 | 0
| Civic Offices | Services pipework PVC waste 94mm | 1700914 | 8403138 | 5.2 | Services equipment | Proxy for PVC water pipe | Construction | 17.7186 | Linear length Calculation | 30 | 44 | 1 | FALSE | 1 | FALSE |  | 1.01 | 17.7186 | 35.4372 | 5379 | Window frame, PVC |  | 30 | D3 | 0 | 0 | 0 | 0 | 0 | 0 | 0 | 0 | 0
| Civic Offices | Services pipework PVC waste 94mm | 1700914 | 8403138 | 5.2 | Services equipment | Proxy for PVC water pipe | Construction | 17.7186 | Linear length Calculation | 30 | 44 | 1 | FALSE | 1 | FALSE |  | 1.01 | 17.7186 | 35.4372 | 5379 | Window frame, PVC |  | 30 | D4 | 0 | 0 | 0 | 0 | 0 | 0 | 0 | 0 | 0
| Civic Offices | Services pipework 22mm copper pipe (water supply) | 1700916 | 8403140 | 5.2 | Services equipment | Proxy for copper piping 22mm diameter | Construction | 8.5227 | Linear length Calculation | 45 | 44 | 1 | FALSE | 1 | FALSE |  | 1.03 | 8.5227 | 17.0454 | 5113 | Cladding sheet (plain), copper |  | 0 | A1A3 | 60.4391 | 5.0228e-05 | 3.0738 | 2.0519 | 0.16991 | 0.013985 | 917.0579 | 179.0201 | 1.9319
| Civic Offices | Services pipework 22mm copper pipe (water supply) | 1700916 | 8403140 | 5.2 | Services equipment | Proxy for copper piping 22mm diameter | Construction | 8.5227 | Linear length Calculation | 45 | 44 | 1 | FALSE | 1 | FALSE |  | 1.03 | 8.5227 | 17.0454 | 5113 | Cladding sheet (plain), copper |  | 0 | A4 | 0.17199 | 3.0903e-08 | 0.00056316 | 0.00015221 | 9.6074e-05 | 5.9982e-07 | 2.5638 | 0.39148 | 0.00070777
| Civic Offices | Services pipework 22mm copper pipe (water supply) | 1700916 | 8403140 | 5.2 | Services equipment | Proxy for copper piping 22mm diameter | Construction | 8.5227 | Linear length Calculation | 45 | 44 | 1 | FALSE | 1 | FALSE |  | 1.03 | 8.5227 | 17.0454 | 5113 | Cladding sheet (plain), copper |  | 0 | A5 | 0.0001329 | 3.4801e-11 | 9.2938e-07 | 3.0539e-07 | 1.5422e-07 | 1.8748e-10 | 0.0032582 | 0.038352 | 0
| Civic Offices | Services pipework 22mm copper pipe (water supply) | 1700916 | 8403140 | 5.2 | Services equipment | Proxy for copper piping 22mm diameter | Construction | 8.5227 | Linear length Calculation | 45 | 44 | 1 | FALSE | 1 | FALSE |  | 1.03 | 8.5227 | 17.0454 | 5113 | Cladding sheet (plain), copper |  | 0 | D2 | 0 | 0 | 0 | 0 | 0 | 0 | 0 | 0 | 0
| Civic Offices | Services pipework 22mm copper pipe (water supply) | 1700916 | 8403140 | 5.2 | Services equipment | Proxy for copper piping 22mm diameter | Construction | 8.5227 | Linear length Calculation | 45 | 44 | 1 | FALSE | 1 | FALSE |  | 1.03 | 8.5227 | 17.0454 | 5113 | Cladding sheet (plain), copper |  | 0 | D3 | 0 | 0 | 0 | 0 | 0 | 0 | 0 | 0 | 0
| Civic Offices | Services pipework 22mm copper pipe (water supply) | 1700916 | 8403140 | 5.2 | Services equipment | Proxy for copper piping 22mm diameter | Construction | 8.5227 | Linear length Calculation | 45 | 44 | 1 | FALSE | 1 | FALSE |  | 1.03 | 8.5227 | 17.0454 | 5113 | Cladding sheet (plain), copper |  | 0 | D4 | 0 | 0 | 0 | 0 | 0 | 0 | 0 | 0 | 0
| Civic Offices | Services pipework 22mm copper pipe (water supply) | 1700916 | 8403140 | 5.2 | Services equipment | Proxy for copper piping 22mm diameter | Construction | 8.5227 | Linear length Calculation | 45 | 44 | 1 | FALSE | 1 | FALSE |  | 1.03 | 8.5227 | 17.0454 | 5113 | Cladding sheet (plain), copper |  | 60 | C2 | 0 | 0 | 0 | 0 | 0 | 0 | 0 | 0 | 0
| Civic Offices | Services pipework 22mm copper pipe (water supply) | 1700916 | 8403140 | 5.2 | Services equipment | Proxy for copper piping 22mm diameter | Construction | 8.5227 | Linear length Calculation | 45 | 44 | 1 | FALSE | 1 | FALSE |  | 1.03 | 8.5227 | 17.0454 | 5113 | Cladding sheet (plain), copper |  | 60 | C4 | 0.0044301 | 1.16e-09 | 3.0979e-05 | 1.018e-05 | 5.1407e-06 | 6.2493e-09 | 0.10861 | 1.2784 | 0.00022217
| Civic Offices | Services pipework 22mm copper pipe (water supply) | 1700916 | 8403140 | 5.2 | Services equipment | Proxy for copper piping 22mm diameter | Construction | 8.5227 | Linear length Calculation | 45 | 44 | 1 | FALSE | 1 | FALSE |  | 1.03 | 8.5227 | 17.0454 | 5113 | Cladding sheet (plain), copper |  | 60 | D2 | 0 | 0 | 0 | 0 | 0 | 0 | 0 | 0 | 0
| Civic Offices | Services pipework 22mm copper pipe (water supply) | 1700916 | 8403140 | 5.2 | Services equipment | Proxy for copper piping 22mm diameter | Construction | 8.5227 | Linear length Calculation | 45 | 44 | 1 | FALSE | 1 | FALSE |  | 1.03 | 8.5227 | 17.0454 | 5113 | Cladding sheet (plain), copper |  | 60 | D3 | 0 | 0 | 0 | 0 | 0 | 0 | 0 | 0 | 0
| Civic Offices | Services pipework 22mm copper pipe (water supply) | 1700916 | 8403140 | 5.2 | Services equipment | Proxy for copper piping 22mm diameter | Construction | 8.5227 | Linear length Calculation | 45 | 44 | 1 | FALSE | 1 | FALSE |  | 1.03 | 8.5227 | 17.0454 | 5113 | Cladding sheet (plain), copper |  | 60 | D4 | 0 | 0 | 0 | 0 | 0 | 0 | 0 | 0 | 0
| Civic Offices | Services pipework 22mm copper pipe (water supply) | 1700916 | 8403140 | 5.2 | Services equipment | Proxy for copper piping 22mm diameter | Construction | 8.5227 | Linear length Calculation | 45 | 44 | 1 | FALSE | 1 | FALSE |  | 1.03 | 8.5227 | 17.0454 | 5113 | Cladding sheet (plain), copper |  | 45 | B4B5 | 60.6157 | 5.026e-05 | 3.0744 | 2.052 | 0.17001 | 0.013985 | 919.7336 | 180.7283 | 1.9326
| Civic Offices | Services pipework 22mm copper pipe (water supply) | 1700916 | 8403140 | 5.2 | Services equipment | Proxy for copper piping 22mm diameter | Construction | 8.5227 | Linear length Calculation | 45 | 44 | 1 | FALSE | 1 | FALSE |  | 1.03 | 8.5227 | 17.0454 | 5113 | Cladding sheet (plain), copper |  | 45 | D2 | 0 | 0 | 0 | 0 | 0 | 0 | 0 | 0 | 0
| Civic Offices | Services pipework 22mm copper pipe (water supply) | 1700916 | 8403140 | 5.2 | Services equipment | Proxy for copper piping 22mm diameter | Construction | 8.5227 | Linear length Calculation | 45 | 44 | 1 | FALSE | 1 | FALSE |  | 1.03 | 8.5227 | 17.0454 | 5113 | Cladding sheet (plain), copper |  | 45 | D3 | 0 | 0 | 0 | 0 | 0 | 0 | 0 | 0 | 0
| Civic Offices | Services pipework 22mm copper pipe (water supply) | 1700916 | 8403140 | 5.2 | Services equipment | Proxy for copper piping 22mm diameter | Construction | 8.5227 | Linear length Calculation | 45 | 44 | 1 | FALSE | 1 | FALSE |  | 1.03 | 8.5227 | 17.0454 | 5113 | Cladding sheet (plain), copper |  | 45 | D4 | 0 | 0 | 0 | 0 | 0 | 0 | 0 | 0 | 0
| Civic Offices | Services pipework insulation (50mm) | 1700917 | 8403142 | 5.2 | Services equipment | pipe insulation 50mm thick | Construction | 7.245 | Area Calculation | 70 | 44 | 1 | FALSE | 1 | FALSE |  | 1.07 | 7.245 | 7.245 | 5349 | Insulation (flexible), polyurethane foam |  | 0 | A1A3 | 38.2528 | 3.2578e-07 | 0.16455 | 0.042904 | 0.024771 | 0.00023595 | 678.2363 | 11.3257 | 0.20618
| Civic Offices | Services pipework insulation (50mm) | 1700917 | 8403142 | 5.2 | Services equipment | pipe insulation 50mm thick | Construction | 7.245 | Area Calculation | 70 | 44 | 1 | FALSE | 1 | FALSE |  | 1.07 | 7.245 | 7.245 | 5349 | Insulation (flexible), polyurethane foam |  | 0 | A4 | 0.14855 | 2.669e-08 | 0.00048639 | 0.00013146 | 8.2978e-05 | 5.1805e-07 | 2.2143 | 0.33811 | 0.00061129
| Civic Offices | Services pipework insulation (50mm) | 1700917 | 8403142 | 5.2 | Services equipment | pipe insulation 50mm thick | Construction | 7.245 | Area Calculation | 70 | 44 | 1 | FALSE | 1 | FALSE |  | 1.07 | 7.245 | 7.245 | 5349 | Insulation (flexible), polyurethane foam |  | 0 | A5 | 0.043595 | 1.3773e-09 | 5.5044e-05 | 0.013879 | 1.3356e-05 | 8.9083e-09 | 0.15487 | 0.076073 | 0
| Civic Offices | Services pipework insulation (50mm) | 1700917 | 8403142 | 5.2 | Services equipment | pipe insulation 50mm thick | Construction | 7.245 | Area Calculation | 70 | 44 | 1 | FALSE | 1 | FALSE |  | 1.07 | 7.245 | 7.245 | 5349 | Insulation (flexible), polyurethane foam |  | 0 | D2 | 0 | 0 | 0 | 0 | 0 | 0 | 0 | 0 | 0
| Civic Offices | Services pipework insulation (50mm) | 1700917 | 8403142 | 5.2 | Services equipment | pipe insulation 50mm thick | Construction | 7.245 | Area Calculation | 70 | 44 | 1 | FALSE | 1 | FALSE |  | 1.07 | 7.245 | 7.245 | 5349 | Insulation (flexible), polyurethane foam |  | 0 | D3 | 0 | 0 | 0 | 0 | 0 | 0 | 0 | 0 | 0
| Civic Offices | Services pipework insulation (50mm) | 1700917 | 8403142 | 5.2 | Services equipment | pipe insulation 50mm thick | Construction | 7.245 | Area Calculation | 70 | 44 | 1 | FALSE | 1 | FALSE |  | 1.07 | 7.245 | 7.245 | 5349 | Insulation (flexible), polyurethane foam |  | 0 | D4 | 0 | 0 | 0 | 0 | 0 | 0 | 0 | 0 | 0
| Civic Offices | Services pipework insulation (50mm) | 1700917 | 8403142 | 5.2 | Services equipment | pipe insulation 50mm thick | Construction | 7.245 | Area Calculation | 70 | 44 | 1 | FALSE | 1 | FALSE |  | 1.07 | 7.245 | 7.245 | 5349 | Insulation (flexible), polyurethane foam |  | 60 | C2 | 0 | 0 | 0 | 0 | 0 | 0 | 0 | 0 | 0
| Civic Offices | Services pipework insulation (50mm) | 1700917 | 8403142 | 5.2 | Services equipment | pipe insulation 50mm thick | Construction | 7.245 | Area Calculation | 70 | 44 | 1 | FALSE | 1 | FALSE |  | 1.07 | 7.245 | 7.245 | 5349 | Insulation (flexible), polyurethane foam |  | 60 | C4 | 0.62279 | 1.9676e-08 | 0.00078634 | 0.19827 | 0.0001908 | 1.2726e-07 | 2.2124 | 1.0868 | 0.053094
| Civic Offices | Services pipework insulation (50mm) | 1700917 | 8403142 | 5.2 | Services equipment | pipe insulation 50mm thick | Construction | 7.245 | Area Calculation | 70 | 44 | 1 | FALSE | 1 | FALSE |  | 1.07 | 7.245 | 7.245 | 5349 | Insulation (flexible), polyurethane foam |  | 60 | D2 | 0 | 0 | 0 | 0 | 0 | 0 | 0 | 0 | 0
| Civic Offices | Services pipework insulation (50mm) | 1700917 | 8403142 | 5.2 | Services equipment | pipe insulation 50mm thick | Construction | 7.245 | Area Calculation | 70 | 44 | 1 | FALSE | 1 | FALSE |  | 1.07 | 7.245 | 7.245 | 5349 | Insulation (flexible), polyurethane foam |  | 60 | D3 | 0 | 0 | 0 | 0 | 0 | 0 | 0 | 0 | 0
| Civic Offices | Services pipework insulation (50mm) | 1700917 | 8403142 | 5.2 | Services equipment | pipe insulation 50mm thick | Construction | 7.245 | Area Calculation | 70 | 44 | 1 | FALSE | 1 | FALSE |  | 1.07 | 7.245 | 7.245 | 5349 | Insulation (flexible), polyurethane foam |  | 60 | D4 | 0 | 0 | 0 | 0 | 0 | 0 | 0 | 0 | 0
| Civic Offices | Services pipework (copper water supplyx1 and PVC waste) | 1700919 | 8403144 | 5.2 | Services equipment | Proxy for copper piping (cold only) | Construction | 33.2054 | Linear length Calculation | 45 | 44 | 1 | FALSE | 1 | FALSE |  | 1.03 | 33.2054 | 66.4108 | 5113 | Cladding sheet (plain), copper |  | 0 | A1A3 | 235.4772 | 0.00019569 | 11.976 | 7.9943 | 0.66199 | 0.054485 | 3572.953 | 697.4808 | 7.527
| Civic Offices | Services pipework (copper water supplyx1 and PVC waste) | 1700919 | 8403144 | 5.2 | Services equipment | Proxy for copper piping (cold only) | Construction | 33.2054 | Linear length Calculation | 45 | 44 | 1 | FALSE | 1 | FALSE |  | 1.03 | 33.2054 | 66.4108 | 5113 | Cladding sheet (plain), copper |  | 0 | A4 | 0.6701 | 1.204e-07 | 0.0021941 | 0.00059304 | 0.00037432 | 2.3369e-06 | 9.9889 | 1.5252 | 0.0027575
| Civic Offices | Services pipework (copper water supplyx1 and PVC waste) | 1700919 | 8403144 | 5.2 | Services equipment | Proxy for copper piping (cold only) | Construction | 33.2054 | Linear length Calculation | 45 | 44 | 1 | FALSE | 1 | FALSE |  | 1.03 | 33.2054 | 66.4108 | 5113 | Cladding sheet (plain), copper |  | 0 | A5 | 0.0005178 | 1.3559e-10 | 3.621e-06 | 1.1898e-06 | 6.0086e-07 | 7.3044e-10 | 0.012694 | 0.14942 | 0
| Civic Offices | Services pipework (copper water supplyx1 and PVC waste) | 1700919 | 8403144 | 5.2 | Services equipment | Proxy for copper piping (cold only) | Construction | 33.2054 | Linear length Calculation | 45 | 44 | 1 | FALSE | 1 | FALSE |  | 1.03 | 33.2054 | 66.4108 | 5113 | Cladding sheet (plain), copper |  | 0 | D2 | 0 | 0 | 0 | 0 | 0 | 0 | 0 | 0 | 0
| Civic Offices | Services pipework (copper water supplyx1 and PVC waste) | 1700919 | 8403144 | 5.2 | Services equipment | Proxy for copper piping (cold only) | Construction | 33.2054 | Linear length Calculation | 45 | 44 | 1 | FALSE | 1 | FALSE |  | 1.03 | 33.2054 | 66.4108 | 5113 | Cladding sheet (plain), copper |  | 0 | D3 | 0 | 0 | 0 | 0 | 0 | 0 | 0 | 0 | 0
| Civic Offices | Services pipework (copper water supplyx1 and PVC waste) | 1700919 | 8403144 | 5.2 | Services equipment | Proxy for copper piping (cold only) | Construction | 33.2054 | Linear length Calculation | 45 | 44 | 1 | FALSE | 1 | FALSE |  | 1.03 | 33.2054 | 66.4108 | 5113 | Cladding sheet (plain), copper |  | 0 | D4 | 0 | 0 | 0 | 0 | 0 | 0 | 0 | 0 | 0
| Civic Offices | Services pipework (copper water supplyx1 and PVC waste) | 1700919 | 8403144 | 5.2 | Services equipment | Proxy for copper piping (cold only) | Construction | 33.2054 | Linear length Calculation | 45 | 44 | 1 | FALSE | 1 | FALSE |  | 1.03 | 33.2054 | 66.4108 | 5113 | Cladding sheet (plain), copper |  | 60 | C2 | 0 | 0 | 0 | 0 | 0 | 0 | 0 | 0 | 0
| Civic Offices | Services pipework (copper water supplyx1 and PVC waste) | 1700919 | 8403144 | 5.2 | Services equipment | Proxy for copper piping (cold only) | Construction | 33.2054 | Linear length Calculation | 45 | 44 | 1 | FALSE | 1 | FALSE |  | 1.03 | 33.2054 | 66.4108 | 5113 | Cladding sheet (plain), copper |  | 60 | C4 | 0.01726 | 4.5197e-09 | 0.0001207 | 3.9661e-05 | 2.0029e-05 | 2.4348e-08 | 0.42314 | 4.9808 | 0.0008656
| Civic Offices | Services pipework (copper water supplyx1 and PVC waste) | 1700919 | 8403144 | 5.2 | Services equipment | Proxy for copper piping (cold only) | Construction | 33.2054 | Linear length Calculation | 45 | 44 | 1 | FALSE | 1 | FALSE |  | 1.03 | 33.2054 | 66.4108 | 5113 | Cladding sheet (plain), copper |  | 60 | D2 | 0 | 0 | 0 | 0 | 0 | 0 | 0 | 0 | 0
| Civic Offices | Services pipework (copper water supplyx1 and PVC waste) | 1700919 | 8403144 | 5.2 | Services equipment | Proxy for copper piping (cold only) | Construction | 33.2054 | Linear length Calculation | 45 | 44 | 1 | FALSE | 1 | FALSE |  | 1.03 | 33.2054 | 66.4108 | 5113 | Cladding sheet (plain), copper |  | 60 | D3 | 0 | 0 | 0 | 0 | 0 | 0 | 0 | 0 | 0
| Civic Offices | Services pipework (copper water supplyx1 and PVC waste) | 1700919 | 8403144 | 5.2 | Services equipment | Proxy for copper piping (cold only) | Construction | 33.2054 | Linear length Calculation | 45 | 44 | 1 | FALSE | 1 | FALSE |  | 1.03 | 33.2054 | 66.4108 | 5113 | Cladding sheet (plain), copper |  | 60 | D4 | 0 | 0 | 0 | 0 | 0 | 0 | 0 | 0 | 0
| Civic Offices | Services pipework (copper water supplyx1 and PVC waste) | 1700919 | 8403144 | 5.2 | Services equipment | Proxy for copper piping (cold only) | Construction | 33.2054 | Linear length Calculation | 45 | 44 | 1 | FALSE | 1 | FALSE |  | 1.03 | 33.2054 | 66.4108 | 5113 | Cladding sheet (plain), copper |  | 45 | B4B5 | 236.165 | 0.00019582 | 11.9783 | 7.995 | 0.66238 | 0.054487 | 3583.3778 | 704.1363 | 7.5298
| Civic Offices | Services pipework (copper water supplyx1 and PVC waste) | 1700919 | 8403144 | 5.2 | Services equipment | Proxy for copper piping (cold only) | Construction | 33.2054 | Linear length Calculation | 45 | 44 | 1 | FALSE | 1 | FALSE |  | 1.03 | 33.2054 | 66.4108 | 5113 | Cladding sheet (plain), copper |  | 45 | D2 | 0 | 0 | 0 | 0 | 0 | 0 | 0 | 0 | 0
| Civic Offices | Services pipework (copper water supplyx1 and PVC waste) | 1700919 | 8403144 | 5.2 | Services equipment | Proxy for copper piping (cold only) | Construction | 33.2054 | Linear length Calculation | 45 | 44 | 1 | FALSE | 1 | FALSE |  | 1.03 | 33.2054 | 66.4108 | 5113 | Cladding sheet (plain), copper |  | 45 | D3 | 0 | 0 | 0 | 0 | 0 | 0 | 0 | 0 | 0
| Civic Offices | Services pipework (copper water supplyx1 and PVC waste) | 1700919 | 8403144 | 5.2 | Services equipment | Proxy for copper piping (cold only) | Construction | 33.2054 | Linear length Calculation | 45 | 44 | 1 | FALSE | 1 | FALSE |  | 1.03 | 33.2054 | 66.4108 | 5113 | Cladding sheet (plain), copper |  | 45 | D4 | 0 | 0 | 0 | 0 | 0 | 0 | 0 | 0 | 0
| Civic Offices | Services pipework (copper water supplyx1 and PVC waste) | 1700919 | 8403145 | 5.2 | Services equipment | Proxy for PVC water pipe | Construction | 17.7186 | Linear length Calculation | 30 | 44 | 1 | FALSE | 1 | FALSE |  | 1.01 | 17.7186 | 35.4372 | 5379 | Window frame, PVC |  | 0 | A1A3 | 48.8614 | 1.919e-06 | 0.30559 | 0.094254 | 0.052731 | 0.0032214 | 918.8159 | 119.7748 | 0.50528
| Civic Offices | Services pipework (copper water supplyx1 and PVC waste) | 1700919 | 8403145 | 5.2 | Services equipment | Proxy for PVC water pipe | Construction | 17.7186 | Linear length Calculation | 30 | 44 | 1 | FALSE | 1 | FALSE |  | 1.01 | 17.7186 | 35.4372 | 5379 | Window frame, PVC |  | 0 | A4 | 0.33907 | 6.0922e-08 | 0.0011102 | 0.00030007 | 0.0001894 | 1.1825e-06 | 5.0543 | 0.77176 | 0.0013953
| Civic Offices | Services pipework (copper water supplyx1 and PVC waste) | 1700919 | 8403145 | 5.2 | Services equipment | Proxy for PVC water pipe | Construction | 17.7186 | Linear length Calculation | 30 | 44 | 1 | FALSE | 1 | FALSE |  | 1.01 | 17.7186 | 35.4372 | 5379 | Window frame, PVC |  | 0 | A5 | 0.0034034 | 1.4589e-10 | 1.0843e-05 | 0.00020127 | 1.1855e-06 | 7.9569e-10 | 0.013532 | 0.026578 | 0
| Civic Offices | Services pipework (copper water supplyx1 and PVC waste) | 1700919 | 8403145 | 5.2 | Services equipment | Proxy for PVC water pipe | Construction | 17.7186 | Linear length Calculation | 30 | 44 | 1 | FALSE | 1 | FALSE |  | 1.01 | 17.7186 | 35.4372 | 5379 | Window frame, PVC |  | 0 | D2 | 0 | 0 | 0 | 0 | 0 | 0 | 0 | 0 | 0
| Civic Offices | Services pipework (copper water supplyx1 and PVC waste) | 1700919 | 8403145 | 5.2 | Services equipment | Proxy for PVC water pipe | Construction | 17.7186 | Linear length Calculation | 30 | 44 | 1 | FALSE | 1 | FALSE |  | 1.01 | 17.7186 | 35.4372 | 5379 | Window frame, PVC |  | 0 | D3 | 0 | 0 | 0 | 0 | 0 | 0 | 0 | 0 | 0
| Civic Offices | Services pipework (copper water supplyx1 and PVC waste) | 1700919 | 8403145 | 5.2 | Services equipment | Proxy for PVC water pipe | Construction | 17.7186 | Linear length Calculation | 30 | 44 | 1 | FALSE | 1 | FALSE |  | 1.01 | 17.7186 | 35.4372 | 5379 | Window frame, PVC |  | 0 | D4 | 0 | 0 | 0 | 0 | 0 | 0 | 0 | 0 | 0
| Civic Offices | Services pipework (copper water supplyx1 and PVC waste) | 1700919 | 8403145 | 5.2 | Services equipment | Proxy for PVC water pipe | Construction | 17.7186 | Linear length Calculation | 30 | 44 | 1 | FALSE | 1 | FALSE |  | 1.01 | 17.7186 | 35.4372 | 5379 | Window frame, PVC |  | 60 | C2 | 0 | 0 | 0 | 0 | 0 | 0 | 0 | 0 | 0
| Civic Offices | Services pipework (copper water supplyx1 and PVC waste) | 1700919 | 8403145 | 5.2 | Services equipment | Proxy for PVC water pipe | Construction | 17.7186 | Linear length Calculation | 30 | 44 | 1 | FALSE | 1 | FALSE |  | 1.01 | 17.7186 | 35.4372 | 5379 | Window frame, PVC |  | 60 | C4 | 0.34034 | 1.4589e-08 | 0.0010843 | 0.020127 | 0.00011855 | 7.9569e-08 | 1.3532 | 2.6578 | 0.0083083
| Civic Offices | Services pipework (copper water supplyx1 and PVC waste) | 1700919 | 8403145 | 5.2 | Services equipment | Proxy for PVC water pipe | Construction | 17.7186 | Linear length Calculation | 30 | 44 | 1 | FALSE | 1 | FALSE |  | 1.01 | 17.7186 | 35.4372 | 5379 | Window frame, PVC |  | 60 | D2 | 0 | 0 | 0 | 0 | 0 | 0 | 0 | 0 | 0
| Civic Offices | Services pipework (copper water supplyx1 and PVC waste) | 1700919 | 8403145 | 5.2 | Services equipment | Proxy for PVC water pipe | Construction | 17.7186 | Linear length Calculation | 30 | 44 | 1 | FALSE | 1 | FALSE |  | 1.01 | 17.7186 | 35.4372 | 5379 | Window frame, PVC |  | 60 | D3 | 0 | 0 | 0 | 0 | 0 | 0 | 0 | 0 | 0
| Civic Offices | Services pipework (copper water supplyx1 and PVC waste) | 1700919 | 8403145 | 5.2 | Services equipment | Proxy for PVC water pipe | Construction | 17.7186 | Linear length Calculation | 30 | 44 | 1 | FALSE | 1 | FALSE |  | 1.01 | 17.7186 | 35.4372 | 5379 | Window frame, PVC |  | 60 | D4 | 0 | 0 | 0 | 0 | 0 | 0 | 0 | 0 | 0
| Civic Offices | Services pipework (copper water supplyx1 and PVC waste) | 1700919 | 8403145 | 5.2 | Services equipment | Proxy for PVC water pipe | Construction | 17.7186 | Linear length Calculation | 30 | 44 | 1 | FALSE | 1 | FALSE |  | 1.01 | 17.7186 | 35.4372 | 5379 | Window frame, PVC |  | 30 | B4B5 | 49.5442 | 1.9947e-06 | 0.30779 | 0.11488 | 0.05304 | 0.0032226 | 925.2369 | 123.231 | 0.50667
| Civic Offices | Services pipework (copper water supplyx1 and PVC waste) | 1700919 | 8403145 | 5.2 | Services equipment | Proxy for PVC water pipe | Construction | 17.7186 | Linear length Calculation | 30 | 44 | 1 | FALSE | 1 | FALSE |  | 1.01 | 17.7186 | 35.4372 | 5379 | Window frame, PVC |  | 30 | D2 | 0 | 0 | 0 | 0 | 0 | 0 | 0 | 0 | 0
| Civic Offices | Services pipework (copper water supplyx1 and PVC waste) | 1700919 | 8403145 | 5.2 | Services equipment | Proxy for PVC water pipe | Construction | 17.7186 | Linear length Calculation | 30 | 44 | 1 | FALSE | 1 | FALSE |  | 1.01 | 17.7186 | 35.4372 | 5379 | Window frame, PVC |  | 30 | D3 | 0 | 0 | 0 | 0 | 0 | 0 | 0 | 0 | 0
| Civic Offices | Services pipework (copper water supplyx1 and PVC waste) | 1700919 | 8403145 | 5.2 | Services equipment | Proxy for PVC water pipe | Construction | 17.7186 | Linear length Calculation | 30 | 44 | 1 | FALSE | 1 | FALSE |  | 1.01 | 17.7186 | 35.4372 | 5379 | Window frame, PVC |  | 30 | D4 | 0 | 0 | 0 | 0 | 0 | 0 | 0 | 0 | 0
| Civic Offices | Services pipework 22mm copper pipe (water supply) | 1700920 | 8403147 | 5.2 | Services equipment | Proxy for copper piping 22mm diameter | Construction | 8.5227 | Linear length Calculation | 45 | 44 | 1 | FALSE | 1 | FALSE |  | 1.03 | 8.5227 | 17.0454 | 5113 | Cladding sheet (plain), copper |  | 0 | A1A3 | 60.4391 | 5.0228e-05 | 3.0738 | 2.0519 | 0.16991 | 0.013985 | 917.0579 | 179.0201 | 1.9319
| Civic Offices | Services pipework 22mm copper pipe (water supply) | 1700920 | 8403147 | 5.2 | Services equipment | Proxy for copper piping 22mm diameter | Construction | 8.5227 | Linear length Calculation | 45 | 44 | 1 | FALSE | 1 | FALSE |  | 1.03 | 8.5227 | 17.0454 | 5113 | Cladding sheet (plain), copper |  | 0 | A4 | 0.17199 | 3.0903e-08 | 0.00056316 | 0.00015221 | 9.6074e-05 | 5.9982e-07 | 2.5638 | 0.39148 | 0.00070777
| Civic Offices | Services pipework 22mm copper pipe (water supply) | 1700920 | 8403147 | 5.2 | Services equipment | Proxy for copper piping 22mm diameter | Construction | 8.5227 | Linear length Calculation | 45 | 44 | 1 | FALSE | 1 | FALSE |  | 1.03 | 8.5227 | 17.0454 | 5113 | Cladding sheet (plain), copper |  | 0 | A5 | 0.0001329 | 3.4801e-11 | 9.2938e-07 | 3.0539e-07 | 1.5422e-07 | 1.8748e-10 | 0.0032582 | 0.038352 | 0
| Civic Offices | Services pipework 22mm copper pipe (water supply) | 1700920 | 8403147 | 5.2 | Services equipment | Proxy for copper piping 22mm diameter | Construction | 8.5227 | Linear length Calculation | 45 | 44 | 1 | FALSE | 1 | FALSE |  | 1.03 | 8.5227 | 17.0454 | 5113 | Cladding sheet (plain), copper |  | 0 | D2 | 0 | 0 | 0 | 0 | 0 | 0 | 0 | 0 | 0
| Civic Offices | Services pipework 22mm copper pipe (water supply) | 1700920 | 8403147 | 5.2 | Services equipment | Proxy for copper piping 22mm diameter | Construction | 8.5227 | Linear length Calculation | 45 | 44 | 1 | FALSE | 1 | FALSE |  | 1.03 | 8.5227 | 17.0454 | 5113 | Cladding sheet (plain), copper |  | 0 | D3 | 0 | 0 | 0 | 0 | 0 | 0 | 0 | 0 | 0
| Civic Offices | Services pipework 22mm copper pipe (water supply) | 1700920 | 8403147 | 5.2 | Services equipment | Proxy for copper piping 22mm diameter | Construction | 8.5227 | Linear length Calculation | 45 | 44 | 1 | FALSE | 1 | FALSE |  | 1.03 | 8.5227 | 17.0454 | 5113 | Cladding sheet (plain), copper |  | 0 | D4 | 0 | 0 | 0 | 0 | 0 | 0 | 0 | 0 | 0
| Civic Offices | Services pipework 22mm copper pipe (water supply) | 1700920 | 8403147 | 5.2 | Services equipment | Proxy for copper piping 22mm diameter | Construction | 8.5227 | Linear length Calculation | 45 | 44 | 1 | FALSE | 1 | FALSE |  | 1.03 | 8.5227 | 17.0454 | 5113 | Cladding sheet (plain), copper |  | 60 | C2 | 0 | 0 | 0 | 0 | 0 | 0 | 0 | 0 | 0
| Civic Offices | Services pipework 22mm copper pipe (water supply) | 1700920 | 8403147 | 5.2 | Services equipment | Proxy for copper piping 22mm diameter | Construction | 8.5227 | Linear length Calculation | 45 | 44 | 1 | FALSE | 1 | FALSE |  | 1.03 | 8.5227 | 17.0454 | 5113 | Cladding sheet (plain), copper |  | 60 | C4 | 0.0044301 | 1.16e-09 | 3.0979e-05 | 1.018e-05 | 5.1407e-06 | 6.2493e-09 | 0.10861 | 1.2784 | 0.00022217
| Civic Offices | Services pipework 22mm copper pipe (water supply) | 1700920 | 8403147 | 5.2 | Services equipment | Proxy for copper piping 22mm diameter | Construction | 8.5227 | Linear length Calculation | 45 | 44 | 1 | FALSE | 1 | FALSE |  | 1.03 | 8.5227 | 17.0454 | 5113 | Cladding sheet (plain), copper |  | 60 | D2 | 0 | 0 | 0 | 0 | 0 | 0 | 0 | 0 | 0
| Civic Offices | Services pipework 22mm copper pipe (water supply) | 1700920 | 8403147 | 5.2 | Services equipment | Proxy for copper piping 22mm diameter | Construction | 8.5227 | Linear length Calculation | 45 | 44 | 1 | FALSE | 1 | FALSE |  | 1.03 | 8.5227 | 17.0454 | 5113 | Cladding sheet (plain), copper |  | 60 | D3 | 0 | 0 | 0 | 0 | 0 | 0 | 0 | 0 | 0
| Civic Offices | Services pipework 22mm copper pipe (water supply) | 1700920 | 8403147 | 5.2 | Services equipment | Proxy for copper piping 22mm diameter | Construction | 8.5227 | Linear length Calculation | 45 | 44 | 1 | FALSE | 1 | FALSE |  | 1.03 | 8.5227 | 17.0454 | 5113 | Cladding sheet (plain), copper |  | 60 | D4 | 0 | 0 | 0 | 0 | 0 | 0 | 0 | 0 | 0
| Civic Offices | Services pipework 22mm copper pipe (water supply) | 1700920 | 8403147 | 5.2 | Services equipment | Proxy for copper piping 22mm diameter | Construction | 8.5227 | Linear length Calculation | 45 | 44 | 1 | FALSE | 1 | FALSE |  | 1.03 | 8.5227 | 17.0454 | 5113 | Cladding sheet (plain), copper |  | 45 | B4B5 | 60.6157 | 5.026e-05 | 3.0744 | 2.052 | 0.17001 | 0.013985 | 919.7336 | 180.7283 | 1.9326
| Civic Offices | Services pipework 22mm copper pipe (water supply) | 1700920 | 8403147 | 5.2 | Services equipment | Proxy for copper piping 22mm diameter | Construction | 8.5227 | Linear length Calculation | 45 | 44 | 1 | FALSE | 1 | FALSE |  | 1.03 | 8.5227 | 17.0454 | 5113 | Cladding sheet (plain), copper |  | 45 | D2 | 0 | 0 | 0 | 0 | 0 | 0 | 0 | 0 | 0
| Civic Offices | Services pipework 22mm copper pipe (water supply) | 1700920 | 8403147 | 5.2 | Services equipment | Proxy for copper piping 22mm diameter | Construction | 8.5227 | Linear length Calculation | 45 | 44 | 1 | FALSE | 1 | FALSE |  | 1.03 | 8.5227 | 17.0454 | 5113 | Cladding sheet (plain), copper |  | 45 | D3 | 0 | 0 | 0 | 0 | 0 | 0 | 0 | 0 | 0
| Civic Offices | Services pipework 22mm copper pipe (water supply) | 1700920 | 8403147 | 5.2 | Services equipment | Proxy for copper piping 22mm diameter | Construction | 8.5227 | Linear length Calculation | 45 | 44 | 1 | FALSE | 1 | FALSE |  | 1.03 | 8.5227 | 17.0454 | 5113 | Cladding sheet (plain), copper |  | 45 | D4 | 0 | 0 | 0 | 0 | 0 | 0 | 0 | 0 | 0
| Civic Offices | Services pipework PVC waste 94mm | 1700921 | 8403149 | 5.2 | Services equipment | Proxy for PVC water pipe | Construction | 17.7186 | Linear length Calculation | 30 | 44 | 1 | FALSE | 1 | FALSE |  | 1.01 | 17.7186 | 35.4372 | 5379 | Window frame, PVC |  | 0 | A1A3 | 48.8614 | 1.919e-06 | 0.30559 | 0.094254 | 0.052731 | 0.0032214 | 918.8159 | 119.7748 | 0.50528
| Civic Offices | Services pipework PVC waste 94mm | 1700921 | 8403149 | 5.2 | Services equipment | Proxy for PVC water pipe | Construction | 17.7186 | Linear length Calculation | 30 | 44 | 1 | FALSE | 1 | FALSE |  | 1.01 | 17.7186 | 35.4372 | 5379 | Window frame, PVC |  | 0 | A4 | 0.33907 | 6.0922e-08 | 0.0011102 | 0.00030007 | 0.0001894 | 1.1825e-06 | 5.0543 | 0.77176 | 0.0013953
| Civic Offices | Services pipework PVC waste 94mm | 1700921 | 8403149 | 5.2 | Services equipment | Proxy for PVC water pipe | Construction | 17.7186 | Linear length Calculation | 30 | 44 | 1 | FALSE | 1 | FALSE |  | 1.01 | 17.7186 | 35.4372 | 5379 | Window frame, PVC |  | 0 | A5 | 0.0034034 | 1.4589e-10 | 1.0843e-05 | 0.00020127 | 1.1855e-06 | 7.9569e-10 | 0.013532 | 0.026578 | 0
| Civic Offices | Services pipework PVC waste 94mm | 1700921 | 8403149 | 5.2 | Services equipment | Proxy for PVC water pipe | Construction | 17.7186 | Linear length Calculation | 30 | 44 | 1 | FALSE | 1 | FALSE |  | 1.01 | 17.7186 | 35.4372 | 5379 | Window frame, PVC |  | 0 | D2 | 0 | 0 | 0 | 0 | 0 | 0 | 0 | 0 | 0
| Civic Offices | Services pipework PVC waste 94mm | 1700921 | 8403149 | 5.2 | Services equipment | Proxy for PVC water pipe | Construction | 17.7186 | Linear length Calculation | 30 | 44 | 1 | FALSE | 1 | FALSE |  | 1.01 | 17.7186 | 35.4372 | 5379 | Window frame, PVC |  | 0 | D3 | 0 | 0 | 0 | 0 | 0 | 0 | 0 | 0 | 0
| Civic Offices | Services pipework PVC waste 94mm | 1700921 | 8403149 | 5.2 | Services equipment | Proxy for PVC water pipe | Construction | 17.7186 | Linear length Calculation | 30 | 44 | 1 | FALSE | 1 | FALSE |  | 1.01 | 17.7186 | 35.4372 | 5379 | Window frame, PVC |  | 0 | D4 | 0 | 0 | 0 | 0 | 0 | 0 | 0 | 0 | 0
| Civic Offices | Services pipework PVC waste 94mm | 1700921 | 8403149 | 5.2 | Services equipment | Proxy for PVC water pipe | Construction | 17.7186 | Linear length Calculation | 30 | 44 | 1 | FALSE | 1 | FALSE |  | 1.01 | 17.7186 | 35.4372 | 5379 | Window frame, PVC |  | 60 | C2 | 0 | 0 | 0 | 0 | 0 | 0 | 0 | 0 | 0
| Civic Offices | Services pipework PVC waste 94mm | 1700921 | 8403149 | 5.2 | Services equipment | Proxy for PVC water pipe | Construction | 17.7186 | Linear length Calculation | 30 | 44 | 1 | FALSE | 1 | FALSE |  | 1.01 | 17.7186 | 35.4372 | 5379 | Window frame, PVC |  | 60 | C4 | 0.34034 | 1.4589e-08 | 0.0010843 | 0.020127 | 0.00011855 | 7.9569e-08 | 1.3532 | 2.6578 | 0.0083083
| Civic Offices | Services pipework PVC waste 94mm | 1700921 | 8403149 | 5.2 | Services equipment | Proxy for PVC water pipe | Construction | 17.7186 | Linear length Calculation | 30 | 44 | 1 | FALSE | 1 | FALSE |  | 1.01 | 17.7186 | 35.4372 | 5379 | Window frame, PVC |  | 60 | D2 | 0 | 0 | 0 | 0 | 0 | 0 | 0 | 0 | 0
| Civic Offices | Services pipework PVC waste 94mm | 1700921 | 8403149 | 5.2 | Services equipment | Proxy for PVC water pipe | Construction | 17.7186 | Linear length Calculation | 30 | 44 | 1 | FALSE | 1 | FALSE |  | 1.01 | 17.7186 | 35.4372 | 5379 | Window frame, PVC |  | 60 | D3 | 0 | 0 | 0 | 0 | 0 | 0 | 0 | 0 | 0
| Civic Offices | Services pipework PVC waste 94mm | 1700921 | 8403149 | 5.2 | Services equipment | Proxy for PVC water pipe | Construction | 17.7186 | Linear length Calculation | 30 | 44 | 1 | FALSE | 1 | FALSE |  | 1.01 | 17.7186 | 35.4372 | 5379 | Window frame, PVC |  | 60 | D4 | 0 | 0 | 0 | 0 | 0 | 0 | 0 | 0 | 0
| Civic Offices | Services pipework PVC waste 94mm | 1700921 | 8403149 | 5.2 | Services equipment | Proxy for PVC water pipe | Construction | 17.7186 | Linear length Calculation | 30 | 44 | 1 | FALSE | 1 | FALSE |  | 1.01 | 17.7186 | 35.4372 | 5379 | Window frame, PVC |  | 30 | B4B5 | 49.5442 | 1.9947e-06 | 0.30779 | 0.11488 | 0.05304 | 0.0032226 | 925.2369 | 123.231 | 0.50667
| Civic Offices | Services pipework PVC waste 94mm | 1700921 | 8403149 | 5.2 | Services equipment | Proxy for PVC water pipe | Construction | 17.7186 | Linear length Calculation | 30 | 44 | 1 | FALSE | 1 | FALSE |  | 1.01 | 17.7186 | 35.4372 | 5379 | Window frame, PVC |  | 30 | D2 | 0 | 0 | 0 | 0 | 0 | 0 | 0 | 0 | 0
| Civic Offices | Services pipework PVC waste 94mm | 1700921 | 8403149 | 5.2 | Services equipment | Proxy for PVC water pipe | Construction | 17.7186 | Linear length Calculation | 30 | 44 | 1 | FALSE | 1 | FALSE |  | 1.01 | 17.7186 | 35.4372 | 5379 | Window frame, PVC |  | 30 | D3 | 0 | 0 | 0 | 0 | 0 | 0 | 0 | 0 | 0
| Civic Offices | Services pipework PVC waste 94mm | 1700921 | 8403149 | 5.2 | Services equipment | Proxy for PVC water pipe | Construction | 17.7186 | Linear length Calculation | 30 | 44 | 1 | FALSE | 1 | FALSE |  | 1.01 | 17.7186 | 35.4372 | 5379 | Window frame, PVC |  | 30 | D4 | 0 | 0 | 0 | 0 | 0 | 0 | 0 | 0 | 0
| Civic Offices | Disabled WCs including cistern seat and accessories (WC, Commercial Cubicle) | 1700922 | 8403151 | 4.1 | Fittings, furnishings and equipment | Fittings (brush, handrail roll hoddlers, paper bin etc) | Construction | 6 | kg | 80 | 44 | 1 | FALSE | 1 | FALSE |  | 1.05 | 6 | 6 | 5135 | General sheet, steel (enamelled) |  | 0 | A1A3 | 20.4236 | 1.2689e-06 | 0.10562 | 0.058187 | 0.016692 | 0.00062803 | 279.2205 | 12.3691 | 0.20638
| Civic Offices | Disabled WCs including cistern seat and accessories (WC, Commercial Cubicle) | 1700922 | 8403151 | 4.1 | Fittings, furnishings and equipment | Fittings (brush, handrail roll hoddlers, paper bin etc) | Construction | 6 | kg | 80 | 44 | 1 | FALSE | 1 | FALSE |  | 1.05 | 6 | 6 | 5135 | General sheet, steel (enamelled) |  | 0 | A4 | 0.26149 | 3.6184e-08 | 0.0012433 | 0.00023086 | 0.00016413 | 5.8233e-07 | 3.8259 | 1.1111 | 0.0010627
| Civic Offices | Disabled WCs including cistern seat and accessories (WC, Commercial Cubicle) | 1700922 | 8403151 | 4.1 | Fittings, furnishings and equipment | Fittings (brush, handrail roll hoddlers, paper bin etc) | Construction | 6 | kg | 80 | 44 | 1 | FALSE | 1 | FALSE |  | 1.05 | 6 | 6 | 5135 | General sheet, steel (enamelled) |  | 0 | A5 | 0.00015594 | 4.0834e-11 | 1.0905e-06 | 3.5833e-07 | 1.8095e-07 | 2.1998e-10 | 0.0038229 | 0.045 | 0
| Civic Offices | Disabled WCs including cistern seat and accessories (WC, Commercial Cubicle) | 1700922 | 8403151 | 4.1 | Fittings, furnishings and equipment | Fittings (brush, handrail roll hoddlers, paper bin etc) | Construction | 6 | kg | 80 | 44 | 1 | FALSE | 1 | FALSE |  | 1.05 | 6 | 6 | 5135 | General sheet, steel (enamelled) |  | 0 | D2 | 0 | 0 | 0 | 0 | 0 | 0 | 0 | 0 | 0
| Civic Offices | Disabled WCs including cistern seat and accessories (WC, Commercial Cubicle) | 1700922 | 8403151 | 4.1 | Fittings, furnishings and equipment | Fittings (brush, handrail roll hoddlers, paper bin etc) | Construction | 6 | kg | 80 | 44 | 1 | FALSE | 1 | FALSE |  | 1.05 | 6 | 6 | 5135 | General sheet, steel (enamelled) |  | 0 | D3 | 0 | 0 | 0 | 0 | 0 | 0 | 0 | 0 | 0
| Civic Offices | Disabled WCs including cistern seat and accessories (WC, Commercial Cubicle) | 1700922 | 8403151 | 4.1 | Fittings, furnishings and equipment | Fittings (brush, handrail roll hoddlers, paper bin etc) | Construction | 6 | kg | 80 | 44 | 1 | FALSE | 1 | FALSE |  | 1.05 | 6 | 6 | 5135 | General sheet, steel (enamelled) |  | 0 | D4 | 0 | 0 | 0 | 0 | 0 | 0 | 0 | 0 | 0
| Civic Offices | Disabled WCs including cistern seat and accessories (WC, Commercial Cubicle) | 1700922 | 8403151 | 4.1 | Fittings, furnishings and equipment | Fittings (brush, handrail roll hoddlers, paper bin etc) | Construction | 6 | kg | 80 | 44 | 1 | FALSE | 1 | FALSE |  | 1.05 | 6 | 6 | 5135 | General sheet, steel (enamelled) |  | 60 | C2 | 0 | 0 | 0 | 0 | 0 | 0 | 0 | 0 | 0
| Civic Offices | Disabled WCs including cistern seat and accessories (WC, Commercial Cubicle) | 1700922 | 8403151 | 4.1 | Fittings, furnishings and equipment | Fittings (brush, handrail roll hoddlers, paper bin etc) | Construction | 6 | kg | 80 | 44 | 1 | FALSE | 1 | FALSE |  | 1.05 | 6 | 6 | 5135 | General sheet, steel (enamelled) |  | 60 | C4 | 0.0031188 | 8.1667e-10 | 2.1809e-05 | 7.1665e-06 | 3.619e-06 | 4.3995e-09 | 0.076459 | 0.9 | 0.00015641
| Civic Offices | Disabled WCs including cistern seat and accessories (WC, Commercial Cubicle) | 1700922 | 8403151 | 4.1 | Fittings, furnishings and equipment | Fittings (brush, handrail roll hoddlers, paper bin etc) | Construction | 6 | kg | 80 | 44 | 1 | FALSE | 1 | FALSE |  | 1.05 | 6 | 6 | 5135 | General sheet, steel (enamelled) |  | 60 | D2 | 0 | 0 | 0 | 0 | 0 | 0 | 0 | 0 | 0
| Civic Offices | Disabled WCs including cistern seat and accessories (WC, Commercial Cubicle) | 1700922 | 8403151 | 4.1 | Fittings, furnishings and equipment | Fittings (brush, handrail roll hoddlers, paper bin etc) | Construction | 6 | kg | 80 | 44 | 1 | FALSE | 1 | FALSE |  | 1.05 | 6 | 6 | 5135 | General sheet, steel (enamelled) |  | 60 | D3 | 0 | 0 | 0 | 0 | 0 | 0 | 0 | 0 | 0
| Civic Offices | Disabled WCs including cistern seat and accessories (WC, Commercial Cubicle) | 1700922 | 8403151 | 4.1 | Fittings, furnishings and equipment | Fittings (brush, handrail roll hoddlers, paper bin etc) | Construction | 6 | kg | 80 | 44 | 1 | FALSE | 1 | FALSE |  | 1.05 | 6 | 6 | 5135 | General sheet, steel (enamelled) |  | 60 | D4 | 0 | 0 | 0 | 0 | 0 | 0 | 0 | 0 | 0
| Civic Offices | WC | 1700923 | 8403153 | 5.2 | Services equipment | Proxy for ceramic WC | Construction | 138 | kg | 25 | 44 | 1 | FALSE | 1 | FALSE |  | 1.06 | 138 | 414 | 5101 | Floor finish (tiles), ceramic |  | 0 | A1A3 | 87.5028 | 1.0101e-05 | 0.55166 | 0.14322 | 0.045105 | 0.0071393 | 1370.6756 | 218.4701 | 0.7373
| Civic Offices | WC | 1700923 | 8403153 | 5.2 | Services equipment | Proxy for ceramic WC | Construction | 138 | kg | 25 | 44 | 1 | FALSE | 1 | FALSE |  | 1.06 | 138 | 414 | 5101 | Floor finish (tiles), ceramic |  | 0 | A4 | 2.803 | 5.0363e-07 | 0.009178 | 0.0024807 | 0.0015658 | 9.7755e-06 | 41.7835 | 6.38 | 0.011535
| Civic Offices | WC | 1700923 | 8403153 | 5.2 | Services equipment | Proxy for ceramic WC | Construction | 138 | kg | 25 | 44 | 1 | FALSE | 1 | FALSE |  | 1.06 | 138 | 414 | 5101 | Floor finish (tiles), ceramic |  | 0 | A5 | 0.010746 | 3.7046e-09 | 8.2765e-05 | 2.0436e-05 | 1.4297e-05 | 1.1617e-08 | 0.31213 | 1.242 | 0
| Civic Offices | WC | 1700923 | 8403153 | 5.2 | Services equipment | Proxy for ceramic WC | Construction | 138 | kg | 25 | 44 | 1 | FALSE | 1 | FALSE |  | 1.06 | 138 | 414 | 5101 | Floor finish (tiles), ceramic |  | 0 | D2 | 0 | 0 | 0 | 0 | 0 | 0 | 0 | 0 | 0
| Civic Offices | WC | 1700923 | 8403153 | 5.2 | Services equipment | Proxy for ceramic WC | Construction | 138 | kg | 25 | 44 | 1 | FALSE | 1 | FALSE |  | 1.06 | 138 | 414 | 5101 | Floor finish (tiles), ceramic |  | 0 | D3 | 0 | 0 | 0 | 0 | 0 | 0 | 0 | 0 | 0
| Civic Offices | WC | 1700923 | 8403153 | 5.2 | Services equipment | Proxy for ceramic WC | Construction | 138 | kg | 25 | 44 | 1 | FALSE | 1 | FALSE |  | 1.06 | 138 | 414 | 5101 | Floor finish (tiles), ceramic |  | 0 | D4 | 0 | 0 | 0 | 0 | 0 | 0 | 0 | 0 | 0
| Civic Offices | WC | 1700923 | 8403153 | 5.2 | Services equipment | Proxy for ceramic WC | Construction | 138 | kg | 25 | 44 | 1 | FALSE | 1 | FALSE |  | 1.06 | 138 | 414 | 5101 | Floor finish (tiles), ceramic |  | 60 | C2 | 0 | 0 | 0 | 0 | 0 | 0 | 0 | 0 | 0
| Civic Offices | WC | 1700923 | 8403153 | 5.2 | Services equipment | Proxy for ceramic WC | Construction | 138 | kg | 25 | 44 | 1 | FALSE | 1 | FALSE |  | 1.06 | 138 | 414 | 5101 | Floor finish (tiles), ceramic |  | 60 | C4 | 0.17911 | 6.1743e-08 | 0.0013794 | 0.00034061 | 0.00023829 | 1.9361e-07 | 5.2022 | 20.7 | 0.016884
| Civic Offices | WC | 1700923 | 8403153 | 5.2 | Services equipment | Proxy for ceramic WC | Construction | 138 | kg | 25 | 44 | 1 | FALSE | 1 | FALSE |  | 1.06 | 138 | 414 | 5101 | Floor finish (tiles), ceramic |  | 60 | D2 | 0 | 0 | 0 | 0 | 0 | 0 | 0 | 0 | 0
| Civic Offices | WC | 1700923 | 8403153 | 5.2 | Services equipment | Proxy for ceramic WC | Construction | 138 | kg | 25 | 44 | 1 | FALSE | 1 | FALSE |  | 1.06 | 138 | 414 | 5101 | Floor finish (tiles), ceramic |  | 60 | D3 | 0 | 0 | 0 | 0 | 0 | 0 | 0 | 0 | 0
| Civic Offices | WC | 1700923 | 8403153 | 5.2 | Services equipment | Proxy for ceramic WC | Construction | 138 | kg | 25 | 44 | 1 | FALSE | 1 | FALSE |  | 1.06 | 138 | 414 | 5101 | Floor finish (tiles), ceramic |  | 60 | D4 | 0 | 0 | 0 | 0 | 0 | 0 | 0 | 0 | 0
| Civic Offices | WC | 1700923 | 8403153 | 5.2 | Services equipment | Proxy for ceramic WC | Construction | 138 | kg | 25 | 44 | 1 | FALSE | 1 | FALSE |  | 1.06 | 138 | 414 | 5101 | Floor finish (tiles), ceramic |  | 25 | B4B5 | 90.4956 | 1.067e-05 | 0.5623 | 0.14606 | 0.046924 | 0.0071493 | 1417.9734 | 246.7922 | 0.74884
| Civic Offices | WC | 1700923 | 8403153 | 5.2 | Services equipment | Proxy for ceramic WC | Construction | 138 | kg | 25 | 44 | 1 | FALSE | 1 | FALSE |  | 1.06 | 138 | 414 | 5101 | Floor finish (tiles), ceramic |  | 25 | D2 | 0 | 0 | 0 | 0 | 0 | 0 | 0 | 0 | 0
| Civic Offices | WC | 1700923 | 8403153 | 5.2 | Services equipment | Proxy for ceramic WC | Construction | 138 | kg | 25 | 44 | 1 | FALSE | 1 | FALSE |  | 1.06 | 138 | 414 | 5101 | Floor finish (tiles), ceramic |  | 25 | D3 | 0 | 0 | 0 | 0 | 0 | 0 | 0 | 0 | 0
| Civic Offices | WC | 1700923 | 8403153 | 5.2 | Services equipment | Proxy for ceramic WC | Construction | 138 | kg | 25 | 44 | 1 | FALSE | 1 | FALSE |  | 1.06 | 138 | 414 | 5101 | Floor finish (tiles), ceramic |  | 25 | D4 | 0 | 0 | 0 | 0 | 0 | 0 | 0 | 0 | 0
| Civic Offices | WC | 1700923 | 8403153 | 5.2 | Services equipment | Proxy for ceramic WC | Construction | 138 | kg | 25 | 44 | 1 | FALSE | 1 | FALSE |  | 1.06 | 138 | 414 | 5101 | Floor finish (tiles), ceramic |  | 50 | B4B5 | 90.4956 | 1.067e-05 | 0.5623 | 0.14606 | 0.046924 | 0.0071493 | 1417.9734 | 246.7922 | 0.74884
| Civic Offices | WC | 1700923 | 8403153 | 5.2 | Services equipment | Proxy for ceramic WC | Construction | 138 | kg | 25 | 44 | 1 | FALSE | 1 | FALSE |  | 1.06 | 138 | 414 | 5101 | Floor finish (tiles), ceramic |  | 50 | D2 | 0 | 0 | 0 | 0 | 0 | 0 | 0 | 0 | 0
| Civic Offices | WC | 1700923 | 8403153 | 5.2 | Services equipment | Proxy for ceramic WC | Construction | 138 | kg | 25 | 44 | 1 | FALSE | 1 | FALSE |  | 1.06 | 138 | 414 | 5101 | Floor finish (tiles), ceramic |  | 50 | D3 | 0 | 0 | 0 | 0 | 0 | 0 | 0 | 0 | 0
| Civic Offices | WC | 1700923 | 8403153 | 5.2 | Services equipment | Proxy for ceramic WC | Construction | 138 | kg | 25 | 44 | 1 | FALSE | 1 | FALSE |  | 1.06 | 138 | 414 | 5101 | Floor finish (tiles), ceramic |  | 50 | D4 | 0 | 0 | 0 | 0 | 0 | 0 | 0 | 0 | 0
| Civic Offices | WC | 1700923 | 8403154 | 5.2 | Services equipment | Proxy for flush fittings | Construction | 0.6 | kg | 25 | 44 | 1 | FALSE | 1 | FALSE |  | 1.01 | 0.6 | 1.8 | 5379 | Window frame, PVC |  | 0 | A1A3 | 1.6546 | 6.4984e-08 | 0.010348 | 0.0031917 | 0.0017856 | 0.00010908 | 31.1136 | 4.0559 | 0.01711
| Civic Offices | WC | 1700923 | 8403154 | 5.2 | Services equipment | Proxy for flush fittings | Construction | 0.6 | kg | 25 | 44 | 1 | FALSE | 1 | FALSE |  | 1.01 | 0.6 | 1.8 | 5379 | Window frame, PVC |  | 0 | A4 | 0.011482 | 2.063e-09 | 3.7595e-05 | 1.0161e-05 | 6.4137e-06 | 4.0042e-08 | 0.17115 | 0.026134 | 4.7249e-05
| Civic Offices | WC | 1700923 | 8403154 | 5.2 | Services equipment | Proxy for flush fittings | Construction | 0.6 | kg | 25 | 44 | 1 | FALSE | 1 | FALSE |  | 1.01 | 0.6 | 1.8 | 5379 | Window frame, PVC |  | 0 | A5 | 0.00011525 | 4.9401e-12 | 3.6716e-07 | 6.8155e-06 | 4.0145e-08 | 2.6944e-11 | 0.00045824 | 0.0009 | 0
| Civic Offices | WC | 1700923 | 8403154 | 5.2 | Services equipment | Proxy for flush fittings | Construction | 0.6 | kg | 25 | 44 | 1 | FALSE | 1 | FALSE |  | 1.01 | 0.6 | 1.8 | 5379 | Window frame, PVC |  | 0 | D2 | 0 | 0 | 0 | 0 | 0 | 0 | 0 | 0 | 0
| Civic Offices | WC | 1700923 | 8403154 | 5.2 | Services equipment | Proxy for flush fittings | Construction | 0.6 | kg | 25 | 44 | 1 | FALSE | 1 | FALSE |  | 1.01 | 0.6 | 1.8 | 5379 | Window frame, PVC |  | 0 | D3 | 0 | 0 | 0 | 0 | 0 | 0 | 0 | 0 | 0
| Civic Offices | WC | 1700923 | 8403154 | 5.2 | Services equipment | Proxy for flush fittings | Construction | 0.6 | kg | 25 | 44 | 1 | FALSE | 1 | FALSE |  | 1.01 | 0.6 | 1.8 | 5379 | Window frame, PVC |  | 0 | D4 | 0 | 0 | 0 | 0 | 0 | 0 | 0 | 0 | 0
| Civic Offices | WC | 1700923 | 8403154 | 5.2 | Services equipment | Proxy for flush fittings | Construction | 0.6 | kg | 25 | 44 | 1 | FALSE | 1 | FALSE |  | 1.01 | 0.6 | 1.8 | 5379 | Window frame, PVC |  | 60 | C2 | 0 | 0 | 0 | 0 | 0 | 0 | 0 | 0 | 0
| Civic Offices | WC | 1700923 | 8403154 | 5.2 | Services equipment | Proxy for flush fittings | Construction | 0.6 | kg | 25 | 44 | 1 | FALSE | 1 | FALSE |  | 1.01 | 0.6 | 1.8 | 5379 | Window frame, PVC |  | 60 | C4 | 0.011525 | 4.9401e-10 | 3.6716e-05 | 0.00068155 | 4.0145e-06 | 2.6944e-09 | 0.045824 | 0.09 | 0.00028134
| Civic Offices | WC | 1700923 | 8403154 | 5.2 | Services equipment | Proxy for flush fittings | Construction | 0.6 | kg | 25 | 44 | 1 | FALSE | 1 | FALSE |  | 1.01 | 0.6 | 1.8 | 5379 | Window frame, PVC |  | 60 | D2 | 0 | 0 | 0 | 0 | 0 | 0 | 0 | 0 | 0
| Civic Offices | WC | 1700923 | 8403154 | 5.2 | Services equipment | Proxy for flush fittings | Construction | 0.6 | kg | 25 | 44 | 1 | FALSE | 1 | FALSE |  | 1.01 | 0.6 | 1.8 | 5379 | Window frame, PVC |  | 60 | D3 | 0 | 0 | 0 | 0 | 0 | 0 | 0 | 0 | 0
| Civic Offices | WC | 1700923 | 8403154 | 5.2 | Services equipment | Proxy for flush fittings | Construction | 0.6 | kg | 25 | 44 | 1 | FALSE | 1 | FALSE |  | 1.01 | 0.6 | 1.8 | 5379 | Window frame, PVC |  | 60 | D4 | 0 | 0 | 0 | 0 | 0 | 0 | 0 | 0 | 0
| Civic Offices | WC | 1700923 | 8403154 | 5.2 | Services equipment | Proxy for flush fittings | Construction | 0.6 | kg | 25 | 44 | 1 | FALSE | 1 | FALSE |  | 1.01 | 0.6 | 1.8 | 5379 | Window frame, PVC |  | 25 | B4B5 | 1.6777 | 6.7546e-08 | 0.010423 | 0.0038902 | 0.0017961 | 0.00010913 | 31.3311 | 4.1729 | 0.017157
| Civic Offices | WC | 1700923 | 8403154 | 5.2 | Services equipment | Proxy for flush fittings | Construction | 0.6 | kg | 25 | 44 | 1 | FALSE | 1 | FALSE |  | 1.01 | 0.6 | 1.8 | 5379 | Window frame, PVC |  | 25 | D2 | 0 | 0 | 0 | 0 | 0 | 0 | 0 | 0 | 0
| Civic Offices | WC | 1700923 | 8403154 | 5.2 | Services equipment | Proxy for flush fittings | Construction | 0.6 | kg | 25 | 44 | 1 | FALSE | 1 | FALSE |  | 1.01 | 0.6 | 1.8 | 5379 | Window frame, PVC |  | 25 | D3 | 0 | 0 | 0 | 0 | 0 | 0 | 0 | 0 | 0
| Civic Offices | WC | 1700923 | 8403154 | 5.2 | Services equipment | Proxy for flush fittings | Construction | 0.6 | kg | 25 | 44 | 1 | FALSE | 1 | FALSE |  | 1.01 | 0.6 | 1.8 | 5379 | Window frame, PVC |  | 25 | D4 | 0 | 0 | 0 | 0 | 0 | 0 | 0 | 0 | 0
| Civic Offices | WC | 1700923 | 8403154 | 5.2 | Services equipment | Proxy for flush fittings | Construction | 0.6 | kg | 25 | 44 | 1 | FALSE | 1 | FALSE |  | 1.01 | 0.6 | 1.8 | 5379 | Window frame, PVC |  | 50 | B4B5 | 1.6777 | 6.7546e-08 | 0.010423 | 0.0038902 | 0.0017961 | 0.00010913 | 31.3311 | 4.1729 | 0.017157
| Civic Offices | WC | 1700923 | 8403154 | 5.2 | Services equipment | Proxy for flush fittings | Construction | 0.6 | kg | 25 | 44 | 1 | FALSE | 1 | FALSE |  | 1.01 | 0.6 | 1.8 | 5379 | Window frame, PVC |  | 50 | D2 | 0 | 0 | 0 | 0 | 0 | 0 | 0 | 0 | 0
| Civic Offices | WC | 1700923 | 8403154 | 5.2 | Services equipment | Proxy for flush fittings | Construction | 0.6 | kg | 25 | 44 | 1 | FALSE | 1 | FALSE |  | 1.01 | 0.6 | 1.8 | 5379 | Window frame, PVC |  | 50 | D3 | 0 | 0 | 0 | 0 | 0 | 0 | 0 | 0 | 0
| Civic Offices | WC | 1700923 | 8403154 | 5.2 | Services equipment | Proxy for flush fittings | Construction | 0.6 | kg | 25 | 44 | 1 | FALSE | 1 | FALSE |  | 1.01 | 0.6 | 1.8 | 5379 | Window frame, PVC |  | 50 | D4 | 0 | 0 | 0 | 0 | 0 | 0 | 0 | 0 | 0
| Civic Offices | Services pipework (copper water supplyx1 and PVC waste) | 1700924 | 8403157 | 5.2 | Services equipment | Proxy for copper piping (cold only) | Construction | 1.6603 | Linear length Calculation | 45 | 44 | 1 | FALSE | 1 | FALSE |  | 1.03 | 1.6603 | 3.3205 | 5113 | Cladding sheet (plain), copper |  | 0 | A1A3 | 11.7739 | 9.7846e-06 | 0.5988 | 0.39972 | 0.033099 | 0.0027243 | 178.6477 | 34.874 | 0.37635
| Civic Offices | Services pipework (copper water supplyx1 and PVC waste) | 1700924 | 8403157 | 5.2 | Services equipment | Proxy for copper piping (cold only) | Construction | 1.6603 | Linear length Calculation | 45 | 44 | 1 | FALSE | 1 | FALSE |  | 1.03 | 1.6603 | 3.3205 | 5113 | Cladding sheet (plain), copper |  | 0 | A4 | 0.033505 | 6.02e-09 | 0.00010971 | 2.9652e-05 | 1.8716e-05 | 1.1685e-07 | 0.49944 | 0.076261 | 0.00013788
| Civic Offices | Services pipework (copper water supplyx1 and PVC waste) | 1700924 | 8403157 | 5.2 | Services equipment | Proxy for copper piping (cold only) | Construction | 1.6603 | Linear length Calculation | 45 | 44 | 1 | FALSE | 1 | FALSE |  | 1.03 | 1.6603 | 3.3205 | 5113 | Cladding sheet (plain), copper |  | 0 | A5 | 2.589e-05 | 6.7795e-12 | 1.8105e-07 | 5.9492e-08 | 3.0043e-08 | 3.6522e-11 | 0.00063471 | 0.0074712 | 0
| Civic Offices | Services pipework (copper water supplyx1 and PVC waste) | 1700924 | 8403157 | 5.2 | Services equipment | Proxy for copper piping (cold only) | Construction | 1.6603 | Linear length Calculation | 45 | 44 | 1 | FALSE | 1 | FALSE |  | 1.03 | 1.6603 | 3.3205 | 5113 | Cladding sheet (plain), copper |  | 0 | D2 | 0 | 0 | 0 | 0 | 0 | 0 | 0 | 0 | 0
| Civic Offices | Services pipework (copper water supplyx1 and PVC waste) | 1700924 | 8403157 | 5.2 | Services equipment | Proxy for copper piping (cold only) | Construction | 1.6603 | Linear length Calculation | 45 | 44 | 1 | FALSE | 1 | FALSE |  | 1.03 | 1.6603 | 3.3205 | 5113 | Cladding sheet (plain), copper |  | 0 | D3 | 0 | 0 | 0 | 0 | 0 | 0 | 0 | 0 | 0
| Civic Offices | Services pipework (copper water supplyx1 and PVC waste) | 1700924 | 8403157 | 5.2 | Services equipment | Proxy for copper piping (cold only) | Construction | 1.6603 | Linear length Calculation | 45 | 44 | 1 | FALSE | 1 | FALSE |  | 1.03 | 1.6603 | 3.3205 | 5113 | Cladding sheet (plain), copper |  | 0 | D4 | 0 | 0 | 0 | 0 | 0 | 0 | 0 | 0 | 0
| Civic Offices | Services pipework (copper water supplyx1 and PVC waste) | 1700924 | 8403157 | 5.2 | Services equipment | Proxy for copper piping (cold only) | Construction | 1.6603 | Linear length Calculation | 45 | 44 | 1 | FALSE | 1 | FALSE |  | 1.03 | 1.6603 | 3.3205 | 5113 | Cladding sheet (plain), copper |  | 60 | C2 | 0 | 0 | 0 | 0 | 0 | 0 | 0 | 0 | 0
| Civic Offices | Services pipework (copper water supplyx1 and PVC waste) | 1700924 | 8403157 | 5.2 | Services equipment | Proxy for copper piping (cold only) | Construction | 1.6603 | Linear length Calculation | 45 | 44 | 1 | FALSE | 1 | FALSE |  | 1.03 | 1.6603 | 3.3205 | 5113 | Cladding sheet (plain), copper |  | 60 | C4 | 0.00086301 | 2.2598e-10 | 6.0349e-06 | 1.9831e-06 | 1.0014e-06 | 1.2174e-09 | 0.021157 | 0.24904 | 4.328e-05
| Civic Offices | Services pipework (copper water supplyx1 and PVC waste) | 1700924 | 8403157 | 5.2 | Services equipment | Proxy for copper piping (cold only) | Construction | 1.6603 | Linear length Calculation | 45 | 44 | 1 | FALSE | 1 | FALSE |  | 1.03 | 1.6603 | 3.3205 | 5113 | Cladding sheet (plain), copper |  | 60 | D2 | 0 | 0 | 0 | 0 | 0 | 0 | 0 | 0 | 0
| Civic Offices | Services pipework (copper water supplyx1 and PVC waste) | 1700924 | 8403157 | 5.2 | Services equipment | Proxy for copper piping (cold only) | Construction | 1.6603 | Linear length Calculation | 45 | 44 | 1 | FALSE | 1 | FALSE |  | 1.03 | 1.6603 | 3.3205 | 5113 | Cladding sheet (plain), copper |  | 60 | D3 | 0 | 0 | 0 | 0 | 0 | 0 | 0 | 0 | 0
| Civic Offices | Services pipework (copper water supplyx1 and PVC waste) | 1700924 | 8403157 | 5.2 | Services equipment | Proxy for copper piping (cold only) | Construction | 1.6603 | Linear length Calculation | 45 | 44 | 1 | FALSE | 1 | FALSE |  | 1.03 | 1.6603 | 3.3205 | 5113 | Cladding sheet (plain), copper |  | 60 | D4 | 0 | 0 | 0 | 0 | 0 | 0 | 0 | 0 | 0
| Civic Offices | Services pipework (copper water supplyx1 and PVC waste) | 1700924 | 8403157 | 5.2 | Services equipment | Proxy for copper piping (cold only) | Construction | 1.6603 | Linear length Calculation | 45 | 44 | 1 | FALSE | 1 | FALSE |  | 1.03 | 1.6603 | 3.3205 | 5113 | Cladding sheet (plain), copper |  | 45 | B4B5 | 11.8083 | 9.7909e-06 | 0.59892 | 0.39975 | 0.033119 | 0.0027244 | 179.1689 | 35.2068 | 0.37649
| Civic Offices | Services pipework (copper water supplyx1 and PVC waste) | 1700924 | 8403157 | 5.2 | Services equipment | Proxy for copper piping (cold only) | Construction | 1.6603 | Linear length Calculation | 45 | 44 | 1 | FALSE | 1 | FALSE |  | 1.03 | 1.6603 | 3.3205 | 5113 | Cladding sheet (plain), copper |  | 45 | D2 | 0 | 0 | 0 | 0 | 0 | 0 | 0 | 0 | 0
| Civic Offices | Services pipework (copper water supplyx1 and PVC waste) | 1700924 | 8403157 | 5.2 | Services equipment | Proxy for copper piping (cold only) | Construction | 1.6603 | Linear length Calculation | 45 | 44 | 1 | FALSE | 1 | FALSE |  | 1.03 | 1.6603 | 3.3205 | 5113 | Cladding sheet (plain), copper |  | 45 | D3 | 0 | 0 | 0 | 0 | 0 | 0 | 0 | 0 | 0
| Civic Offices | Services pipework (copper water supplyx1 and PVC waste) | 1700924 | 8403157 | 5.2 | Services equipment | Proxy for copper piping (cold only) | Construction | 1.6603 | Linear length Calculation | 45 | 44 | 1 | FALSE | 1 | FALSE |  | 1.03 | 1.6603 | 3.3205 | 5113 | Cladding sheet (plain), copper |  | 45 | D4 | 0 | 0 | 0 | 0 | 0 | 0 | 0 | 0 | 0
| Civic Offices | Services pipework (copper water supplyx1 and PVC waste) | 1700924 | 8403158 | 5.2 | Services equipment | Proxy for PVC water pipe | Construction | 0.88593 | Linear length Calculation | 30 | 44 | 1 | FALSE | 1 | FALSE |  | 1.01 | 0.88593 | 1.7719 | 5379 | Window frame, PVC |  | 0 | A1A3 | 2.4431 | 9.5951e-08 | 0.015279 | 0.0047127 | 0.0026365 | 0.00016107 | 45.9408 | 5.9887 | 0.025264
| Civic Offices | Services pipework (copper water supplyx1 and PVC waste) | 1700924 | 8403158 | 5.2 | Services equipment | Proxy for PVC water pipe | Construction | 0.88593 | Linear length Calculation | 30 | 44 | 1 | FALSE | 1 | FALSE |  | 1.01 | 0.88593 | 1.7719 | 5379 | Window frame, PVC |  | 0 | A4 | 0.016953 | 3.0461e-09 | 5.5511e-05 | 1.5004e-05 | 9.4701e-06 | 5.9124e-08 | 0.25272 | 0.038588 | 6.9765e-05
| Civic Offices | Services pipework (copper water supplyx1 and PVC waste) | 1700924 | 8403158 | 5.2 | Services equipment | Proxy for PVC water pipe | Construction | 0.88593 | Linear length Calculation | 30 | 44 | 1 | FALSE | 1 | FALSE |  | 1.01 | 0.88593 | 1.7719 | 5379 | Window frame, PVC |  | 0 | A5 | 0.00017017 | 7.2944e-12 | 5.4213e-07 | 1.0063e-05 | 5.9277e-08 | 3.9784e-11 | 0.00067661 | 0.0013289 | 0
| Civic Offices | Services pipework (copper water supplyx1 and PVC waste) | 1700924 | 8403158 | 5.2 | Services equipment | Proxy for PVC water pipe | Construction | 0.88593 | Linear length Calculation | 30 | 44 | 1 | FALSE | 1 | FALSE |  | 1.01 | 0.88593 | 1.7719 | 5379 | Window frame, PVC |  | 0 | D2 | 0 | 0 | 0 | 0 | 0 | 0 | 0 | 0 | 0
| Civic Offices | Services pipework (copper water supplyx1 and PVC waste) | 1700924 | 8403158 | 5.2 | Services equipment | Proxy for PVC water pipe | Construction | 0.88593 | Linear length Calculation | 30 | 44 | 1 | FALSE | 1 | FALSE |  | 1.01 | 0.88593 | 1.7719 | 5379 | Window frame, PVC |  | 0 | D3 | 0 | 0 | 0 | 0 | 0 | 0 | 0 | 0 | 0
| Civic Offices | Services pipework (copper water supplyx1 and PVC waste) | 1700924 | 8403158 | 5.2 | Services equipment | Proxy for PVC water pipe | Construction | 0.88593 | Linear length Calculation | 30 | 44 | 1 | FALSE | 1 | FALSE |  | 1.01 | 0.88593 | 1.7719 | 5379 | Window frame, PVC |  | 0 | D4 | 0 | 0 | 0 | 0 | 0 | 0 | 0 | 0 | 0
| Civic Offices | Services pipework (copper water supplyx1 and PVC waste) | 1700924 | 8403158 | 5.2 | Services equipment | Proxy for PVC water pipe | Construction | 0.88593 | Linear length Calculation | 30 | 44 | 1 | FALSE | 1 | FALSE |  | 1.01 | 0.88593 | 1.7719 | 5379 | Window frame, PVC |  | 60 | C2 | 0 | 0 | 0 | 0 | 0 | 0 | 0 | 0 | 0
| Civic Offices | Services pipework (copper water supplyx1 and PVC waste) | 1700924 | 8403158 | 5.2 | Services equipment | Proxy for PVC water pipe | Construction | 0.88593 | Linear length Calculation | 30 | 44 | 1 | FALSE | 1 | FALSE |  | 1.01 | 0.88593 | 1.7719 | 5379 | Window frame, PVC |  | 60 | C4 | 0.017017 | 7.2944e-10 | 5.4213e-05 | 0.0010063 | 5.9277e-06 | 3.9784e-09 | 0.067661 | 0.13289 | 0.00041542
| Civic Offices | Services pipework (copper water supplyx1 and PVC waste) | 1700924 | 8403158 | 5.2 | Services equipment | Proxy for PVC water pipe | Construction | 0.88593 | Linear length Calculation | 30 | 44 | 1 | FALSE | 1 | FALSE |  | 1.01 | 0.88593 | 1.7719 | 5379 | Window frame, PVC |  | 60 | D2 | 0 | 0 | 0 | 0 | 0 | 0 | 0 | 0 | 0
| Civic Offices | Services pipework (copper water supplyx1 and PVC waste) | 1700924 | 8403158 | 5.2 | Services equipment | Proxy for PVC water pipe | Construction | 0.88593 | Linear length Calculation | 30 | 44 | 1 | FALSE | 1 | FALSE |  | 1.01 | 0.88593 | 1.7719 | 5379 | Window frame, PVC |  | 60 | D3 | 0 | 0 | 0 | 0 | 0 | 0 | 0 | 0 | 0
| Civic Offices | Services pipework (copper water supplyx1 and PVC waste) | 1700924 | 8403158 | 5.2 | Services equipment | Proxy for PVC water pipe | Construction | 0.88593 | Linear length Calculation | 30 | 44 | 1 | FALSE | 1 | FALSE |  | 1.01 | 0.88593 | 1.7719 | 5379 | Window frame, PVC |  | 60 | D4 | 0 | 0 | 0 | 0 | 0 | 0 | 0 | 0 | 0
| Civic Offices | Services pipework (copper water supplyx1 and PVC waste) | 1700924 | 8403158 | 5.2 | Services equipment | Proxy for PVC water pipe | Construction | 0.88593 | Linear length Calculation | 30 | 44 | 1 | FALSE | 1 | FALSE |  | 1.01 | 0.88593 | 1.7719 | 5379 | Window frame, PVC |  | 30 | B4B5 | 2.4772 | 9.9734e-08 | 0.01539 | 0.0057441 | 0.002652 | 0.00016113 | 46.2618 | 6.1615 | 0.025334
| Civic Offices | Services pipework (copper water supplyx1 and PVC waste) | 1700924 | 8403158 | 5.2 | Services equipment | Proxy for PVC water pipe | Construction | 0.88593 | Linear length Calculation | 30 | 44 | 1 | FALSE | 1 | FALSE |  | 1.01 | 0.88593 | 1.7719 | 5379 | Window frame, PVC |  | 30 | D2 | 0 | 0 | 0 | 0 | 0 | 0 | 0 | 0 | 0
| Civic Offices | Services pipework (copper water supplyx1 and PVC waste) | 1700924 | 8403158 | 5.2 | Services equipment | Proxy for PVC water pipe | Construction | 0.88593 | Linear length Calculation | 30 | 44 | 1 | FALSE | 1 | FALSE |  | 1.01 | 0.88593 | 1.7719 | 5379 | Window frame, PVC |  | 30 | D3 | 0 | 0 | 0 | 0 | 0 | 0 | 0 | 0 | 0
| Civic Offices | Services pipework (copper water supplyx1 and PVC waste) | 1700924 | 8403158 | 5.2 | Services equipment | Proxy for PVC water pipe | Construction | 0.88593 | Linear length Calculation | 30 | 44 | 1 | FALSE | 1 | FALSE |  | 1.01 | 0.88593 | 1.7719 | 5379 | Window frame, PVC |  | 30 | D4 | 0 | 0 | 0 | 0 | 0 | 0 | 0 | 0 | 0
| Civic Offices | Services pipework 22mm copper pipe (water supply) | 1700925 | 8403160 | 5.2 | Services equipment | Proxy for copper piping 22mm diameter | Construction | 0.42614 | Linear length Calculation | 45 | 44 | 1 | FALSE | 1 | FALSE |  | 1.03 | 0.42614 | 0.85227 | 5113 | Cladding sheet (plain), copper |  | 0 | A1A3 | 3.022 | 2.5114e-06 | 0.15369 | 0.10259 | 0.0084955 | 0.00069923 | 45.8529 | 8.951 | 0.096597
| Civic Offices | Services pipework 22mm copper pipe (water supply) | 1700925 | 8403160 | 5.2 | Services equipment | Proxy for copper piping 22mm diameter | Construction | 0.42614 | Linear length Calculation | 45 | 44 | 1 | FALSE | 1 | FALSE |  | 1.03 | 0.42614 | 0.85227 | 5113 | Cladding sheet (plain), copper |  | 0 | A4 | 0.0085996 | 1.5451e-09 | 2.8158e-05 | 7.6106e-06 | 4.8037e-06 | 2.9991e-08 | 0.12819 | 0.019574 | 3.5388e-05
| Civic Offices | Services pipework 22mm copper pipe (water supply) | 1700925 | 8403160 | 5.2 | Services equipment | Proxy for copper piping 22mm diameter | Construction | 0.42614 | Linear length Calculation | 45 | 44 | 1 | FALSE | 1 | FALSE |  | 1.03 | 0.42614 | 0.85227 | 5113 | Cladding sheet (plain), copper |  | 0 | A5 | 6.6452e-06 | 1.7401e-12 | 4.6469e-08 | 1.527e-08 | 7.711e-09 | 9.374e-12 | 0.00016291 | 0.0019176 | 0
| Civic Offices | Services pipework 22mm copper pipe (water supply) | 1700925 | 8403160 | 5.2 | Services equipment | Proxy for copper piping 22mm diameter | Construction | 0.42614 | Linear length Calculation | 45 | 44 | 1 | FALSE | 1 | FALSE |  | 1.03 | 0.42614 | 0.85227 | 5113 | Cladding sheet (plain), copper |  | 0 | D2 | 0 | 0 | 0 | 0 | 0 | 0 | 0 | 0 | 0
| Civic Offices | Services pipework 22mm copper pipe (water supply) | 1700925 | 8403160 | 5.2 | Services equipment | Proxy for copper piping 22mm diameter | Construction | 0.42614 | Linear length Calculation | 45 | 44 | 1 | FALSE | 1 | FALSE |  | 1.03 | 0.42614 | 0.85227 | 5113 | Cladding sheet (plain), copper |  | 0 | D3 | 0 | 0 | 0 | 0 | 0 | 0 | 0 | 0 | 0
| Civic Offices | Services pipework 22mm copper pipe (water supply) | 1700925 | 8403160 | 5.2 | Services equipment | Proxy for copper piping 22mm diameter | Construction | 0.42614 | Linear length Calculation | 45 | 44 | 1 | FALSE | 1 | FALSE |  | 1.03 | 0.42614 | 0.85227 | 5113 | Cladding sheet (plain), copper |  | 0 | D4 | 0 | 0 | 0 | 0 | 0 | 0 | 0 | 0 | 0
| Civic Offices | Services pipework 22mm copper pipe (water supply) | 1700925 | 8403160 | 5.2 | Services equipment | Proxy for copper piping 22mm diameter | Construction | 0.42614 | Linear length Calculation | 45 | 44 | 1 | FALSE | 1 | FALSE |  | 1.03 | 0.42614 | 0.85227 | 5113 | Cladding sheet (plain), copper |  | 60 | C2 | 0 | 0 | 0 | 0 | 0 | 0 | 0 | 0 | 0
| Civic Offices | Services pipework 22mm copper pipe (water supply) | 1700925 | 8403160 | 5.2 | Services equipment | Proxy for copper piping 22mm diameter | Construction | 0.42614 | Linear length Calculation | 45 | 44 | 1 | FALSE | 1 | FALSE |  | 1.03 | 0.42614 | 0.85227 | 5113 | Cladding sheet (plain), copper |  | 60 | C4 | 0.00022151 | 5.8002e-11 | 1.549e-06 | 5.0898e-07 | 2.5703e-07 | 3.1247e-10 | 0.0054303 | 0.06392 | 1.1109e-05
| Civic Offices | Services pipework 22mm copper pipe (water supply) | 1700925 | 8403160 | 5.2 | Services equipment | Proxy for copper piping 22mm diameter | Construction | 0.42614 | Linear length Calculation | 45 | 44 | 1 | FALSE | 1 | FALSE |  | 1.03 | 0.42614 | 0.85227 | 5113 | Cladding sheet (plain), copper |  | 60 | D2 | 0 | 0 | 0 | 0 | 0 | 0 | 0 | 0 | 0
| Civic Offices | Services pipework 22mm copper pipe (water supply) | 1700925 | 8403160 | 5.2 | Services equipment | Proxy for copper piping 22mm diameter | Construction | 0.42614 | Linear length Calculation | 45 | 44 | 1 | FALSE | 1 | FALSE |  | 1.03 | 0.42614 | 0.85227 | 5113 | Cladding sheet (plain), copper |  | 60 | D3 | 0 | 0 | 0 | 0 | 0 | 0 | 0 | 0 | 0
| Civic Offices | Services pipework 22mm copper pipe (water supply) | 1700925 | 8403160 | 5.2 | Services equipment | Proxy for copper piping 22mm diameter | Construction | 0.42614 | Linear length Calculation | 45 | 44 | 1 | FALSE | 1 | FALSE |  | 1.03 | 0.42614 | 0.85227 | 5113 | Cladding sheet (plain), copper |  | 60 | D4 | 0 | 0 | 0 | 0 | 0 | 0 | 0 | 0 | 0
| Civic Offices | Services pipework 22mm copper pipe (water supply) | 1700925 | 8403160 | 5.2 | Services equipment | Proxy for copper piping 22mm diameter | Construction | 0.42614 | Linear length Calculation | 45 | 44 | 1 | FALSE | 1 | FALSE |  | 1.03 | 0.42614 | 0.85227 | 5113 | Cladding sheet (plain), copper |  | 45 | B4B5 | 3.0308 | 2.513e-06 | 0.15372 | 0.1026 | 0.0085006 | 0.00069926 | 45.9867 | 9.0364 | 0.096632
| Civic Offices | Services pipework 22mm copper pipe (water supply) | 1700925 | 8403160 | 5.2 | Services equipment | Proxy for copper piping 22mm diameter | Construction | 0.42614 | Linear length Calculation | 45 | 44 | 1 | FALSE | 1 | FALSE |  | 1.03 | 0.42614 | 0.85227 | 5113 | Cladding sheet (plain), copper |  | 45 | D2 | 0 | 0 | 0 | 0 | 0 | 0 | 0 | 0 | 0
| Civic Offices | Services pipework 22mm copper pipe (water supply) | 1700925 | 8403160 | 5.2 | Services equipment | Proxy for copper piping 22mm diameter | Construction | 0.42614 | Linear length Calculation | 45 | 44 | 1 | FALSE | 1 | FALSE |  | 1.03 | 0.42614 | 0.85227 | 5113 | Cladding sheet (plain), copper |  | 45 | D3 | 0 | 0 | 0 | 0 | 0 | 0 | 0 | 0 | 0
| Civic Offices | Services pipework 22mm copper pipe (water supply) | 1700925 | 8403160 | 5.2 | Services equipment | Proxy for copper piping 22mm diameter | Construction | 0.42614 | Linear length Calculation | 45 | 44 | 1 | FALSE | 1 | FALSE |  | 1.03 | 0.42614 | 0.85227 | 5113 | Cladding sheet (plain), copper |  | 45 | D4 | 0 | 0 | 0 | 0 | 0 | 0 | 0 | 0 | 0
| Civic Offices | Services pipework PVC waste 94mm | 1700926 | 8403162 | 5.2 | Services equipment | Proxy for PVC water pipe | Construction | 0.88593 | Linear length Calculation | 30 | 44 | 1 | FALSE | 1 | FALSE |  | 1.01 | 0.88593 | 1.7719 | 5379 | Window frame, PVC |  | 0 | A1A3 | 2.4431 | 9.5951e-08 | 0.015279 | 0.0047127 | 0.0026365 | 0.00016107 | 45.9408 | 5.9887 | 0.025264
| Civic Offices | Services pipework PVC waste 94mm | 1700926 | 8403162 | 5.2 | Services equipment | Proxy for PVC water pipe | Construction | 0.88593 | Linear length Calculation | 30 | 44 | 1 | FALSE | 1 | FALSE |  | 1.01 | 0.88593 | 1.7719 | 5379 | Window frame, PVC |  | 0 | A4 | 0.016953 | 3.0461e-09 | 5.5511e-05 | 1.5004e-05 | 9.4701e-06 | 5.9124e-08 | 0.25272 | 0.038588 | 6.9765e-05
| Civic Offices | Services pipework PVC waste 94mm | 1700926 | 8403162 | 5.2 | Services equipment | Proxy for PVC water pipe | Construction | 0.88593 | Linear length Calculation | 30 | 44 | 1 | FALSE | 1 | FALSE |  | 1.01 | 0.88593 | 1.7719 | 5379 | Window frame, PVC |  | 0 | A5 | 0.00017017 | 7.2944e-12 | 5.4213e-07 | 1.0063e-05 | 5.9277e-08 | 3.9784e-11 | 0.00067661 | 0.0013289 | 0
| Civic Offices | Services pipework PVC waste 94mm | 1700926 | 8403162 | 5.2 | Services equipment | Proxy for PVC water pipe | Construction | 0.88593 | Linear length Calculation | 30 | 44 | 1 | FALSE | 1 | FALSE |  | 1.01 | 0.88593 | 1.7719 | 5379 | Window frame, PVC |  | 0 | D2 | 0 | 0 | 0 | 0 | 0 | 0 | 0 | 0 | 0
| Civic Offices | Services pipework PVC waste 94mm | 1700926 | 8403162 | 5.2 | Services equipment | Proxy for PVC water pipe | Construction | 0.88593 | Linear length Calculation | 30 | 44 | 1 | FALSE | 1 | FALSE |  | 1.01 | 0.88593 | 1.7719 | 5379 | Window frame, PVC |  | 0 | D3 | 0 | 0 | 0 | 0 | 0 | 0 | 0 | 0 | 0
| Civic Offices | Services pipework PVC waste 94mm | 1700926 | 8403162 | 5.2 | Services equipment | Proxy for PVC water pipe | Construction | 0.88593 | Linear length Calculation | 30 | 44 | 1 | FALSE | 1 | FALSE |  | 1.01 | 0.88593 | 1.7719 | 5379 | Window frame, PVC |  | 0 | D4 | 0 | 0 | 0 | 0 | 0 | 0 | 0 | 0 | 0
| Civic Offices | Services pipework PVC waste 94mm | 1700926 | 8403162 | 5.2 | Services equipment | Proxy for PVC water pipe | Construction | 0.88593 | Linear length Calculation | 30 | 44 | 1 | FALSE | 1 | FALSE |  | 1.01 | 0.88593 | 1.7719 | 5379 | Window frame, PVC |  | 60 | C2 | 0 | 0 | 0 | 0 | 0 | 0 | 0 | 0 | 0
| Civic Offices | Services pipework PVC waste 94mm | 1700926 | 8403162 | 5.2 | Services equipment | Proxy for PVC water pipe | Construction | 0.88593 | Linear length Calculation | 30 | 44 | 1 | FALSE | 1 | FALSE |  | 1.01 | 0.88593 | 1.7719 | 5379 | Window frame, PVC |  | 60 | C4 | 0.017017 | 7.2944e-10 | 5.4213e-05 | 0.0010063 | 5.9277e-06 | 3.9784e-09 | 0.067661 | 0.13289 | 0.00041542
| Civic Offices | Services pipework PVC waste 94mm | 1700926 | 8403162 | 5.2 | Services equipment | Proxy for PVC water pipe | Construction | 0.88593 | Linear length Calculation | 30 | 44 | 1 | FALSE | 1 | FALSE |  | 1.01 | 0.88593 | 1.7719 | 5379 | Window frame, PVC |  | 60 | D2 | 0 | 0 | 0 | 0 | 0 | 0 | 0 | 0 | 0
| Civic Offices | Services pipework PVC waste 94mm | 1700926 | 8403162 | 5.2 | Services equipment | Proxy for PVC water pipe | Construction | 0.88593 | Linear length Calculation | 30 | 44 | 1 | FALSE | 1 | FALSE |  | 1.01 | 0.88593 | 1.7719 | 5379 | Window frame, PVC |  | 60 | D3 | 0 | 0 | 0 | 0 | 0 | 0 | 0 | 0 | 0
| Civic Offices | Services pipework PVC waste 94mm | 1700926 | 8403162 | 5.2 | Services equipment | Proxy for PVC water pipe | Construction | 0.88593 | Linear length Calculation | 30 | 44 | 1 | FALSE | 1 | FALSE |  | 1.01 | 0.88593 | 1.7719 | 5379 | Window frame, PVC |  | 60 | D4 | 0 | 0 | 0 | 0 | 0 | 0 | 0 | 0 | 0
| Civic Offices | Services pipework PVC waste 94mm | 1700926 | 8403162 | 5.2 | Services equipment | Proxy for PVC water pipe | Construction | 0.88593 | Linear length Calculation | 30 | 44 | 1 | FALSE | 1 | FALSE |  | 1.01 | 0.88593 | 1.7719 | 5379 | Window frame, PVC |  | 30 | B4B5 | 2.4772 | 9.9734e-08 | 0.01539 | 0.0057441 | 0.002652 | 0.00016113 | 46.2618 | 6.1615 | 0.025334
| Civic Offices | Services pipework PVC waste 94mm | 1700926 | 8403162 | 5.2 | Services equipment | Proxy for PVC water pipe | Construction | 0.88593 | Linear length Calculation | 30 | 44 | 1 | FALSE | 1 | FALSE |  | 1.01 | 0.88593 | 1.7719 | 5379 | Window frame, PVC |  | 30 | D2 | 0 | 0 | 0 | 0 | 0 | 0 | 0 | 0 | 0
| Civic Offices | Services pipework PVC waste 94mm | 1700926 | 8403162 | 5.2 | Services equipment | Proxy for PVC water pipe | Construction | 0.88593 | Linear length Calculation | 30 | 44 | 1 | FALSE | 1 | FALSE |  | 1.01 | 0.88593 | 1.7719 | 5379 | Window frame, PVC |  | 30 | D3 | 0 | 0 | 0 | 0 | 0 | 0 | 0 | 0 | 0
| Civic Offices | Services pipework PVC waste 94mm | 1700926 | 8403162 | 5.2 | Services equipment | Proxy for PVC water pipe | Construction | 0.88593 | Linear length Calculation | 30 | 44 | 1 | FALSE | 1 | FALSE |  | 1.01 | 0.88593 | 1.7719 | 5379 | Window frame, PVC |  | 30 | D4 | 0 | 0 | 0 | 0 | 0 | 0 | 0 | 0 | 0
| Civic Offices | Wall basin/sink ceramic | 1700927 | 8403164 | 5.2 | Services equipment | PRoxy for ceramic sink | Construction | 24 | kg | 25 | 44 | 1 | FALSE | 1 | FALSE |  | 1.06 | 24 | 72 | 5101 | Floor finish (tiles), ceramic |  | 0 | A1A3 | 15.2179 | 1.7567e-06 | 0.095942 | 0.024908 | 0.0078444 | 0.0012416 | 238.3784 | 37.9948 | 0.12823
| Civic Offices | Wall basin/sink ceramic | 1700927 | 8403164 | 5.2 | Services equipment | PRoxy for ceramic sink | Construction | 24 | kg | 25 | 44 | 1 | FALSE | 1 | FALSE |  | 1.06 | 24 | 72 | 5101 | Floor finish (tiles), ceramic |  | 0 | A4 | 0.48748 | 8.7589e-08 | 0.0015962 | 0.00043142 | 0.00027231 | 1.7001e-06 | 7.2667 | 1.1096 | 0.0020061
| Civic Offices | Wall basin/sink ceramic | 1700927 | 8403164 | 5.2 | Services equipment | PRoxy for ceramic sink | Construction | 24 | kg | 25 | 44 | 1 | FALSE | 1 | FALSE |  | 1.06 | 24 | 72 | 5101 | Floor finish (tiles), ceramic |  | 0 | A5 | 0.0018689 | 6.4427e-10 | 1.4394e-05 | 3.5542e-06 | 2.4865e-06 | 2.0203e-09 | 0.054283 | 0.216 | 0
| Civic Offices | Wall basin/sink ceramic | 1700927 | 8403164 | 5.2 | Services equipment | PRoxy for ceramic sink | Construction | 24 | kg | 25 | 44 | 1 | FALSE | 1 | FALSE |  | 1.06 | 24 | 72 | 5101 | Floor finish (tiles), ceramic |  | 0 | D2 | 0 | 0 | 0 | 0 | 0 | 0 | 0 | 0 | 0
| Civic Offices | Wall basin/sink ceramic | 1700927 | 8403164 | 5.2 | Services equipment | PRoxy for ceramic sink | Construction | 24 | kg | 25 | 44 | 1 | FALSE | 1 | FALSE |  | 1.06 | 24 | 72 | 5101 | Floor finish (tiles), ceramic |  | 0 | D3 | 0 | 0 | 0 | 0 | 0 | 0 | 0 | 0 | 0
| Civic Offices | Wall basin/sink ceramic | 1700927 | 8403164 | 5.2 | Services equipment | PRoxy for ceramic sink | Construction | 24 | kg | 25 | 44 | 1 | FALSE | 1 | FALSE |  | 1.06 | 24 | 72 | 5101 | Floor finish (tiles), ceramic |  | 0 | D4 | 0 | 0 | 0 | 0 | 0 | 0 | 0 | 0 | 0
| Civic Offices | Wall basin/sink ceramic | 1700927 | 8403164 | 5.2 | Services equipment | PRoxy for ceramic sink | Construction | 24 | kg | 25 | 44 | 1 | FALSE | 1 | FALSE |  | 1.06 | 24 | 72 | 5101 | Floor finish (tiles), ceramic |  | 60 | C2 | 0 | 0 | 0 | 0 | 0 | 0 | 0 | 0 | 0
| Civic Offices | Wall basin/sink ceramic | 1700927 | 8403164 | 5.2 | Services equipment | PRoxy for ceramic sink | Construction | 24 | kg | 25 | 44 | 1 | FALSE | 1 | FALSE |  | 1.06 | 24 | 72 | 5101 | Floor finish (tiles), ceramic |  | 60 | C4 | 0.031149 | 1.0738e-08 | 0.0002399 | 5.9236e-05 | 4.1442e-05 | 3.3672e-08 | 0.90472 | 3.6 | 0.0029364
| Civic Offices | Wall basin/sink ceramic | 1700927 | 8403164 | 5.2 | Services equipment | PRoxy for ceramic sink | Construction | 24 | kg | 25 | 44 | 1 | FALSE | 1 | FALSE |  | 1.06 | 24 | 72 | 5101 | Floor finish (tiles), ceramic |  | 60 | D2 | 0 | 0 | 0 | 0 | 0 | 0 | 0 | 0 | 0
| Civic Offices | Wall basin/sink ceramic | 1700927 | 8403164 | 5.2 | Services equipment | PRoxy for ceramic sink | Construction | 24 | kg | 25 | 44 | 1 | FALSE | 1 | FALSE |  | 1.06 | 24 | 72 | 5101 | Floor finish (tiles), ceramic |  | 60 | D3 | 0 | 0 | 0 | 0 | 0 | 0 | 0 | 0 | 0
| Civic Offices | Wall basin/sink ceramic | 1700927 | 8403164 | 5.2 | Services equipment | PRoxy for ceramic sink | Construction | 24 | kg | 25 | 44 | 1 | FALSE | 1 | FALSE |  | 1.06 | 24 | 72 | 5101 | Floor finish (tiles), ceramic |  | 60 | D4 | 0 | 0 | 0 | 0 | 0 | 0 | 0 | 0 | 0
| Civic Offices | Wall basin/sink ceramic | 1700927 | 8403164 | 5.2 | Services equipment | PRoxy for ceramic sink | Construction | 24 | kg | 25 | 44 | 1 | FALSE | 1 | FALSE |  | 1.06 | 24 | 72 | 5101 | Floor finish (tiles), ceramic |  | 25 | B4B5 | 15.7384 | 1.8556e-06 | 0.097792 | 0.025402 | 0.0081607 | 0.0012434 | 246.6041 | 42.9204 | 0.13023
| Civic Offices | Wall basin/sink ceramic | 1700927 | 8403164 | 5.2 | Services equipment | PRoxy for ceramic sink | Construction | 24 | kg | 25 | 44 | 1 | FALSE | 1 | FALSE |  | 1.06 | 24 | 72 | 5101 | Floor finish (tiles), ceramic |  | 25 | D2 | 0 | 0 | 0 | 0 | 0 | 0 | 0 | 0 | 0
| Civic Offices | Wall basin/sink ceramic | 1700927 | 8403164 | 5.2 | Services equipment | PRoxy for ceramic sink | Construction | 24 | kg | 25 | 44 | 1 | FALSE | 1 | FALSE |  | 1.06 | 24 | 72 | 5101 | Floor finish (tiles), ceramic |  | 25 | D3 | 0 | 0 | 0 | 0 | 0 | 0 | 0 | 0 | 0
| Civic Offices | Wall basin/sink ceramic | 1700927 | 8403164 | 5.2 | Services equipment | PRoxy for ceramic sink | Construction | 24 | kg | 25 | 44 | 1 | FALSE | 1 | FALSE |  | 1.06 | 24 | 72 | 5101 | Floor finish (tiles), ceramic |  | 25 | D4 | 0 | 0 | 0 | 0 | 0 | 0 | 0 | 0 | 0
| Civic Offices | Wall basin/sink ceramic | 1700927 | 8403164 | 5.2 | Services equipment | PRoxy for ceramic sink | Construction | 24 | kg | 25 | 44 | 1 | FALSE | 1 | FALSE |  | 1.06 | 24 | 72 | 5101 | Floor finish (tiles), ceramic |  | 50 | B4B5 | 15.7384 | 1.8556e-06 | 0.097792 | 0.025402 | 0.0081607 | 0.0012434 | 246.6041 | 42.9204 | 0.13023
| Civic Offices | Wall basin/sink ceramic | 1700927 | 8403164 | 5.2 | Services equipment | PRoxy for ceramic sink | Construction | 24 | kg | 25 | 44 | 1 | FALSE | 1 | FALSE |  | 1.06 | 24 | 72 | 5101 | Floor finish (tiles), ceramic |  | 50 | D2 | 0 | 0 | 0 | 0 | 0 | 0 | 0 | 0 | 0
| Civic Offices | Wall basin/sink ceramic | 1700927 | 8403164 | 5.2 | Services equipment | PRoxy for ceramic sink | Construction | 24 | kg | 25 | 44 | 1 | FALSE | 1 | FALSE |  | 1.06 | 24 | 72 | 5101 | Floor finish (tiles), ceramic |  | 50 | D3 | 0 | 0 | 0 | 0 | 0 | 0 | 0 | 0 | 0
| Civic Offices | Wall basin/sink ceramic | 1700927 | 8403164 | 5.2 | Services equipment | PRoxy for ceramic sink | Construction | 24 | kg | 25 | 44 | 1 | FALSE | 1 | FALSE |  | 1.06 | 24 | 72 | 5101 | Floor finish (tiles), ceramic |  | 50 | D4 | 0 | 0 | 0 | 0 | 0 | 0 | 0 | 0 | 0
| Civic Offices | Wall basin/sink ceramic | 1700927 | 8403165 | 5.2 | Services equipment | Proxy for taps | Construction | 3 | kg | 20 | 44 | 1 | FALSE | 1 | FALSE |  | 1.01 | 3 | 9 | 5455 | Door frame (hollow), stainless steel |  | 0 | A1A3 | 14.4475 | 7.2813e-07 | 0.087803 | 0.025858 | 0.010207 | 0.00045351 | 187.9505 | 17.8421 | 0.44269
| Civic Offices | Wall basin/sink ceramic | 1700927 | 8403165 | 5.2 | Services equipment | Proxy for taps | Construction | 3 | kg | 20 | 44 | 1 | FALSE | 1 | FALSE |  | 1.01 | 3 | 9 | 5455 | Door frame (hollow), stainless steel |  | 0 | A4 | 0.12576 | 1.7403e-08 | 0.00059796 | 0.00011103 | 7.894e-05 | 2.8007e-07 | 1.8401 | 0.53439 | 0.00051111
| Civic Offices | Wall basin/sink ceramic | 1700927 | 8403165 | 5.2 | Services equipment | Proxy for taps | Construction | 3 | kg | 20 | 44 | 1 | FALSE | 1 | FALSE |  | 1.01 | 3 | 9 | 5455 | Door frame (hollow), stainless steel |  | 0 | A5 | 1.5594e-05 | 4.0834e-12 | 1.0905e-07 | 3.5833e-08 | 1.8095e-08 | 2.1998e-11 | 0.00038229 | 0.0045 | 0
| Civic Offices | Wall basin/sink ceramic | 1700927 | 8403165 | 5.2 | Services equipment | Proxy for taps | Construction | 3 | kg | 20 | 44 | 1 | FALSE | 1 | FALSE |  | 1.01 | 3 | 9 | 5455 | Door frame (hollow), stainless steel |  | 0 | D2 | 0 | 0 | 0 | 0 | 0 | 0 | 0 | 0 | 0
| Civic Offices | Wall basin/sink ceramic | 1700927 | 8403165 | 5.2 | Services equipment | Proxy for taps | Construction | 3 | kg | 20 | 44 | 1 | FALSE | 1 | FALSE |  | 1.01 | 3 | 9 | 5455 | Door frame (hollow), stainless steel |  | 0 | D3 | 0 | 0 | 0 | 0 | 0 | 0 | 0 | 0 | 0
| Civic Offices | Wall basin/sink ceramic | 1700927 | 8403165 | 5.2 | Services equipment | Proxy for taps | Construction | 3 | kg | 20 | 44 | 1 | FALSE | 1 | FALSE |  | 1.01 | 3 | 9 | 5455 | Door frame (hollow), stainless steel |  | 0 | D4 | 0 | 0 | 0 | 0 | 0 | 0 | 0 | 0 | 0
| Civic Offices | Wall basin/sink ceramic | 1700927 | 8403165 | 5.2 | Services equipment | Proxy for taps | Construction | 3 | kg | 20 | 44 | 1 | FALSE | 1 | FALSE |  | 1.01 | 3 | 9 | 5455 | Door frame (hollow), stainless steel |  | 60 | C2 | 0 | 0 | 0 | 0 | 0 | 0 | 0 | 0 | 0
| Civic Offices | Wall basin/sink ceramic | 1700927 | 8403165 | 5.2 | Services equipment | Proxy for taps | Construction | 3 | kg | 20 | 44 | 1 | FALSE | 1 | FALSE |  | 1.01 | 3 | 9 | 5455 | Door frame (hollow), stainless steel |  | 60 | C4 | 0.0015594 | 4.0834e-10 | 1.0905e-05 | 3.5833e-06 | 1.8095e-06 | 2.1998e-09 | 0.038229 | 0.45 | 7.8204e-05
| Civic Offices | Wall basin/sink ceramic | 1700927 | 8403165 | 5.2 | Services equipment | Proxy for taps | Construction | 3 | kg | 20 | 44 | 1 | FALSE | 1 | FALSE |  | 1.01 | 3 | 9 | 5455 | Door frame (hollow), stainless steel |  | 60 | D2 | 0 | 0 | 0 | 0 | 0 | 0 | 0 | 0 | 0
| Civic Offices | Wall basin/sink ceramic | 1700927 | 8403165 | 5.2 | Services equipment | Proxy for taps | Construction | 3 | kg | 20 | 44 | 1 | FALSE | 1 | FALSE |  | 1.01 | 3 | 9 | 5455 | Door frame (hollow), stainless steel |  | 60 | D3 | 0 | 0 | 0 | 0 | 0 | 0 | 0 | 0 | 0
| Civic Offices | Wall basin/sink ceramic | 1700927 | 8403165 | 5.2 | Services equipment | Proxy for taps | Construction | 3 | kg | 20 | 44 | 1 | FALSE | 1 | FALSE |  | 1.01 | 3 | 9 | 5455 | Door frame (hollow), stainless steel |  | 60 | D4 | 0 | 0 | 0 | 0 | 0 | 0 | 0 | 0 | 0
| Civic Offices | Wall basin/sink ceramic | 1700927 | 8403165 | 5.2 | Services equipment | Proxy for taps | Construction | 3 | kg | 20 | 44 | 1 | FALSE | 1 | FALSE |  | 1.01 | 3 | 9 | 5455 | Door frame (hollow), stainless steel |  | 20 | B4B5 | 14.5748 | 7.4595e-07 | 0.088412 | 0.025972 | 0.010288 | 0.00045379 | 189.8292 | 18.831 | 0.4432
| Civic Offices | Wall basin/sink ceramic | 1700927 | 8403165 | 5.2 | Services equipment | Proxy for taps | Construction | 3 | kg | 20 | 44 | 1 | FALSE | 1 | FALSE |  | 1.01 | 3 | 9 | 5455 | Door frame (hollow), stainless steel |  | 20 | D2 | 0 | 0 | 0 | 0 | 0 | 0 | 0 | 0 | 0
| Civic Offices | Wall basin/sink ceramic | 1700927 | 8403165 | 5.2 | Services equipment | Proxy for taps | Construction | 3 | kg | 20 | 44 | 1 | FALSE | 1 | FALSE |  | 1.01 | 3 | 9 | 5455 | Door frame (hollow), stainless steel |  | 20 | D3 | 0 | 0 | 0 | 0 | 0 | 0 | 0 | 0 | 0
| Civic Offices | Wall basin/sink ceramic | 1700927 | 8403165 | 5.2 | Services equipment | Proxy for taps | Construction | 3 | kg | 20 | 44 | 1 | FALSE | 1 | FALSE |  | 1.01 | 3 | 9 | 5455 | Door frame (hollow), stainless steel |  | 20 | D4 | 0 | 0 | 0 | 0 | 0 | 0 | 0 | 0 | 0
| Civic Offices | Wall basin/sink ceramic | 1700927 | 8403165 | 5.2 | Services equipment | Proxy for taps | Construction | 3 | kg | 20 | 44 | 1 | FALSE | 1 | FALSE |  | 1.01 | 3 | 9 | 5455 | Door frame (hollow), stainless steel |  | 40 | B4B5 | 14.5748 | 7.4595e-07 | 0.088412 | 0.025972 | 0.010288 | 0.00045379 | 189.8292 | 18.831 | 0.4432
| Civic Offices | Wall basin/sink ceramic | 1700927 | 8403165 | 5.2 | Services equipment | Proxy for taps | Construction | 3 | kg | 20 | 44 | 1 | FALSE | 1 | FALSE |  | 1.01 | 3 | 9 | 5455 | Door frame (hollow), stainless steel |  | 40 | D2 | 0 | 0 | 0 | 0 | 0 | 0 | 0 | 0 | 0
| Civic Offices | Wall basin/sink ceramic | 1700927 | 8403165 | 5.2 | Services equipment | Proxy for taps | Construction | 3 | kg | 20 | 44 | 1 | FALSE | 1 | FALSE |  | 1.01 | 3 | 9 | 5455 | Door frame (hollow), stainless steel |  | 40 | D3 | 0 | 0 | 0 | 0 | 0 | 0 | 0 | 0 | 0
| Civic Offices | Wall basin/sink ceramic | 1700927 | 8403165 | 5.2 | Services equipment | Proxy for taps | Construction | 3 | kg | 20 | 44 | 1 | FALSE | 1 | FALSE |  | 1.01 | 3 | 9 | 5455 | Door frame (hollow), stainless steel |  | 40 | D4 | 0 | 0 | 0 | 0 | 0 | 0 | 0 | 0 | 0
| Civic Offices | Services pipework 22mm copper pipe (water supply) | 1700929 | 8403168 | 5.2 | Services equipment | Proxy for copper piping 22mm diameter | Construction | 0.42614 | Linear length Calculation | 45 | 44 | 1 | FALSE | 1 | FALSE |  | 1.03 | 0.42614 | 0.85227 | 5113 | Cladding sheet (plain), copper |  | 0 | A1A3 | 3.022 | 2.5114e-06 | 0.15369 | 0.10259 | 0.0084955 | 0.00069923 | 45.8529 | 8.951 | 0.096597
| Civic Offices | Services pipework 22mm copper pipe (water supply) | 1700929 | 8403168 | 5.2 | Services equipment | Proxy for copper piping 22mm diameter | Construction | 0.42614 | Linear length Calculation | 45 | 44 | 1 | FALSE | 1 | FALSE |  | 1.03 | 0.42614 | 0.85227 | 5113 | Cladding sheet (plain), copper |  | 0 | A4 | 0.0085996 | 1.5451e-09 | 2.8158e-05 | 7.6106e-06 | 4.8037e-06 | 2.9991e-08 | 0.12819 | 0.019574 | 3.5388e-05
| Civic Offices | Services pipework 22mm copper pipe (water supply) | 1700929 | 8403168 | 5.2 | Services equipment | Proxy for copper piping 22mm diameter | Construction | 0.42614 | Linear length Calculation | 45 | 44 | 1 | FALSE | 1 | FALSE |  | 1.03 | 0.42614 | 0.85227 | 5113 | Cladding sheet (plain), copper |  | 0 | A5 | 6.6452e-06 | 1.7401e-12 | 4.6469e-08 | 1.527e-08 | 7.711e-09 | 9.374e-12 | 0.00016291 | 0.0019176 | 0
| Civic Offices | Services pipework 22mm copper pipe (water supply) | 1700929 | 8403168 | 5.2 | Services equipment | Proxy for copper piping 22mm diameter | Construction | 0.42614 | Linear length Calculation | 45 | 44 | 1 | FALSE | 1 | FALSE |  | 1.03 | 0.42614 | 0.85227 | 5113 | Cladding sheet (plain), copper |  | 0 | D2 | 0 | 0 | 0 | 0 | 0 | 0 | 0 | 0 | 0
| Civic Offices | Services pipework 22mm copper pipe (water supply) | 1700929 | 8403168 | 5.2 | Services equipment | Proxy for copper piping 22mm diameter | Construction | 0.42614 | Linear length Calculation | 45 | 44 | 1 | FALSE | 1 | FALSE |  | 1.03 | 0.42614 | 0.85227 | 5113 | Cladding sheet (plain), copper |  | 0 | D3 | 0 | 0 | 0 | 0 | 0 | 0 | 0 | 0 | 0
| Civic Offices | Services pipework 22mm copper pipe (water supply) | 1700929 | 8403168 | 5.2 | Services equipment | Proxy for copper piping 22mm diameter | Construction | 0.42614 | Linear length Calculation | 45 | 44 | 1 | FALSE | 1 | FALSE |  | 1.03 | 0.42614 | 0.85227 | 5113 | Cladding sheet (plain), copper |  | 0 | D4 | 0 | 0 | 0 | 0 | 0 | 0 | 0 | 0 | 0
| Civic Offices | Services pipework 22mm copper pipe (water supply) | 1700929 | 8403168 | 5.2 | Services equipment | Proxy for copper piping 22mm diameter | Construction | 0.42614 | Linear length Calculation | 45 | 44 | 1 | FALSE | 1 | FALSE |  | 1.03 | 0.42614 | 0.85227 | 5113 | Cladding sheet (plain), copper |  | 60 | C2 | 0 | 0 | 0 | 0 | 0 | 0 | 0 | 0 | 0
| Civic Offices | Services pipework 22mm copper pipe (water supply) | 1700929 | 8403168 | 5.2 | Services equipment | Proxy for copper piping 22mm diameter | Construction | 0.42614 | Linear length Calculation | 45 | 44 | 1 | FALSE | 1 | FALSE |  | 1.03 | 0.42614 | 0.85227 | 5113 | Cladding sheet (plain), copper |  | 60 | C4 | 0.00022151 | 5.8002e-11 | 1.549e-06 | 5.0898e-07 | 2.5703e-07 | 3.1247e-10 | 0.0054303 | 0.06392 | 1.1109e-05
| Civic Offices | Services pipework 22mm copper pipe (water supply) | 1700929 | 8403168 | 5.2 | Services equipment | Proxy for copper piping 22mm diameter | Construction | 0.42614 | Linear length Calculation | 45 | 44 | 1 | FALSE | 1 | FALSE |  | 1.03 | 0.42614 | 0.85227 | 5113 | Cladding sheet (plain), copper |  | 60 | D2 | 0 | 0 | 0 | 0 | 0 | 0 | 0 | 0 | 0
| Civic Offices | Services pipework 22mm copper pipe (water supply) | 1700929 | 8403168 | 5.2 | Services equipment | Proxy for copper piping 22mm diameter | Construction | 0.42614 | Linear length Calculation | 45 | 44 | 1 | FALSE | 1 | FALSE |  | 1.03 | 0.42614 | 0.85227 | 5113 | Cladding sheet (plain), copper |  | 60 | D3 | 0 | 0 | 0 | 0 | 0 | 0 | 0 | 0 | 0
| Civic Offices | Services pipework 22mm copper pipe (water supply) | 1700929 | 8403168 | 5.2 | Services equipment | Proxy for copper piping 22mm diameter | Construction | 0.42614 | Linear length Calculation | 45 | 44 | 1 | FALSE | 1 | FALSE |  | 1.03 | 0.42614 | 0.85227 | 5113 | Cladding sheet (plain), copper |  | 60 | D4 | 0 | 0 | 0 | 0 | 0 | 0 | 0 | 0 | 0
| Civic Offices | Services pipework 22mm copper pipe (water supply) | 1700929 | 8403168 | 5.2 | Services equipment | Proxy for copper piping 22mm diameter | Construction | 0.42614 | Linear length Calculation | 45 | 44 | 1 | FALSE | 1 | FALSE |  | 1.03 | 0.42614 | 0.85227 | 5113 | Cladding sheet (plain), copper |  | 45 | B4B5 | 3.0308 | 2.513e-06 | 0.15372 | 0.1026 | 0.0085006 | 0.00069926 | 45.9867 | 9.0364 | 0.096632
| Civic Offices | Services pipework 22mm copper pipe (water supply) | 1700929 | 8403168 | 5.2 | Services equipment | Proxy for copper piping 22mm diameter | Construction | 0.42614 | Linear length Calculation | 45 | 44 | 1 | FALSE | 1 | FALSE |  | 1.03 | 0.42614 | 0.85227 | 5113 | Cladding sheet (plain), copper |  | 45 | D2 | 0 | 0 | 0 | 0 | 0 | 0 | 0 | 0 | 0
| Civic Offices | Services pipework 22mm copper pipe (water supply) | 1700929 | 8403168 | 5.2 | Services equipment | Proxy for copper piping 22mm diameter | Construction | 0.42614 | Linear length Calculation | 45 | 44 | 1 | FALSE | 1 | FALSE |  | 1.03 | 0.42614 | 0.85227 | 5113 | Cladding sheet (plain), copper |  | 45 | D3 | 0 | 0 | 0 | 0 | 0 | 0 | 0 | 0 | 0
| Civic Offices | Services pipework 22mm copper pipe (water supply) | 1700929 | 8403168 | 5.2 | Services equipment | Proxy for copper piping 22mm diameter | Construction | 0.42614 | Linear length Calculation | 45 | 44 | 1 | FALSE | 1 | FALSE |  | 1.03 | 0.42614 | 0.85227 | 5113 | Cladding sheet (plain), copper |  | 45 | D4 | 0 | 0 | 0 | 0 | 0 | 0 | 0 | 0 | 0
| Civic Offices | Services pipework PVC waste 94mm | 1700930 | 8403170 | 5.2 | Services equipment | Proxy for PVC water pipe | Construction | 0.88593 | Linear length Calculation | 30 | 44 | 1 | FALSE | 1 | FALSE |  | 1.01 | 0.88593 | 1.7719 | 5379 | Window frame, PVC |  | 0 | A1A3 | 2.4431 | 9.5951e-08 | 0.015279 | 0.0047127 | 0.0026365 | 0.00016107 | 45.9408 | 5.9887 | 0.025264
| Civic Offices | Services pipework PVC waste 94mm | 1700930 | 8403170 | 5.2 | Services equipment | Proxy for PVC water pipe | Construction | 0.88593 | Linear length Calculation | 30 | 44 | 1 | FALSE | 1 | FALSE |  | 1.01 | 0.88593 | 1.7719 | 5379 | Window frame, PVC |  | 0 | A4 | 0.016953 | 3.0461e-09 | 5.5511e-05 | 1.5004e-05 | 9.4701e-06 | 5.9124e-08 | 0.25272 | 0.038588 | 6.9765e-05
| Civic Offices | Services pipework PVC waste 94mm | 1700930 | 8403170 | 5.2 | Services equipment | Proxy for PVC water pipe | Construction | 0.88593 | Linear length Calculation | 30 | 44 | 1 | FALSE | 1 | FALSE |  | 1.01 | 0.88593 | 1.7719 | 5379 | Window frame, PVC |  | 0 | A5 | 0.00017017 | 7.2944e-12 | 5.4213e-07 | 1.0063e-05 | 5.9277e-08 | 3.9784e-11 | 0.00067661 | 0.0013289 | 0
| Civic Offices | Services pipework PVC waste 94mm | 1700930 | 8403170 | 5.2 | Services equipment | Proxy for PVC water pipe | Construction | 0.88593 | Linear length Calculation | 30 | 44 | 1 | FALSE | 1 | FALSE |  | 1.01 | 0.88593 | 1.7719 | 5379 | Window frame, PVC |  | 0 | D2 | 0 | 0 | 0 | 0 | 0 | 0 | 0 | 0 | 0
| Civic Offices | Services pipework PVC waste 94mm | 1700930 | 8403170 | 5.2 | Services equipment | Proxy for PVC water pipe | Construction | 0.88593 | Linear length Calculation | 30 | 44 | 1 | FALSE | 1 | FALSE |  | 1.01 | 0.88593 | 1.7719 | 5379 | Window frame, PVC |  | 0 | D3 | 0 | 0 | 0 | 0 | 0 | 0 | 0 | 0 | 0
| Civic Offices | Services pipework PVC waste 94mm | 1700930 | 8403170 | 5.2 | Services equipment | Proxy for PVC water pipe | Construction | 0.88593 | Linear length Calculation | 30 | 44 | 1 | FALSE | 1 | FALSE |  | 1.01 | 0.88593 | 1.7719 | 5379 | Window frame, PVC |  | 0 | D4 | 0 | 0 | 0 | 0 | 0 | 0 | 0 | 0 | 0
| Civic Offices | Services pipework PVC waste 94mm | 1700930 | 8403170 | 5.2 | Services equipment | Proxy for PVC water pipe | Construction | 0.88593 | Linear length Calculation | 30 | 44 | 1 | FALSE | 1 | FALSE |  | 1.01 | 0.88593 | 1.7719 | 5379 | Window frame, PVC |  | 60 | C2 | 0 | 0 | 0 | 0 | 0 | 0 | 0 | 0 | 0
| Civic Offices | Services pipework PVC waste 94mm | 1700930 | 8403170 | 5.2 | Services equipment | Proxy for PVC water pipe | Construction | 0.88593 | Linear length Calculation | 30 | 44 | 1 | FALSE | 1 | FALSE |  | 1.01 | 0.88593 | 1.7719 | 5379 | Window frame, PVC |  | 60 | C4 | 0.017017 | 7.2944e-10 | 5.4213e-05 | 0.0010063 | 5.9277e-06 | 3.9784e-09 | 0.067661 | 0.13289 | 0.00041542
| Civic Offices | Services pipework PVC waste 94mm | 1700930 | 8403170 | 5.2 | Services equipment | Proxy for PVC water pipe | Construction | 0.88593 | Linear length Calculation | 30 | 44 | 1 | FALSE | 1 | FALSE |  | 1.01 | 0.88593 | 1.7719 | 5379 | Window frame, PVC |  | 60 | D2 | 0 | 0 | 0 | 0 | 0 | 0 | 0 | 0 | 0
| Civic Offices | Services pipework PVC waste 94mm | 1700930 | 8403170 | 5.2 | Services equipment | Proxy for PVC water pipe | Construction | 0.88593 | Linear length Calculation | 30 | 44 | 1 | FALSE | 1 | FALSE |  | 1.01 | 0.88593 | 1.7719 | 5379 | Window frame, PVC |  | 60 | D3 | 0 | 0 | 0 | 0 | 0 | 0 | 0 | 0 | 0
| Civic Offices | Services pipework PVC waste 94mm | 1700930 | 8403170 | 5.2 | Services equipment | Proxy for PVC water pipe | Construction | 0.88593 | Linear length Calculation | 30 | 44 | 1 | FALSE | 1 | FALSE |  | 1.01 | 0.88593 | 1.7719 | 5379 | Window frame, PVC |  | 60 | D4 | 0 | 0 | 0 | 0 | 0 | 0 | 0 | 0 | 0
| Civic Offices | Services pipework PVC waste 94mm | 1700930 | 8403170 | 5.2 | Services equipment | Proxy for PVC water pipe | Construction | 0.88593 | Linear length Calculation | 30 | 44 | 1 | FALSE | 1 | FALSE |  | 1.01 | 0.88593 | 1.7719 | 5379 | Window frame, PVC |  | 30 | B4B5 | 2.4772 | 9.9734e-08 | 0.01539 | 0.0057441 | 0.002652 | 0.00016113 | 46.2618 | 6.1615 | 0.025334
| Civic Offices | Services pipework PVC waste 94mm | 1700930 | 8403170 | 5.2 | Services equipment | Proxy for PVC water pipe | Construction | 0.88593 | Linear length Calculation | 30 | 44 | 1 | FALSE | 1 | FALSE |  | 1.01 | 0.88593 | 1.7719 | 5379 | Window frame, PVC |  | 30 | D2 | 0 | 0 | 0 | 0 | 0 | 0 | 0 | 0 | 0
| Civic Offices | Services pipework PVC waste 94mm | 1700930 | 8403170 | 5.2 | Services equipment | Proxy for PVC water pipe | Construction | 0.88593 | Linear length Calculation | 30 | 44 | 1 | FALSE | 1 | FALSE |  | 1.01 | 0.88593 | 1.7719 | 5379 | Window frame, PVC |  | 30 | D3 | 0 | 0 | 0 | 0 | 0 | 0 | 0 | 0 | 0
| Civic Offices | Services pipework PVC waste 94mm | 1700930 | 8403170 | 5.2 | Services equipment | Proxy for PVC water pipe | Construction | 0.88593 | Linear length Calculation | 30 | 44 | 1 | FALSE | 1 | FALSE |  | 1.01 | 0.88593 | 1.7719 | 5379 | Window frame, PVC |  | 30 | D4 | 0 | 0 | 0 | 0 | 0 | 0 | 0 | 0 | 0
| Civic Offices | Services pipework 22mm copper pipe (water supply) | 1700932 | 8403172 | 5.2 | Services equipment | Proxy for copper piping 22mm diameter | Construction | 0.42614 | Linear length Calculation | 45 | 44 | 1 | FALSE | 1 | FALSE |  | 1.03 | 0.42614 | 0.85227 | 5113 | Cladding sheet (plain), copper |  | 0 | A1A3 | 3.022 | 2.5114e-06 | 0.15369 | 0.10259 | 0.0084955 | 0.00069923 | 45.8529 | 8.951 | 0.096597
| Civic Offices | Services pipework 22mm copper pipe (water supply) | 1700932 | 8403172 | 5.2 | Services equipment | Proxy for copper piping 22mm diameter | Construction | 0.42614 | Linear length Calculation | 45 | 44 | 1 | FALSE | 1 | FALSE |  | 1.03 | 0.42614 | 0.85227 | 5113 | Cladding sheet (plain), copper |  | 0 | A4 | 0.0085996 | 1.5451e-09 | 2.8158e-05 | 7.6106e-06 | 4.8037e-06 | 2.9991e-08 | 0.12819 | 0.019574 | 3.5388e-05
| Civic Offices | Services pipework 22mm copper pipe (water supply) | 1700932 | 8403172 | 5.2 | Services equipment | Proxy for copper piping 22mm diameter | Construction | 0.42614 | Linear length Calculation | 45 | 44 | 1 | FALSE | 1 | FALSE |  | 1.03 | 0.42614 | 0.85227 | 5113 | Cladding sheet (plain), copper |  | 0 | A5 | 6.6452e-06 | 1.7401e-12 | 4.6469e-08 | 1.527e-08 | 7.711e-09 | 9.374e-12 | 0.00016291 | 0.0019176 | 0
| Civic Offices | Services pipework 22mm copper pipe (water supply) | 1700932 | 8403172 | 5.2 | Services equipment | Proxy for copper piping 22mm diameter | Construction | 0.42614 | Linear length Calculation | 45 | 44 | 1 | FALSE | 1 | FALSE |  | 1.03 | 0.42614 | 0.85227 | 5113 | Cladding sheet (plain), copper |  | 0 | D2 | 0 | 0 | 0 | 0 | 0 | 0 | 0 | 0 | 0
| Civic Offices | Services pipework 22mm copper pipe (water supply) | 1700932 | 8403172 | 5.2 | Services equipment | Proxy for copper piping 22mm diameter | Construction | 0.42614 | Linear length Calculation | 45 | 44 | 1 | FALSE | 1 | FALSE |  | 1.03 | 0.42614 | 0.85227 | 5113 | Cladding sheet (plain), copper |  | 0 | D3 | 0 | 0 | 0 | 0 | 0 | 0 | 0 | 0 | 0
| Civic Offices | Services pipework 22mm copper pipe (water supply) | 1700932 | 8403172 | 5.2 | Services equipment | Proxy for copper piping 22mm diameter | Construction | 0.42614 | Linear length Calculation | 45 | 44 | 1 | FALSE | 1 | FALSE |  | 1.03 | 0.42614 | 0.85227 | 5113 | Cladding sheet (plain), copper |  | 0 | D4 | 0 | 0 | 0 | 0 | 0 | 0 | 0 | 0 | 0
| Civic Offices | Services pipework 22mm copper pipe (water supply) | 1700932 | 8403172 | 5.2 | Services equipment | Proxy for copper piping 22mm diameter | Construction | 0.42614 | Linear length Calculation | 45 | 44 | 1 | FALSE | 1 | FALSE |  | 1.03 | 0.42614 | 0.85227 | 5113 | Cladding sheet (plain), copper |  | 60 | C2 | 0 | 0 | 0 | 0 | 0 | 0 | 0 | 0 | 0
| Civic Offices | Services pipework 22mm copper pipe (water supply) | 1700932 | 8403172 | 5.2 | Services equipment | Proxy for copper piping 22mm diameter | Construction | 0.42614 | Linear length Calculation | 45 | 44 | 1 | FALSE | 1 | FALSE |  | 1.03 | 0.42614 | 0.85227 | 5113 | Cladding sheet (plain), copper |  | 60 | C4 | 0.00022151 | 5.8002e-11 | 1.549e-06 | 5.0898e-07 | 2.5703e-07 | 3.1247e-10 | 0.0054303 | 0.06392 | 1.1109e-05
| Civic Offices | Services pipework 22mm copper pipe (water supply) | 1700932 | 8403172 | 5.2 | Services equipment | Proxy for copper piping 22mm diameter | Construction | 0.42614 | Linear length Calculation | 45 | 44 | 1 | FALSE | 1 | FALSE |  | 1.03 | 0.42614 | 0.85227 | 5113 | Cladding sheet (plain), copper |  | 60 | D2 | 0 | 0 | 0 | 0 | 0 | 0 | 0 | 0 | 0
| Civic Offices | Services pipework 22mm copper pipe (water supply) | 1700932 | 8403172 | 5.2 | Services equipment | Proxy for copper piping 22mm diameter | Construction | 0.42614 | Linear length Calculation | 45 | 44 | 1 | FALSE | 1 | FALSE |  | 1.03 | 0.42614 | 0.85227 | 5113 | Cladding sheet (plain), copper |  | 60 | D3 | 0 | 0 | 0 | 0 | 0 | 0 | 0 | 0 | 0
| Civic Offices | Services pipework 22mm copper pipe (water supply) | 1700932 | 8403172 | 5.2 | Services equipment | Proxy for copper piping 22mm diameter | Construction | 0.42614 | Linear length Calculation | 45 | 44 | 1 | FALSE | 1 | FALSE |  | 1.03 | 0.42614 | 0.85227 | 5113 | Cladding sheet (plain), copper |  | 60 | D4 | 0 | 0 | 0 | 0 | 0 | 0 | 0 | 0 | 0
| Civic Offices | Services pipework 22mm copper pipe (water supply) | 1700932 | 8403172 | 5.2 | Services equipment | Proxy for copper piping 22mm diameter | Construction | 0.42614 | Linear length Calculation | 45 | 44 | 1 | FALSE | 1 | FALSE |  | 1.03 | 0.42614 | 0.85227 | 5113 | Cladding sheet (plain), copper |  | 45 | B4B5 | 3.0308 | 2.513e-06 | 0.15372 | 0.1026 | 0.0085006 | 0.00069926 | 45.9867 | 9.0364 | 0.096632
| Civic Offices | Services pipework 22mm copper pipe (water supply) | 1700932 | 8403172 | 5.2 | Services equipment | Proxy for copper piping 22mm diameter | Construction | 0.42614 | Linear length Calculation | 45 | 44 | 1 | FALSE | 1 | FALSE |  | 1.03 | 0.42614 | 0.85227 | 5113 | Cladding sheet (plain), copper |  | 45 | D2 | 0 | 0 | 0 | 0 | 0 | 0 | 0 | 0 | 0
| Civic Offices | Services pipework 22mm copper pipe (water supply) | 1700932 | 8403172 | 5.2 | Services equipment | Proxy for copper piping 22mm diameter | Construction | 0.42614 | Linear length Calculation | 45 | 44 | 1 | FALSE | 1 | FALSE |  | 1.03 | 0.42614 | 0.85227 | 5113 | Cladding sheet (plain), copper |  | 45 | D3 | 0 | 0 | 0 | 0 | 0 | 0 | 0 | 0 | 0
| Civic Offices | Services pipework 22mm copper pipe (water supply) | 1700932 | 8403172 | 5.2 | Services equipment | Proxy for copper piping 22mm diameter | Construction | 0.42614 | Linear length Calculation | 45 | 44 | 1 | FALSE | 1 | FALSE |  | 1.03 | 0.42614 | 0.85227 | 5113 | Cladding sheet (plain), copper |  | 45 | D4 | 0 | 0 | 0 | 0 | 0 | 0 | 0 | 0 | 0
| Civic Offices | Services pipework insulation (50mm) | 1700933 | 8403174 | 5.2 | Services equipment | pipe insulation 50mm thick | Construction | 0.36225 | Area Calculation | 70 | 44 | 1 | FALSE | 1 | FALSE |  | 1.07 | 0.36225 | 0.36225 | 5349 | Insulation (flexible), polyurethane foam |  | 0 | A1A3 | 1.9126 | 1.6289e-08 | 0.0082277 | 0.0021452 | 0.0012386 | 1.1798e-05 | 33.9118 | 0.56629 | 0.010309
| Civic Offices | Services pipework insulation (50mm) | 1700933 | 8403174 | 5.2 | Services equipment | pipe insulation 50mm thick | Construction | 0.36225 | Area Calculation | 70 | 44 | 1 | FALSE | 1 | FALSE |  | 1.07 | 0.36225 | 0.36225 | 5349 | Insulation (flexible), polyurethane foam |  | 0 | A4 | 0.0074273 | 1.3345e-09 | 2.432e-05 | 6.5732e-06 | 4.1489e-06 | 2.5903e-08 | 0.11072 | 0.016906 | 3.0565e-05
| Civic Offices | Services pipework insulation (50mm) | 1700933 | 8403174 | 5.2 | Services equipment | pipe insulation 50mm thick | Construction | 0.36225 | Area Calculation | 70 | 44 | 1 | FALSE | 1 | FALSE |  | 1.07 | 0.36225 | 0.36225 | 5349 | Insulation (flexible), polyurethane foam |  | 0 | A5 | 0.0021798 | 6.8865e-11 | 2.7522e-06 | 0.00069395 | 6.678e-07 | 4.4542e-10 | 0.0077433 | 0.0038036 | 0
| Civic Offices | Services pipework insulation (50mm) | 1700933 | 8403174 | 5.2 | Services equipment | pipe insulation 50mm thick | Construction | 0.36225 | Area Calculation | 70 | 44 | 1 | FALSE | 1 | FALSE |  | 1.07 | 0.36225 | 0.36225 | 5349 | Insulation (flexible), polyurethane foam |  | 0 | D2 | 0 | 0 | 0 | 0 | 0 | 0 | 0 | 0 | 0
| Civic Offices | Services pipework insulation (50mm) | 1700933 | 8403174 | 5.2 | Services equipment | pipe insulation 50mm thick | Construction | 0.36225 | Area Calculation | 70 | 44 | 1 | FALSE | 1 | FALSE |  | 1.07 | 0.36225 | 0.36225 | 5349 | Insulation (flexible), polyurethane foam |  | 0 | D3 | 0 | 0 | 0 | 0 | 0 | 0 | 0 | 0 | 0
| Civic Offices | Services pipework insulation (50mm) | 1700933 | 8403174 | 5.2 | Services equipment | pipe insulation 50mm thick | Construction | 0.36225 | Area Calculation | 70 | 44 | 1 | FALSE | 1 | FALSE |  | 1.07 | 0.36225 | 0.36225 | 5349 | Insulation (flexible), polyurethane foam |  | 0 | D4 | 0 | 0 | 0 | 0 | 0 | 0 | 0 | 0 | 0
| Civic Offices | Services pipework insulation (50mm) | 1700933 | 8403174 | 5.2 | Services equipment | pipe insulation 50mm thick | Construction | 0.36225 | Area Calculation | 70 | 44 | 1 | FALSE | 1 | FALSE |  | 1.07 | 0.36225 | 0.36225 | 5349 | Insulation (flexible), polyurethane foam |  | 60 | C2 | 0 | 0 | 0 | 0 | 0 | 0 | 0 | 0 | 0
| Civic Offices | Services pipework insulation (50mm) | 1700933 | 8403174 | 5.2 | Services equipment | pipe insulation 50mm thick | Construction | 0.36225 | Area Calculation | 70 | 44 | 1 | FALSE | 1 | FALSE |  | 1.07 | 0.36225 | 0.36225 | 5349 | Insulation (flexible), polyurethane foam |  | 60 | C4 | 0.031139 | 9.8378e-10 | 3.9317e-05 | 0.0099136 | 9.54e-06 | 6.3631e-09 | 0.11062 | 0.054337 | 0.0026547
| Civic Offices | Services pipework insulation (50mm) | 1700933 | 8403174 | 5.2 | Services equipment | pipe insulation 50mm thick | Construction | 0.36225 | Area Calculation | 70 | 44 | 1 | FALSE | 1 | FALSE |  | 1.07 | 0.36225 | 0.36225 | 5349 | Insulation (flexible), polyurethane foam |  | 60 | D2 | 0 | 0 | 0 | 0 | 0 | 0 | 0 | 0 | 0
| Civic Offices | Services pipework insulation (50mm) | 1700933 | 8403174 | 5.2 | Services equipment | pipe insulation 50mm thick | Construction | 0.36225 | Area Calculation | 70 | 44 | 1 | FALSE | 1 | FALSE |  | 1.07 | 0.36225 | 0.36225 | 5349 | Insulation (flexible), polyurethane foam |  | 60 | D3 | 0 | 0 | 0 | 0 | 0 | 0 | 0 | 0 | 0
| Civic Offices | Services pipework insulation (50mm) | 1700933 | 8403174 | 5.2 | Services equipment | pipe insulation 50mm thick | Construction | 0.36225 | Area Calculation | 70 | 44 | 1 | FALSE | 1 | FALSE |  | 1.07 | 0.36225 | 0.36225 | 5349 | Insulation (flexible), polyurethane foam |  | 60 | D4 | 0 | 0 | 0 | 0 | 0 | 0 | 0 | 0 | 0
| Civic Offices | Wall lining laminate panel | 1700935 | 8403176 | 3.1 | Wall finishes | laminate panel | Construction | 1268.46 | Area Calculation | 15 | 44 | 1 | FALSE | 1 | FALSE |  | 1.05 | 1268.46 | 5073.84 | 5233 | General sheet, high pressure laminate (HPL) |  | 0 | A1A3 | 1749.8429 | 0.00015453 | 11.1757 | 4.0823 | 3.5978 | 0.0073198 | 64339.677 | 14696.64 | 13.8019
| Civic Offices | Wall lining laminate panel | 1700935 | 8403176 | 3.1 | Wall finishes | laminate panel | Construction | 1268.46 | Area Calculation | 15 | 44 | 1 | FALSE | 1 | FALSE |  | 1.05 | 1268.46 | 5073.84 | 5233 | General sheet, high pressure laminate (HPL) |  | 0 | A4 | 34.6978 | 6.2344e-06 | 0.11361 | 0.030708 | 0.019382 | 0.00012101 | 517.2269 | 78.9768 | 0.14279
| Civic Offices | Wall lining laminate panel | 1700935 | 8403176 | 3.1 | Wall finishes | laminate panel | Construction | 1268.46 | Area Calculation | 15 | 44 | 1 | FALSE | 1 | FALSE |  | 1.05 | 1268.46 | 5073.84 | 5233 | General sheet, high pressure laminate (HPL) |  | 0 | A5 | 3.4541 | 1.1343e-07 | 0.0030251 | 0.14246 | 0.0010714 | 6.2165e-07 | 10.5013 | 6.0252 | 0
| Civic Offices | Wall lining laminate panel | 1700935 | 8403176 | 3.1 | Wall finishes | laminate panel | Construction | 1268.46 | Area Calculation | 15 | 44 | 1 | FALSE | 1 | FALSE |  | 1.05 | 1268.46 | 5073.84 | 5233 | General sheet, high pressure laminate (HPL) |  | 0 | D2 | 0 | 0 | 0 | 0 | 0 | 0 | 0 | 0 | 0
| Civic Offices | Wall lining laminate panel | 1700935 | 8403176 | 3.1 | Wall finishes | laminate panel | Construction | 1268.46 | Area Calculation | 15 | 44 | 1 | FALSE | 1 | FALSE |  | 1.05 | 1268.46 | 5073.84 | 5233 | General sheet, high pressure laminate (HPL) |  | 0 | D3 | 0 | 0 | 0 | 0 | 0 | 0 | 0 | 0 | 0
| Civic Offices | Wall lining laminate panel | 1700935 | 8403176 | 3.1 | Wall finishes | laminate panel | Construction | 1268.46 | Area Calculation | 15 | 44 | 1 | FALSE | 1 | FALSE |  | 1.05 | 1268.46 | 5073.84 | 5233 | General sheet, high pressure laminate (HPL) |  | 0 | D4 | 0 | 0 | 0 | 0 | 0 | 0 | 0 | 0 | 0
| Civic Offices | Wall lining laminate panel | 1700935 | 8403176 | 3.1 | Wall finishes | laminate panel | Construction | 1268.46 | Area Calculation | 15 | 44 | 1 | FALSE | 1 | FALSE |  | 1.05 | 1268.46 | 5073.84 | 5233 | General sheet, high pressure laminate (HPL) |  | 60 | C2 | 0 | 0 | 0 | 0 | 0 | 0 | 0 | 0 | 0
| Civic Offices | Wall lining laminate panel | 1700935 | 8403176 | 3.1 | Wall finishes | laminate panel | Construction | 1268.46 | Area Calculation | 15 | 44 | 1 | FALSE | 1 | FALSE |  | 1.05 | 1268.46 | 5073.84 | 5233 | General sheet, high pressure laminate (HPL) |  | 60 | C4 | 69.0821 | 2.2686e-06 | 0.060502 | 2.8491 | 0.021428 | 1.2433e-05 | 210.0256 | 120.5037 | 1.2409
| Civic Offices | Wall lining laminate panel | 1700935 | 8403176 | 3.1 | Wall finishes | laminate panel | Construction | 1268.46 | Area Calculation | 15 | 44 | 1 | FALSE | 1 | FALSE |  | 1.05 | 1268.46 | 5073.84 | 5233 | General sheet, high pressure laminate (HPL) |  | 60 | D2 | 0 | 0 | 0 | 0 | 0 | 0 | 0 | 0 | 0
| Civic Offices | Wall lining laminate panel | 1700935 | 8403176 | 3.1 | Wall finishes | laminate panel | Construction | 1268.46 | Area Calculation | 15 | 44 | 1 | FALSE | 1 | FALSE |  | 1.05 | 1268.46 | 5073.84 | 5233 | General sheet, high pressure laminate (HPL) |  | 60 | D3 | 0 | 0 | 0 | 0 | 0 | 0 | 0 | 0 | 0
| Civic Offices | Wall lining laminate panel | 1700935 | 8403176 | 3.1 | Wall finishes | laminate panel | Construction | 1268.46 | Area Calculation | 15 | 44 | 1 | FALSE | 1 | FALSE |  | 1.05 | 1268.46 | 5073.84 | 5233 | General sheet, high pressure laminate (HPL) |  | 60 | D4 | 0 | 0 | 0 | 0 | 0 | 0 | 0 | 0 | 0
| Civic Offices | Wall lining laminate panel | 1700935 | 8403176 | 3.1 | Wall finishes | laminate panel | Construction | 1268.46 | Area Calculation | 15 | 44 | 1 | FALSE | 1 | FALSE |  | 1.05 | 1268.46 | 5073.84 | 5233 | General sheet, high pressure laminate (HPL) |  | 15 | B4B5 | 1857.077 | 0.00016315 | 11.3528 | 7.1046 | 3.6397 | 0.0074538 | 65077.4307 | 14902.1457 | 13.9447
| Civic Offices | Wall lining laminate panel | 1700935 | 8403176 | 3.1 | Wall finishes | laminate panel | Construction | 1268.46 | Area Calculation | 15 | 44 | 1 | FALSE | 1 | FALSE |  | 1.05 | 1268.46 | 5073.84 | 5233 | General sheet, high pressure laminate (HPL) |  | 15 | D2 | 0 | 0 | 0 | 0 | 0 | 0 | 0 | 0 | 0
| Civic Offices | Wall lining laminate panel | 1700935 | 8403176 | 3.1 | Wall finishes | laminate panel | Construction | 1268.46 | Area Calculation | 15 | 44 | 1 | FALSE | 1 | FALSE |  | 1.05 | 1268.46 | 5073.84 | 5233 | General sheet, high pressure laminate (HPL) |  | 15 | D3 | 0 | 0 | 0 | 0 | 0 | 0 | 0 | 0 | 0
| Civic Offices | Wall lining laminate panel | 1700935 | 8403176 | 3.1 | Wall finishes | laminate panel | Construction | 1268.46 | Area Calculation | 15 | 44 | 1 | FALSE | 1 | FALSE |  | 1.05 | 1268.46 | 5073.84 | 5233 | General sheet, high pressure laminate (HPL) |  | 15 | D4 | 0 | 0 | 0 | 0 | 0 | 0 | 0 | 0 | 0
| Civic Offices | Wall lining laminate panel | 1700935 | 8403176 | 3.1 | Wall finishes | laminate panel | Construction | 1268.46 | Area Calculation | 15 | 44 | 1 | FALSE | 1 | FALSE |  | 1.05 | 1268.46 | 5073.84 | 5233 | General sheet, high pressure laminate (HPL) |  | 30 | B4B5 | 1857.077 | 0.00016315 | 11.3528 | 7.1046 | 3.6397 | 0.0074538 | 65077.4307 | 14902.1457 | 13.9447
| Civic Offices | Wall lining laminate panel | 1700935 | 8403176 | 3.1 | Wall finishes | laminate panel | Construction | 1268.46 | Area Calculation | 15 | 44 | 1 | FALSE | 1 | FALSE |  | 1.05 | 1268.46 | 5073.84 | 5233 | General sheet, high pressure laminate (HPL) |  | 30 | D2 | 0 | 0 | 0 | 0 | 0 | 0 | 0 | 0 | 0
| Civic Offices | Wall lining laminate panel | 1700935 | 8403176 | 3.1 | Wall finishes | laminate panel | Construction | 1268.46 | Area Calculation | 15 | 44 | 1 | FALSE | 1 | FALSE |  | 1.05 | 1268.46 | 5073.84 | 5233 | General sheet, high pressure laminate (HPL) |  | 30 | D3 | 0 | 0 | 0 | 0 | 0 | 0 | 0 | 0 | 0
| Civic Offices | Wall lining laminate panel | 1700935 | 8403176 | 3.1 | Wall finishes | laminate panel | Construction | 1268.46 | Area Calculation | 15 | 44 | 1 | FALSE | 1 | FALSE |  | 1.05 | 1268.46 | 5073.84 | 5233 | General sheet, high pressure laminate (HPL) |  | 30 | D4 | 0 | 0 | 0 | 0 | 0 | 0 | 0 | 0 | 0
| Civic Offices | Wall lining laminate panel | 1700935 | 8403176 | 3.1 | Wall finishes | laminate panel | Construction | 1268.46 | Area Calculation | 15 | 44 | 1 | FALSE | 1 | FALSE |  | 1.05 | 1268.46 | 5073.84 | 5233 | General sheet, high pressure laminate (HPL) |  | 45 | B4B5 | 1857.077 | 0.00016315 | 11.3528 | 7.1046 | 3.6397 | 0.0074538 | 65077.4307 | 14902.1457 | 13.9447
| Civic Offices | Wall lining laminate panel | 1700935 | 8403176 | 3.1 | Wall finishes | laminate panel | Construction | 1268.46 | Area Calculation | 15 | 44 | 1 | FALSE | 1 | FALSE |  | 1.05 | 1268.46 | 5073.84 | 5233 | General sheet, high pressure laminate (HPL) |  | 45 | D2 | 0 | 0 | 0 | 0 | 0 | 0 | 0 | 0 | 0
| Civic Offices | Wall lining laminate panel | 1700935 | 8403176 | 3.1 | Wall finishes | laminate panel | Construction | 1268.46 | Area Calculation | 15 | 44 | 1 | FALSE | 1 | FALSE |  | 1.05 | 1268.46 | 5073.84 | 5233 | General sheet, high pressure laminate (HPL) |  | 45 | D3 | 0 | 0 | 0 | 0 | 0 | 0 | 0 | 0 | 0
| Civic Offices | Wall lining laminate panel | 1700935 | 8403176 | 3.1 | Wall finishes | laminate panel | Construction | 1268.46 | Area Calculation | 15 | 44 | 1 | FALSE | 1 | FALSE |  | 1.05 | 1268.46 | 5073.84 | 5233 | General sheet, high pressure laminate (HPL) |  | 45 | D4 | 0 | 0 | 0 | 0 | 0 | 0 | 0 | 0 | 0
| Civic Offices | Fittings mirror (m2) | 1700936 | 8403178 | 4.1.1 | General fittings, furnishings and equipment | Mirror | Construction | 0.486 | Area Calculation | 20 | 44 | 1 | FALSE | 1 | FALSE |  | 1.01 | 0.486 | 1.458 | 5008 | General sheet, aluminium |  | 0 | A1A3 | 9.1031 | 2.9239e-07 | 0.062404 | 0.013948 | 0.0047406 | 7.8845e-06 | 113.0803 | 1.9513 | 0.059963
| Civic Offices | Fittings mirror (m2) | 1700936 | 8403178 | 4.1.1 | General fittings, furnishings and equipment | Mirror | Construction | 0.486 | Area Calculation | 20 | 44 | 1 | FALSE | 1 | FALSE |  | 1.01 | 0.486 | 1.458 | 5008 | General sheet, aluminium |  | 0 | A4 | 0.024189 | 2.6829e-09 | 0.00012532 | 2.0337e-05 | 1.5454e-05 | 3.3616e-08 | 0.34927 | 0.094945 | 9.5422e-05
| Civic Offices | Fittings mirror (m2) | 1700936 | 8403178 | 4.1.1 | General fittings, furnishings and equipment | Mirror | Construction | 0.486 | Area Calculation | 20 | 44 | 1 | FALSE | 1 | FALSE |  | 1.01 | 0.486 | 1.458 | 5008 | General sheet, aluminium |  | 0 | A5 | 2.5262e-06 | 6.615e-13 | 1.7666e-08 | 5.8049e-09 | 2.9314e-09 | 3.5636e-12 | 6.1932e-05 | 0.000729 | 0
| Civic Offices | Fittings mirror (m2) | 1700936 | 8403178 | 4.1.1 | General fittings, furnishings and equipment | Mirror | Construction | 0.486 | Area Calculation | 20 | 44 | 1 | FALSE | 1 | FALSE |  | 1.01 | 0.486 | 1.458 | 5008 | General sheet, aluminium |  | 0 | D2 | 0 | 0 | 0 | 0 | 0 | 0 | 0 | 0 | 0
| Civic Offices | Fittings mirror (m2) | 1700936 | 8403178 | 4.1.1 | General fittings, furnishings and equipment | Mirror | Construction | 0.486 | Area Calculation | 20 | 44 | 1 | FALSE | 1 | FALSE |  | 1.01 | 0.486 | 1.458 | 5008 | General sheet, aluminium |  | 0 | D3 | 0 | 0 | 0 | 0 | 0 | 0 | 0 | 0 | 0
| Civic Offices | Fittings mirror (m2) | 1700936 | 8403178 | 4.1.1 | General fittings, furnishings and equipment | Mirror | Construction | 0.486 | Area Calculation | 20 | 44 | 1 | FALSE | 1 | FALSE |  | 1.01 | 0.486 | 1.458 | 5008 | General sheet, aluminium |  | 0 | D4 | 0 | 0 | 0 | 0 | 0 | 0 | 0 | 0 | 0
| Civic Offices | Fittings mirror (m2) | 1700936 | 8403178 | 4.1.1 | General fittings, furnishings and equipment | Mirror | Construction | 0.486 | Area Calculation | 20 | 44 | 1 | FALSE | 1 | FALSE |  | 1.01 | 0.486 | 1.458 | 5008 | General sheet, aluminium |  | 60 | C2 | 0 | 0 | 0 | 0 | 0 | 0 | 0 | 0 | 0
| Civic Offices | Fittings mirror (m2) | 1700936 | 8403178 | 4.1.1 | General fittings, furnishings and equipment | Mirror | Construction | 0.486 | Area Calculation | 20 | 44 | 1 | FALSE | 1 | FALSE |  | 1.01 | 0.486 | 1.458 | 5008 | General sheet, aluminium |  | 60 | C4 | 0.00025262 | 6.615e-11 | 1.7666e-06 | 5.8049e-07 | 2.9314e-07 | 3.5636e-10 | 0.0061932 | 0.0729 | 1.2669e-05
| Civic Offices | Fittings mirror (m2) | 1700936 | 8403178 | 4.1.1 | General fittings, furnishings and equipment | Mirror | Construction | 0.486 | Area Calculation | 20 | 44 | 1 | FALSE | 1 | FALSE |  | 1.01 | 0.486 | 1.458 | 5008 | General sheet, aluminium |  | 60 | D2 | 0 | 0 | 0 | 0 | 0 | 0 | 0 | 0 | 0
| Civic Offices | Fittings mirror (m2) | 1700936 | 8403178 | 4.1.1 | General fittings, furnishings and equipment | Mirror | Construction | 0.486 | Area Calculation | 20 | 44 | 1 | FALSE | 1 | FALSE |  | 1.01 | 0.486 | 1.458 | 5008 | General sheet, aluminium |  | 60 | D3 | 0 | 0 | 0 | 0 | 0 | 0 | 0 | 0 | 0
| Civic Offices | Fittings mirror (m2) | 1700936 | 8403178 | 4.1.1 | General fittings, furnishings and equipment | Mirror | Construction | 0.486 | Area Calculation | 20 | 44 | 1 | FALSE | 1 | FALSE |  | 1.01 | 0.486 | 1.458 | 5008 | General sheet, aluminium |  | 60 | D4 | 0 | 0 | 0 | 0 | 0 | 0 | 0 | 0 | 0
| Civic Offices | Fittings mirror (m2) | 1700936 | 8403178 | 4.1.1 | General fittings, furnishings and equipment | Mirror | Construction | 0.486 | Area Calculation | 20 | 44 | 1 | FALSE | 1 | FALSE |  | 1.01 | 0.486 | 1.458 | 5008 | General sheet, aluminium |  | 20 | B4B5 | 9.1276 | 2.9514e-07 | 0.062531 | 0.013969 | 0.0047563 | 7.9185e-06 | 113.4359 | 2.1199 | 0.060059
| Civic Offices | Fittings mirror (m2) | 1700936 | 8403178 | 4.1.1 | General fittings, furnishings and equipment | Mirror | Construction | 0.486 | Area Calculation | 20 | 44 | 1 | FALSE | 1 | FALSE |  | 1.01 | 0.486 | 1.458 | 5008 | General sheet, aluminium |  | 20 | D2 | 0 | 0 | 0 | 0 | 0 | 0 | 0 | 0 | 0
| Civic Offices | Fittings mirror (m2) | 1700936 | 8403178 | 4.1.1 | General fittings, furnishings and equipment | Mirror | Construction | 0.486 | Area Calculation | 20 | 44 | 1 | FALSE | 1 | FALSE |  | 1.01 | 0.486 | 1.458 | 5008 | General sheet, aluminium |  | 20 | D3 | 0 | 0 | 0 | 0 | 0 | 0 | 0 | 0 | 0
| Civic Offices | Fittings mirror (m2) | 1700936 | 8403178 | 4.1.1 | General fittings, furnishings and equipment | Mirror | Construction | 0.486 | Area Calculation | 20 | 44 | 1 | FALSE | 1 | FALSE |  | 1.01 | 0.486 | 1.458 | 5008 | General sheet, aluminium |  | 20 | D4 | 0 | 0 | 0 | 0 | 0 | 0 | 0 | 0 | 0
| Civic Offices | Fittings mirror (m2) | 1700936 | 8403178 | 4.1.1 | General fittings, furnishings and equipment | Mirror | Construction | 0.486 | Area Calculation | 20 | 44 | 1 | FALSE | 1 | FALSE |  | 1.01 | 0.486 | 1.458 | 5008 | General sheet, aluminium |  | 40 | B4B5 | 9.1276 | 2.9514e-07 | 0.062531 | 0.013969 | 0.0047563 | 7.9185e-06 | 113.4359 | 2.1199 | 0.060059
| Civic Offices | Fittings mirror (m2) | 1700936 | 8403178 | 4.1.1 | General fittings, furnishings and equipment | Mirror | Construction | 0.486 | Area Calculation | 20 | 44 | 1 | FALSE | 1 | FALSE |  | 1.01 | 0.486 | 1.458 | 5008 | General sheet, aluminium |  | 40 | D2 | 0 | 0 | 0 | 0 | 0 | 0 | 0 | 0 | 0
| Civic Offices | Fittings mirror (m2) | 1700936 | 8403178 | 4.1.1 | General fittings, furnishings and equipment | Mirror | Construction | 0.486 | Area Calculation | 20 | 44 | 1 | FALSE | 1 | FALSE |  | 1.01 | 0.486 | 1.458 | 5008 | General sheet, aluminium |  | 40 | D3 | 0 | 0 | 0 | 0 | 0 | 0 | 0 | 0 | 0
| Civic Offices | Fittings mirror (m2) | 1700936 | 8403178 | 4.1.1 | General fittings, furnishings and equipment | Mirror | Construction | 0.486 | Area Calculation | 20 | 44 | 1 | FALSE | 1 | FALSE |  | 1.01 | 0.486 | 1.458 | 5008 | General sheet, aluminium |  | 40 | D4 | 0 | 0 | 0 | 0 | 0 | 0 | 0 | 0 | 0
| Civic Offices | Fittings mirror (m2) | 1700936 | 8403179 | 4.1.1 | General fittings, furnishings and equipment | mirror | Construction | 22.869 | Area Calculation | 20 | 44 | 1 | FALSE | 1 | FALSE |  | 1.05 | 22.869 | 68.607 | 5490 | General glazing, glass (toughened) |  | 0 | A1A3 | 26.9736 | 2.487e-06 | 0.25612 | 0.032296 | 0.015512 | 0.00017127 | 330.3175 | 186.6375 | 0.13149
| Civic Offices | Fittings mirror (m2) | 1700936 | 8403179 | 4.1.1 | General fittings, furnishings and equipment | mirror | Construction | 22.869 | Area Calculation | 20 | 44 | 1 | FALSE | 1 | FALSE |  | 1.05 | 22.869 | 68.607 | 5490 | General glazing, glass (toughened) |  | 0 | A4 | 0.57816 | 1.0642e-07 | 0.0019333 | 0.00051009 | 0.00033726 | 1.5226e-06 | 8.7313 | 1.0788 | 0.0023954
| Civic Offices | Fittings mirror (m2) | 1700936 | 8403179 | 4.1.1 | General fittings, furnishings and equipment | mirror | Construction | 22.869 | Area Calculation | 20 | 44 | 1 | FALSE | 1 | FALSE |  | 1.05 | 22.869 | 68.607 | 5490 | General glazing, glass (toughened) |  | 0 | A5 | 0.0017809 | 6.1391e-10 | 1.3716e-05 | 3.3867e-06 | 2.3693e-06 | 1.9251e-09 | 0.051725 | 0.17152 | 0
| Civic Offices | Fittings mirror (m2) | 1700936 | 8403179 | 4.1.1 | General fittings, furnishings and equipment | mirror | Construction | 22.869 | Area Calculation | 20 | 44 | 1 | FALSE | 1 | FALSE |  | 1.05 | 22.869 | 68.607 | 5490 | General glazing, glass (toughened) |  | 0 | D2 | 0 | 0 | 0 | 0 | 0 | 0 | 0 | 0 | 0
| Civic Offices | Fittings mirror (m2) | 1700936 | 8403179 | 4.1.1 | General fittings, furnishings and equipment | mirror | Construction | 22.869 | Area Calculation | 20 | 44 | 1 | FALSE | 1 | FALSE |  | 1.05 | 22.869 | 68.607 | 5490 | General glazing, glass (toughened) |  | 0 | D3 | 0 | 0 | 0 | 0 | 0 | 0 | 0 | 0 | 0
| Civic Offices | Fittings mirror (m2) | 1700936 | 8403179 | 4.1.1 | General fittings, furnishings and equipment | mirror | Construction | 22.869 | Area Calculation | 20 | 44 | 1 | FALSE | 1 | FALSE |  | 1.05 | 22.869 | 68.607 | 5490 | General glazing, glass (toughened) |  | 0 | D4 | 0 | 0 | 0 | 0 | 0 | 0 | 0 | 0 | 0
| Civic Offices | Fittings mirror (m2) | 1700936 | 8403179 | 4.1.1 | General fittings, furnishings and equipment | mirror | Construction | 22.869 | Area Calculation | 20 | 44 | 1 | FALSE | 1 | FALSE |  | 1.05 | 22.869 | 68.607 | 5490 | General glazing, glass (toughened) |  | 60 | C2 | 0 | 0 | 0 | 0 | 0 | 0 | 0 | 0 | 0
| Civic Offices | Fittings mirror (m2) | 1700936 | 8403179 | 4.1.1 | General fittings, furnishings and equipment | mirror | Construction | 22.869 | Area Calculation | 20 | 44 | 1 | FALSE | 1 | FALSE |  | 1.05 | 22.869 | 68.607 | 5490 | General glazing, glass (toughened) |  | 60 | C4 | 0.035617 | 1.2278e-08 | 0.00027431 | 6.7733e-05 | 4.7387e-05 | 3.8502e-08 | 1.0345 | 3.4303 | 0.0033576
| Civic Offices | Fittings mirror (m2) | 1700936 | 8403179 | 4.1.1 | General fittings, furnishings and equipment | mirror | Construction | 22.869 | Area Calculation | 20 | 44 | 1 | FALSE | 1 | FALSE |  | 1.05 | 22.869 | 68.607 | 5490 | General glazing, glass (toughened) |  | 60 | D2 | 0 | 0 | 0 | 0 | 0 | 0 | 0 | 0 | 0
| Civic Offices | Fittings mirror (m2) | 1700936 | 8403179 | 4.1.1 | General fittings, furnishings and equipment | mirror | Construction | 22.869 | Area Calculation | 20 | 44 | 1 | FALSE | 1 | FALSE |  | 1.05 | 22.869 | 68.607 | 5490 | General glazing, glass (toughened) |  | 60 | D3 | 0 | 0 | 0 | 0 | 0 | 0 | 0 | 0 | 0
| Civic Offices | Fittings mirror (m2) | 1700936 | 8403179 | 4.1.1 | General fittings, furnishings and equipment | mirror | Construction | 22.869 | Area Calculation | 20 | 44 | 1 | FALSE | 1 | FALSE |  | 1.05 | 22.869 | 68.607 | 5490 | General glazing, glass (toughened) |  | 60 | D4 | 0 | 0 | 0 | 0 | 0 | 0 | 0 | 0 | 0
| Civic Offices | Fittings mirror (m2) | 1700936 | 8403179 | 4.1.1 | General fittings, furnishings and equipment | mirror | Construction | 22.869 | Area Calculation | 20 | 44 | 1 | FALSE | 1 | FALSE |  | 1.05 | 22.869 | 68.607 | 5490 | General glazing, glass (toughened) |  | 20 | B4B5 | 27.5892 | 2.6063e-06 | 0.25834 | 0.032877 | 0.015899 | 0.00017283 | 340.1351 | 191.3182 | 0.13389
| Civic Offices | Fittings mirror (m2) | 1700936 | 8403179 | 4.1.1 | General fittings, furnishings and equipment | mirror | Construction | 22.869 | Area Calculation | 20 | 44 | 1 | FALSE | 1 | FALSE |  | 1.05 | 22.869 | 68.607 | 5490 | General glazing, glass (toughened) |  | 20 | D2 | 0 | 0 | 0 | 0 | 0 | 0 | 0 | 0 | 0
| Civic Offices | Fittings mirror (m2) | 1700936 | 8403179 | 4.1.1 | General fittings, furnishings and equipment | mirror | Construction | 22.869 | Area Calculation | 20 | 44 | 1 | FALSE | 1 | FALSE |  | 1.05 | 22.869 | 68.607 | 5490 | General glazing, glass (toughened) |  | 20 | D3 | 0 | 0 | 0 | 0 | 0 | 0 | 0 | 0 | 0
| Civic Offices | Fittings mirror (m2) | 1700936 | 8403179 | 4.1.1 | General fittings, furnishings and equipment | mirror | Construction | 22.869 | Area Calculation | 20 | 44 | 1 | FALSE | 1 | FALSE |  | 1.05 | 22.869 | 68.607 | 5490 | General glazing, glass (toughened) |  | 20 | D4 | 0 | 0 | 0 | 0 | 0 | 0 | 0 | 0 | 0
| Civic Offices | Fittings mirror (m2) | 1700936 | 8403179 | 4.1.1 | General fittings, furnishings and equipment | mirror | Construction | 22.869 | Area Calculation | 20 | 44 | 1 | FALSE | 1 | FALSE |  | 1.05 | 22.869 | 68.607 | 5490 | General glazing, glass (toughened) |  | 40 | B4B5 | 27.5892 | 2.6063e-06 | 0.25834 | 0.032877 | 0.015899 | 0.00017283 | 340.1351 | 191.3182 | 0.13389
| Civic Offices | Fittings mirror (m2) | 1700936 | 8403179 | 4.1.1 | General fittings, furnishings and equipment | mirror | Construction | 22.869 | Area Calculation | 20 | 44 | 1 | FALSE | 1 | FALSE |  | 1.05 | 22.869 | 68.607 | 5490 | General glazing, glass (toughened) |  | 40 | D2 | 0 | 0 | 0 | 0 | 0 | 0 | 0 | 0 | 0
| Civic Offices | Fittings mirror (m2) | 1700936 | 8403179 | 4.1.1 | General fittings, furnishings and equipment | mirror | Construction | 22.869 | Area Calculation | 20 | 44 | 1 | FALSE | 1 | FALSE |  | 1.05 | 22.869 | 68.607 | 5490 | General glazing, glass (toughened) |  | 40 | D3 | 0 | 0 | 0 | 0 | 0 | 0 | 0 | 0 | 0
| Civic Offices | Fittings mirror (m2) | 1700936 | 8403179 | 4.1.1 | General fittings, furnishings and equipment | mirror | Construction | 22.869 | Area Calculation | 20 | 44 | 1 | FALSE | 1 | FALSE |  | 1.05 | 22.869 | 68.607 | 5490 | General glazing, glass (toughened) |  | 40 | D4 | 0 | 0 | 0 | 0 | 0 | 0 | 0 | 0 | 0
| Civic Offices | Mixer Tap | 1700938 | 8403181 | 5.2 | Services equipment | shower head | Construction | 1.2 | kg | 15 | 44 | 1 | FALSE | 1 | FALSE |  | 1.05 | 1.2 | 4.8 | 5443 | Cladding sheet (profiled, double skin), stainless steel |  | 0 | A1A3 | 6.0079 | 3.0279e-07 | 0.036512 | 0.010753 | 0.0042445 | 0.00018859 | 78.1576 | 7.4195 | 0.18409
| Civic Offices | Mixer Tap | 1700938 | 8403181 | 5.2 | Services equipment | shower head | Construction | 1.2 | kg | 15 | 44 | 1 | FALSE | 1 | FALSE |  | 1.05 | 1.2 | 4.8 | 5443 | Cladding sheet (profiled, double skin), stainless steel |  | 0 | A4 | 0.052298 | 7.2368e-09 | 0.00024866 | 4.6173e-05 | 3.2826e-05 | 1.1647e-07 | 0.76519 | 0.22222 | 0.00021254
| Civic Offices | Mixer Tap | 1700938 | 8403181 | 5.2 | Services equipment | shower head | Construction | 1.2 | kg | 15 | 44 | 1 | FALSE | 1 | FALSE |  | 1.05 | 1.2 | 4.8 | 5443 | Cladding sheet (profiled, double skin), stainless steel |  | 0 | A5 | 3.1188e-05 | 8.1667e-12 | 2.1809e-07 | 7.1665e-08 | 3.619e-08 | 4.3995e-11 | 0.00076459 | 0.009 | 0
| Civic Offices | Mixer Tap | 1700938 | 8403181 | 5.2 | Services equipment | shower head | Construction | 1.2 | kg | 15 | 44 | 1 | FALSE | 1 | FALSE |  | 1.05 | 1.2 | 4.8 | 5443 | Cladding sheet (profiled, double skin), stainless steel |  | 0 | D2 | 0 | 0 | 0 | 0 | 0 | 0 | 0 | 0 | 0
| Civic Offices | Mixer Tap | 1700938 | 8403181 | 5.2 | Services equipment | shower head | Construction | 1.2 | kg | 15 | 44 | 1 | FALSE | 1 | FALSE |  | 1.05 | 1.2 | 4.8 | 5443 | Cladding sheet (profiled, double skin), stainless steel |  | 0 | D3 | 0 | 0 | 0 | 0 | 0 | 0 | 0 | 0 | 0
| Civic Offices | Mixer Tap | 1700938 | 8403181 | 5.2 | Services equipment | shower head | Construction | 1.2 | kg | 15 | 44 | 1 | FALSE | 1 | FALSE |  | 1.05 | 1.2 | 4.8 | 5443 | Cladding sheet (profiled, double skin), stainless steel |  | 0 | D4 | 0 | 0 | 0 | 0 | 0 | 0 | 0 | 0 | 0
| Civic Offices | Mixer Tap | 1700938 | 8403181 | 5.2 | Services equipment | shower head | Construction | 1.2 | kg | 15 | 44 | 1 | FALSE | 1 | FALSE |  | 1.05 | 1.2 | 4.8 | 5443 | Cladding sheet (profiled, double skin), stainless steel |  | 60 | C2 | 0 | 0 | 0 | 0 | 0 | 0 | 0 | 0 | 0
| Civic Offices | Mixer Tap | 1700938 | 8403181 | 5.2 | Services equipment | shower head | Construction | 1.2 | kg | 15 | 44 | 1 | FALSE | 1 | FALSE |  | 1.05 | 1.2 | 4.8 | 5443 | Cladding sheet (profiled, double skin), stainless steel |  | 60 | C4 | 0.00062376 | 1.6333e-10 | 4.3619e-06 | 1.4333e-06 | 7.2381e-07 | 8.7991e-10 | 0.015292 | 0.18 | 3.1282e-05
| Civic Offices | Mixer Tap | 1700938 | 8403181 | 5.2 | Services equipment | shower head | Construction | 1.2 | kg | 15 | 44 | 1 | FALSE | 1 | FALSE |  | 1.05 | 1.2 | 4.8 | 5443 | Cladding sheet (profiled, double skin), stainless steel |  | 60 | D2 | 0 | 0 | 0 | 0 | 0 | 0 | 0 | 0 | 0
| Civic Offices | Mixer Tap | 1700938 | 8403181 | 5.2 | Services equipment | shower head | Construction | 1.2 | kg | 15 | 44 | 1 | FALSE | 1 | FALSE |  | 1.05 | 1.2 | 4.8 | 5443 | Cladding sheet (profiled, double skin), stainless steel |  | 60 | D3 | 0 | 0 | 0 | 0 | 0 | 0 | 0 | 0 | 0
| Civic Offices | Mixer Tap | 1700938 | 8403181 | 5.2 | Services equipment | shower head | Construction | 1.2 | kg | 15 | 44 | 1 | FALSE | 1 | FALSE |  | 1.05 | 1.2 | 4.8 | 5443 | Cladding sheet (profiled, double skin), stainless steel |  | 60 | D4 | 0 | 0 | 0 | 0 | 0 | 0 | 0 | 0 | 0
| Civic Offices | Mixer Tap | 1700938 | 8403181 | 5.2 | Services equipment | shower head | Construction | 1.2 | kg | 15 | 44 | 1 | FALSE | 1 | FALSE |  | 1.05 | 1.2 | 4.8 | 5443 | Cladding sheet (profiled, double skin), stainless steel |  | 15 | B4B5 | 6.0608 | 3.102e-07 | 0.036765 | 0.0108 | 0.0042781 | 0.00018871 | 78.9389 | 7.8307 | 0.1843
| Civic Offices | Mixer Tap | 1700938 | 8403181 | 5.2 | Services equipment | shower head | Construction | 1.2 | kg | 15 | 44 | 1 | FALSE | 1 | FALSE |  | 1.05 | 1.2 | 4.8 | 5443 | Cladding sheet (profiled, double skin), stainless steel |  | 15 | D2 | 0 | 0 | 0 | 0 | 0 | 0 | 0 | 0 | 0
| Civic Offices | Mixer Tap | 1700938 | 8403181 | 5.2 | Services equipment | shower head | Construction | 1.2 | kg | 15 | 44 | 1 | FALSE | 1 | FALSE |  | 1.05 | 1.2 | 4.8 | 5443 | Cladding sheet (profiled, double skin), stainless steel |  | 15 | D3 | 0 | 0 | 0 | 0 | 0 | 0 | 0 | 0 | 0
| Civic Offices | Mixer Tap | 1700938 | 8403181 | 5.2 | Services equipment | shower head | Construction | 1.2 | kg | 15 | 44 | 1 | FALSE | 1 | FALSE |  | 1.05 | 1.2 | 4.8 | 5443 | Cladding sheet (profiled, double skin), stainless steel |  | 15 | D4 | 0 | 0 | 0 | 0 | 0 | 0 | 0 | 0 | 0
| Civic Offices | Mixer Tap | 1700938 | 8403181 | 5.2 | Services equipment | shower head | Construction | 1.2 | kg | 15 | 44 | 1 | FALSE | 1 | FALSE |  | 1.05 | 1.2 | 4.8 | 5443 | Cladding sheet (profiled, double skin), stainless steel |  | 30 | B4B5 | 6.0608 | 3.102e-07 | 0.036765 | 0.0108 | 0.0042781 | 0.00018871 | 78.9389 | 7.8307 | 0.1843
| Civic Offices | Mixer Tap | 1700938 | 8403181 | 5.2 | Services equipment | shower head | Construction | 1.2 | kg | 15 | 44 | 1 | FALSE | 1 | FALSE |  | 1.05 | 1.2 | 4.8 | 5443 | Cladding sheet (profiled, double skin), stainless steel |  | 30 | D2 | 0 | 0 | 0 | 0 | 0 | 0 | 0 | 0 | 0
| Civic Offices | Mixer Tap | 1700938 | 8403181 | 5.2 | Services equipment | shower head | Construction | 1.2 | kg | 15 | 44 | 1 | FALSE | 1 | FALSE |  | 1.05 | 1.2 | 4.8 | 5443 | Cladding sheet (profiled, double skin), stainless steel |  | 30 | D3 | 0 | 0 | 0 | 0 | 0 | 0 | 0 | 0 | 0
| Civic Offices | Mixer Tap | 1700938 | 8403181 | 5.2 | Services equipment | shower head | Construction | 1.2 | kg | 15 | 44 | 1 | FALSE | 1 | FALSE |  | 1.05 | 1.2 | 4.8 | 5443 | Cladding sheet (profiled, double skin), stainless steel |  | 30 | D4 | 0 | 0 | 0 | 0 | 0 | 0 | 0 | 0 | 0
| Civic Offices | Mixer Tap | 1700938 | 8403181 | 5.2 | Services equipment | shower head | Construction | 1.2 | kg | 15 | 44 | 1 | FALSE | 1 | FALSE |  | 1.05 | 1.2 | 4.8 | 5443 | Cladding sheet (profiled, double skin), stainless steel |  | 45 | B4B5 | 6.0608 | 3.102e-07 | 0.036765 | 0.0108 | 0.0042781 | 0.00018871 | 78.9389 | 7.8307 | 0.1843
| Civic Offices | Mixer Tap | 1700938 | 8403181 | 5.2 | Services equipment | shower head | Construction | 1.2 | kg | 15 | 44 | 1 | FALSE | 1 | FALSE |  | 1.05 | 1.2 | 4.8 | 5443 | Cladding sheet (profiled, double skin), stainless steel |  | 45 | D2 | 0 | 0 | 0 | 0 | 0 | 0 | 0 | 0 | 0
| Civic Offices | Mixer Tap | 1700938 | 8403181 | 5.2 | Services equipment | shower head | Construction | 1.2 | kg | 15 | 44 | 1 | FALSE | 1 | FALSE |  | 1.05 | 1.2 | 4.8 | 5443 | Cladding sheet (profiled, double skin), stainless steel |  | 45 | D3 | 0 | 0 | 0 | 0 | 0 | 0 | 0 | 0 | 0
| Civic Offices | Mixer Tap | 1700938 | 8403181 | 5.2 | Services equipment | shower head | Construction | 1.2 | kg | 15 | 44 | 1 | FALSE | 1 | FALSE |  | 1.05 | 1.2 | 4.8 | 5443 | Cladding sheet (profiled, double skin), stainless steel |  | 45 | D4 | 0 | 0 | 0 | 0 | 0 | 0 | 0 | 0 | 0
| Civic Offices | Services pipework 22mm copper pipe (water supply) | 1700940 | 8403183 | 5.2 | Services equipment | Proxy for copper piping 22mm diameter | Construction | 2.1307 | Linear length Calculation | 45 | 44 | 1 | FALSE | 1 | FALSE |  | 1.03 | 2.1307 | 4.2614 | 5113 | Cladding sheet (plain), copper |  | 0 | A1A3 | 15.1098 | 1.2557e-05 | 0.76846 | 0.51297 | 0.042477 | 0.0034961 | 229.2645 | 44.755 | 0.48298
| Civic Offices | Services pipework 22mm copper pipe (water supply) | 1700940 | 8403183 | 5.2 | Services equipment | Proxy for copper piping 22mm diameter | Construction | 2.1307 | Linear length Calculation | 45 | 44 | 1 | FALSE | 1 | FALSE |  | 1.03 | 2.1307 | 4.2614 | 5113 | Cladding sheet (plain), copper |  | 0 | A4 | 0.042998 | 7.7257e-09 | 0.00014079 | 3.8053e-05 | 2.4019e-05 | 1.4995e-07 | 0.64095 | 0.097869 | 0.00017694
| Civic Offices | Services pipework 22mm copper pipe (water supply) | 1700940 | 8403183 | 5.2 | Services equipment | Proxy for copper piping 22mm diameter | Construction | 2.1307 | Linear length Calculation | 45 | 44 | 1 | FALSE | 1 | FALSE |  | 1.03 | 2.1307 | 4.2614 | 5113 | Cladding sheet (plain), copper |  | 0 | A5 | 3.3226e-05 | 8.7003e-12 | 2.3234e-07 | 7.6348e-08 | 3.8555e-08 | 4.687e-11 | 0.00081454 | 0.0095881 | 0
| Civic Offices | Services pipework 22mm copper pipe (water supply) | 1700940 | 8403183 | 5.2 | Services equipment | Proxy for copper piping 22mm diameter | Construction | 2.1307 | Linear length Calculation | 45 | 44 | 1 | FALSE | 1 | FALSE |  | 1.03 | 2.1307 | 4.2614 | 5113 | Cladding sheet (plain), copper |  | 0 | D2 | 0 | 0 | 0 | 0 | 0 | 0 | 0 | 0 | 0
| Civic Offices | Services pipework 22mm copper pipe (water supply) | 1700940 | 8403183 | 5.2 | Services equipment | Proxy for copper piping 22mm diameter | Construction | 2.1307 | Linear length Calculation | 45 | 44 | 1 | FALSE | 1 | FALSE |  | 1.03 | 2.1307 | 4.2614 | 5113 | Cladding sheet (plain), copper |  | 0 | D3 | 0 | 0 | 0 | 0 | 0 | 0 | 0 | 0 | 0
| Civic Offices | Services pipework 22mm copper pipe (water supply) | 1700940 | 8403183 | 5.2 | Services equipment | Proxy for copper piping 22mm diameter | Construction | 2.1307 | Linear length Calculation | 45 | 44 | 1 | FALSE | 1 | FALSE |  | 1.03 | 2.1307 | 4.2614 | 5113 | Cladding sheet (plain), copper |  | 0 | D4 | 0 | 0 | 0 | 0 | 0 | 0 | 0 | 0 | 0
| Civic Offices | Services pipework 22mm copper pipe (water supply) | 1700940 | 8403183 | 5.2 | Services equipment | Proxy for copper piping 22mm diameter | Construction | 2.1307 | Linear length Calculation | 45 | 44 | 1 | FALSE | 1 | FALSE |  | 1.03 | 2.1307 | 4.2614 | 5113 | Cladding sheet (plain), copper |  | 60 | C2 | 0 | 0 | 0 | 0 | 0 | 0 | 0 | 0 | 0
| Civic Offices | Services pipework 22mm copper pipe (water supply) | 1700940 | 8403183 | 5.2 | Services equipment | Proxy for copper piping 22mm diameter | Construction | 2.1307 | Linear length Calculation | 45 | 44 | 1 | FALSE | 1 | FALSE |  | 1.03 | 2.1307 | 4.2614 | 5113 | Cladding sheet (plain), copper |  | 60 | C4 | 0.0011075 | 2.9001e-10 | 7.7448e-06 | 2.5449e-06 | 1.2852e-06 | 1.5623e-09 | 0.027151 | 0.3196 | 5.5543e-05
| Civic Offices | Services pipework 22mm copper pipe (water supply) | 1700940 | 8403183 | 5.2 | Services equipment | Proxy for copper piping 22mm diameter | Construction | 2.1307 | Linear length Calculation | 45 | 44 | 1 | FALSE | 1 | FALSE |  | 1.03 | 2.1307 | 4.2614 | 5113 | Cladding sheet (plain), copper |  | 60 | D2 | 0 | 0 | 0 | 0 | 0 | 0 | 0 | 0 | 0
| Civic Offices | Services pipework 22mm copper pipe (water supply) | 1700940 | 8403183 | 5.2 | Services equipment | Proxy for copper piping 22mm diameter | Construction | 2.1307 | Linear length Calculation | 45 | 44 | 1 | FALSE | 1 | FALSE |  | 1.03 | 2.1307 | 4.2614 | 5113 | Cladding sheet (plain), copper |  | 60 | D3 | 0 | 0 | 0 | 0 | 0 | 0 | 0 | 0 | 0
| Civic Offices | Services pipework 22mm copper pipe (water supply) | 1700940 | 8403183 | 5.2 | Services equipment | Proxy for copper piping 22mm diameter | Construction | 2.1307 | Linear length Calculation | 45 | 44 | 1 | FALSE | 1 | FALSE |  | 1.03 | 2.1307 | 4.2614 | 5113 | Cladding sheet (plain), copper |  | 60 | D4 | 0 | 0 | 0 | 0 | 0 | 0 | 0 | 0 | 0
| Civic Offices | Services pipework 22mm copper pipe (water supply) | 1700940 | 8403183 | 5.2 | Services equipment | Proxy for copper piping 22mm diameter | Construction | 2.1307 | Linear length Calculation | 45 | 44 | 1 | FALSE | 1 | FALSE |  | 1.03 | 2.1307 | 4.2614 | 5113 | Cladding sheet (plain), copper |  | 45 | B4B5 | 15.1539 | 1.2565e-05 | 0.76861 | 0.51301 | 0.042503 | 0.0034963 | 229.9334 | 45.1821 | 0.48316
| Civic Offices | Services pipework 22mm copper pipe (water supply) | 1700940 | 8403183 | 5.2 | Services equipment | Proxy for copper piping 22mm diameter | Construction | 2.1307 | Linear length Calculation | 45 | 44 | 1 | FALSE | 1 | FALSE |  | 1.03 | 2.1307 | 4.2614 | 5113 | Cladding sheet (plain), copper |  | 45 | D2 | 0 | 0 | 0 | 0 | 0 | 0 | 0 | 0 | 0
| Civic Offices | Services pipework 22mm copper pipe (water supply) | 1700940 | 8403183 | 5.2 | Services equipment | Proxy for copper piping 22mm diameter | Construction | 2.1307 | Linear length Calculation | 45 | 44 | 1 | FALSE | 1 | FALSE |  | 1.03 | 2.1307 | 4.2614 | 5113 | Cladding sheet (plain), copper |  | 45 | D3 | 0 | 0 | 0 | 0 | 0 | 0 | 0 | 0 | 0
| Civic Offices | Services pipework 22mm copper pipe (water supply) | 1700940 | 8403183 | 5.2 | Services equipment | Proxy for copper piping 22mm diameter | Construction | 2.1307 | Linear length Calculation | 45 | 44 | 1 | FALSE | 1 | FALSE |  | 1.03 | 2.1307 | 4.2614 | 5113 | Cladding sheet (plain), copper |  | 45 | D4 | 0 | 0 | 0 | 0 | 0 | 0 | 0 | 0 | 0
| Civic Offices | Services pipework PVC waste 94mm | 1700941 | 8403185 | 5.2 | Services equipment | Proxy for PVC water pipe | Construction | 4.4296 | Linear length Calculation | 30 | 44 | 1 | FALSE | 1 | FALSE |  | 1.01 | 4.4296 | 8.8593 | 5379 | Window frame, PVC |  | 0 | A1A3 | 12.2154 | 4.7976e-07 | 0.076396 | 0.023563 | 0.013183 | 0.00080534 | 229.704 | 29.9437 | 0.12632
| Civic Offices | Services pipework PVC waste 94mm | 1700941 | 8403185 | 5.2 | Services equipment | Proxy for PVC water pipe | Construction | 4.4296 | Linear length Calculation | 30 | 44 | 1 | FALSE | 1 | FALSE |  | 1.01 | 4.4296 | 8.8593 | 5379 | Window frame, PVC |  | 0 | A4 | 0.084766 | 1.523e-08 | 0.00027755 | 7.5018e-05 | 4.735e-05 | 2.9562e-07 | 1.2636 | 0.19294 | 0.00034883
| Civic Offices | Services pipework PVC waste 94mm | 1700941 | 8403185 | 5.2 | Services equipment | Proxy for PVC water pipe | Construction | 4.4296 | Linear length Calculation | 30 | 44 | 1 | FALSE | 1 | FALSE |  | 1.01 | 4.4296 | 8.8593 | 5379 | Window frame, PVC |  | 0 | A5 | 0.00085086 | 3.6472e-11 | 2.7107e-06 | 5.0317e-05 | 2.9638e-07 | 1.9892e-10 | 0.0033831 | 0.0066445 | 0
| Civic Offices | Services pipework PVC waste 94mm | 1700941 | 8403185 | 5.2 | Services equipment | Proxy for PVC water pipe | Construction | 4.4296 | Linear length Calculation | 30 | 44 | 1 | FALSE | 1 | FALSE |  | 1.01 | 4.4296 | 8.8593 | 5379 | Window frame, PVC |  | 0 | D2 | 0 | 0 | 0 | 0 | 0 | 0 | 0 | 0 | 0
| Civic Offices | Services pipework PVC waste 94mm | 1700941 | 8403185 | 5.2 | Services equipment | Proxy for PVC water pipe | Construction | 4.4296 | Linear length Calculation | 30 | 44 | 1 | FALSE | 1 | FALSE |  | 1.01 | 4.4296 | 8.8593 | 5379 | Window frame, PVC |  | 0 | D3 | 0 | 0 | 0 | 0 | 0 | 0 | 0 | 0 | 0
| Civic Offices | Services pipework PVC waste 94mm | 1700941 | 8403185 | 5.2 | Services equipment | Proxy for PVC water pipe | Construction | 4.4296 | Linear length Calculation | 30 | 44 | 1 | FALSE | 1 | FALSE |  | 1.01 | 4.4296 | 8.8593 | 5379 | Window frame, PVC |  | 0 | D4 | 0 | 0 | 0 | 0 | 0 | 0 | 0 | 0 | 0
| Civic Offices | Services pipework PVC waste 94mm | 1700941 | 8403185 | 5.2 | Services equipment | Proxy for PVC water pipe | Construction | 4.4296 | Linear length Calculation | 30 | 44 | 1 | FALSE | 1 | FALSE |  | 1.01 | 4.4296 | 8.8593 | 5379 | Window frame, PVC |  | 60 | C2 | 0 | 0 | 0 | 0 | 0 | 0 | 0 | 0 | 0
| Civic Offices | Services pipework PVC waste 94mm | 1700941 | 8403185 | 5.2 | Services equipment | Proxy for PVC water pipe | Construction | 4.4296 | Linear length Calculation | 30 | 44 | 1 | FALSE | 1 | FALSE |  | 1.01 | 4.4296 | 8.8593 | 5379 | Window frame, PVC |  | 60 | C4 | 0.085086 | 3.6472e-09 | 0.00027107 | 0.0050317 | 2.9638e-05 | 1.9892e-08 | 0.33831 | 0.66445 | 0.0020771
| Civic Offices | Services pipework PVC waste 94mm | 1700941 | 8403185 | 5.2 | Services equipment | Proxy for PVC water pipe | Construction | 4.4296 | Linear length Calculation | 30 | 44 | 1 | FALSE | 1 | FALSE |  | 1.01 | 4.4296 | 8.8593 | 5379 | Window frame, PVC |  | 60 | D2 | 0 | 0 | 0 | 0 | 0 | 0 | 0 | 0 | 0
| Civic Offices | Services pipework PVC waste 94mm | 1700941 | 8403185 | 5.2 | Services equipment | Proxy for PVC water pipe | Construction | 4.4296 | Linear length Calculation | 30 | 44 | 1 | FALSE | 1 | FALSE |  | 1.01 | 4.4296 | 8.8593 | 5379 | Window frame, PVC |  | 60 | D3 | 0 | 0 | 0 | 0 | 0 | 0 | 0 | 0 | 0
| Civic Offices | Services pipework PVC waste 94mm | 1700941 | 8403185 | 5.2 | Services equipment | Proxy for PVC water pipe | Construction | 4.4296 | Linear length Calculation | 30 | 44 | 1 | FALSE | 1 | FALSE |  | 1.01 | 4.4296 | 8.8593 | 5379 | Window frame, PVC |  | 60 | D4 | 0 | 0 | 0 | 0 | 0 | 0 | 0 | 0 | 0
| Civic Offices | Services pipework PVC waste 94mm | 1700941 | 8403185 | 5.2 | Services equipment | Proxy for PVC water pipe | Construction | 4.4296 | Linear length Calculation | 30 | 44 | 1 | FALSE | 1 | FALSE |  | 1.01 | 4.4296 | 8.8593 | 5379 | Window frame, PVC |  | 30 | B4B5 | 12.3861 | 4.9867e-07 | 0.076948 | 0.02872 | 0.01326 | 0.00080566 | 231.3092 | 30.8077 | 0.12667
| Civic Offices | Services pipework PVC waste 94mm | 1700941 | 8403185 | 5.2 | Services equipment | Proxy for PVC water pipe | Construction | 4.4296 | Linear length Calculation | 30 | 44 | 1 | FALSE | 1 | FALSE |  | 1.01 | 4.4296 | 8.8593 | 5379 | Window frame, PVC |  | 30 | D2 | 0 | 0 | 0 | 0 | 0 | 0 | 0 | 0 | 0
| Civic Offices | Services pipework PVC waste 94mm | 1700941 | 8403185 | 5.2 | Services equipment | Proxy for PVC water pipe | Construction | 4.4296 | Linear length Calculation | 30 | 44 | 1 | FALSE | 1 | FALSE |  | 1.01 | 4.4296 | 8.8593 | 5379 | Window frame, PVC |  | 30 | D3 | 0 | 0 | 0 | 0 | 0 | 0 | 0 | 0 | 0
| Civic Offices | Services pipework PVC waste 94mm | 1700941 | 8403185 | 5.2 | Services equipment | Proxy for PVC water pipe | Construction | 4.4296 | Linear length Calculation | 30 | 44 | 1 | FALSE | 1 | FALSE |  | 1.01 | 4.4296 | 8.8593 | 5379 | Window frame, PVC |  | 30 | D4 | 0 | 0 | 0 | 0 | 0 | 0 | 0 | 0 | 0
| Civic Offices | Services pipework 22mm copper pipe (water supply) | 1700943 | 8403187 | 5.2 | Services equipment | Proxy for copper piping 22mm diameter | Construction | 2.1307 | Linear length Calculation | 45 | 44 | 1 | FALSE | 1 | FALSE |  | 1.03 | 2.1307 | 4.2614 | 5113 | Cladding sheet (plain), copper |  | 0 | A1A3 | 15.1098 | 1.2557e-05 | 0.76846 | 0.51297 | 0.042477 | 0.0034961 | 229.2645 | 44.755 | 0.48298
| Civic Offices | Services pipework 22mm copper pipe (water supply) | 1700943 | 8403187 | 5.2 | Services equipment | Proxy for copper piping 22mm diameter | Construction | 2.1307 | Linear length Calculation | 45 | 44 | 1 | FALSE | 1 | FALSE |  | 1.03 | 2.1307 | 4.2614 | 5113 | Cladding sheet (plain), copper |  | 0 | A4 | 0.042998 | 7.7257e-09 | 0.00014079 | 3.8053e-05 | 2.4019e-05 | 1.4995e-07 | 0.64095 | 0.097869 | 0.00017694
| Civic Offices | Services pipework 22mm copper pipe (water supply) | 1700943 | 8403187 | 5.2 | Services equipment | Proxy for copper piping 22mm diameter | Construction | 2.1307 | Linear length Calculation | 45 | 44 | 1 | FALSE | 1 | FALSE |  | 1.03 | 2.1307 | 4.2614 | 5113 | Cladding sheet (plain), copper |  | 0 | A5 | 3.3226e-05 | 8.7003e-12 | 2.3234e-07 | 7.6348e-08 | 3.8555e-08 | 4.687e-11 | 0.00081454 | 0.0095881 | 0
| Civic Offices | Services pipework 22mm copper pipe (water supply) | 1700943 | 8403187 | 5.2 | Services equipment | Proxy for copper piping 22mm diameter | Construction | 2.1307 | Linear length Calculation | 45 | 44 | 1 | FALSE | 1 | FALSE |  | 1.03 | 2.1307 | 4.2614 | 5113 | Cladding sheet (plain), copper |  | 0 | D2 | 0 | 0 | 0 | 0 | 0 | 0 | 0 | 0 | 0
| Civic Offices | Services pipework 22mm copper pipe (water supply) | 1700943 | 8403187 | 5.2 | Services equipment | Proxy for copper piping 22mm diameter | Construction | 2.1307 | Linear length Calculation | 45 | 44 | 1 | FALSE | 1 | FALSE |  | 1.03 | 2.1307 | 4.2614 | 5113 | Cladding sheet (plain), copper |  | 0 | D3 | 0 | 0 | 0 | 0 | 0 | 0 | 0 | 0 | 0
| Civic Offices | Services pipework 22mm copper pipe (water supply) | 1700943 | 8403187 | 5.2 | Services equipment | Proxy for copper piping 22mm diameter | Construction | 2.1307 | Linear length Calculation | 45 | 44 | 1 | FALSE | 1 | FALSE |  | 1.03 | 2.1307 | 4.2614 | 5113 | Cladding sheet (plain), copper |  | 0 | D4 | 0 | 0 | 0 | 0 | 0 | 0 | 0 | 0 | 0
| Civic Offices | Services pipework 22mm copper pipe (water supply) | 1700943 | 8403187 | 5.2 | Services equipment | Proxy for copper piping 22mm diameter | Construction | 2.1307 | Linear length Calculation | 45 | 44 | 1 | FALSE | 1 | FALSE |  | 1.03 | 2.1307 | 4.2614 | 5113 | Cladding sheet (plain), copper |  | 60 | C2 | 0 | 0 | 0 | 0 | 0 | 0 | 0 | 0 | 0
| Civic Offices | Services pipework 22mm copper pipe (water supply) | 1700943 | 8403187 | 5.2 | Services equipment | Proxy for copper piping 22mm diameter | Construction | 2.1307 | Linear length Calculation | 45 | 44 | 1 | FALSE | 1 | FALSE |  | 1.03 | 2.1307 | 4.2614 | 5113 | Cladding sheet (plain), copper |  | 60 | C4 | 0.0011075 | 2.9001e-10 | 7.7448e-06 | 2.5449e-06 | 1.2852e-06 | 1.5623e-09 | 0.027151 | 0.3196 | 5.5543e-05
| Civic Offices | Services pipework 22mm copper pipe (water supply) | 1700943 | 8403187 | 5.2 | Services equipment | Proxy for copper piping 22mm diameter | Construction | 2.1307 | Linear length Calculation | 45 | 44 | 1 | FALSE | 1 | FALSE |  | 1.03 | 2.1307 | 4.2614 | 5113 | Cladding sheet (plain), copper |  | 60 | D2 | 0 | 0 | 0 | 0 | 0 | 0 | 0 | 0 | 0
| Civic Offices | Services pipework 22mm copper pipe (water supply) | 1700943 | 8403187 | 5.2 | Services equipment | Proxy for copper piping 22mm diameter | Construction | 2.1307 | Linear length Calculation | 45 | 44 | 1 | FALSE | 1 | FALSE |  | 1.03 | 2.1307 | 4.2614 | 5113 | Cladding sheet (plain), copper |  | 60 | D3 | 0 | 0 | 0 | 0 | 0 | 0 | 0 | 0 | 0
| Civic Offices | Services pipework 22mm copper pipe (water supply) | 1700943 | 8403187 | 5.2 | Services equipment | Proxy for copper piping 22mm diameter | Construction | 2.1307 | Linear length Calculation | 45 | 44 | 1 | FALSE | 1 | FALSE |  | 1.03 | 2.1307 | 4.2614 | 5113 | Cladding sheet (plain), copper |  | 60 | D4 | 0 | 0 | 0 | 0 | 0 | 0 | 0 | 0 | 0
| Civic Offices | Services pipework 22mm copper pipe (water supply) | 1700943 | 8403187 | 5.2 | Services equipment | Proxy for copper piping 22mm diameter | Construction | 2.1307 | Linear length Calculation | 45 | 44 | 1 | FALSE | 1 | FALSE |  | 1.03 | 2.1307 | 4.2614 | 5113 | Cladding sheet (plain), copper |  | 45 | B4B5 | 15.1539 | 1.2565e-05 | 0.76861 | 0.51301 | 0.042503 | 0.0034963 | 229.9334 | 45.1821 | 0.48316
| Civic Offices | Services pipework 22mm copper pipe (water supply) | 1700943 | 8403187 | 5.2 | Services equipment | Proxy for copper piping 22mm diameter | Construction | 2.1307 | Linear length Calculation | 45 | 44 | 1 | FALSE | 1 | FALSE |  | 1.03 | 2.1307 | 4.2614 | 5113 | Cladding sheet (plain), copper |  | 45 | D2 | 0 | 0 | 0 | 0 | 0 | 0 | 0 | 0 | 0
| Civic Offices | Services pipework 22mm copper pipe (water supply) | 1700943 | 8403187 | 5.2 | Services equipment | Proxy for copper piping 22mm diameter | Construction | 2.1307 | Linear length Calculation | 45 | 44 | 1 | FALSE | 1 | FALSE |  | 1.03 | 2.1307 | 4.2614 | 5113 | Cladding sheet (plain), copper |  | 45 | D3 | 0 | 0 | 0 | 0 | 0 | 0 | 0 | 0 | 0
| Civic Offices | Services pipework 22mm copper pipe (water supply) | 1700943 | 8403187 | 5.2 | Services equipment | Proxy for copper piping 22mm diameter | Construction | 2.1307 | Linear length Calculation | 45 | 44 | 1 | FALSE | 1 | FALSE |  | 1.03 | 2.1307 | 4.2614 | 5113 | Cladding sheet (plain), copper |  | 45 | D4 | 0 | 0 | 0 | 0 | 0 | 0 | 0 | 0 | 0
| Civic Offices | Services pipework insulation (50mm) | 1700944 | 8403189 | 5.2 | Services equipment | pipe insulation 50mm thick | Construction | 1.8113 | Area Calculation | 70 | 44 | 1 | FALSE | 1 | FALSE |  | 1.07 | 1.8113 | 1.8113 | 5349 | Insulation (flexible), polyurethane foam |  | 0 | A1A3 | 9.5632 | 8.1444e-08 | 0.041138 | 0.010726 | 0.0061929 | 5.8988e-05 | 169.5591 | 2.8314 | 0.051546
| Civic Offices | Services pipework insulation (50mm) | 1700944 | 8403189 | 5.2 | Services equipment | pipe insulation 50mm thick | Construction | 1.8113 | Area Calculation | 70 | 44 | 1 | FALSE | 1 | FALSE |  | 1.07 | 1.8113 | 1.8113 | 5349 | Insulation (flexible), polyurethane foam |  | 0 | A4 | 0.037137 | 6.6726e-09 | 0.0001216 | 3.2866e-05 | 2.0745e-05 | 1.2951e-07 | 0.55358 | 0.084528 | 0.00015282
| Civic Offices | Services pipework insulation (50mm) | 1700944 | 8403189 | 5.2 | Services equipment | pipe insulation 50mm thick | Construction | 1.8113 | Area Calculation | 70 | 44 | 1 | FALSE | 1 | FALSE |  | 1.07 | 1.8113 | 1.8113 | 5349 | Insulation (flexible), polyurethane foam |  | 0 | A5 | 0.010899 | 3.4432e-10 | 1.3761e-05 | 0.0034697 | 3.339e-06 | 2.2271e-09 | 0.038717 | 0.019018 | 0
| Civic Offices | Services pipework insulation (50mm) | 1700944 | 8403189 | 5.2 | Services equipment | pipe insulation 50mm thick | Construction | 1.8113 | Area Calculation | 70 | 44 | 1 | FALSE | 1 | FALSE |  | 1.07 | 1.8113 | 1.8113 | 5349 | Insulation (flexible), polyurethane foam |  | 0 | D2 | 0 | 0 | 0 | 0 | 0 | 0 | 0 | 0 | 0
| Civic Offices | Services pipework insulation (50mm) | 1700944 | 8403189 | 5.2 | Services equipment | pipe insulation 50mm thick | Construction | 1.8113 | Area Calculation | 70 | 44 | 1 | FALSE | 1 | FALSE |  | 1.07 | 1.8113 | 1.8113 | 5349 | Insulation (flexible), polyurethane foam |  | 0 | D3 | 0 | 0 | 0 | 0 | 0 | 0 | 0 | 0 | 0
| Civic Offices | Services pipework insulation (50mm) | 1700944 | 8403189 | 5.2 | Services equipment | pipe insulation 50mm thick | Construction | 1.8113 | Area Calculation | 70 | 44 | 1 | FALSE | 1 | FALSE |  | 1.07 | 1.8113 | 1.8113 | 5349 | Insulation (flexible), polyurethane foam |  | 0 | D4 | 0 | 0 | 0 | 0 | 0 | 0 | 0 | 0 | 0
| Civic Offices | Services pipework insulation (50mm) | 1700944 | 8403189 | 5.2 | Services equipment | pipe insulation 50mm thick | Construction | 1.8113 | Area Calculation | 70 | 44 | 1 | FALSE | 1 | FALSE |  | 1.07 | 1.8113 | 1.8113 | 5349 | Insulation (flexible), polyurethane foam |  | 60 | C2 | 0 | 0 | 0 | 0 | 0 | 0 | 0 | 0 | 0
| Civic Offices | Services pipework insulation (50mm) | 1700944 | 8403189 | 5.2 | Services equipment | pipe insulation 50mm thick | Construction | 1.8113 | Area Calculation | 70 | 44 | 1 | FALSE | 1 | FALSE |  | 1.07 | 1.8113 | 1.8113 | 5349 | Insulation (flexible), polyurethane foam |  | 60 | C4 | 0.1557 | 4.9189e-09 | 0.00019658 | 0.049568 | 4.77e-05 | 3.1815e-08 | 0.55309 | 0.27169 | 0.013274
| Civic Offices | Services pipework insulation (50mm) | 1700944 | 8403189 | 5.2 | Services equipment | pipe insulation 50mm thick | Construction | 1.8113 | Area Calculation | 70 | 44 | 1 | FALSE | 1 | FALSE |  | 1.07 | 1.8113 | 1.8113 | 5349 | Insulation (flexible), polyurethane foam |  | 60 | D2 | 0 | 0 | 0 | 0 | 0 | 0 | 0 | 0 | 0
| Civic Offices | Services pipework insulation (50mm) | 1700944 | 8403189 | 5.2 | Services equipment | pipe insulation 50mm thick | Construction | 1.8113 | Area Calculation | 70 | 44 | 1 | FALSE | 1 | FALSE |  | 1.07 | 1.8113 | 1.8113 | 5349 | Insulation (flexible), polyurethane foam |  | 60 | D3 | 0 | 0 | 0 | 0 | 0 | 0 | 0 | 0 | 0
| Civic Offices | Services pipework insulation (50mm) | 1700944 | 8403189 | 5.2 | Services equipment | pipe insulation 50mm thick | Construction | 1.8113 | Area Calculation | 70 | 44 | 1 | FALSE | 1 | FALSE |  | 1.07 | 1.8113 | 1.8113 | 5349 | Insulation (flexible), polyurethane foam |  | 60 | D4 | 0 | 0 | 0 | 0 | 0 | 0 | 0 | 0 | 0
| Civic Offices | Services pipework (copper water supplyx1 and PVC waste) | 1700946 | 8403191 | 5.2 | Services equipment | Proxy for copper piping (cold only) | Construction | 8.3013 | Linear length Calculation | 45 | 44 | 1 | FALSE | 1 | FALSE |  | 1.03 | 8.3013 | 16.6027 | 5113 | Cladding sheet (plain), copper |  | 0 | A1A3 | 58.8693 | 4.8923e-05 | 2.994 | 1.9986 | 0.1655 | 0.013621 | 893.2383 | 174.3702 | 1.8818
| Civic Offices | Services pipework (copper water supplyx1 and PVC waste) | 1700946 | 8403191 | 5.2 | Services equipment | Proxy for copper piping (cold only) | Construction | 8.3013 | Linear length Calculation | 45 | 44 | 1 | FALSE | 1 | FALSE |  | 1.03 | 8.3013 | 16.6027 | 5113 | Cladding sheet (plain), copper |  | 0 | A4 | 0.16752 | 3.01e-08 | 0.00054853 | 0.00014826 | 9.3579e-05 | 5.8424e-07 | 2.4972 | 0.38131 | 0.00068939
| Civic Offices | Services pipework (copper water supplyx1 and PVC waste) | 1700946 | 8403191 | 5.2 | Services equipment | Proxy for copper piping (cold only) | Construction | 8.3013 | Linear length Calculation | 45 | 44 | 1 | FALSE | 1 | FALSE |  | 1.03 | 8.3013 | 16.6027 | 5113 | Cladding sheet (plain), copper |  | 0 | A5 | 0.00012945 | 3.3897e-11 | 9.0524e-07 | 2.9746e-07 | 1.5021e-07 | 1.8261e-10 | 0.0031735 | 0.037356 | 0
| Civic Offices | Services pipework (copper water supplyx1 and PVC waste) | 1700946 | 8403191 | 5.2 | Services equipment | Proxy for copper piping (cold only) | Construction | 8.3013 | Linear length Calculation | 45 | 44 | 1 | FALSE | 1 | FALSE |  | 1.03 | 8.3013 | 16.6027 | 5113 | Cladding sheet (plain), copper |  | 0 | D2 | 0 | 0 | 0 | 0 | 0 | 0 | 0 | 0 | 0
| Civic Offices | Services pipework (copper water supplyx1 and PVC waste) | 1700946 | 8403191 | 5.2 | Services equipment | Proxy for copper piping (cold only) | Construction | 8.3013 | Linear length Calculation | 45 | 44 | 1 | FALSE | 1 | FALSE |  | 1.03 | 8.3013 | 16.6027 | 5113 | Cladding sheet (plain), copper |  | 0 | D3 | 0 | 0 | 0 | 0 | 0 | 0 | 0 | 0 | 0
| Civic Offices | Services pipework (copper water supplyx1 and PVC waste) | 1700946 | 8403191 | 5.2 | Services equipment | Proxy for copper piping (cold only) | Construction | 8.3013 | Linear length Calculation | 45 | 44 | 1 | FALSE | 1 | FALSE |  | 1.03 | 8.3013 | 16.6027 | 5113 | Cladding sheet (plain), copper |  | 0 | D4 | 0 | 0 | 0 | 0 | 0 | 0 | 0 | 0 | 0
| Civic Offices | Services pipework (copper water supplyx1 and PVC waste) | 1700946 | 8403191 | 5.2 | Services equipment | Proxy for copper piping (cold only) | Construction | 8.3013 | Linear length Calculation | 45 | 44 | 1 | FALSE | 1 | FALSE |  | 1.03 | 8.3013 | 16.6027 | 5113 | Cladding sheet (plain), copper |  | 60 | C2 | 0 | 0 | 0 | 0 | 0 | 0 | 0 | 0 | 0
| Civic Offices | Services pipework (copper water supplyx1 and PVC waste) | 1700946 | 8403191 | 5.2 | Services equipment | Proxy for copper piping (cold only) | Construction | 8.3013 | Linear length Calculation | 45 | 44 | 1 | FALSE | 1 | FALSE |  | 1.03 | 8.3013 | 16.6027 | 5113 | Cladding sheet (plain), copper |  | 60 | C4 | 0.004315 | 1.1299e-09 | 3.0175e-05 | 9.9153e-06 | 5.0072e-06 | 6.087e-09 | 0.10578 | 1.2452 | 0.0002164
| Civic Offices | Services pipework (copper water supplyx1 and PVC waste) | 1700946 | 8403191 | 5.2 | Services equipment | Proxy for copper piping (cold only) | Construction | 8.3013 | Linear length Calculation | 45 | 44 | 1 | FALSE | 1 | FALSE |  | 1.03 | 8.3013 | 16.6027 | 5113 | Cladding sheet (plain), copper |  | 60 | D2 | 0 | 0 | 0 | 0 | 0 | 0 | 0 | 0 | 0
| Civic Offices | Services pipework (copper water supplyx1 and PVC waste) | 1700946 | 8403191 | 5.2 | Services equipment | Proxy for copper piping (cold only) | Construction | 8.3013 | Linear length Calculation | 45 | 44 | 1 | FALSE | 1 | FALSE |  | 1.03 | 8.3013 | 16.6027 | 5113 | Cladding sheet (plain), copper |  | 60 | D3 | 0 | 0 | 0 | 0 | 0 | 0 | 0 | 0 | 0
| Civic Offices | Services pipework (copper water supplyx1 and PVC waste) | 1700946 | 8403191 | 5.2 | Services equipment | Proxy for copper piping (cold only) | Construction | 8.3013 | Linear length Calculation | 45 | 44 | 1 | FALSE | 1 | FALSE |  | 1.03 | 8.3013 | 16.6027 | 5113 | Cladding sheet (plain), copper |  | 60 | D4 | 0 | 0 | 0 | 0 | 0 | 0 | 0 | 0 | 0
| Civic Offices | Services pipework (copper water supplyx1 and PVC waste) | 1700946 | 8403191 | 5.2 | Services equipment | Proxy for copper piping (cold only) | Construction | 8.3013 | Linear length Calculation | 45 | 44 | 1 | FALSE | 1 | FALSE |  | 1.03 | 8.3013 | 16.6027 | 5113 | Cladding sheet (plain), copper |  | 45 | B4B5 | 59.0413 | 4.8954e-05 | 2.9946 | 1.9987 | 0.1656 | 0.013622 | 895.8444 | 176.0341 | 1.8824
| Civic Offices | Services pipework (copper water supplyx1 and PVC waste) | 1700946 | 8403191 | 5.2 | Services equipment | Proxy for copper piping (cold only) | Construction | 8.3013 | Linear length Calculation | 45 | 44 | 1 | FALSE | 1 | FALSE |  | 1.03 | 8.3013 | 16.6027 | 5113 | Cladding sheet (plain), copper |  | 45 | D2 | 0 | 0 | 0 | 0 | 0 | 0 | 0 | 0 | 0
| Civic Offices | Services pipework (copper water supplyx1 and PVC waste) | 1700946 | 8403191 | 5.2 | Services equipment | Proxy for copper piping (cold only) | Construction | 8.3013 | Linear length Calculation | 45 | 44 | 1 | FALSE | 1 | FALSE |  | 1.03 | 8.3013 | 16.6027 | 5113 | Cladding sheet (plain), copper |  | 45 | D3 | 0 | 0 | 0 | 0 | 0 | 0 | 0 | 0 | 0
| Civic Offices | Services pipework (copper water supplyx1 and PVC waste) | 1700946 | 8403191 | 5.2 | Services equipment | Proxy for copper piping (cold only) | Construction | 8.3013 | Linear length Calculation | 45 | 44 | 1 | FALSE | 1 | FALSE |  | 1.03 | 8.3013 | 16.6027 | 5113 | Cladding sheet (plain), copper |  | 45 | D4 | 0 | 0 | 0 | 0 | 0 | 0 | 0 | 0 | 0
| Civic Offices | Services pipework (copper water supplyx1 and PVC waste) | 1700946 | 8403192 | 5.2 | Services equipment | Proxy for PVC water pipe | Construction | 4.4296 | Linear length Calculation | 30 | 44 | 1 | FALSE | 1 | FALSE |  | 1.01 | 4.4296 | 8.8593 | 5379 | Window frame, PVC |  | 0 | A1A3 | 12.2154 | 4.7976e-07 | 0.076396 | 0.023563 | 0.013183 | 0.00080534 | 229.704 | 29.9437 | 0.12632
| Civic Offices | Services pipework (copper water supplyx1 and PVC waste) | 1700946 | 8403192 | 5.2 | Services equipment | Proxy for PVC water pipe | Construction | 4.4296 | Linear length Calculation | 30 | 44 | 1 | FALSE | 1 | FALSE |  | 1.01 | 4.4296 | 8.8593 | 5379 | Window frame, PVC |  | 0 | A4 | 0.084766 | 1.523e-08 | 0.00027755 | 7.5018e-05 | 4.735e-05 | 2.9562e-07 | 1.2636 | 0.19294 | 0.00034883
| Civic Offices | Services pipework (copper water supplyx1 and PVC waste) | 1700946 | 8403192 | 5.2 | Services equipment | Proxy for PVC water pipe | Construction | 4.4296 | Linear length Calculation | 30 | 44 | 1 | FALSE | 1 | FALSE |  | 1.01 | 4.4296 | 8.8593 | 5379 | Window frame, PVC |  | 0 | A5 | 0.00085086 | 3.6472e-11 | 2.7107e-06 | 5.0317e-05 | 2.9638e-07 | 1.9892e-10 | 0.0033831 | 0.0066445 | 0
| Civic Offices | Services pipework (copper water supplyx1 and PVC waste) | 1700946 | 8403192 | 5.2 | Services equipment | Proxy for PVC water pipe | Construction | 4.4296 | Linear length Calculation | 30 | 44 | 1 | FALSE | 1 | FALSE |  | 1.01 | 4.4296 | 8.8593 | 5379 | Window frame, PVC |  | 0 | D2 | 0 | 0 | 0 | 0 | 0 | 0 | 0 | 0 | 0
| Civic Offices | Services pipework (copper water supplyx1 and PVC waste) | 1700946 | 8403192 | 5.2 | Services equipment | Proxy for PVC water pipe | Construction | 4.4296 | Linear length Calculation | 30 | 44 | 1 | FALSE | 1 | FALSE |  | 1.01 | 4.4296 | 8.8593 | 5379 | Window frame, PVC |  | 0 | D3 | 0 | 0 | 0 | 0 | 0 | 0 | 0 | 0 | 0
| Civic Offices | Services pipework (copper water supplyx1 and PVC waste) | 1700946 | 8403192 | 5.2 | Services equipment | Proxy for PVC water pipe | Construction | 4.4296 | Linear length Calculation | 30 | 44 | 1 | FALSE | 1 | FALSE |  | 1.01 | 4.4296 | 8.8593 | 5379 | Window frame, PVC |  | 0 | D4 | 0 | 0 | 0 | 0 | 0 | 0 | 0 | 0 | 0
| Civic Offices | Services pipework (copper water supplyx1 and PVC waste) | 1700946 | 8403192 | 5.2 | Services equipment | Proxy for PVC water pipe | Construction | 4.4296 | Linear length Calculation | 30 | 44 | 1 | FALSE | 1 | FALSE |  | 1.01 | 4.4296 | 8.8593 | 5379 | Window frame, PVC |  | 60 | C2 | 0 | 0 | 0 | 0 | 0 | 0 | 0 | 0 | 0
| Civic Offices | Services pipework (copper water supplyx1 and PVC waste) | 1700946 | 8403192 | 5.2 | Services equipment | Proxy for PVC water pipe | Construction | 4.4296 | Linear length Calculation | 30 | 44 | 1 | FALSE | 1 | FALSE |  | 1.01 | 4.4296 | 8.8593 | 5379 | Window frame, PVC |  | 60 | C4 | 0.085086 | 3.6472e-09 | 0.00027107 | 0.0050317 | 2.9638e-05 | 1.9892e-08 | 0.33831 | 0.66445 | 0.0020771
| Civic Offices | Services pipework (copper water supplyx1 and PVC waste) | 1700946 | 8403192 | 5.2 | Services equipment | Proxy for PVC water pipe | Construction | 4.4296 | Linear length Calculation | 30 | 44 | 1 | FALSE | 1 | FALSE |  | 1.01 | 4.4296 | 8.8593 | 5379 | Window frame, PVC |  | 60 | D2 | 0 | 0 | 0 | 0 | 0 | 0 | 0 | 0 | 0
| Civic Offices | Services pipework (copper water supplyx1 and PVC waste) | 1700946 | 8403192 | 5.2 | Services equipment | Proxy for PVC water pipe | Construction | 4.4296 | Linear length Calculation | 30 | 44 | 1 | FALSE | 1 | FALSE |  | 1.01 | 4.4296 | 8.8593 | 5379 | Window frame, PVC |  | 60 | D3 | 0 | 0 | 0 | 0 | 0 | 0 | 0 | 0 | 0
| Civic Offices | Services pipework (copper water supplyx1 and PVC waste) | 1700946 | 8403192 | 5.2 | Services equipment | Proxy for PVC water pipe | Construction | 4.4296 | Linear length Calculation | 30 | 44 | 1 | FALSE | 1 | FALSE |  | 1.01 | 4.4296 | 8.8593 | 5379 | Window frame, PVC |  | 60 | D4 | 0 | 0 | 0 | 0 | 0 | 0 | 0 | 0 | 0
| Civic Offices | Services pipework (copper water supplyx1 and PVC waste) | 1700946 | 8403192 | 5.2 | Services equipment | Proxy for PVC water pipe | Construction | 4.4296 | Linear length Calculation | 30 | 44 | 1 | FALSE | 1 | FALSE |  | 1.01 | 4.4296 | 8.8593 | 5379 | Window frame, PVC |  | 30 | B4B5 | 12.3861 | 4.9867e-07 | 0.076948 | 0.02872 | 0.01326 | 0.00080566 | 231.3092 | 30.8077 | 0.12667
| Civic Offices | Services pipework (copper water supplyx1 and PVC waste) | 1700946 | 8403192 | 5.2 | Services equipment | Proxy for PVC water pipe | Construction | 4.4296 | Linear length Calculation | 30 | 44 | 1 | FALSE | 1 | FALSE |  | 1.01 | 4.4296 | 8.8593 | 5379 | Window frame, PVC |  | 30 | D2 | 0 | 0 | 0 | 0 | 0 | 0 | 0 | 0 | 0
| Civic Offices | Services pipework (copper water supplyx1 and PVC waste) | 1700946 | 8403192 | 5.2 | Services equipment | Proxy for PVC water pipe | Construction | 4.4296 | Linear length Calculation | 30 | 44 | 1 | FALSE | 1 | FALSE |  | 1.01 | 4.4296 | 8.8593 | 5379 | Window frame, PVC |  | 30 | D3 | 0 | 0 | 0 | 0 | 0 | 0 | 0 | 0 | 0
| Civic Offices | Services pipework (copper water supplyx1 and PVC waste) | 1700946 | 8403192 | 5.2 | Services equipment | Proxy for PVC water pipe | Construction | 4.4296 | Linear length Calculation | 30 | 44 | 1 | FALSE | 1 | FALSE |  | 1.01 | 4.4296 | 8.8593 | 5379 | Window frame, PVC |  | 30 | D4 | 0 | 0 | 0 | 0 | 0 | 0 | 0 | 0 | 0
| Civic Offices | Services pipework 22mm copper pipe (water supply) | 1700947 | 8403194 | 5.2 | Services equipment | Proxy for copper piping 22mm diameter | Construction | 2.1307 | Linear length Calculation | 45 | 44 | 1 | FALSE | 1 | FALSE |  | 1.03 | 2.1307 | 4.2614 | 5113 | Cladding sheet (plain), copper |  | 0 | A1A3 | 15.1098 | 1.2557e-05 | 0.76846 | 0.51297 | 0.042477 | 0.0034961 | 229.2645 | 44.755 | 0.48298
| Civic Offices | Services pipework 22mm copper pipe (water supply) | 1700947 | 8403194 | 5.2 | Services equipment | Proxy for copper piping 22mm diameter | Construction | 2.1307 | Linear length Calculation | 45 | 44 | 1 | FALSE | 1 | FALSE |  | 1.03 | 2.1307 | 4.2614 | 5113 | Cladding sheet (plain), copper |  | 0 | A4 | 0.042998 | 7.7257e-09 | 0.00014079 | 3.8053e-05 | 2.4019e-05 | 1.4995e-07 | 0.64095 | 0.097869 | 0.00017694
| Civic Offices | Services pipework 22mm copper pipe (water supply) | 1700947 | 8403194 | 5.2 | Services equipment | Proxy for copper piping 22mm diameter | Construction | 2.1307 | Linear length Calculation | 45 | 44 | 1 | FALSE | 1 | FALSE |  | 1.03 | 2.1307 | 4.2614 | 5113 | Cladding sheet (plain), copper |  | 0 | A5 | 3.3226e-05 | 8.7003e-12 | 2.3234e-07 | 7.6348e-08 | 3.8555e-08 | 4.687e-11 | 0.00081454 | 0.0095881 | 0
| Civic Offices | Services pipework 22mm copper pipe (water supply) | 1700947 | 8403194 | 5.2 | Services equipment | Proxy for copper piping 22mm diameter | Construction | 2.1307 | Linear length Calculation | 45 | 44 | 1 | FALSE | 1 | FALSE |  | 1.03 | 2.1307 | 4.2614 | 5113 | Cladding sheet (plain), copper |  | 0 | D2 | 0 | 0 | 0 | 0 | 0 | 0 | 0 | 0 | 0
| Civic Offices | Services pipework 22mm copper pipe (water supply) | 1700947 | 8403194 | 5.2 | Services equipment | Proxy for copper piping 22mm diameter | Construction | 2.1307 | Linear length Calculation | 45 | 44 | 1 | FALSE | 1 | FALSE |  | 1.03 | 2.1307 | 4.2614 | 5113 | Cladding sheet (plain), copper |  | 0 | D3 | 0 | 0 | 0 | 0 | 0 | 0 | 0 | 0 | 0
| Civic Offices | Services pipework 22mm copper pipe (water supply) | 1700947 | 8403194 | 5.2 | Services equipment | Proxy for copper piping 22mm diameter | Construction | 2.1307 | Linear length Calculation | 45 | 44 | 1 | FALSE | 1 | FALSE |  | 1.03 | 2.1307 | 4.2614 | 5113 | Cladding sheet (plain), copper |  | 0 | D4 | 0 | 0 | 0 | 0 | 0 | 0 | 0 | 0 | 0
| Civic Offices | Services pipework 22mm copper pipe (water supply) | 1700947 | 8403194 | 5.2 | Services equipment | Proxy for copper piping 22mm diameter | Construction | 2.1307 | Linear length Calculation | 45 | 44 | 1 | FALSE | 1 | FALSE |  | 1.03 | 2.1307 | 4.2614 | 5113 | Cladding sheet (plain), copper |  | 60 | C2 | 0 | 0 | 0 | 0 | 0 | 0 | 0 | 0 | 0
| Civic Offices | Services pipework 22mm copper pipe (water supply) | 1700947 | 8403194 | 5.2 | Services equipment | Proxy for copper piping 22mm diameter | Construction | 2.1307 | Linear length Calculation | 45 | 44 | 1 | FALSE | 1 | FALSE |  | 1.03 | 2.1307 | 4.2614 | 5113 | Cladding sheet (plain), copper |  | 60 | C4 | 0.0011075 | 2.9001e-10 | 7.7448e-06 | 2.5449e-06 | 1.2852e-06 | 1.5623e-09 | 0.027151 | 0.3196 | 5.5543e-05
| Civic Offices | Services pipework 22mm copper pipe (water supply) | 1700947 | 8403194 | 5.2 | Services equipment | Proxy for copper piping 22mm diameter | Construction | 2.1307 | Linear length Calculation | 45 | 44 | 1 | FALSE | 1 | FALSE |  | 1.03 | 2.1307 | 4.2614 | 5113 | Cladding sheet (plain), copper |  | 60 | D2 | 0 | 0 | 0 | 0 | 0 | 0 | 0 | 0 | 0
| Civic Offices | Services pipework 22mm copper pipe (water supply) | 1700947 | 8403194 | 5.2 | Services equipment | Proxy for copper piping 22mm diameter | Construction | 2.1307 | Linear length Calculation | 45 | 44 | 1 | FALSE | 1 | FALSE |  | 1.03 | 2.1307 | 4.2614 | 5113 | Cladding sheet (plain), copper |  | 60 | D3 | 0 | 0 | 0 | 0 | 0 | 0 | 0 | 0 | 0
| Civic Offices | Services pipework 22mm copper pipe (water supply) | 1700947 | 8403194 | 5.2 | Services equipment | Proxy for copper piping 22mm diameter | Construction | 2.1307 | Linear length Calculation | 45 | 44 | 1 | FALSE | 1 | FALSE |  | 1.03 | 2.1307 | 4.2614 | 5113 | Cladding sheet (plain), copper |  | 60 | D4 | 0 | 0 | 0 | 0 | 0 | 0 | 0 | 0 | 0
| Civic Offices | Services pipework 22mm copper pipe (water supply) | 1700947 | 8403194 | 5.2 | Services equipment | Proxy for copper piping 22mm diameter | Construction | 2.1307 | Linear length Calculation | 45 | 44 | 1 | FALSE | 1 | FALSE |  | 1.03 | 2.1307 | 4.2614 | 5113 | Cladding sheet (plain), copper |  | 45 | B4B5 | 15.1539 | 1.2565e-05 | 0.76861 | 0.51301 | 0.042503 | 0.0034963 | 229.9334 | 45.1821 | 0.48316
| Civic Offices | Services pipework 22mm copper pipe (water supply) | 1700947 | 8403194 | 5.2 | Services equipment | Proxy for copper piping 22mm diameter | Construction | 2.1307 | Linear length Calculation | 45 | 44 | 1 | FALSE | 1 | FALSE |  | 1.03 | 2.1307 | 4.2614 | 5113 | Cladding sheet (plain), copper |  | 45 | D2 | 0 | 0 | 0 | 0 | 0 | 0 | 0 | 0 | 0
| Civic Offices | Services pipework 22mm copper pipe (water supply) | 1700947 | 8403194 | 5.2 | Services equipment | Proxy for copper piping 22mm diameter | Construction | 2.1307 | Linear length Calculation | 45 | 44 | 1 | FALSE | 1 | FALSE |  | 1.03 | 2.1307 | 4.2614 | 5113 | Cladding sheet (plain), copper |  | 45 | D3 | 0 | 0 | 0 | 0 | 0 | 0 | 0 | 0 | 0
| Civic Offices | Services pipework 22mm copper pipe (water supply) | 1700947 | 8403194 | 5.2 | Services equipment | Proxy for copper piping 22mm diameter | Construction | 2.1307 | Linear length Calculation | 45 | 44 | 1 | FALSE | 1 | FALSE |  | 1.03 | 2.1307 | 4.2614 | 5113 | Cladding sheet (plain), copper |  | 45 | D4 | 0 | 0 | 0 | 0 | 0 | 0 | 0 | 0 | 0
| Civic Offices | Services pipework PVC waste 94mm | 1700948 | 8403196 | 5.2 | Services equipment | Proxy for PVC water pipe | Construction | 4.4296 | Linear length Calculation | 30 | 44 | 1 | FALSE | 1 | FALSE |  | 1.01 | 4.4296 | 8.8593 | 5379 | Window frame, PVC |  | 0 | A1A3 | 12.2154 | 4.7976e-07 | 0.076396 | 0.023563 | 0.013183 | 0.00080534 | 229.704 | 29.9437 | 0.12632
| Civic Offices | Services pipework PVC waste 94mm | 1700948 | 8403196 | 5.2 | Services equipment | Proxy for PVC water pipe | Construction | 4.4296 | Linear length Calculation | 30 | 44 | 1 | FALSE | 1 | FALSE |  | 1.01 | 4.4296 | 8.8593 | 5379 | Window frame, PVC |  | 0 | A4 | 0.084766 | 1.523e-08 | 0.00027755 | 7.5018e-05 | 4.735e-05 | 2.9562e-07 | 1.2636 | 0.19294 | 0.00034883
| Civic Offices | Services pipework PVC waste 94mm | 1700948 | 8403196 | 5.2 | Services equipment | Proxy for PVC water pipe | Construction | 4.4296 | Linear length Calculation | 30 | 44 | 1 | FALSE | 1 | FALSE |  | 1.01 | 4.4296 | 8.8593 | 5379 | Window frame, PVC |  | 0 | A5 | 0.00085086 | 3.6472e-11 | 2.7107e-06 | 5.0317e-05 | 2.9638e-07 | 1.9892e-10 | 0.0033831 | 0.0066445 | 0
| Civic Offices | Services pipework PVC waste 94mm | 1700948 | 8403196 | 5.2 | Services equipment | Proxy for PVC water pipe | Construction | 4.4296 | Linear length Calculation | 30 | 44 | 1 | FALSE | 1 | FALSE |  | 1.01 | 4.4296 | 8.8593 | 5379 | Window frame, PVC |  | 0 | D2 | 0 | 0 | 0 | 0 | 0 | 0 | 0 | 0 | 0
| Civic Offices | Services pipework PVC waste 94mm | 1700948 | 8403196 | 5.2 | Services equipment | Proxy for PVC water pipe | Construction | 4.4296 | Linear length Calculation | 30 | 44 | 1 | FALSE | 1 | FALSE |  | 1.01 | 4.4296 | 8.8593 | 5379 | Window frame, PVC |  | 0 | D3 | 0 | 0 | 0 | 0 | 0 | 0 | 0 | 0 | 0
| Civic Offices | Services pipework PVC waste 94mm | 1700948 | 8403196 | 5.2 | Services equipment | Proxy for PVC water pipe | Construction | 4.4296 | Linear length Calculation | 30 | 44 | 1 | FALSE | 1 | FALSE |  | 1.01 | 4.4296 | 8.8593 | 5379 | Window frame, PVC |  | 0 | D4 | 0 | 0 | 0 | 0 | 0 | 0 | 0 | 0 | 0
| Civic Offices | Services pipework PVC waste 94mm | 1700948 | 8403196 | 5.2 | Services equipment | Proxy for PVC water pipe | Construction | 4.4296 | Linear length Calculation | 30 | 44 | 1 | FALSE | 1 | FALSE |  | 1.01 | 4.4296 | 8.8593 | 5379 | Window frame, PVC |  | 60 | C2 | 0 | 0 | 0 | 0 | 0 | 0 | 0 | 0 | 0
| Civic Offices | Services pipework PVC waste 94mm | 1700948 | 8403196 | 5.2 | Services equipment | Proxy for PVC water pipe | Construction | 4.4296 | Linear length Calculation | 30 | 44 | 1 | FALSE | 1 | FALSE |  | 1.01 | 4.4296 | 8.8593 | 5379 | Window frame, PVC |  | 60 | C4 | 0.085086 | 3.6472e-09 | 0.00027107 | 0.0050317 | 2.9638e-05 | 1.9892e-08 | 0.33831 | 0.66445 | 0.0020771
| Civic Offices | Services pipework PVC waste 94mm | 1700948 | 8403196 | 5.2 | Services equipment | Proxy for PVC water pipe | Construction | 4.4296 | Linear length Calculation | 30 | 44 | 1 | FALSE | 1 | FALSE |  | 1.01 | 4.4296 | 8.8593 | 5379 | Window frame, PVC |  | 60 | D2 | 0 | 0 | 0 | 0 | 0 | 0 | 0 | 0 | 0
| Civic Offices | Services pipework PVC waste 94mm | 1700948 | 8403196 | 5.2 | Services equipment | Proxy for PVC water pipe | Construction | 4.4296 | Linear length Calculation | 30 | 44 | 1 | FALSE | 1 | FALSE |  | 1.01 | 4.4296 | 8.8593 | 5379 | Window frame, PVC |  | 60 | D3 | 0 | 0 | 0 | 0 | 0 | 0 | 0 | 0 | 0
| Civic Offices | Services pipework PVC waste 94mm | 1700948 | 8403196 | 5.2 | Services equipment | Proxy for PVC water pipe | Construction | 4.4296 | Linear length Calculation | 30 | 44 | 1 | FALSE | 1 | FALSE |  | 1.01 | 4.4296 | 8.8593 | 5379 | Window frame, PVC |  | 60 | D4 | 0 | 0 | 0 | 0 | 0 | 0 | 0 | 0 | 0
| Civic Offices | Services pipework PVC waste 94mm | 1700948 | 8403196 | 5.2 | Services equipment | Proxy for PVC water pipe | Construction | 4.4296 | Linear length Calculation | 30 | 44 | 1 | FALSE | 1 | FALSE |  | 1.01 | 4.4296 | 8.8593 | 5379 | Window frame, PVC |  | 30 | B4B5 | 12.3861 | 4.9867e-07 | 0.076948 | 0.02872 | 0.01326 | 0.00080566 | 231.3092 | 30.8077 | 0.12667
| Civic Offices | Services pipework PVC waste 94mm | 1700948 | 8403196 | 5.2 | Services equipment | Proxy for PVC water pipe | Construction | 4.4296 | Linear length Calculation | 30 | 44 | 1 | FALSE | 1 | FALSE |  | 1.01 | 4.4296 | 8.8593 | 5379 | Window frame, PVC |  | 30 | D2 | 0 | 0 | 0 | 0 | 0 | 0 | 0 | 0 | 0
| Civic Offices | Services pipework PVC waste 94mm | 1700948 | 8403196 | 5.2 | Services equipment | Proxy for PVC water pipe | Construction | 4.4296 | Linear length Calculation | 30 | 44 | 1 | FALSE | 1 | FALSE |  | 1.01 | 4.4296 | 8.8593 | 5379 | Window frame, PVC |  | 30 | D3 | 0 | 0 | 0 | 0 | 0 | 0 | 0 | 0 | 0
| Civic Offices | Services pipework PVC waste 94mm | 1700948 | 8403196 | 5.2 | Services equipment | Proxy for PVC water pipe | Construction | 4.4296 | Linear length Calculation | 30 | 44 | 1 | FALSE | 1 | FALSE |  | 1.01 | 4.4296 | 8.8593 | 5379 | Window frame, PVC |  | 30 | D4 | 0 | 0 | 0 | 0 | 0 | 0 | 0 | 0 | 0
| Civic Offices | Urinals including flush and controls (WC, Commercial Cubicle) | 1700949 | 8403198 | 4.1 | Fittings, furnishings and equipment | Fittings (brush, handrail roll hoddlers, paper bin etc) | Construction | 12 | kg | 80 | 44 | 1 | FALSE | 1 | FALSE |  | 1.05 | 12 | 12 | 5135 | General sheet, steel (enamelled) |  | 0 | A1A3 | 40.8471 | 2.5379e-06 | 0.21124 | 0.11637 | 0.033385 | 0.0012561 | 558.4411 | 24.7381 | 0.41276
| Civic Offices | Urinals including flush and controls (WC, Commercial Cubicle) | 1700949 | 8403198 | 4.1 | Fittings, furnishings and equipment | Fittings (brush, handrail roll hoddlers, paper bin etc) | Construction | 12 | kg | 80 | 44 | 1 | FALSE | 1 | FALSE |  | 1.05 | 12 | 12 | 5135 | General sheet, steel (enamelled) |  | 0 | A4 | 0.52298 | 7.2368e-08 | 0.0024866 | 0.00046173 | 0.00032826 | 1.1647e-06 | 7.6519 | 2.2222 | 0.0021254
| Civic Offices | Urinals including flush and controls (WC, Commercial Cubicle) | 1700949 | 8403198 | 4.1 | Fittings, furnishings and equipment | Fittings (brush, handrail roll hoddlers, paper bin etc) | Construction | 12 | kg | 80 | 44 | 1 | FALSE | 1 | FALSE |  | 1.05 | 12 | 12 | 5135 | General sheet, steel (enamelled) |  | 0 | A5 | 0.00031188 | 8.1667e-11 | 2.1809e-06 | 7.1665e-07 | 3.619e-07 | 4.3995e-10 | 0.0076459 | 0.09 | 0
| Civic Offices | Urinals including flush and controls (WC, Commercial Cubicle) | 1700949 | 8403198 | 4.1 | Fittings, furnishings and equipment | Fittings (brush, handrail roll hoddlers, paper bin etc) | Construction | 12 | kg | 80 | 44 | 1 | FALSE | 1 | FALSE |  | 1.05 | 12 | 12 | 5135 | General sheet, steel (enamelled) |  | 0 | D2 | 0 | 0 | 0 | 0 | 0 | 0 | 0 | 0 | 0
| Civic Offices | Urinals including flush and controls (WC, Commercial Cubicle) | 1700949 | 8403198 | 4.1 | Fittings, furnishings and equipment | Fittings (brush, handrail roll hoddlers, paper bin etc) | Construction | 12 | kg | 80 | 44 | 1 | FALSE | 1 | FALSE |  | 1.05 | 12 | 12 | 5135 | General sheet, steel (enamelled) |  | 0 | D3 | 0 | 0 | 0 | 0 | 0 | 0 | 0 | 0 | 0
| Civic Offices | Urinals including flush and controls (WC, Commercial Cubicle) | 1700949 | 8403198 | 4.1 | Fittings, furnishings and equipment | Fittings (brush, handrail roll hoddlers, paper bin etc) | Construction | 12 | kg | 80 | 44 | 1 | FALSE | 1 | FALSE |  | 1.05 | 12 | 12 | 5135 | General sheet, steel (enamelled) |  | 0 | D4 | 0 | 0 | 0 | 0 | 0 | 0 | 0 | 0 | 0
| Civic Offices | Urinals including flush and controls (WC, Commercial Cubicle) | 1700949 | 8403198 | 4.1 | Fittings, furnishings and equipment | Fittings (brush, handrail roll hoddlers, paper bin etc) | Construction | 12 | kg | 80 | 44 | 1 | FALSE | 1 | FALSE |  | 1.05 | 12 | 12 | 5135 | General sheet, steel (enamelled) |  | 60 | C2 | 0 | 0 | 0 | 0 | 0 | 0 | 0 | 0 | 0
| Civic Offices | Urinals including flush and controls (WC, Commercial Cubicle) | 1700949 | 8403198 | 4.1 | Fittings, furnishings and equipment | Fittings (brush, handrail roll hoddlers, paper bin etc) | Construction | 12 | kg | 80 | 44 | 1 | FALSE | 1 | FALSE |  | 1.05 | 12 | 12 | 5135 | General sheet, steel (enamelled) |  | 60 | C4 | 0.0062376 | 1.6333e-09 | 4.3619e-05 | 1.4333e-05 | 7.2381e-06 | 8.7991e-09 | 0.15292 | 1.8 | 0.00031282
| Civic Offices | Urinals including flush and controls (WC, Commercial Cubicle) | 1700949 | 8403198 | 4.1 | Fittings, furnishings and equipment | Fittings (brush, handrail roll hoddlers, paper bin etc) | Construction | 12 | kg | 80 | 44 | 1 | FALSE | 1 | FALSE |  | 1.05 | 12 | 12 | 5135 | General sheet, steel (enamelled) |  | 60 | D2 | 0 | 0 | 0 | 0 | 0 | 0 | 0 | 0 | 0
| Civic Offices | Urinals including flush and controls (WC, Commercial Cubicle) | 1700949 | 8403198 | 4.1 | Fittings, furnishings and equipment | Fittings (brush, handrail roll hoddlers, paper bin etc) | Construction | 12 | kg | 80 | 44 | 1 | FALSE | 1 | FALSE |  | 1.05 | 12 | 12 | 5135 | General sheet, steel (enamelled) |  | 60 | D3 | 0 | 0 | 0 | 0 | 0 | 0 | 0 | 0 | 0
| Civic Offices | Urinals including flush and controls (WC, Commercial Cubicle) | 1700949 | 8403198 | 4.1 | Fittings, furnishings and equipment | Fittings (brush, handrail roll hoddlers, paper bin etc) | Construction | 12 | kg | 80 | 44 | 1 | FALSE | 1 | FALSE |  | 1.05 | 12 | 12 | 5135 | General sheet, steel (enamelled) |  | 60 | D4 | 0 | 0 | 0 | 0 | 0 | 0 | 0 | 0 | 0
| Civic Offices | WC | 1700950 | 8403200 | 5.2 | Services equipment | Proxy for ceramic WC | Construction | 276 | kg | 25 | 44 | 1 | FALSE | 1 | FALSE |  | 1.06 | 276 | 828 | 5101 | Floor finish (tiles), ceramic |  | 0 | A1A3 | 175.0055 | 2.0202e-05 | 1.1033 | 0.28644 | 0.090211 | 0.014279 | 2741.3513 | 436.9403 | 1.4746
| Civic Offices | WC | 1700950 | 8403200 | 5.2 | Services equipment | Proxy for ceramic WC | Construction | 276 | kg | 25 | 44 | 1 | FALSE | 1 | FALSE |  | 1.06 | 276 | 828 | 5101 | Floor finish (tiles), ceramic |  | 0 | A4 | 5.606 | 1.0073e-06 | 0.018356 | 0.0049614 | 0.0031315 | 1.9551e-05 | 83.567 | 12.7601 | 0.02307
| Civic Offices | WC | 1700950 | 8403200 | 5.2 | Services equipment | Proxy for ceramic WC | Construction | 276 | kg | 25 | 44 | 1 | FALSE | 1 | FALSE |  | 1.06 | 276 | 828 | 5101 | Floor finish (tiles), ceramic |  | 0 | A5 | 0.021493 | 7.4091e-09 | 0.00016553 | 4.0873e-05 | 2.8595e-05 | 2.3233e-08 | 0.62426 | 2.484 | 0
| Civic Offices | WC | 1700950 | 8403200 | 5.2 | Services equipment | Proxy for ceramic WC | Construction | 276 | kg | 25 | 44 | 1 | FALSE | 1 | FALSE |  | 1.06 | 276 | 828 | 5101 | Floor finish (tiles), ceramic |  | 0 | D2 | 0 | 0 | 0 | 0 | 0 | 0 | 0 | 0 | 0
| Civic Offices | WC | 1700950 | 8403200 | 5.2 | Services equipment | Proxy for ceramic WC | Construction | 276 | kg | 25 | 44 | 1 | FALSE | 1 | FALSE |  | 1.06 | 276 | 828 | 5101 | Floor finish (tiles), ceramic |  | 0 | D3 | 0 | 0 | 0 | 0 | 0 | 0 | 0 | 0 | 0
| Civic Offices | WC | 1700950 | 8403200 | 5.2 | Services equipment | Proxy for ceramic WC | Construction | 276 | kg | 25 | 44 | 1 | FALSE | 1 | FALSE |  | 1.06 | 276 | 828 | 5101 | Floor finish (tiles), ceramic |  | 0 | D4 | 0 | 0 | 0 | 0 | 0 | 0 | 0 | 0 | 0
| Civic Offices | WC | 1700950 | 8403200 | 5.2 | Services equipment | Proxy for ceramic WC | Construction | 276 | kg | 25 | 44 | 1 | FALSE | 1 | FALSE |  | 1.06 | 276 | 828 | 5101 | Floor finish (tiles), ceramic |  | 60 | C2 | 0 | 0 | 0 | 0 | 0 | 0 | 0 | 0 | 0
| Civic Offices | WC | 1700950 | 8403200 | 5.2 | Services equipment | Proxy for ceramic WC | Construction | 276 | kg | 25 | 44 | 1 | FALSE | 1 | FALSE |  | 1.06 | 276 | 828 | 5101 | Floor finish (tiles), ceramic |  | 60 | C4 | 0.35821 | 1.2349e-07 | 0.0027588 | 0.00068121 | 0.00047658 | 3.8722e-07 | 10.4043 | 41.4 | 0.033769
| Civic Offices | WC | 1700950 | 8403200 | 5.2 | Services equipment | Proxy for ceramic WC | Construction | 276 | kg | 25 | 44 | 1 | FALSE | 1 | FALSE |  | 1.06 | 276 | 828 | 5101 | Floor finish (tiles), ceramic |  | 60 | D2 | 0 | 0 | 0 | 0 | 0 | 0 | 0 | 0 | 0
| Civic Offices | WC | 1700950 | 8403200 | 5.2 | Services equipment | Proxy for ceramic WC | Construction | 276 | kg | 25 | 44 | 1 | FALSE | 1 | FALSE |  | 1.06 | 276 | 828 | 5101 | Floor finish (tiles), ceramic |  | 60 | D3 | 0 | 0 | 0 | 0 | 0 | 0 | 0 | 0 | 0
| Civic Offices | WC | 1700950 | 8403200 | 5.2 | Services equipment | Proxy for ceramic WC | Construction | 276 | kg | 25 | 44 | 1 | FALSE | 1 | FALSE |  | 1.06 | 276 | 828 | 5101 | Floor finish (tiles), ceramic |  | 60 | D4 | 0 | 0 | 0 | 0 | 0 | 0 | 0 | 0 | 0
| Civic Offices | WC | 1700950 | 8403200 | 5.2 | Services equipment | Proxy for ceramic WC | Construction | 276 | kg | 25 | 44 | 1 | FALSE | 1 | FALSE |  | 1.06 | 276 | 828 | 5101 | Floor finish (tiles), ceramic |  | 25 | B4B5 | 180.9912 | 2.134e-05 | 1.1246 | 0.29212 | 0.093848 | 0.014299 | 2835.9468 | 493.5843 | 1.4977
| Civic Offices | WC | 1700950 | 8403200 | 5.2 | Services equipment | Proxy for ceramic WC | Construction | 276 | kg | 25 | 44 | 1 | FALSE | 1 | FALSE |  | 1.06 | 276 | 828 | 5101 | Floor finish (tiles), ceramic |  | 25 | D2 | 0 | 0 | 0 | 0 | 0 | 0 | 0 | 0 | 0
| Civic Offices | WC | 1700950 | 8403200 | 5.2 | Services equipment | Proxy for ceramic WC | Construction | 276 | kg | 25 | 44 | 1 | FALSE | 1 | FALSE |  | 1.06 | 276 | 828 | 5101 | Floor finish (tiles), ceramic |  | 25 | D3 | 0 | 0 | 0 | 0 | 0 | 0 | 0 | 0 | 0
| Civic Offices | WC | 1700950 | 8403200 | 5.2 | Services equipment | Proxy for ceramic WC | Construction | 276 | kg | 25 | 44 | 1 | FALSE | 1 | FALSE |  | 1.06 | 276 | 828 | 5101 | Floor finish (tiles), ceramic |  | 25 | D4 | 0 | 0 | 0 | 0 | 0 | 0 | 0 | 0 | 0
| Civic Offices | WC | 1700950 | 8403200 | 5.2 | Services equipment | Proxy for ceramic WC | Construction | 276 | kg | 25 | 44 | 1 | FALSE | 1 | FALSE |  | 1.06 | 276 | 828 | 5101 | Floor finish (tiles), ceramic |  | 50 | B4B5 | 180.9912 | 2.134e-05 | 1.1246 | 0.29212 | 0.093848 | 0.014299 | 2835.9468 | 493.5843 | 1.4977
| Civic Offices | WC | 1700950 | 8403200 | 5.2 | Services equipment | Proxy for ceramic WC | Construction | 276 | kg | 25 | 44 | 1 | FALSE | 1 | FALSE |  | 1.06 | 276 | 828 | 5101 | Floor finish (tiles), ceramic |  | 50 | D2 | 0 | 0 | 0 | 0 | 0 | 0 | 0 | 0 | 0
| Civic Offices | WC | 1700950 | 8403200 | 5.2 | Services equipment | Proxy for ceramic WC | Construction | 276 | kg | 25 | 44 | 1 | FALSE | 1 | FALSE |  | 1.06 | 276 | 828 | 5101 | Floor finish (tiles), ceramic |  | 50 | D3 | 0 | 0 | 0 | 0 | 0 | 0 | 0 | 0 | 0
| Civic Offices | WC | 1700950 | 8403200 | 5.2 | Services equipment | Proxy for ceramic WC | Construction | 276 | kg | 25 | 44 | 1 | FALSE | 1 | FALSE |  | 1.06 | 276 | 828 | 5101 | Floor finish (tiles), ceramic |  | 50 | D4 | 0 | 0 | 0 | 0 | 0 | 0 | 0 | 0 | 0
| Civic Offices | WC | 1700950 | 8403201 | 5.2 | Services equipment | Proxy for flush fittings | Construction | 1.2 | kg | 25 | 44 | 1 | FALSE | 1 | FALSE |  | 1.01 | 1.2 | 3.6 | 5379 | Window frame, PVC |  | 0 | A1A3 | 3.3092 | 1.2997e-07 | 0.020696 | 0.0063834 | 0.0035712 | 0.00021817 | 62.2273 | 8.1118 | 0.03422
| Civic Offices | WC | 1700950 | 8403201 | 5.2 | Services equipment | Proxy for flush fittings | Construction | 1.2 | kg | 25 | 44 | 1 | FALSE | 1 | FALSE |  | 1.01 | 1.2 | 3.6 | 5379 | Window frame, PVC |  | 0 | A4 | 0.022963 | 4.126e-09 | 7.519e-05 | 2.0323e-05 | 1.2827e-05 | 8.0084e-08 | 0.34231 | 0.052268 | 9.4498e-05
| Civic Offices | WC | 1700950 | 8403201 | 5.2 | Services equipment | Proxy for flush fittings | Construction | 1.2 | kg | 25 | 44 | 1 | FALSE | 1 | FALSE |  | 1.01 | 1.2 | 3.6 | 5379 | Window frame, PVC |  | 0 | A5 | 0.0002305 | 9.8803e-12 | 7.3433e-07 | 1.3631e-05 | 8.0291e-08 | 5.3888e-11 | 0.00091648 | 0.0018 | 0
| Civic Offices | WC | 1700950 | 8403201 | 5.2 | Services equipment | Proxy for flush fittings | Construction | 1.2 | kg | 25 | 44 | 1 | FALSE | 1 | FALSE |  | 1.01 | 1.2 | 3.6 | 5379 | Window frame, PVC |  | 0 | D2 | 0 | 0 | 0 | 0 | 0 | 0 | 0 | 0 | 0
| Civic Offices | WC | 1700950 | 8403201 | 5.2 | Services equipment | Proxy for flush fittings | Construction | 1.2 | kg | 25 | 44 | 1 | FALSE | 1 | FALSE |  | 1.01 | 1.2 | 3.6 | 5379 | Window frame, PVC |  | 0 | D3 | 0 | 0 | 0 | 0 | 0 | 0 | 0 | 0 | 0
| Civic Offices | WC | 1700950 | 8403201 | 5.2 | Services equipment | Proxy for flush fittings | Construction | 1.2 | kg | 25 | 44 | 1 | FALSE | 1 | FALSE |  | 1.01 | 1.2 | 3.6 | 5379 | Window frame, PVC |  | 0 | D4 | 0 | 0 | 0 | 0 | 0 | 0 | 0 | 0 | 0
| Civic Offices | WC | 1700950 | 8403201 | 5.2 | Services equipment | Proxy for flush fittings | Construction | 1.2 | kg | 25 | 44 | 1 | FALSE | 1 | FALSE |  | 1.01 | 1.2 | 3.6 | 5379 | Window frame, PVC |  | 60 | C2 | 0 | 0 | 0 | 0 | 0 | 0 | 0 | 0 | 0
| Civic Offices | WC | 1700950 | 8403201 | 5.2 | Services equipment | Proxy for flush fittings | Construction | 1.2 | kg | 25 | 44 | 1 | FALSE | 1 | FALSE |  | 1.01 | 1.2 | 3.6 | 5379 | Window frame, PVC |  | 60 | C4 | 0.02305 | 9.8803e-10 | 7.3433e-05 | 0.0013631 | 8.0291e-06 | 5.3888e-09 | 0.091648 | 0.18 | 0.00056268
| Civic Offices | WC | 1700950 | 8403201 | 5.2 | Services equipment | Proxy for flush fittings | Construction | 1.2 | kg | 25 | 44 | 1 | FALSE | 1 | FALSE |  | 1.01 | 1.2 | 3.6 | 5379 | Window frame, PVC |  | 60 | D2 | 0 | 0 | 0 | 0 | 0 | 0 | 0 | 0 | 0
| Civic Offices | WC | 1700950 | 8403201 | 5.2 | Services equipment | Proxy for flush fittings | Construction | 1.2 | kg | 25 | 44 | 1 | FALSE | 1 | FALSE |  | 1.01 | 1.2 | 3.6 | 5379 | Window frame, PVC |  | 60 | D3 | 0 | 0 | 0 | 0 | 0 | 0 | 0 | 0 | 0
| Civic Offices | WC | 1700950 | 8403201 | 5.2 | Services equipment | Proxy for flush fittings | Construction | 1.2 | kg | 25 | 44 | 1 | FALSE | 1 | FALSE |  | 1.01 | 1.2 | 3.6 | 5379 | Window frame, PVC |  | 60 | D4 | 0 | 0 | 0 | 0 | 0 | 0 | 0 | 0 | 0
| Civic Offices | WC | 1700950 | 8403201 | 5.2 | Services equipment | Proxy for flush fittings | Construction | 1.2 | kg | 25 | 44 | 1 | FALSE | 1 | FALSE |  | 1.01 | 1.2 | 3.6 | 5379 | Window frame, PVC |  | 25 | B4B5 | 3.3554 | 1.3509e-07 | 0.020845 | 0.0077804 | 0.0035922 | 0.00021826 | 62.6621 | 8.3459 | 0.034315
| Civic Offices | WC | 1700950 | 8403201 | 5.2 | Services equipment | Proxy for flush fittings | Construction | 1.2 | kg | 25 | 44 | 1 | FALSE | 1 | FALSE |  | 1.01 | 1.2 | 3.6 | 5379 | Window frame, PVC |  | 25 | D2 | 0 | 0 | 0 | 0 | 0 | 0 | 0 | 0 | 0
| Civic Offices | WC | 1700950 | 8403201 | 5.2 | Services equipment | Proxy for flush fittings | Construction | 1.2 | kg | 25 | 44 | 1 | FALSE | 1 | FALSE |  | 1.01 | 1.2 | 3.6 | 5379 | Window frame, PVC |  | 25 | D3 | 0 | 0 | 0 | 0 | 0 | 0 | 0 | 0 | 0
| Civic Offices | WC | 1700950 | 8403201 | 5.2 | Services equipment | Proxy for flush fittings | Construction | 1.2 | kg | 25 | 44 | 1 | FALSE | 1 | FALSE |  | 1.01 | 1.2 | 3.6 | 5379 | Window frame, PVC |  | 25 | D4 | 0 | 0 | 0 | 0 | 0 | 0 | 0 | 0 | 0
| Civic Offices | WC | 1700950 | 8403201 | 5.2 | Services equipment | Proxy for flush fittings | Construction | 1.2 | kg | 25 | 44 | 1 | FALSE | 1 | FALSE |  | 1.01 | 1.2 | 3.6 | 5379 | Window frame, PVC |  | 50 | B4B5 | 3.3554 | 1.3509e-07 | 0.020845 | 0.0077804 | 0.0035922 | 0.00021826 | 62.6621 | 8.3459 | 0.034315
| Civic Offices | WC | 1700950 | 8403201 | 5.2 | Services equipment | Proxy for flush fittings | Construction | 1.2 | kg | 25 | 44 | 1 | FALSE | 1 | FALSE |  | 1.01 | 1.2 | 3.6 | 5379 | Window frame, PVC |  | 50 | D2 | 0 | 0 | 0 | 0 | 0 | 0 | 0 | 0 | 0
| Civic Offices | WC | 1700950 | 8403201 | 5.2 | Services equipment | Proxy for flush fittings | Construction | 1.2 | kg | 25 | 44 | 1 | FALSE | 1 | FALSE |  | 1.01 | 1.2 | 3.6 | 5379 | Window frame, PVC |  | 50 | D3 | 0 | 0 | 0 | 0 | 0 | 0 | 0 | 0 | 0
| Civic Offices | WC | 1700950 | 8403201 | 5.2 | Services equipment | Proxy for flush fittings | Construction | 1.2 | kg | 25 | 44 | 1 | FALSE | 1 | FALSE |  | 1.01 | 1.2 | 3.6 | 5379 | Window frame, PVC |  | 50 | D4 | 0 | 0 | 0 | 0 | 0 | 0 | 0 | 0 | 0
| Civic Offices | Services pipework (copper water supplyx1 and PVC waste) | 1700951 | 8403204 | 5.2 | Services equipment | Proxy for copper piping (cold only) | Construction | 3.3205 | Linear length Calculation | 45 | 44 | 1 | FALSE | 1 | FALSE |  | 1.03 | 3.3205 | 6.6411 | 5113 | Cladding sheet (plain), copper |  | 0 | A1A3 | 23.5477 | 1.9569e-05 | 1.1976 | 0.79943 | 0.066199 | 0.0054485 | 357.2953 | 69.7481 | 0.7527
| Civic Offices | Services pipework (copper water supplyx1 and PVC waste) | 1700951 | 8403204 | 5.2 | Services equipment | Proxy for copper piping (cold only) | Construction | 3.3205 | Linear length Calculation | 45 | 44 | 1 | FALSE | 1 | FALSE |  | 1.03 | 3.3205 | 6.6411 | 5113 | Cladding sheet (plain), copper |  | 0 | A4 | 0.06701 | 1.204e-08 | 0.00021941 | 5.9304e-05 | 3.7432e-05 | 2.3369e-07 | 0.99889 | 0.15252 | 0.00027575
| Civic Offices | Services pipework (copper water supplyx1 and PVC waste) | 1700951 | 8403204 | 5.2 | Services equipment | Proxy for copper piping (cold only) | Construction | 3.3205 | Linear length Calculation | 45 | 44 | 1 | FALSE | 1 | FALSE |  | 1.03 | 3.3205 | 6.6411 | 5113 | Cladding sheet (plain), copper |  | 0 | A5 | 5.178e-05 | 1.3559e-11 | 3.621e-07 | 1.1898e-07 | 6.0086e-08 | 7.3044e-11 | 0.0012694 | 0.014942 | 0
| Civic Offices | Services pipework (copper water supplyx1 and PVC waste) | 1700951 | 8403204 | 5.2 | Services equipment | Proxy for copper piping (cold only) | Construction | 3.3205 | Linear length Calculation | 45 | 44 | 1 | FALSE | 1 | FALSE |  | 1.03 | 3.3205 | 6.6411 | 5113 | Cladding sheet (plain), copper |  | 0 | D2 | 0 | 0 | 0 | 0 | 0 | 0 | 0 | 0 | 0
| Civic Offices | Services pipework (copper water supplyx1 and PVC waste) | 1700951 | 8403204 | 5.2 | Services equipment | Proxy for copper piping (cold only) | Construction | 3.3205 | Linear length Calculation | 45 | 44 | 1 | FALSE | 1 | FALSE |  | 1.03 | 3.3205 | 6.6411 | 5113 | Cladding sheet (plain), copper |  | 0 | D3 | 0 | 0 | 0 | 0 | 0 | 0 | 0 | 0 | 0
| Civic Offices | Services pipework (copper water supplyx1 and PVC waste) | 1700951 | 8403204 | 5.2 | Services equipment | Proxy for copper piping (cold only) | Construction | 3.3205 | Linear length Calculation | 45 | 44 | 1 | FALSE | 1 | FALSE |  | 1.03 | 3.3205 | 6.6411 | 5113 | Cladding sheet (plain), copper |  | 0 | D4 | 0 | 0 | 0 | 0 | 0 | 0 | 0 | 0 | 0
| Civic Offices | Services pipework (copper water supplyx1 and PVC waste) | 1700951 | 8403204 | 5.2 | Services equipment | Proxy for copper piping (cold only) | Construction | 3.3205 | Linear length Calculation | 45 | 44 | 1 | FALSE | 1 | FALSE |  | 1.03 | 3.3205 | 6.6411 | 5113 | Cladding sheet (plain), copper |  | 60 | C2 | 0 | 0 | 0 | 0 | 0 | 0 | 0 | 0 | 0
| Civic Offices | Services pipework (copper water supplyx1 and PVC waste) | 1700951 | 8403204 | 5.2 | Services equipment | Proxy for copper piping (cold only) | Construction | 3.3205 | Linear length Calculation | 45 | 44 | 1 | FALSE | 1 | FALSE |  | 1.03 | 3.3205 | 6.6411 | 5113 | Cladding sheet (plain), copper |  | 60 | C4 | 0.001726 | 4.5197e-10 | 1.207e-05 | 3.9661e-06 | 2.0029e-06 | 2.4348e-09 | 0.042314 | 0.49808 | 8.656e-05
| Civic Offices | Services pipework (copper water supplyx1 and PVC waste) | 1700951 | 8403204 | 5.2 | Services equipment | Proxy for copper piping (cold only) | Construction | 3.3205 | Linear length Calculation | 45 | 44 | 1 | FALSE | 1 | FALSE |  | 1.03 | 3.3205 | 6.6411 | 5113 | Cladding sheet (plain), copper |  | 60 | D2 | 0 | 0 | 0 | 0 | 0 | 0 | 0 | 0 | 0
| Civic Offices | Services pipework (copper water supplyx1 and PVC waste) | 1700951 | 8403204 | 5.2 | Services equipment | Proxy for copper piping (cold only) | Construction | 3.3205 | Linear length Calculation | 45 | 44 | 1 | FALSE | 1 | FALSE |  | 1.03 | 3.3205 | 6.6411 | 5113 | Cladding sheet (plain), copper |  | 60 | D3 | 0 | 0 | 0 | 0 | 0 | 0 | 0 | 0 | 0
| Civic Offices | Services pipework (copper water supplyx1 and PVC waste) | 1700951 | 8403204 | 5.2 | Services equipment | Proxy for copper piping (cold only) | Construction | 3.3205 | Linear length Calculation | 45 | 44 | 1 | FALSE | 1 | FALSE |  | 1.03 | 3.3205 | 6.6411 | 5113 | Cladding sheet (plain), copper |  | 60 | D4 | 0 | 0 | 0 | 0 | 0 | 0 | 0 | 0 | 0
| Civic Offices | Services pipework (copper water supplyx1 and PVC waste) | 1700951 | 8403204 | 5.2 | Services equipment | Proxy for copper piping (cold only) | Construction | 3.3205 | Linear length Calculation | 45 | 44 | 1 | FALSE | 1 | FALSE |  | 1.03 | 3.3205 | 6.6411 | 5113 | Cladding sheet (plain), copper |  | 45 | B4B5 | 23.6165 | 1.9582e-05 | 1.1978 | 0.7995 | 0.066238 | 0.0054487 | 358.3378 | 70.4136 | 0.75298
| Civic Offices | Services pipework (copper water supplyx1 and PVC waste) | 1700951 | 8403204 | 5.2 | Services equipment | Proxy for copper piping (cold only) | Construction | 3.3205 | Linear length Calculation | 45 | 44 | 1 | FALSE | 1 | FALSE |  | 1.03 | 3.3205 | 6.6411 | 5113 | Cladding sheet (plain), copper |  | 45 | D2 | 0 | 0 | 0 | 0 | 0 | 0 | 0 | 0 | 0
| Civic Offices | Services pipework (copper water supplyx1 and PVC waste) | 1700951 | 8403204 | 5.2 | Services equipment | Proxy for copper piping (cold only) | Construction | 3.3205 | Linear length Calculation | 45 | 44 | 1 | FALSE | 1 | FALSE |  | 1.03 | 3.3205 | 6.6411 | 5113 | Cladding sheet (plain), copper |  | 45 | D3 | 0 | 0 | 0 | 0 | 0 | 0 | 0 | 0 | 0
| Civic Offices | Services pipework (copper water supplyx1 and PVC waste) | 1700951 | 8403204 | 5.2 | Services equipment | Proxy for copper piping (cold only) | Construction | 3.3205 | Linear length Calculation | 45 | 44 | 1 | FALSE | 1 | FALSE |  | 1.03 | 3.3205 | 6.6411 | 5113 | Cladding sheet (plain), copper |  | 45 | D4 | 0 | 0 | 0 | 0 | 0 | 0 | 0 | 0 | 0
| Civic Offices | Services pipework (copper water supplyx1 and PVC waste) | 1700951 | 8403205 | 5.2 | Services equipment | Proxy for PVC water pipe | Construction | 1.7719 | Linear length Calculation | 30 | 44 | 1 | FALSE | 1 | FALSE |  | 1.01 | 1.7719 | 3.5437 | 5379 | Window frame, PVC |  | 0 | A1A3 | 4.8861 | 1.919e-07 | 0.030559 | 0.0094254 | 0.0052731 | 0.00032214 | 91.8816 | 11.9775 | 0.050528
| Civic Offices | Services pipework (copper water supplyx1 and PVC waste) | 1700951 | 8403205 | 5.2 | Services equipment | Proxy for PVC water pipe | Construction | 1.7719 | Linear length Calculation | 30 | 44 | 1 | FALSE | 1 | FALSE |  | 1.01 | 1.7719 | 3.5437 | 5379 | Window frame, PVC |  | 0 | A4 | 0.033907 | 6.0922e-09 | 0.00011102 | 3.0007e-05 | 1.894e-05 | 1.1825e-07 | 0.50543 | 0.077176 | 0.00013953
| Civic Offices | Services pipework (copper water supplyx1 and PVC waste) | 1700951 | 8403205 | 5.2 | Services equipment | Proxy for PVC water pipe | Construction | 1.7719 | Linear length Calculation | 30 | 44 | 1 | FALSE | 1 | FALSE |  | 1.01 | 1.7719 | 3.5437 | 5379 | Window frame, PVC |  | 0 | A5 | 0.00034034 | 1.4589e-11 | 1.0843e-06 | 2.0127e-05 | 1.1855e-07 | 7.9569e-11 | 0.0013532 | 0.0026578 | 0
| Civic Offices | Services pipework (copper water supplyx1 and PVC waste) | 1700951 | 8403205 | 5.2 | Services equipment | Proxy for PVC water pipe | Construction | 1.7719 | Linear length Calculation | 30 | 44 | 1 | FALSE | 1 | FALSE |  | 1.01 | 1.7719 | 3.5437 | 5379 | Window frame, PVC |  | 0 | D2 | 0 | 0 | 0 | 0 | 0 | 0 | 0 | 0 | 0
| Civic Offices | Services pipework (copper water supplyx1 and PVC waste) | 1700951 | 8403205 | 5.2 | Services equipment | Proxy for PVC water pipe | Construction | 1.7719 | Linear length Calculation | 30 | 44 | 1 | FALSE | 1 | FALSE |  | 1.01 | 1.7719 | 3.5437 | 5379 | Window frame, PVC |  | 0 | D3 | 0 | 0 | 0 | 0 | 0 | 0 | 0 | 0 | 0
| Civic Offices | Services pipework (copper water supplyx1 and PVC waste) | 1700951 | 8403205 | 5.2 | Services equipment | Proxy for PVC water pipe | Construction | 1.7719 | Linear length Calculation | 30 | 44 | 1 | FALSE | 1 | FALSE |  | 1.01 | 1.7719 | 3.5437 | 5379 | Window frame, PVC |  | 0 | D4 | 0 | 0 | 0 | 0 | 0 | 0 | 0 | 0 | 0
| Civic Offices | Services pipework (copper water supplyx1 and PVC waste) | 1700951 | 8403205 | 5.2 | Services equipment | Proxy for PVC water pipe | Construction | 1.7719 | Linear length Calculation | 30 | 44 | 1 | FALSE | 1 | FALSE |  | 1.01 | 1.7719 | 3.5437 | 5379 | Window frame, PVC |  | 60 | C2 | 0 | 0 | 0 | 0 | 0 | 0 | 0 | 0 | 0
| Civic Offices | Services pipework (copper water supplyx1 and PVC waste) | 1700951 | 8403205 | 5.2 | Services equipment | Proxy for PVC water pipe | Construction | 1.7719 | Linear length Calculation | 30 | 44 | 1 | FALSE | 1 | FALSE |  | 1.01 | 1.7719 | 3.5437 | 5379 | Window frame, PVC |  | 60 | C4 | 0.034034 | 1.4589e-09 | 0.00010843 | 0.0020127 | 1.1855e-05 | 7.9569e-09 | 0.13532 | 0.26578 | 0.00083083
| Civic Offices | Services pipework (copper water supplyx1 and PVC waste) | 1700951 | 8403205 | 5.2 | Services equipment | Proxy for PVC water pipe | Construction | 1.7719 | Linear length Calculation | 30 | 44 | 1 | FALSE | 1 | FALSE |  | 1.01 | 1.7719 | 3.5437 | 5379 | Window frame, PVC |  | 60 | D2 | 0 | 0 | 0 | 0 | 0 | 0 | 0 | 0 | 0
| Civic Offices | Services pipework (copper water supplyx1 and PVC waste) | 1700951 | 8403205 | 5.2 | Services equipment | Proxy for PVC water pipe | Construction | 1.7719 | Linear length Calculation | 30 | 44 | 1 | FALSE | 1 | FALSE |  | 1.01 | 1.7719 | 3.5437 | 5379 | Window frame, PVC |  | 60 | D3 | 0 | 0 | 0 | 0 | 0 | 0 | 0 | 0 | 0
| Civic Offices | Services pipework (copper water supplyx1 and PVC waste) | 1700951 | 8403205 | 5.2 | Services equipment | Proxy for PVC water pipe | Construction | 1.7719 | Linear length Calculation | 30 | 44 | 1 | FALSE | 1 | FALSE |  | 1.01 | 1.7719 | 3.5437 | 5379 | Window frame, PVC |  | 60 | D4 | 0 | 0 | 0 | 0 | 0 | 0 | 0 | 0 | 0
| Civic Offices | Services pipework (copper water supplyx1 and PVC waste) | 1700951 | 8403205 | 5.2 | Services equipment | Proxy for PVC water pipe | Construction | 1.7719 | Linear length Calculation | 30 | 44 | 1 | FALSE | 1 | FALSE |  | 1.01 | 1.7719 | 3.5437 | 5379 | Window frame, PVC |  | 30 | B4B5 | 4.9544 | 1.9947e-07 | 0.030779 | 0.011488 | 0.005304 | 0.00032226 | 92.5237 | 12.3231 | 0.050667
| Civic Offices | Services pipework (copper water supplyx1 and PVC waste) | 1700951 | 8403205 | 5.2 | Services equipment | Proxy for PVC water pipe | Construction | 1.7719 | Linear length Calculation | 30 | 44 | 1 | FALSE | 1 | FALSE |  | 1.01 | 1.7719 | 3.5437 | 5379 | Window frame, PVC |  | 30 | D2 | 0 | 0 | 0 | 0 | 0 | 0 | 0 | 0 | 0
| Civic Offices | Services pipework (copper water supplyx1 and PVC waste) | 1700951 | 8403205 | 5.2 | Services equipment | Proxy for PVC water pipe | Construction | 1.7719 | Linear length Calculation | 30 | 44 | 1 | FALSE | 1 | FALSE |  | 1.01 | 1.7719 | 3.5437 | 5379 | Window frame, PVC |  | 30 | D3 | 0 | 0 | 0 | 0 | 0 | 0 | 0 | 0 | 0
| Civic Offices | Services pipework (copper water supplyx1 and PVC waste) | 1700951 | 8403205 | 5.2 | Services equipment | Proxy for PVC water pipe | Construction | 1.7719 | Linear length Calculation | 30 | 44 | 1 | FALSE | 1 | FALSE |  | 1.01 | 1.7719 | 3.5437 | 5379 | Window frame, PVC |  | 30 | D4 | 0 | 0 | 0 | 0 | 0 | 0 | 0 | 0 | 0
| Civic Offices | Services pipework 22mm copper pipe (water supply) | 1700952 | 8403207 | 5.2 | Services equipment | Proxy for copper piping 22mm diameter | Construction | 0.85227 | Linear length Calculation | 45 | 44 | 1 | FALSE | 1 | FALSE |  | 1.03 | 0.85227 | 1.7045 | 5113 | Cladding sheet (plain), copper |  | 0 | A1A3 | 6.0439 | 5.0228e-06 | 0.30738 | 0.20519 | 0.016991 | 0.0013985 | 91.7058 | 17.902 | 0.19319
| Civic Offices | Services pipework 22mm copper pipe (water supply) | 1700952 | 8403207 | 5.2 | Services equipment | Proxy for copper piping 22mm diameter | Construction | 0.85227 | Linear length Calculation | 45 | 44 | 1 | FALSE | 1 | FALSE |  | 1.03 | 0.85227 | 1.7045 | 5113 | Cladding sheet (plain), copper |  | 0 | A4 | 0.017199 | 3.0903e-09 | 5.6316e-05 | 1.5221e-05 | 9.6074e-06 | 5.9982e-08 | 0.25638 | 0.039148 | 7.0777e-05
| Civic Offices | Services pipework 22mm copper pipe (water supply) | 1700952 | 8403207 | 5.2 | Services equipment | Proxy for copper piping 22mm diameter | Construction | 0.85227 | Linear length Calculation | 45 | 44 | 1 | FALSE | 1 | FALSE |  | 1.03 | 0.85227 | 1.7045 | 5113 | Cladding sheet (plain), copper |  | 0 | A5 | 1.329e-05 | 3.4801e-12 | 9.2938e-08 | 3.0539e-08 | 1.5422e-08 | 1.8748e-11 | 0.00032582 | 0.0038352 | 0
| Civic Offices | Services pipework 22mm copper pipe (water supply) | 1700952 | 8403207 | 5.2 | Services equipment | Proxy for copper piping 22mm diameter | Construction | 0.85227 | Linear length Calculation | 45 | 44 | 1 | FALSE | 1 | FALSE |  | 1.03 | 0.85227 | 1.7045 | 5113 | Cladding sheet (plain), copper |  | 0 | D2 | 0 | 0 | 0 | 0 | 0 | 0 | 0 | 0 | 0
| Civic Offices | Services pipework 22mm copper pipe (water supply) | 1700952 | 8403207 | 5.2 | Services equipment | Proxy for copper piping 22mm diameter | Construction | 0.85227 | Linear length Calculation | 45 | 44 | 1 | FALSE | 1 | FALSE |  | 1.03 | 0.85227 | 1.7045 | 5113 | Cladding sheet (plain), copper |  | 0 | D3 | 0 | 0 | 0 | 0 | 0 | 0 | 0 | 0 | 0
| Civic Offices | Services pipework 22mm copper pipe (water supply) | 1700952 | 8403207 | 5.2 | Services equipment | Proxy for copper piping 22mm diameter | Construction | 0.85227 | Linear length Calculation | 45 | 44 | 1 | FALSE | 1 | FALSE |  | 1.03 | 0.85227 | 1.7045 | 5113 | Cladding sheet (plain), copper |  | 0 | D4 | 0 | 0 | 0 | 0 | 0 | 0 | 0 | 0 | 0
| Civic Offices | Services pipework 22mm copper pipe (water supply) | 1700952 | 8403207 | 5.2 | Services equipment | Proxy for copper piping 22mm diameter | Construction | 0.85227 | Linear length Calculation | 45 | 44 | 1 | FALSE | 1 | FALSE |  | 1.03 | 0.85227 | 1.7045 | 5113 | Cladding sheet (plain), copper |  | 60 | C2 | 0 | 0 | 0 | 0 | 0 | 0 | 0 | 0 | 0
| Civic Offices | Services pipework 22mm copper pipe (water supply) | 1700952 | 8403207 | 5.2 | Services equipment | Proxy for copper piping 22mm diameter | Construction | 0.85227 | Linear length Calculation | 45 | 44 | 1 | FALSE | 1 | FALSE |  | 1.03 | 0.85227 | 1.7045 | 5113 | Cladding sheet (plain), copper |  | 60 | C4 | 0.00044301 | 1.16e-10 | 3.0979e-06 | 1.018e-06 | 5.1407e-07 | 6.2493e-10 | 0.010861 | 0.12784 | 2.2217e-05
| Civic Offices | Services pipework 22mm copper pipe (water supply) | 1700952 | 8403207 | 5.2 | Services equipment | Proxy for copper piping 22mm diameter | Construction | 0.85227 | Linear length Calculation | 45 | 44 | 1 | FALSE | 1 | FALSE |  | 1.03 | 0.85227 | 1.7045 | 5113 | Cladding sheet (plain), copper |  | 60 | D2 | 0 | 0 | 0 | 0 | 0 | 0 | 0 | 0 | 0
| Civic Offices | Services pipework 22mm copper pipe (water supply) | 1700952 | 8403207 | 5.2 | Services equipment | Proxy for copper piping 22mm diameter | Construction | 0.85227 | Linear length Calculation | 45 | 44 | 1 | FALSE | 1 | FALSE |  | 1.03 | 0.85227 | 1.7045 | 5113 | Cladding sheet (plain), copper |  | 60 | D3 | 0 | 0 | 0 | 0 | 0 | 0 | 0 | 0 | 0
| Civic Offices | Services pipework 22mm copper pipe (water supply) | 1700952 | 8403207 | 5.2 | Services equipment | Proxy for copper piping 22mm diameter | Construction | 0.85227 | Linear length Calculation | 45 | 44 | 1 | FALSE | 1 | FALSE |  | 1.03 | 0.85227 | 1.7045 | 5113 | Cladding sheet (plain), copper |  | 60 | D4 | 0 | 0 | 0 | 0 | 0 | 0 | 0 | 0 | 0
| Civic Offices | Services pipework 22mm copper pipe (water supply) | 1700952 | 8403207 | 5.2 | Services equipment | Proxy for copper piping 22mm diameter | Construction | 0.85227 | Linear length Calculation | 45 | 44 | 1 | FALSE | 1 | FALSE |  | 1.03 | 0.85227 | 1.7045 | 5113 | Cladding sheet (plain), copper |  | 45 | B4B5 | 6.0616 | 5.026e-06 | 0.30744 | 0.2052 | 0.017001 | 0.0013985 | 91.9734 | 18.0728 | 0.19326
| Civic Offices | Services pipework 22mm copper pipe (water supply) | 1700952 | 8403207 | 5.2 | Services equipment | Proxy for copper piping 22mm diameter | Construction | 0.85227 | Linear length Calculation | 45 | 44 | 1 | FALSE | 1 | FALSE |  | 1.03 | 0.85227 | 1.7045 | 5113 | Cladding sheet (plain), copper |  | 45 | D2 | 0 | 0 | 0 | 0 | 0 | 0 | 0 | 0 | 0
| Civic Offices | Services pipework 22mm copper pipe (water supply) | 1700952 | 8403207 | 5.2 | Services equipment | Proxy for copper piping 22mm diameter | Construction | 0.85227 | Linear length Calculation | 45 | 44 | 1 | FALSE | 1 | FALSE |  | 1.03 | 0.85227 | 1.7045 | 5113 | Cladding sheet (plain), copper |  | 45 | D3 | 0 | 0 | 0 | 0 | 0 | 0 | 0 | 0 | 0
| Civic Offices | Services pipework 22mm copper pipe (water supply) | 1700952 | 8403207 | 5.2 | Services equipment | Proxy for copper piping 22mm diameter | Construction | 0.85227 | Linear length Calculation | 45 | 44 | 1 | FALSE | 1 | FALSE |  | 1.03 | 0.85227 | 1.7045 | 5113 | Cladding sheet (plain), copper |  | 45 | D4 | 0 | 0 | 0 | 0 | 0 | 0 | 0 | 0 | 0
| Civic Offices | Services pipework PVC waste 94mm | 1700953 | 8403209 | 5.2 | Services equipment | Proxy for PVC water pipe | Construction | 1.7719 | Linear length Calculation | 30 | 44 | 1 | FALSE | 1 | FALSE |  | 1.01 | 1.7719 | 3.5437 | 5379 | Window frame, PVC |  | 0 | A1A3 | 4.8861 | 1.919e-07 | 0.030559 | 0.0094254 | 0.0052731 | 0.00032214 | 91.8816 | 11.9775 | 0.050528
| Civic Offices | Services pipework PVC waste 94mm | 1700953 | 8403209 | 5.2 | Services equipment | Proxy for PVC water pipe | Construction | 1.7719 | Linear length Calculation | 30 | 44 | 1 | FALSE | 1 | FALSE |  | 1.01 | 1.7719 | 3.5437 | 5379 | Window frame, PVC |  | 0 | A4 | 0.033907 | 6.0922e-09 | 0.00011102 | 3.0007e-05 | 1.894e-05 | 1.1825e-07 | 0.50543 | 0.077176 | 0.00013953
| Civic Offices | Services pipework PVC waste 94mm | 1700953 | 8403209 | 5.2 | Services equipment | Proxy for PVC water pipe | Construction | 1.7719 | Linear length Calculation | 30 | 44 | 1 | FALSE | 1 | FALSE |  | 1.01 | 1.7719 | 3.5437 | 5379 | Window frame, PVC |  | 0 | A5 | 0.00034034 | 1.4589e-11 | 1.0843e-06 | 2.0127e-05 | 1.1855e-07 | 7.9569e-11 | 0.0013532 | 0.0026578 | 0
| Civic Offices | Services pipework PVC waste 94mm | 1700953 | 8403209 | 5.2 | Services equipment | Proxy for PVC water pipe | Construction | 1.7719 | Linear length Calculation | 30 | 44 | 1 | FALSE | 1 | FALSE |  | 1.01 | 1.7719 | 3.5437 | 5379 | Window frame, PVC |  | 0 | D2 | 0 | 0 | 0 | 0 | 0 | 0 | 0 | 0 | 0
| Civic Offices | Services pipework PVC waste 94mm | 1700953 | 8403209 | 5.2 | Services equipment | Proxy for PVC water pipe | Construction | 1.7719 | Linear length Calculation | 30 | 44 | 1 | FALSE | 1 | FALSE |  | 1.01 | 1.7719 | 3.5437 | 5379 | Window frame, PVC |  | 0 | D3 | 0 | 0 | 0 | 0 | 0 | 0 | 0 | 0 | 0
| Civic Offices | Services pipework PVC waste 94mm | 1700953 | 8403209 | 5.2 | Services equipment | Proxy for PVC water pipe | Construction | 1.7719 | Linear length Calculation | 30 | 44 | 1 | FALSE | 1 | FALSE |  | 1.01 | 1.7719 | 3.5437 | 5379 | Window frame, PVC |  | 0 | D4 | 0 | 0 | 0 | 0 | 0 | 0 | 0 | 0 | 0
| Civic Offices | Services pipework PVC waste 94mm | 1700953 | 8403209 | 5.2 | Services equipment | Proxy for PVC water pipe | Construction | 1.7719 | Linear length Calculation | 30 | 44 | 1 | FALSE | 1 | FALSE |  | 1.01 | 1.7719 | 3.5437 | 5379 | Window frame, PVC |  | 60 | C2 | 0 | 0 | 0 | 0 | 0 | 0 | 0 | 0 | 0
| Civic Offices | Services pipework PVC waste 94mm | 1700953 | 8403209 | 5.2 | Services equipment | Proxy for PVC water pipe | Construction | 1.7719 | Linear length Calculation | 30 | 44 | 1 | FALSE | 1 | FALSE |  | 1.01 | 1.7719 | 3.5437 | 5379 | Window frame, PVC |  | 60 | C4 | 0.034034 | 1.4589e-09 | 0.00010843 | 0.0020127 | 1.1855e-05 | 7.9569e-09 | 0.13532 | 0.26578 | 0.00083083
| Civic Offices | Services pipework PVC waste 94mm | 1700953 | 8403209 | 5.2 | Services equipment | Proxy for PVC water pipe | Construction | 1.7719 | Linear length Calculation | 30 | 44 | 1 | FALSE | 1 | FALSE |  | 1.01 | 1.7719 | 3.5437 | 5379 | Window frame, PVC |  | 60 | D2 | 0 | 0 | 0 | 0 | 0 | 0 | 0 | 0 | 0
| Civic Offices | Services pipework PVC waste 94mm | 1700953 | 8403209 | 5.2 | Services equipment | Proxy for PVC water pipe | Construction | 1.7719 | Linear length Calculation | 30 | 44 | 1 | FALSE | 1 | FALSE |  | 1.01 | 1.7719 | 3.5437 | 5379 | Window frame, PVC |  | 60 | D3 | 0 | 0 | 0 | 0 | 0 | 0 | 0 | 0 | 0
| Civic Offices | Services pipework PVC waste 94mm | 1700953 | 8403209 | 5.2 | Services equipment | Proxy for PVC water pipe | Construction | 1.7719 | Linear length Calculation | 30 | 44 | 1 | FALSE | 1 | FALSE |  | 1.01 | 1.7719 | 3.5437 | 5379 | Window frame, PVC |  | 60 | D4 | 0 | 0 | 0 | 0 | 0 | 0 | 0 | 0 | 0
| Civic Offices | Services pipework PVC waste 94mm | 1700953 | 8403209 | 5.2 | Services equipment | Proxy for PVC water pipe | Construction | 1.7719 | Linear length Calculation | 30 | 44 | 1 | FALSE | 1 | FALSE |  | 1.01 | 1.7719 | 3.5437 | 5379 | Window frame, PVC |  | 30 | B4B5 | 4.9544 | 1.9947e-07 | 0.030779 | 0.011488 | 0.005304 | 0.00032226 | 92.5237 | 12.3231 | 0.050667
| Civic Offices | Services pipework PVC waste 94mm | 1700953 | 8403209 | 5.2 | Services equipment | Proxy for PVC water pipe | Construction | 1.7719 | Linear length Calculation | 30 | 44 | 1 | FALSE | 1 | FALSE |  | 1.01 | 1.7719 | 3.5437 | 5379 | Window frame, PVC |  | 30 | D2 | 0 | 0 | 0 | 0 | 0 | 0 | 0 | 0 | 0
| Civic Offices | Services pipework PVC waste 94mm | 1700953 | 8403209 | 5.2 | Services equipment | Proxy for PVC water pipe | Construction | 1.7719 | Linear length Calculation | 30 | 44 | 1 | FALSE | 1 | FALSE |  | 1.01 | 1.7719 | 3.5437 | 5379 | Window frame, PVC |  | 30 | D3 | 0 | 0 | 0 | 0 | 0 | 0 | 0 | 0 | 0
| Civic Offices | Services pipework PVC waste 94mm | 1700953 | 8403209 | 5.2 | Services equipment | Proxy for PVC water pipe | Construction | 1.7719 | Linear length Calculation | 30 | 44 | 1 | FALSE | 1 | FALSE |  | 1.01 | 1.7719 | 3.5437 | 5379 | Window frame, PVC |  | 30 | D4 | 0 | 0 | 0 | 0 | 0 | 0 | 0 | 0 | 0
| Civic Offices | Wall basin/sink ceramic | 1700954 | 8403211 | 5.2 | Services equipment | PRoxy for ceramic sink | Construction | 48 | kg | 25 | 44 | 1 | FALSE | 1 | FALSE |  | 1.06 | 48 | 144 | 5101 | Floor finish (tiles), ceramic |  | 0 | A1A3 | 30.4357 | 3.5133e-06 | 0.19188 | 0.049816 | 0.015689 | 0.0024833 | 476.7567 | 75.9896 | 0.25645
| Civic Offices | Wall basin/sink ceramic | 1700954 | 8403211 | 5.2 | Services equipment | PRoxy for ceramic sink | Construction | 48 | kg | 25 | 44 | 1 | FALSE | 1 | FALSE |  | 1.06 | 48 | 144 | 5101 | Floor finish (tiles), ceramic |  | 0 | A4 | 0.97496 | 1.7518e-07 | 0.0031924 | 0.00086284 | 0.00054461 | 3.4002e-06 | 14.5334 | 2.2191 | 0.0040121
| Civic Offices | Wall basin/sink ceramic | 1700954 | 8403211 | 5.2 | Services equipment | PRoxy for ceramic sink | Construction | 48 | kg | 25 | 44 | 1 | FALSE | 1 | FALSE |  | 1.06 | 48 | 144 | 5101 | Floor finish (tiles), ceramic |  | 0 | A5 | 0.0037379 | 1.2885e-09 | 2.8788e-05 | 7.1083e-06 | 4.973e-06 | 4.0406e-09 | 0.10857 | 0.432 | 0
| Civic Offices | Wall basin/sink ceramic | 1700954 | 8403211 | 5.2 | Services equipment | PRoxy for ceramic sink | Construction | 48 | kg | 25 | 44 | 1 | FALSE | 1 | FALSE |  | 1.06 | 48 | 144 | 5101 | Floor finish (tiles), ceramic |  | 0 | D2 | 0 | 0 | 0 | 0 | 0 | 0 | 0 | 0 | 0
| Civic Offices | Wall basin/sink ceramic | 1700954 | 8403211 | 5.2 | Services equipment | PRoxy for ceramic sink | Construction | 48 | kg | 25 | 44 | 1 | FALSE | 1 | FALSE |  | 1.06 | 48 | 144 | 5101 | Floor finish (tiles), ceramic |  | 0 | D3 | 0 | 0 | 0 | 0 | 0 | 0 | 0 | 0 | 0
| Civic Offices | Wall basin/sink ceramic | 1700954 | 8403211 | 5.2 | Services equipment | PRoxy for ceramic sink | Construction | 48 | kg | 25 | 44 | 1 | FALSE | 1 | FALSE |  | 1.06 | 48 | 144 | 5101 | Floor finish (tiles), ceramic |  | 0 | D4 | 0 | 0 | 0 | 0 | 0 | 0 | 0 | 0 | 0
| Civic Offices | Wall basin/sink ceramic | 1700954 | 8403211 | 5.2 | Services equipment | PRoxy for ceramic sink | Construction | 48 | kg | 25 | 44 | 1 | FALSE | 1 | FALSE |  | 1.06 | 48 | 144 | 5101 | Floor finish (tiles), ceramic |  | 60 | C2 | 0 | 0 | 0 | 0 | 0 | 0 | 0 | 0 | 0
| Civic Offices | Wall basin/sink ceramic | 1700954 | 8403211 | 5.2 | Services equipment | PRoxy for ceramic sink | Construction | 48 | kg | 25 | 44 | 1 | FALSE | 1 | FALSE |  | 1.06 | 48 | 144 | 5101 | Floor finish (tiles), ceramic |  | 60 | C4 | 0.062298 | 2.1476e-08 | 0.0004798 | 0.00011847 | 8.2884e-05 | 6.7343e-08 | 1.8094 | 7.2 | 0.0058728
| Civic Offices | Wall basin/sink ceramic | 1700954 | 8403211 | 5.2 | Services equipment | PRoxy for ceramic sink | Construction | 48 | kg | 25 | 44 | 1 | FALSE | 1 | FALSE |  | 1.06 | 48 | 144 | 5101 | Floor finish (tiles), ceramic |  | 60 | D2 | 0 | 0 | 0 | 0 | 0 | 0 | 0 | 0 | 0
| Civic Offices | Wall basin/sink ceramic | 1700954 | 8403211 | 5.2 | Services equipment | PRoxy for ceramic sink | Construction | 48 | kg | 25 | 44 | 1 | FALSE | 1 | FALSE |  | 1.06 | 48 | 144 | 5101 | Floor finish (tiles), ceramic |  | 60 | D3 | 0 | 0 | 0 | 0 | 0 | 0 | 0 | 0 | 0
| Civic Offices | Wall basin/sink ceramic | 1700954 | 8403211 | 5.2 | Services equipment | PRoxy for ceramic sink | Construction | 48 | kg | 25 | 44 | 1 | FALSE | 1 | FALSE |  | 1.06 | 48 | 144 | 5101 | Floor finish (tiles), ceramic |  | 60 | D4 | 0 | 0 | 0 | 0 | 0 | 0 | 0 | 0 | 0
| Civic Offices | Wall basin/sink ceramic | 1700954 | 8403211 | 5.2 | Services equipment | PRoxy for ceramic sink | Construction | 48 | kg | 25 | 44 | 1 | FALSE | 1 | FALSE |  | 1.06 | 48 | 144 | 5101 | Floor finish (tiles), ceramic |  | 25 | B4B5 | 31.4767 | 3.7113e-06 | 0.19558 | 0.050804 | 0.016321 | 0.0024867 | 493.2081 | 85.8408 | 0.26047
| Civic Offices | Wall basin/sink ceramic | 1700954 | 8403211 | 5.2 | Services equipment | PRoxy for ceramic sink | Construction | 48 | kg | 25 | 44 | 1 | FALSE | 1 | FALSE |  | 1.06 | 48 | 144 | 5101 | Floor finish (tiles), ceramic |  | 25 | D2 | 0 | 0 | 0 | 0 | 0 | 0 | 0 | 0 | 0
| Civic Offices | Wall basin/sink ceramic | 1700954 | 8403211 | 5.2 | Services equipment | PRoxy for ceramic sink | Construction | 48 | kg | 25 | 44 | 1 | FALSE | 1 | FALSE |  | 1.06 | 48 | 144 | 5101 | Floor finish (tiles), ceramic |  | 25 | D3 | 0 | 0 | 0 | 0 | 0 | 0 | 0 | 0 | 0
| Civic Offices | Wall basin/sink ceramic | 1700954 | 8403211 | 5.2 | Services equipment | PRoxy for ceramic sink | Construction | 48 | kg | 25 | 44 | 1 | FALSE | 1 | FALSE |  | 1.06 | 48 | 144 | 5101 | Floor finish (tiles), ceramic |  | 25 | D4 | 0 | 0 | 0 | 0 | 0 | 0 | 0 | 0 | 0
| Civic Offices | Wall basin/sink ceramic | 1700954 | 8403211 | 5.2 | Services equipment | PRoxy for ceramic sink | Construction | 48 | kg | 25 | 44 | 1 | FALSE | 1 | FALSE |  | 1.06 | 48 | 144 | 5101 | Floor finish (tiles), ceramic |  | 50 | B4B5 | 31.4767 | 3.7113e-06 | 0.19558 | 0.050804 | 0.016321 | 0.0024867 | 493.2081 | 85.8408 | 0.26047
| Civic Offices | Wall basin/sink ceramic | 1700954 | 8403211 | 5.2 | Services equipment | PRoxy for ceramic sink | Construction | 48 | kg | 25 | 44 | 1 | FALSE | 1 | FALSE |  | 1.06 | 48 | 144 | 5101 | Floor finish (tiles), ceramic |  | 50 | D2 | 0 | 0 | 0 | 0 | 0 | 0 | 0 | 0 | 0
| Civic Offices | Wall basin/sink ceramic | 1700954 | 8403211 | 5.2 | Services equipment | PRoxy for ceramic sink | Construction | 48 | kg | 25 | 44 | 1 | FALSE | 1 | FALSE |  | 1.06 | 48 | 144 | 5101 | Floor finish (tiles), ceramic |  | 50 | D3 | 0 | 0 | 0 | 0 | 0 | 0 | 0 | 0 | 0
| Civic Offices | Wall basin/sink ceramic | 1700954 | 8403211 | 5.2 | Services equipment | PRoxy for ceramic sink | Construction | 48 | kg | 25 | 44 | 1 | FALSE | 1 | FALSE |  | 1.06 | 48 | 144 | 5101 | Floor finish (tiles), ceramic |  | 50 | D4 | 0 | 0 | 0 | 0 | 0 | 0 | 0 | 0 | 0
| Civic Offices | Wall basin/sink ceramic | 1700954 | 8403212 | 5.2 | Services equipment | Proxy for taps | Construction | 6 | kg | 20 | 44 | 1 | FALSE | 1 | FALSE |  | 1.01 | 6 | 18 | 5455 | Door frame (hollow), stainless steel |  | 0 | A1A3 | 28.895 | 1.4563e-06 | 0.17561 | 0.051715 | 0.020414 | 0.00090702 | 375.901 | 35.6843 | 0.88538
| Civic Offices | Wall basin/sink ceramic | 1700954 | 8403212 | 5.2 | Services equipment | Proxy for taps | Construction | 6 | kg | 20 | 44 | 1 | FALSE | 1 | FALSE |  | 1.01 | 6 | 18 | 5455 | Door frame (hollow), stainless steel |  | 0 | A4 | 0.25153 | 3.4805e-08 | 0.0011959 | 0.00022207 | 0.00015788 | 5.6015e-07 | 3.6802 | 1.0688 | 0.0010222
| Civic Offices | Wall basin/sink ceramic | 1700954 | 8403212 | 5.2 | Services equipment | Proxy for taps | Construction | 6 | kg | 20 | 44 | 1 | FALSE | 1 | FALSE |  | 1.01 | 6 | 18 | 5455 | Door frame (hollow), stainless steel |  | 0 | A5 | 3.1188e-05 | 8.1667e-12 | 2.1809e-07 | 7.1665e-08 | 3.619e-08 | 4.3995e-11 | 0.00076459 | 0.009 | 0
| Civic Offices | Wall basin/sink ceramic | 1700954 | 8403212 | 5.2 | Services equipment | Proxy for taps | Construction | 6 | kg | 20 | 44 | 1 | FALSE | 1 | FALSE |  | 1.01 | 6 | 18 | 5455 | Door frame (hollow), stainless steel |  | 0 | D2 | 0 | 0 | 0 | 0 | 0 | 0 | 0 | 0 | 0
| Civic Offices | Wall basin/sink ceramic | 1700954 | 8403212 | 5.2 | Services equipment | Proxy for taps | Construction | 6 | kg | 20 | 44 | 1 | FALSE | 1 | FALSE |  | 1.01 | 6 | 18 | 5455 | Door frame (hollow), stainless steel |  | 0 | D3 | 0 | 0 | 0 | 0 | 0 | 0 | 0 | 0 | 0
| Civic Offices | Wall basin/sink ceramic | 1700954 | 8403212 | 5.2 | Services equipment | Proxy for taps | Construction | 6 | kg | 20 | 44 | 1 | FALSE | 1 | FALSE |  | 1.01 | 6 | 18 | 5455 | Door frame (hollow), stainless steel |  | 0 | D4 | 0 | 0 | 0 | 0 | 0 | 0 | 0 | 0 | 0
| Civic Offices | Wall basin/sink ceramic | 1700954 | 8403212 | 5.2 | Services equipment | Proxy for taps | Construction | 6 | kg | 20 | 44 | 1 | FALSE | 1 | FALSE |  | 1.01 | 6 | 18 | 5455 | Door frame (hollow), stainless steel |  | 60 | C2 | 0 | 0 | 0 | 0 | 0 | 0 | 0 | 0 | 0
| Civic Offices | Wall basin/sink ceramic | 1700954 | 8403212 | 5.2 | Services equipment | Proxy for taps | Construction | 6 | kg | 20 | 44 | 1 | FALSE | 1 | FALSE |  | 1.01 | 6 | 18 | 5455 | Door frame (hollow), stainless steel |  | 60 | C4 | 0.0031188 | 8.1667e-10 | 2.1809e-05 | 7.1665e-06 | 3.619e-06 | 4.3995e-09 | 0.076459 | 0.9 | 0.00015641
| Civic Offices | Wall basin/sink ceramic | 1700954 | 8403212 | 5.2 | Services equipment | Proxy for taps | Construction | 6 | kg | 20 | 44 | 1 | FALSE | 1 | FALSE |  | 1.01 | 6 | 18 | 5455 | Door frame (hollow), stainless steel |  | 60 | D2 | 0 | 0 | 0 | 0 | 0 | 0 | 0 | 0 | 0
| Civic Offices | Wall basin/sink ceramic | 1700954 | 8403212 | 5.2 | Services equipment | Proxy for taps | Construction | 6 | kg | 20 | 44 | 1 | FALSE | 1 | FALSE |  | 1.01 | 6 | 18 | 5455 | Door frame (hollow), stainless steel |  | 60 | D3 | 0 | 0 | 0 | 0 | 0 | 0 | 0 | 0 | 0
| Civic Offices | Wall basin/sink ceramic | 1700954 | 8403212 | 5.2 | Services equipment | Proxy for taps | Construction | 6 | kg | 20 | 44 | 1 | FALSE | 1 | FALSE |  | 1.01 | 6 | 18 | 5455 | Door frame (hollow), stainless steel |  | 60 | D4 | 0 | 0 | 0 | 0 | 0 | 0 | 0 | 0 | 0
| Civic Offices | Wall basin/sink ceramic | 1700954 | 8403212 | 5.2 | Services equipment | Proxy for taps | Construction | 6 | kg | 20 | 44 | 1 | FALSE | 1 | FALSE |  | 1.01 | 6 | 18 | 5455 | Door frame (hollow), stainless steel |  | 20 | B4B5 | 29.1497 | 1.4919e-06 | 0.17682 | 0.051945 | 0.020575 | 0.00090759 | 379.6584 | 37.6621 | 0.8864
| Civic Offices | Wall basin/sink ceramic | 1700954 | 8403212 | 5.2 | Services equipment | Proxy for taps | Construction | 6 | kg | 20 | 44 | 1 | FALSE | 1 | FALSE |  | 1.01 | 6 | 18 | 5455 | Door frame (hollow), stainless steel |  | 20 | D2 | 0 | 0 | 0 | 0 | 0 | 0 | 0 | 0 | 0
| Civic Offices | Wall basin/sink ceramic | 1700954 | 8403212 | 5.2 | Services equipment | Proxy for taps | Construction | 6 | kg | 20 | 44 | 1 | FALSE | 1 | FALSE |  | 1.01 | 6 | 18 | 5455 | Door frame (hollow), stainless steel |  | 20 | D3 | 0 | 0 | 0 | 0 | 0 | 0 | 0 | 0 | 0
| Civic Offices | Wall basin/sink ceramic | 1700954 | 8403212 | 5.2 | Services equipment | Proxy for taps | Construction | 6 | kg | 20 | 44 | 1 | FALSE | 1 | FALSE |  | 1.01 | 6 | 18 | 5455 | Door frame (hollow), stainless steel |  | 20 | D4 | 0 | 0 | 0 | 0 | 0 | 0 | 0 | 0 | 0
| Civic Offices | Wall basin/sink ceramic | 1700954 | 8403212 | 5.2 | Services equipment | Proxy for taps | Construction | 6 | kg | 20 | 44 | 1 | FALSE | 1 | FALSE |  | 1.01 | 6 | 18 | 5455 | Door frame (hollow), stainless steel |  | 40 | B4B5 | 29.1497 | 1.4919e-06 | 0.17682 | 0.051945 | 0.020575 | 0.00090759 | 379.6584 | 37.6621 | 0.8864
| Civic Offices | Wall basin/sink ceramic | 1700954 | 8403212 | 5.2 | Services equipment | Proxy for taps | Construction | 6 | kg | 20 | 44 | 1 | FALSE | 1 | FALSE |  | 1.01 | 6 | 18 | 5455 | Door frame (hollow), stainless steel |  | 40 | D2 | 0 | 0 | 0 | 0 | 0 | 0 | 0 | 0 | 0
| Civic Offices | Wall basin/sink ceramic | 1700954 | 8403212 | 5.2 | Services equipment | Proxy for taps | Construction | 6 | kg | 20 | 44 | 1 | FALSE | 1 | FALSE |  | 1.01 | 6 | 18 | 5455 | Door frame (hollow), stainless steel |  | 40 | D3 | 0 | 0 | 0 | 0 | 0 | 0 | 0 | 0 | 0
| Civic Offices | Wall basin/sink ceramic | 1700954 | 8403212 | 5.2 | Services equipment | Proxy for taps | Construction | 6 | kg | 20 | 44 | 1 | FALSE | 1 | FALSE |  | 1.01 | 6 | 18 | 5455 | Door frame (hollow), stainless steel |  | 40 | D4 | 0 | 0 | 0 | 0 | 0 | 0 | 0 | 0 | 0
| Civic Offices | Services pipework 22mm copper pipe (water supply) | 1700956 | 8403215 | 5.2 | Services equipment | Proxy for copper piping 22mm diameter | Construction | 0.85227 | Linear length Calculation | 45 | 44 | 1 | FALSE | 1 | FALSE |  | 1.03 | 0.85227 | 1.7045 | 5113 | Cladding sheet (plain), copper |  | 0 | A1A3 | 6.0439 | 5.0228e-06 | 0.30738 | 0.20519 | 0.016991 | 0.0013985 | 91.7058 | 17.902 | 0.19319
| Civic Offices | Services pipework 22mm copper pipe (water supply) | 1700956 | 8403215 | 5.2 | Services equipment | Proxy for copper piping 22mm diameter | Construction | 0.85227 | Linear length Calculation | 45 | 44 | 1 | FALSE | 1 | FALSE |  | 1.03 | 0.85227 | 1.7045 | 5113 | Cladding sheet (plain), copper |  | 0 | A4 | 0.017199 | 3.0903e-09 | 5.6316e-05 | 1.5221e-05 | 9.6074e-06 | 5.9982e-08 | 0.25638 | 0.039148 | 7.0777e-05
| Civic Offices | Services pipework 22mm copper pipe (water supply) | 1700956 | 8403215 | 5.2 | Services equipment | Proxy for copper piping 22mm diameter | Construction | 0.85227 | Linear length Calculation | 45 | 44 | 1 | FALSE | 1 | FALSE |  | 1.03 | 0.85227 | 1.7045 | 5113 | Cladding sheet (plain), copper |  | 0 | A5 | 1.329e-05 | 3.4801e-12 | 9.2938e-08 | 3.0539e-08 | 1.5422e-08 | 1.8748e-11 | 0.00032582 | 0.0038352 | 0
| Civic Offices | Services pipework 22mm copper pipe (water supply) | 1700956 | 8403215 | 5.2 | Services equipment | Proxy for copper piping 22mm diameter | Construction | 0.85227 | Linear length Calculation | 45 | 44 | 1 | FALSE | 1 | FALSE |  | 1.03 | 0.85227 | 1.7045 | 5113 | Cladding sheet (plain), copper |  | 0 | D2 | 0 | 0 | 0 | 0 | 0 | 0 | 0 | 0 | 0
| Civic Offices | Services pipework 22mm copper pipe (water supply) | 1700956 | 8403215 | 5.2 | Services equipment | Proxy for copper piping 22mm diameter | Construction | 0.85227 | Linear length Calculation | 45 | 44 | 1 | FALSE | 1 | FALSE |  | 1.03 | 0.85227 | 1.7045 | 5113 | Cladding sheet (plain), copper |  | 0 | D3 | 0 | 0 | 0 | 0 | 0 | 0 | 0 | 0 | 0
| Civic Offices | Services pipework 22mm copper pipe (water supply) | 1700956 | 8403215 | 5.2 | Services equipment | Proxy for copper piping 22mm diameter | Construction | 0.85227 | Linear length Calculation | 45 | 44 | 1 | FALSE | 1 | FALSE |  | 1.03 | 0.85227 | 1.7045 | 5113 | Cladding sheet (plain), copper |  | 0 | D4 | 0 | 0 | 0 | 0 | 0 | 0 | 0 | 0 | 0
| Civic Offices | Services pipework 22mm copper pipe (water supply) | 1700956 | 8403215 | 5.2 | Services equipment | Proxy for copper piping 22mm diameter | Construction | 0.85227 | Linear length Calculation | 45 | 44 | 1 | FALSE | 1 | FALSE |  | 1.03 | 0.85227 | 1.7045 | 5113 | Cladding sheet (plain), copper |  | 60 | C2 | 0 | 0 | 0 | 0 | 0 | 0 | 0 | 0 | 0
| Civic Offices | Services pipework 22mm copper pipe (water supply) | 1700956 | 8403215 | 5.2 | Services equipment | Proxy for copper piping 22mm diameter | Construction | 0.85227 | Linear length Calculation | 45 | 44 | 1 | FALSE | 1 | FALSE |  | 1.03 | 0.85227 | 1.7045 | 5113 | Cladding sheet (plain), copper |  | 60 | C4 | 0.00044301 | 1.16e-10 | 3.0979e-06 | 1.018e-06 | 5.1407e-07 | 6.2493e-10 | 0.010861 | 0.12784 | 2.2217e-05
| Civic Offices | Services pipework 22mm copper pipe (water supply) | 1700956 | 8403215 | 5.2 | Services equipment | Proxy for copper piping 22mm diameter | Construction | 0.85227 | Linear length Calculation | 45 | 44 | 1 | FALSE | 1 | FALSE |  | 1.03 | 0.85227 | 1.7045 | 5113 | Cladding sheet (plain), copper |  | 60 | D2 | 0 | 0 | 0 | 0 | 0 | 0 | 0 | 0 | 0
| Civic Offices | Services pipework 22mm copper pipe (water supply) | 1700956 | 8403215 | 5.2 | Services equipment | Proxy for copper piping 22mm diameter | Construction | 0.85227 | Linear length Calculation | 45 | 44 | 1 | FALSE | 1 | FALSE |  | 1.03 | 0.85227 | 1.7045 | 5113 | Cladding sheet (plain), copper |  | 60 | D3 | 0 | 0 | 0 | 0 | 0 | 0 | 0 | 0 | 0
| Civic Offices | Services pipework 22mm copper pipe (water supply) | 1700956 | 8403215 | 5.2 | Services equipment | Proxy for copper piping 22mm diameter | Construction | 0.85227 | Linear length Calculation | 45 | 44 | 1 | FALSE | 1 | FALSE |  | 1.03 | 0.85227 | 1.7045 | 5113 | Cladding sheet (plain), copper |  | 60 | D4 | 0 | 0 | 0 | 0 | 0 | 0 | 0 | 0 | 0
| Civic Offices | Services pipework 22mm copper pipe (water supply) | 1700956 | 8403215 | 5.2 | Services equipment | Proxy for copper piping 22mm diameter | Construction | 0.85227 | Linear length Calculation | 45 | 44 | 1 | FALSE | 1 | FALSE |  | 1.03 | 0.85227 | 1.7045 | 5113 | Cladding sheet (plain), copper |  | 45 | B4B5 | 6.0616 | 5.026e-06 | 0.30744 | 0.2052 | 0.017001 | 0.0013985 | 91.9734 | 18.0728 | 0.19326
| Civic Offices | Services pipework 22mm copper pipe (water supply) | 1700956 | 8403215 | 5.2 | Services equipment | Proxy for copper piping 22mm diameter | Construction | 0.85227 | Linear length Calculation | 45 | 44 | 1 | FALSE | 1 | FALSE |  | 1.03 | 0.85227 | 1.7045 | 5113 | Cladding sheet (plain), copper |  | 45 | D2 | 0 | 0 | 0 | 0 | 0 | 0 | 0 | 0 | 0
| Civic Offices | Services pipework 22mm copper pipe (water supply) | 1700956 | 8403215 | 5.2 | Services equipment | Proxy for copper piping 22mm diameter | Construction | 0.85227 | Linear length Calculation | 45 | 44 | 1 | FALSE | 1 | FALSE |  | 1.03 | 0.85227 | 1.7045 | 5113 | Cladding sheet (plain), copper |  | 45 | D3 | 0 | 0 | 0 | 0 | 0 | 0 | 0 | 0 | 0
| Civic Offices | Services pipework 22mm copper pipe (water supply) | 1700956 | 8403215 | 5.2 | Services equipment | Proxy for copper piping 22mm diameter | Construction | 0.85227 | Linear length Calculation | 45 | 44 | 1 | FALSE | 1 | FALSE |  | 1.03 | 0.85227 | 1.7045 | 5113 | Cladding sheet (plain), copper |  | 45 | D4 | 0 | 0 | 0 | 0 | 0 | 0 | 0 | 0 | 0
| Civic Offices | Services pipework PVC waste 94mm | 1700957 | 8403217 | 5.2 | Services equipment | Proxy for PVC water pipe | Construction | 1.7719 | Linear length Calculation | 30 | 44 | 1 | FALSE | 1 | FALSE |  | 1.01 | 1.7719 | 3.5437 | 5379 | Window frame, PVC |  | 0 | A1A3 | 4.8861 | 1.919e-07 | 0.030559 | 0.0094254 | 0.0052731 | 0.00032214 | 91.8816 | 11.9775 | 0.050528
| Civic Offices | Services pipework PVC waste 94mm | 1700957 | 8403217 | 5.2 | Services equipment | Proxy for PVC water pipe | Construction | 1.7719 | Linear length Calculation | 30 | 44 | 1 | FALSE | 1 | FALSE |  | 1.01 | 1.7719 | 3.5437 | 5379 | Window frame, PVC |  | 0 | A4 | 0.033907 | 6.0922e-09 | 0.00011102 | 3.0007e-05 | 1.894e-05 | 1.1825e-07 | 0.50543 | 0.077176 | 0.00013953
| Civic Offices | Services pipework PVC waste 94mm | 1700957 | 8403217 | 5.2 | Services equipment | Proxy for PVC water pipe | Construction | 1.7719 | Linear length Calculation | 30 | 44 | 1 | FALSE | 1 | FALSE |  | 1.01 | 1.7719 | 3.5437 | 5379 | Window frame, PVC |  | 0 | A5 | 0.00034034 | 1.4589e-11 | 1.0843e-06 | 2.0127e-05 | 1.1855e-07 | 7.9569e-11 | 0.0013532 | 0.0026578 | 0
| Civic Offices | Services pipework PVC waste 94mm | 1700957 | 8403217 | 5.2 | Services equipment | Proxy for PVC water pipe | Construction | 1.7719 | Linear length Calculation | 30 | 44 | 1 | FALSE | 1 | FALSE |  | 1.01 | 1.7719 | 3.5437 | 5379 | Window frame, PVC |  | 0 | D2 | 0 | 0 | 0 | 0 | 0 | 0 | 0 | 0 | 0
| Civic Offices | Services pipework PVC waste 94mm | 1700957 | 8403217 | 5.2 | Services equipment | Proxy for PVC water pipe | Construction | 1.7719 | Linear length Calculation | 30 | 44 | 1 | FALSE | 1 | FALSE |  | 1.01 | 1.7719 | 3.5437 | 5379 | Window frame, PVC |  | 0 | D3 | 0 | 0 | 0 | 0 | 0 | 0 | 0 | 0 | 0
| Civic Offices | Services pipework PVC waste 94mm | 1700957 | 8403217 | 5.2 | Services equipment | Proxy for PVC water pipe | Construction | 1.7719 | Linear length Calculation | 30 | 44 | 1 | FALSE | 1 | FALSE |  | 1.01 | 1.7719 | 3.5437 | 5379 | Window frame, PVC |  | 0 | D4 | 0 | 0 | 0 | 0 | 0 | 0 | 0 | 0 | 0
| Civic Offices | Services pipework PVC waste 94mm | 1700957 | 8403217 | 5.2 | Services equipment | Proxy for PVC water pipe | Construction | 1.7719 | Linear length Calculation | 30 | 44 | 1 | FALSE | 1 | FALSE |  | 1.01 | 1.7719 | 3.5437 | 5379 | Window frame, PVC |  | 60 | C2 | 0 | 0 | 0 | 0 | 0 | 0 | 0 | 0 | 0
| Civic Offices | Services pipework PVC waste 94mm | 1700957 | 8403217 | 5.2 | Services equipment | Proxy for PVC water pipe | Construction | 1.7719 | Linear length Calculation | 30 | 44 | 1 | FALSE | 1 | FALSE |  | 1.01 | 1.7719 | 3.5437 | 5379 | Window frame, PVC |  | 60 | C4 | 0.034034 | 1.4589e-09 | 0.00010843 | 0.0020127 | 1.1855e-05 | 7.9569e-09 | 0.13532 | 0.26578 | 0.00083083
| Civic Offices | Services pipework PVC waste 94mm | 1700957 | 8403217 | 5.2 | Services equipment | Proxy for PVC water pipe | Construction | 1.7719 | Linear length Calculation | 30 | 44 | 1 | FALSE | 1 | FALSE |  | 1.01 | 1.7719 | 3.5437 | 5379 | Window frame, PVC |  | 60 | D2 | 0 | 0 | 0 | 0 | 0 | 0 | 0 | 0 | 0
| Civic Offices | Services pipework PVC waste 94mm | 1700957 | 8403217 | 5.2 | Services equipment | Proxy for PVC water pipe | Construction | 1.7719 | Linear length Calculation | 30 | 44 | 1 | FALSE | 1 | FALSE |  | 1.01 | 1.7719 | 3.5437 | 5379 | Window frame, PVC |  | 60 | D3 | 0 | 0 | 0 | 0 | 0 | 0 | 0 | 0 | 0
| Civic Offices | Services pipework PVC waste 94mm | 1700957 | 8403217 | 5.2 | Services equipment | Proxy for PVC water pipe | Construction | 1.7719 | Linear length Calculation | 30 | 44 | 1 | FALSE | 1 | FALSE |  | 1.01 | 1.7719 | 3.5437 | 5379 | Window frame, PVC |  | 60 | D4 | 0 | 0 | 0 | 0 | 0 | 0 | 0 | 0 | 0
| Civic Offices | Services pipework PVC waste 94mm | 1700957 | 8403217 | 5.2 | Services equipment | Proxy for PVC water pipe | Construction | 1.7719 | Linear length Calculation | 30 | 44 | 1 | FALSE | 1 | FALSE |  | 1.01 | 1.7719 | 3.5437 | 5379 | Window frame, PVC |  | 30 | B4B5 | 4.9544 | 1.9947e-07 | 0.030779 | 0.011488 | 0.005304 | 0.00032226 | 92.5237 | 12.3231 | 0.050667
| Civic Offices | Services pipework PVC waste 94mm | 1700957 | 8403217 | 5.2 | Services equipment | Proxy for PVC water pipe | Construction | 1.7719 | Linear length Calculation | 30 | 44 | 1 | FALSE | 1 | FALSE |  | 1.01 | 1.7719 | 3.5437 | 5379 | Window frame, PVC |  | 30 | D2 | 0 | 0 | 0 | 0 | 0 | 0 | 0 | 0 | 0
| Civic Offices | Services pipework PVC waste 94mm | 1700957 | 8403217 | 5.2 | Services equipment | Proxy for PVC water pipe | Construction | 1.7719 | Linear length Calculation | 30 | 44 | 1 | FALSE | 1 | FALSE |  | 1.01 | 1.7719 | 3.5437 | 5379 | Window frame, PVC |  | 30 | D3 | 0 | 0 | 0 | 0 | 0 | 0 | 0 | 0 | 0
| Civic Offices | Services pipework PVC waste 94mm | 1700957 | 8403217 | 5.2 | Services equipment | Proxy for PVC water pipe | Construction | 1.7719 | Linear length Calculation | 30 | 44 | 1 | FALSE | 1 | FALSE |  | 1.01 | 1.7719 | 3.5437 | 5379 | Window frame, PVC |  | 30 | D4 | 0 | 0 | 0 | 0 | 0 | 0 | 0 | 0 | 0
| Civic Offices | Services pipework 22mm copper pipe (water supply) | 1700959 | 8403219 | 5.2 | Services equipment | Proxy for copper piping 22mm diameter | Construction | 0.85227 | Linear length Calculation | 45 | 44 | 1 | FALSE | 1 | FALSE |  | 1.03 | 0.85227 | 1.7045 | 5113 | Cladding sheet (plain), copper |  | 0 | A1A3 | 6.0439 | 5.0228e-06 | 0.30738 | 0.20519 | 0.016991 | 0.0013985 | 91.7058 | 17.902 | 0.19319
| Civic Offices | Services pipework 22mm copper pipe (water supply) | 1700959 | 8403219 | 5.2 | Services equipment | Proxy for copper piping 22mm diameter | Construction | 0.85227 | Linear length Calculation | 45 | 44 | 1 | FALSE | 1 | FALSE |  | 1.03 | 0.85227 | 1.7045 | 5113 | Cladding sheet (plain), copper |  | 0 | A4 | 0.017199 | 3.0903e-09 | 5.6316e-05 | 1.5221e-05 | 9.6074e-06 | 5.9982e-08 | 0.25638 | 0.039148 | 7.0777e-05
| Civic Offices | Services pipework 22mm copper pipe (water supply) | 1700959 | 8403219 | 5.2 | Services equipment | Proxy for copper piping 22mm diameter | Construction | 0.85227 | Linear length Calculation | 45 | 44 | 1 | FALSE | 1 | FALSE |  | 1.03 | 0.85227 | 1.7045 | 5113 | Cladding sheet (plain), copper |  | 0 | A5 | 1.329e-05 | 3.4801e-12 | 9.2938e-08 | 3.0539e-08 | 1.5422e-08 | 1.8748e-11 | 0.00032582 | 0.0038352 | 0
| Civic Offices | Services pipework 22mm copper pipe (water supply) | 1700959 | 8403219 | 5.2 | Services equipment | Proxy for copper piping 22mm diameter | Construction | 0.85227 | Linear length Calculation | 45 | 44 | 1 | FALSE | 1 | FALSE |  | 1.03 | 0.85227 | 1.7045 | 5113 | Cladding sheet (plain), copper |  | 0 | D2 | 0 | 0 | 0 | 0 | 0 | 0 | 0 | 0 | 0
| Civic Offices | Services pipework 22mm copper pipe (water supply) | 1700959 | 8403219 | 5.2 | Services equipment | Proxy for copper piping 22mm diameter | Construction | 0.85227 | Linear length Calculation | 45 | 44 | 1 | FALSE | 1 | FALSE |  | 1.03 | 0.85227 | 1.7045 | 5113 | Cladding sheet (plain), copper |  | 0 | D3 | 0 | 0 | 0 | 0 | 0 | 0 | 0 | 0 | 0
| Civic Offices | Services pipework 22mm copper pipe (water supply) | 1700959 | 8403219 | 5.2 | Services equipment | Proxy for copper piping 22mm diameter | Construction | 0.85227 | Linear length Calculation | 45 | 44 | 1 | FALSE | 1 | FALSE |  | 1.03 | 0.85227 | 1.7045 | 5113 | Cladding sheet (plain), copper |  | 0 | D4 | 0 | 0 | 0 | 0 | 0 | 0 | 0 | 0 | 0
| Civic Offices | Services pipework 22mm copper pipe (water supply) | 1700959 | 8403219 | 5.2 | Services equipment | Proxy for copper piping 22mm diameter | Construction | 0.85227 | Linear length Calculation | 45 | 44 | 1 | FALSE | 1 | FALSE |  | 1.03 | 0.85227 | 1.7045 | 5113 | Cladding sheet (plain), copper |  | 60 | C2 | 0 | 0 | 0 | 0 | 0 | 0 | 0 | 0 | 0
| Civic Offices | Services pipework 22mm copper pipe (water supply) | 1700959 | 8403219 | 5.2 | Services equipment | Proxy for copper piping 22mm diameter | Construction | 0.85227 | Linear length Calculation | 45 | 44 | 1 | FALSE | 1 | FALSE |  | 1.03 | 0.85227 | 1.7045 | 5113 | Cladding sheet (plain), copper |  | 60 | C4 | 0.00044301 | 1.16e-10 | 3.0979e-06 | 1.018e-06 | 5.1407e-07 | 6.2493e-10 | 0.010861 | 0.12784 | 2.2217e-05
| Civic Offices | Services pipework 22mm copper pipe (water supply) | 1700959 | 8403219 | 5.2 | Services equipment | Proxy for copper piping 22mm diameter | Construction | 0.85227 | Linear length Calculation | 45 | 44 | 1 | FALSE | 1 | FALSE |  | 1.03 | 0.85227 | 1.7045 | 5113 | Cladding sheet (plain), copper |  | 60 | D2 | 0 | 0 | 0 | 0 | 0 | 0 | 0 | 0 | 0
| Civic Offices | Services pipework 22mm copper pipe (water supply) | 1700959 | 8403219 | 5.2 | Services equipment | Proxy for copper piping 22mm diameter | Construction | 0.85227 | Linear length Calculation | 45 | 44 | 1 | FALSE | 1 | FALSE |  | 1.03 | 0.85227 | 1.7045 | 5113 | Cladding sheet (plain), copper |  | 60 | D3 | 0 | 0 | 0 | 0 | 0 | 0 | 0 | 0 | 0
| Civic Offices | Services pipework 22mm copper pipe (water supply) | 1700959 | 8403219 | 5.2 | Services equipment | Proxy for copper piping 22mm diameter | Construction | 0.85227 | Linear length Calculation | 45 | 44 | 1 | FALSE | 1 | FALSE |  | 1.03 | 0.85227 | 1.7045 | 5113 | Cladding sheet (plain), copper |  | 60 | D4 | 0 | 0 | 0 | 0 | 0 | 0 | 0 | 0 | 0
| Civic Offices | Services pipework 22mm copper pipe (water supply) | 1700959 | 8403219 | 5.2 | Services equipment | Proxy for copper piping 22mm diameter | Construction | 0.85227 | Linear length Calculation | 45 | 44 | 1 | FALSE | 1 | FALSE |  | 1.03 | 0.85227 | 1.7045 | 5113 | Cladding sheet (plain), copper |  | 45 | B4B5 | 6.0616 | 5.026e-06 | 0.30744 | 0.2052 | 0.017001 | 0.0013985 | 91.9734 | 18.0728 | 0.19326
| Civic Offices | Services pipework 22mm copper pipe (water supply) | 1700959 | 8403219 | 5.2 | Services equipment | Proxy for copper piping 22mm diameter | Construction | 0.85227 | Linear length Calculation | 45 | 44 | 1 | FALSE | 1 | FALSE |  | 1.03 | 0.85227 | 1.7045 | 5113 | Cladding sheet (plain), copper |  | 45 | D2 | 0 | 0 | 0 | 0 | 0 | 0 | 0 | 0 | 0
| Civic Offices | Services pipework 22mm copper pipe (water supply) | 1700959 | 8403219 | 5.2 | Services equipment | Proxy for copper piping 22mm diameter | Construction | 0.85227 | Linear length Calculation | 45 | 44 | 1 | FALSE | 1 | FALSE |  | 1.03 | 0.85227 | 1.7045 | 5113 | Cladding sheet (plain), copper |  | 45 | D3 | 0 | 0 | 0 | 0 | 0 | 0 | 0 | 0 | 0
| Civic Offices | Services pipework 22mm copper pipe (water supply) | 1700959 | 8403219 | 5.2 | Services equipment | Proxy for copper piping 22mm diameter | Construction | 0.85227 | Linear length Calculation | 45 | 44 | 1 | FALSE | 1 | FALSE |  | 1.03 | 0.85227 | 1.7045 | 5113 | Cladding sheet (plain), copper |  | 45 | D4 | 0 | 0 | 0 | 0 | 0 | 0 | 0 | 0 | 0
| Civic Offices | Services pipework insulation (50mm) | 1700960 | 8403221 | 5.2 | Services equipment | pipe insulation 50mm thick | Construction | 0.7245 | Area Calculation | 70 | 44 | 1 | FALSE | 1 | FALSE |  | 1.07 | 0.7245 | 0.7245 | 5349 | Insulation (flexible), polyurethane foam |  | 0 | A1A3 | 3.8253 | 3.2578e-08 | 0.016455 | 0.0042904 | 0.0024771 | 2.3595e-05 | 67.8236 | 1.1326 | 0.020618
| Civic Offices | Services pipework insulation (50mm) | 1700960 | 8403221 | 5.2 | Services equipment | pipe insulation 50mm thick | Construction | 0.7245 | Area Calculation | 70 | 44 | 1 | FALSE | 1 | FALSE |  | 1.07 | 0.7245 | 0.7245 | 5349 | Insulation (flexible), polyurethane foam |  | 0 | A4 | 0.014855 | 2.669e-09 | 4.8639e-05 | 1.3146e-05 | 8.2978e-06 | 5.1805e-08 | 0.22143 | 0.033811 | 6.1129e-05
| Civic Offices | Services pipework insulation (50mm) | 1700960 | 8403221 | 5.2 | Services equipment | pipe insulation 50mm thick | Construction | 0.7245 | Area Calculation | 70 | 44 | 1 | FALSE | 1 | FALSE |  | 1.07 | 0.7245 | 0.7245 | 5349 | Insulation (flexible), polyurethane foam |  | 0 | A5 | 0.0043595 | 1.3773e-10 | 5.5044e-06 | 0.0013879 | 1.3356e-06 | 8.9083e-10 | 0.015487 | 0.0076073 | 0
| Civic Offices | Services pipework insulation (50mm) | 1700960 | 8403221 | 5.2 | Services equipment | pipe insulation 50mm thick | Construction | 0.7245 | Area Calculation | 70 | 44 | 1 | FALSE | 1 | FALSE |  | 1.07 | 0.7245 | 0.7245 | 5349 | Insulation (flexible), polyurethane foam |  | 0 | D2 | 0 | 0 | 0 | 0 | 0 | 0 | 0 | 0 | 0
| Civic Offices | Services pipework insulation (50mm) | 1700960 | 8403221 | 5.2 | Services equipment | pipe insulation 50mm thick | Construction | 0.7245 | Area Calculation | 70 | 44 | 1 | FALSE | 1 | FALSE |  | 1.07 | 0.7245 | 0.7245 | 5349 | Insulation (flexible), polyurethane foam |  | 0 | D3 | 0 | 0 | 0 | 0 | 0 | 0 | 0 | 0 | 0
| Civic Offices | Services pipework insulation (50mm) | 1700960 | 8403221 | 5.2 | Services equipment | pipe insulation 50mm thick | Construction | 0.7245 | Area Calculation | 70 | 44 | 1 | FALSE | 1 | FALSE |  | 1.07 | 0.7245 | 0.7245 | 5349 | Insulation (flexible), polyurethane foam |  | 0 | D4 | 0 | 0 | 0 | 0 | 0 | 0 | 0 | 0 | 0
| Civic Offices | Services pipework insulation (50mm) | 1700960 | 8403221 | 5.2 | Services equipment | pipe insulation 50mm thick | Construction | 0.7245 | Area Calculation | 70 | 44 | 1 | FALSE | 1 | FALSE |  | 1.07 | 0.7245 | 0.7245 | 5349 | Insulation (flexible), polyurethane foam |  | 60 | C2 | 0 | 0 | 0 | 0 | 0 | 0 | 0 | 0 | 0
| Civic Offices | Services pipework insulation (50mm) | 1700960 | 8403221 | 5.2 | Services equipment | pipe insulation 50mm thick | Construction | 0.7245 | Area Calculation | 70 | 44 | 1 | FALSE | 1 | FALSE |  | 1.07 | 0.7245 | 0.7245 | 5349 | Insulation (flexible), polyurethane foam |  | 60 | C4 | 0.062279 | 1.9676e-09 | 7.8634e-05 | 0.019827 | 1.908e-05 | 1.2726e-08 | 0.22124 | 0.10867 | 0.0053094
| Civic Offices | Services pipework insulation (50mm) | 1700960 | 8403221 | 5.2 | Services equipment | pipe insulation 50mm thick | Construction | 0.7245 | Area Calculation | 70 | 44 | 1 | FALSE | 1 | FALSE |  | 1.07 | 0.7245 | 0.7245 | 5349 | Insulation (flexible), polyurethane foam |  | 60 | D2 | 0 | 0 | 0 | 0 | 0 | 0 | 0 | 0 | 0
| Civic Offices | Services pipework insulation (50mm) | 1700960 | 8403221 | 5.2 | Services equipment | pipe insulation 50mm thick | Construction | 0.7245 | Area Calculation | 70 | 44 | 1 | FALSE | 1 | FALSE |  | 1.07 | 0.7245 | 0.7245 | 5349 | Insulation (flexible), polyurethane foam |  | 60 | D3 | 0 | 0 | 0 | 0 | 0 | 0 | 0 | 0 | 0
| Civic Offices | Services pipework insulation (50mm) | 1700960 | 8403221 | 5.2 | Services equipment | pipe insulation 50mm thick | Construction | 0.7245 | Area Calculation | 70 | 44 | 1 | FALSE | 1 | FALSE |  | 1.07 | 0.7245 | 0.7245 | 5349 | Insulation (flexible), polyurethane foam |  | 60 | D4 | 0 | 0 | 0 | 0 | 0 | 0 | 0 | 0 | 0
| Civic Offices | Wall lining laminate panel | 1700962 | 8403223 | 3.1 | Wall finishes | laminate panel | Construction | 2536.92 | Area Calculation | 15 | 44 | 1 | FALSE | 1 | FALSE |  | 1.05 | 2536.92 | 10147.68 | 5233 | General sheet, high pressure laminate (HPL) |  | 0 | A1A3 | 3499.6859 | 0.00030906 | 22.3513 | 8.1646 | 7.1956 | 0.01464 | 128679.3539 | 29393.28 | 27.6039
| Civic Offices | Wall lining laminate panel | 1700962 | 8403223 | 3.1 | Wall finishes | laminate panel | Construction | 2536.92 | Area Calculation | 15 | 44 | 1 | FALSE | 1 | FALSE |  | 1.05 | 2536.92 | 10147.68 | 5233 | General sheet, high pressure laminate (HPL) |  | 0 | A4 | 69.3956 | 1.2469e-05 | 0.22723 | 0.061415 | 0.038764 | 0.00024202 | 1034.4538 | 157.9535 | 0.28557
| Civic Offices | Wall lining laminate panel | 1700962 | 8403223 | 3.1 | Wall finishes | laminate panel | Construction | 2536.92 | Area Calculation | 15 | 44 | 1 | FALSE | 1 | FALSE |  | 1.05 | 2536.92 | 10147.68 | 5233 | General sheet, high pressure laminate (HPL) |  | 0 | A5 | 6.9082 | 2.2686e-07 | 0.0060502 | 0.28491 | 0.0021428 | 1.2433e-06 | 21.0026 | 12.0504 | 0
| Civic Offices | Wall lining laminate panel | 1700962 | 8403223 | 3.1 | Wall finishes | laminate panel | Construction | 2536.92 | Area Calculation | 15 | 44 | 1 | FALSE | 1 | FALSE |  | 1.05 | 2536.92 | 10147.68 | 5233 | General sheet, high pressure laminate (HPL) |  | 0 | D2 | 0 | 0 | 0 | 0 | 0 | 0 | 0 | 0 | 0
| Civic Offices | Wall lining laminate panel | 1700962 | 8403223 | 3.1 | Wall finishes | laminate panel | Construction | 2536.92 | Area Calculation | 15 | 44 | 1 | FALSE | 1 | FALSE |  | 1.05 | 2536.92 | 10147.68 | 5233 | General sheet, high pressure laminate (HPL) |  | 0 | D3 | 0 | 0 | 0 | 0 | 0 | 0 | 0 | 0 | 0
| Civic Offices | Wall lining laminate panel | 1700962 | 8403223 | 3.1 | Wall finishes | laminate panel | Construction | 2536.92 | Area Calculation | 15 | 44 | 1 | FALSE | 1 | FALSE |  | 1.05 | 2536.92 | 10147.68 | 5233 | General sheet, high pressure laminate (HPL) |  | 0 | D4 | 0 | 0 | 0 | 0 | 0 | 0 | 0 | 0 | 0
| Civic Offices | Wall lining laminate panel | 1700962 | 8403223 | 3.1 | Wall finishes | laminate panel | Construction | 2536.92 | Area Calculation | 15 | 44 | 1 | FALSE | 1 | FALSE |  | 1.05 | 2536.92 | 10147.68 | 5233 | General sheet, high pressure laminate (HPL) |  | 60 | C2 | 0 | 0 | 0 | 0 | 0 | 0 | 0 | 0 | 0
| Civic Offices | Wall lining laminate panel | 1700962 | 8403223 | 3.1 | Wall finishes | laminate panel | Construction | 2536.92 | Area Calculation | 15 | 44 | 1 | FALSE | 1 | FALSE |  | 1.05 | 2536.92 | 10147.68 | 5233 | General sheet, high pressure laminate (HPL) |  | 60 | C4 | 138.1643 | 4.5372e-06 | 0.121 | 5.6982 | 0.042856 | 2.4866e-05 | 420.0511 | 241.0074 | 2.4819
| Civic Offices | Wall lining laminate panel | 1700962 | 8403223 | 3.1 | Wall finishes | laminate panel | Construction | 2536.92 | Area Calculation | 15 | 44 | 1 | FALSE | 1 | FALSE |  | 1.05 | 2536.92 | 10147.68 | 5233 | General sheet, high pressure laminate (HPL) |  | 60 | D2 | 0 | 0 | 0 | 0 | 0 | 0 | 0 | 0 | 0
| Civic Offices | Wall lining laminate panel | 1700962 | 8403223 | 3.1 | Wall finishes | laminate panel | Construction | 2536.92 | Area Calculation | 15 | 44 | 1 | FALSE | 1 | FALSE |  | 1.05 | 2536.92 | 10147.68 | 5233 | General sheet, high pressure laminate (HPL) |  | 60 | D3 | 0 | 0 | 0 | 0 | 0 | 0 | 0 | 0 | 0
| Civic Offices | Wall lining laminate panel | 1700962 | 8403223 | 3.1 | Wall finishes | laminate panel | Construction | 2536.92 | Area Calculation | 15 | 44 | 1 | FALSE | 1 | FALSE |  | 1.05 | 2536.92 | 10147.68 | 5233 | General sheet, high pressure laminate (HPL) |  | 60 | D4 | 0 | 0 | 0 | 0 | 0 | 0 | 0 | 0 | 0
| Civic Offices | Wall lining laminate panel | 1700962 | 8403223 | 3.1 | Wall finishes | laminate panel | Construction | 2536.92 | Area Calculation | 15 | 44 | 1 | FALSE | 1 | FALSE |  | 1.05 | 2536.92 | 10147.68 | 5233 | General sheet, high pressure laminate (HPL) |  | 15 | B4B5 | 3714.1539 | 0.0003263 | 22.7056 | 14.2091 | 7.2794 | 0.014908 | 130154.8614 | 29804.2913 | 27.8895
| Civic Offices | Wall lining laminate panel | 1700962 | 8403223 | 3.1 | Wall finishes | laminate panel | Construction | 2536.92 | Area Calculation | 15 | 44 | 1 | FALSE | 1 | FALSE |  | 1.05 | 2536.92 | 10147.68 | 5233 | General sheet, high pressure laminate (HPL) |  | 15 | D2 | 0 | 0 | 0 | 0 | 0 | 0 | 0 | 0 | 0
| Civic Offices | Wall lining laminate panel | 1700962 | 8403223 | 3.1 | Wall finishes | laminate panel | Construction | 2536.92 | Area Calculation | 15 | 44 | 1 | FALSE | 1 | FALSE |  | 1.05 | 2536.92 | 10147.68 | 5233 | General sheet, high pressure laminate (HPL) |  | 15 | D3 | 0 | 0 | 0 | 0 | 0 | 0 | 0 | 0 | 0
| Civic Offices | Wall lining laminate panel | 1700962 | 8403223 | 3.1 | Wall finishes | laminate panel | Construction | 2536.92 | Area Calculation | 15 | 44 | 1 | FALSE | 1 | FALSE |  | 1.05 | 2536.92 | 10147.68 | 5233 | General sheet, high pressure laminate (HPL) |  | 15 | D4 | 0 | 0 | 0 | 0 | 0 | 0 | 0 | 0 | 0
| Civic Offices | Wall lining laminate panel | 1700962 | 8403223 | 3.1 | Wall finishes | laminate panel | Construction | 2536.92 | Area Calculation | 15 | 44 | 1 | FALSE | 1 | FALSE |  | 1.05 | 2536.92 | 10147.68 | 5233 | General sheet, high pressure laminate (HPL) |  | 30 | B4B5 | 3714.1539 | 0.0003263 | 22.7056 | 14.2091 | 7.2794 | 0.014908 | 130154.8614 | 29804.2913 | 27.8895
| Civic Offices | Wall lining laminate panel | 1700962 | 8403223 | 3.1 | Wall finishes | laminate panel | Construction | 2536.92 | Area Calculation | 15 | 44 | 1 | FALSE | 1 | FALSE |  | 1.05 | 2536.92 | 10147.68 | 5233 | General sheet, high pressure laminate (HPL) |  | 30 | D2 | 0 | 0 | 0 | 0 | 0 | 0 | 0 | 0 | 0
| Civic Offices | Wall lining laminate panel | 1700962 | 8403223 | 3.1 | Wall finishes | laminate panel | Construction | 2536.92 | Area Calculation | 15 | 44 | 1 | FALSE | 1 | FALSE |  | 1.05 | 2536.92 | 10147.68 | 5233 | General sheet, high pressure laminate (HPL) |  | 30 | D3 | 0 | 0 | 0 | 0 | 0 | 0 | 0 | 0 | 0
| Civic Offices | Wall lining laminate panel | 1700962 | 8403223 | 3.1 | Wall finishes | laminate panel | Construction | 2536.92 | Area Calculation | 15 | 44 | 1 | FALSE | 1 | FALSE |  | 1.05 | 2536.92 | 10147.68 | 5233 | General sheet, high pressure laminate (HPL) |  | 30 | D4 | 0 | 0 | 0 | 0 | 0 | 0 | 0 | 0 | 0
| Civic Offices | Wall lining laminate panel | 1700962 | 8403223 | 3.1 | Wall finishes | laminate panel | Construction | 2536.92 | Area Calculation | 15 | 44 | 1 | FALSE | 1 | FALSE |  | 1.05 | 2536.92 | 10147.68 | 5233 | General sheet, high pressure laminate (HPL) |  | 45 | B4B5 | 3714.1539 | 0.0003263 | 22.7056 | 14.2091 | 7.2794 | 0.014908 | 130154.8614 | 29804.2913 | 27.8895
| Civic Offices | Wall lining laminate panel | 1700962 | 8403223 | 3.1 | Wall finishes | laminate panel | Construction | 2536.92 | Area Calculation | 15 | 44 | 1 | FALSE | 1 | FALSE |  | 1.05 | 2536.92 | 10147.68 | 5233 | General sheet, high pressure laminate (HPL) |  | 45 | D2 | 0 | 0 | 0 | 0 | 0 | 0 | 0 | 0 | 0
| Civic Offices | Wall lining laminate panel | 1700962 | 8403223 | 3.1 | Wall finishes | laminate panel | Construction | 2536.92 | Area Calculation | 15 | 44 | 1 | FALSE | 1 | FALSE |  | 1.05 | 2536.92 | 10147.68 | 5233 | General sheet, high pressure laminate (HPL) |  | 45 | D3 | 0 | 0 | 0 | 0 | 0 | 0 | 0 | 0 | 0
| Civic Offices | Wall lining laminate panel | 1700962 | 8403223 | 3.1 | Wall finishes | laminate panel | Construction | 2536.92 | Area Calculation | 15 | 44 | 1 | FALSE | 1 | FALSE |  | 1.05 | 2536.92 | 10147.68 | 5233 | General sheet, high pressure laminate (HPL) |  | 45 | D4 | 0 | 0 | 0 | 0 | 0 | 0 | 0 | 0 | 0
| Civic Offices | Fittings mirror (m2) | 1700963 | 8403225 | 4.1.1 | General fittings, furnishings and equipment | Mirror | Construction | 0.972 | Area Calculation | 20 | 44 | 1 | FALSE | 1 | FALSE |  | 1.01 | 0.972 | 2.916 | 5008 | General sheet, aluminium |  | 0 | A1A3 | 18.2063 | 5.8479e-07 | 0.12481 | 0.027896 | 0.0094811 | 1.5769e-05 | 226.1607 | 3.9026 | 0.11993
| Civic Offices | Fittings mirror (m2) | 1700963 | 8403225 | 4.1.1 | General fittings, furnishings and equipment | Mirror | Construction | 0.972 | Area Calculation | 20 | 44 | 1 | FALSE | 1 | FALSE |  | 1.01 | 0.972 | 2.916 | 5008 | General sheet, aluminium |  | 0 | A4 | 0.048378 | 5.3659e-09 | 0.00025064 | 4.0675e-05 | 3.0909e-05 | 6.7233e-08 | 0.69854 | 0.18989 | 0.00019084
| Civic Offices | Fittings mirror (m2) | 1700963 | 8403225 | 4.1.1 | General fittings, furnishings and equipment | Mirror | Construction | 0.972 | Area Calculation | 20 | 44 | 1 | FALSE | 1 | FALSE |  | 1.01 | 0.972 | 2.916 | 5008 | General sheet, aluminium |  | 0 | A5 | 5.0525e-06 | 1.323e-12 | 3.5331e-08 | 1.161e-08 | 5.8628e-09 | 7.1273e-12 | 0.00012386 | 0.001458 | 0
| Civic Offices | Fittings mirror (m2) | 1700963 | 8403225 | 4.1.1 | General fittings, furnishings and equipment | Mirror | Construction | 0.972 | Area Calculation | 20 | 44 | 1 | FALSE | 1 | FALSE |  | 1.01 | 0.972 | 2.916 | 5008 | General sheet, aluminium |  | 0 | D2 | 0 | 0 | 0 | 0 | 0 | 0 | 0 | 0 | 0
| Civic Offices | Fittings mirror (m2) | 1700963 | 8403225 | 4.1.1 | General fittings, furnishings and equipment | Mirror | Construction | 0.972 | Area Calculation | 20 | 44 | 1 | FALSE | 1 | FALSE |  | 1.01 | 0.972 | 2.916 | 5008 | General sheet, aluminium |  | 0 | D3 | 0 | 0 | 0 | 0 | 0 | 0 | 0 | 0 | 0
| Civic Offices | Fittings mirror (m2) | 1700963 | 8403225 | 4.1.1 | General fittings, furnishings and equipment | Mirror | Construction | 0.972 | Area Calculation | 20 | 44 | 1 | FALSE | 1 | FALSE |  | 1.01 | 0.972 | 2.916 | 5008 | General sheet, aluminium |  | 0 | D4 | 0 | 0 | 0 | 0 | 0 | 0 | 0 | 0 | 0
| Civic Offices | Fittings mirror (m2) | 1700963 | 8403225 | 4.1.1 | General fittings, furnishings and equipment | Mirror | Construction | 0.972 | Area Calculation | 20 | 44 | 1 | FALSE | 1 | FALSE |  | 1.01 | 0.972 | 2.916 | 5008 | General sheet, aluminium |  | 60 | C2 | 0 | 0 | 0 | 0 | 0 | 0 | 0 | 0 | 0
| Civic Offices | Fittings mirror (m2) | 1700963 | 8403225 | 4.1.1 | General fittings, furnishings and equipment | Mirror | Construction | 0.972 | Area Calculation | 20 | 44 | 1 | FALSE | 1 | FALSE |  | 1.01 | 0.972 | 2.916 | 5008 | General sheet, aluminium |  | 60 | C4 | 0.00050525 | 1.323e-10 | 3.5331e-06 | 1.161e-06 | 5.8628e-07 | 7.1273e-10 | 0.012386 | 0.1458 | 2.5338e-05
| Civic Offices | Fittings mirror (m2) | 1700963 | 8403225 | 4.1.1 | General fittings, furnishings and equipment | Mirror | Construction | 0.972 | Area Calculation | 20 | 44 | 1 | FALSE | 1 | FALSE |  | 1.01 | 0.972 | 2.916 | 5008 | General sheet, aluminium |  | 60 | D2 | 0 | 0 | 0 | 0 | 0 | 0 | 0 | 0 | 0
| Civic Offices | Fittings mirror (m2) | 1700963 | 8403225 | 4.1.1 | General fittings, furnishings and equipment | Mirror | Construction | 0.972 | Area Calculation | 20 | 44 | 1 | FALSE | 1 | FALSE |  | 1.01 | 0.972 | 2.916 | 5008 | General sheet, aluminium |  | 60 | D3 | 0 | 0 | 0 | 0 | 0 | 0 | 0 | 0 | 0
| Civic Offices | Fittings mirror (m2) | 1700963 | 8403225 | 4.1.1 | General fittings, furnishings and equipment | Mirror | Construction | 0.972 | Area Calculation | 20 | 44 | 1 | FALSE | 1 | FALSE |  | 1.01 | 0.972 | 2.916 | 5008 | General sheet, aluminium |  | 60 | D4 | 0 | 0 | 0 | 0 | 0 | 0 | 0 | 0 | 0
| Civic Offices | Fittings mirror (m2) | 1700963 | 8403225 | 4.1.1 | General fittings, furnishings and equipment | Mirror | Construction | 0.972 | Area Calculation | 20 | 44 | 1 | FALSE | 1 | FALSE |  | 1.01 | 0.972 | 2.916 | 5008 | General sheet, aluminium |  | 20 | B4B5 | 18.2552 | 5.9029e-07 | 0.12506 | 0.027938 | 0.0095126 | 1.5837e-05 | 226.8717 | 4.2398 | 0.12012
| Civic Offices | Fittings mirror (m2) | 1700963 | 8403225 | 4.1.1 | General fittings, furnishings and equipment | Mirror | Construction | 0.972 | Area Calculation | 20 | 44 | 1 | FALSE | 1 | FALSE |  | 1.01 | 0.972 | 2.916 | 5008 | General sheet, aluminium |  | 20 | D2 | 0 | 0 | 0 | 0 | 0 | 0 | 0 | 0 | 0
| Civic Offices | Fittings mirror (m2) | 1700963 | 8403225 | 4.1.1 | General fittings, furnishings and equipment | Mirror | Construction | 0.972 | Area Calculation | 20 | 44 | 1 | FALSE | 1 | FALSE |  | 1.01 | 0.972 | 2.916 | 5008 | General sheet, aluminium |  | 20 | D3 | 0 | 0 | 0 | 0 | 0 | 0 | 0 | 0 | 0
| Civic Offices | Fittings mirror (m2) | 1700963 | 8403225 | 4.1.1 | General fittings, furnishings and equipment | Mirror | Construction | 0.972 | Area Calculation | 20 | 44 | 1 | FALSE | 1 | FALSE |  | 1.01 | 0.972 | 2.916 | 5008 | General sheet, aluminium |  | 20 | D4 | 0 | 0 | 0 | 0 | 0 | 0 | 0 | 0 | 0
| Civic Offices | Fittings mirror (m2) | 1700963 | 8403225 | 4.1.1 | General fittings, furnishings and equipment | Mirror | Construction | 0.972 | Area Calculation | 20 | 44 | 1 | FALSE | 1 | FALSE |  | 1.01 | 0.972 | 2.916 | 5008 | General sheet, aluminium |  | 40 | B4B5 | 18.2552 | 5.9029e-07 | 0.12506 | 0.027938 | 0.0095126 | 1.5837e-05 | 226.8717 | 4.2398 | 0.12012
| Civic Offices | Fittings mirror (m2) | 1700963 | 8403225 | 4.1.1 | General fittings, furnishings and equipment | Mirror | Construction | 0.972 | Area Calculation | 20 | 44 | 1 | FALSE | 1 | FALSE |  | 1.01 | 0.972 | 2.916 | 5008 | General sheet, aluminium |  | 40 | D2 | 0 | 0 | 0 | 0 | 0 | 0 | 0 | 0 | 0
| Civic Offices | Fittings mirror (m2) | 1700963 | 8403225 | 4.1.1 | General fittings, furnishings and equipment | Mirror | Construction | 0.972 | Area Calculation | 20 | 44 | 1 | FALSE | 1 | FALSE |  | 1.01 | 0.972 | 2.916 | 5008 | General sheet, aluminium |  | 40 | D3 | 0 | 0 | 0 | 0 | 0 | 0 | 0 | 0 | 0
| Civic Offices | Fittings mirror (m2) | 1700963 | 8403225 | 4.1.1 | General fittings, furnishings and equipment | Mirror | Construction | 0.972 | Area Calculation | 20 | 44 | 1 | FALSE | 1 | FALSE |  | 1.01 | 0.972 | 2.916 | 5008 | General sheet, aluminium |  | 40 | D4 | 0 | 0 | 0 | 0 | 0 | 0 | 0 | 0 | 0
| Civic Offices | Fittings mirror (m2) | 1700963 | 8403226 | 4.1.1 | General fittings, furnishings and equipment | mirror | Construction | 45.738 | Area Calculation | 20 | 44 | 1 | FALSE | 1 | FALSE |  | 1.05 | 45.738 | 137.214 | 5490 | General glazing, glass (toughened) |  | 0 | A1A3 | 53.9472 | 4.9741e-06 | 0.51224 | 0.064591 | 0.031024 | 0.00034253 | 660.6351 | 373.275 | 0.26298
| Civic Offices | Fittings mirror (m2) | 1700963 | 8403226 | 4.1.1 | General fittings, furnishings and equipment | mirror | Construction | 45.738 | Area Calculation | 20 | 44 | 1 | FALSE | 1 | FALSE |  | 1.05 | 45.738 | 137.214 | 5490 | General glazing, glass (toughened) |  | 0 | A4 | 1.1563 | 2.1284e-07 | 0.0038666 | 0.0010202 | 0.00067452 | 3.0453e-06 | 17.4626 | 2.1576 | 0.0047907
| Civic Offices | Fittings mirror (m2) | 1700963 | 8403226 | 4.1.1 | General fittings, furnishings and equipment | mirror | Construction | 45.738 | Area Calculation | 20 | 44 | 1 | FALSE | 1 | FALSE |  | 1.05 | 45.738 | 137.214 | 5490 | General glazing, glass (toughened) |  | 0 | A5 | 0.0035617 | 1.2278e-09 | 2.7431e-05 | 6.7733e-06 | 4.7387e-06 | 3.8502e-09 | 0.10345 | 0.34303 | 0
| Civic Offices | Fittings mirror (m2) | 1700963 | 8403226 | 4.1.1 | General fittings, furnishings and equipment | mirror | Construction | 45.738 | Area Calculation | 20 | 44 | 1 | FALSE | 1 | FALSE |  | 1.05 | 45.738 | 137.214 | 5490 | General glazing, glass (toughened) |  | 0 | D2 | 0 | 0 | 0 | 0 | 0 | 0 | 0 | 0 | 0
| Civic Offices | Fittings mirror (m2) | 1700963 | 8403226 | 4.1.1 | General fittings, furnishings and equipment | mirror | Construction | 45.738 | Area Calculation | 20 | 44 | 1 | FALSE | 1 | FALSE |  | 1.05 | 45.738 | 137.214 | 5490 | General glazing, glass (toughened) |  | 0 | D3 | 0 | 0 | 0 | 0 | 0 | 0 | 0 | 0 | 0
| Civic Offices | Fittings mirror (m2) | 1700963 | 8403226 | 4.1.1 | General fittings, furnishings and equipment | mirror | Construction | 45.738 | Area Calculation | 20 | 44 | 1 | FALSE | 1 | FALSE |  | 1.05 | 45.738 | 137.214 | 5490 | General glazing, glass (toughened) |  | 0 | D4 | 0 | 0 | 0 | 0 | 0 | 0 | 0 | 0 | 0
| Civic Offices | Fittings mirror (m2) | 1700963 | 8403226 | 4.1.1 | General fittings, furnishings and equipment | mirror | Construction | 45.738 | Area Calculation | 20 | 44 | 1 | FALSE | 1 | FALSE |  | 1.05 | 45.738 | 137.214 | 5490 | General glazing, glass (toughened) |  | 60 | C2 | 0 | 0 | 0 | 0 | 0 | 0 | 0 | 0 | 0
| Civic Offices | Fittings mirror (m2) | 1700963 | 8403226 | 4.1.1 | General fittings, furnishings and equipment | mirror | Construction | 45.738 | Area Calculation | 20 | 44 | 1 | FALSE | 1 | FALSE |  | 1.05 | 45.738 | 137.214 | 5490 | General glazing, glass (toughened) |  | 60 | C4 | 0.071235 | 2.4556e-08 | 0.00054863 | 0.00013547 | 9.4774e-05 | 7.7004e-08 | 2.069 | 6.8607 | 0.0067153
| Civic Offices | Fittings mirror (m2) | 1700963 | 8403226 | 4.1.1 | General fittings, furnishings and equipment | mirror | Construction | 45.738 | Area Calculation | 20 | 44 | 1 | FALSE | 1 | FALSE |  | 1.05 | 45.738 | 137.214 | 5490 | General glazing, glass (toughened) |  | 60 | D2 | 0 | 0 | 0 | 0 | 0 | 0 | 0 | 0 | 0
| Civic Offices | Fittings mirror (m2) | 1700963 | 8403226 | 4.1.1 | General fittings, furnishings and equipment | mirror | Construction | 45.738 | Area Calculation | 20 | 44 | 1 | FALSE | 1 | FALSE |  | 1.05 | 45.738 | 137.214 | 5490 | General glazing, glass (toughened) |  | 60 | D3 | 0 | 0 | 0 | 0 | 0 | 0 | 0 | 0 | 0
| Civic Offices | Fittings mirror (m2) | 1700963 | 8403226 | 4.1.1 | General fittings, furnishings and equipment | mirror | Construction | 45.738 | Area Calculation | 20 | 44 | 1 | FALSE | 1 | FALSE |  | 1.05 | 45.738 | 137.214 | 5490 | General glazing, glass (toughened) |  | 60 | D4 | 0 | 0 | 0 | 0 | 0 | 0 | 0 | 0 | 0
| Civic Offices | Fittings mirror (m2) | 1700963 | 8403226 | 4.1.1 | General fittings, furnishings and equipment | mirror | Construction | 45.738 | Area Calculation | 20 | 44 | 1 | FALSE | 1 | FALSE |  | 1.05 | 45.738 | 137.214 | 5490 | General glazing, glass (toughened) |  | 20 | B4B5 | 55.1784 | 5.2127e-06 | 0.51668 | 0.065754 | 0.031798 | 0.00034566 | 680.2702 | 382.6363 | 0.26778
| Civic Offices | Fittings mirror (m2) | 1700963 | 8403226 | 4.1.1 | General fittings, furnishings and equipment | mirror | Construction | 45.738 | Area Calculation | 20 | 44 | 1 | FALSE | 1 | FALSE |  | 1.05 | 45.738 | 137.214 | 5490 | General glazing, glass (toughened) |  | 20 | D2 | 0 | 0 | 0 | 0 | 0 | 0 | 0 | 0 | 0
| Civic Offices | Fittings mirror (m2) | 1700963 | 8403226 | 4.1.1 | General fittings, furnishings and equipment | mirror | Construction | 45.738 | Area Calculation | 20 | 44 | 1 | FALSE | 1 | FALSE |  | 1.05 | 45.738 | 137.214 | 5490 | General glazing, glass (toughened) |  | 20 | D3 | 0 | 0 | 0 | 0 | 0 | 0 | 0 | 0 | 0
| Civic Offices | Fittings mirror (m2) | 1700963 | 8403226 | 4.1.1 | General fittings, furnishings and equipment | mirror | Construction | 45.738 | Area Calculation | 20 | 44 | 1 | FALSE | 1 | FALSE |  | 1.05 | 45.738 | 137.214 | 5490 | General glazing, glass (toughened) |  | 20 | D4 | 0 | 0 | 0 | 0 | 0 | 0 | 0 | 0 | 0
| Civic Offices | Fittings mirror (m2) | 1700963 | 8403226 | 4.1.1 | General fittings, furnishings and equipment | mirror | Construction | 45.738 | Area Calculation | 20 | 44 | 1 | FALSE | 1 | FALSE |  | 1.05 | 45.738 | 137.214 | 5490 | General glazing, glass (toughened) |  | 40 | B4B5 | 55.1784 | 5.2127e-06 | 0.51668 | 0.065754 | 0.031798 | 0.00034566 | 680.2702 | 382.6363 | 0.26778
| Civic Offices | Fittings mirror (m2) | 1700963 | 8403226 | 4.1.1 | General fittings, furnishings and equipment | mirror | Construction | 45.738 | Area Calculation | 20 | 44 | 1 | FALSE | 1 | FALSE |  | 1.05 | 45.738 | 137.214 | 5490 | General glazing, glass (toughened) |  | 40 | D2 | 0 | 0 | 0 | 0 | 0 | 0 | 0 | 0 | 0
| Civic Offices | Fittings mirror (m2) | 1700963 | 8403226 | 4.1.1 | General fittings, furnishings and equipment | mirror | Construction | 45.738 | Area Calculation | 20 | 44 | 1 | FALSE | 1 | FALSE |  | 1.05 | 45.738 | 137.214 | 5490 | General glazing, glass (toughened) |  | 40 | D3 | 0 | 0 | 0 | 0 | 0 | 0 | 0 | 0 | 0
| Civic Offices | Fittings mirror (m2) | 1700963 | 8403226 | 4.1.1 | General fittings, furnishings and equipment | mirror | Construction | 45.738 | Area Calculation | 20 | 44 | 1 | FALSE | 1 | FALSE |  | 1.05 | 45.738 | 137.214 | 5490 | General glazing, glass (toughened) |  | 40 | D4 | 0 | 0 | 0 | 0 | 0 | 0 | 0 | 0 | 0
| Civic Offices | Mixer Tap | 1700965 | 8403228 | 5.2 | Services equipment | shower head | Construction | 2.4 | kg | 15 | 44 | 1 | FALSE | 1 | FALSE |  | 1.05 | 2.4 | 9.6 | 5443 | Cladding sheet (profiled, double skin), stainless steel |  | 0 | A1A3 | 12.0157 | 6.0558e-07 | 0.073024 | 0.021505 | 0.008489 | 0.00037718 | 156.3153 | 14.839 | 0.36818
| Civic Offices | Mixer Tap | 1700965 | 8403228 | 5.2 | Services equipment | shower head | Construction | 2.4 | kg | 15 | 44 | 1 | FALSE | 1 | FALSE |  | 1.05 | 2.4 | 9.6 | 5443 | Cladding sheet (profiled, double skin), stainless steel |  | 0 | A4 | 0.1046 | 1.4474e-08 | 0.00049731 | 9.2345e-05 | 6.5653e-05 | 2.3293e-07 | 1.5304 | 0.44444 | 0.00042508
| Civic Offices | Mixer Tap | 1700965 | 8403228 | 5.2 | Services equipment | shower head | Construction | 2.4 | kg | 15 | 44 | 1 | FALSE | 1 | FALSE |  | 1.05 | 2.4 | 9.6 | 5443 | Cladding sheet (profiled, double skin), stainless steel |  | 0 | A5 | 6.2376e-05 | 1.6333e-11 | 4.3619e-07 | 1.4333e-07 | 7.2381e-08 | 8.7991e-11 | 0.0015292 | 0.018 | 0
| Civic Offices | Mixer Tap | 1700965 | 8403228 | 5.2 | Services equipment | shower head | Construction | 2.4 | kg | 15 | 44 | 1 | FALSE | 1 | FALSE |  | 1.05 | 2.4 | 9.6 | 5443 | Cladding sheet (profiled, double skin), stainless steel |  | 0 | D2 | 0 | 0 | 0 | 0 | 0 | 0 | 0 | 0 | 0
| Civic Offices | Mixer Tap | 1700965 | 8403228 | 5.2 | Services equipment | shower head | Construction | 2.4 | kg | 15 | 44 | 1 | FALSE | 1 | FALSE |  | 1.05 | 2.4 | 9.6 | 5443 | Cladding sheet (profiled, double skin), stainless steel |  | 0 | D3 | 0 | 0 | 0 | 0 | 0 | 0 | 0 | 0 | 0
| Civic Offices | Mixer Tap | 1700965 | 8403228 | 5.2 | Services equipment | shower head | Construction | 2.4 | kg | 15 | 44 | 1 | FALSE | 1 | FALSE |  | 1.05 | 2.4 | 9.6 | 5443 | Cladding sheet (profiled, double skin), stainless steel |  | 0 | D4 | 0 | 0 | 0 | 0 | 0 | 0 | 0 | 0 | 0
| Civic Offices | Mixer Tap | 1700965 | 8403228 | 5.2 | Services equipment | shower head | Construction | 2.4 | kg | 15 | 44 | 1 | FALSE | 1 | FALSE |  | 1.05 | 2.4 | 9.6 | 5443 | Cladding sheet (profiled, double skin), stainless steel |  | 60 | C2 | 0 | 0 | 0 | 0 | 0 | 0 | 0 | 0 | 0
| Civic Offices | Mixer Tap | 1700965 | 8403228 | 5.2 | Services equipment | shower head | Construction | 2.4 | kg | 15 | 44 | 1 | FALSE | 1 | FALSE |  | 1.05 | 2.4 | 9.6 | 5443 | Cladding sheet (profiled, double skin), stainless steel |  | 60 | C4 | 0.0012475 | 3.2667e-10 | 8.7238e-06 | 2.8666e-06 | 1.4476e-06 | 1.7598e-09 | 0.030583 | 0.36 | 6.2563e-05
| Civic Offices | Mixer Tap | 1700965 | 8403228 | 5.2 | Services equipment | shower head | Construction | 2.4 | kg | 15 | 44 | 1 | FALSE | 1 | FALSE |  | 1.05 | 2.4 | 9.6 | 5443 | Cladding sheet (profiled, double skin), stainless steel |  | 60 | D2 | 0 | 0 | 0 | 0 | 0 | 0 | 0 | 0 | 0
| Civic Offices | Mixer Tap | 1700965 | 8403228 | 5.2 | Services equipment | shower head | Construction | 2.4 | kg | 15 | 44 | 1 | FALSE | 1 | FALSE |  | 1.05 | 2.4 | 9.6 | 5443 | Cladding sheet (profiled, double skin), stainless steel |  | 60 | D3 | 0 | 0 | 0 | 0 | 0 | 0 | 0 | 0 | 0
| Civic Offices | Mixer Tap | 1700965 | 8403228 | 5.2 | Services equipment | shower head | Construction | 2.4 | kg | 15 | 44 | 1 | FALSE | 1 | FALSE |  | 1.05 | 2.4 | 9.6 | 5443 | Cladding sheet (profiled, double skin), stainless steel |  | 60 | D4 | 0 | 0 | 0 | 0 | 0 | 0 | 0 | 0 | 0
| Civic Offices | Mixer Tap | 1700965 | 8403228 | 5.2 | Services equipment | shower head | Construction | 2.4 | kg | 15 | 44 | 1 | FALSE | 1 | FALSE |  | 1.05 | 2.4 | 9.6 | 5443 | Cladding sheet (profiled, double skin), stainless steel |  | 15 | B4B5 | 12.1216 | 6.2039e-07 | 0.073531 | 0.021601 | 0.0085561 | 0.00037741 | 157.8778 | 15.6614 | 0.3686
| Civic Offices | Mixer Tap | 1700965 | 8403228 | 5.2 | Services equipment | shower head | Construction | 2.4 | kg | 15 | 44 | 1 | FALSE | 1 | FALSE |  | 1.05 | 2.4 | 9.6 | 5443 | Cladding sheet (profiled, double skin), stainless steel |  | 15 | D2 | 0 | 0 | 0 | 0 | 0 | 0 | 0 | 0 | 0
| Civic Offices | Mixer Tap | 1700965 | 8403228 | 5.2 | Services equipment | shower head | Construction | 2.4 | kg | 15 | 44 | 1 | FALSE | 1 | FALSE |  | 1.05 | 2.4 | 9.6 | 5443 | Cladding sheet (profiled, double skin), stainless steel |  | 15 | D3 | 0 | 0 | 0 | 0 | 0 | 0 | 0 | 0 | 0
| Civic Offices | Mixer Tap | 1700965 | 8403228 | 5.2 | Services equipment | shower head | Construction | 2.4 | kg | 15 | 44 | 1 | FALSE | 1 | FALSE |  | 1.05 | 2.4 | 9.6 | 5443 | Cladding sheet (profiled, double skin), stainless steel |  | 15 | D4 | 0 | 0 | 0 | 0 | 0 | 0 | 0 | 0 | 0
| Civic Offices | Mixer Tap | 1700965 | 8403228 | 5.2 | Services equipment | shower head | Construction | 2.4 | kg | 15 | 44 | 1 | FALSE | 1 | FALSE |  | 1.05 | 2.4 | 9.6 | 5443 | Cladding sheet (profiled, double skin), stainless steel |  | 30 | B4B5 | 12.1216 | 6.2039e-07 | 0.073531 | 0.021601 | 0.0085561 | 0.00037741 | 157.8778 | 15.6614 | 0.3686
| Civic Offices | Mixer Tap | 1700965 | 8403228 | 5.2 | Services equipment | shower head | Construction | 2.4 | kg | 15 | 44 | 1 | FALSE | 1 | FALSE |  | 1.05 | 2.4 | 9.6 | 5443 | Cladding sheet (profiled, double skin), stainless steel |  | 30 | D2 | 0 | 0 | 0 | 0 | 0 | 0 | 0 | 0 | 0
| Civic Offices | Mixer Tap | 1700965 | 8403228 | 5.2 | Services equipment | shower head | Construction | 2.4 | kg | 15 | 44 | 1 | FALSE | 1 | FALSE |  | 1.05 | 2.4 | 9.6 | 5443 | Cladding sheet (profiled, double skin), stainless steel |  | 30 | D3 | 0 | 0 | 0 | 0 | 0 | 0 | 0 | 0 | 0
| Civic Offices | Mixer Tap | 1700965 | 8403228 | 5.2 | Services equipment | shower head | Construction | 2.4 | kg | 15 | 44 | 1 | FALSE | 1 | FALSE |  | 1.05 | 2.4 | 9.6 | 5443 | Cladding sheet (profiled, double skin), stainless steel |  | 30 | D4 | 0 | 0 | 0 | 0 | 0 | 0 | 0 | 0 | 0
| Civic Offices | Mixer Tap | 1700965 | 8403228 | 5.2 | Services equipment | shower head | Construction | 2.4 | kg | 15 | 44 | 1 | FALSE | 1 | FALSE |  | 1.05 | 2.4 | 9.6 | 5443 | Cladding sheet (profiled, double skin), stainless steel |  | 45 | B4B5 | 12.1216 | 6.2039e-07 | 0.073531 | 0.021601 | 0.0085561 | 0.00037741 | 157.8778 | 15.6614 | 0.3686
| Civic Offices | Mixer Tap | 1700965 | 8403228 | 5.2 | Services equipment | shower head | Construction | 2.4 | kg | 15 | 44 | 1 | FALSE | 1 | FALSE |  | 1.05 | 2.4 | 9.6 | 5443 | Cladding sheet (profiled, double skin), stainless steel |  | 45 | D2 | 0 | 0 | 0 | 0 | 0 | 0 | 0 | 0 | 0
| Civic Offices | Mixer Tap | 1700965 | 8403228 | 5.2 | Services equipment | shower head | Construction | 2.4 | kg | 15 | 44 | 1 | FALSE | 1 | FALSE |  | 1.05 | 2.4 | 9.6 | 5443 | Cladding sheet (profiled, double skin), stainless steel |  | 45 | D3 | 0 | 0 | 0 | 0 | 0 | 0 | 0 | 0 | 0
| Civic Offices | Mixer Tap | 1700965 | 8403228 | 5.2 | Services equipment | shower head | Construction | 2.4 | kg | 15 | 44 | 1 | FALSE | 1 | FALSE |  | 1.05 | 2.4 | 9.6 | 5443 | Cladding sheet (profiled, double skin), stainless steel |  | 45 | D4 | 0 | 0 | 0 | 0 | 0 | 0 | 0 | 0 | 0
| Civic Offices | Services pipework 22mm copper pipe (water supply) | 1700967 | 8403230 | 5.2 | Services equipment | Proxy for copper piping 22mm diameter | Construction | 4.2614 | Linear length Calculation | 45 | 44 | 1 | FALSE | 1 | FALSE |  | 1.03 | 4.2614 | 8.5227 | 5113 | Cladding sheet (plain), copper |  | 0 | A1A3 | 30.2196 | 2.5114e-05 | 1.5369 | 1.0259 | 0.084955 | 0.0069923 | 458.529 | 89.51 | 0.96597
| Civic Offices | Services pipework 22mm copper pipe (water supply) | 1700967 | 8403230 | 5.2 | Services equipment | Proxy for copper piping 22mm diameter | Construction | 4.2614 | Linear length Calculation | 45 | 44 | 1 | FALSE | 1 | FALSE |  | 1.03 | 4.2614 | 8.5227 | 5113 | Cladding sheet (plain), copper |  | 0 | A4 | 0.085996 | 1.5451e-08 | 0.00028158 | 7.6106e-05 | 4.8037e-05 | 2.9991e-07 | 1.2819 | 0.19574 | 0.00035388
| Civic Offices | Services pipework 22mm copper pipe (water supply) | 1700967 | 8403230 | 5.2 | Services equipment | Proxy for copper piping 22mm diameter | Construction | 4.2614 | Linear length Calculation | 45 | 44 | 1 | FALSE | 1 | FALSE |  | 1.03 | 4.2614 | 8.5227 | 5113 | Cladding sheet (plain), copper |  | 0 | A5 | 6.6452e-05 | 1.7401e-11 | 4.6469e-07 | 1.527e-07 | 7.711e-08 | 9.374e-11 | 0.0016291 | 0.019176 | 0
| Civic Offices | Services pipework 22mm copper pipe (water supply) | 1700967 | 8403230 | 5.2 | Services equipment | Proxy for copper piping 22mm diameter | Construction | 4.2614 | Linear length Calculation | 45 | 44 | 1 | FALSE | 1 | FALSE |  | 1.03 | 4.2614 | 8.5227 | 5113 | Cladding sheet (plain), copper |  | 0 | D2 | 0 | 0 | 0 | 0 | 0 | 0 | 0 | 0 | 0
| Civic Offices | Services pipework 22mm copper pipe (water supply) | 1700967 | 8403230 | 5.2 | Services equipment | Proxy for copper piping 22mm diameter | Construction | 4.2614 | Linear length Calculation | 45 | 44 | 1 | FALSE | 1 | FALSE |  | 1.03 | 4.2614 | 8.5227 | 5113 | Cladding sheet (plain), copper |  | 0 | D3 | 0 | 0 | 0 | 0 | 0 | 0 | 0 | 0 | 0
| Civic Offices | Services pipework 22mm copper pipe (water supply) | 1700967 | 8403230 | 5.2 | Services equipment | Proxy for copper piping 22mm diameter | Construction | 4.2614 | Linear length Calculation | 45 | 44 | 1 | FALSE | 1 | FALSE |  | 1.03 | 4.2614 | 8.5227 | 5113 | Cladding sheet (plain), copper |  | 0 | D4 | 0 | 0 | 0 | 0 | 0 | 0 | 0 | 0 | 0
| Civic Offices | Services pipework 22mm copper pipe (water supply) | 1700967 | 8403230 | 5.2 | Services equipment | Proxy for copper piping 22mm diameter | Construction | 4.2614 | Linear length Calculation | 45 | 44 | 1 | FALSE | 1 | FALSE |  | 1.03 | 4.2614 | 8.5227 | 5113 | Cladding sheet (plain), copper |  | 60 | C2 | 0 | 0 | 0 | 0 | 0 | 0 | 0 | 0 | 0
| Civic Offices | Services pipework 22mm copper pipe (water supply) | 1700967 | 8403230 | 5.2 | Services equipment | Proxy for copper piping 22mm diameter | Construction | 4.2614 | Linear length Calculation | 45 | 44 | 1 | FALSE | 1 | FALSE |  | 1.03 | 4.2614 | 8.5227 | 5113 | Cladding sheet (plain), copper |  | 60 | C4 | 0.0022151 | 5.8002e-10 | 1.549e-05 | 5.0898e-06 | 2.5703e-06 | 3.1247e-09 | 0.054303 | 0.6392 | 0.00011109
| Civic Offices | Services pipework 22mm copper pipe (water supply) | 1700967 | 8403230 | 5.2 | Services equipment | Proxy for copper piping 22mm diameter | Construction | 4.2614 | Linear length Calculation | 45 | 44 | 1 | FALSE | 1 | FALSE |  | 1.03 | 4.2614 | 8.5227 | 5113 | Cladding sheet (plain), copper |  | 60 | D2 | 0 | 0 | 0 | 0 | 0 | 0 | 0 | 0 | 0
| Civic Offices | Services pipework 22mm copper pipe (water supply) | 1700967 | 8403230 | 5.2 | Services equipment | Proxy for copper piping 22mm diameter | Construction | 4.2614 | Linear length Calculation | 45 | 44 | 1 | FALSE | 1 | FALSE |  | 1.03 | 4.2614 | 8.5227 | 5113 | Cladding sheet (plain), copper |  | 60 | D3 | 0 | 0 | 0 | 0 | 0 | 0 | 0 | 0 | 0
| Civic Offices | Services pipework 22mm copper pipe (water supply) | 1700967 | 8403230 | 5.2 | Services equipment | Proxy for copper piping 22mm diameter | Construction | 4.2614 | Linear length Calculation | 45 | 44 | 1 | FALSE | 1 | FALSE |  | 1.03 | 4.2614 | 8.5227 | 5113 | Cladding sheet (plain), copper |  | 60 | D4 | 0 | 0 | 0 | 0 | 0 | 0 | 0 | 0 | 0
| Civic Offices | Services pipework 22mm copper pipe (water supply) | 1700967 | 8403230 | 5.2 | Services equipment | Proxy for copper piping 22mm diameter | Construction | 4.2614 | Linear length Calculation | 45 | 44 | 1 | FALSE | 1 | FALSE |  | 1.03 | 4.2614 | 8.5227 | 5113 | Cladding sheet (plain), copper |  | 45 | B4B5 | 30.3078 | 2.513e-05 | 1.5372 | 1.026 | 0.085006 | 0.0069926 | 459.8668 | 90.3642 | 0.96632
| Civic Offices | Services pipework 22mm copper pipe (water supply) | 1700967 | 8403230 | 5.2 | Services equipment | Proxy for copper piping 22mm diameter | Construction | 4.2614 | Linear length Calculation | 45 | 44 | 1 | FALSE | 1 | FALSE |  | 1.03 | 4.2614 | 8.5227 | 5113 | Cladding sheet (plain), copper |  | 45 | D2 | 0 | 0 | 0 | 0 | 0 | 0 | 0 | 0 | 0
| Civic Offices | Services pipework 22mm copper pipe (water supply) | 1700967 | 8403230 | 5.2 | Services equipment | Proxy for copper piping 22mm diameter | Construction | 4.2614 | Linear length Calculation | 45 | 44 | 1 | FALSE | 1 | FALSE |  | 1.03 | 4.2614 | 8.5227 | 5113 | Cladding sheet (plain), copper |  | 45 | D3 | 0 | 0 | 0 | 0 | 0 | 0 | 0 | 0 | 0
| Civic Offices | Services pipework 22mm copper pipe (water supply) | 1700967 | 8403230 | 5.2 | Services equipment | Proxy for copper piping 22mm diameter | Construction | 4.2614 | Linear length Calculation | 45 | 44 | 1 | FALSE | 1 | FALSE |  | 1.03 | 4.2614 | 8.5227 | 5113 | Cladding sheet (plain), copper |  | 45 | D4 | 0 | 0 | 0 | 0 | 0 | 0 | 0 | 0 | 0
| Civic Offices | Services pipework PVC waste 94mm | 1700968 | 8403232 | 5.2 | Services equipment | Proxy for PVC water pipe | Construction | 8.8593 | Linear length Calculation | 30 | 44 | 1 | FALSE | 1 | FALSE |  | 1.01 | 8.8593 | 17.7186 | 5379 | Window frame, PVC |  | 0 | A1A3 | 24.4307 | 9.5951e-07 | 0.15279 | 0.047127 | 0.026365 | 0.0016107 | 459.4079 | 59.8874 | 0.25264
| Civic Offices | Services pipework PVC waste 94mm | 1700968 | 8403232 | 5.2 | Services equipment | Proxy for PVC water pipe | Construction | 8.8593 | Linear length Calculation | 30 | 44 | 1 | FALSE | 1 | FALSE |  | 1.01 | 8.8593 | 17.7186 | 5379 | Window frame, PVC |  | 0 | A4 | 0.16953 | 3.0461e-08 | 0.00055511 | 0.00015004 | 9.4701e-05 | 5.9124e-07 | 2.5272 | 0.38588 | 0.00069765
| Civic Offices | Services pipework PVC waste 94mm | 1700968 | 8403232 | 5.2 | Services equipment | Proxy for PVC water pipe | Construction | 8.8593 | Linear length Calculation | 30 | 44 | 1 | FALSE | 1 | FALSE |  | 1.01 | 8.8593 | 17.7186 | 5379 | Window frame, PVC |  | 0 | A5 | 0.0017017 | 7.2944e-11 | 5.4213e-06 | 0.00010063 | 5.9277e-07 | 3.9784e-10 | 0.0067661 | 0.013289 | 0
| Civic Offices | Services pipework PVC waste 94mm | 1700968 | 8403232 | 5.2 | Services equipment | Proxy for PVC water pipe | Construction | 8.8593 | Linear length Calculation | 30 | 44 | 1 | FALSE | 1 | FALSE |  | 1.01 | 8.8593 | 17.7186 | 5379 | Window frame, PVC |  | 0 | D2 | 0 | 0 | 0 | 0 | 0 | 0 | 0 | 0 | 0
| Civic Offices | Services pipework PVC waste 94mm | 1700968 | 8403232 | 5.2 | Services equipment | Proxy for PVC water pipe | Construction | 8.8593 | Linear length Calculation | 30 | 44 | 1 | FALSE | 1 | FALSE |  | 1.01 | 8.8593 | 17.7186 | 5379 | Window frame, PVC |  | 0 | D3 | 0 | 0 | 0 | 0 | 0 | 0 | 0 | 0 | 0
| Civic Offices | Services pipework PVC waste 94mm | 1700968 | 8403232 | 5.2 | Services equipment | Proxy for PVC water pipe | Construction | 8.8593 | Linear length Calculation | 30 | 44 | 1 | FALSE | 1 | FALSE |  | 1.01 | 8.8593 | 17.7186 | 5379 | Window frame, PVC |  | 0 | D4 | 0 | 0 | 0 | 0 | 0 | 0 | 0 | 0 | 0
| Civic Offices | Services pipework PVC waste 94mm | 1700968 | 8403232 | 5.2 | Services equipment | Proxy for PVC water pipe | Construction | 8.8593 | Linear length Calculation | 30 | 44 | 1 | FALSE | 1 | FALSE |  | 1.01 | 8.8593 | 17.7186 | 5379 | Window frame, PVC |  | 60 | C2 | 0 | 0 | 0 | 0 | 0 | 0 | 0 | 0 | 0
| Civic Offices | Services pipework PVC waste 94mm | 1700968 | 8403232 | 5.2 | Services equipment | Proxy for PVC water pipe | Construction | 8.8593 | Linear length Calculation | 30 | 44 | 1 | FALSE | 1 | FALSE |  | 1.01 | 8.8593 | 17.7186 | 5379 | Window frame, PVC |  | 60 | C4 | 0.17017 | 7.2944e-09 | 0.00054213 | 0.010063 | 5.9277e-05 | 3.9784e-08 | 0.67661 | 1.3289 | 0.0041542
| Civic Offices | Services pipework PVC waste 94mm | 1700968 | 8403232 | 5.2 | Services equipment | Proxy for PVC water pipe | Construction | 8.8593 | Linear length Calculation | 30 | 44 | 1 | FALSE | 1 | FALSE |  | 1.01 | 8.8593 | 17.7186 | 5379 | Window frame, PVC |  | 60 | D2 | 0 | 0 | 0 | 0 | 0 | 0 | 0 | 0 | 0
| Civic Offices | Services pipework PVC waste 94mm | 1700968 | 8403232 | 5.2 | Services equipment | Proxy for PVC water pipe | Construction | 8.8593 | Linear length Calculation | 30 | 44 | 1 | FALSE | 1 | FALSE |  | 1.01 | 8.8593 | 17.7186 | 5379 | Window frame, PVC |  | 60 | D3 | 0 | 0 | 0 | 0 | 0 | 0 | 0 | 0 | 0
| Civic Offices | Services pipework PVC waste 94mm | 1700968 | 8403232 | 5.2 | Services equipment | Proxy for PVC water pipe | Construction | 8.8593 | Linear length Calculation | 30 | 44 | 1 | FALSE | 1 | FALSE |  | 1.01 | 8.8593 | 17.7186 | 5379 | Window frame, PVC |  | 60 | D4 | 0 | 0 | 0 | 0 | 0 | 0 | 0 | 0 | 0
| Civic Offices | Services pipework PVC waste 94mm | 1700968 | 8403232 | 5.2 | Services equipment | Proxy for PVC water pipe | Construction | 8.8593 | Linear length Calculation | 30 | 44 | 1 | FALSE | 1 | FALSE |  | 1.01 | 8.8593 | 17.7186 | 5379 | Window frame, PVC |  | 30 | B4B5 | 24.7721 | 9.9734e-07 | 0.1539 | 0.057441 | 0.02652 | 0.0016113 | 462.6185 | 61.6155 | 0.25334
| Civic Offices | Services pipework PVC waste 94mm | 1700968 | 8403232 | 5.2 | Services equipment | Proxy for PVC water pipe | Construction | 8.8593 | Linear length Calculation | 30 | 44 | 1 | FALSE | 1 | FALSE |  | 1.01 | 8.8593 | 17.7186 | 5379 | Window frame, PVC |  | 30 | D2 | 0 | 0 | 0 | 0 | 0 | 0 | 0 | 0 | 0
| Civic Offices | Services pipework PVC waste 94mm | 1700968 | 8403232 | 5.2 | Services equipment | Proxy for PVC water pipe | Construction | 8.8593 | Linear length Calculation | 30 | 44 | 1 | FALSE | 1 | FALSE |  | 1.01 | 8.8593 | 17.7186 | 5379 | Window frame, PVC |  | 30 | D3 | 0 | 0 | 0 | 0 | 0 | 0 | 0 | 0 | 0
| Civic Offices | Services pipework PVC waste 94mm | 1700968 | 8403232 | 5.2 | Services equipment | Proxy for PVC water pipe | Construction | 8.8593 | Linear length Calculation | 30 | 44 | 1 | FALSE | 1 | FALSE |  | 1.01 | 8.8593 | 17.7186 | 5379 | Window frame, PVC |  | 30 | D4 | 0 | 0 | 0 | 0 | 0 | 0 | 0 | 0 | 0
| Civic Offices | Services pipework 22mm copper pipe (water supply) | 1700970 | 8403234 | 5.2 | Services equipment | Proxy for copper piping 22mm diameter | Construction | 4.2614 | Linear length Calculation | 45 | 44 | 1 | FALSE | 1 | FALSE |  | 1.03 | 4.2614 | 8.5227 | 5113 | Cladding sheet (plain), copper |  | 0 | A1A3 | 30.2196 | 2.5114e-05 | 1.5369 | 1.0259 | 0.084955 | 0.0069923 | 458.529 | 89.51 | 0.96597
| Civic Offices | Services pipework 22mm copper pipe (water supply) | 1700970 | 8403234 | 5.2 | Services equipment | Proxy for copper piping 22mm diameter | Construction | 4.2614 | Linear length Calculation | 45 | 44 | 1 | FALSE | 1 | FALSE |  | 1.03 | 4.2614 | 8.5227 | 5113 | Cladding sheet (plain), copper |  | 0 | A4 | 0.085996 | 1.5451e-08 | 0.00028158 | 7.6106e-05 | 4.8037e-05 | 2.9991e-07 | 1.2819 | 0.19574 | 0.00035388
| Civic Offices | Services pipework 22mm copper pipe (water supply) | 1700970 | 8403234 | 5.2 | Services equipment | Proxy for copper piping 22mm diameter | Construction | 4.2614 | Linear length Calculation | 45 | 44 | 1 | FALSE | 1 | FALSE |  | 1.03 | 4.2614 | 8.5227 | 5113 | Cladding sheet (plain), copper |  | 0 | A5 | 6.6452e-05 | 1.7401e-11 | 4.6469e-07 | 1.527e-07 | 7.711e-08 | 9.374e-11 | 0.0016291 | 0.019176 | 0
| Civic Offices | Services pipework 22mm copper pipe (water supply) | 1700970 | 8403234 | 5.2 | Services equipment | Proxy for copper piping 22mm diameter | Construction | 4.2614 | Linear length Calculation | 45 | 44 | 1 | FALSE | 1 | FALSE |  | 1.03 | 4.2614 | 8.5227 | 5113 | Cladding sheet (plain), copper |  | 0 | D2 | 0 | 0 | 0 | 0 | 0 | 0 | 0 | 0 | 0
| Civic Offices | Services pipework 22mm copper pipe (water supply) | 1700970 | 8403234 | 5.2 | Services equipment | Proxy for copper piping 22mm diameter | Construction | 4.2614 | Linear length Calculation | 45 | 44 | 1 | FALSE | 1 | FALSE |  | 1.03 | 4.2614 | 8.5227 | 5113 | Cladding sheet (plain), copper |  | 0 | D3 | 0 | 0 | 0 | 0 | 0 | 0 | 0 | 0 | 0
| Civic Offices | Services pipework 22mm copper pipe (water supply) | 1700970 | 8403234 | 5.2 | Services equipment | Proxy for copper piping 22mm diameter | Construction | 4.2614 | Linear length Calculation | 45 | 44 | 1 | FALSE | 1 | FALSE |  | 1.03 | 4.2614 | 8.5227 | 5113 | Cladding sheet (plain), copper |  | 0 | D4 | 0 | 0 | 0 | 0 | 0 | 0 | 0 | 0 | 0
| Civic Offices | Services pipework 22mm copper pipe (water supply) | 1700970 | 8403234 | 5.2 | Services equipment | Proxy for copper piping 22mm diameter | Construction | 4.2614 | Linear length Calculation | 45 | 44 | 1 | FALSE | 1 | FALSE |  | 1.03 | 4.2614 | 8.5227 | 5113 | Cladding sheet (plain), copper |  | 60 | C2 | 0 | 0 | 0 | 0 | 0 | 0 | 0 | 0 | 0
| Civic Offices | Services pipework 22mm copper pipe (water supply) | 1700970 | 8403234 | 5.2 | Services equipment | Proxy for copper piping 22mm diameter | Construction | 4.2614 | Linear length Calculation | 45 | 44 | 1 | FALSE | 1 | FALSE |  | 1.03 | 4.2614 | 8.5227 | 5113 | Cladding sheet (plain), copper |  | 60 | C4 | 0.0022151 | 5.8002e-10 | 1.549e-05 | 5.0898e-06 | 2.5703e-06 | 3.1247e-09 | 0.054303 | 0.6392 | 0.00011109
| Civic Offices | Services pipework 22mm copper pipe (water supply) | 1700970 | 8403234 | 5.2 | Services equipment | Proxy for copper piping 22mm diameter | Construction | 4.2614 | Linear length Calculation | 45 | 44 | 1 | FALSE | 1 | FALSE |  | 1.03 | 4.2614 | 8.5227 | 5113 | Cladding sheet (plain), copper |  | 60 | D2 | 0 | 0 | 0 | 0 | 0 | 0 | 0 | 0 | 0
| Civic Offices | Services pipework 22mm copper pipe (water supply) | 1700970 | 8403234 | 5.2 | Services equipment | Proxy for copper piping 22mm diameter | Construction | 4.2614 | Linear length Calculation | 45 | 44 | 1 | FALSE | 1 | FALSE |  | 1.03 | 4.2614 | 8.5227 | 5113 | Cladding sheet (plain), copper |  | 60 | D3 | 0 | 0 | 0 | 0 | 0 | 0 | 0 | 0 | 0
| Civic Offices | Services pipework 22mm copper pipe (water supply) | 1700970 | 8403234 | 5.2 | Services equipment | Proxy for copper piping 22mm diameter | Construction | 4.2614 | Linear length Calculation | 45 | 44 | 1 | FALSE | 1 | FALSE |  | 1.03 | 4.2614 | 8.5227 | 5113 | Cladding sheet (plain), copper |  | 60 | D4 | 0 | 0 | 0 | 0 | 0 | 0 | 0 | 0 | 0
| Civic Offices | Services pipework 22mm copper pipe (water supply) | 1700970 | 8403234 | 5.2 | Services equipment | Proxy for copper piping 22mm diameter | Construction | 4.2614 | Linear length Calculation | 45 | 44 | 1 | FALSE | 1 | FALSE |  | 1.03 | 4.2614 | 8.5227 | 5113 | Cladding sheet (plain), copper |  | 45 | B4B5 | 30.3078 | 2.513e-05 | 1.5372 | 1.026 | 0.085006 | 0.0069926 | 459.8668 | 90.3642 | 0.96632
| Civic Offices | Services pipework 22mm copper pipe (water supply) | 1700970 | 8403234 | 5.2 | Services equipment | Proxy for copper piping 22mm diameter | Construction | 4.2614 | Linear length Calculation | 45 | 44 | 1 | FALSE | 1 | FALSE |  | 1.03 | 4.2614 | 8.5227 | 5113 | Cladding sheet (plain), copper |  | 45 | D2 | 0 | 0 | 0 | 0 | 0 | 0 | 0 | 0 | 0
| Civic Offices | Services pipework 22mm copper pipe (water supply) | 1700970 | 8403234 | 5.2 | Services equipment | Proxy for copper piping 22mm diameter | Construction | 4.2614 | Linear length Calculation | 45 | 44 | 1 | FALSE | 1 | FALSE |  | 1.03 | 4.2614 | 8.5227 | 5113 | Cladding sheet (plain), copper |  | 45 | D3 | 0 | 0 | 0 | 0 | 0 | 0 | 0 | 0 | 0
| Civic Offices | Services pipework 22mm copper pipe (water supply) | 1700970 | 8403234 | 5.2 | Services equipment | Proxy for copper piping 22mm diameter | Construction | 4.2614 | Linear length Calculation | 45 | 44 | 1 | FALSE | 1 | FALSE |  | 1.03 | 4.2614 | 8.5227 | 5113 | Cladding sheet (plain), copper |  | 45 | D4 | 0 | 0 | 0 | 0 | 0 | 0 | 0 | 0 | 0
| Civic Offices | Services pipework insulation (50mm) | 1700971 | 8403236 | 5.2 | Services equipment | pipe insulation 50mm thick | Construction | 3.6225 | Area Calculation | 70 | 44 | 1 | FALSE | 1 | FALSE |  | 1.07 | 3.6225 | 3.6225 | 5349 | Insulation (flexible), polyurethane foam |  | 0 | A1A3 | 19.1264 | 1.6289e-07 | 0.082277 | 0.021452 | 0.012386 | 0.00011798 | 339.1181 | 5.6629 | 0.10309
| Civic Offices | Services pipework insulation (50mm) | 1700971 | 8403236 | 5.2 | Services equipment | pipe insulation 50mm thick | Construction | 3.6225 | Area Calculation | 70 | 44 | 1 | FALSE | 1 | FALSE |  | 1.07 | 3.6225 | 3.6225 | 5349 | Insulation (flexible), polyurethane foam |  | 0 | A4 | 0.074273 | 1.3345e-08 | 0.0002432 | 6.5732e-05 | 4.1489e-05 | 2.5903e-07 | 1.1072 | 0.16906 | 0.00030565
| Civic Offices | Services pipework insulation (50mm) | 1700971 | 8403236 | 5.2 | Services equipment | pipe insulation 50mm thick | Construction | 3.6225 | Area Calculation | 70 | 44 | 1 | FALSE | 1 | FALSE |  | 1.07 | 3.6225 | 3.6225 | 5349 | Insulation (flexible), polyurethane foam |  | 0 | A5 | 0.021798 | 6.8865e-10 | 2.7522e-05 | 0.0069395 | 6.678e-06 | 4.4542e-09 | 0.077433 | 0.038036 | 0
| Civic Offices | Services pipework insulation (50mm) | 1700971 | 8403236 | 5.2 | Services equipment | pipe insulation 50mm thick | Construction | 3.6225 | Area Calculation | 70 | 44 | 1 | FALSE | 1 | FALSE |  | 1.07 | 3.6225 | 3.6225 | 5349 | Insulation (flexible), polyurethane foam |  | 0 | D2 | 0 | 0 | 0 | 0 | 0 | 0 | 0 | 0 | 0
| Civic Offices | Services pipework insulation (50mm) | 1700971 | 8403236 | 5.2 | Services equipment | pipe insulation 50mm thick | Construction | 3.6225 | Area Calculation | 70 | 44 | 1 | FALSE | 1 | FALSE |  | 1.07 | 3.6225 | 3.6225 | 5349 | Insulation (flexible), polyurethane foam |  | 0 | D3 | 0 | 0 | 0 | 0 | 0 | 0 | 0 | 0 | 0
| Civic Offices | Services pipework insulation (50mm) | 1700971 | 8403236 | 5.2 | Services equipment | pipe insulation 50mm thick | Construction | 3.6225 | Area Calculation | 70 | 44 | 1 | FALSE | 1 | FALSE |  | 1.07 | 3.6225 | 3.6225 | 5349 | Insulation (flexible), polyurethane foam |  | 0 | D4 | 0 | 0 | 0 | 0 | 0 | 0 | 0 | 0 | 0
| Civic Offices | Services pipework insulation (50mm) | 1700971 | 8403236 | 5.2 | Services equipment | pipe insulation 50mm thick | Construction | 3.6225 | Area Calculation | 70 | 44 | 1 | FALSE | 1 | FALSE |  | 1.07 | 3.6225 | 3.6225 | 5349 | Insulation (flexible), polyurethane foam |  | 60 | C2 | 0 | 0 | 0 | 0 | 0 | 0 | 0 | 0 | 0
| Civic Offices | Services pipework insulation (50mm) | 1700971 | 8403236 | 5.2 | Services equipment | pipe insulation 50mm thick | Construction | 3.6225 | Area Calculation | 70 | 44 | 1 | FALSE | 1 | FALSE |  | 1.07 | 3.6225 | 3.6225 | 5349 | Insulation (flexible), polyurethane foam |  | 60 | C4 | 0.31139 | 9.8378e-09 | 0.00039317 | 0.099136 | 9.54e-05 | 6.3631e-08 | 1.1062 | 0.54338 | 0.026547
| Civic Offices | Services pipework insulation (50mm) | 1700971 | 8403236 | 5.2 | Services equipment | pipe insulation 50mm thick | Construction | 3.6225 | Area Calculation | 70 | 44 | 1 | FALSE | 1 | FALSE |  | 1.07 | 3.6225 | 3.6225 | 5349 | Insulation (flexible), polyurethane foam |  | 60 | D2 | 0 | 0 | 0 | 0 | 0 | 0 | 0 | 0 | 0
| Civic Offices | Services pipework insulation (50mm) | 1700971 | 8403236 | 5.2 | Services equipment | pipe insulation 50mm thick | Construction | 3.6225 | Area Calculation | 70 | 44 | 1 | FALSE | 1 | FALSE |  | 1.07 | 3.6225 | 3.6225 | 5349 | Insulation (flexible), polyurethane foam |  | 60 | D3 | 0 | 0 | 0 | 0 | 0 | 0 | 0 | 0 | 0
| Civic Offices | Services pipework insulation (50mm) | 1700971 | 8403236 | 5.2 | Services equipment | pipe insulation 50mm thick | Construction | 3.6225 | Area Calculation | 70 | 44 | 1 | FALSE | 1 | FALSE |  | 1.07 | 3.6225 | 3.6225 | 5349 | Insulation (flexible), polyurethane foam |  | 60 | D4 | 0 | 0 | 0 | 0 | 0 | 0 | 0 | 0 | 0
| Civic Offices | Services pipework (copper water supplyx1 and PVC waste) | 1700973 | 8403238 | 5.2 | Services equipment | Proxy for copper piping (cold only) | Construction | 16.6027 | Linear length Calculation | 45 | 44 | 1 | FALSE | 1 | FALSE |  | 1.03 | 16.6027 | 33.2054 | 5113 | Cladding sheet (plain), copper |  | 0 | A1A3 | 117.7386 | 9.7846e-05 | 5.988 | 3.9972 | 0.33099 | 0.027243 | 1786.4765 | 348.7404 | 3.7635
| Civic Offices | Services pipework (copper water supplyx1 and PVC waste) | 1700973 | 8403238 | 5.2 | Services equipment | Proxy for copper piping (cold only) | Construction | 16.6027 | Linear length Calculation | 45 | 44 | 1 | FALSE | 1 | FALSE |  | 1.03 | 16.6027 | 33.2054 | 5113 | Cladding sheet (plain), copper |  | 0 | A4 | 0.33505 | 6.02e-08 | 0.0010971 | 0.00029652 | 0.00018716 | 1.1685e-06 | 4.9944 | 0.76261 | 0.0013788
| Civic Offices | Services pipework (copper water supplyx1 and PVC waste) | 1700973 | 8403238 | 5.2 | Services equipment | Proxy for copper piping (cold only) | Construction | 16.6027 | Linear length Calculation | 45 | 44 | 1 | FALSE | 1 | FALSE |  | 1.03 | 16.6027 | 33.2054 | 5113 | Cladding sheet (plain), copper |  | 0 | A5 | 0.0002589 | 6.7795e-11 | 1.8105e-06 | 5.9492e-07 | 3.0043e-07 | 3.6522e-10 | 0.0063471 | 0.074712 | 0
| Civic Offices | Services pipework (copper water supplyx1 and PVC waste) | 1700973 | 8403238 | 5.2 | Services equipment | Proxy for copper piping (cold only) | Construction | 16.6027 | Linear length Calculation | 45 | 44 | 1 | FALSE | 1 | FALSE |  | 1.03 | 16.6027 | 33.2054 | 5113 | Cladding sheet (plain), copper |  | 0 | D2 | 0 | 0 | 0 | 0 | 0 | 0 | 0 | 0 | 0
| Civic Offices | Services pipework (copper water supplyx1 and PVC waste) | 1700973 | 8403238 | 5.2 | Services equipment | Proxy for copper piping (cold only) | Construction | 16.6027 | Linear length Calculation | 45 | 44 | 1 | FALSE | 1 | FALSE |  | 1.03 | 16.6027 | 33.2054 | 5113 | Cladding sheet (plain), copper |  | 0 | D3 | 0 | 0 | 0 | 0 | 0 | 0 | 0 | 0 | 0
| Civic Offices | Services pipework (copper water supplyx1 and PVC waste) | 1700973 | 8403238 | 5.2 | Services equipment | Proxy for copper piping (cold only) | Construction | 16.6027 | Linear length Calculation | 45 | 44 | 1 | FALSE | 1 | FALSE |  | 1.03 | 16.6027 | 33.2054 | 5113 | Cladding sheet (plain), copper |  | 0 | D4 | 0 | 0 | 0 | 0 | 0 | 0 | 0 | 0 | 0
| Civic Offices | Services pipework (copper water supplyx1 and PVC waste) | 1700973 | 8403238 | 5.2 | Services equipment | Proxy for copper piping (cold only) | Construction | 16.6027 | Linear length Calculation | 45 | 44 | 1 | FALSE | 1 | FALSE |  | 1.03 | 16.6027 | 33.2054 | 5113 | Cladding sheet (plain), copper |  | 60 | C2 | 0 | 0 | 0 | 0 | 0 | 0 | 0 | 0 | 0
| Civic Offices | Services pipework (copper water supplyx1 and PVC waste) | 1700973 | 8403238 | 5.2 | Services equipment | Proxy for copper piping (cold only) | Construction | 16.6027 | Linear length Calculation | 45 | 44 | 1 | FALSE | 1 | FALSE |  | 1.03 | 16.6027 | 33.2054 | 5113 | Cladding sheet (plain), copper |  | 60 | C4 | 0.0086301 | 2.2598e-09 | 6.0349e-05 | 1.9831e-05 | 1.0014e-05 | 1.2174e-08 | 0.21157 | 2.4904 | 0.0004328
| Civic Offices | Services pipework (copper water supplyx1 and PVC waste) | 1700973 | 8403238 | 5.2 | Services equipment | Proxy for copper piping (cold only) | Construction | 16.6027 | Linear length Calculation | 45 | 44 | 1 | FALSE | 1 | FALSE |  | 1.03 | 16.6027 | 33.2054 | 5113 | Cladding sheet (plain), copper |  | 60 | D2 | 0 | 0 | 0 | 0 | 0 | 0 | 0 | 0 | 0
| Civic Offices | Services pipework (copper water supplyx1 and PVC waste) | 1700973 | 8403238 | 5.2 | Services equipment | Proxy for copper piping (cold only) | Construction | 16.6027 | Linear length Calculation | 45 | 44 | 1 | FALSE | 1 | FALSE |  | 1.03 | 16.6027 | 33.2054 | 5113 | Cladding sheet (plain), copper |  | 60 | D3 | 0 | 0 | 0 | 0 | 0 | 0 | 0 | 0 | 0
| Civic Offices | Services pipework (copper water supplyx1 and PVC waste) | 1700973 | 8403238 | 5.2 | Services equipment | Proxy for copper piping (cold only) | Construction | 16.6027 | Linear length Calculation | 45 | 44 | 1 | FALSE | 1 | FALSE |  | 1.03 | 16.6027 | 33.2054 | 5113 | Cladding sheet (plain), copper |  | 60 | D4 | 0 | 0 | 0 | 0 | 0 | 0 | 0 | 0 | 0
| Civic Offices | Services pipework (copper water supplyx1 and PVC waste) | 1700973 | 8403238 | 5.2 | Services equipment | Proxy for copper piping (cold only) | Construction | 16.6027 | Linear length Calculation | 45 | 44 | 1 | FALSE | 1 | FALSE |  | 1.03 | 16.6027 | 33.2054 | 5113 | Cladding sheet (plain), copper |  | 45 | B4B5 | 118.0825 | 9.7909e-05 | 5.9892 | 3.9975 | 0.33119 | 0.027244 | 1791.6889 | 352.0681 | 3.7649
| Civic Offices | Services pipework (copper water supplyx1 and PVC waste) | 1700973 | 8403238 | 5.2 | Services equipment | Proxy for copper piping (cold only) | Construction | 16.6027 | Linear length Calculation | 45 | 44 | 1 | FALSE | 1 | FALSE |  | 1.03 | 16.6027 | 33.2054 | 5113 | Cladding sheet (plain), copper |  | 45 | D2 | 0 | 0 | 0 | 0 | 0 | 0 | 0 | 0 | 0
| Civic Offices | Services pipework (copper water supplyx1 and PVC waste) | 1700973 | 8403238 | 5.2 | Services equipment | Proxy for copper piping (cold only) | Construction | 16.6027 | Linear length Calculation | 45 | 44 | 1 | FALSE | 1 | FALSE |  | 1.03 | 16.6027 | 33.2054 | 5113 | Cladding sheet (plain), copper |  | 45 | D3 | 0 | 0 | 0 | 0 | 0 | 0 | 0 | 0 | 0
| Civic Offices | Services pipework (copper water supplyx1 and PVC waste) | 1700973 | 8403238 | 5.2 | Services equipment | Proxy for copper piping (cold only) | Construction | 16.6027 | Linear length Calculation | 45 | 44 | 1 | FALSE | 1 | FALSE |  | 1.03 | 16.6027 | 33.2054 | 5113 | Cladding sheet (plain), copper |  | 45 | D4 | 0 | 0 | 0 | 0 | 0 | 0 | 0 | 0 | 0
| Civic Offices | Services pipework (copper water supplyx1 and PVC waste) | 1700973 | 8403239 | 5.2 | Services equipment | Proxy for PVC water pipe | Construction | 8.8593 | Linear length Calculation | 30 | 44 | 1 | FALSE | 1 | FALSE |  | 1.01 | 8.8593 | 17.7186 | 5379 | Window frame, PVC |  | 0 | A1A3 | 24.4307 | 9.5951e-07 | 0.15279 | 0.047127 | 0.026365 | 0.0016107 | 459.4079 | 59.8874 | 0.25264
| Civic Offices | Services pipework (copper water supplyx1 and PVC waste) | 1700973 | 8403239 | 5.2 | Services equipment | Proxy for PVC water pipe | Construction | 8.8593 | Linear length Calculation | 30 | 44 | 1 | FALSE | 1 | FALSE |  | 1.01 | 8.8593 | 17.7186 | 5379 | Window frame, PVC |  | 0 | A4 | 0.16953 | 3.0461e-08 | 0.00055511 | 0.00015004 | 9.4701e-05 | 5.9124e-07 | 2.5272 | 0.38588 | 0.00069765
| Civic Offices | Services pipework (copper water supplyx1 and PVC waste) | 1700973 | 8403239 | 5.2 | Services equipment | Proxy for PVC water pipe | Construction | 8.8593 | Linear length Calculation | 30 | 44 | 1 | FALSE | 1 | FALSE |  | 1.01 | 8.8593 | 17.7186 | 5379 | Window frame, PVC |  | 0 | A5 | 0.0017017 | 7.2944e-11 | 5.4213e-06 | 0.00010063 | 5.9277e-07 | 3.9784e-10 | 0.0067661 | 0.013289 | 0
| Civic Offices | Services pipework (copper water supplyx1 and PVC waste) | 1700973 | 8403239 | 5.2 | Services equipment | Proxy for PVC water pipe | Construction | 8.8593 | Linear length Calculation | 30 | 44 | 1 | FALSE | 1 | FALSE |  | 1.01 | 8.8593 | 17.7186 | 5379 | Window frame, PVC |  | 0 | D2 | 0 | 0 | 0 | 0 | 0 | 0 | 0 | 0 | 0
| Civic Offices | Services pipework (copper water supplyx1 and PVC waste) | 1700973 | 8403239 | 5.2 | Services equipment | Proxy for PVC water pipe | Construction | 8.8593 | Linear length Calculation | 30 | 44 | 1 | FALSE | 1 | FALSE |  | 1.01 | 8.8593 | 17.7186 | 5379 | Window frame, PVC |  | 0 | D3 | 0 | 0 | 0 | 0 | 0 | 0 | 0 | 0 | 0
| Civic Offices | Services pipework (copper water supplyx1 and PVC waste) | 1700973 | 8403239 | 5.2 | Services equipment | Proxy for PVC water pipe | Construction | 8.8593 | Linear length Calculation | 30 | 44 | 1 | FALSE | 1 | FALSE |  | 1.01 | 8.8593 | 17.7186 | 5379 | Window frame, PVC |  | 0 | D4 | 0 | 0 | 0 | 0 | 0 | 0 | 0 | 0 | 0
| Civic Offices | Services pipework (copper water supplyx1 and PVC waste) | 1700973 | 8403239 | 5.2 | Services equipment | Proxy for PVC water pipe | Construction | 8.8593 | Linear length Calculation | 30 | 44 | 1 | FALSE | 1 | FALSE |  | 1.01 | 8.8593 | 17.7186 | 5379 | Window frame, PVC |  | 60 | C2 | 0 | 0 | 0 | 0 | 0 | 0 | 0 | 0 | 0
| Civic Offices | Services pipework (copper water supplyx1 and PVC waste) | 1700973 | 8403239 | 5.2 | Services equipment | Proxy for PVC water pipe | Construction | 8.8593 | Linear length Calculation | 30 | 44 | 1 | FALSE | 1 | FALSE |  | 1.01 | 8.8593 | 17.7186 | 5379 | Window frame, PVC |  | 60 | C4 | 0.17017 | 7.2944e-09 | 0.00054213 | 0.010063 | 5.9277e-05 | 3.9784e-08 | 0.67661 | 1.3289 | 0.0041542
| Civic Offices | Services pipework (copper water supplyx1 and PVC waste) | 1700973 | 8403239 | 5.2 | Services equipment | Proxy for PVC water pipe | Construction | 8.8593 | Linear length Calculation | 30 | 44 | 1 | FALSE | 1 | FALSE |  | 1.01 | 8.8593 | 17.7186 | 5379 | Window frame, PVC |  | 60 | D2 | 0 | 0 | 0 | 0 | 0 | 0 | 0 | 0 | 0
| Civic Offices | Services pipework (copper water supplyx1 and PVC waste) | 1700973 | 8403239 | 5.2 | Services equipment | Proxy for PVC water pipe | Construction | 8.8593 | Linear length Calculation | 30 | 44 | 1 | FALSE | 1 | FALSE |  | 1.01 | 8.8593 | 17.7186 | 5379 | Window frame, PVC |  | 60 | D3 | 0 | 0 | 0 | 0 | 0 | 0 | 0 | 0 | 0
| Civic Offices | Services pipework (copper water supplyx1 and PVC waste) | 1700973 | 8403239 | 5.2 | Services equipment | Proxy for PVC water pipe | Construction | 8.8593 | Linear length Calculation | 30 | 44 | 1 | FALSE | 1 | FALSE |  | 1.01 | 8.8593 | 17.7186 | 5379 | Window frame, PVC |  | 60 | D4 | 0 | 0 | 0 | 0 | 0 | 0 | 0 | 0 | 0
| Civic Offices | Services pipework (copper water supplyx1 and PVC waste) | 1700973 | 8403239 | 5.2 | Services equipment | Proxy for PVC water pipe | Construction | 8.8593 | Linear length Calculation | 30 | 44 | 1 | FALSE | 1 | FALSE |  | 1.01 | 8.8593 | 17.7186 | 5379 | Window frame, PVC |  | 30 | B4B5 | 24.7721 | 9.9734e-07 | 0.1539 | 0.057441 | 0.02652 | 0.0016113 | 462.6185 | 61.6155 | 0.25334
| Civic Offices | Services pipework (copper water supplyx1 and PVC waste) | 1700973 | 8403239 | 5.2 | Services equipment | Proxy for PVC water pipe | Construction | 8.8593 | Linear length Calculation | 30 | 44 | 1 | FALSE | 1 | FALSE |  | 1.01 | 8.8593 | 17.7186 | 5379 | Window frame, PVC |  | 30 | D2 | 0 | 0 | 0 | 0 | 0 | 0 | 0 | 0 | 0
| Civic Offices | Services pipework (copper water supplyx1 and PVC waste) | 1700973 | 8403239 | 5.2 | Services equipment | Proxy for PVC water pipe | Construction | 8.8593 | Linear length Calculation | 30 | 44 | 1 | FALSE | 1 | FALSE |  | 1.01 | 8.8593 | 17.7186 | 5379 | Window frame, PVC |  | 30 | D3 | 0 | 0 | 0 | 0 | 0 | 0 | 0 | 0 | 0
| Civic Offices | Services pipework (copper water supplyx1 and PVC waste) | 1700973 | 8403239 | 5.2 | Services equipment | Proxy for PVC water pipe | Construction | 8.8593 | Linear length Calculation | 30 | 44 | 1 | FALSE | 1 | FALSE |  | 1.01 | 8.8593 | 17.7186 | 5379 | Window frame, PVC |  | 30 | D4 | 0 | 0 | 0 | 0 | 0 | 0 | 0 | 0 | 0
| Civic Offices | Services pipework 22mm copper pipe (water supply) | 1700974 | 8403241 | 5.2 | Services equipment | Proxy for copper piping 22mm diameter | Construction | 4.2614 | Linear length Calculation | 45 | 44 | 1 | FALSE | 1 | FALSE |  | 1.03 | 4.2614 | 8.5227 | 5113 | Cladding sheet (plain), copper |  | 0 | A1A3 | 30.2196 | 2.5114e-05 | 1.5369 | 1.0259 | 0.084955 | 0.0069923 | 458.529 | 89.51 | 0.96597
| Civic Offices | Services pipework 22mm copper pipe (water supply) | 1700974 | 8403241 | 5.2 | Services equipment | Proxy for copper piping 22mm diameter | Construction | 4.2614 | Linear length Calculation | 45 | 44 | 1 | FALSE | 1 | FALSE |  | 1.03 | 4.2614 | 8.5227 | 5113 | Cladding sheet (plain), copper |  | 0 | A4 | 0.085996 | 1.5451e-08 | 0.00028158 | 7.6106e-05 | 4.8037e-05 | 2.9991e-07 | 1.2819 | 0.19574 | 0.00035388
| Civic Offices | Services pipework 22mm copper pipe (water supply) | 1700974 | 8403241 | 5.2 | Services equipment | Proxy for copper piping 22mm diameter | Construction | 4.2614 | Linear length Calculation | 45 | 44 | 1 | FALSE | 1 | FALSE |  | 1.03 | 4.2614 | 8.5227 | 5113 | Cladding sheet (plain), copper |  | 0 | A5 | 6.6452e-05 | 1.7401e-11 | 4.6469e-07 | 1.527e-07 | 7.711e-08 | 9.374e-11 | 0.0016291 | 0.019176 | 0
| Civic Offices | Services pipework 22mm copper pipe (water supply) | 1700974 | 8403241 | 5.2 | Services equipment | Proxy for copper piping 22mm diameter | Construction | 4.2614 | Linear length Calculation | 45 | 44 | 1 | FALSE | 1 | FALSE |  | 1.03 | 4.2614 | 8.5227 | 5113 | Cladding sheet (plain), copper |  | 0 | D2 | 0 | 0 | 0 | 0 | 0 | 0 | 0 | 0 | 0
| Civic Offices | Services pipework 22mm copper pipe (water supply) | 1700974 | 8403241 | 5.2 | Services equipment | Proxy for copper piping 22mm diameter | Construction | 4.2614 | Linear length Calculation | 45 | 44 | 1 | FALSE | 1 | FALSE |  | 1.03 | 4.2614 | 8.5227 | 5113 | Cladding sheet (plain), copper |  | 0 | D3 | 0 | 0 | 0 | 0 | 0 | 0 | 0 | 0 | 0
| Civic Offices | Services pipework 22mm copper pipe (water supply) | 1700974 | 8403241 | 5.2 | Services equipment | Proxy for copper piping 22mm diameter | Construction | 4.2614 | Linear length Calculation | 45 | 44 | 1 | FALSE | 1 | FALSE |  | 1.03 | 4.2614 | 8.5227 | 5113 | Cladding sheet (plain), copper |  | 0 | D4 | 0 | 0 | 0 | 0 | 0 | 0 | 0 | 0 | 0
| Civic Offices | Services pipework 22mm copper pipe (water supply) | 1700974 | 8403241 | 5.2 | Services equipment | Proxy for copper piping 22mm diameter | Construction | 4.2614 | Linear length Calculation | 45 | 44 | 1 | FALSE | 1 | FALSE |  | 1.03 | 4.2614 | 8.5227 | 5113 | Cladding sheet (plain), copper |  | 60 | C2 | 0 | 0 | 0 | 0 | 0 | 0 | 0 | 0 | 0
| Civic Offices | Services pipework 22mm copper pipe (water supply) | 1700974 | 8403241 | 5.2 | Services equipment | Proxy for copper piping 22mm diameter | Construction | 4.2614 | Linear length Calculation | 45 | 44 | 1 | FALSE | 1 | FALSE |  | 1.03 | 4.2614 | 8.5227 | 5113 | Cladding sheet (plain), copper |  | 60 | C4 | 0.0022151 | 5.8002e-10 | 1.549e-05 | 5.0898e-06 | 2.5703e-06 | 3.1247e-09 | 0.054303 | 0.6392 | 0.00011109
| Civic Offices | Services pipework 22mm copper pipe (water supply) | 1700974 | 8403241 | 5.2 | Services equipment | Proxy for copper piping 22mm diameter | Construction | 4.2614 | Linear length Calculation | 45 | 44 | 1 | FALSE | 1 | FALSE |  | 1.03 | 4.2614 | 8.5227 | 5113 | Cladding sheet (plain), copper |  | 60 | D2 | 0 | 0 | 0 | 0 | 0 | 0 | 0 | 0 | 0
| Civic Offices | Services pipework 22mm copper pipe (water supply) | 1700974 | 8403241 | 5.2 | Services equipment | Proxy for copper piping 22mm diameter | Construction | 4.2614 | Linear length Calculation | 45 | 44 | 1 | FALSE | 1 | FALSE |  | 1.03 | 4.2614 | 8.5227 | 5113 | Cladding sheet (plain), copper |  | 60 | D3 | 0 | 0 | 0 | 0 | 0 | 0 | 0 | 0 | 0
| Civic Offices | Services pipework 22mm copper pipe (water supply) | 1700974 | 8403241 | 5.2 | Services equipment | Proxy for copper piping 22mm diameter | Construction | 4.2614 | Linear length Calculation | 45 | 44 | 1 | FALSE | 1 | FALSE |  | 1.03 | 4.2614 | 8.5227 | 5113 | Cladding sheet (plain), copper |  | 60 | D4 | 0 | 0 | 0 | 0 | 0 | 0 | 0 | 0 | 0
| Civic Offices | Services pipework 22mm copper pipe (water supply) | 1700974 | 8403241 | 5.2 | Services equipment | Proxy for copper piping 22mm diameter | Construction | 4.2614 | Linear length Calculation | 45 | 44 | 1 | FALSE | 1 | FALSE |  | 1.03 | 4.2614 | 8.5227 | 5113 | Cladding sheet (plain), copper |  | 45 | B4B5 | 30.3078 | 2.513e-05 | 1.5372 | 1.026 | 0.085006 | 0.0069926 | 459.8668 | 90.3642 | 0.96632
| Civic Offices | Services pipework 22mm copper pipe (water supply) | 1700974 | 8403241 | 5.2 | Services equipment | Proxy for copper piping 22mm diameter | Construction | 4.2614 | Linear length Calculation | 45 | 44 | 1 | FALSE | 1 | FALSE |  | 1.03 | 4.2614 | 8.5227 | 5113 | Cladding sheet (plain), copper |  | 45 | D2 | 0 | 0 | 0 | 0 | 0 | 0 | 0 | 0 | 0
| Civic Offices | Services pipework 22mm copper pipe (water supply) | 1700974 | 8403241 | 5.2 | Services equipment | Proxy for copper piping 22mm diameter | Construction | 4.2614 | Linear length Calculation | 45 | 44 | 1 | FALSE | 1 | FALSE |  | 1.03 | 4.2614 | 8.5227 | 5113 | Cladding sheet (plain), copper |  | 45 | D3 | 0 | 0 | 0 | 0 | 0 | 0 | 0 | 0 | 0
| Civic Offices | Services pipework 22mm copper pipe (water supply) | 1700974 | 8403241 | 5.2 | Services equipment | Proxy for copper piping 22mm diameter | Construction | 4.2614 | Linear length Calculation | 45 | 44 | 1 | FALSE | 1 | FALSE |  | 1.03 | 4.2614 | 8.5227 | 5113 | Cladding sheet (plain), copper |  | 45 | D4 | 0 | 0 | 0 | 0 | 0 | 0 | 0 | 0 | 0
| Civic Offices | Services pipework PVC waste 94mm | 1700975 | 8403243 | 5.2 | Services equipment | Proxy for PVC water pipe | Construction | 8.8593 | Linear length Calculation | 30 | 44 | 1 | FALSE | 1 | FALSE |  | 1.01 | 8.8593 | 17.7186 | 5379 | Window frame, PVC |  | 0 | A1A3 | 24.4307 | 9.5951e-07 | 0.15279 | 0.047127 | 0.026365 | 0.0016107 | 459.4079 | 59.8874 | 0.25264
| Civic Offices | Services pipework PVC waste 94mm | 1700975 | 8403243 | 5.2 | Services equipment | Proxy for PVC water pipe | Construction | 8.8593 | Linear length Calculation | 30 | 44 | 1 | FALSE | 1 | FALSE |  | 1.01 | 8.8593 | 17.7186 | 5379 | Window frame, PVC |  | 0 | A4 | 0.16953 | 3.0461e-08 | 0.00055511 | 0.00015004 | 9.4701e-05 | 5.9124e-07 | 2.5272 | 0.38588 | 0.00069765
| Civic Offices | Services pipework PVC waste 94mm | 1700975 | 8403243 | 5.2 | Services equipment | Proxy for PVC water pipe | Construction | 8.8593 | Linear length Calculation | 30 | 44 | 1 | FALSE | 1 | FALSE |  | 1.01 | 8.8593 | 17.7186 | 5379 | Window frame, PVC |  | 0 | A5 | 0.0017017 | 7.2944e-11 | 5.4213e-06 | 0.00010063 | 5.9277e-07 | 3.9784e-10 | 0.0067661 | 0.013289 | 0
| Civic Offices | Services pipework PVC waste 94mm | 1700975 | 8403243 | 5.2 | Services equipment | Proxy for PVC water pipe | Construction | 8.8593 | Linear length Calculation | 30 | 44 | 1 | FALSE | 1 | FALSE |  | 1.01 | 8.8593 | 17.7186 | 5379 | Window frame, PVC |  | 0 | D2 | 0 | 0 | 0 | 0 | 0 | 0 | 0 | 0 | 0
| Civic Offices | Services pipework PVC waste 94mm | 1700975 | 8403243 | 5.2 | Services equipment | Proxy for PVC water pipe | Construction | 8.8593 | Linear length Calculation | 30 | 44 | 1 | FALSE | 1 | FALSE |  | 1.01 | 8.8593 | 17.7186 | 5379 | Window frame, PVC |  | 0 | D3 | 0 | 0 | 0 | 0 | 0 | 0 | 0 | 0 | 0
| Civic Offices | Services pipework PVC waste 94mm | 1700975 | 8403243 | 5.2 | Services equipment | Proxy for PVC water pipe | Construction | 8.8593 | Linear length Calculation | 30 | 44 | 1 | FALSE | 1 | FALSE |  | 1.01 | 8.8593 | 17.7186 | 5379 | Window frame, PVC |  | 0 | D4 | 0 | 0 | 0 | 0 | 0 | 0 | 0 | 0 | 0
| Civic Offices | Services pipework PVC waste 94mm | 1700975 | 8403243 | 5.2 | Services equipment | Proxy for PVC water pipe | Construction | 8.8593 | Linear length Calculation | 30 | 44 | 1 | FALSE | 1 | FALSE |  | 1.01 | 8.8593 | 17.7186 | 5379 | Window frame, PVC |  | 60 | C2 | 0 | 0 | 0 | 0 | 0 | 0 | 0 | 0 | 0
| Civic Offices | Services pipework PVC waste 94mm | 1700975 | 8403243 | 5.2 | Services equipment | Proxy for PVC water pipe | Construction | 8.8593 | Linear length Calculation | 30 | 44 | 1 | FALSE | 1 | FALSE |  | 1.01 | 8.8593 | 17.7186 | 5379 | Window frame, PVC |  | 60 | C4 | 0.17017 | 7.2944e-09 | 0.00054213 | 0.010063 | 5.9277e-05 | 3.9784e-08 | 0.67661 | 1.3289 | 0.0041542
| Civic Offices | Services pipework PVC waste 94mm | 1700975 | 8403243 | 5.2 | Services equipment | Proxy for PVC water pipe | Construction | 8.8593 | Linear length Calculation | 30 | 44 | 1 | FALSE | 1 | FALSE |  | 1.01 | 8.8593 | 17.7186 | 5379 | Window frame, PVC |  | 60 | D2 | 0 | 0 | 0 | 0 | 0 | 0 | 0 | 0 | 0
| Civic Offices | Services pipework PVC waste 94mm | 1700975 | 8403243 | 5.2 | Services equipment | Proxy for PVC water pipe | Construction | 8.8593 | Linear length Calculation | 30 | 44 | 1 | FALSE | 1 | FALSE |  | 1.01 | 8.8593 | 17.7186 | 5379 | Window frame, PVC |  | 60 | D3 | 0 | 0 | 0 | 0 | 0 | 0 | 0 | 0 | 0
| Civic Offices | Services pipework PVC waste 94mm | 1700975 | 8403243 | 5.2 | Services equipment | Proxy for PVC water pipe | Construction | 8.8593 | Linear length Calculation | 30 | 44 | 1 | FALSE | 1 | FALSE |  | 1.01 | 8.8593 | 17.7186 | 5379 | Window frame, PVC |  | 60 | D4 | 0 | 0 | 0 | 0 | 0 | 0 | 0 | 0 | 0
| Civic Offices | Services pipework PVC waste 94mm | 1700975 | 8403243 | 5.2 | Services equipment | Proxy for PVC water pipe | Construction | 8.8593 | Linear length Calculation | 30 | 44 | 1 | FALSE | 1 | FALSE |  | 1.01 | 8.8593 | 17.7186 | 5379 | Window frame, PVC |  | 30 | B4B5 | 24.7721 | 9.9734e-07 | 0.1539 | 0.057441 | 0.02652 | 0.0016113 | 462.6185 | 61.6155 | 0.25334
| Civic Offices | Services pipework PVC waste 94mm | 1700975 | 8403243 | 5.2 | Services equipment | Proxy for PVC water pipe | Construction | 8.8593 | Linear length Calculation | 30 | 44 | 1 | FALSE | 1 | FALSE |  | 1.01 | 8.8593 | 17.7186 | 5379 | Window frame, PVC |  | 30 | D2 | 0 | 0 | 0 | 0 | 0 | 0 | 0 | 0 | 0
| Civic Offices | Services pipework PVC waste 94mm | 1700975 | 8403243 | 5.2 | Services equipment | Proxy for PVC water pipe | Construction | 8.8593 | Linear length Calculation | 30 | 44 | 1 | FALSE | 1 | FALSE |  | 1.01 | 8.8593 | 17.7186 | 5379 | Window frame, PVC |  | 30 | D3 | 0 | 0 | 0 | 0 | 0 | 0 | 0 | 0 | 0
| Civic Offices | Services pipework PVC waste 94mm | 1700975 | 8403243 | 5.2 | Services equipment | Proxy for PVC water pipe | Construction | 8.8593 | Linear length Calculation | 30 | 44 | 1 | FALSE | 1 | FALSE |  | 1.01 | 8.8593 | 17.7186 | 5379 | Window frame, PVC |  | 30 | D4 | 0 | 0 | 0 | 0 | 0 | 0 | 0 | 0 | 0
| Civic Offices | Mixer Tap | 1700977 | 8403245 | 5.2 | Services equipment | shower head | Construction | 4.8 | kg | 15 | 44 | 1 | FALSE | 1 | FALSE |  | 1.05 | 4.8 | 19.2 | 5443 | Cladding sheet (profiled, double skin), stainless steel |  | 0 | A1A3 | 24.0315 | 1.2112e-06 | 0.14605 | 0.043011 | 0.016978 | 0.00075436 | 312.6305 | 29.678 | 0.73636
| Civic Offices | Mixer Tap | 1700977 | 8403245 | 5.2 | Services equipment | shower head | Construction | 4.8 | kg | 15 | 44 | 1 | FALSE | 1 | FALSE |  | 1.05 | 4.8 | 19.2 | 5443 | Cladding sheet (profiled, double skin), stainless steel |  | 0 | A4 | 0.20919 | 2.8947e-08 | 0.00099462 | 0.00018469 | 0.00013131 | 4.6587e-07 | 3.0607 | 0.88888 | 0.00085017
| Civic Offices | Mixer Tap | 1700977 | 8403245 | 5.2 | Services equipment | shower head | Construction | 4.8 | kg | 15 | 44 | 1 | FALSE | 1 | FALSE |  | 1.05 | 4.8 | 19.2 | 5443 | Cladding sheet (profiled, double skin), stainless steel |  | 0 | A5 | 0.00012475 | 3.2667e-11 | 8.7238e-07 | 2.8666e-07 | 1.4476e-07 | 1.7598e-10 | 0.0030583 | 0.036 | 0
| Civic Offices | Mixer Tap | 1700977 | 8403245 | 5.2 | Services equipment | shower head | Construction | 4.8 | kg | 15 | 44 | 1 | FALSE | 1 | FALSE |  | 1.05 | 4.8 | 19.2 | 5443 | Cladding sheet (profiled, double skin), stainless steel |  | 0 | D2 | 0 | 0 | 0 | 0 | 0 | 0 | 0 | 0 | 0
| Civic Offices | Mixer Tap | 1700977 | 8403245 | 5.2 | Services equipment | shower head | Construction | 4.8 | kg | 15 | 44 | 1 | FALSE | 1 | FALSE |  | 1.05 | 4.8 | 19.2 | 5443 | Cladding sheet (profiled, double skin), stainless steel |  | 0 | D3 | 0 | 0 | 0 | 0 | 0 | 0 | 0 | 0 | 0
| Civic Offices | Mixer Tap | 1700977 | 8403245 | 5.2 | Services equipment | shower head | Construction | 4.8 | kg | 15 | 44 | 1 | FALSE | 1 | FALSE |  | 1.05 | 4.8 | 19.2 | 5443 | Cladding sheet (profiled, double skin), stainless steel |  | 0 | D4 | 0 | 0 | 0 | 0 | 0 | 0 | 0 | 0 | 0
| Civic Offices | Mixer Tap | 1700977 | 8403245 | 5.2 | Services equipment | shower head | Construction | 4.8 | kg | 15 | 44 | 1 | FALSE | 1 | FALSE |  | 1.05 | 4.8 | 19.2 | 5443 | Cladding sheet (profiled, double skin), stainless steel |  | 60 | C2 | 0 | 0 | 0 | 0 | 0 | 0 | 0 | 0 | 0
| Civic Offices | Mixer Tap | 1700977 | 8403245 | 5.2 | Services equipment | shower head | Construction | 4.8 | kg | 15 | 44 | 1 | FALSE | 1 | FALSE |  | 1.05 | 4.8 | 19.2 | 5443 | Cladding sheet (profiled, double skin), stainless steel |  | 60 | C4 | 0.002495 | 6.5334e-10 | 1.7448e-05 | 5.7332e-06 | 2.8952e-06 | 3.5196e-09 | 0.061167 | 0.72 | 0.00012513
| Civic Offices | Mixer Tap | 1700977 | 8403245 | 5.2 | Services equipment | shower head | Construction | 4.8 | kg | 15 | 44 | 1 | FALSE | 1 | FALSE |  | 1.05 | 4.8 | 19.2 | 5443 | Cladding sheet (profiled, double skin), stainless steel |  | 60 | D2 | 0 | 0 | 0 | 0 | 0 | 0 | 0 | 0 | 0
| Civic Offices | Mixer Tap | 1700977 | 8403245 | 5.2 | Services equipment | shower head | Construction | 4.8 | kg | 15 | 44 | 1 | FALSE | 1 | FALSE |  | 1.05 | 4.8 | 19.2 | 5443 | Cladding sheet (profiled, double skin), stainless steel |  | 60 | D3 | 0 | 0 | 0 | 0 | 0 | 0 | 0 | 0 | 0
| Civic Offices | Mixer Tap | 1700977 | 8403245 | 5.2 | Services equipment | shower head | Construction | 4.8 | kg | 15 | 44 | 1 | FALSE | 1 | FALSE |  | 1.05 | 4.8 | 19.2 | 5443 | Cladding sheet (profiled, double skin), stainless steel |  | 60 | D4 | 0 | 0 | 0 | 0 | 0 | 0 | 0 | 0 | 0
| Civic Offices | Mixer Tap | 1700977 | 8403245 | 5.2 | Services equipment | shower head | Construction | 4.8 | kg | 15 | 44 | 1 | FALSE | 1 | FALSE |  | 1.05 | 4.8 | 19.2 | 5443 | Cladding sheet (profiled, double skin), stainless steel |  | 15 | B4B5 | 24.2433 | 1.2408e-06 | 0.14706 | 0.043202 | 0.017112 | 0.00075482 | 315.7555 | 31.3229 | 0.73721
| Civic Offices | Mixer Tap | 1700977 | 8403245 | 5.2 | Services equipment | shower head | Construction | 4.8 | kg | 15 | 44 | 1 | FALSE | 1 | FALSE |  | 1.05 | 4.8 | 19.2 | 5443 | Cladding sheet (profiled, double skin), stainless steel |  | 15 | D2 | 0 | 0 | 0 | 0 | 0 | 0 | 0 | 0 | 0
| Civic Offices | Mixer Tap | 1700977 | 8403245 | 5.2 | Services equipment | shower head | Construction | 4.8 | kg | 15 | 44 | 1 | FALSE | 1 | FALSE |  | 1.05 | 4.8 | 19.2 | 5443 | Cladding sheet (profiled, double skin), stainless steel |  | 15 | D3 | 0 | 0 | 0 | 0 | 0 | 0 | 0 | 0 | 0
| Civic Offices | Mixer Tap | 1700977 | 8403245 | 5.2 | Services equipment | shower head | Construction | 4.8 | kg | 15 | 44 | 1 | FALSE | 1 | FALSE |  | 1.05 | 4.8 | 19.2 | 5443 | Cladding sheet (profiled, double skin), stainless steel |  | 15 | D4 | 0 | 0 | 0 | 0 | 0 | 0 | 0 | 0 | 0
| Civic Offices | Mixer Tap | 1700977 | 8403245 | 5.2 | Services equipment | shower head | Construction | 4.8 | kg | 15 | 44 | 1 | FALSE | 1 | FALSE |  | 1.05 | 4.8 | 19.2 | 5443 | Cladding sheet (profiled, double skin), stainless steel |  | 30 | B4B5 | 24.2433 | 1.2408e-06 | 0.14706 | 0.043202 | 0.017112 | 0.00075482 | 315.7555 | 31.3229 | 0.73721
| Civic Offices | Mixer Tap | 1700977 | 8403245 | 5.2 | Services equipment | shower head | Construction | 4.8 | kg | 15 | 44 | 1 | FALSE | 1 | FALSE |  | 1.05 | 4.8 | 19.2 | 5443 | Cladding sheet (profiled, double skin), stainless steel |  | 30 | D2 | 0 | 0 | 0 | 0 | 0 | 0 | 0 | 0 | 0
| Civic Offices | Mixer Tap | 1700977 | 8403245 | 5.2 | Services equipment | shower head | Construction | 4.8 | kg | 15 | 44 | 1 | FALSE | 1 | FALSE |  | 1.05 | 4.8 | 19.2 | 5443 | Cladding sheet (profiled, double skin), stainless steel |  | 30 | D3 | 0 | 0 | 0 | 0 | 0 | 0 | 0 | 0 | 0
| Civic Offices | Mixer Tap | 1700977 | 8403245 | 5.2 | Services equipment | shower head | Construction | 4.8 | kg | 15 | 44 | 1 | FALSE | 1 | FALSE |  | 1.05 | 4.8 | 19.2 | 5443 | Cladding sheet (profiled, double skin), stainless steel |  | 30 | D4 | 0 | 0 | 0 | 0 | 0 | 0 | 0 | 0 | 0
| Civic Offices | Mixer Tap | 1700977 | 8403245 | 5.2 | Services equipment | shower head | Construction | 4.8 | kg | 15 | 44 | 1 | FALSE | 1 | FALSE |  | 1.05 | 4.8 | 19.2 | 5443 | Cladding sheet (profiled, double skin), stainless steel |  | 45 | B4B5 | 24.2433 | 1.2408e-06 | 0.14706 | 0.043202 | 0.017112 | 0.00075482 | 315.7555 | 31.3229 | 0.73721
| Civic Offices | Mixer Tap | 1700977 | 8403245 | 5.2 | Services equipment | shower head | Construction | 4.8 | kg | 15 | 44 | 1 | FALSE | 1 | FALSE |  | 1.05 | 4.8 | 19.2 | 5443 | Cladding sheet (profiled, double skin), stainless steel |  | 45 | D2 | 0 | 0 | 0 | 0 | 0 | 0 | 0 | 0 | 0
| Civic Offices | Mixer Tap | 1700977 | 8403245 | 5.2 | Services equipment | shower head | Construction | 4.8 | kg | 15 | 44 | 1 | FALSE | 1 | FALSE |  | 1.05 | 4.8 | 19.2 | 5443 | Cladding sheet (profiled, double skin), stainless steel |  | 45 | D3 | 0 | 0 | 0 | 0 | 0 | 0 | 0 | 0 | 0
| Civic Offices | Mixer Tap | 1700977 | 8403245 | 5.2 | Services equipment | shower head | Construction | 4.8 | kg | 15 | 44 | 1 | FALSE | 1 | FALSE |  | 1.05 | 4.8 | 19.2 | 5443 | Cladding sheet (profiled, double skin), stainless steel |  | 45 | D4 | 0 | 0 | 0 | 0 | 0 | 0 | 0 | 0 | 0
| Civic Offices | Services pipework 22mm copper pipe (water supply) | 1700979 | 8403247 | 5.2 | Services equipment | Proxy for copper piping 22mm diameter | Construction | 8.5227 | Linear length Calculation | 45 | 44 | 1 | FALSE | 1 | FALSE |  | 1.03 | 8.5227 | 17.0454 | 5113 | Cladding sheet (plain), copper |  | 0 | A1A3 | 60.4391 | 5.0228e-05 | 3.0738 | 2.0519 | 0.16991 | 0.013985 | 917.0579 | 179.0201 | 1.9319
| Civic Offices | Services pipework 22mm copper pipe (water supply) | 1700979 | 8403247 | 5.2 | Services equipment | Proxy for copper piping 22mm diameter | Construction | 8.5227 | Linear length Calculation | 45 | 44 | 1 | FALSE | 1 | FALSE |  | 1.03 | 8.5227 | 17.0454 | 5113 | Cladding sheet (plain), copper |  | 0 | A4 | 0.17199 | 3.0903e-08 | 0.00056316 | 0.00015221 | 9.6074e-05 | 5.9982e-07 | 2.5638 | 0.39148 | 0.00070777
| Civic Offices | Services pipework 22mm copper pipe (water supply) | 1700979 | 8403247 | 5.2 | Services equipment | Proxy for copper piping 22mm diameter | Construction | 8.5227 | Linear length Calculation | 45 | 44 | 1 | FALSE | 1 | FALSE |  | 1.03 | 8.5227 | 17.0454 | 5113 | Cladding sheet (plain), copper |  | 0 | A5 | 0.0001329 | 3.4801e-11 | 9.2938e-07 | 3.0539e-07 | 1.5422e-07 | 1.8748e-10 | 0.0032582 | 0.038352 | 0
| Civic Offices | Services pipework 22mm copper pipe (water supply) | 1700979 | 8403247 | 5.2 | Services equipment | Proxy for copper piping 22mm diameter | Construction | 8.5227 | Linear length Calculation | 45 | 44 | 1 | FALSE | 1 | FALSE |  | 1.03 | 8.5227 | 17.0454 | 5113 | Cladding sheet (plain), copper |  | 0 | D2 | 0 | 0 | 0 | 0 | 0 | 0 | 0 | 0 | 0
| Civic Offices | Services pipework 22mm copper pipe (water supply) | 1700979 | 8403247 | 5.2 | Services equipment | Proxy for copper piping 22mm diameter | Construction | 8.5227 | Linear length Calculation | 45 | 44 | 1 | FALSE | 1 | FALSE |  | 1.03 | 8.5227 | 17.0454 | 5113 | Cladding sheet (plain), copper |  | 0 | D3 | 0 | 0 | 0 | 0 | 0 | 0 | 0 | 0 | 0
| Civic Offices | Services pipework 22mm copper pipe (water supply) | 1700979 | 8403247 | 5.2 | Services equipment | Proxy for copper piping 22mm diameter | Construction | 8.5227 | Linear length Calculation | 45 | 44 | 1 | FALSE | 1 | FALSE |  | 1.03 | 8.5227 | 17.0454 | 5113 | Cladding sheet (plain), copper |  | 0 | D4 | 0 | 0 | 0 | 0 | 0 | 0 | 0 | 0 | 0
| Civic Offices | Services pipework 22mm copper pipe (water supply) | 1700979 | 8403247 | 5.2 | Services equipment | Proxy for copper piping 22mm diameter | Construction | 8.5227 | Linear length Calculation | 45 | 44 | 1 | FALSE | 1 | FALSE |  | 1.03 | 8.5227 | 17.0454 | 5113 | Cladding sheet (plain), copper |  | 60 | C2 | 0 | 0 | 0 | 0 | 0 | 0 | 0 | 0 | 0
| Civic Offices | Services pipework 22mm copper pipe (water supply) | 1700979 | 8403247 | 5.2 | Services equipment | Proxy for copper piping 22mm diameter | Construction | 8.5227 | Linear length Calculation | 45 | 44 | 1 | FALSE | 1 | FALSE |  | 1.03 | 8.5227 | 17.0454 | 5113 | Cladding sheet (plain), copper |  | 60 | C4 | 0.0044301 | 1.16e-09 | 3.0979e-05 | 1.018e-05 | 5.1407e-06 | 6.2493e-09 | 0.10861 | 1.2784 | 0.00022217
| Civic Offices | Services pipework 22mm copper pipe (water supply) | 1700979 | 8403247 | 5.2 | Services equipment | Proxy for copper piping 22mm diameter | Construction | 8.5227 | Linear length Calculation | 45 | 44 | 1 | FALSE | 1 | FALSE |  | 1.03 | 8.5227 | 17.0454 | 5113 | Cladding sheet (plain), copper |  | 60 | D2 | 0 | 0 | 0 | 0 | 0 | 0 | 0 | 0 | 0
| Civic Offices | Services pipework 22mm copper pipe (water supply) | 1700979 | 8403247 | 5.2 | Services equipment | Proxy for copper piping 22mm diameter | Construction | 8.5227 | Linear length Calculation | 45 | 44 | 1 | FALSE | 1 | FALSE |  | 1.03 | 8.5227 | 17.0454 | 5113 | Cladding sheet (plain), copper |  | 60 | D3 | 0 | 0 | 0 | 0 | 0 | 0 | 0 | 0 | 0
| Civic Offices | Services pipework 22mm copper pipe (water supply) | 1700979 | 8403247 | 5.2 | Services equipment | Proxy for copper piping 22mm diameter | Construction | 8.5227 | Linear length Calculation | 45 | 44 | 1 | FALSE | 1 | FALSE |  | 1.03 | 8.5227 | 17.0454 | 5113 | Cladding sheet (plain), copper |  | 60 | D4 | 0 | 0 | 0 | 0 | 0 | 0 | 0 | 0 | 0
| Civic Offices | Services pipework 22mm copper pipe (water supply) | 1700979 | 8403247 | 5.2 | Services equipment | Proxy for copper piping 22mm diameter | Construction | 8.5227 | Linear length Calculation | 45 | 44 | 1 | FALSE | 1 | FALSE |  | 1.03 | 8.5227 | 17.0454 | 5113 | Cladding sheet (plain), copper |  | 45 | B4B5 | 60.6157 | 5.026e-05 | 3.0744 | 2.052 | 0.17001 | 0.013985 | 919.7336 | 180.7283 | 1.9326
| Civic Offices | Services pipework 22mm copper pipe (water supply) | 1700979 | 8403247 | 5.2 | Services equipment | Proxy for copper piping 22mm diameter | Construction | 8.5227 | Linear length Calculation | 45 | 44 | 1 | FALSE | 1 | FALSE |  | 1.03 | 8.5227 | 17.0454 | 5113 | Cladding sheet (plain), copper |  | 45 | D2 | 0 | 0 | 0 | 0 | 0 | 0 | 0 | 0 | 0
| Civic Offices | Services pipework 22mm copper pipe (water supply) | 1700979 | 8403247 | 5.2 | Services equipment | Proxy for copper piping 22mm diameter | Construction | 8.5227 | Linear length Calculation | 45 | 44 | 1 | FALSE | 1 | FALSE |  | 1.03 | 8.5227 | 17.0454 | 5113 | Cladding sheet (plain), copper |  | 45 | D3 | 0 | 0 | 0 | 0 | 0 | 0 | 0 | 0 | 0
| Civic Offices | Services pipework 22mm copper pipe (water supply) | 1700979 | 8403247 | 5.2 | Services equipment | Proxy for copper piping 22mm diameter | Construction | 8.5227 | Linear length Calculation | 45 | 44 | 1 | FALSE | 1 | FALSE |  | 1.03 | 8.5227 | 17.0454 | 5113 | Cladding sheet (plain), copper |  | 45 | D4 | 0 | 0 | 0 | 0 | 0 | 0 | 0 | 0 | 0
| Civic Offices | Services pipework PVC waste 94mm | 1700980 | 8403249 | 5.2 | Services equipment | Proxy for PVC water pipe | Construction | 17.7186 | Linear length Calculation | 30 | 44 | 1 | FALSE | 1 | FALSE |  | 1.01 | 17.7186 | 35.4372 | 5379 | Window frame, PVC |  | 0 | A1A3 | 48.8614 | 1.919e-06 | 0.30559 | 0.094254 | 0.052731 | 0.0032214 | 918.8159 | 119.7748 | 0.50528
| Civic Offices | Services pipework PVC waste 94mm | 1700980 | 8403249 | 5.2 | Services equipment | Proxy for PVC water pipe | Construction | 17.7186 | Linear length Calculation | 30 | 44 | 1 | FALSE | 1 | FALSE |  | 1.01 | 17.7186 | 35.4372 | 5379 | Window frame, PVC |  | 0 | A4 | 0.33907 | 6.0922e-08 | 0.0011102 | 0.00030007 | 0.0001894 | 1.1825e-06 | 5.0543 | 0.77176 | 0.0013953
| Civic Offices | Services pipework PVC waste 94mm | 1700980 | 8403249 | 5.2 | Services equipment | Proxy for PVC water pipe | Construction | 17.7186 | Linear length Calculation | 30 | 44 | 1 | FALSE | 1 | FALSE |  | 1.01 | 17.7186 | 35.4372 | 5379 | Window frame, PVC |  | 0 | A5 | 0.0034034 | 1.4589e-10 | 1.0843e-05 | 0.00020127 | 1.1855e-06 | 7.9569e-10 | 0.013532 | 0.026578 | 0
| Civic Offices | Services pipework PVC waste 94mm | 1700980 | 8403249 | 5.2 | Services equipment | Proxy for PVC water pipe | Construction | 17.7186 | Linear length Calculation | 30 | 44 | 1 | FALSE | 1 | FALSE |  | 1.01 | 17.7186 | 35.4372 | 5379 | Window frame, PVC |  | 0 | D2 | 0 | 0 | 0 | 0 | 0 | 0 | 0 | 0 | 0
| Civic Offices | Services pipework PVC waste 94mm | 1700980 | 8403249 | 5.2 | Services equipment | Proxy for PVC water pipe | Construction | 17.7186 | Linear length Calculation | 30 | 44 | 1 | FALSE | 1 | FALSE |  | 1.01 | 17.7186 | 35.4372 | 5379 | Window frame, PVC |  | 0 | D3 | 0 | 0 | 0 | 0 | 0 | 0 | 0 | 0 | 0
| Civic Offices | Services pipework PVC waste 94mm | 1700980 | 8403249 | 5.2 | Services equipment | Proxy for PVC water pipe | Construction | 17.7186 | Linear length Calculation | 30 | 44 | 1 | FALSE | 1 | FALSE |  | 1.01 | 17.7186 | 35.4372 | 5379 | Window frame, PVC |  | 0 | D4 | 0 | 0 | 0 | 0 | 0 | 0 | 0 | 0 | 0
| Civic Offices | Services pipework PVC waste 94mm | 1700980 | 8403249 | 5.2 | Services equipment | Proxy for PVC water pipe | Construction | 17.7186 | Linear length Calculation | 30 | 44 | 1 | FALSE | 1 | FALSE |  | 1.01 | 17.7186 | 35.4372 | 5379 | Window frame, PVC |  | 60 | C2 | 0 | 0 | 0 | 0 | 0 | 0 | 0 | 0 | 0
| Civic Offices | Services pipework PVC waste 94mm | 1700980 | 8403249 | 5.2 | Services equipment | Proxy for PVC water pipe | Construction | 17.7186 | Linear length Calculation | 30 | 44 | 1 | FALSE | 1 | FALSE |  | 1.01 | 17.7186 | 35.4372 | 5379 | Window frame, PVC |  | 60 | C4 | 0.34034 | 1.4589e-08 | 0.0010843 | 0.020127 | 0.00011855 | 7.9569e-08 | 1.3532 | 2.6578 | 0.0083083
| Civic Offices | Services pipework PVC waste 94mm | 1700980 | 8403249 | 5.2 | Services equipment | Proxy for PVC water pipe | Construction | 17.7186 | Linear length Calculation | 30 | 44 | 1 | FALSE | 1 | FALSE |  | 1.01 | 17.7186 | 35.4372 | 5379 | Window frame, PVC |  | 60 | D2 | 0 | 0 | 0 | 0 | 0 | 0 | 0 | 0 | 0
| Civic Offices | Services pipework PVC waste 94mm | 1700980 | 8403249 | 5.2 | Services equipment | Proxy for PVC water pipe | Construction | 17.7186 | Linear length Calculation | 30 | 44 | 1 | FALSE | 1 | FALSE |  | 1.01 | 17.7186 | 35.4372 | 5379 | Window frame, PVC |  | 60 | D3 | 0 | 0 | 0 | 0 | 0 | 0 | 0 | 0 | 0
| Civic Offices | Services pipework PVC waste 94mm | 1700980 | 8403249 | 5.2 | Services equipment | Proxy for PVC water pipe | Construction | 17.7186 | Linear length Calculation | 30 | 44 | 1 | FALSE | 1 | FALSE |  | 1.01 | 17.7186 | 35.4372 | 5379 | Window frame, PVC |  | 60 | D4 | 0 | 0 | 0 | 0 | 0 | 0 | 0 | 0 | 0
| Civic Offices | Services pipework PVC waste 94mm | 1700980 | 8403249 | 5.2 | Services equipment | Proxy for PVC water pipe | Construction | 17.7186 | Linear length Calculation | 30 | 44 | 1 | FALSE | 1 | FALSE |  | 1.01 | 17.7186 | 35.4372 | 5379 | Window frame, PVC |  | 30 | B4B5 | 49.5442 | 1.9947e-06 | 0.30779 | 0.11488 | 0.05304 | 0.0032226 | 925.2369 | 123.231 | 0.50667
| Civic Offices | Services pipework PVC waste 94mm | 1700980 | 8403249 | 5.2 | Services equipment | Proxy for PVC water pipe | Construction | 17.7186 | Linear length Calculation | 30 | 44 | 1 | FALSE | 1 | FALSE |  | 1.01 | 17.7186 | 35.4372 | 5379 | Window frame, PVC |  | 30 | D2 | 0 | 0 | 0 | 0 | 0 | 0 | 0 | 0 | 0
| Civic Offices | Services pipework PVC waste 94mm | 1700980 | 8403249 | 5.2 | Services equipment | Proxy for PVC water pipe | Construction | 17.7186 | Linear length Calculation | 30 | 44 | 1 | FALSE | 1 | FALSE |  | 1.01 | 17.7186 | 35.4372 | 5379 | Window frame, PVC |  | 30 | D3 | 0 | 0 | 0 | 0 | 0 | 0 | 0 | 0 | 0
| Civic Offices | Services pipework PVC waste 94mm | 1700980 | 8403249 | 5.2 | Services equipment | Proxy for PVC water pipe | Construction | 17.7186 | Linear length Calculation | 30 | 44 | 1 | FALSE | 1 | FALSE |  | 1.01 | 17.7186 | 35.4372 | 5379 | Window frame, PVC |  | 30 | D4 | 0 | 0 | 0 | 0 | 0 | 0 | 0 | 0 | 0
| Civic Offices | Services pipework 22mm copper pipe (water supply) | 1700982 | 8403251 | 5.2 | Services equipment | Proxy for copper piping 22mm diameter | Construction | 8.5227 | Linear length Calculation | 45 | 44 | 1 | FALSE | 1 | FALSE |  | 1.03 | 8.5227 | 17.0454 | 5113 | Cladding sheet (plain), copper |  | 0 | A1A3 | 60.4391 | 5.0228e-05 | 3.0738 | 2.0519 | 0.16991 | 0.013985 | 917.0579 | 179.0201 | 1.9319
| Civic Offices | Services pipework 22mm copper pipe (water supply) | 1700982 | 8403251 | 5.2 | Services equipment | Proxy for copper piping 22mm diameter | Construction | 8.5227 | Linear length Calculation | 45 | 44 | 1 | FALSE | 1 | FALSE |  | 1.03 | 8.5227 | 17.0454 | 5113 | Cladding sheet (plain), copper |  | 0 | A4 | 0.17199 | 3.0903e-08 | 0.00056316 | 0.00015221 | 9.6074e-05 | 5.9982e-07 | 2.5638 | 0.39148 | 0.00070777
| Civic Offices | Services pipework 22mm copper pipe (water supply) | 1700982 | 8403251 | 5.2 | Services equipment | Proxy for copper piping 22mm diameter | Construction | 8.5227 | Linear length Calculation | 45 | 44 | 1 | FALSE | 1 | FALSE |  | 1.03 | 8.5227 | 17.0454 | 5113 | Cladding sheet (plain), copper |  | 0 | A5 | 0.0001329 | 3.4801e-11 | 9.2938e-07 | 3.0539e-07 | 1.5422e-07 | 1.8748e-10 | 0.0032582 | 0.038352 | 0
| Civic Offices | Services pipework 22mm copper pipe (water supply) | 1700982 | 8403251 | 5.2 | Services equipment | Proxy for copper piping 22mm diameter | Construction | 8.5227 | Linear length Calculation | 45 | 44 | 1 | FALSE | 1 | FALSE |  | 1.03 | 8.5227 | 17.0454 | 5113 | Cladding sheet (plain), copper |  | 0 | D2 | 0 | 0 | 0 | 0 | 0 | 0 | 0 | 0 | 0
| Civic Offices | Services pipework 22mm copper pipe (water supply) | 1700982 | 8403251 | 5.2 | Services equipment | Proxy for copper piping 22mm diameter | Construction | 8.5227 | Linear length Calculation | 45 | 44 | 1 | FALSE | 1 | FALSE |  | 1.03 | 8.5227 | 17.0454 | 5113 | Cladding sheet (plain), copper |  | 0 | D3 | 0 | 0 | 0 | 0 | 0 | 0 | 0 | 0 | 0
| Civic Offices | Services pipework 22mm copper pipe (water supply) | 1700982 | 8403251 | 5.2 | Services equipment | Proxy for copper piping 22mm diameter | Construction | 8.5227 | Linear length Calculation | 45 | 44 | 1 | FALSE | 1 | FALSE |  | 1.03 | 8.5227 | 17.0454 | 5113 | Cladding sheet (plain), copper |  | 0 | D4 | 0 | 0 | 0 | 0 | 0 | 0 | 0 | 0 | 0
| Civic Offices | Services pipework 22mm copper pipe (water supply) | 1700982 | 8403251 | 5.2 | Services equipment | Proxy for copper piping 22mm diameter | Construction | 8.5227 | Linear length Calculation | 45 | 44 | 1 | FALSE | 1 | FALSE |  | 1.03 | 8.5227 | 17.0454 | 5113 | Cladding sheet (plain), copper |  | 60 | C2 | 0 | 0 | 0 | 0 | 0 | 0 | 0 | 0 | 0
| Civic Offices | Services pipework 22mm copper pipe (water supply) | 1700982 | 8403251 | 5.2 | Services equipment | Proxy for copper piping 22mm diameter | Construction | 8.5227 | Linear length Calculation | 45 | 44 | 1 | FALSE | 1 | FALSE |  | 1.03 | 8.5227 | 17.0454 | 5113 | Cladding sheet (plain), copper |  | 60 | C4 | 0.0044301 | 1.16e-09 | 3.0979e-05 | 1.018e-05 | 5.1407e-06 | 6.2493e-09 | 0.10861 | 1.2784 | 0.00022217
| Civic Offices | Services pipework 22mm copper pipe (water supply) | 1700982 | 8403251 | 5.2 | Services equipment | Proxy for copper piping 22mm diameter | Construction | 8.5227 | Linear length Calculation | 45 | 44 | 1 | FALSE | 1 | FALSE |  | 1.03 | 8.5227 | 17.0454 | 5113 | Cladding sheet (plain), copper |  | 60 | D2 | 0 | 0 | 0 | 0 | 0 | 0 | 0 | 0 | 0
| Civic Offices | Services pipework 22mm copper pipe (water supply) | 1700982 | 8403251 | 5.2 | Services equipment | Proxy for copper piping 22mm diameter | Construction | 8.5227 | Linear length Calculation | 45 | 44 | 1 | FALSE | 1 | FALSE |  | 1.03 | 8.5227 | 17.0454 | 5113 | Cladding sheet (plain), copper |  | 60 | D3 | 0 | 0 | 0 | 0 | 0 | 0 | 0 | 0 | 0
| Civic Offices | Services pipework 22mm copper pipe (water supply) | 1700982 | 8403251 | 5.2 | Services equipment | Proxy for copper piping 22mm diameter | Construction | 8.5227 | Linear length Calculation | 45 | 44 | 1 | FALSE | 1 | FALSE |  | 1.03 | 8.5227 | 17.0454 | 5113 | Cladding sheet (plain), copper |  | 60 | D4 | 0 | 0 | 0 | 0 | 0 | 0 | 0 | 0 | 0
| Civic Offices | Services pipework 22mm copper pipe (water supply) | 1700982 | 8403251 | 5.2 | Services equipment | Proxy for copper piping 22mm diameter | Construction | 8.5227 | Linear length Calculation | 45 | 44 | 1 | FALSE | 1 | FALSE |  | 1.03 | 8.5227 | 17.0454 | 5113 | Cladding sheet (plain), copper |  | 45 | B4B5 | 60.6157 | 5.026e-05 | 3.0744 | 2.052 | 0.17001 | 0.013985 | 919.7336 | 180.7283 | 1.9326
| Civic Offices | Services pipework 22mm copper pipe (water supply) | 1700982 | 8403251 | 5.2 | Services equipment | Proxy for copper piping 22mm diameter | Construction | 8.5227 | Linear length Calculation | 45 | 44 | 1 | FALSE | 1 | FALSE |  | 1.03 | 8.5227 | 17.0454 | 5113 | Cladding sheet (plain), copper |  | 45 | D2 | 0 | 0 | 0 | 0 | 0 | 0 | 0 | 0 | 0
| Civic Offices | Services pipework 22mm copper pipe (water supply) | 1700982 | 8403251 | 5.2 | Services equipment | Proxy for copper piping 22mm diameter | Construction | 8.5227 | Linear length Calculation | 45 | 44 | 1 | FALSE | 1 | FALSE |  | 1.03 | 8.5227 | 17.0454 | 5113 | Cladding sheet (plain), copper |  | 45 | D3 | 0 | 0 | 0 | 0 | 0 | 0 | 0 | 0 | 0
| Civic Offices | Services pipework 22mm copper pipe (water supply) | 1700982 | 8403251 | 5.2 | Services equipment | Proxy for copper piping 22mm diameter | Construction | 8.5227 | Linear length Calculation | 45 | 44 | 1 | FALSE | 1 | FALSE |  | 1.03 | 8.5227 | 17.0454 | 5113 | Cladding sheet (plain), copper |  | 45 | D4 | 0 | 0 | 0 | 0 | 0 | 0 | 0 | 0 | 0
| Civic Offices | Services pipework insulation (50mm) | 1700983 | 8403253 | 5.2 | Services equipment | pipe insulation 50mm thick | Construction | 7.245 | Area Calculation | 70 | 44 | 1 | FALSE | 1 | FALSE |  | 1.07 | 7.245 | 7.245 | 5349 | Insulation (flexible), polyurethane foam |  | 0 | A1A3 | 38.2528 | 3.2578e-07 | 0.16455 | 0.042904 | 0.024771 | 0.00023595 | 678.2363 | 11.3257 | 0.20618
| Civic Offices | Services pipework insulation (50mm) | 1700983 | 8403253 | 5.2 | Services equipment | pipe insulation 50mm thick | Construction | 7.245 | Area Calculation | 70 | 44 | 1 | FALSE | 1 | FALSE |  | 1.07 | 7.245 | 7.245 | 5349 | Insulation (flexible), polyurethane foam |  | 0 | A4 | 0.14855 | 2.669e-08 | 0.00048639 | 0.00013146 | 8.2978e-05 | 5.1805e-07 | 2.2143 | 0.33811 | 0.00061129
| Civic Offices | Services pipework insulation (50mm) | 1700983 | 8403253 | 5.2 | Services equipment | pipe insulation 50mm thick | Construction | 7.245 | Area Calculation | 70 | 44 | 1 | FALSE | 1 | FALSE |  | 1.07 | 7.245 | 7.245 | 5349 | Insulation (flexible), polyurethane foam |  | 0 | A5 | 0.043595 | 1.3773e-09 | 5.5044e-05 | 0.013879 | 1.3356e-05 | 8.9083e-09 | 0.15487 | 0.076073 | 0
| Civic Offices | Services pipework insulation (50mm) | 1700983 | 8403253 | 5.2 | Services equipment | pipe insulation 50mm thick | Construction | 7.245 | Area Calculation | 70 | 44 | 1 | FALSE | 1 | FALSE |  | 1.07 | 7.245 | 7.245 | 5349 | Insulation (flexible), polyurethane foam |  | 0 | D2 | 0 | 0 | 0 | 0 | 0 | 0 | 0 | 0 | 0
| Civic Offices | Services pipework insulation (50mm) | 1700983 | 8403253 | 5.2 | Services equipment | pipe insulation 50mm thick | Construction | 7.245 | Area Calculation | 70 | 44 | 1 | FALSE | 1 | FALSE |  | 1.07 | 7.245 | 7.245 | 5349 | Insulation (flexible), polyurethane foam |  | 0 | D3 | 0 | 0 | 0 | 0 | 0 | 0 | 0 | 0 | 0
| Civic Offices | Services pipework insulation (50mm) | 1700983 | 8403253 | 5.2 | Services equipment | pipe insulation 50mm thick | Construction | 7.245 | Area Calculation | 70 | 44 | 1 | FALSE | 1 | FALSE |  | 1.07 | 7.245 | 7.245 | 5349 | Insulation (flexible), polyurethane foam |  | 0 | D4 | 0 | 0 | 0 | 0 | 0 | 0 | 0 | 0 | 0
| Civic Offices | Services pipework insulation (50mm) | 1700983 | 8403253 | 5.2 | Services equipment | pipe insulation 50mm thick | Construction | 7.245 | Area Calculation | 70 | 44 | 1 | FALSE | 1 | FALSE |  | 1.07 | 7.245 | 7.245 | 5349 | Insulation (flexible), polyurethane foam |  | 60 | C2 | 0 | 0 | 0 | 0 | 0 | 0 | 0 | 0 | 0
| Civic Offices | Services pipework insulation (50mm) | 1700983 | 8403253 | 5.2 | Services equipment | pipe insulation 50mm thick | Construction | 7.245 | Area Calculation | 70 | 44 | 1 | FALSE | 1 | FALSE |  | 1.07 | 7.245 | 7.245 | 5349 | Insulation (flexible), polyurethane foam |  | 60 | C4 | 0.62279 | 1.9676e-08 | 0.00078634 | 0.19827 | 0.0001908 | 1.2726e-07 | 2.2124 | 1.0868 | 0.053094
| Civic Offices | Services pipework insulation (50mm) | 1700983 | 8403253 | 5.2 | Services equipment | pipe insulation 50mm thick | Construction | 7.245 | Area Calculation | 70 | 44 | 1 | FALSE | 1 | FALSE |  | 1.07 | 7.245 | 7.245 | 5349 | Insulation (flexible), polyurethane foam |  | 60 | D2 | 0 | 0 | 0 | 0 | 0 | 0 | 0 | 0 | 0
| Civic Offices | Services pipework insulation (50mm) | 1700983 | 8403253 | 5.2 | Services equipment | pipe insulation 50mm thick | Construction | 7.245 | Area Calculation | 70 | 44 | 1 | FALSE | 1 | FALSE |  | 1.07 | 7.245 | 7.245 | 5349 | Insulation (flexible), polyurethane foam |  | 60 | D3 | 0 | 0 | 0 | 0 | 0 | 0 | 0 | 0 | 0
| Civic Offices | Services pipework insulation (50mm) | 1700983 | 8403253 | 5.2 | Services equipment | pipe insulation 50mm thick | Construction | 7.245 | Area Calculation | 70 | 44 | 1 | FALSE | 1 | FALSE |  | 1.07 | 7.245 | 7.245 | 5349 | Insulation (flexible), polyurethane foam |  | 60 | D4 | 0 | 0 | 0 | 0 | 0 | 0 | 0 | 0 | 0
| Civic Offices | Mixer Tap | 1700985 | 8403255 | 5.2 | Services equipment | shower head | Construction | 1.2 | kg | 15 | 44 | 1 | FALSE | 1 | FALSE |  | 1.05 | 1.2 | 4.8 | 5443 | Cladding sheet (profiled, double skin), stainless steel |  | 0 | A1A3 | 6.0079 | 3.0279e-07 | 0.036512 | 0.010753 | 0.0042445 | 0.00018859 | 78.1576 | 7.4195 | 0.18409
| Civic Offices | Mixer Tap | 1700985 | 8403255 | 5.2 | Services equipment | shower head | Construction | 1.2 | kg | 15 | 44 | 1 | FALSE | 1 | FALSE |  | 1.05 | 1.2 | 4.8 | 5443 | Cladding sheet (profiled, double skin), stainless steel |  | 0 | A4 | 0.052298 | 7.2368e-09 | 0.00024866 | 4.6173e-05 | 3.2826e-05 | 1.1647e-07 | 0.76519 | 0.22222 | 0.00021254
| Civic Offices | Mixer Tap | 1700985 | 8403255 | 5.2 | Services equipment | shower head | Construction | 1.2 | kg | 15 | 44 | 1 | FALSE | 1 | FALSE |  | 1.05 | 1.2 | 4.8 | 5443 | Cladding sheet (profiled, double skin), stainless steel |  | 0 | A5 | 3.1188e-05 | 8.1667e-12 | 2.1809e-07 | 7.1665e-08 | 3.619e-08 | 4.3995e-11 | 0.00076459 | 0.009 | 0
| Civic Offices | Mixer Tap | 1700985 | 8403255 | 5.2 | Services equipment | shower head | Construction | 1.2 | kg | 15 | 44 | 1 | FALSE | 1 | FALSE |  | 1.05 | 1.2 | 4.8 | 5443 | Cladding sheet (profiled, double skin), stainless steel |  | 0 | D2 | 0 | 0 | 0 | 0 | 0 | 0 | 0 | 0 | 0
| Civic Offices | Mixer Tap | 1700985 | 8403255 | 5.2 | Services equipment | shower head | Construction | 1.2 | kg | 15 | 44 | 1 | FALSE | 1 | FALSE |  | 1.05 | 1.2 | 4.8 | 5443 | Cladding sheet (profiled, double skin), stainless steel |  | 0 | D3 | 0 | 0 | 0 | 0 | 0 | 0 | 0 | 0 | 0
| Civic Offices | Mixer Tap | 1700985 | 8403255 | 5.2 | Services equipment | shower head | Construction | 1.2 | kg | 15 | 44 | 1 | FALSE | 1 | FALSE |  | 1.05 | 1.2 | 4.8 | 5443 | Cladding sheet (profiled, double skin), stainless steel |  | 0 | D4 | 0 | 0 | 0 | 0 | 0 | 0 | 0 | 0 | 0
| Civic Offices | Mixer Tap | 1700985 | 8403255 | 5.2 | Services equipment | shower head | Construction | 1.2 | kg | 15 | 44 | 1 | FALSE | 1 | FALSE |  | 1.05 | 1.2 | 4.8 | 5443 | Cladding sheet (profiled, double skin), stainless steel |  | 60 | C2 | 0 | 0 | 0 | 0 | 0 | 0 | 0 | 0 | 0
| Civic Offices | Mixer Tap | 1700985 | 8403255 | 5.2 | Services equipment | shower head | Construction | 1.2 | kg | 15 | 44 | 1 | FALSE | 1 | FALSE |  | 1.05 | 1.2 | 4.8 | 5443 | Cladding sheet (profiled, double skin), stainless steel |  | 60 | C4 | 0.00062376 | 1.6333e-10 | 4.3619e-06 | 1.4333e-06 | 7.2381e-07 | 8.7991e-10 | 0.015292 | 0.18 | 3.1282e-05
| Civic Offices | Mixer Tap | 1700985 | 8403255 | 5.2 | Services equipment | shower head | Construction | 1.2 | kg | 15 | 44 | 1 | FALSE | 1 | FALSE |  | 1.05 | 1.2 | 4.8 | 5443 | Cladding sheet (profiled, double skin), stainless steel |  | 60 | D2 | 0 | 0 | 0 | 0 | 0 | 0 | 0 | 0 | 0
| Civic Offices | Mixer Tap | 1700985 | 8403255 | 5.2 | Services equipment | shower head | Construction | 1.2 | kg | 15 | 44 | 1 | FALSE | 1 | FALSE |  | 1.05 | 1.2 | 4.8 | 5443 | Cladding sheet (profiled, double skin), stainless steel |  | 60 | D3 | 0 | 0 | 0 | 0 | 0 | 0 | 0 | 0 | 0
| Civic Offices | Mixer Tap | 1700985 | 8403255 | 5.2 | Services equipment | shower head | Construction | 1.2 | kg | 15 | 44 | 1 | FALSE | 1 | FALSE |  | 1.05 | 1.2 | 4.8 | 5443 | Cladding sheet (profiled, double skin), stainless steel |  | 60 | D4 | 0 | 0 | 0 | 0 | 0 | 0 | 0 | 0 | 0
| Civic Offices | Mixer Tap | 1700985 | 8403255 | 5.2 | Services equipment | shower head | Construction | 1.2 | kg | 15 | 44 | 1 | FALSE | 1 | FALSE |  | 1.05 | 1.2 | 4.8 | 5443 | Cladding sheet (profiled, double skin), stainless steel |  | 15 | B4B5 | 6.0608 | 3.102e-07 | 0.036765 | 0.0108 | 0.0042781 | 0.00018871 | 78.9389 | 7.8307 | 0.1843
| Civic Offices | Mixer Tap | 1700985 | 8403255 | 5.2 | Services equipment | shower head | Construction | 1.2 | kg | 15 | 44 | 1 | FALSE | 1 | FALSE |  | 1.05 | 1.2 | 4.8 | 5443 | Cladding sheet (profiled, double skin), stainless steel |  | 15 | D2 | 0 | 0 | 0 | 0 | 0 | 0 | 0 | 0 | 0
| Civic Offices | Mixer Tap | 1700985 | 8403255 | 5.2 | Services equipment | shower head | Construction | 1.2 | kg | 15 | 44 | 1 | FALSE | 1 | FALSE |  | 1.05 | 1.2 | 4.8 | 5443 | Cladding sheet (profiled, double skin), stainless steel |  | 15 | D3 | 0 | 0 | 0 | 0 | 0 | 0 | 0 | 0 | 0
| Civic Offices | Mixer Tap | 1700985 | 8403255 | 5.2 | Services equipment | shower head | Construction | 1.2 | kg | 15 | 44 | 1 | FALSE | 1 | FALSE |  | 1.05 | 1.2 | 4.8 | 5443 | Cladding sheet (profiled, double skin), stainless steel |  | 15 | D4 | 0 | 0 | 0 | 0 | 0 | 0 | 0 | 0 | 0
| Civic Offices | Mixer Tap | 1700985 | 8403255 | 5.2 | Services equipment | shower head | Construction | 1.2 | kg | 15 | 44 | 1 | FALSE | 1 | FALSE |  | 1.05 | 1.2 | 4.8 | 5443 | Cladding sheet (profiled, double skin), stainless steel |  | 30 | B4B5 | 6.0608 | 3.102e-07 | 0.036765 | 0.0108 | 0.0042781 | 0.00018871 | 78.9389 | 7.8307 | 0.1843
| Civic Offices | Mixer Tap | 1700985 | 8403255 | 5.2 | Services equipment | shower head | Construction | 1.2 | kg | 15 | 44 | 1 | FALSE | 1 | FALSE |  | 1.05 | 1.2 | 4.8 | 5443 | Cladding sheet (profiled, double skin), stainless steel |  | 30 | D2 | 0 | 0 | 0 | 0 | 0 | 0 | 0 | 0 | 0
| Civic Offices | Mixer Tap | 1700985 | 8403255 | 5.2 | Services equipment | shower head | Construction | 1.2 | kg | 15 | 44 | 1 | FALSE | 1 | FALSE |  | 1.05 | 1.2 | 4.8 | 5443 | Cladding sheet (profiled, double skin), stainless steel |  | 30 | D3 | 0 | 0 | 0 | 0 | 0 | 0 | 0 | 0 | 0
| Civic Offices | Mixer Tap | 1700985 | 8403255 | 5.2 | Services equipment | shower head | Construction | 1.2 | kg | 15 | 44 | 1 | FALSE | 1 | FALSE |  | 1.05 | 1.2 | 4.8 | 5443 | Cladding sheet (profiled, double skin), stainless steel |  | 30 | D4 | 0 | 0 | 0 | 0 | 0 | 0 | 0 | 0 | 0
| Civic Offices | Mixer Tap | 1700985 | 8403255 | 5.2 | Services equipment | shower head | Construction | 1.2 | kg | 15 | 44 | 1 | FALSE | 1 | FALSE |  | 1.05 | 1.2 | 4.8 | 5443 | Cladding sheet (profiled, double skin), stainless steel |  | 45 | B4B5 | 6.0608 | 3.102e-07 | 0.036765 | 0.0108 | 0.0042781 | 0.00018871 | 78.9389 | 7.8307 | 0.1843
| Civic Offices | Mixer Tap | 1700985 | 8403255 | 5.2 | Services equipment | shower head | Construction | 1.2 | kg | 15 | 44 | 1 | FALSE | 1 | FALSE |  | 1.05 | 1.2 | 4.8 | 5443 | Cladding sheet (profiled, double skin), stainless steel |  | 45 | D2 | 0 | 0 | 0 | 0 | 0 | 0 | 0 | 0 | 0
| Civic Offices | Mixer Tap | 1700985 | 8403255 | 5.2 | Services equipment | shower head | Construction | 1.2 | kg | 15 | 44 | 1 | FALSE | 1 | FALSE |  | 1.05 | 1.2 | 4.8 | 5443 | Cladding sheet (profiled, double skin), stainless steel |  | 45 | D3 | 0 | 0 | 0 | 0 | 0 | 0 | 0 | 0 | 0
| Civic Offices | Mixer Tap | 1700985 | 8403255 | 5.2 | Services equipment | shower head | Construction | 1.2 | kg | 15 | 44 | 1 | FALSE | 1 | FALSE |  | 1.05 | 1.2 | 4.8 | 5443 | Cladding sheet (profiled, double skin), stainless steel |  | 45 | D4 | 0 | 0 | 0 | 0 | 0 | 0 | 0 | 0 | 0
| Civic Offices | Services pipework 22mm copper pipe (water supply) | 1700987 | 8403257 | 5.2 | Services equipment | Proxy for copper piping 22mm diameter | Construction | 2.1307 | Linear length Calculation | 45 | 44 | 1 | FALSE | 1 | FALSE |  | 1.03 | 2.1307 | 4.2614 | 5113 | Cladding sheet (plain), copper |  | 0 | A1A3 | 15.1098 | 1.2557e-05 | 0.76846 | 0.51297 | 0.042477 | 0.0034961 | 229.2645 | 44.755 | 0.48298
| Civic Offices | Services pipework 22mm copper pipe (water supply) | 1700987 | 8403257 | 5.2 | Services equipment | Proxy for copper piping 22mm diameter | Construction | 2.1307 | Linear length Calculation | 45 | 44 | 1 | FALSE | 1 | FALSE |  | 1.03 | 2.1307 | 4.2614 | 5113 | Cladding sheet (plain), copper |  | 0 | A4 | 0.042998 | 7.7257e-09 | 0.00014079 | 3.8053e-05 | 2.4019e-05 | 1.4995e-07 | 0.64095 | 0.097869 | 0.00017694
| Civic Offices | Services pipework 22mm copper pipe (water supply) | 1700987 | 8403257 | 5.2 | Services equipment | Proxy for copper piping 22mm diameter | Construction | 2.1307 | Linear length Calculation | 45 | 44 | 1 | FALSE | 1 | FALSE |  | 1.03 | 2.1307 | 4.2614 | 5113 | Cladding sheet (plain), copper |  | 0 | A5 | 3.3226e-05 | 8.7003e-12 | 2.3234e-07 | 7.6348e-08 | 3.8555e-08 | 4.687e-11 | 0.00081454 | 0.0095881 | 0
| Civic Offices | Services pipework 22mm copper pipe (water supply) | 1700987 | 8403257 | 5.2 | Services equipment | Proxy for copper piping 22mm diameter | Construction | 2.1307 | Linear length Calculation | 45 | 44 | 1 | FALSE | 1 | FALSE |  | 1.03 | 2.1307 | 4.2614 | 5113 | Cladding sheet (plain), copper |  | 0 | D2 | 0 | 0 | 0 | 0 | 0 | 0 | 0 | 0 | 0
| Civic Offices | Services pipework 22mm copper pipe (water supply) | 1700987 | 8403257 | 5.2 | Services equipment | Proxy for copper piping 22mm diameter | Construction | 2.1307 | Linear length Calculation | 45 | 44 | 1 | FALSE | 1 | FALSE |  | 1.03 | 2.1307 | 4.2614 | 5113 | Cladding sheet (plain), copper |  | 0 | D3 | 0 | 0 | 0 | 0 | 0 | 0 | 0 | 0 | 0
| Civic Offices | Services pipework 22mm copper pipe (water supply) | 1700987 | 8403257 | 5.2 | Services equipment | Proxy for copper piping 22mm diameter | Construction | 2.1307 | Linear length Calculation | 45 | 44 | 1 | FALSE | 1 | FALSE |  | 1.03 | 2.1307 | 4.2614 | 5113 | Cladding sheet (plain), copper |  | 0 | D4 | 0 | 0 | 0 | 0 | 0 | 0 | 0 | 0 | 0
| Civic Offices | Services pipework 22mm copper pipe (water supply) | 1700987 | 8403257 | 5.2 | Services equipment | Proxy for copper piping 22mm diameter | Construction | 2.1307 | Linear length Calculation | 45 | 44 | 1 | FALSE | 1 | FALSE |  | 1.03 | 2.1307 | 4.2614 | 5113 | Cladding sheet (plain), copper |  | 60 | C2 | 0 | 0 | 0 | 0 | 0 | 0 | 0 | 0 | 0
| Civic Offices | Services pipework 22mm copper pipe (water supply) | 1700987 | 8403257 | 5.2 | Services equipment | Proxy for copper piping 22mm diameter | Construction | 2.1307 | Linear length Calculation | 45 | 44 | 1 | FALSE | 1 | FALSE |  | 1.03 | 2.1307 | 4.2614 | 5113 | Cladding sheet (plain), copper |  | 60 | C4 | 0.0011075 | 2.9001e-10 | 7.7448e-06 | 2.5449e-06 | 1.2852e-06 | 1.5623e-09 | 0.027151 | 0.3196 | 5.5543e-05
| Civic Offices | Services pipework 22mm copper pipe (water supply) | 1700987 | 8403257 | 5.2 | Services equipment | Proxy for copper piping 22mm diameter | Construction | 2.1307 | Linear length Calculation | 45 | 44 | 1 | FALSE | 1 | FALSE |  | 1.03 | 2.1307 | 4.2614 | 5113 | Cladding sheet (plain), copper |  | 60 | D2 | 0 | 0 | 0 | 0 | 0 | 0 | 0 | 0 | 0
| Civic Offices | Services pipework 22mm copper pipe (water supply) | 1700987 | 8403257 | 5.2 | Services equipment | Proxy for copper piping 22mm diameter | Construction | 2.1307 | Linear length Calculation | 45 | 44 | 1 | FALSE | 1 | FALSE |  | 1.03 | 2.1307 | 4.2614 | 5113 | Cladding sheet (plain), copper |  | 60 | D3 | 0 | 0 | 0 | 0 | 0 | 0 | 0 | 0 | 0
| Civic Offices | Services pipework 22mm copper pipe (water supply) | 1700987 | 8403257 | 5.2 | Services equipment | Proxy for copper piping 22mm diameter | Construction | 2.1307 | Linear length Calculation | 45 | 44 | 1 | FALSE | 1 | FALSE |  | 1.03 | 2.1307 | 4.2614 | 5113 | Cladding sheet (plain), copper |  | 60 | D4 | 0 | 0 | 0 | 0 | 0 | 0 | 0 | 0 | 0
| Civic Offices | Services pipework 22mm copper pipe (water supply) | 1700987 | 8403257 | 5.2 | Services equipment | Proxy for copper piping 22mm diameter | Construction | 2.1307 | Linear length Calculation | 45 | 44 | 1 | FALSE | 1 | FALSE |  | 1.03 | 2.1307 | 4.2614 | 5113 | Cladding sheet (plain), copper |  | 45 | B4B5 | 15.1539 | 1.2565e-05 | 0.76861 | 0.51301 | 0.042503 | 0.0034963 | 229.9334 | 45.1821 | 0.48316
| Civic Offices | Services pipework 22mm copper pipe (water supply) | 1700987 | 8403257 | 5.2 | Services equipment | Proxy for copper piping 22mm diameter | Construction | 2.1307 | Linear length Calculation | 45 | 44 | 1 | FALSE | 1 | FALSE |  | 1.03 | 2.1307 | 4.2614 | 5113 | Cladding sheet (plain), copper |  | 45 | D2 | 0 | 0 | 0 | 0 | 0 | 0 | 0 | 0 | 0
| Civic Offices | Services pipework 22mm copper pipe (water supply) | 1700987 | 8403257 | 5.2 | Services equipment | Proxy for copper piping 22mm diameter | Construction | 2.1307 | Linear length Calculation | 45 | 44 | 1 | FALSE | 1 | FALSE |  | 1.03 | 2.1307 | 4.2614 | 5113 | Cladding sheet (plain), copper |  | 45 | D3 | 0 | 0 | 0 | 0 | 0 | 0 | 0 | 0 | 0
| Civic Offices | Services pipework 22mm copper pipe (water supply) | 1700987 | 8403257 | 5.2 | Services equipment | Proxy for copper piping 22mm diameter | Construction | 2.1307 | Linear length Calculation | 45 | 44 | 1 | FALSE | 1 | FALSE |  | 1.03 | 2.1307 | 4.2614 | 5113 | Cladding sheet (plain), copper |  | 45 | D4 | 0 | 0 | 0 | 0 | 0 | 0 | 0 | 0 | 0
| Civic Offices | Services pipework PVC waste 94mm | 1700988 | 8403259 | 5.2 | Services equipment | Proxy for PVC water pipe | Construction | 4.4296 | Linear length Calculation | 30 | 44 | 1 | FALSE | 1 | FALSE |  | 1.01 | 4.4296 | 8.8593 | 5379 | Window frame, PVC |  | 0 | A1A3 | 12.2154 | 4.7976e-07 | 0.076396 | 0.023563 | 0.013183 | 0.00080534 | 229.704 | 29.9437 | 0.12632
| Civic Offices | Services pipework PVC waste 94mm | 1700988 | 8403259 | 5.2 | Services equipment | Proxy for PVC water pipe | Construction | 4.4296 | Linear length Calculation | 30 | 44 | 1 | FALSE | 1 | FALSE |  | 1.01 | 4.4296 | 8.8593 | 5379 | Window frame, PVC |  | 0 | A4 | 0.084766 | 1.523e-08 | 0.00027755 | 7.5018e-05 | 4.735e-05 | 2.9562e-07 | 1.2636 | 0.19294 | 0.00034883
| Civic Offices | Services pipework PVC waste 94mm | 1700988 | 8403259 | 5.2 | Services equipment | Proxy for PVC water pipe | Construction | 4.4296 | Linear length Calculation | 30 | 44 | 1 | FALSE | 1 | FALSE |  | 1.01 | 4.4296 | 8.8593 | 5379 | Window frame, PVC |  | 0 | A5 | 0.00085086 | 3.6472e-11 | 2.7107e-06 | 5.0317e-05 | 2.9638e-07 | 1.9892e-10 | 0.0033831 | 0.0066445 | 0
| Civic Offices | Services pipework PVC waste 94mm | 1700988 | 8403259 | 5.2 | Services equipment | Proxy for PVC water pipe | Construction | 4.4296 | Linear length Calculation | 30 | 44 | 1 | FALSE | 1 | FALSE |  | 1.01 | 4.4296 | 8.8593 | 5379 | Window frame, PVC |  | 0 | D2 | 0 | 0 | 0 | 0 | 0 | 0 | 0 | 0 | 0
| Civic Offices | Services pipework PVC waste 94mm | 1700988 | 8403259 | 5.2 | Services equipment | Proxy for PVC water pipe | Construction | 4.4296 | Linear length Calculation | 30 | 44 | 1 | FALSE | 1 | FALSE |  | 1.01 | 4.4296 | 8.8593 | 5379 | Window frame, PVC |  | 0 | D3 | 0 | 0 | 0 | 0 | 0 | 0 | 0 | 0 | 0
| Civic Offices | Services pipework PVC waste 94mm | 1700988 | 8403259 | 5.2 | Services equipment | Proxy for PVC water pipe | Construction | 4.4296 | Linear length Calculation | 30 | 44 | 1 | FALSE | 1 | FALSE |  | 1.01 | 4.4296 | 8.8593 | 5379 | Window frame, PVC |  | 0 | D4 | 0 | 0 | 0 | 0 | 0 | 0 | 0 | 0 | 0
| Civic Offices | Services pipework PVC waste 94mm | 1700988 | 8403259 | 5.2 | Services equipment | Proxy for PVC water pipe | Construction | 4.4296 | Linear length Calculation | 30 | 44 | 1 | FALSE | 1 | FALSE |  | 1.01 | 4.4296 | 8.8593 | 5379 | Window frame, PVC |  | 60 | C2 | 0 | 0 | 0 | 0 | 0 | 0 | 0 | 0 | 0
| Civic Offices | Services pipework PVC waste 94mm | 1700988 | 8403259 | 5.2 | Services equipment | Proxy for PVC water pipe | Construction | 4.4296 | Linear length Calculation | 30 | 44 | 1 | FALSE | 1 | FALSE |  | 1.01 | 4.4296 | 8.8593 | 5379 | Window frame, PVC |  | 60 | C4 | 0.085086 | 3.6472e-09 | 0.00027107 | 0.0050317 | 2.9638e-05 | 1.9892e-08 | 0.33831 | 0.66445 | 0.0020771
| Civic Offices | Services pipework PVC waste 94mm | 1700988 | 8403259 | 5.2 | Services equipment | Proxy for PVC water pipe | Construction | 4.4296 | Linear length Calculation | 30 | 44 | 1 | FALSE | 1 | FALSE |  | 1.01 | 4.4296 | 8.8593 | 5379 | Window frame, PVC |  | 60 | D2 | 0 | 0 | 0 | 0 | 0 | 0 | 0 | 0 | 0
| Civic Offices | Services pipework PVC waste 94mm | 1700988 | 8403259 | 5.2 | Services equipment | Proxy for PVC water pipe | Construction | 4.4296 | Linear length Calculation | 30 | 44 | 1 | FALSE | 1 | FALSE |  | 1.01 | 4.4296 | 8.8593 | 5379 | Window frame, PVC |  | 60 | D3 | 0 | 0 | 0 | 0 | 0 | 0 | 0 | 0 | 0
| Civic Offices | Services pipework PVC waste 94mm | 1700988 | 8403259 | 5.2 | Services equipment | Proxy for PVC water pipe | Construction | 4.4296 | Linear length Calculation | 30 | 44 | 1 | FALSE | 1 | FALSE |  | 1.01 | 4.4296 | 8.8593 | 5379 | Window frame, PVC |  | 60 | D4 | 0 | 0 | 0 | 0 | 0 | 0 | 0 | 0 | 0
| Civic Offices | Services pipework PVC waste 94mm | 1700988 | 8403259 | 5.2 | Services equipment | Proxy for PVC water pipe | Construction | 4.4296 | Linear length Calculation | 30 | 44 | 1 | FALSE | 1 | FALSE |  | 1.01 | 4.4296 | 8.8593 | 5379 | Window frame, PVC |  | 30 | B4B5 | 12.3861 | 4.9867e-07 | 0.076948 | 0.02872 | 0.01326 | 0.00080566 | 231.3092 | 30.8077 | 0.12667
| Civic Offices | Services pipework PVC waste 94mm | 1700988 | 8403259 | 5.2 | Services equipment | Proxy for PVC water pipe | Construction | 4.4296 | Linear length Calculation | 30 | 44 | 1 | FALSE | 1 | FALSE |  | 1.01 | 4.4296 | 8.8593 | 5379 | Window frame, PVC |  | 30 | D2 | 0 | 0 | 0 | 0 | 0 | 0 | 0 | 0 | 0
| Civic Offices | Services pipework PVC waste 94mm | 1700988 | 8403259 | 5.2 | Services equipment | Proxy for PVC water pipe | Construction | 4.4296 | Linear length Calculation | 30 | 44 | 1 | FALSE | 1 | FALSE |  | 1.01 | 4.4296 | 8.8593 | 5379 | Window frame, PVC |  | 30 | D3 | 0 | 0 | 0 | 0 | 0 | 0 | 0 | 0 | 0
| Civic Offices | Services pipework PVC waste 94mm | 1700988 | 8403259 | 5.2 | Services equipment | Proxy for PVC water pipe | Construction | 4.4296 | Linear length Calculation | 30 | 44 | 1 | FALSE | 1 | FALSE |  | 1.01 | 4.4296 | 8.8593 | 5379 | Window frame, PVC |  | 30 | D4 | 0 | 0 | 0 | 0 | 0 | 0 | 0 | 0 | 0
| Civic Offices | Services pipework 22mm copper pipe (water supply) | 1700990 | 8403261 | 5.2 | Services equipment | Proxy for copper piping 22mm diameter | Construction | 2.1307 | Linear length Calculation | 45 | 44 | 1 | FALSE | 1 | FALSE |  | 1.03 | 2.1307 | 4.2614 | 5113 | Cladding sheet (plain), copper |  | 0 | A1A3 | 15.1098 | 1.2557e-05 | 0.76846 | 0.51297 | 0.042477 | 0.0034961 | 229.2645 | 44.755 | 0.48298
| Civic Offices | Services pipework 22mm copper pipe (water supply) | 1700990 | 8403261 | 5.2 | Services equipment | Proxy for copper piping 22mm diameter | Construction | 2.1307 | Linear length Calculation | 45 | 44 | 1 | FALSE | 1 | FALSE |  | 1.03 | 2.1307 | 4.2614 | 5113 | Cladding sheet (plain), copper |  | 0 | A4 | 0.042998 | 7.7257e-09 | 0.00014079 | 3.8053e-05 | 2.4019e-05 | 1.4995e-07 | 0.64095 | 0.097869 | 0.00017694
| Civic Offices | Services pipework 22mm copper pipe (water supply) | 1700990 | 8403261 | 5.2 | Services equipment | Proxy for copper piping 22mm diameter | Construction | 2.1307 | Linear length Calculation | 45 | 44 | 1 | FALSE | 1 | FALSE |  | 1.03 | 2.1307 | 4.2614 | 5113 | Cladding sheet (plain), copper |  | 0 | A5 | 3.3226e-05 | 8.7003e-12 | 2.3234e-07 | 7.6348e-08 | 3.8555e-08 | 4.687e-11 | 0.00081454 | 0.0095881 | 0
| Civic Offices | Services pipework 22mm copper pipe (water supply) | 1700990 | 8403261 | 5.2 | Services equipment | Proxy for copper piping 22mm diameter | Construction | 2.1307 | Linear length Calculation | 45 | 44 | 1 | FALSE | 1 | FALSE |  | 1.03 | 2.1307 | 4.2614 | 5113 | Cladding sheet (plain), copper |  | 0 | D2 | 0 | 0 | 0 | 0 | 0 | 0 | 0 | 0 | 0
| Civic Offices | Services pipework 22mm copper pipe (water supply) | 1700990 | 8403261 | 5.2 | Services equipment | Proxy for copper piping 22mm diameter | Construction | 2.1307 | Linear length Calculation | 45 | 44 | 1 | FALSE | 1 | FALSE |  | 1.03 | 2.1307 | 4.2614 | 5113 | Cladding sheet (plain), copper |  | 0 | D3 | 0 | 0 | 0 | 0 | 0 | 0 | 0 | 0 | 0
| Civic Offices | Services pipework 22mm copper pipe (water supply) | 1700990 | 8403261 | 5.2 | Services equipment | Proxy for copper piping 22mm diameter | Construction | 2.1307 | Linear length Calculation | 45 | 44 | 1 | FALSE | 1 | FALSE |  | 1.03 | 2.1307 | 4.2614 | 5113 | Cladding sheet (plain), copper |  | 0 | D4 | 0 | 0 | 0 | 0 | 0 | 0 | 0 | 0 | 0
| Civic Offices | Services pipework 22mm copper pipe (water supply) | 1700990 | 8403261 | 5.2 | Services equipment | Proxy for copper piping 22mm diameter | Construction | 2.1307 | Linear length Calculation | 45 | 44 | 1 | FALSE | 1 | FALSE |  | 1.03 | 2.1307 | 4.2614 | 5113 | Cladding sheet (plain), copper |  | 60 | C2 | 0 | 0 | 0 | 0 | 0 | 0 | 0 | 0 | 0
| Civic Offices | Services pipework 22mm copper pipe (water supply) | 1700990 | 8403261 | 5.2 | Services equipment | Proxy for copper piping 22mm diameter | Construction | 2.1307 | Linear length Calculation | 45 | 44 | 1 | FALSE | 1 | FALSE |  | 1.03 | 2.1307 | 4.2614 | 5113 | Cladding sheet (plain), copper |  | 60 | C4 | 0.0011075 | 2.9001e-10 | 7.7448e-06 | 2.5449e-06 | 1.2852e-06 | 1.5623e-09 | 0.027151 | 0.3196 | 5.5543e-05
| Civic Offices | Services pipework 22mm copper pipe (water supply) | 1700990 | 8403261 | 5.2 | Services equipment | Proxy for copper piping 22mm diameter | Construction | 2.1307 | Linear length Calculation | 45 | 44 | 1 | FALSE | 1 | FALSE |  | 1.03 | 2.1307 | 4.2614 | 5113 | Cladding sheet (plain), copper |  | 60 | D2 | 0 | 0 | 0 | 0 | 0 | 0 | 0 | 0 | 0
| Civic Offices | Services pipework 22mm copper pipe (water supply) | 1700990 | 8403261 | 5.2 | Services equipment | Proxy for copper piping 22mm diameter | Construction | 2.1307 | Linear length Calculation | 45 | 44 | 1 | FALSE | 1 | FALSE |  | 1.03 | 2.1307 | 4.2614 | 5113 | Cladding sheet (plain), copper |  | 60 | D3 | 0 | 0 | 0 | 0 | 0 | 0 | 0 | 0 | 0
| Civic Offices | Services pipework 22mm copper pipe (water supply) | 1700990 | 8403261 | 5.2 | Services equipment | Proxy for copper piping 22mm diameter | Construction | 2.1307 | Linear length Calculation | 45 | 44 | 1 | FALSE | 1 | FALSE |  | 1.03 | 2.1307 | 4.2614 | 5113 | Cladding sheet (plain), copper |  | 60 | D4 | 0 | 0 | 0 | 0 | 0 | 0 | 0 | 0 | 0
| Civic Offices | Services pipework 22mm copper pipe (water supply) | 1700990 | 8403261 | 5.2 | Services equipment | Proxy for copper piping 22mm diameter | Construction | 2.1307 | Linear length Calculation | 45 | 44 | 1 | FALSE | 1 | FALSE |  | 1.03 | 2.1307 | 4.2614 | 5113 | Cladding sheet (plain), copper |  | 45 | B4B5 | 15.1539 | 1.2565e-05 | 0.76861 | 0.51301 | 0.042503 | 0.0034963 | 229.9334 | 45.1821 | 0.48316
| Civic Offices | Services pipework 22mm copper pipe (water supply) | 1700990 | 8403261 | 5.2 | Services equipment | Proxy for copper piping 22mm diameter | Construction | 2.1307 | Linear length Calculation | 45 | 44 | 1 | FALSE | 1 | FALSE |  | 1.03 | 2.1307 | 4.2614 | 5113 | Cladding sheet (plain), copper |  | 45 | D2 | 0 | 0 | 0 | 0 | 0 | 0 | 0 | 0 | 0
| Civic Offices | Services pipework 22mm copper pipe (water supply) | 1700990 | 8403261 | 5.2 | Services equipment | Proxy for copper piping 22mm diameter | Construction | 2.1307 | Linear length Calculation | 45 | 44 | 1 | FALSE | 1 | FALSE |  | 1.03 | 2.1307 | 4.2614 | 5113 | Cladding sheet (plain), copper |  | 45 | D3 | 0 | 0 | 0 | 0 | 0 | 0 | 0 | 0 | 0
| Civic Offices | Services pipework 22mm copper pipe (water supply) | 1700990 | 8403261 | 5.2 | Services equipment | Proxy for copper piping 22mm diameter | Construction | 2.1307 | Linear length Calculation | 45 | 44 | 1 | FALSE | 1 | FALSE |  | 1.03 | 2.1307 | 4.2614 | 5113 | Cladding sheet (plain), copper |  | 45 | D4 | 0 | 0 | 0 | 0 | 0 | 0 | 0 | 0 | 0
| Civic Offices | Services pipework insulation (50mm) | 1700991 | 8403263 | 5.2 | Services equipment | pipe insulation 50mm thick | Construction | 1.8113 | Area Calculation | 70 | 44 | 1 | FALSE | 1 | FALSE |  | 1.07 | 1.8113 | 1.8113 | 5349 | Insulation (flexible), polyurethane foam |  | 0 | A1A3 | 9.5632 | 8.1444e-08 | 0.041138 | 0.010726 | 0.0061929 | 5.8988e-05 | 169.5591 | 2.8314 | 0.051546
| Civic Offices | Services pipework insulation (50mm) | 1700991 | 8403263 | 5.2 | Services equipment | pipe insulation 50mm thick | Construction | 1.8113 | Area Calculation | 70 | 44 | 1 | FALSE | 1 | FALSE |  | 1.07 | 1.8113 | 1.8113 | 5349 | Insulation (flexible), polyurethane foam |  | 0 | A4 | 0.037137 | 6.6726e-09 | 0.0001216 | 3.2866e-05 | 2.0745e-05 | 1.2951e-07 | 0.55358 | 0.084528 | 0.00015282
| Civic Offices | Services pipework insulation (50mm) | 1700991 | 8403263 | 5.2 | Services equipment | pipe insulation 50mm thick | Construction | 1.8113 | Area Calculation | 70 | 44 | 1 | FALSE | 1 | FALSE |  | 1.07 | 1.8113 | 1.8113 | 5349 | Insulation (flexible), polyurethane foam |  | 0 | A5 | 0.010899 | 3.4432e-10 | 1.3761e-05 | 0.0034697 | 3.339e-06 | 2.2271e-09 | 0.038717 | 0.019018 | 0
| Civic Offices | Services pipework insulation (50mm) | 1700991 | 8403263 | 5.2 | Services equipment | pipe insulation 50mm thick | Construction | 1.8113 | Area Calculation | 70 | 44 | 1 | FALSE | 1 | FALSE |  | 1.07 | 1.8113 | 1.8113 | 5349 | Insulation (flexible), polyurethane foam |  | 0 | D2 | 0 | 0 | 0 | 0 | 0 | 0 | 0 | 0 | 0
| Civic Offices | Services pipework insulation (50mm) | 1700991 | 8403263 | 5.2 | Services equipment | pipe insulation 50mm thick | Construction | 1.8113 | Area Calculation | 70 | 44 | 1 | FALSE | 1 | FALSE |  | 1.07 | 1.8113 | 1.8113 | 5349 | Insulation (flexible), polyurethane foam |  | 0 | D3 | 0 | 0 | 0 | 0 | 0 | 0 | 0 | 0 | 0
| Civic Offices | Services pipework insulation (50mm) | 1700991 | 8403263 | 5.2 | Services equipment | pipe insulation 50mm thick | Construction | 1.8113 | Area Calculation | 70 | 44 | 1 | FALSE | 1 | FALSE |  | 1.07 | 1.8113 | 1.8113 | 5349 | Insulation (flexible), polyurethane foam |  | 0 | D4 | 0 | 0 | 0 | 0 | 0 | 0 | 0 | 0 | 0
| Civic Offices | Services pipework insulation (50mm) | 1700991 | 8403263 | 5.2 | Services equipment | pipe insulation 50mm thick | Construction | 1.8113 | Area Calculation | 70 | 44 | 1 | FALSE | 1 | FALSE |  | 1.07 | 1.8113 | 1.8113 | 5349 | Insulation (flexible), polyurethane foam |  | 60 | C2 | 0 | 0 | 0 | 0 | 0 | 0 | 0 | 0 | 0
| Civic Offices | Services pipework insulation (50mm) | 1700991 | 8403263 | 5.2 | Services equipment | pipe insulation 50mm thick | Construction | 1.8113 | Area Calculation | 70 | 44 | 1 | FALSE | 1 | FALSE |  | 1.07 | 1.8113 | 1.8113 | 5349 | Insulation (flexible), polyurethane foam |  | 60 | C4 | 0.1557 | 4.9189e-09 | 0.00019658 | 0.049568 | 4.77e-05 | 3.1815e-08 | 0.55309 | 0.27169 | 0.013274
| Civic Offices | Services pipework insulation (50mm) | 1700991 | 8403263 | 5.2 | Services equipment | pipe insulation 50mm thick | Construction | 1.8113 | Area Calculation | 70 | 44 | 1 | FALSE | 1 | FALSE |  | 1.07 | 1.8113 | 1.8113 | 5349 | Insulation (flexible), polyurethane foam |  | 60 | D2 | 0 | 0 | 0 | 0 | 0 | 0 | 0 | 0 | 0
| Civic Offices | Services pipework insulation (50mm) | 1700991 | 8403263 | 5.2 | Services equipment | pipe insulation 50mm thick | Construction | 1.8113 | Area Calculation | 70 | 44 | 1 | FALSE | 1 | FALSE |  | 1.07 | 1.8113 | 1.8113 | 5349 | Insulation (flexible), polyurethane foam |  | 60 | D3 | 0 | 0 | 0 | 0 | 0 | 0 | 0 | 0 | 0
| Civic Offices | Services pipework insulation (50mm) | 1700991 | 8403263 | 5.2 | Services equipment | pipe insulation 50mm thick | Construction | 1.8113 | Area Calculation | 70 | 44 | 1 | FALSE | 1 | FALSE |  | 1.07 | 1.8113 | 1.8113 | 5349 | Insulation (flexible), polyurethane foam |  | 60 | D4 | 0 | 0 | 0 | 0 | 0 | 0 | 0 | 0 | 0
| Civic Offices | Disabled grab rail set including additional patress (Fittings steel hand rail 50mm) | 1700992 | 8403265 | 4.1 | Fittings, furnishings and equipment | Hollow Steel Handrail (50mm diam) 2mm gauge | Construction | 7.3824 | Linear length Calculation | 80 | 44 | 1 | FALSE | 1 | FALSE |  | 1.01 | 7.3824 | 7.3824 | 5238 | Structure, steel (hot rolled) |  | 0 | A1A3 | 13.2832 | 7.8377e-07 | 0.065517 | 0.044905 | 0.013922 | 0.00020264 | 169.3083 | 6.6957 | 0.17591
| Civic Offices | Disabled grab rail set including additional patress (Fittings steel hand rail 50mm) | 1700992 | 8403265 | 4.1 | Fittings, furnishings and equipment | Hollow Steel Handrail (50mm diam) 2mm gauge | Construction | 7.3824 | Linear length Calculation | 80 | 44 | 1 | FALSE | 1 | FALSE |  | 1.01 | 7.3824 | 7.3824 | 5238 | Structure, steel (hot rolled) |  | 0 | A4 | 0.30948 | 4.2825e-08 | 0.0014715 | 0.00027323 | 0.00019426 | 6.8921e-07 | 4.5281 | 1.315 | 0.0012578
| Civic Offices | Disabled grab rail set including additional patress (Fittings steel hand rail 50mm) | 1700992 | 8403265 | 4.1 | Fittings, furnishings and equipment | Hollow Steel Handrail (50mm diam) 2mm gauge | Construction | 7.3824 | Linear length Calculation | 80 | 44 | 1 | FALSE | 1 | FALSE |  | 1.01 | 7.3824 | 7.3824 | 5238 | Structure, steel (hot rolled) |  | 0 | A5 | 3.8374e-05 | 1.0048e-11 | 2.6834e-07 | 8.8177e-08 | 4.4529e-08 | 5.4132e-11 | 0.00094075 | 0.011074 | 0
| Civic Offices | Disabled grab rail set including additional patress (Fittings steel hand rail 50mm) | 1700992 | 8403265 | 4.1 | Fittings, furnishings and equipment | Hollow Steel Handrail (50mm diam) 2mm gauge | Construction | 7.3824 | Linear length Calculation | 80 | 44 | 1 | FALSE | 1 | FALSE |  | 1.01 | 7.3824 | 7.3824 | 5238 | Structure, steel (hot rolled) |  | 0 | D2 | 0 | 0 | 0 | 0 | 0 | 0 | 0 | 0 | 0
| Civic Offices | Disabled grab rail set including additional patress (Fittings steel hand rail 50mm) | 1700992 | 8403265 | 4.1 | Fittings, furnishings and equipment | Hollow Steel Handrail (50mm diam) 2mm gauge | Construction | 7.3824 | Linear length Calculation | 80 | 44 | 1 | FALSE | 1 | FALSE |  | 1.01 | 7.3824 | 7.3824 | 5238 | Structure, steel (hot rolled) |  | 0 | D3 | 0 | 0 | 0 | 0 | 0 | 0 | 0 | 0 | 0
| Civic Offices | Disabled grab rail set including additional patress (Fittings steel hand rail 50mm) | 1700992 | 8403265 | 4.1 | Fittings, furnishings and equipment | Hollow Steel Handrail (50mm diam) 2mm gauge | Construction | 7.3824 | Linear length Calculation | 80 | 44 | 1 | FALSE | 1 | FALSE |  | 1.01 | 7.3824 | 7.3824 | 5238 | Structure, steel (hot rolled) |  | 0 | D4 | 0 | 0 | 0 | 0 | 0 | 0 | 0 | 0 | 0
| Civic Offices | Disabled grab rail set including additional patress (Fittings steel hand rail 50mm) | 1700992 | 8403265 | 4.1 | Fittings, furnishings and equipment | Hollow Steel Handrail (50mm diam) 2mm gauge | Construction | 7.3824 | Linear length Calculation | 80 | 44 | 1 | FALSE | 1 | FALSE |  | 1.01 | 7.3824 | 7.3824 | 5238 | Structure, steel (hot rolled) |  | 60 | C2 | 0 | 0 | 0 | 0 | 0 | 0 | 0 | 0 | 0
| Civic Offices | Disabled grab rail set including additional patress (Fittings steel hand rail 50mm) | 1700992 | 8403265 | 4.1 | Fittings, furnishings and equipment | Hollow Steel Handrail (50mm diam) 2mm gauge | Construction | 7.3824 | Linear length Calculation | 80 | 44 | 1 | FALSE | 1 | FALSE |  | 1.01 | 7.3824 | 7.3824 | 5238 | Structure, steel (hot rolled) |  | 60 | C4 | 0.0038374 | 1.0048e-09 | 2.6834e-05 | 8.8177e-06 | 4.4529e-06 | 5.4132e-09 | 0.094075 | 1.1074 | 0.00019245
| Civic Offices | Disabled grab rail set including additional patress (Fittings steel hand rail 50mm) | 1700992 | 8403265 | 4.1 | Fittings, furnishings and equipment | Hollow Steel Handrail (50mm diam) 2mm gauge | Construction | 7.3824 | Linear length Calculation | 80 | 44 | 1 | FALSE | 1 | FALSE |  | 1.01 | 7.3824 | 7.3824 | 5238 | Structure, steel (hot rolled) |  | 60 | D2 | 0 | 0 | 0 | 0 | 0 | 0 | 0 | 0 | 0
| Civic Offices | Disabled grab rail set including additional patress (Fittings steel hand rail 50mm) | 1700992 | 8403265 | 4.1 | Fittings, furnishings and equipment | Hollow Steel Handrail (50mm diam) 2mm gauge | Construction | 7.3824 | Linear length Calculation | 80 | 44 | 1 | FALSE | 1 | FALSE |  | 1.01 | 7.3824 | 7.3824 | 5238 | Structure, steel (hot rolled) |  | 60 | D3 | 0 | 0 | 0 | 0 | 0 | 0 | 0 | 0 | 0
| Civic Offices | Disabled grab rail set including additional patress (Fittings steel hand rail 50mm) | 1700992 | 8403265 | 4.1 | Fittings, furnishings and equipment | Hollow Steel Handrail (50mm diam) 2mm gauge | Construction | 7.3824 | Linear length Calculation | 80 | 44 | 1 | FALSE | 1 | FALSE |  | 1.01 | 7.3824 | 7.3824 | 5238 | Structure, steel (hot rolled) |  | 60 | D4 | 0 | 0 | 0 | 0 | 0 | 0 | 0 | 0 | 0
| Civic Offices | Cleaners sink including taps and grating (Wall basin/sink ceramic) | 1700993 | 8403267 | 5.2 | Services equipment | PRoxy for ceramic sink | Construction | 24 | kg | 25 | 44 | 1 | FALSE | 1 | FALSE |  | 1.06 | 24 | 72 | 5101 | Floor finish (tiles), ceramic |  | 0 | A1A3 | 15.2179 | 1.7567e-06 | 0.095942 | 0.024908 | 0.0078444 | 0.0012416 | 238.3784 | 37.9948 | 0.12823
| Civic Offices | Cleaners sink including taps and grating (Wall basin/sink ceramic) | 1700993 | 8403267 | 5.2 | Services equipment | PRoxy for ceramic sink | Construction | 24 | kg | 25 | 44 | 1 | FALSE | 1 | FALSE |  | 1.06 | 24 | 72 | 5101 | Floor finish (tiles), ceramic |  | 0 | A4 | 0.48748 | 8.7589e-08 | 0.0015962 | 0.00043142 | 0.00027231 | 1.7001e-06 | 7.2667 | 1.1096 | 0.0020061
| Civic Offices | Cleaners sink including taps and grating (Wall basin/sink ceramic) | 1700993 | 8403267 | 5.2 | Services equipment | PRoxy for ceramic sink | Construction | 24 | kg | 25 | 44 | 1 | FALSE | 1 | FALSE |  | 1.06 | 24 | 72 | 5101 | Floor finish (tiles), ceramic |  | 0 | A5 | 0.0018689 | 6.4427e-10 | 1.4394e-05 | 3.5542e-06 | 2.4865e-06 | 2.0203e-09 | 0.054283 | 0.216 | 0
| Civic Offices | Cleaners sink including taps and grating (Wall basin/sink ceramic) | 1700993 | 8403267 | 5.2 | Services equipment | PRoxy for ceramic sink | Construction | 24 | kg | 25 | 44 | 1 | FALSE | 1 | FALSE |  | 1.06 | 24 | 72 | 5101 | Floor finish (tiles), ceramic |  | 0 | D2 | 0 | 0 | 0 | 0 | 0 | 0 | 0 | 0 | 0
| Civic Offices | Cleaners sink including taps and grating (Wall basin/sink ceramic) | 1700993 | 8403267 | 5.2 | Services equipment | PRoxy for ceramic sink | Construction | 24 | kg | 25 | 44 | 1 | FALSE | 1 | FALSE |  | 1.06 | 24 | 72 | 5101 | Floor finish (tiles), ceramic |  | 0 | D3 | 0 | 0 | 0 | 0 | 0 | 0 | 0 | 0 | 0
| Civic Offices | Cleaners sink including taps and grating (Wall basin/sink ceramic) | 1700993 | 8403267 | 5.2 | Services equipment | PRoxy for ceramic sink | Construction | 24 | kg | 25 | 44 | 1 | FALSE | 1 | FALSE |  | 1.06 | 24 | 72 | 5101 | Floor finish (tiles), ceramic |  | 0 | D4 | 0 | 0 | 0 | 0 | 0 | 0 | 0 | 0 | 0
| Civic Offices | Cleaners sink including taps and grating (Wall basin/sink ceramic) | 1700993 | 8403267 | 5.2 | Services equipment | PRoxy for ceramic sink | Construction | 24 | kg | 25 | 44 | 1 | FALSE | 1 | FALSE |  | 1.06 | 24 | 72 | 5101 | Floor finish (tiles), ceramic |  | 60 | C2 | 0 | 0 | 0 | 0 | 0 | 0 | 0 | 0 | 0
| Civic Offices | Cleaners sink including taps and grating (Wall basin/sink ceramic) | 1700993 | 8403267 | 5.2 | Services equipment | PRoxy for ceramic sink | Construction | 24 | kg | 25 | 44 | 1 | FALSE | 1 | FALSE |  | 1.06 | 24 | 72 | 5101 | Floor finish (tiles), ceramic |  | 60 | C4 | 0.031149 | 1.0738e-08 | 0.0002399 | 5.9236e-05 | 4.1442e-05 | 3.3672e-08 | 0.90472 | 3.6 | 0.0029364
| Civic Offices | Cleaners sink including taps and grating (Wall basin/sink ceramic) | 1700993 | 8403267 | 5.2 | Services equipment | PRoxy for ceramic sink | Construction | 24 | kg | 25 | 44 | 1 | FALSE | 1 | FALSE |  | 1.06 | 24 | 72 | 5101 | Floor finish (tiles), ceramic |  | 60 | D2 | 0 | 0 | 0 | 0 | 0 | 0 | 0 | 0 | 0
| Civic Offices | Cleaners sink including taps and grating (Wall basin/sink ceramic) | 1700993 | 8403267 | 5.2 | Services equipment | PRoxy for ceramic sink | Construction | 24 | kg | 25 | 44 | 1 | FALSE | 1 | FALSE |  | 1.06 | 24 | 72 | 5101 | Floor finish (tiles), ceramic |  | 60 | D3 | 0 | 0 | 0 | 0 | 0 | 0 | 0 | 0 | 0
| Civic Offices | Cleaners sink including taps and grating (Wall basin/sink ceramic) | 1700993 | 8403267 | 5.2 | Services equipment | PRoxy for ceramic sink | Construction | 24 | kg | 25 | 44 | 1 | FALSE | 1 | FALSE |  | 1.06 | 24 | 72 | 5101 | Floor finish (tiles), ceramic |  | 60 | D4 | 0 | 0 | 0 | 0 | 0 | 0 | 0 | 0 | 0
| Civic Offices | Cleaners sink including taps and grating (Wall basin/sink ceramic) | 1700993 | 8403267 | 5.2 | Services equipment | PRoxy for ceramic sink | Construction | 24 | kg | 25 | 44 | 1 | FALSE | 1 | FALSE |  | 1.06 | 24 | 72 | 5101 | Floor finish (tiles), ceramic |  | 25 | B4B5 | 15.7384 | 1.8556e-06 | 0.097792 | 0.025402 | 0.0081607 | 0.0012434 | 246.6041 | 42.9204 | 0.13023
| Civic Offices | Cleaners sink including taps and grating (Wall basin/sink ceramic) | 1700993 | 8403267 | 5.2 | Services equipment | PRoxy for ceramic sink | Construction | 24 | kg | 25 | 44 | 1 | FALSE | 1 | FALSE |  | 1.06 | 24 | 72 | 5101 | Floor finish (tiles), ceramic |  | 25 | D2 | 0 | 0 | 0 | 0 | 0 | 0 | 0 | 0 | 0
| Civic Offices | Cleaners sink including taps and grating (Wall basin/sink ceramic) | 1700993 | 8403267 | 5.2 | Services equipment | PRoxy for ceramic sink | Construction | 24 | kg | 25 | 44 | 1 | FALSE | 1 | FALSE |  | 1.06 | 24 | 72 | 5101 | Floor finish (tiles), ceramic |  | 25 | D3 | 0 | 0 | 0 | 0 | 0 | 0 | 0 | 0 | 0
| Civic Offices | Cleaners sink including taps and grating (Wall basin/sink ceramic) | 1700993 | 8403267 | 5.2 | Services equipment | PRoxy for ceramic sink | Construction | 24 | kg | 25 | 44 | 1 | FALSE | 1 | FALSE |  | 1.06 | 24 | 72 | 5101 | Floor finish (tiles), ceramic |  | 25 | D4 | 0 | 0 | 0 | 0 | 0 | 0 | 0 | 0 | 0
| Civic Offices | Cleaners sink including taps and grating (Wall basin/sink ceramic) | 1700993 | 8403267 | 5.2 | Services equipment | PRoxy for ceramic sink | Construction | 24 | kg | 25 | 44 | 1 | FALSE | 1 | FALSE |  | 1.06 | 24 | 72 | 5101 | Floor finish (tiles), ceramic |  | 50 | B4B5 | 15.7384 | 1.8556e-06 | 0.097792 | 0.025402 | 0.0081607 | 0.0012434 | 246.6041 | 42.9204 | 0.13023
| Civic Offices | Cleaners sink including taps and grating (Wall basin/sink ceramic) | 1700993 | 8403267 | 5.2 | Services equipment | PRoxy for ceramic sink | Construction | 24 | kg | 25 | 44 | 1 | FALSE | 1 | FALSE |  | 1.06 | 24 | 72 | 5101 | Floor finish (tiles), ceramic |  | 50 | D2 | 0 | 0 | 0 | 0 | 0 | 0 | 0 | 0 | 0
| Civic Offices | Cleaners sink including taps and grating (Wall basin/sink ceramic) | 1700993 | 8403267 | 5.2 | Services equipment | PRoxy for ceramic sink | Construction | 24 | kg | 25 | 44 | 1 | FALSE | 1 | FALSE |  | 1.06 | 24 | 72 | 5101 | Floor finish (tiles), ceramic |  | 50 | D3 | 0 | 0 | 0 | 0 | 0 | 0 | 0 | 0 | 0
| Civic Offices | Cleaners sink including taps and grating (Wall basin/sink ceramic) | 1700993 | 8403267 | 5.2 | Services equipment | PRoxy for ceramic sink | Construction | 24 | kg | 25 | 44 | 1 | FALSE | 1 | FALSE |  | 1.06 | 24 | 72 | 5101 | Floor finish (tiles), ceramic |  | 50 | D4 | 0 | 0 | 0 | 0 | 0 | 0 | 0 | 0 | 0
| Civic Offices | Cleaners sink including taps and grating (Wall basin/sink ceramic) | 1700993 | 8403268 | 5.2 | Services equipment | Proxy for taps | Construction | 3 | kg | 20 | 44 | 1 | FALSE | 1 | FALSE |  | 1.01 | 3 | 9 | 5455 | Door frame (hollow), stainless steel |  | 0 | A1A3 | 14.4475 | 7.2813e-07 | 0.087803 | 0.025858 | 0.010207 | 0.00045351 | 187.9505 | 17.8421 | 0.44269
| Civic Offices | Cleaners sink including taps and grating (Wall basin/sink ceramic) | 1700993 | 8403268 | 5.2 | Services equipment | Proxy for taps | Construction | 3 | kg | 20 | 44 | 1 | FALSE | 1 | FALSE |  | 1.01 | 3 | 9 | 5455 | Door frame (hollow), stainless steel |  | 0 | A4 | 0.12576 | 1.7403e-08 | 0.00059796 | 0.00011103 | 7.894e-05 | 2.8007e-07 | 1.8401 | 0.53439 | 0.00051111
| Civic Offices | Cleaners sink including taps and grating (Wall basin/sink ceramic) | 1700993 | 8403268 | 5.2 | Services equipment | Proxy for taps | Construction | 3 | kg | 20 | 44 | 1 | FALSE | 1 | FALSE |  | 1.01 | 3 | 9 | 5455 | Door frame (hollow), stainless steel |  | 0 | A5 | 1.5594e-05 | 4.0834e-12 | 1.0905e-07 | 3.5833e-08 | 1.8095e-08 | 2.1998e-11 | 0.00038229 | 0.0045 | 0
| Civic Offices | Cleaners sink including taps and grating (Wall basin/sink ceramic) | 1700993 | 8403268 | 5.2 | Services equipment | Proxy for taps | Construction | 3 | kg | 20 | 44 | 1 | FALSE | 1 | FALSE |  | 1.01 | 3 | 9 | 5455 | Door frame (hollow), stainless steel |  | 0 | D2 | 0 | 0 | 0 | 0 | 0 | 0 | 0 | 0 | 0
| Civic Offices | Cleaners sink including taps and grating (Wall basin/sink ceramic) | 1700993 | 8403268 | 5.2 | Services equipment | Proxy for taps | Construction | 3 | kg | 20 | 44 | 1 | FALSE | 1 | FALSE |  | 1.01 | 3 | 9 | 5455 | Door frame (hollow), stainless steel |  | 0 | D3 | 0 | 0 | 0 | 0 | 0 | 0 | 0 | 0 | 0
| Civic Offices | Cleaners sink including taps and grating (Wall basin/sink ceramic) | 1700993 | 8403268 | 5.2 | Services equipment | Proxy for taps | Construction | 3 | kg | 20 | 44 | 1 | FALSE | 1 | FALSE |  | 1.01 | 3 | 9 | 5455 | Door frame (hollow), stainless steel |  | 0 | D4 | 0 | 0 | 0 | 0 | 0 | 0 | 0 | 0 | 0
| Civic Offices | Cleaners sink including taps and grating (Wall basin/sink ceramic) | 1700993 | 8403268 | 5.2 | Services equipment | Proxy for taps | Construction | 3 | kg | 20 | 44 | 1 | FALSE | 1 | FALSE |  | 1.01 | 3 | 9 | 5455 | Door frame (hollow), stainless steel |  | 60 | C2 | 0 | 0 | 0 | 0 | 0 | 0 | 0 | 0 | 0
| Civic Offices | Cleaners sink including taps and grating (Wall basin/sink ceramic) | 1700993 | 8403268 | 5.2 | Services equipment | Proxy for taps | Construction | 3 | kg | 20 | 44 | 1 | FALSE | 1 | FALSE |  | 1.01 | 3 | 9 | 5455 | Door frame (hollow), stainless steel |  | 60 | C4 | 0.0015594 | 4.0834e-10 | 1.0905e-05 | 3.5833e-06 | 1.8095e-06 | 2.1998e-09 | 0.038229 | 0.45 | 7.8204e-05
| Civic Offices | Cleaners sink including taps and grating (Wall basin/sink ceramic) | 1700993 | 8403268 | 5.2 | Services equipment | Proxy for taps | Construction | 3 | kg | 20 | 44 | 1 | FALSE | 1 | FALSE |  | 1.01 | 3 | 9 | 5455 | Door frame (hollow), stainless steel |  | 60 | D2 | 0 | 0 | 0 | 0 | 0 | 0 | 0 | 0 | 0
| Civic Offices | Cleaners sink including taps and grating (Wall basin/sink ceramic) | 1700993 | 8403268 | 5.2 | Services equipment | Proxy for taps | Construction | 3 | kg | 20 | 44 | 1 | FALSE | 1 | FALSE |  | 1.01 | 3 | 9 | 5455 | Door frame (hollow), stainless steel |  | 60 | D3 | 0 | 0 | 0 | 0 | 0 | 0 | 0 | 0 | 0
| Civic Offices | Cleaners sink including taps and grating (Wall basin/sink ceramic) | 1700993 | 8403268 | 5.2 | Services equipment | Proxy for taps | Construction | 3 | kg | 20 | 44 | 1 | FALSE | 1 | FALSE |  | 1.01 | 3 | 9 | 5455 | Door frame (hollow), stainless steel |  | 60 | D4 | 0 | 0 | 0 | 0 | 0 | 0 | 0 | 0 | 0
| Civic Offices | Cleaners sink including taps and grating (Wall basin/sink ceramic) | 1700993 | 8403268 | 5.2 | Services equipment | Proxy for taps | Construction | 3 | kg | 20 | 44 | 1 | FALSE | 1 | FALSE |  | 1.01 | 3 | 9 | 5455 | Door frame (hollow), stainless steel |  | 20 | B4B5 | 14.5748 | 7.4595e-07 | 0.088412 | 0.025972 | 0.010288 | 0.00045379 | 189.8292 | 18.831 | 0.4432
| Civic Offices | Cleaners sink including taps and grating (Wall basin/sink ceramic) | 1700993 | 8403268 | 5.2 | Services equipment | Proxy for taps | Construction | 3 | kg | 20 | 44 | 1 | FALSE | 1 | FALSE |  | 1.01 | 3 | 9 | 5455 | Door frame (hollow), stainless steel |  | 20 | D2 | 0 | 0 | 0 | 0 | 0 | 0 | 0 | 0 | 0
| Civic Offices | Cleaners sink including taps and grating (Wall basin/sink ceramic) | 1700993 | 8403268 | 5.2 | Services equipment | Proxy for taps | Construction | 3 | kg | 20 | 44 | 1 | FALSE | 1 | FALSE |  | 1.01 | 3 | 9 | 5455 | Door frame (hollow), stainless steel |  | 20 | D3 | 0 | 0 | 0 | 0 | 0 | 0 | 0 | 0 | 0
| Civic Offices | Cleaners sink including taps and grating (Wall basin/sink ceramic) | 1700993 | 8403268 | 5.2 | Services equipment | Proxy for taps | Construction | 3 | kg | 20 | 44 | 1 | FALSE | 1 | FALSE |  | 1.01 | 3 | 9 | 5455 | Door frame (hollow), stainless steel |  | 20 | D4 | 0 | 0 | 0 | 0 | 0 | 0 | 0 | 0 | 0
| Civic Offices | Cleaners sink including taps and grating (Wall basin/sink ceramic) | 1700993 | 8403268 | 5.2 | Services equipment | Proxy for taps | Construction | 3 | kg | 20 | 44 | 1 | FALSE | 1 | FALSE |  | 1.01 | 3 | 9 | 5455 | Door frame (hollow), stainless steel |  | 40 | B4B5 | 14.5748 | 7.4595e-07 | 0.088412 | 0.025972 | 0.010288 | 0.00045379 | 189.8292 | 18.831 | 0.4432
| Civic Offices | Cleaners sink including taps and grating (Wall basin/sink ceramic) | 1700993 | 8403268 | 5.2 | Services equipment | Proxy for taps | Construction | 3 | kg | 20 | 44 | 1 | FALSE | 1 | FALSE |  | 1.01 | 3 | 9 | 5455 | Door frame (hollow), stainless steel |  | 40 | D2 | 0 | 0 | 0 | 0 | 0 | 0 | 0 | 0 | 0
| Civic Offices | Cleaners sink including taps and grating (Wall basin/sink ceramic) | 1700993 | 8403268 | 5.2 | Services equipment | Proxy for taps | Construction | 3 | kg | 20 | 44 | 1 | FALSE | 1 | FALSE |  | 1.01 | 3 | 9 | 5455 | Door frame (hollow), stainless steel |  | 40 | D3 | 0 | 0 | 0 | 0 | 0 | 0 | 0 | 0 | 0
| Civic Offices | Cleaners sink including taps and grating (Wall basin/sink ceramic) | 1700993 | 8403268 | 5.2 | Services equipment | Proxy for taps | Construction | 3 | kg | 20 | 44 | 1 | FALSE | 1 | FALSE |  | 1.01 | 3 | 9 | 5455 | Door frame (hollow), stainless steel |  | 40 | D4 | 0 | 0 | 0 | 0 | 0 | 0 | 0 | 0 | 0
| Civic Offices | Services pipework 22mm copper pipe (water supply) | 1700995 | 8403271 | 5.2 | Services equipment | Proxy for copper piping 22mm diameter | Construction | 0.42614 | Linear length Calculation | 45 | 44 | 1 | FALSE | 1 | FALSE |  | 1.03 | 0.42614 | 0.85227 | 5113 | Cladding sheet (plain), copper |  | 0 | A1A3 | 3.022 | 2.5114e-06 | 0.15369 | 0.10259 | 0.0084955 | 0.00069923 | 45.8529 | 8.951 | 0.096597
| Civic Offices | Services pipework 22mm copper pipe (water supply) | 1700995 | 8403271 | 5.2 | Services equipment | Proxy for copper piping 22mm diameter | Construction | 0.42614 | Linear length Calculation | 45 | 44 | 1 | FALSE | 1 | FALSE |  | 1.03 | 0.42614 | 0.85227 | 5113 | Cladding sheet (plain), copper |  | 0 | A4 | 0.0085996 | 1.5451e-09 | 2.8158e-05 | 7.6106e-06 | 4.8037e-06 | 2.9991e-08 | 0.12819 | 0.019574 | 3.5388e-05
| Civic Offices | Services pipework 22mm copper pipe (water supply) | 1700995 | 8403271 | 5.2 | Services equipment | Proxy for copper piping 22mm diameter | Construction | 0.42614 | Linear length Calculation | 45 | 44 | 1 | FALSE | 1 | FALSE |  | 1.03 | 0.42614 | 0.85227 | 5113 | Cladding sheet (plain), copper |  | 0 | A5 | 6.6452e-06 | 1.7401e-12 | 4.6469e-08 | 1.527e-08 | 7.711e-09 | 9.374e-12 | 0.00016291 | 0.0019176 | 0
| Civic Offices | Services pipework 22mm copper pipe (water supply) | 1700995 | 8403271 | 5.2 | Services equipment | Proxy for copper piping 22mm diameter | Construction | 0.42614 | Linear length Calculation | 45 | 44 | 1 | FALSE | 1 | FALSE |  | 1.03 | 0.42614 | 0.85227 | 5113 | Cladding sheet (plain), copper |  | 0 | D2 | 0 | 0 | 0 | 0 | 0 | 0 | 0 | 0 | 0
| Civic Offices | Services pipework 22mm copper pipe (water supply) | 1700995 | 8403271 | 5.2 | Services equipment | Proxy for copper piping 22mm diameter | Construction | 0.42614 | Linear length Calculation | 45 | 44 | 1 | FALSE | 1 | FALSE |  | 1.03 | 0.42614 | 0.85227 | 5113 | Cladding sheet (plain), copper |  | 0 | D3 | 0 | 0 | 0 | 0 | 0 | 0 | 0 | 0 | 0
| Civic Offices | Services pipework 22mm copper pipe (water supply) | 1700995 | 8403271 | 5.2 | Services equipment | Proxy for copper piping 22mm diameter | Construction | 0.42614 | Linear length Calculation | 45 | 44 | 1 | FALSE | 1 | FALSE |  | 1.03 | 0.42614 | 0.85227 | 5113 | Cladding sheet (plain), copper |  | 0 | D4 | 0 | 0 | 0 | 0 | 0 | 0 | 0 | 0 | 0
| Civic Offices | Services pipework 22mm copper pipe (water supply) | 1700995 | 8403271 | 5.2 | Services equipment | Proxy for copper piping 22mm diameter | Construction | 0.42614 | Linear length Calculation | 45 | 44 | 1 | FALSE | 1 | FALSE |  | 1.03 | 0.42614 | 0.85227 | 5113 | Cladding sheet (plain), copper |  | 60 | C2 | 0 | 0 | 0 | 0 | 0 | 0 | 0 | 0 | 0
| Civic Offices | Services pipework 22mm copper pipe (water supply) | 1700995 | 8403271 | 5.2 | Services equipment | Proxy for copper piping 22mm diameter | Construction | 0.42614 | Linear length Calculation | 45 | 44 | 1 | FALSE | 1 | FALSE |  | 1.03 | 0.42614 | 0.85227 | 5113 | Cladding sheet (plain), copper |  | 60 | C4 | 0.00022151 | 5.8002e-11 | 1.549e-06 | 5.0898e-07 | 2.5703e-07 | 3.1247e-10 | 0.0054303 | 0.06392 | 1.1109e-05
| Civic Offices | Services pipework 22mm copper pipe (water supply) | 1700995 | 8403271 | 5.2 | Services equipment | Proxy for copper piping 22mm diameter | Construction | 0.42614 | Linear length Calculation | 45 | 44 | 1 | FALSE | 1 | FALSE |  | 1.03 | 0.42614 | 0.85227 | 5113 | Cladding sheet (plain), copper |  | 60 | D2 | 0 | 0 | 0 | 0 | 0 | 0 | 0 | 0 | 0
| Civic Offices | Services pipework 22mm copper pipe (water supply) | 1700995 | 8403271 | 5.2 | Services equipment | Proxy for copper piping 22mm diameter | Construction | 0.42614 | Linear length Calculation | 45 | 44 | 1 | FALSE | 1 | FALSE |  | 1.03 | 0.42614 | 0.85227 | 5113 | Cladding sheet (plain), copper |  | 60 | D3 | 0 | 0 | 0 | 0 | 0 | 0 | 0 | 0 | 0
| Civic Offices | Services pipework 22mm copper pipe (water supply) | 1700995 | 8403271 | 5.2 | Services equipment | Proxy for copper piping 22mm diameter | Construction | 0.42614 | Linear length Calculation | 45 | 44 | 1 | FALSE | 1 | FALSE |  | 1.03 | 0.42614 | 0.85227 | 5113 | Cladding sheet (plain), copper |  | 60 | D4 | 0 | 0 | 0 | 0 | 0 | 0 | 0 | 0 | 0
| Civic Offices | Services pipework 22mm copper pipe (water supply) | 1700995 | 8403271 | 5.2 | Services equipment | Proxy for copper piping 22mm diameter | Construction | 0.42614 | Linear length Calculation | 45 | 44 | 1 | FALSE | 1 | FALSE |  | 1.03 | 0.42614 | 0.85227 | 5113 | Cladding sheet (plain), copper |  | 45 | B4B5 | 3.0308 | 2.513e-06 | 0.15372 | 0.1026 | 0.0085006 | 0.00069926 | 45.9867 | 9.0364 | 0.096632
| Civic Offices | Services pipework 22mm copper pipe (water supply) | 1700995 | 8403271 | 5.2 | Services equipment | Proxy for copper piping 22mm diameter | Construction | 0.42614 | Linear length Calculation | 45 | 44 | 1 | FALSE | 1 | FALSE |  | 1.03 | 0.42614 | 0.85227 | 5113 | Cladding sheet (plain), copper |  | 45 | D2 | 0 | 0 | 0 | 0 | 0 | 0 | 0 | 0 | 0
| Civic Offices | Services pipework 22mm copper pipe (water supply) | 1700995 | 8403271 | 5.2 | Services equipment | Proxy for copper piping 22mm diameter | Construction | 0.42614 | Linear length Calculation | 45 | 44 | 1 | FALSE | 1 | FALSE |  | 1.03 | 0.42614 | 0.85227 | 5113 | Cladding sheet (plain), copper |  | 45 | D3 | 0 | 0 | 0 | 0 | 0 | 0 | 0 | 0 | 0
| Civic Offices | Services pipework 22mm copper pipe (water supply) | 1700995 | 8403271 | 5.2 | Services equipment | Proxy for copper piping 22mm diameter | Construction | 0.42614 | Linear length Calculation | 45 | 44 | 1 | FALSE | 1 | FALSE |  | 1.03 | 0.42614 | 0.85227 | 5113 | Cladding sheet (plain), copper |  | 45 | D4 | 0 | 0 | 0 | 0 | 0 | 0 | 0 | 0 | 0
| Civic Offices | Services pipework PVC waste 94mm | 1700996 | 8403273 | 5.2 | Services equipment | Proxy for PVC water pipe | Construction | 0.88593 | Linear length Calculation | 30 | 44 | 1 | FALSE | 1 | FALSE |  | 1.01 | 0.88593 | 1.7719 | 5379 | Window frame, PVC |  | 0 | A1A3 | 2.4431 | 9.5951e-08 | 0.015279 | 0.0047127 | 0.0026365 | 0.00016107 | 45.9408 | 5.9887 | 0.025264
| Civic Offices | Services pipework PVC waste 94mm | 1700996 | 8403273 | 5.2 | Services equipment | Proxy for PVC water pipe | Construction | 0.88593 | Linear length Calculation | 30 | 44 | 1 | FALSE | 1 | FALSE |  | 1.01 | 0.88593 | 1.7719 | 5379 | Window frame, PVC |  | 0 | A4 | 0.016953 | 3.0461e-09 | 5.5511e-05 | 1.5004e-05 | 9.4701e-06 | 5.9124e-08 | 0.25272 | 0.038588 | 6.9765e-05
| Civic Offices | Services pipework PVC waste 94mm | 1700996 | 8403273 | 5.2 | Services equipment | Proxy for PVC water pipe | Construction | 0.88593 | Linear length Calculation | 30 | 44 | 1 | FALSE | 1 | FALSE |  | 1.01 | 0.88593 | 1.7719 | 5379 | Window frame, PVC |  | 0 | A5 | 0.00017017 | 7.2944e-12 | 5.4213e-07 | 1.0063e-05 | 5.9277e-08 | 3.9784e-11 | 0.00067661 | 0.0013289 | 0
| Civic Offices | Services pipework PVC waste 94mm | 1700996 | 8403273 | 5.2 | Services equipment | Proxy for PVC water pipe | Construction | 0.88593 | Linear length Calculation | 30 | 44 | 1 | FALSE | 1 | FALSE |  | 1.01 | 0.88593 | 1.7719 | 5379 | Window frame, PVC |  | 0 | D2 | 0 | 0 | 0 | 0 | 0 | 0 | 0 | 0 | 0
| Civic Offices | Services pipework PVC waste 94mm | 1700996 | 8403273 | 5.2 | Services equipment | Proxy for PVC water pipe | Construction | 0.88593 | Linear length Calculation | 30 | 44 | 1 | FALSE | 1 | FALSE |  | 1.01 | 0.88593 | 1.7719 | 5379 | Window frame, PVC |  | 0 | D3 | 0 | 0 | 0 | 0 | 0 | 0 | 0 | 0 | 0
| Civic Offices | Services pipework PVC waste 94mm | 1700996 | 8403273 | 5.2 | Services equipment | Proxy for PVC water pipe | Construction | 0.88593 | Linear length Calculation | 30 | 44 | 1 | FALSE | 1 | FALSE |  | 1.01 | 0.88593 | 1.7719 | 5379 | Window frame, PVC |  | 0 | D4 | 0 | 0 | 0 | 0 | 0 | 0 | 0 | 0 | 0
| Civic Offices | Services pipework PVC waste 94mm | 1700996 | 8403273 | 5.2 | Services equipment | Proxy for PVC water pipe | Construction | 0.88593 | Linear length Calculation | 30 | 44 | 1 | FALSE | 1 | FALSE |  | 1.01 | 0.88593 | 1.7719 | 5379 | Window frame, PVC |  | 60 | C2 | 0 | 0 | 0 | 0 | 0 | 0 | 0 | 0 | 0
| Civic Offices | Services pipework PVC waste 94mm | 1700996 | 8403273 | 5.2 | Services equipment | Proxy for PVC water pipe | Construction | 0.88593 | Linear length Calculation | 30 | 44 | 1 | FALSE | 1 | FALSE |  | 1.01 | 0.88593 | 1.7719 | 5379 | Window frame, PVC |  | 60 | C4 | 0.017017 | 7.2944e-10 | 5.4213e-05 | 0.0010063 | 5.9277e-06 | 3.9784e-09 | 0.067661 | 0.13289 | 0.00041542
| Civic Offices | Services pipework PVC waste 94mm | 1700996 | 8403273 | 5.2 | Services equipment | Proxy for PVC water pipe | Construction | 0.88593 | Linear length Calculation | 30 | 44 | 1 | FALSE | 1 | FALSE |  | 1.01 | 0.88593 | 1.7719 | 5379 | Window frame, PVC |  | 60 | D2 | 0 | 0 | 0 | 0 | 0 | 0 | 0 | 0 | 0
| Civic Offices | Services pipework PVC waste 94mm | 1700996 | 8403273 | 5.2 | Services equipment | Proxy for PVC water pipe | Construction | 0.88593 | Linear length Calculation | 30 | 44 | 1 | FALSE | 1 | FALSE |  | 1.01 | 0.88593 | 1.7719 | 5379 | Window frame, PVC |  | 60 | D3 | 0 | 0 | 0 | 0 | 0 | 0 | 0 | 0 | 0
| Civic Offices | Services pipework PVC waste 94mm | 1700996 | 8403273 | 5.2 | Services equipment | Proxy for PVC water pipe | Construction | 0.88593 | Linear length Calculation | 30 | 44 | 1 | FALSE | 1 | FALSE |  | 1.01 | 0.88593 | 1.7719 | 5379 | Window frame, PVC |  | 60 | D4 | 0 | 0 | 0 | 0 | 0 | 0 | 0 | 0 | 0
| Civic Offices | Services pipework PVC waste 94mm | 1700996 | 8403273 | 5.2 | Services equipment | Proxy for PVC water pipe | Construction | 0.88593 | Linear length Calculation | 30 | 44 | 1 | FALSE | 1 | FALSE |  | 1.01 | 0.88593 | 1.7719 | 5379 | Window frame, PVC |  | 30 | B4B5 | 2.4772 | 9.9734e-08 | 0.01539 | 0.0057441 | 0.002652 | 0.00016113 | 46.2618 | 6.1615 | 0.025334
| Civic Offices | Services pipework PVC waste 94mm | 1700996 | 8403273 | 5.2 | Services equipment | Proxy for PVC water pipe | Construction | 0.88593 | Linear length Calculation | 30 | 44 | 1 | FALSE | 1 | FALSE |  | 1.01 | 0.88593 | 1.7719 | 5379 | Window frame, PVC |  | 30 | D2 | 0 | 0 | 0 | 0 | 0 | 0 | 0 | 0 | 0
| Civic Offices | Services pipework PVC waste 94mm | 1700996 | 8403273 | 5.2 | Services equipment | Proxy for PVC water pipe | Construction | 0.88593 | Linear length Calculation | 30 | 44 | 1 | FALSE | 1 | FALSE |  | 1.01 | 0.88593 | 1.7719 | 5379 | Window frame, PVC |  | 30 | D3 | 0 | 0 | 0 | 0 | 0 | 0 | 0 | 0 | 0
| Civic Offices | Services pipework PVC waste 94mm | 1700996 | 8403273 | 5.2 | Services equipment | Proxy for PVC water pipe | Construction | 0.88593 | Linear length Calculation | 30 | 44 | 1 | FALSE | 1 | FALSE |  | 1.01 | 0.88593 | 1.7719 | 5379 | Window frame, PVC |  | 30 | D4 | 0 | 0 | 0 | 0 | 0 | 0 | 0 | 0 | 0
| Civic Offices | Services pipework 22mm copper pipe (water supply) | 1700998 | 8403275 | 5.2 | Services equipment | Proxy for copper piping 22mm diameter | Construction | 0.42614 | Linear length Calculation | 45 | 44 | 1 | FALSE | 1 | FALSE |  | 1.03 | 0.42614 | 0.85227 | 5113 | Cladding sheet (plain), copper |  | 0 | A1A3 | 3.022 | 2.5114e-06 | 0.15369 | 0.10259 | 0.0084955 | 0.00069923 | 45.8529 | 8.951 | 0.096597
| Civic Offices | Services pipework 22mm copper pipe (water supply) | 1700998 | 8403275 | 5.2 | Services equipment | Proxy for copper piping 22mm diameter | Construction | 0.42614 | Linear length Calculation | 45 | 44 | 1 | FALSE | 1 | FALSE |  | 1.03 | 0.42614 | 0.85227 | 5113 | Cladding sheet (plain), copper |  | 0 | A4 | 0.0085996 | 1.5451e-09 | 2.8158e-05 | 7.6106e-06 | 4.8037e-06 | 2.9991e-08 | 0.12819 | 0.019574 | 3.5388e-05
| Civic Offices | Services pipework 22mm copper pipe (water supply) | 1700998 | 8403275 | 5.2 | Services equipment | Proxy for copper piping 22mm diameter | Construction | 0.42614 | Linear length Calculation | 45 | 44 | 1 | FALSE | 1 | FALSE |  | 1.03 | 0.42614 | 0.85227 | 5113 | Cladding sheet (plain), copper |  | 0 | A5 | 6.6452e-06 | 1.7401e-12 | 4.6469e-08 | 1.527e-08 | 7.711e-09 | 9.374e-12 | 0.00016291 | 0.0019176 | 0
| Civic Offices | Services pipework 22mm copper pipe (water supply) | 1700998 | 8403275 | 5.2 | Services equipment | Proxy for copper piping 22mm diameter | Construction | 0.42614 | Linear length Calculation | 45 | 44 | 1 | FALSE | 1 | FALSE |  | 1.03 | 0.42614 | 0.85227 | 5113 | Cladding sheet (plain), copper |  | 0 | D2 | 0 | 0 | 0 | 0 | 0 | 0 | 0 | 0 | 0
| Civic Offices | Services pipework 22mm copper pipe (water supply) | 1700998 | 8403275 | 5.2 | Services equipment | Proxy for copper piping 22mm diameter | Construction | 0.42614 | Linear length Calculation | 45 | 44 | 1 | FALSE | 1 | FALSE |  | 1.03 | 0.42614 | 0.85227 | 5113 | Cladding sheet (plain), copper |  | 0 | D3 | 0 | 0 | 0 | 0 | 0 | 0 | 0 | 0 | 0
| Civic Offices | Services pipework 22mm copper pipe (water supply) | 1700998 | 8403275 | 5.2 | Services equipment | Proxy for copper piping 22mm diameter | Construction | 0.42614 | Linear length Calculation | 45 | 44 | 1 | FALSE | 1 | FALSE |  | 1.03 | 0.42614 | 0.85227 | 5113 | Cladding sheet (plain), copper |  | 0 | D4 | 0 | 0 | 0 | 0 | 0 | 0 | 0 | 0 | 0
| Civic Offices | Services pipework 22mm copper pipe (water supply) | 1700998 | 8403275 | 5.2 | Services equipment | Proxy for copper piping 22mm diameter | Construction | 0.42614 | Linear length Calculation | 45 | 44 | 1 | FALSE | 1 | FALSE |  | 1.03 | 0.42614 | 0.85227 | 5113 | Cladding sheet (plain), copper |  | 60 | C2 | 0 | 0 | 0 | 0 | 0 | 0 | 0 | 0 | 0
| Civic Offices | Services pipework 22mm copper pipe (water supply) | 1700998 | 8403275 | 5.2 | Services equipment | Proxy for copper piping 22mm diameter | Construction | 0.42614 | Linear length Calculation | 45 | 44 | 1 | FALSE | 1 | FALSE |  | 1.03 | 0.42614 | 0.85227 | 5113 | Cladding sheet (plain), copper |  | 60 | C4 | 0.00022151 | 5.8002e-11 | 1.549e-06 | 5.0898e-07 | 2.5703e-07 | 3.1247e-10 | 0.0054303 | 0.06392 | 1.1109e-05
| Civic Offices | Services pipework 22mm copper pipe (water supply) | 1700998 | 8403275 | 5.2 | Services equipment | Proxy for copper piping 22mm diameter | Construction | 0.42614 | Linear length Calculation | 45 | 44 | 1 | FALSE | 1 | FALSE |  | 1.03 | 0.42614 | 0.85227 | 5113 | Cladding sheet (plain), copper |  | 60 | D2 | 0 | 0 | 0 | 0 | 0 | 0 | 0 | 0 | 0
| Civic Offices | Services pipework 22mm copper pipe (water supply) | 1700998 | 8403275 | 5.2 | Services equipment | Proxy for copper piping 22mm diameter | Construction | 0.42614 | Linear length Calculation | 45 | 44 | 1 | FALSE | 1 | FALSE |  | 1.03 | 0.42614 | 0.85227 | 5113 | Cladding sheet (plain), copper |  | 60 | D3 | 0 | 0 | 0 | 0 | 0 | 0 | 0 | 0 | 0
| Civic Offices | Services pipework 22mm copper pipe (water supply) | 1700998 | 8403275 | 5.2 | Services equipment | Proxy for copper piping 22mm diameter | Construction | 0.42614 | Linear length Calculation | 45 | 44 | 1 | FALSE | 1 | FALSE |  | 1.03 | 0.42614 | 0.85227 | 5113 | Cladding sheet (plain), copper |  | 60 | D4 | 0 | 0 | 0 | 0 | 0 | 0 | 0 | 0 | 0
| Civic Offices | Services pipework 22mm copper pipe (water supply) | 1700998 | 8403275 | 5.2 | Services equipment | Proxy for copper piping 22mm diameter | Construction | 0.42614 | Linear length Calculation | 45 | 44 | 1 | FALSE | 1 | FALSE |  | 1.03 | 0.42614 | 0.85227 | 5113 | Cladding sheet (plain), copper |  | 45 | B4B5 | 3.0308 | 2.513e-06 | 0.15372 | 0.1026 | 0.0085006 | 0.00069926 | 45.9867 | 9.0364 | 0.096632
| Civic Offices | Services pipework 22mm copper pipe (water supply) | 1700998 | 8403275 | 5.2 | Services equipment | Proxy for copper piping 22mm diameter | Construction | 0.42614 | Linear length Calculation | 45 | 44 | 1 | FALSE | 1 | FALSE |  | 1.03 | 0.42614 | 0.85227 | 5113 | Cladding sheet (plain), copper |  | 45 | D2 | 0 | 0 | 0 | 0 | 0 | 0 | 0 | 0 | 0
| Civic Offices | Services pipework 22mm copper pipe (water supply) | 1700998 | 8403275 | 5.2 | Services equipment | Proxy for copper piping 22mm diameter | Construction | 0.42614 | Linear length Calculation | 45 | 44 | 1 | FALSE | 1 | FALSE |  | 1.03 | 0.42614 | 0.85227 | 5113 | Cladding sheet (plain), copper |  | 45 | D3 | 0 | 0 | 0 | 0 | 0 | 0 | 0 | 0 | 0
| Civic Offices | Services pipework 22mm copper pipe (water supply) | 1700998 | 8403275 | 5.2 | Services equipment | Proxy for copper piping 22mm diameter | Construction | 0.42614 | Linear length Calculation | 45 | 44 | 1 | FALSE | 1 | FALSE |  | 1.03 | 0.42614 | 0.85227 | 5113 | Cladding sheet (plain), copper |  | 45 | D4 | 0 | 0 | 0 | 0 | 0 | 0 | 0 | 0 | 0
| Civic Offices | Services pipework insulation (50mm) | 1700999 | 8403277 | 5.2 | Services equipment | pipe insulation 50mm thick | Construction | 0.36225 | Area Calculation | 70 | 44 | 1 | FALSE | 1 | FALSE |  | 1.07 | 0.36225 | 0.36225 | 5349 | Insulation (flexible), polyurethane foam |  | 0 | A1A3 | 1.9126 | 1.6289e-08 | 0.0082277 | 0.0021452 | 0.0012386 | 1.1798e-05 | 33.9118 | 0.56629 | 0.010309
| Civic Offices | Services pipework insulation (50mm) | 1700999 | 8403277 | 5.2 | Services equipment | pipe insulation 50mm thick | Construction | 0.36225 | Area Calculation | 70 | 44 | 1 | FALSE | 1 | FALSE |  | 1.07 | 0.36225 | 0.36225 | 5349 | Insulation (flexible), polyurethane foam |  | 0 | A4 | 0.0074273 | 1.3345e-09 | 2.432e-05 | 6.5732e-06 | 4.1489e-06 | 2.5903e-08 | 0.11072 | 0.016906 | 3.0565e-05
| Civic Offices | Services pipework insulation (50mm) | 1700999 | 8403277 | 5.2 | Services equipment | pipe insulation 50mm thick | Construction | 0.36225 | Area Calculation | 70 | 44 | 1 | FALSE | 1 | FALSE |  | 1.07 | 0.36225 | 0.36225 | 5349 | Insulation (flexible), polyurethane foam |  | 0 | A5 | 0.0021798 | 6.8865e-11 | 2.7522e-06 | 0.00069395 | 6.678e-07 | 4.4542e-10 | 0.0077433 | 0.0038036 | 0
| Civic Offices | Services pipework insulation (50mm) | 1700999 | 8403277 | 5.2 | Services equipment | pipe insulation 50mm thick | Construction | 0.36225 | Area Calculation | 70 | 44 | 1 | FALSE | 1 | FALSE |  | 1.07 | 0.36225 | 0.36225 | 5349 | Insulation (flexible), polyurethane foam |  | 0 | D2 | 0 | 0 | 0 | 0 | 0 | 0 | 0 | 0 | 0
| Civic Offices | Services pipework insulation (50mm) | 1700999 | 8403277 | 5.2 | Services equipment | pipe insulation 50mm thick | Construction | 0.36225 | Area Calculation | 70 | 44 | 1 | FALSE | 1 | FALSE |  | 1.07 | 0.36225 | 0.36225 | 5349 | Insulation (flexible), polyurethane foam |  | 0 | D3 | 0 | 0 | 0 | 0 | 0 | 0 | 0 | 0 | 0
| Civic Offices | Services pipework insulation (50mm) | 1700999 | 8403277 | 5.2 | Services equipment | pipe insulation 50mm thick | Construction | 0.36225 | Area Calculation | 70 | 44 | 1 | FALSE | 1 | FALSE |  | 1.07 | 0.36225 | 0.36225 | 5349 | Insulation (flexible), polyurethane foam |  | 0 | D4 | 0 | 0 | 0 | 0 | 0 | 0 | 0 | 0 | 0
| Civic Offices | Services pipework insulation (50mm) | 1700999 | 8403277 | 5.2 | Services equipment | pipe insulation 50mm thick | Construction | 0.36225 | Area Calculation | 70 | 44 | 1 | FALSE | 1 | FALSE |  | 1.07 | 0.36225 | 0.36225 | 5349 | Insulation (flexible), polyurethane foam |  | 60 | C2 | 0 | 0 | 0 | 0 | 0 | 0 | 0 | 0 | 0
| Civic Offices | Services pipework insulation (50mm) | 1700999 | 8403277 | 5.2 | Services equipment | pipe insulation 50mm thick | Construction | 0.36225 | Area Calculation | 70 | 44 | 1 | FALSE | 1 | FALSE |  | 1.07 | 0.36225 | 0.36225 | 5349 | Insulation (flexible), polyurethane foam |  | 60 | C4 | 0.031139 | 9.8378e-10 | 3.9317e-05 | 0.0099136 | 9.54e-06 | 6.3631e-09 | 0.11062 | 0.054337 | 0.0026547
| Civic Offices | Services pipework insulation (50mm) | 1700999 | 8403277 | 5.2 | Services equipment | pipe insulation 50mm thick | Construction | 0.36225 | Area Calculation | 70 | 44 | 1 | FALSE | 1 | FALSE |  | 1.07 | 0.36225 | 0.36225 | 5349 | Insulation (flexible), polyurethane foam |  | 60 | D2 | 0 | 0 | 0 | 0 | 0 | 0 | 0 | 0 | 0
| Civic Offices | Services pipework insulation (50mm) | 1700999 | 8403277 | 5.2 | Services equipment | pipe insulation 50mm thick | Construction | 0.36225 | Area Calculation | 70 | 44 | 1 | FALSE | 1 | FALSE |  | 1.07 | 0.36225 | 0.36225 | 5349 | Insulation (flexible), polyurethane foam |  | 60 | D3 | 0 | 0 | 0 | 0 | 0 | 0 | 0 | 0 | 0
| Civic Offices | Services pipework insulation (50mm) | 1700999 | 8403277 | 5.2 | Services equipment | pipe insulation 50mm thick | Construction | 0.36225 | Area Calculation | 70 | 44 | 1 | FALSE | 1 | FALSE |  | 1.07 | 0.36225 | 0.36225 | 5349 | Insulation (flexible), polyurethane foam |  | 60 | D4 | 0 | 0 | 0 | 0 | 0 | 0 | 0 | 0 | 0
| Civic Offices | Stainless steel kitchen single drainer sink including taps TMV and accessories (Wall basin/sink ceramic) | 1701000 | 8403279 | 5.2 | Services equipment | PRoxy for ceramic sink | Construction | 16 | kg | 25 | 44 | 1 | FALSE | 1 | FALSE |  | 1.06 | 16 | 48 | 5101 | Floor finish (tiles), ceramic |  | 0 | A1A3 | 10.1452 | 1.1711e-06 | 0.063961 | 0.016605 | 0.0052296 | 0.00082775 | 158.9189 | 25.3299 | 0.085484
| Civic Offices | Stainless steel kitchen single drainer sink including taps TMV and accessories (Wall basin/sink ceramic) | 1701000 | 8403279 | 5.2 | Services equipment | PRoxy for ceramic sink | Construction | 16 | kg | 25 | 44 | 1 | FALSE | 1 | FALSE |  | 1.06 | 16 | 48 | 5101 | Floor finish (tiles), ceramic |  | 0 | A4 | 0.32499 | 5.8392e-08 | 0.0010641 | 0.00028761 | 0.00018154 | 1.1334e-06 | 4.8445 | 0.73971 | 0.0013374
| Civic Offices | Stainless steel kitchen single drainer sink including taps TMV and accessories (Wall basin/sink ceramic) | 1701000 | 8403279 | 5.2 | Services equipment | PRoxy for ceramic sink | Construction | 16 | kg | 25 | 44 | 1 | FALSE | 1 | FALSE |  | 1.06 | 16 | 48 | 5101 | Floor finish (tiles), ceramic |  | 0 | A5 | 0.001246 | 4.2951e-10 | 9.596e-06 | 2.3694e-06 | 1.6577e-06 | 1.3469e-09 | 0.036189 | 0.144 | 0
| Civic Offices | Stainless steel kitchen single drainer sink including taps TMV and accessories (Wall basin/sink ceramic) | 1701000 | 8403279 | 5.2 | Services equipment | PRoxy for ceramic sink | Construction | 16 | kg | 25 | 44 | 1 | FALSE | 1 | FALSE |  | 1.06 | 16 | 48 | 5101 | Floor finish (tiles), ceramic |  | 0 | D2 | 0 | 0 | 0 | 0 | 0 | 0 | 0 | 0 | 0
| Civic Offices | Stainless steel kitchen single drainer sink including taps TMV and accessories (Wall basin/sink ceramic) | 1701000 | 8403279 | 5.2 | Services equipment | PRoxy for ceramic sink | Construction | 16 | kg | 25 | 44 | 1 | FALSE | 1 | FALSE |  | 1.06 | 16 | 48 | 5101 | Floor finish (tiles), ceramic |  | 0 | D3 | 0 | 0 | 0 | 0 | 0 | 0 | 0 | 0 | 0
| Civic Offices | Stainless steel kitchen single drainer sink including taps TMV and accessories (Wall basin/sink ceramic) | 1701000 | 8403279 | 5.2 | Services equipment | PRoxy for ceramic sink | Construction | 16 | kg | 25 | 44 | 1 | FALSE | 1 | FALSE |  | 1.06 | 16 | 48 | 5101 | Floor finish (tiles), ceramic |  | 0 | D4 | 0 | 0 | 0 | 0 | 0 | 0 | 0 | 0 | 0
| Civic Offices | Stainless steel kitchen single drainer sink including taps TMV and accessories (Wall basin/sink ceramic) | 1701000 | 8403279 | 5.2 | Services equipment | PRoxy for ceramic sink | Construction | 16 | kg | 25 | 44 | 1 | FALSE | 1 | FALSE |  | 1.06 | 16 | 48 | 5101 | Floor finish (tiles), ceramic |  | 60 | C2 | 0 | 0 | 0 | 0 | 0 | 0 | 0 | 0 | 0
| Civic Offices | Stainless steel kitchen single drainer sink including taps TMV and accessories (Wall basin/sink ceramic) | 1701000 | 8403279 | 5.2 | Services equipment | PRoxy for ceramic sink | Construction | 16 | kg | 25 | 44 | 1 | FALSE | 1 | FALSE |  | 1.06 | 16 | 48 | 5101 | Floor finish (tiles), ceramic |  | 60 | C4 | 0.020766 | 7.1586e-09 | 0.00015993 | 3.9491e-05 | 2.7628e-05 | 2.2448e-08 | 0.60315 | 2.4 | 0.0019576
| Civic Offices | Stainless steel kitchen single drainer sink including taps TMV and accessories (Wall basin/sink ceramic) | 1701000 | 8403279 | 5.2 | Services equipment | PRoxy for ceramic sink | Construction | 16 | kg | 25 | 44 | 1 | FALSE | 1 | FALSE |  | 1.06 | 16 | 48 | 5101 | Floor finish (tiles), ceramic |  | 60 | D2 | 0 | 0 | 0 | 0 | 0 | 0 | 0 | 0 | 0
| Civic Offices | Stainless steel kitchen single drainer sink including taps TMV and accessories (Wall basin/sink ceramic) | 1701000 | 8403279 | 5.2 | Services equipment | PRoxy for ceramic sink | Construction | 16 | kg | 25 | 44 | 1 | FALSE | 1 | FALSE |  | 1.06 | 16 | 48 | 5101 | Floor finish (tiles), ceramic |  | 60 | D3 | 0 | 0 | 0 | 0 | 0 | 0 | 0 | 0 | 0
| Civic Offices | Stainless steel kitchen single drainer sink including taps TMV and accessories (Wall basin/sink ceramic) | 1701000 | 8403279 | 5.2 | Services equipment | PRoxy for ceramic sink | Construction | 16 | kg | 25 | 44 | 1 | FALSE | 1 | FALSE |  | 1.06 | 16 | 48 | 5101 | Floor finish (tiles), ceramic |  | 60 | D4 | 0 | 0 | 0 | 0 | 0 | 0 | 0 | 0 | 0
| Civic Offices | Stainless steel kitchen single drainer sink including taps TMV and accessories (Wall basin/sink ceramic) | 1701000 | 8403279 | 5.2 | Services equipment | PRoxy for ceramic sink | Construction | 16 | kg | 25 | 44 | 1 | FALSE | 1 | FALSE |  | 1.06 | 16 | 48 | 5101 | Floor finish (tiles), ceramic |  | 25 | B4B5 | 10.4922 | 1.2371e-06 | 0.065195 | 0.016935 | 0.0054404 | 0.00082891 | 164.4027 | 28.6136 | 0.086822
| Civic Offices | Stainless steel kitchen single drainer sink including taps TMV and accessories (Wall basin/sink ceramic) | 1701000 | 8403279 | 5.2 | Services equipment | PRoxy for ceramic sink | Construction | 16 | kg | 25 | 44 | 1 | FALSE | 1 | FALSE |  | 1.06 | 16 | 48 | 5101 | Floor finish (tiles), ceramic |  | 25 | D2 | 0 | 0 | 0 | 0 | 0 | 0 | 0 | 0 | 0
| Civic Offices | Stainless steel kitchen single drainer sink including taps TMV and accessories (Wall basin/sink ceramic) | 1701000 | 8403279 | 5.2 | Services equipment | PRoxy for ceramic sink | Construction | 16 | kg | 25 | 44 | 1 | FALSE | 1 | FALSE |  | 1.06 | 16 | 48 | 5101 | Floor finish (tiles), ceramic |  | 25 | D3 | 0 | 0 | 0 | 0 | 0 | 0 | 0 | 0 | 0
| Civic Offices | Stainless steel kitchen single drainer sink including taps TMV and accessories (Wall basin/sink ceramic) | 1701000 | 8403279 | 5.2 | Services equipment | PRoxy for ceramic sink | Construction | 16 | kg | 25 | 44 | 1 | FALSE | 1 | FALSE |  | 1.06 | 16 | 48 | 5101 | Floor finish (tiles), ceramic |  | 25 | D4 | 0 | 0 | 0 | 0 | 0 | 0 | 0 | 0 | 0
| Civic Offices | Stainless steel kitchen single drainer sink including taps TMV and accessories (Wall basin/sink ceramic) | 1701000 | 8403279 | 5.2 | Services equipment | PRoxy for ceramic sink | Construction | 16 | kg | 25 | 44 | 1 | FALSE | 1 | FALSE |  | 1.06 | 16 | 48 | 5101 | Floor finish (tiles), ceramic |  | 50 | B4B5 | 10.4922 | 1.2371e-06 | 0.065195 | 0.016935 | 0.0054404 | 0.00082891 | 164.4027 | 28.6136 | 0.086822
| Civic Offices | Stainless steel kitchen single drainer sink including taps TMV and accessories (Wall basin/sink ceramic) | 1701000 | 8403279 | 5.2 | Services equipment | PRoxy for ceramic sink | Construction | 16 | kg | 25 | 44 | 1 | FALSE | 1 | FALSE |  | 1.06 | 16 | 48 | 5101 | Floor finish (tiles), ceramic |  | 50 | D2 | 0 | 0 | 0 | 0 | 0 | 0 | 0 | 0 | 0
| Civic Offices | Stainless steel kitchen single drainer sink including taps TMV and accessories (Wall basin/sink ceramic) | 1701000 | 8403279 | 5.2 | Services equipment | PRoxy for ceramic sink | Construction | 16 | kg | 25 | 44 | 1 | FALSE | 1 | FALSE |  | 1.06 | 16 | 48 | 5101 | Floor finish (tiles), ceramic |  | 50 | D3 | 0 | 0 | 0 | 0 | 0 | 0 | 0 | 0 | 0
| Civic Offices | Stainless steel kitchen single drainer sink including taps TMV and accessories (Wall basin/sink ceramic) | 1701000 | 8403279 | 5.2 | Services equipment | PRoxy for ceramic sink | Construction | 16 | kg | 25 | 44 | 1 | FALSE | 1 | FALSE |  | 1.06 | 16 | 48 | 5101 | Floor finish (tiles), ceramic |  | 50 | D4 | 0 | 0 | 0 | 0 | 0 | 0 | 0 | 0 | 0
| Civic Offices | Stainless steel kitchen single drainer sink including taps TMV and accessories (Wall basin/sink ceramic) | 1701000 | 8403280 | 5.2 | Services equipment | Proxy for taps | Construction | 2 | kg | 20 | 44 | 1 | FALSE | 1 | FALSE |  | 1.01 | 2 | 6 | 5455 | Door frame (hollow), stainless steel |  | 0 | A1A3 | 9.6317 | 4.8542e-07 | 0.058535 | 0.017238 | 0.0068046 | 0.00030234 | 125.3003 | 11.8948 | 0.29513
| Civic Offices | Stainless steel kitchen single drainer sink including taps TMV and accessories (Wall basin/sink ceramic) | 1701000 | 8403280 | 5.2 | Services equipment | Proxy for taps | Construction | 2 | kg | 20 | 44 | 1 | FALSE | 1 | FALSE |  | 1.01 | 2 | 6 | 5455 | Door frame (hollow), stainless steel |  | 0 | A4 | 0.083842 | 1.1602e-08 | 0.00039864 | 7.4023e-05 | 5.2626e-05 | 1.8672e-07 | 1.2267 | 0.35626 | 0.00034074
| Civic Offices | Stainless steel kitchen single drainer sink including taps TMV and accessories (Wall basin/sink ceramic) | 1701000 | 8403280 | 5.2 | Services equipment | Proxy for taps | Construction | 2 | kg | 20 | 44 | 1 | FALSE | 1 | FALSE |  | 1.01 | 2 | 6 | 5455 | Door frame (hollow), stainless steel |  | 0 | A5 | 1.0396e-05 | 2.7222e-12 | 7.2698e-08 | 2.3888e-08 | 1.2063e-08 | 1.4665e-11 | 0.00025486 | 0.003 | 0
| Civic Offices | Stainless steel kitchen single drainer sink including taps TMV and accessories (Wall basin/sink ceramic) | 1701000 | 8403280 | 5.2 | Services equipment | Proxy for taps | Construction | 2 | kg | 20 | 44 | 1 | FALSE | 1 | FALSE |  | 1.01 | 2 | 6 | 5455 | Door frame (hollow), stainless steel |  | 0 | D2 | 0 | 0 | 0 | 0 | 0 | 0 | 0 | 0 | 0
| Civic Offices | Stainless steel kitchen single drainer sink including taps TMV and accessories (Wall basin/sink ceramic) | 1701000 | 8403280 | 5.2 | Services equipment | Proxy for taps | Construction | 2 | kg | 20 | 44 | 1 | FALSE | 1 | FALSE |  | 1.01 | 2 | 6 | 5455 | Door frame (hollow), stainless steel |  | 0 | D3 | 0 | 0 | 0 | 0 | 0 | 0 | 0 | 0 | 0
| Civic Offices | Stainless steel kitchen single drainer sink including taps TMV and accessories (Wall basin/sink ceramic) | 1701000 | 8403280 | 5.2 | Services equipment | Proxy for taps | Construction | 2 | kg | 20 | 44 | 1 | FALSE | 1 | FALSE |  | 1.01 | 2 | 6 | 5455 | Door frame (hollow), stainless steel |  | 0 | D4 | 0 | 0 | 0 | 0 | 0 | 0 | 0 | 0 | 0
| Civic Offices | Stainless steel kitchen single drainer sink including taps TMV and accessories (Wall basin/sink ceramic) | 1701000 | 8403280 | 5.2 | Services equipment | Proxy for taps | Construction | 2 | kg | 20 | 44 | 1 | FALSE | 1 | FALSE |  | 1.01 | 2 | 6 | 5455 | Door frame (hollow), stainless steel |  | 60 | C2 | 0 | 0 | 0 | 0 | 0 | 0 | 0 | 0 | 0
| Civic Offices | Stainless steel kitchen single drainer sink including taps TMV and accessories (Wall basin/sink ceramic) | 1701000 | 8403280 | 5.2 | Services equipment | Proxy for taps | Construction | 2 | kg | 20 | 44 | 1 | FALSE | 1 | FALSE |  | 1.01 | 2 | 6 | 5455 | Door frame (hollow), stainless steel |  | 60 | C4 | 0.0010396 | 2.7222e-10 | 7.2698e-06 | 2.3888e-06 | 1.2063e-06 | 1.4665e-09 | 0.025486 | 0.3 | 5.2136e-05
| Civic Offices | Stainless steel kitchen single drainer sink including taps TMV and accessories (Wall basin/sink ceramic) | 1701000 | 8403280 | 5.2 | Services equipment | Proxy for taps | Construction | 2 | kg | 20 | 44 | 1 | FALSE | 1 | FALSE |  | 1.01 | 2 | 6 | 5455 | Door frame (hollow), stainless steel |  | 60 | D2 | 0 | 0 | 0 | 0 | 0 | 0 | 0 | 0 | 0
| Civic Offices | Stainless steel kitchen single drainer sink including taps TMV and accessories (Wall basin/sink ceramic) | 1701000 | 8403280 | 5.2 | Services equipment | Proxy for taps | Construction | 2 | kg | 20 | 44 | 1 | FALSE | 1 | FALSE |  | 1.01 | 2 | 6 | 5455 | Door frame (hollow), stainless steel |  | 60 | D3 | 0 | 0 | 0 | 0 | 0 | 0 | 0 | 0 | 0
| Civic Offices | Stainless steel kitchen single drainer sink including taps TMV and accessories (Wall basin/sink ceramic) | 1701000 | 8403280 | 5.2 | Services equipment | Proxy for taps | Construction | 2 | kg | 20 | 44 | 1 | FALSE | 1 | FALSE |  | 1.01 | 2 | 6 | 5455 | Door frame (hollow), stainless steel |  | 60 | D4 | 0 | 0 | 0 | 0 | 0 | 0 | 0 | 0 | 0
| Civic Offices | Stainless steel kitchen single drainer sink including taps TMV and accessories (Wall basin/sink ceramic) | 1701000 | 8403280 | 5.2 | Services equipment | Proxy for taps | Construction | 2 | kg | 20 | 44 | 1 | FALSE | 1 | FALSE |  | 1.01 | 2 | 6 | 5455 | Door frame (hollow), stainless steel |  | 20 | B4B5 | 9.7166 | 4.973e-07 | 0.058941 | 0.017315 | 0.0068585 | 0.00030253 | 126.5528 | 12.554 | 0.29547
| Civic Offices | Stainless steel kitchen single drainer sink including taps TMV and accessories (Wall basin/sink ceramic) | 1701000 | 8403280 | 5.2 | Services equipment | Proxy for taps | Construction | 2 | kg | 20 | 44 | 1 | FALSE | 1 | FALSE |  | 1.01 | 2 | 6 | 5455 | Door frame (hollow), stainless steel |  | 20 | D2 | 0 | 0 | 0 | 0 | 0 | 0 | 0 | 0 | 0
| Civic Offices | Stainless steel kitchen single drainer sink including taps TMV and accessories (Wall basin/sink ceramic) | 1701000 | 8403280 | 5.2 | Services equipment | Proxy for taps | Construction | 2 | kg | 20 | 44 | 1 | FALSE | 1 | FALSE |  | 1.01 | 2 | 6 | 5455 | Door frame (hollow), stainless steel |  | 20 | D3 | 0 | 0 | 0 | 0 | 0 | 0 | 0 | 0 | 0
| Civic Offices | Stainless steel kitchen single drainer sink including taps TMV and accessories (Wall basin/sink ceramic) | 1701000 | 8403280 | 5.2 | Services equipment | Proxy for taps | Construction | 2 | kg | 20 | 44 | 1 | FALSE | 1 | FALSE |  | 1.01 | 2 | 6 | 5455 | Door frame (hollow), stainless steel |  | 20 | D4 | 0 | 0 | 0 | 0 | 0 | 0 | 0 | 0 | 0
| Civic Offices | Stainless steel kitchen single drainer sink including taps TMV and accessories (Wall basin/sink ceramic) | 1701000 | 8403280 | 5.2 | Services equipment | Proxy for taps | Construction | 2 | kg | 20 | 44 | 1 | FALSE | 1 | FALSE |  | 1.01 | 2 | 6 | 5455 | Door frame (hollow), stainless steel |  | 40 | B4B5 | 9.7166 | 4.973e-07 | 0.058941 | 0.017315 | 0.0068585 | 0.00030253 | 126.5528 | 12.554 | 0.29547
| Civic Offices | Stainless steel kitchen single drainer sink including taps TMV and accessories (Wall basin/sink ceramic) | 1701000 | 8403280 | 5.2 | Services equipment | Proxy for taps | Construction | 2 | kg | 20 | 44 | 1 | FALSE | 1 | FALSE |  | 1.01 | 2 | 6 | 5455 | Door frame (hollow), stainless steel |  | 40 | D2 | 0 | 0 | 0 | 0 | 0 | 0 | 0 | 0 | 0
| Civic Offices | Stainless steel kitchen single drainer sink including taps TMV and accessories (Wall basin/sink ceramic) | 1701000 | 8403280 | 5.2 | Services equipment | Proxy for taps | Construction | 2 | kg | 20 | 44 | 1 | FALSE | 1 | FALSE |  | 1.01 | 2 | 6 | 5455 | Door frame (hollow), stainless steel |  | 40 | D3 | 0 | 0 | 0 | 0 | 0 | 0 | 0 | 0 | 0
| Civic Offices | Stainless steel kitchen single drainer sink including taps TMV and accessories (Wall basin/sink ceramic) | 1701000 | 8403280 | 5.2 | Services equipment | Proxy for taps | Construction | 2 | kg | 20 | 44 | 1 | FALSE | 1 | FALSE |  | 1.01 | 2 | 6 | 5455 | Door frame (hollow), stainless steel |  | 40 | D4 | 0 | 0 | 0 | 0 | 0 | 0 | 0 | 0 | 0
| Civic Offices | Services pipework 22mm copper pipe (water supply) | 1701002 | 8403283 | 5.2 | Services equipment | Proxy for copper piping 22mm diameter | Construction | 0.28409 | Linear length Calculation | 45 | 44 | 1 | FALSE | 1 | FALSE |  | 1.03 | 0.28409 | 0.56818 | 5113 | Cladding sheet (plain), copper |  | 0 | A1A3 | 2.0146 | 1.6743e-06 | 0.10246 | 0.068396 | 0.0056637 | 0.00046615 | 30.5686 | 5.9673 | 0.064398
| Civic Offices | Services pipework 22mm copper pipe (water supply) | 1701002 | 8403283 | 5.2 | Services equipment | Proxy for copper piping 22mm diameter | Construction | 0.28409 | Linear length Calculation | 45 | 44 | 1 | FALSE | 1 | FALSE |  | 1.03 | 0.28409 | 0.56818 | 5113 | Cladding sheet (plain), copper |  | 0 | A4 | 0.005733 | 1.0301e-09 | 1.8772e-05 | 5.0738e-06 | 3.2025e-06 | 1.9994e-08 | 0.08546 | 0.013049 | 2.3592e-05
| Civic Offices | Services pipework 22mm copper pipe (water supply) | 1701002 | 8403283 | 5.2 | Services equipment | Proxy for copper piping 22mm diameter | Construction | 0.28409 | Linear length Calculation | 45 | 44 | 1 | FALSE | 1 | FALSE |  | 1.03 | 0.28409 | 0.56818 | 5113 | Cladding sheet (plain), copper |  | 0 | A5 | 4.4301e-06 | 1.16e-12 | 3.0979e-08 | 1.018e-08 | 5.1407e-09 | 6.2493e-12 | 0.00010861 | 0.0012784 | 0
| Civic Offices | Services pipework 22mm copper pipe (water supply) | 1701002 | 8403283 | 5.2 | Services equipment | Proxy for copper piping 22mm diameter | Construction | 0.28409 | Linear length Calculation | 45 | 44 | 1 | FALSE | 1 | FALSE |  | 1.03 | 0.28409 | 0.56818 | 5113 | Cladding sheet (plain), copper |  | 0 | D2 | 0 | 0 | 0 | 0 | 0 | 0 | 0 | 0 | 0
| Civic Offices | Services pipework 22mm copper pipe (water supply) | 1701002 | 8403283 | 5.2 | Services equipment | Proxy for copper piping 22mm diameter | Construction | 0.28409 | Linear length Calculation | 45 | 44 | 1 | FALSE | 1 | FALSE |  | 1.03 | 0.28409 | 0.56818 | 5113 | Cladding sheet (plain), copper |  | 0 | D3 | 0 | 0 | 0 | 0 | 0 | 0 | 0 | 0 | 0
| Civic Offices | Services pipework 22mm copper pipe (water supply) | 1701002 | 8403283 | 5.2 | Services equipment | Proxy for copper piping 22mm diameter | Construction | 0.28409 | Linear length Calculation | 45 | 44 | 1 | FALSE | 1 | FALSE |  | 1.03 | 0.28409 | 0.56818 | 5113 | Cladding sheet (plain), copper |  | 0 | D4 | 0 | 0 | 0 | 0 | 0 | 0 | 0 | 0 | 0
| Civic Offices | Services pipework 22mm copper pipe (water supply) | 1701002 | 8403283 | 5.2 | Services equipment | Proxy for copper piping 22mm diameter | Construction | 0.28409 | Linear length Calculation | 45 | 44 | 1 | FALSE | 1 | FALSE |  | 1.03 | 0.28409 | 0.56818 | 5113 | Cladding sheet (plain), copper |  | 60 | C2 | 0 | 0 | 0 | 0 | 0 | 0 | 0 | 0 | 0
| Civic Offices | Services pipework 22mm copper pipe (water supply) | 1701002 | 8403283 | 5.2 | Services equipment | Proxy for copper piping 22mm diameter | Construction | 0.28409 | Linear length Calculation | 45 | 44 | 1 | FALSE | 1 | FALSE |  | 1.03 | 0.28409 | 0.56818 | 5113 | Cladding sheet (plain), copper |  | 60 | C4 | 0.00014767 | 3.8668e-11 | 1.0326e-06 | 3.3932e-07 | 1.7136e-07 | 2.0831e-10 | 0.0036202 | 0.042614 | 7.4057e-06
| Civic Offices | Services pipework 22mm copper pipe (water supply) | 1701002 | 8403283 | 5.2 | Services equipment | Proxy for copper piping 22mm diameter | Construction | 0.28409 | Linear length Calculation | 45 | 44 | 1 | FALSE | 1 | FALSE |  | 1.03 | 0.28409 | 0.56818 | 5113 | Cladding sheet (plain), copper |  | 60 | D2 | 0 | 0 | 0 | 0 | 0 | 0 | 0 | 0 | 0
| Civic Offices | Services pipework 22mm copper pipe (water supply) | 1701002 | 8403283 | 5.2 | Services equipment | Proxy for copper piping 22mm diameter | Construction | 0.28409 | Linear length Calculation | 45 | 44 | 1 | FALSE | 1 | FALSE |  | 1.03 | 0.28409 | 0.56818 | 5113 | Cladding sheet (plain), copper |  | 60 | D3 | 0 | 0 | 0 | 0 | 0 | 0 | 0 | 0 | 0
| Civic Offices | Services pipework 22mm copper pipe (water supply) | 1701002 | 8403283 | 5.2 | Services equipment | Proxy for copper piping 22mm diameter | Construction | 0.28409 | Linear length Calculation | 45 | 44 | 1 | FALSE | 1 | FALSE |  | 1.03 | 0.28409 | 0.56818 | 5113 | Cladding sheet (plain), copper |  | 60 | D4 | 0 | 0 | 0 | 0 | 0 | 0 | 0 | 0 | 0
| Civic Offices | Services pipework 22mm copper pipe (water supply) | 1701002 | 8403283 | 5.2 | Services equipment | Proxy for copper piping 22mm diameter | Construction | 0.28409 | Linear length Calculation | 45 | 44 | 1 | FALSE | 1 | FALSE |  | 1.03 | 0.28409 | 0.56818 | 5113 | Cladding sheet (plain), copper |  | 45 | B4B5 | 2.0205 | 1.6753e-06 | 0.10248 | 0.068401 | 0.005667 | 0.00046617 | 30.6578 | 6.0243 | 0.064421
| Civic Offices | Services pipework 22mm copper pipe (water supply) | 1701002 | 8403283 | 5.2 | Services equipment | Proxy for copper piping 22mm diameter | Construction | 0.28409 | Linear length Calculation | 45 | 44 | 1 | FALSE | 1 | FALSE |  | 1.03 | 0.28409 | 0.56818 | 5113 | Cladding sheet (plain), copper |  | 45 | D2 | 0 | 0 | 0 | 0 | 0 | 0 | 0 | 0 | 0
| Civic Offices | Services pipework 22mm copper pipe (water supply) | 1701002 | 8403283 | 5.2 | Services equipment | Proxy for copper piping 22mm diameter | Construction | 0.28409 | Linear length Calculation | 45 | 44 | 1 | FALSE | 1 | FALSE |  | 1.03 | 0.28409 | 0.56818 | 5113 | Cladding sheet (plain), copper |  | 45 | D3 | 0 | 0 | 0 | 0 | 0 | 0 | 0 | 0 | 0
| Civic Offices | Services pipework 22mm copper pipe (water supply) | 1701002 | 8403283 | 5.2 | Services equipment | Proxy for copper piping 22mm diameter | Construction | 0.28409 | Linear length Calculation | 45 | 44 | 1 | FALSE | 1 | FALSE |  | 1.03 | 0.28409 | 0.56818 | 5113 | Cladding sheet (plain), copper |  | 45 | D4 | 0 | 0 | 0 | 0 | 0 | 0 | 0 | 0 | 0
| Civic Offices | Services pipework PVC waste 94mm | 1701003 | 8403285 | 5.2 | Services equipment | Proxy for PVC water pipe | Construction | 0.59062 | Linear length Calculation | 30 | 44 | 1 | FALSE | 1 | FALSE |  | 1.01 | 0.59062 | 1.1812 | 5379 | Window frame, PVC |  | 0 | A1A3 | 1.6287 | 6.3968e-08 | 0.010186 | 0.0031418 | 0.0017577 | 0.00010738 | 30.6272 | 3.9925 | 0.016843
| Civic Offices | Services pipework PVC waste 94mm | 1701003 | 8403285 | 5.2 | Services equipment | Proxy for PVC water pipe | Construction | 0.59062 | Linear length Calculation | 30 | 44 | 1 | FALSE | 1 | FALSE |  | 1.01 | 0.59062 | 1.1812 | 5379 | Window frame, PVC |  | 0 | A4 | 0.011302 | 2.0307e-09 | 3.7007e-05 | 1.0002e-05 | 6.3134e-06 | 3.9416e-08 | 0.16848 | 0.025725 | 4.651e-05
| Civic Offices | Services pipework PVC waste 94mm | 1701003 | 8403285 | 5.2 | Services equipment | Proxy for PVC water pipe | Construction | 0.59062 | Linear length Calculation | 30 | 44 | 1 | FALSE | 1 | FALSE |  | 1.01 | 0.59062 | 1.1812 | 5379 | Window frame, PVC |  | 0 | A5 | 0.00011345 | 4.8629e-12 | 3.6142e-07 | 6.7089e-06 | 3.9518e-08 | 2.6523e-11 | 0.00045108 | 0.00088593 | 0
| Civic Offices | Services pipework PVC waste 94mm | 1701003 | 8403285 | 5.2 | Services equipment | Proxy for PVC water pipe | Construction | 0.59062 | Linear length Calculation | 30 | 44 | 1 | FALSE | 1 | FALSE |  | 1.01 | 0.59062 | 1.1812 | 5379 | Window frame, PVC |  | 0 | D2 | 0 | 0 | 0 | 0 | 0 | 0 | 0 | 0 | 0
| Civic Offices | Services pipework PVC waste 94mm | 1701003 | 8403285 | 5.2 | Services equipment | Proxy for PVC water pipe | Construction | 0.59062 | Linear length Calculation | 30 | 44 | 1 | FALSE | 1 | FALSE |  | 1.01 | 0.59062 | 1.1812 | 5379 | Window frame, PVC |  | 0 | D3 | 0 | 0 | 0 | 0 | 0 | 0 | 0 | 0 | 0
| Civic Offices | Services pipework PVC waste 94mm | 1701003 | 8403285 | 5.2 | Services equipment | Proxy for PVC water pipe | Construction | 0.59062 | Linear length Calculation | 30 | 44 | 1 | FALSE | 1 | FALSE |  | 1.01 | 0.59062 | 1.1812 | 5379 | Window frame, PVC |  | 0 | D4 | 0 | 0 | 0 | 0 | 0 | 0 | 0 | 0 | 0
| Civic Offices | Services pipework PVC waste 94mm | 1701003 | 8403285 | 5.2 | Services equipment | Proxy for PVC water pipe | Construction | 0.59062 | Linear length Calculation | 30 | 44 | 1 | FALSE | 1 | FALSE |  | 1.01 | 0.59062 | 1.1812 | 5379 | Window frame, PVC |  | 60 | C2 | 0 | 0 | 0 | 0 | 0 | 0 | 0 | 0 | 0
| Civic Offices | Services pipework PVC waste 94mm | 1701003 | 8403285 | 5.2 | Services equipment | Proxy for PVC water pipe | Construction | 0.59062 | Linear length Calculation | 30 | 44 | 1 | FALSE | 1 | FALSE |  | 1.01 | 0.59062 | 1.1812 | 5379 | Window frame, PVC |  | 60 | C4 | 0.011345 | 4.8629e-10 | 3.6142e-05 | 0.00067089 | 3.9518e-06 | 2.6523e-09 | 0.045108 | 0.088593 | 0.00027694
| Civic Offices | Services pipework PVC waste 94mm | 1701003 | 8403285 | 5.2 | Services equipment | Proxy for PVC water pipe | Construction | 0.59062 | Linear length Calculation | 30 | 44 | 1 | FALSE | 1 | FALSE |  | 1.01 | 0.59062 | 1.1812 | 5379 | Window frame, PVC |  | 60 | D2 | 0 | 0 | 0 | 0 | 0 | 0 | 0 | 0 | 0
| Civic Offices | Services pipework PVC waste 94mm | 1701003 | 8403285 | 5.2 | Services equipment | Proxy for PVC water pipe | Construction | 0.59062 | Linear length Calculation | 30 | 44 | 1 | FALSE | 1 | FALSE |  | 1.01 | 0.59062 | 1.1812 | 5379 | Window frame, PVC |  | 60 | D3 | 0 | 0 | 0 | 0 | 0 | 0 | 0 | 0 | 0
| Civic Offices | Services pipework PVC waste 94mm | 1701003 | 8403285 | 5.2 | Services equipment | Proxy for PVC water pipe | Construction | 0.59062 | Linear length Calculation | 30 | 44 | 1 | FALSE | 1 | FALSE |  | 1.01 | 0.59062 | 1.1812 | 5379 | Window frame, PVC |  | 60 | D4 | 0 | 0 | 0 | 0 | 0 | 0 | 0 | 0 | 0
| Civic Offices | Services pipework PVC waste 94mm | 1701003 | 8403285 | 5.2 | Services equipment | Proxy for PVC water pipe | Construction | 0.59062 | Linear length Calculation | 30 | 44 | 1 | FALSE | 1 | FALSE |  | 1.01 | 0.59062 | 1.1812 | 5379 | Window frame, PVC |  | 30 | B4B5 | 1.6515 | 6.649e-08 | 0.01026 | 0.0038294 | 0.001768 | 0.00010742 | 30.8412 | 4.1077 | 0.016889
| Civic Offices | Services pipework PVC waste 94mm | 1701003 | 8403285 | 5.2 | Services equipment | Proxy for PVC water pipe | Construction | 0.59062 | Linear length Calculation | 30 | 44 | 1 | FALSE | 1 | FALSE |  | 1.01 | 0.59062 | 1.1812 | 5379 | Window frame, PVC |  | 30 | D2 | 0 | 0 | 0 | 0 | 0 | 0 | 0 | 0 | 0
| Civic Offices | Services pipework PVC waste 94mm | 1701003 | 8403285 | 5.2 | Services equipment | Proxy for PVC water pipe | Construction | 0.59062 | Linear length Calculation | 30 | 44 | 1 | FALSE | 1 | FALSE |  | 1.01 | 0.59062 | 1.1812 | 5379 | Window frame, PVC |  | 30 | D3 | 0 | 0 | 0 | 0 | 0 | 0 | 0 | 0 | 0
| Civic Offices | Services pipework PVC waste 94mm | 1701003 | 8403285 | 5.2 | Services equipment | Proxy for PVC water pipe | Construction | 0.59062 | Linear length Calculation | 30 | 44 | 1 | FALSE | 1 | FALSE |  | 1.01 | 0.59062 | 1.1812 | 5379 | Window frame, PVC |  | 30 | D4 | 0 | 0 | 0 | 0 | 0 | 0 | 0 | 0 | 0
| Civic Offices | Services pipework 22mm copper pipe (water supply) | 1701005 | 8403287 | 5.2 | Services equipment | Proxy for copper piping 22mm diameter | Construction | 0.28409 | Linear length Calculation | 45 | 44 | 1 | FALSE | 1 | FALSE |  | 1.03 | 0.28409 | 0.56818 | 5113 | Cladding sheet (plain), copper |  | 0 | A1A3 | 2.0146 | 1.6743e-06 | 0.10246 | 0.068396 | 0.0056637 | 0.00046615 | 30.5686 | 5.9673 | 0.064398
| Civic Offices | Services pipework 22mm copper pipe (water supply) | 1701005 | 8403287 | 5.2 | Services equipment | Proxy for copper piping 22mm diameter | Construction | 0.28409 | Linear length Calculation | 45 | 44 | 1 | FALSE | 1 | FALSE |  | 1.03 | 0.28409 | 0.56818 | 5113 | Cladding sheet (plain), copper |  | 0 | A4 | 0.005733 | 1.0301e-09 | 1.8772e-05 | 5.0738e-06 | 3.2025e-06 | 1.9994e-08 | 0.08546 | 0.013049 | 2.3592e-05
| Civic Offices | Services pipework 22mm copper pipe (water supply) | 1701005 | 8403287 | 5.2 | Services equipment | Proxy for copper piping 22mm diameter | Construction | 0.28409 | Linear length Calculation | 45 | 44 | 1 | FALSE | 1 | FALSE |  | 1.03 | 0.28409 | 0.56818 | 5113 | Cladding sheet (plain), copper |  | 0 | A5 | 4.4301e-06 | 1.16e-12 | 3.0979e-08 | 1.018e-08 | 5.1407e-09 | 6.2493e-12 | 0.00010861 | 0.0012784 | 0
| Civic Offices | Services pipework 22mm copper pipe (water supply) | 1701005 | 8403287 | 5.2 | Services equipment | Proxy for copper piping 22mm diameter | Construction | 0.28409 | Linear length Calculation | 45 | 44 | 1 | FALSE | 1 | FALSE |  | 1.03 | 0.28409 | 0.56818 | 5113 | Cladding sheet (plain), copper |  | 0 | D2 | 0 | 0 | 0 | 0 | 0 | 0 | 0 | 0 | 0
| Civic Offices | Services pipework 22mm copper pipe (water supply) | 1701005 | 8403287 | 5.2 | Services equipment | Proxy for copper piping 22mm diameter | Construction | 0.28409 | Linear length Calculation | 45 | 44 | 1 | FALSE | 1 | FALSE |  | 1.03 | 0.28409 | 0.56818 | 5113 | Cladding sheet (plain), copper |  | 0 | D3 | 0 | 0 | 0 | 0 | 0 | 0 | 0 | 0 | 0
| Civic Offices | Services pipework 22mm copper pipe (water supply) | 1701005 | 8403287 | 5.2 | Services equipment | Proxy for copper piping 22mm diameter | Construction | 0.28409 | Linear length Calculation | 45 | 44 | 1 | FALSE | 1 | FALSE |  | 1.03 | 0.28409 | 0.56818 | 5113 | Cladding sheet (plain), copper |  | 0 | D4 | 0 | 0 | 0 | 0 | 0 | 0 | 0 | 0 | 0
| Civic Offices | Services pipework 22mm copper pipe (water supply) | 1701005 | 8403287 | 5.2 | Services equipment | Proxy for copper piping 22mm diameter | Construction | 0.28409 | Linear length Calculation | 45 | 44 | 1 | FALSE | 1 | FALSE |  | 1.03 | 0.28409 | 0.56818 | 5113 | Cladding sheet (plain), copper |  | 60 | C2 | 0 | 0 | 0 | 0 | 0 | 0 | 0 | 0 | 0
| Civic Offices | Services pipework 22mm copper pipe (water supply) | 1701005 | 8403287 | 5.2 | Services equipment | Proxy for copper piping 22mm diameter | Construction | 0.28409 | Linear length Calculation | 45 | 44 | 1 | FALSE | 1 | FALSE |  | 1.03 | 0.28409 | 0.56818 | 5113 | Cladding sheet (plain), copper |  | 60 | C4 | 0.00014767 | 3.8668e-11 | 1.0326e-06 | 3.3932e-07 | 1.7136e-07 | 2.0831e-10 | 0.0036202 | 0.042614 | 7.4057e-06
| Civic Offices | Services pipework 22mm copper pipe (water supply) | 1701005 | 8403287 | 5.2 | Services equipment | Proxy for copper piping 22mm diameter | Construction | 0.28409 | Linear length Calculation | 45 | 44 | 1 | FALSE | 1 | FALSE |  | 1.03 | 0.28409 | 0.56818 | 5113 | Cladding sheet (plain), copper |  | 60 | D2 | 0 | 0 | 0 | 0 | 0 | 0 | 0 | 0 | 0
| Civic Offices | Services pipework 22mm copper pipe (water supply) | 1701005 | 8403287 | 5.2 | Services equipment | Proxy for copper piping 22mm diameter | Construction | 0.28409 | Linear length Calculation | 45 | 44 | 1 | FALSE | 1 | FALSE |  | 1.03 | 0.28409 | 0.56818 | 5113 | Cladding sheet (plain), copper |  | 60 | D3 | 0 | 0 | 0 | 0 | 0 | 0 | 0 | 0 | 0
| Civic Offices | Services pipework 22mm copper pipe (water supply) | 1701005 | 8403287 | 5.2 | Services equipment | Proxy for copper piping 22mm diameter | Construction | 0.28409 | Linear length Calculation | 45 | 44 | 1 | FALSE | 1 | FALSE |  | 1.03 | 0.28409 | 0.56818 | 5113 | Cladding sheet (plain), copper |  | 60 | D4 | 0 | 0 | 0 | 0 | 0 | 0 | 0 | 0 | 0
| Civic Offices | Services pipework 22mm copper pipe (water supply) | 1701005 | 8403287 | 5.2 | Services equipment | Proxy for copper piping 22mm diameter | Construction | 0.28409 | Linear length Calculation | 45 | 44 | 1 | FALSE | 1 | FALSE |  | 1.03 | 0.28409 | 0.56818 | 5113 | Cladding sheet (plain), copper |  | 45 | B4B5 | 2.0205 | 1.6753e-06 | 0.10248 | 0.068401 | 0.005667 | 0.00046617 | 30.6578 | 6.0243 | 0.064421
| Civic Offices | Services pipework 22mm copper pipe (water supply) | 1701005 | 8403287 | 5.2 | Services equipment | Proxy for copper piping 22mm diameter | Construction | 0.28409 | Linear length Calculation | 45 | 44 | 1 | FALSE | 1 | FALSE |  | 1.03 | 0.28409 | 0.56818 | 5113 | Cladding sheet (plain), copper |  | 45 | D2 | 0 | 0 | 0 | 0 | 0 | 0 | 0 | 0 | 0
| Civic Offices | Services pipework 22mm copper pipe (water supply) | 1701005 | 8403287 | 5.2 | Services equipment | Proxy for copper piping 22mm diameter | Construction | 0.28409 | Linear length Calculation | 45 | 44 | 1 | FALSE | 1 | FALSE |  | 1.03 | 0.28409 | 0.56818 | 5113 | Cladding sheet (plain), copper |  | 45 | D3 | 0 | 0 | 0 | 0 | 0 | 0 | 0 | 0 | 0
| Civic Offices | Services pipework 22mm copper pipe (water supply) | 1701005 | 8403287 | 5.2 | Services equipment | Proxy for copper piping 22mm diameter | Construction | 0.28409 | Linear length Calculation | 45 | 44 | 1 | FALSE | 1 | FALSE |  | 1.03 | 0.28409 | 0.56818 | 5113 | Cladding sheet (plain), copper |  | 45 | D4 | 0 | 0 | 0 | 0 | 0 | 0 | 0 | 0 | 0
| Civic Offices | Services pipework insulation (50mm) | 1701006 | 8403289 | 5.2 | Services equipment | pipe insulation 50mm thick | Construction | 0.2415 | Area Calculation | 70 | 44 | 1 | FALSE | 1 | FALSE |  | 1.07 | 0.2415 | 0.2415 | 5349 | Insulation (flexible), polyurethane foam |  | 0 | A1A3 | 1.2751 | 1.0859e-08 | 0.0054851 | 0.0014301 | 0.00082571 | 7.865e-06 | 22.6079 | 0.37752 | 0.0068727
| Civic Offices | Services pipework insulation (50mm) | 1701006 | 8403289 | 5.2 | Services equipment | pipe insulation 50mm thick | Construction | 0.2415 | Area Calculation | 70 | 44 | 1 | FALSE | 1 | FALSE |  | 1.07 | 0.2415 | 0.2415 | 5349 | Insulation (flexible), polyurethane foam |  | 0 | A4 | 0.0049516 | 8.8967e-10 | 1.6213e-05 | 4.3821e-06 | 2.7659e-06 | 1.7268e-08 | 0.073811 | 0.01127 | 2.0376e-05
| Civic Offices | Services pipework insulation (50mm) | 1701006 | 8403289 | 5.2 | Services equipment | pipe insulation 50mm thick | Construction | 0.2415 | Area Calculation | 70 | 44 | 1 | FALSE | 1 | FALSE |  | 1.07 | 0.2415 | 0.2415 | 5349 | Insulation (flexible), polyurethane foam |  | 0 | A5 | 0.0014532 | 4.591e-11 | 1.8348e-06 | 0.00046263 | 4.452e-07 | 2.9694e-10 | 0.0051622 | 0.0025357 | 0
| Civic Offices | Services pipework insulation (50mm) | 1701006 | 8403289 | 5.2 | Services equipment | pipe insulation 50mm thick | Construction | 0.2415 | Area Calculation | 70 | 44 | 1 | FALSE | 1 | FALSE |  | 1.07 | 0.2415 | 0.2415 | 5349 | Insulation (flexible), polyurethane foam |  | 0 | D2 | 0 | 0 | 0 | 0 | 0 | 0 | 0 | 0 | 0
| Civic Offices | Services pipework insulation (50mm) | 1701006 | 8403289 | 5.2 | Services equipment | pipe insulation 50mm thick | Construction | 0.2415 | Area Calculation | 70 | 44 | 1 | FALSE | 1 | FALSE |  | 1.07 | 0.2415 | 0.2415 | 5349 | Insulation (flexible), polyurethane foam |  | 0 | D3 | 0 | 0 | 0 | 0 | 0 | 0 | 0 | 0 | 0
| Civic Offices | Services pipework insulation (50mm) | 1701006 | 8403289 | 5.2 | Services equipment | pipe insulation 50mm thick | Construction | 0.2415 | Area Calculation | 70 | 44 | 1 | FALSE | 1 | FALSE |  | 1.07 | 0.2415 | 0.2415 | 5349 | Insulation (flexible), polyurethane foam |  | 0 | D4 | 0 | 0 | 0 | 0 | 0 | 0 | 0 | 0 | 0
| Civic Offices | Services pipework insulation (50mm) | 1701006 | 8403289 | 5.2 | Services equipment | pipe insulation 50mm thick | Construction | 0.2415 | Area Calculation | 70 | 44 | 1 | FALSE | 1 | FALSE |  | 1.07 | 0.2415 | 0.2415 | 5349 | Insulation (flexible), polyurethane foam |  | 60 | C2 | 0 | 0 | 0 | 0 | 0 | 0 | 0 | 0 | 0
| Civic Offices | Services pipework insulation (50mm) | 1701006 | 8403289 | 5.2 | Services equipment | pipe insulation 50mm thick | Construction | 0.2415 | Area Calculation | 70 | 44 | 1 | FALSE | 1 | FALSE |  | 1.07 | 0.2415 | 0.2415 | 5349 | Insulation (flexible), polyurethane foam |  | 60 | C4 | 0.02076 | 6.5585e-10 | 2.6211e-05 | 0.006609 | 6.36e-06 | 4.2421e-09 | 0.073746 | 0.036225 | 0.0017698
| Civic Offices | Services pipework insulation (50mm) | 1701006 | 8403289 | 5.2 | Services equipment | pipe insulation 50mm thick | Construction | 0.2415 | Area Calculation | 70 | 44 | 1 | FALSE | 1 | FALSE |  | 1.07 | 0.2415 | 0.2415 | 5349 | Insulation (flexible), polyurethane foam |  | 60 | D2 | 0 | 0 | 0 | 0 | 0 | 0 | 0 | 0 | 0
| Civic Offices | Services pipework insulation (50mm) | 1701006 | 8403289 | 5.2 | Services equipment | pipe insulation 50mm thick | Construction | 0.2415 | Area Calculation | 70 | 44 | 1 | FALSE | 1 | FALSE |  | 1.07 | 0.2415 | 0.2415 | 5349 | Insulation (flexible), polyurethane foam |  | 60 | D3 | 0 | 0 | 0 | 0 | 0 | 0 | 0 | 0 | 0
| Civic Offices | Services pipework insulation (50mm) | 1701006 | 8403289 | 5.2 | Services equipment | pipe insulation 50mm thick | Construction | 0.2415 | Area Calculation | 70 | 44 | 1 | FALSE | 1 | FALSE |  | 1.07 | 0.2415 | 0.2415 | 5349 | Insulation (flexible), polyurethane foam |  | 60 | D4 | 0 | 0 | 0 | 0 | 0 | 0 | 0 | 0 | 0
| Civic Offices | Services steel circular ducting (250mm) | 1701008 | 8403292 | 5.2 | Services equipment | ducting spiral 250mm | Construction | 2507.9963 | Linear length Calculation | 40 | 44 | 1 | FALSE | 1 | FALSE |  | 1.01 | 2507.9963 | 5015.9925 | 5167 | Roof deck (shallow profiled deck), steel (galvanized) |  | 0 | A1A3 | 6582.0162 | 0.00044742 | 107.5974 | 33.5859 | 6.3317 | 1.5521 | 88606.0693 | 4973.301 | 128.2391
| Civic Offices | Services steel circular ducting (250mm) | 1701008 | 8403292 | 5.2 | Services equipment | ducting spiral 250mm | Construction | 2507.9963 | Linear length Calculation | 40 | 44 | 1 | FALSE | 1 | FALSE |  | 1.01 | 2507.9963 | 5015.9925 | 5167 | Roof deck (shallow profiled deck), steel (galvanized) |  | 0 | A4 | 105.1381 | 1.4549e-05 | 0.49989 | 0.092824 | 0.065993 | 0.00023414 | 1538.3151 | 446.7458 | 0.42729
| Civic Offices | Services steel circular ducting (250mm) | 1701008 | 8403292 | 5.2 | Services equipment | ducting spiral 250mm | Construction | 2507.9963 | Linear length Calculation | 40 | 44 | 1 | FALSE | 1 | FALSE |  | 1.01 | 2507.9963 | 5015.9925 | 5167 | Roof deck (shallow profiled deck), steel (galvanized) |  | 0 | A5 | 0.013037 | 3.4137e-09 | 9.1163e-05 | 2.9956e-05 | 1.5128e-05 | 1.839e-08 | 0.3196 | 3.762 | 0
| Civic Offices | Services steel circular ducting (250mm) | 1701008 | 8403292 | 5.2 | Services equipment | ducting spiral 250mm | Construction | 2507.9963 | Linear length Calculation | 40 | 44 | 1 | FALSE | 1 | FALSE |  | 1.01 | 2507.9963 | 5015.9925 | 5167 | Roof deck (shallow profiled deck), steel (galvanized) |  | 0 | D2 | 0 | 0 | 0 | 0 | 0 | 0 | 0 | 0 | 0
| Civic Offices | Services steel circular ducting (250mm) | 1701008 | 8403292 | 5.2 | Services equipment | ducting spiral 250mm | Construction | 2507.9963 | Linear length Calculation | 40 | 44 | 1 | FALSE | 1 | FALSE |  | 1.01 | 2507.9963 | 5015.9925 | 5167 | Roof deck (shallow profiled deck), steel (galvanized) |  | 0 | D3 | 0 | 0 | 0 | 0 | 0 | 0 | 0 | 0 | 0
| Civic Offices | Services steel circular ducting (250mm) | 1701008 | 8403292 | 5.2 | Services equipment | ducting spiral 250mm | Construction | 2507.9963 | Linear length Calculation | 40 | 44 | 1 | FALSE | 1 | FALSE |  | 1.01 | 2507.9963 | 5015.9925 | 5167 | Roof deck (shallow profiled deck), steel (galvanized) |  | 0 | D4 | 0 | 0 | 0 | 0 | 0 | 0 | 0 | 0 | 0
| Civic Offices | Services steel circular ducting (250mm) | 1701008 | 8403292 | 5.2 | Services equipment | ducting spiral 250mm | Construction | 2507.9963 | Linear length Calculation | 40 | 44 | 1 | FALSE | 1 | FALSE |  | 1.01 | 2507.9963 | 5015.9925 | 5167 | Roof deck (shallow profiled deck), steel (galvanized) |  | 60 | C2 | 0 | 0 | 0 | 0 | 0 | 0 | 0 | 0 | 0
| Civic Offices | Services steel circular ducting (250mm) | 1701008 | 8403292 | 5.2 | Services equipment | ducting spiral 250mm | Construction | 2507.9963 | Linear length Calculation | 40 | 44 | 1 | FALSE | 1 | FALSE |  | 1.01 | 2507.9963 | 5015.9925 | 5167 | Roof deck (shallow profiled deck), steel (galvanized) |  | 60 | C4 | 1.3037 | 3.4137e-07 | 0.0091163 | 0.0029956 | 0.0015128 | 1.839e-06 | 31.9597 | 376.1994 | 0.065379
| Civic Offices | Services steel circular ducting (250mm) | 1701008 | 8403292 | 5.2 | Services equipment | ducting spiral 250mm | Construction | 2507.9963 | Linear length Calculation | 40 | 44 | 1 | FALSE | 1 | FALSE |  | 1.01 | 2507.9963 | 5015.9925 | 5167 | Roof deck (shallow profiled deck), steel (galvanized) |  | 60 | D2 | 0 | 0 | 0 | 0 | 0 | 0 | 0 | 0 | 0
| Civic Offices | Services steel circular ducting (250mm) | 1701008 | 8403292 | 5.2 | Services equipment | ducting spiral 250mm | Construction | 2507.9963 | Linear length Calculation | 40 | 44 | 1 | FALSE | 1 | FALSE |  | 1.01 | 2507.9963 | 5015.9925 | 5167 | Roof deck (shallow profiled deck), steel (galvanized) |  | 60 | D3 | 0 | 0 | 0 | 0 | 0 | 0 | 0 | 0 | 0
| Civic Offices | Services steel circular ducting (250mm) | 1701008 | 8403292 | 5.2 | Services equipment | ducting spiral 250mm | Construction | 2507.9963 | Linear length Calculation | 40 | 44 | 1 | FALSE | 1 | FALSE |  | 1.01 | 2507.9963 | 5015.9925 | 5167 | Roof deck (shallow profiled deck), steel (galvanized) |  | 60 | D4 | 0 | 0 | 0 | 0 | 0 | 0 | 0 | 0 | 0
| Civic Offices | Services steel circular ducting (250mm) | 1701008 | 8403292 | 5.2 | Services equipment | ducting spiral 250mm | Construction | 2507.9963 | Linear length Calculation | 40 | 44 | 1 | FALSE | 1 | FALSE |  | 1.01 | 2507.9963 | 5015.9925 | 5167 | Roof deck (shallow profiled deck), steel (galvanized) |  | 40 | B4B5 | 6688.471 | 0.00046231 | 108.1065 | 33.6818 | 6.3993 | 1.5523 | 90176.6636 | 5800.0082 | 128.6664
| Civic Offices | Services steel circular ducting (250mm) | 1701008 | 8403292 | 5.2 | Services equipment | ducting spiral 250mm | Construction | 2507.9963 | Linear length Calculation | 40 | 44 | 1 | FALSE | 1 | FALSE |  | 1.01 | 2507.9963 | 5015.9925 | 5167 | Roof deck (shallow profiled deck), steel (galvanized) |  | 40 | D2 | 0 | 0 | 0 | 0 | 0 | 0 | 0 | 0 | 0
| Civic Offices | Services steel circular ducting (250mm) | 1701008 | 8403292 | 5.2 | Services equipment | ducting spiral 250mm | Construction | 2507.9963 | Linear length Calculation | 40 | 44 | 1 | FALSE | 1 | FALSE |  | 1.01 | 2507.9963 | 5015.9925 | 5167 | Roof deck (shallow profiled deck), steel (galvanized) |  | 40 | D3 | 0 | 0 | 0 | 0 | 0 | 0 | 0 | 0 | 0
| Civic Offices | Services steel circular ducting (250mm) | 1701008 | 8403292 | 5.2 | Services equipment | ducting spiral 250mm | Construction | 2507.9963 | Linear length Calculation | 40 | 44 | 1 | FALSE | 1 | FALSE |  | 1.01 | 2507.9963 | 5015.9925 | 5167 | Roof deck (shallow profiled deck), steel (galvanized) |  | 40 | D4 | 0 | 0 | 0 | 0 | 0 | 0 | 0 | 0 | 0
| Civic Offices | Services steel circular ducting (250mm) | 1701010 | 8403295 | 5.2 | Services equipment | ducting spiral 250mm | Construction | 250.6231 | Linear length Calculation | 40 | 44 | 1 | FALSE | 1 | FALSE |  | 1.01 | 250.6231 | 501.2463 | 5167 | Roof deck (shallow profiled deck), steel (galvanized) |  | 0 | A1A3 | 657.7384 | 4.4711e-05 | 10.7522 | 3.3562 | 0.63273 | 0.1551 | 8854.3715 | 496.9801 | 12.8149
| Civic Offices | Services steel circular ducting (250mm) | 1701010 | 8403295 | 5.2 | Services equipment | ducting spiral 250mm | Construction | 250.6231 | Linear length Calculation | 40 | 44 | 1 | FALSE | 1 | FALSE |  | 1.01 | 250.6231 | 501.2463 | 5167 | Roof deck (shallow profiled deck), steel (galvanized) |  | 0 | A4 | 10.5064 | 1.4538e-06 | 0.049954 | 0.0092759 | 0.0065947 | 2.3398e-05 | 153.7233 | 44.6431 | 0.042699
| Civic Offices | Services steel circular ducting (250mm) | 1701010 | 8403295 | 5.2 | Services equipment | ducting spiral 250mm | Construction | 250.6231 | Linear length Calculation | 40 | 44 | 1 | FALSE | 1 | FALSE |  | 1.01 | 250.6231 | 501.2463 | 5167 | Roof deck (shallow profiled deck), steel (galvanized) |  | 0 | A5 | 0.0013027 | 3.4113e-10 | 9.1099e-06 | 2.9935e-06 | 1.5117e-06 | 1.8377e-09 | 0.031937 | 0.37593 | 0
| Civic Offices | Services steel circular ducting (250mm) | 1701010 | 8403295 | 5.2 | Services equipment | ducting spiral 250mm | Construction | 250.6231 | Linear length Calculation | 40 | 44 | 1 | FALSE | 1 | FALSE |  | 1.01 | 250.6231 | 501.2463 | 5167 | Roof deck (shallow profiled deck), steel (galvanized) |  | 0 | D2 | 0 | 0 | 0 | 0 | 0 | 0 | 0 | 0 | 0
| Civic Offices | Services steel circular ducting (250mm) | 1701010 | 8403295 | 5.2 | Services equipment | ducting spiral 250mm | Construction | 250.6231 | Linear length Calculation | 40 | 44 | 1 | FALSE | 1 | FALSE |  | 1.01 | 250.6231 | 501.2463 | 5167 | Roof deck (shallow profiled deck), steel (galvanized) |  | 0 | D3 | 0 | 0 | 0 | 0 | 0 | 0 | 0 | 0 | 0
| Civic Offices | Services steel circular ducting (250mm) | 1701010 | 8403295 | 5.2 | Services equipment | ducting spiral 250mm | Construction | 250.6231 | Linear length Calculation | 40 | 44 | 1 | FALSE | 1 | FALSE |  | 1.01 | 250.6231 | 501.2463 | 5167 | Roof deck (shallow profiled deck), steel (galvanized) |  | 0 | D4 | 0 | 0 | 0 | 0 | 0 | 0 | 0 | 0 | 0
| Civic Offices | Services steel circular ducting (250mm) | 1701010 | 8403295 | 5.2 | Services equipment | ducting spiral 250mm | Construction | 250.6231 | Linear length Calculation | 40 | 44 | 1 | FALSE | 1 | FALSE |  | 1.01 | 250.6231 | 501.2463 | 5167 | Roof deck (shallow profiled deck), steel (galvanized) |  | 60 | C2 | 0 | 0 | 0 | 0 | 0 | 0 | 0 | 0 | 0
| Civic Offices | Services steel circular ducting (250mm) | 1701010 | 8403295 | 5.2 | Services equipment | ducting spiral 250mm | Construction | 250.6231 | Linear length Calculation | 40 | 44 | 1 | FALSE | 1 | FALSE |  | 1.01 | 250.6231 | 501.2463 | 5167 | Roof deck (shallow profiled deck), steel (galvanized) |  | 60 | C4 | 0.13027 | 3.4113e-08 | 0.00091099 | 0.00029935 | 0.00015117 | 1.8377e-07 | 3.1937 | 37.5935 | 0.0065333
| Civic Offices | Services steel circular ducting (250mm) | 1701010 | 8403295 | 5.2 | Services equipment | ducting spiral 250mm | Construction | 250.6231 | Linear length Calculation | 40 | 44 | 1 | FALSE | 1 | FALSE |  | 1.01 | 250.6231 | 501.2463 | 5167 | Roof deck (shallow profiled deck), steel (galvanized) |  | 60 | D2 | 0 | 0 | 0 | 0 | 0 | 0 | 0 | 0 | 0
| Civic Offices | Services steel circular ducting (250mm) | 1701010 | 8403295 | 5.2 | Services equipment | ducting spiral 250mm | Construction | 250.6231 | Linear length Calculation | 40 | 44 | 1 | FALSE | 1 | FALSE |  | 1.01 | 250.6231 | 501.2463 | 5167 | Roof deck (shallow profiled deck), steel (galvanized) |  | 60 | D3 | 0 | 0 | 0 | 0 | 0 | 0 | 0 | 0 | 0
| Civic Offices | Services steel circular ducting (250mm) | 1701010 | 8403295 | 5.2 | Services equipment | ducting spiral 250mm | Construction | 250.6231 | Linear length Calculation | 40 | 44 | 1 | FALSE | 1 | FALSE |  | 1.01 | 250.6231 | 501.2463 | 5167 | Roof deck (shallow profiled deck), steel (galvanized) |  | 60 | D4 | 0 | 0 | 0 | 0 | 0 | 0 | 0 | 0 | 0
| Civic Offices | Services steel circular ducting (250mm) | 1701010 | 8403295 | 5.2 | Services equipment | ducting spiral 250mm | Construction | 250.6231 | Linear length Calculation | 40 | 44 | 1 | FALSE | 1 | FALSE |  | 1.01 | 250.6231 | 501.2463 | 5167 | Roof deck (shallow profiled deck), steel (galvanized) |  | 40 | B4B5 | 668.3764 | 4.6199e-05 | 10.803 | 3.3658 | 0.63948 | 0.15512 | 9011.3204 | 579.5927 | 12.8576
| Civic Offices | Services steel circular ducting (250mm) | 1701010 | 8403295 | 5.2 | Services equipment | ducting spiral 250mm | Construction | 250.6231 | Linear length Calculation | 40 | 44 | 1 | FALSE | 1 | FALSE |  | 1.01 | 250.6231 | 501.2463 | 5167 | Roof deck (shallow profiled deck), steel (galvanized) |  | 40 | D2 | 0 | 0 | 0 | 0 | 0 | 0 | 0 | 0 | 0
| Civic Offices | Services steel circular ducting (250mm) | 1701010 | 8403295 | 5.2 | Services equipment | ducting spiral 250mm | Construction | 250.6231 | Linear length Calculation | 40 | 44 | 1 | FALSE | 1 | FALSE |  | 1.01 | 250.6231 | 501.2463 | 5167 | Roof deck (shallow profiled deck), steel (galvanized) |  | 40 | D3 | 0 | 0 | 0 | 0 | 0 | 0 | 0 | 0 | 0
| Civic Offices | Services steel circular ducting (250mm) | 1701010 | 8403295 | 5.2 | Services equipment | ducting spiral 250mm | Construction | 250.6231 | Linear length Calculation | 40 | 44 | 1 | FALSE | 1 | FALSE |  | 1.01 | 250.6231 | 501.2463 | 5167 | Roof deck (shallow profiled deck), steel (galvanized) |  | 40 | D4 | 0 | 0 | 0 | 0 | 0 | 0 | 0 | 0 | 0
| Civic Offices | Glazed partition | 1701012 | 8403297 | 3.1 | Wall finishes | glazed partition | Construction | 640.332 | Area Calculation | 80 | 44 | 1 | FALSE | 1 | FALSE |  | 1.05 | 640.332 | 640.332 | 5490 | General glazing, glass (toughened) |  | 0 | A1A3 | 755.2614 | 6.9637e-05 | 7.1714 | 0.90428 | 0.43434 | 0.0047955 | 9248.8912 | 5225.85 | 3.6818
| Civic Offices | Glazed partition | 1701012 | 8403297 | 3.1 | Wall finishes | glazed partition | Construction | 640.332 | Area Calculation | 80 | 44 | 1 | FALSE | 1 | FALSE |  | 1.05 | 640.332 | 640.332 | 5490 | General glazing, glass (toughened) |  | 0 | A4 | 16.1884 | 2.9798e-06 | 0.054132 | 0.014283 | 0.0094433 | 4.2634e-05 | 244.4766 | 30.2061 | 0.06707
| Civic Offices | Glazed partition | 1701012 | 8403297 | 3.1 | Wall finishes | glazed partition | Construction | 640.332 | Area Calculation | 80 | 44 | 1 | FALSE | 1 | FALSE |  | 1.05 | 640.332 | 640.332 | 5490 | General glazing, glass (toughened) |  | 0 | A5 | 0.049864 | 1.7189e-08 | 0.00038404 | 9.4827e-05 | 6.6342e-05 | 5.3903e-08 | 1.4483 | 4.8025 | 0
| Civic Offices | Glazed partition | 1701012 | 8403297 | 3.1 | Wall finishes | glazed partition | Construction | 640.332 | Area Calculation | 80 | 44 | 1 | FALSE | 1 | FALSE |  | 1.05 | 640.332 | 640.332 | 5490 | General glazing, glass (toughened) |  | 0 | D2 | 0 | 0 | 0 | 0 | 0 | 0 | 0 | 0 | 0
| Civic Offices | Glazed partition | 1701012 | 8403297 | 3.1 | Wall finishes | glazed partition | Construction | 640.332 | Area Calculation | 80 | 44 | 1 | FALSE | 1 | FALSE |  | 1.05 | 640.332 | 640.332 | 5490 | General glazing, glass (toughened) |  | 0 | D3 | 0 | 0 | 0 | 0 | 0 | 0 | 0 | 0 | 0
| Civic Offices | Glazed partition | 1701012 | 8403297 | 3.1 | Wall finishes | glazed partition | Construction | 640.332 | Area Calculation | 80 | 44 | 1 | FALSE | 1 | FALSE |  | 1.05 | 640.332 | 640.332 | 5490 | General glazing, glass (toughened) |  | 0 | D4 | 0 | 0 | 0 | 0 | 0 | 0 | 0 | 0 | 0
| Civic Offices | Glazed partition | 1701012 | 8403297 | 3.1 | Wall finishes | glazed partition | Construction | 640.332 | Area Calculation | 80 | 44 | 1 | FALSE | 1 | FALSE |  | 1.05 | 640.332 | 640.332 | 5490 | General glazing, glass (toughened) |  | 60 | C2 | 0 | 0 | 0 | 0 | 0 | 0 | 0 | 0 | 0
| Civic Offices | Glazed partition | 1701012 | 8403297 | 3.1 | Wall finishes | glazed partition | Construction | 640.332 | Area Calculation | 80 | 44 | 1 | FALSE | 1 | FALSE |  | 1.05 | 640.332 | 640.332 | 5490 | General glazing, glass (toughened) |  | 60 | C4 | 0.99729 | 3.4379e-07 | 0.0076808 | 0.0018965 | 0.0013268 | 1.0781e-06 | 28.9661 | 96.0498 | 0.094014
| Civic Offices | Glazed partition | 1701012 | 8403297 | 3.1 | Wall finishes | glazed partition | Construction | 640.332 | Area Calculation | 80 | 44 | 1 | FALSE | 1 | FALSE |  | 1.05 | 640.332 | 640.332 | 5490 | General glazing, glass (toughened) |  | 60 | D2 | 0 | 0 | 0 | 0 | 0 | 0 | 0 | 0 | 0
| Civic Offices | Glazed partition | 1701012 | 8403297 | 3.1 | Wall finishes | glazed partition | Construction | 640.332 | Area Calculation | 80 | 44 | 1 | FALSE | 1 | FALSE |  | 1.05 | 640.332 | 640.332 | 5490 | General glazing, glass (toughened) |  | 60 | D3 | 0 | 0 | 0 | 0 | 0 | 0 | 0 | 0 | 0
| Civic Offices | Glazed partition | 1701012 | 8403297 | 3.1 | Wall finishes | glazed partition | Construction | 640.332 | Area Calculation | 80 | 44 | 1 | FALSE | 1 | FALSE |  | 1.05 | 640.332 | 640.332 | 5490 | General glazing, glass (toughened) |  | 60 | D4 | 0 | 0 | 0 | 0 | 0 | 0 | 0 | 0 | 0
| Civic Offices | Fittings Hardood hand rail 50mm | 1701013 | 8403299 | 4.1 | Fittings, furnishings and equipment | Hollow Steel Handrail (50mm diam) 2mm gauge | Construction | 26.8017 | Linear length Calculation | 50 | 44 | 1 | FALSE | 1 | FALSE |  | 1.05 | 26.8017 | 53.6034 | 5325 | General sheet, plywood (imported, temperate hardwood) |  | 0 | A1A3 | -71.0987 | 3.286e-06 | 0.16117 | 0.048995 | 0.035353 | 9.5544e-05 | 386.3321 | 108.2687 | -0.039495
| Civic Offices | Fittings Hardood hand rail 50mm | 1701013 | 8403299 | 4.1 | Fittings, furnishings and equipment | Hollow Steel Handrail (50mm diam) 2mm gauge | Construction | 26.8017 | Linear length Calculation | 50 | 44 | 1 | FALSE | 1 | FALSE |  | 1.05 | 26.8017 | 53.6034 | 5325 | General sheet, plywood (imported, temperate hardwood) |  | 0 | A4 | 2.7683 | 2.6548e-07 | 0.023211 | 0.0028635 | 0.0022973 | 2.5667e-06 | 39.8163 | 9.9617 | 0.011997
| Civic Offices | Fittings Hardood hand rail 50mm | 1701013 | 8403299 | 4.1 | Fittings, furnishings and equipment | Hollow Steel Handrail (50mm diam) 2mm gauge | Construction | 26.8017 | Linear length Calculation | 50 | 44 | 1 | FALSE | 1 | FALSE |  | 1.05 | 26.8017 | 53.6034 | 5325 | General sheet, plywood (imported, temperate hardwood) |  | 0 | A5 | 0.072983 | 2.3967e-09 | 6.3918e-05 | 0.00301 | 2.2638e-05 | 1.3135e-08 | 0.22188 | 0.12731 | 0
| Civic Offices | Fittings Hardood hand rail 50mm | 1701013 | 8403299 | 4.1 | Fittings, furnishings and equipment | Hollow Steel Handrail (50mm diam) 2mm gauge | Construction | 26.8017 | Linear length Calculation | 50 | 44 | 1 | FALSE | 1 | FALSE |  | 1.05 | 26.8017 | 53.6034 | 5325 | General sheet, plywood (imported, temperate hardwood) |  | 0 | D2 | 0 | 0 | 0 | 0 | 0 | 0 | 0 | 0 | 0
| Civic Offices | Fittings Hardood hand rail 50mm | 1701013 | 8403299 | 4.1 | Fittings, furnishings and equipment | Hollow Steel Handrail (50mm diam) 2mm gauge | Construction | 26.8017 | Linear length Calculation | 50 | 44 | 1 | FALSE | 1 | FALSE |  | 1.05 | 26.8017 | 53.6034 | 5325 | General sheet, plywood (imported, temperate hardwood) |  | 0 | D3 | 0 | 0 | 0 | 0 | 0 | 0 | 0 | 0 | 0
| Civic Offices | Fittings Hardood hand rail 50mm | 1701013 | 8403299 | 4.1 | Fittings, furnishings and equipment | Hollow Steel Handrail (50mm diam) 2mm gauge | Construction | 26.8017 | Linear length Calculation | 50 | 44 | 1 | FALSE | 1 | FALSE |  | 1.05 | 26.8017 | 53.6034 | 5325 | General sheet, plywood (imported, temperate hardwood) |  | 0 | D4 | 0 | 0 | 0 | 0 | 0 | 0 | 0 | 0 | 0
| Civic Offices | Fittings Hardood hand rail 50mm | 1701013 | 8403299 | 4.1 | Fittings, furnishings and equipment | Hollow Steel Handrail (50mm diam) 2mm gauge | Construction | 26.8017 | Linear length Calculation | 50 | 44 | 1 | FALSE | 1 | FALSE |  | 1.05 | 26.8017 | 53.6034 | 5325 | General sheet, plywood (imported, temperate hardwood) |  | 60 | C2 | 0 | 0 | 0 | 0 | 0 | 0 | 0 | 0 | 0
| Civic Offices | Fittings Hardood hand rail 50mm | 1701013 | 8403299 | 4.1 | Fittings, furnishings and equipment | Hollow Steel Handrail (50mm diam) 2mm gauge | Construction | 26.8017 | Linear length Calculation | 50 | 44 | 1 | FALSE | 1 | FALSE |  | 1.05 | 26.8017 | 53.6034 | 5325 | General sheet, plywood (imported, temperate hardwood) |  | 60 | C4 | 1.4597 | 4.7934e-08 | 0.0012784 | 0.0602 | 0.00045276 | 2.627e-07 | 4.4377 | 2.5462 | 0.02622
| Civic Offices | Fittings Hardood hand rail 50mm | 1701013 | 8403299 | 4.1 | Fittings, furnishings and equipment | Hollow Steel Handrail (50mm diam) 2mm gauge | Construction | 26.8017 | Linear length Calculation | 50 | 44 | 1 | FALSE | 1 | FALSE |  | 1.05 | 26.8017 | 53.6034 | 5325 | General sheet, plywood (imported, temperate hardwood) |  | 60 | D2 | 0 | 0 | 0 | 0 | 0 | 0 | 0 | 0 | 0
| Civic Offices | Fittings Hardood hand rail 50mm | 1701013 | 8403299 | 4.1 | Fittings, furnishings and equipment | Hollow Steel Handrail (50mm diam) 2mm gauge | Construction | 26.8017 | Linear length Calculation | 50 | 44 | 1 | FALSE | 1 | FALSE |  | 1.05 | 26.8017 | 53.6034 | 5325 | General sheet, plywood (imported, temperate hardwood) |  | 60 | D3 | 0 | 0 | 0 | 0 | 0 | 0 | 0 | 0 | 0
| Civic Offices | Fittings Hardood hand rail 50mm | 1701013 | 8403299 | 4.1 | Fittings, furnishings and equipment | Hollow Steel Handrail (50mm diam) 2mm gauge | Construction | 26.8017 | Linear length Calculation | 50 | 44 | 1 | FALSE | 1 | FALSE |  | 1.05 | 26.8017 | 53.6034 | 5325 | General sheet, plywood (imported, temperate hardwood) |  | 60 | D4 | 0 | 0 | 0 | 0 | 0 | 0 | 0 | 0 | 0
| Civic Offices | Fittings Hardood hand rail 50mm | 1701013 | 8403299 | 4.1 | Fittings, furnishings and equipment | Hollow Steel Handrail (50mm diam) 2mm gauge | Construction | 26.8017 | Linear length Calculation | 50 | 44 | 1 | FALSE | 1 | FALSE |  | 1.05 | 26.8017 | 53.6034 | 5325 | General sheet, plywood (imported, temperate hardwood) |  | 50 | B4B5 | -66.7978 | 3.6018e-06 | 0.18572 | 0.11507 | 0.038126 | 9.8386e-05 | 430.808 | 120.9039 | -0.027498
| Civic Offices | Fittings Hardood hand rail 50mm | 1701013 | 8403299 | 4.1 | Fittings, furnishings and equipment | Hollow Steel Handrail (50mm diam) 2mm gauge | Construction | 26.8017 | Linear length Calculation | 50 | 44 | 1 | FALSE | 1 | FALSE |  | 1.05 | 26.8017 | 53.6034 | 5325 | General sheet, plywood (imported, temperate hardwood) |  | 50 | D2 | 0 | 0 | 0 | 0 | 0 | 0 | 0 | 0 | 0
| Civic Offices | Fittings Hardood hand rail 50mm | 1701013 | 8403299 | 4.1 | Fittings, furnishings and equipment | Hollow Steel Handrail (50mm diam) 2mm gauge | Construction | 26.8017 | Linear length Calculation | 50 | 44 | 1 | FALSE | 1 | FALSE |  | 1.05 | 26.8017 | 53.6034 | 5325 | General sheet, plywood (imported, temperate hardwood) |  | 50 | D3 | 0 | 0 | 0 | 0 | 0 | 0 | 0 | 0 | 0
| Civic Offices | Fittings Hardood hand rail 50mm | 1701013 | 8403299 | 4.1 | Fittings, furnishings and equipment | Hollow Steel Handrail (50mm diam) 2mm gauge | Construction | 26.8017 | Linear length Calculation | 50 | 44 | 1 | FALSE | 1 | FALSE |  | 1.05 | 26.8017 | 53.6034 | 5325 | General sheet, plywood (imported, temperate hardwood) |  | 50 | D4 | 0 | 0 | 0 | 0 | 0 | 0 | 0 | 0 | 0
| Civic Offices | Glazed partition | 1701015 | 8403301 | 3.1 | Wall finishes | glazed partition | Construction | 945.252 | Area Calculation | 80 | 44 | 1 | FALSE | 1 | FALSE |  | 1.05 | 945.252 | 945.252 | 5490 | General glazing, glass (toughened) |  | 0 | A1A3 | 1114.9097 | 0.0001028 | 10.5863 | 1.3349 | 0.64117 | 0.0070791 | 13653.1251 | 7714.35 | 5.435
| Civic Offices | Glazed partition | 1701015 | 8403301 | 3.1 | Wall finishes | glazed partition | Construction | 945.252 | Area Calculation | 80 | 44 | 1 | FALSE | 1 | FALSE |  | 1.05 | 945.252 | 945.252 | 5490 | General glazing, glass (toughened) |  | 0 | A4 | 23.8971 | 4.3987e-06 | 0.07991 | 0.021084 | 0.01394 | 6.2936e-05 | 360.8941 | 44.59 | 0.099008
| Civic Offices | Glazed partition | 1701015 | 8403301 | 3.1 | Wall finishes | glazed partition | Construction | 945.252 | Area Calculation | 80 | 44 | 1 | FALSE | 1 | FALSE |  | 1.05 | 945.252 | 945.252 | 5490 | General glazing, glass (toughened) |  | 0 | A5 | 0.073609 | 2.5375e-08 | 0.00056691 | 0.00013998 | 9.7933e-05 | 7.9571e-08 | 2.138 | 7.0894 | 0
| Civic Offices | Glazed partition | 1701015 | 8403301 | 3.1 | Wall finishes | glazed partition | Construction | 945.252 | Area Calculation | 80 | 44 | 1 | FALSE | 1 | FALSE |  | 1.05 | 945.252 | 945.252 | 5490 | General glazing, glass (toughened) |  | 0 | D2 | 0 | 0 | 0 | 0 | 0 | 0 | 0 | 0 | 0
| Civic Offices | Glazed partition | 1701015 | 8403301 | 3.1 | Wall finishes | glazed partition | Construction | 945.252 | Area Calculation | 80 | 44 | 1 | FALSE | 1 | FALSE |  | 1.05 | 945.252 | 945.252 | 5490 | General glazing, glass (toughened) |  | 0 | D3 | 0 | 0 | 0 | 0 | 0 | 0 | 0 | 0 | 0
| Civic Offices | Glazed partition | 1701015 | 8403301 | 3.1 | Wall finishes | glazed partition | Construction | 945.252 | Area Calculation | 80 | 44 | 1 | FALSE | 1 | FALSE |  | 1.05 | 945.252 | 945.252 | 5490 | General glazing, glass (toughened) |  | 0 | D4 | 0 | 0 | 0 | 0 | 0 | 0 | 0 | 0 | 0
| Civic Offices | Glazed partition | 1701015 | 8403301 | 3.1 | Wall finishes | glazed partition | Construction | 945.252 | Area Calculation | 80 | 44 | 1 | FALSE | 1 | FALSE |  | 1.05 | 945.252 | 945.252 | 5490 | General glazing, glass (toughened) |  | 60 | C2 | 0 | 0 | 0 | 0 | 0 | 0 | 0 | 0 | 0
| Civic Offices | Glazed partition | 1701015 | 8403301 | 3.1 | Wall finishes | glazed partition | Construction | 945.252 | Area Calculation | 80 | 44 | 1 | FALSE | 1 | FALSE |  | 1.05 | 945.252 | 945.252 | 5490 | General glazing, glass (toughened) |  | 60 | C4 | 1.4722 | 5.075e-07 | 0.011338 | 0.0027996 | 0.0019587 | 1.5914e-06 | 42.7595 | 141.7878 | 0.13878
| Civic Offices | Glazed partition | 1701015 | 8403301 | 3.1 | Wall finishes | glazed partition | Construction | 945.252 | Area Calculation | 80 | 44 | 1 | FALSE | 1 | FALSE |  | 1.05 | 945.252 | 945.252 | 5490 | General glazing, glass (toughened) |  | 60 | D2 | 0 | 0 | 0 | 0 | 0 | 0 | 0 | 0 | 0
| Civic Offices | Glazed partition | 1701015 | 8403301 | 3.1 | Wall finishes | glazed partition | Construction | 945.252 | Area Calculation | 80 | 44 | 1 | FALSE | 1 | FALSE |  | 1.05 | 945.252 | 945.252 | 5490 | General glazing, glass (toughened) |  | 60 | D3 | 0 | 0 | 0 | 0 | 0 | 0 | 0 | 0 | 0
| Civic Offices | Glazed partition | 1701015 | 8403301 | 3.1 | Wall finishes | glazed partition | Construction | 945.252 | Area Calculation | 80 | 44 | 1 | FALSE | 1 | FALSE |  | 1.05 | 945.252 | 945.252 | 5490 | General glazing, glass (toughened) |  | 60 | D4 | 0 | 0 | 0 | 0 | 0 | 0 | 0 | 0 | 0
| Civic Offices | Fittings Hardood hand rail 50mm | 1701016 | 8403303 | 4.1 | Fittings, furnishings and equipment | Hollow Steel Handrail (50mm diam) 2mm gauge | Construction | 39.5644 | Linear length Calculation | 50 | 44 | 1 | FALSE | 1 | FALSE |  | 1.05 | 39.5644 | 79.1289 | 5325 | General sheet, plywood (imported, temperate hardwood) |  | 0 | A1A3 | -104.9553 | 4.8507e-06 | 0.23791 | 0.072326 | 0.052188 | 0.00014104 | 570.2998 | 159.8253 | -0.058302
| Civic Offices | Fittings Hardood hand rail 50mm | 1701016 | 8403303 | 4.1 | Fittings, furnishings and equipment | Hollow Steel Handrail (50mm diam) 2mm gauge | Construction | 39.5644 | Linear length Calculation | 50 | 44 | 1 | FALSE | 1 | FALSE |  | 1.05 | 39.5644 | 79.1289 | 5325 | General sheet, plywood (imported, temperate hardwood) |  | 0 | A4 | 4.0866 | 3.9189e-07 | 0.034264 | 0.0042271 | 0.0033912 | 3.7889e-06 | 58.7764 | 14.7053 | 0.01771
| Civic Offices | Fittings Hardood hand rail 50mm | 1701016 | 8403303 | 4.1 | Fittings, furnishings and equipment | Hollow Steel Handrail (50mm diam) 2mm gauge | Construction | 39.5644 | Linear length Calculation | 50 | 44 | 1 | FALSE | 1 | FALSE |  | 1.05 | 39.5644 | 79.1289 | 5325 | General sheet, plywood (imported, temperate hardwood) |  | 0 | A5 | 0.10774 | 3.538e-09 | 9.4355e-05 | 0.0044433 | 3.3418e-05 | 1.939e-08 | 0.32754 | 0.18793 | 0
| Civic Offices | Fittings Hardood hand rail 50mm | 1701016 | 8403303 | 4.1 | Fittings, furnishings and equipment | Hollow Steel Handrail (50mm diam) 2mm gauge | Construction | 39.5644 | Linear length Calculation | 50 | 44 | 1 | FALSE | 1 | FALSE |  | 1.05 | 39.5644 | 79.1289 | 5325 | General sheet, plywood (imported, temperate hardwood) |  | 0 | D2 | 0 | 0 | 0 | 0 | 0 | 0 | 0 | 0 | 0
| Civic Offices | Fittings Hardood hand rail 50mm | 1701016 | 8403303 | 4.1 | Fittings, furnishings and equipment | Hollow Steel Handrail (50mm diam) 2mm gauge | Construction | 39.5644 | Linear length Calculation | 50 | 44 | 1 | FALSE | 1 | FALSE |  | 1.05 | 39.5644 | 79.1289 | 5325 | General sheet, plywood (imported, temperate hardwood) |  | 0 | D3 | 0 | 0 | 0 | 0 | 0 | 0 | 0 | 0 | 0
| Civic Offices | Fittings Hardood hand rail 50mm | 1701016 | 8403303 | 4.1 | Fittings, furnishings and equipment | Hollow Steel Handrail (50mm diam) 2mm gauge | Construction | 39.5644 | Linear length Calculation | 50 | 44 | 1 | FALSE | 1 | FALSE |  | 1.05 | 39.5644 | 79.1289 | 5325 | General sheet, plywood (imported, temperate hardwood) |  | 0 | D4 | 0 | 0 | 0 | 0 | 0 | 0 | 0 | 0 | 0
| Civic Offices | Fittings Hardood hand rail 50mm | 1701016 | 8403303 | 4.1 | Fittings, furnishings and equipment | Hollow Steel Handrail (50mm diam) 2mm gauge | Construction | 39.5644 | Linear length Calculation | 50 | 44 | 1 | FALSE | 1 | FALSE |  | 1.05 | 39.5644 | 79.1289 | 5325 | General sheet, plywood (imported, temperate hardwood) |  | 60 | C2 | 0 | 0 | 0 | 0 | 0 | 0 | 0 | 0 | 0
| Civic Offices | Fittings Hardood hand rail 50mm | 1701016 | 8403303 | 4.1 | Fittings, furnishings and equipment | Hollow Steel Handrail (50mm diam) 2mm gauge | Construction | 39.5644 | Linear length Calculation | 50 | 44 | 1 | FALSE | 1 | FALSE |  | 1.05 | 39.5644 | 79.1289 | 5325 | General sheet, plywood (imported, temperate hardwood) |  | 60 | C4 | 2.1547 | 7.076e-08 | 0.0018871 | 0.088867 | 0.00066836 | 3.878e-07 | 6.5509 | 3.7586 | 0.038706
| Civic Offices | Fittings Hardood hand rail 50mm | 1701016 | 8403303 | 4.1 | Fittings, furnishings and equipment | Hollow Steel Handrail (50mm diam) 2mm gauge | Construction | 39.5644 | Linear length Calculation | 50 | 44 | 1 | FALSE | 1 | FALSE |  | 1.05 | 39.5644 | 79.1289 | 5325 | General sheet, plywood (imported, temperate hardwood) |  | 60 | D2 | 0 | 0 | 0 | 0 | 0 | 0 | 0 | 0 | 0
| Civic Offices | Fittings Hardood hand rail 50mm | 1701016 | 8403303 | 4.1 | Fittings, furnishings and equipment | Hollow Steel Handrail (50mm diam) 2mm gauge | Construction | 39.5644 | Linear length Calculation | 50 | 44 | 1 | FALSE | 1 | FALSE |  | 1.05 | 39.5644 | 79.1289 | 5325 | General sheet, plywood (imported, temperate hardwood) |  | 60 | D3 | 0 | 0 | 0 | 0 | 0 | 0 | 0 | 0 | 0
| Civic Offices | Fittings Hardood hand rail 50mm | 1701016 | 8403303 | 4.1 | Fittings, furnishings and equipment | Hollow Steel Handrail (50mm diam) 2mm gauge | Construction | 39.5644 | Linear length Calculation | 50 | 44 | 1 | FALSE | 1 | FALSE |  | 1.05 | 39.5644 | 79.1289 | 5325 | General sheet, plywood (imported, temperate hardwood) |  | 60 | D4 | 0 | 0 | 0 | 0 | 0 | 0 | 0 | 0 | 0
| Civic Offices | Fittings Hardood hand rail 50mm | 1701016 | 8403303 | 4.1 | Fittings, furnishings and equipment | Hollow Steel Handrail (50mm diam) 2mm gauge | Construction | 39.5644 | Linear length Calculation | 50 | 44 | 1 | FALSE | 1 | FALSE |  | 1.05 | 39.5644 | 79.1289 | 5325 | General sheet, plywood (imported, temperate hardwood) |  | 50 | B4B5 | -98.6062 | 5.3169e-06 | 0.27416 | 0.16986 | 0.056281 | 0.00014524 | 635.9546 | 178.4772 | -0.040593
| Civic Offices | Fittings Hardood hand rail 50mm | 1701016 | 8403303 | 4.1 | Fittings, furnishings and equipment | Hollow Steel Handrail (50mm diam) 2mm gauge | Construction | 39.5644 | Linear length Calculation | 50 | 44 | 1 | FALSE | 1 | FALSE |  | 1.05 | 39.5644 | 79.1289 | 5325 | General sheet, plywood (imported, temperate hardwood) |  | 50 | D2 | 0 | 0 | 0 | 0 | 0 | 0 | 0 | 0 | 0
| Civic Offices | Fittings Hardood hand rail 50mm | 1701016 | 8403303 | 4.1 | Fittings, furnishings and equipment | Hollow Steel Handrail (50mm diam) 2mm gauge | Construction | 39.5644 | Linear length Calculation | 50 | 44 | 1 | FALSE | 1 | FALSE |  | 1.05 | 39.5644 | 79.1289 | 5325 | General sheet, plywood (imported, temperate hardwood) |  | 50 | D3 | 0 | 0 | 0 | 0 | 0 | 0 | 0 | 0 | 0
| Civic Offices | Fittings Hardood hand rail 50mm | 1701016 | 8403303 | 4.1 | Fittings, furnishings and equipment | Hollow Steel Handrail (50mm diam) 2mm gauge | Construction | 39.5644 | Linear length Calculation | 50 | 44 | 1 | FALSE | 1 | FALSE |  | 1.05 | 39.5644 | 79.1289 | 5325 | General sheet, plywood (imported, temperate hardwood) |  | 50 | D4 | 0 | 0 | 0 | 0 | 0 | 0 | 0 | 0 | 0
| Civic Offices | Link stairway Wall handrails: hardwood with mild steel painted brackets including pattress fixing to wall (Fittings Hardood hand rail 50mm) | 1701017 | 8403305 | 4.1 | Fittings, furnishings and equipment | Hollow Steel Handrail (50mm diam) 2mm gauge | Construction | 20.4204 | Linear length Calculation | 50 | 44 | 1 | FALSE | 1 | FALSE |  | 1.05 | 20.4204 | 40.8407 | 5325 | General sheet, plywood (imported, temperate hardwood) |  | 0 | A1A3 | -54.1705 | 2.5036e-06 | 0.12279 | 0.03733 | 0.026936 | 7.2795e-05 | 294.3483 | 82.4905 | -0.030092
| Civic Offices | Link stairway Wall handrails: hardwood with mild steel painted brackets including pattress fixing to wall (Fittings Hardood hand rail 50mm) | 1701017 | 8403305 | 4.1 | Fittings, furnishings and equipment | Hollow Steel Handrail (50mm diam) 2mm gauge | Construction | 20.4204 | Linear length Calculation | 50 | 44 | 1 | FALSE | 1 | FALSE |  | 1.05 | 20.4204 | 40.8407 | 5325 | General sheet, plywood (imported, temperate hardwood) |  | 0 | A4 | 2.1092 | 2.0227e-07 | 0.017684 | 0.0021817 | 0.0017503 | 1.9556e-06 | 30.3362 | 7.5898 | 0.0091405
| Civic Offices | Link stairway Wall handrails: hardwood with mild steel painted brackets including pattress fixing to wall (Fittings Hardood hand rail 50mm) | 1701017 | 8403305 | 4.1 | Fittings, furnishings and equipment | Hollow Steel Handrail (50mm diam) 2mm gauge | Construction | 20.4204 | Linear length Calculation | 50 | 44 | 1 | FALSE | 1 | FALSE |  | 1.05 | 20.4204 | 40.8407 | 5325 | General sheet, plywood (imported, temperate hardwood) |  | 0 | A5 | 0.055606 | 1.8261e-09 | 4.8699e-05 | 0.0022933 | 1.7248e-05 | 1.0008e-08 | 0.16906 | 0.096997 | 0
| Civic Offices | Link stairway Wall handrails: hardwood with mild steel painted brackets including pattress fixing to wall (Fittings Hardood hand rail 50mm) | 1701017 | 8403305 | 4.1 | Fittings, furnishings and equipment | Hollow Steel Handrail (50mm diam) 2mm gauge | Construction | 20.4204 | Linear length Calculation | 50 | 44 | 1 | FALSE | 1 | FALSE |  | 1.05 | 20.4204 | 40.8407 | 5325 | General sheet, plywood (imported, temperate hardwood) |  | 0 | D2 | 0 | 0 | 0 | 0 | 0 | 0 | 0 | 0 | 0
| Civic Offices | Link stairway Wall handrails: hardwood with mild steel painted brackets including pattress fixing to wall (Fittings Hardood hand rail 50mm) | 1701017 | 8403305 | 4.1 | Fittings, furnishings and equipment | Hollow Steel Handrail (50mm diam) 2mm gauge | Construction | 20.4204 | Linear length Calculation | 50 | 44 | 1 | FALSE | 1 | FALSE |  | 1.05 | 20.4204 | 40.8407 | 5325 | General sheet, plywood (imported, temperate hardwood) |  | 0 | D3 | 0 | 0 | 0 | 0 | 0 | 0 | 0 | 0 | 0
| Civic Offices | Link stairway Wall handrails: hardwood with mild steel painted brackets including pattress fixing to wall (Fittings Hardood hand rail 50mm) | 1701017 | 8403305 | 4.1 | Fittings, furnishings and equipment | Hollow Steel Handrail (50mm diam) 2mm gauge | Construction | 20.4204 | Linear length Calculation | 50 | 44 | 1 | FALSE | 1 | FALSE |  | 1.05 | 20.4204 | 40.8407 | 5325 | General sheet, plywood (imported, temperate hardwood) |  | 0 | D4 | 0 | 0 | 0 | 0 | 0 | 0 | 0 | 0 | 0
| Civic Offices | Link stairway Wall handrails: hardwood with mild steel painted brackets including pattress fixing to wall (Fittings Hardood hand rail 50mm) | 1701017 | 8403305 | 4.1 | Fittings, furnishings and equipment | Hollow Steel Handrail (50mm diam) 2mm gauge | Construction | 20.4204 | Linear length Calculation | 50 | 44 | 1 | FALSE | 1 | FALSE |  | 1.05 | 20.4204 | 40.8407 | 5325 | General sheet, plywood (imported, temperate hardwood) |  | 60 | C2 | 0 | 0 | 0 | 0 | 0 | 0 | 0 | 0 | 0
| Civic Offices | Link stairway Wall handrails: hardwood with mild steel painted brackets including pattress fixing to wall (Fittings Hardood hand rail 50mm) | 1701017 | 8403305 | 4.1 | Fittings, furnishings and equipment | Hollow Steel Handrail (50mm diam) 2mm gauge | Construction | 20.4204 | Linear length Calculation | 50 | 44 | 1 | FALSE | 1 | FALSE |  | 1.05 | 20.4204 | 40.8407 | 5325 | General sheet, plywood (imported, temperate hardwood) |  | 60 | C4 | 1.1121 | 3.6521e-08 | 0.00097399 | 0.045867 | 0.00034496 | 2.0015e-07 | 3.3811 | 1.9399 | 0.019977
| Civic Offices | Link stairway Wall handrails: hardwood with mild steel painted brackets including pattress fixing to wall (Fittings Hardood hand rail 50mm) | 1701017 | 8403305 | 4.1 | Fittings, furnishings and equipment | Hollow Steel Handrail (50mm diam) 2mm gauge | Construction | 20.4204 | Linear length Calculation | 50 | 44 | 1 | FALSE | 1 | FALSE |  | 1.05 | 20.4204 | 40.8407 | 5325 | General sheet, plywood (imported, temperate hardwood) |  | 60 | D2 | 0 | 0 | 0 | 0 | 0 | 0 | 0 | 0 | 0
| Civic Offices | Link stairway Wall handrails: hardwood with mild steel painted brackets including pattress fixing to wall (Fittings Hardood hand rail 50mm) | 1701017 | 8403305 | 4.1 | Fittings, furnishings and equipment | Hollow Steel Handrail (50mm diam) 2mm gauge | Construction | 20.4204 | Linear length Calculation | 50 | 44 | 1 | FALSE | 1 | FALSE |  | 1.05 | 20.4204 | 40.8407 | 5325 | General sheet, plywood (imported, temperate hardwood) |  | 60 | D3 | 0 | 0 | 0 | 0 | 0 | 0 | 0 | 0 | 0
| Civic Offices | Link stairway Wall handrails: hardwood with mild steel painted brackets including pattress fixing to wall (Fittings Hardood hand rail 50mm) | 1701017 | 8403305 | 4.1 | Fittings, furnishings and equipment | Hollow Steel Handrail (50mm diam) 2mm gauge | Construction | 20.4204 | Linear length Calculation | 50 | 44 | 1 | FALSE | 1 | FALSE |  | 1.05 | 20.4204 | 40.8407 | 5325 | General sheet, plywood (imported, temperate hardwood) |  | 60 | D4 | 0 | 0 | 0 | 0 | 0 | 0 | 0 | 0 | 0
| Civic Offices | Link stairway Wall handrails: hardwood with mild steel painted brackets including pattress fixing to wall (Fittings Hardood hand rail 50mm) | 1701017 | 8403305 | 4.1 | Fittings, furnishings and equipment | Hollow Steel Handrail (50mm diam) 2mm gauge | Construction | 20.4204 | Linear length Calculation | 50 | 44 | 1 | FALSE | 1 | FALSE |  | 1.05 | 20.4204 | 40.8407 | 5325 | General sheet, plywood (imported, temperate hardwood) |  | 50 | B4B5 | -50.8935 | 2.7442e-06 | 0.1415 | 0.087672 | 0.029048 | 7.4961e-05 | 328.2346 | 92.1172 | -0.020951
| Civic Offices | Link stairway Wall handrails: hardwood with mild steel painted brackets including pattress fixing to wall (Fittings Hardood hand rail 50mm) | 1701017 | 8403305 | 4.1 | Fittings, furnishings and equipment | Hollow Steel Handrail (50mm diam) 2mm gauge | Construction | 20.4204 | Linear length Calculation | 50 | 44 | 1 | FALSE | 1 | FALSE |  | 1.05 | 20.4204 | 40.8407 | 5325 | General sheet, plywood (imported, temperate hardwood) |  | 50 | D2 | 0 | 0 | 0 | 0 | 0 | 0 | 0 | 0 | 0
| Civic Offices | Link stairway Wall handrails: hardwood with mild steel painted brackets including pattress fixing to wall (Fittings Hardood hand rail 50mm) | 1701017 | 8403305 | 4.1 | Fittings, furnishings and equipment | Hollow Steel Handrail (50mm diam) 2mm gauge | Construction | 20.4204 | Linear length Calculation | 50 | 44 | 1 | FALSE | 1 | FALSE |  | 1.05 | 20.4204 | 40.8407 | 5325 | General sheet, plywood (imported, temperate hardwood) |  | 50 | D3 | 0 | 0 | 0 | 0 | 0 | 0 | 0 | 0 | 0
| Civic Offices | Link stairway Wall handrails: hardwood with mild steel painted brackets including pattress fixing to wall (Fittings Hardood hand rail 50mm) | 1701017 | 8403305 | 4.1 | Fittings, furnishings and equipment | Hollow Steel Handrail (50mm diam) 2mm gauge | Construction | 20.4204 | Linear length Calculation | 50 | 44 | 1 | FALSE | 1 | FALSE |  | 1.05 | 20.4204 | 40.8407 | 5325 | General sheet, plywood (imported, temperate hardwood) |  | 50 | D4 | 0 | 0 | 0 | 0 | 0 | 0 | 0 | 0 | 0
| Civic Offices | Link stairway balustracees where protrude beyond lift shaft - nominal allowance (Fittings Hardood hand rail 50mm) | 1701018 | 8403307 | 4.1 | Fittings, furnishings and equipment | Hollow Steel Handrail (50mm diam) 2mm gauge | Construction | 1.2763 | Linear length Calculation | 50 | 44 | 1 | FALSE | 1 | FALSE |  | 1.05 | 1.2763 | 2.5525 | 5325 | General sheet, plywood (imported, temperate hardwood) |  | 0 | A1A3 | -3.3857 | 1.5647e-07 | 0.0076747 | 0.0023331 | 0.0016835 | 4.5497e-06 | 18.3968 | 5.1557 | -0.0018807
| Civic Offices | Link stairway balustracees where protrude beyond lift shaft - nominal allowance (Fittings Hardood hand rail 50mm) | 1701018 | 8403307 | 4.1 | Fittings, furnishings and equipment | Hollow Steel Handrail (50mm diam) 2mm gauge | Construction | 1.2763 | Linear length Calculation | 50 | 44 | 1 | FALSE | 1 | FALSE |  | 1.05 | 1.2763 | 2.5525 | 5325 | General sheet, plywood (imported, temperate hardwood) |  | 0 | A4 | 0.13182 | 1.2642e-08 | 0.0011053 | 0.00013636 | 0.00010939 | 1.2222e-07 | 1.896 | 0.47437 | 0.00057128
| Civic Offices | Link stairway balustracees where protrude beyond lift shaft - nominal allowance (Fittings Hardood hand rail 50mm) | 1701018 | 8403307 | 4.1 | Fittings, furnishings and equipment | Hollow Steel Handrail (50mm diam) 2mm gauge | Construction | 1.2763 | Linear length Calculation | 50 | 44 | 1 | FALSE | 1 | FALSE |  | 1.05 | 1.2763 | 2.5525 | 5325 | General sheet, plywood (imported, temperate hardwood) |  | 0 | A5 | 0.0034754 | 1.1413e-10 | 3.0437e-06 | 0.00014333 | 1.078e-06 | 6.2548e-10 | 0.010566 | 0.0060623 | 0
| Civic Offices | Link stairway balustracees where protrude beyond lift shaft - nominal allowance (Fittings Hardood hand rail 50mm) | 1701018 | 8403307 | 4.1 | Fittings, furnishings and equipment | Hollow Steel Handrail (50mm diam) 2mm gauge | Construction | 1.2763 | Linear length Calculation | 50 | 44 | 1 | FALSE | 1 | FALSE |  | 1.05 | 1.2763 | 2.5525 | 5325 | General sheet, plywood (imported, temperate hardwood) |  | 0 | D2 | 0 | 0 | 0 | 0 | 0 | 0 | 0 | 0 | 0
| Civic Offices | Link stairway balustracees where protrude beyond lift shaft - nominal allowance (Fittings Hardood hand rail 50mm) | 1701018 | 8403307 | 4.1 | Fittings, furnishings and equipment | Hollow Steel Handrail (50mm diam) 2mm gauge | Construction | 1.2763 | Linear length Calculation | 50 | 44 | 1 | FALSE | 1 | FALSE |  | 1.05 | 1.2763 | 2.5525 | 5325 | General sheet, plywood (imported, temperate hardwood) |  | 0 | D3 | 0 | 0 | 0 | 0 | 0 | 0 | 0 | 0 | 0
| Civic Offices | Link stairway balustracees where protrude beyond lift shaft - nominal allowance (Fittings Hardood hand rail 50mm) | 1701018 | 8403307 | 4.1 | Fittings, furnishings and equipment | Hollow Steel Handrail (50mm diam) 2mm gauge | Construction | 1.2763 | Linear length Calculation | 50 | 44 | 1 | FALSE | 1 | FALSE |  | 1.05 | 1.2763 | 2.5525 | 5325 | General sheet, plywood (imported, temperate hardwood) |  | 0 | D4 | 0 | 0 | 0 | 0 | 0 | 0 | 0 | 0 | 0
| Civic Offices | Link stairway balustracees where protrude beyond lift shaft - nominal allowance (Fittings Hardood hand rail 50mm) | 1701018 | 8403307 | 4.1 | Fittings, furnishings and equipment | Hollow Steel Handrail (50mm diam) 2mm gauge | Construction | 1.2763 | Linear length Calculation | 50 | 44 | 1 | FALSE | 1 | FALSE |  | 1.05 | 1.2763 | 2.5525 | 5325 | General sheet, plywood (imported, temperate hardwood) |  | 60 | C2 | 0 | 0 | 0 | 0 | 0 | 0 | 0 | 0 | 0
| Civic Offices | Link stairway balustracees where protrude beyond lift shaft - nominal allowance (Fittings Hardood hand rail 50mm) | 1701018 | 8403307 | 4.1 | Fittings, furnishings and equipment | Hollow Steel Handrail (50mm diam) 2mm gauge | Construction | 1.2763 | Linear length Calculation | 50 | 44 | 1 | FALSE | 1 | FALSE |  | 1.05 | 1.2763 | 2.5525 | 5325 | General sheet, plywood (imported, temperate hardwood) |  | 60 | C4 | 0.069508 | 2.2826e-09 | 6.0874e-05 | 0.0028667 | 2.156e-05 | 1.251e-08 | 0.21132 | 0.12125 | 0.0012486
| Civic Offices | Link stairway balustracees where protrude beyond lift shaft - nominal allowance (Fittings Hardood hand rail 50mm) | 1701018 | 8403307 | 4.1 | Fittings, furnishings and equipment | Hollow Steel Handrail (50mm diam) 2mm gauge | Construction | 1.2763 | Linear length Calculation | 50 | 44 | 1 | FALSE | 1 | FALSE |  | 1.05 | 1.2763 | 2.5525 | 5325 | General sheet, plywood (imported, temperate hardwood) |  | 60 | D2 | 0 | 0 | 0 | 0 | 0 | 0 | 0 | 0 | 0
| Civic Offices | Link stairway balustracees where protrude beyond lift shaft - nominal allowance (Fittings Hardood hand rail 50mm) | 1701018 | 8403307 | 4.1 | Fittings, furnishings and equipment | Hollow Steel Handrail (50mm diam) 2mm gauge | Construction | 1.2763 | Linear length Calculation | 50 | 44 | 1 | FALSE | 1 | FALSE |  | 1.05 | 1.2763 | 2.5525 | 5325 | General sheet, plywood (imported, temperate hardwood) |  | 60 | D3 | 0 | 0 | 0 | 0 | 0 | 0 | 0 | 0 | 0
| Civic Offices | Link stairway balustracees where protrude beyond lift shaft - nominal allowance (Fittings Hardood hand rail 50mm) | 1701018 | 8403307 | 4.1 | Fittings, furnishings and equipment | Hollow Steel Handrail (50mm diam) 2mm gauge | Construction | 1.2763 | Linear length Calculation | 50 | 44 | 1 | FALSE | 1 | FALSE |  | 1.05 | 1.2763 | 2.5525 | 5325 | General sheet, plywood (imported, temperate hardwood) |  | 60 | D4 | 0 | 0 | 0 | 0 | 0 | 0 | 0 | 0 | 0
| Civic Offices | Link stairway balustracees where protrude beyond lift shaft - nominal allowance (Fittings Hardood hand rail 50mm) | 1701018 | 8403307 | 4.1 | Fittings, furnishings and equipment | Hollow Steel Handrail (50mm diam) 2mm gauge | Construction | 1.2763 | Linear length Calculation | 50 | 44 | 1 | FALSE | 1 | FALSE |  | 1.05 | 1.2763 | 2.5525 | 5325 | General sheet, plywood (imported, temperate hardwood) |  | 50 | B4B5 | -3.1808 | 1.7151e-07 | 0.0088439 | 0.0054795 | 0.0018155 | 4.6851e-06 | 20.5147 | 5.7573 | -0.0013094
| Civic Offices | Link stairway balustracees where protrude beyond lift shaft - nominal allowance (Fittings Hardood hand rail 50mm) | 1701018 | 8403307 | 4.1 | Fittings, furnishings and equipment | Hollow Steel Handrail (50mm diam) 2mm gauge | Construction | 1.2763 | Linear length Calculation | 50 | 44 | 1 | FALSE | 1 | FALSE |  | 1.05 | 1.2763 | 2.5525 | 5325 | General sheet, plywood (imported, temperate hardwood) |  | 50 | D2 | 0 | 0 | 0 | 0 | 0 | 0 | 0 | 0 | 0
| Civic Offices | Link stairway balustracees where protrude beyond lift shaft - nominal allowance (Fittings Hardood hand rail 50mm) | 1701018 | 8403307 | 4.1 | Fittings, furnishings and equipment | Hollow Steel Handrail (50mm diam) 2mm gauge | Construction | 1.2763 | Linear length Calculation | 50 | 44 | 1 | FALSE | 1 | FALSE |  | 1.05 | 1.2763 | 2.5525 | 5325 | General sheet, plywood (imported, temperate hardwood) |  | 50 | D3 | 0 | 0 | 0 | 0 | 0 | 0 | 0 | 0 | 0
| Civic Offices | Link stairway balustracees where protrude beyond lift shaft - nominal allowance (Fittings Hardood hand rail 50mm) | 1701018 | 8403307 | 4.1 | Fittings, furnishings and equipment | Hollow Steel Handrail (50mm diam) 2mm gauge | Construction | 1.2763 | Linear length Calculation | 50 | 44 | 1 | FALSE | 1 | FALSE |  | 1.05 | 1.2763 | 2.5525 | 5325 | General sheet, plywood (imported, temperate hardwood) |  | 50 | D4 | 0 | 0 | 0 | 0 | 0 | 0 | 0 | 0 | 0
| Civic Offices | Ladders: Galvanized steel stairway between lower roof and upper roof over council chamber. (Staircase steel tread and frame) | 1701019 | 8403309 | 2.4 | Stairs and ramps | stringers (300x6.3) | Construction | 51.0257 | Linear length Calculation | 80 | 44 | 1 | FALSE | 1 | FALSE |  | 1.01 | 51.0257 | 51.0257 | 5238 | Structure, steel (hot rolled) |  | 0 | A1A3 | 91.8108 | 5.4172e-06 | 0.45284 | 0.31037 | 0.096228 | 0.0014006 | 1170.2219 | 46.2793 | 1.2158
| Civic Offices | Ladders: Galvanized steel stairway between lower roof and upper roof over council chamber. (Staircase steel tread and frame) | 1701019 | 8403309 | 2.4 | Stairs and ramps | stringers (300x6.3) | Construction | 51.0257 | Linear length Calculation | 80 | 44 | 1 | FALSE | 1 | FALSE |  | 1.01 | 51.0257 | 51.0257 | 5238 | Structure, steel (hot rolled) |  | 0 | A4 | 2.1391 | 2.96e-07 | 0.01017 | 0.0018885 | 0.0013427 | 4.7637e-06 | 31.2974 | 9.0891 | 0.0086933
| Civic Offices | Ladders: Galvanized steel stairway between lower roof and upper roof over council chamber. (Staircase steel tread and frame) | 1701019 | 8403309 | 2.4 | Stairs and ramps | stringers (300x6.3) | Construction | 51.0257 | Linear length Calculation | 80 | 44 | 1 | FALSE | 1 | FALSE |  | 1.01 | 51.0257 | 51.0257 | 5238 | Structure, steel (hot rolled) |  | 0 | A5 | 0.00026523 | 6.9452e-11 | 1.8547e-06 | 6.0946e-07 | 3.0777e-07 | 3.7415e-10 | 0.0065023 | 0.076539 | 0
| Civic Offices | Ladders: Galvanized steel stairway between lower roof and upper roof over council chamber. (Staircase steel tread and frame) | 1701019 | 8403309 | 2.4 | Stairs and ramps | stringers (300x6.3) | Construction | 51.0257 | Linear length Calculation | 80 | 44 | 1 | FALSE | 1 | FALSE |  | 1.01 | 51.0257 | 51.0257 | 5238 | Structure, steel (hot rolled) |  | 0 | D2 | 0 | 0 | 0 | 0 | 0 | 0 | 0 | 0 | 0
| Civic Offices | Ladders: Galvanized steel stairway between lower roof and upper roof over council chamber. (Staircase steel tread and frame) | 1701019 | 8403309 | 2.4 | Stairs and ramps | stringers (300x6.3) | Construction | 51.0257 | Linear length Calculation | 80 | 44 | 1 | FALSE | 1 | FALSE |  | 1.01 | 51.0257 | 51.0257 | 5238 | Structure, steel (hot rolled) |  | 0 | D3 | 0 | 0 | 0 | 0 | 0 | 0 | 0 | 0 | 0
| Civic Offices | Ladders: Galvanized steel stairway between lower roof and upper roof over council chamber. (Staircase steel tread and frame) | 1701019 | 8403309 | 2.4 | Stairs and ramps | stringers (300x6.3) | Construction | 51.0257 | Linear length Calculation | 80 | 44 | 1 | FALSE | 1 | FALSE |  | 1.01 | 51.0257 | 51.0257 | 5238 | Structure, steel (hot rolled) |  | 0 | D4 | 0 | 0 | 0 | 0 | 0 | 0 | 0 | 0 | 0
| Civic Offices | Ladders: Galvanized steel stairway between lower roof and upper roof over council chamber. (Staircase steel tread and frame) | 1701019 | 8403309 | 2.4 | Stairs and ramps | stringers (300x6.3) | Construction | 51.0257 | Linear length Calculation | 80 | 44 | 1 | FALSE | 1 | FALSE |  | 1.01 | 51.0257 | 51.0257 | 5238 | Structure, steel (hot rolled) |  | 60 | C2 | 0 | 0 | 0 | 0 | 0 | 0 | 0 | 0 | 0
| Civic Offices | Ladders: Galvanized steel stairway between lower roof and upper roof over council chamber. (Staircase steel tread and frame) | 1701019 | 8403309 | 2.4 | Stairs and ramps | stringers (300x6.3) | Construction | 51.0257 | Linear length Calculation | 80 | 44 | 1 | FALSE | 1 | FALSE |  | 1.01 | 51.0257 | 51.0257 | 5238 | Structure, steel (hot rolled) |  | 60 | C4 | 0.026523 | 6.9452e-09 | 0.00018547 | 6.0946e-05 | 3.0777e-05 | 3.7415e-08 | 0.65023 | 7.6539 | 0.0013301
| Civic Offices | Ladders: Galvanized steel stairway between lower roof and upper roof over council chamber. (Staircase steel tread and frame) | 1701019 | 8403309 | 2.4 | Stairs and ramps | stringers (300x6.3) | Construction | 51.0257 | Linear length Calculation | 80 | 44 | 1 | FALSE | 1 | FALSE |  | 1.01 | 51.0257 | 51.0257 | 5238 | Structure, steel (hot rolled) |  | 60 | D2 | 0 | 0 | 0 | 0 | 0 | 0 | 0 | 0 | 0
| Civic Offices | Ladders: Galvanized steel stairway between lower roof and upper roof over council chamber. (Staircase steel tread and frame) | 1701019 | 8403309 | 2.4 | Stairs and ramps | stringers (300x6.3) | Construction | 51.0257 | Linear length Calculation | 80 | 44 | 1 | FALSE | 1 | FALSE |  | 1.01 | 51.0257 | 51.0257 | 5238 | Structure, steel (hot rolled) |  | 60 | D3 | 0 | 0 | 0 | 0 | 0 | 0 | 0 | 0 | 0
| Civic Offices | Ladders: Galvanized steel stairway between lower roof and upper roof over council chamber. (Staircase steel tread and frame) | 1701019 | 8403309 | 2.4 | Stairs and ramps | stringers (300x6.3) | Construction | 51.0257 | Linear length Calculation | 80 | 44 | 1 | FALSE | 1 | FALSE |  | 1.01 | 51.0257 | 51.0257 | 5238 | Structure, steel (hot rolled) |  | 60 | D4 | 0 | 0 | 0 | 0 | 0 | 0 | 0 | 0 | 0
| Civic Offices | Ladders: Galvanized steel stairway between lower roof and upper roof over council chamber. (Staircase steel tread and frame) | 1701019 | 8403310 | 2.4 | Stairs and ramps | Steel Tread 1.2x2.6m 14kgx13 steps | Construction | 60.6667 | kg | 80 | 44 | 1 | FALSE | 1 | FALSE |  | 1.01 | 60.6667 | 60.6667 | 5238 | Structure, steel (hot rolled) |  | 0 | A1A3 | 109.1578 | 6.4408e-06 | 0.5384 | 0.36902 | 0.11441 | 0.0016653 | 1391.3267 | 55.0235 | 1.4455
| Civic Offices | Ladders: Galvanized steel stairway between lower roof and upper roof over council chamber. (Staircase steel tread and frame) | 1701019 | 8403310 | 2.4 | Stairs and ramps | Steel Tread 1.2x2.6m 14kgx13 steps | Construction | 60.6667 | kg | 80 | 44 | 1 | FALSE | 1 | FALSE |  | 1.01 | 60.6667 | 60.6667 | 5238 | Structure, steel (hot rolled) |  | 0 | A4 | 2.5432 | 3.5192e-07 | 0.012092 | 0.0022454 | 0.0015963 | 5.6637e-06 | 37.2108 | 10.8065 | 0.010336
| Civic Offices | Ladders: Galvanized steel stairway between lower roof and upper roof over council chamber. (Staircase steel tread and frame) | 1701019 | 8403310 | 2.4 | Stairs and ramps | Steel Tread 1.2x2.6m 14kgx13 steps | Construction | 60.6667 | kg | 80 | 44 | 1 | FALSE | 1 | FALSE |  | 1.01 | 60.6667 | 60.6667 | 5238 | Structure, steel (hot rolled) |  | 0 | A5 | 0.00031534 | 8.2575e-11 | 2.2052e-06 | 7.2461e-07 | 3.6593e-07 | 4.4484e-10 | 0.0077308 | 0.091 | 0
| Civic Offices | Ladders: Galvanized steel stairway between lower roof and upper roof over council chamber. (Staircase steel tread and frame) | 1701019 | 8403310 | 2.4 | Stairs and ramps | Steel Tread 1.2x2.6m 14kgx13 steps | Construction | 60.6667 | kg | 80 | 44 | 1 | FALSE | 1 | FALSE |  | 1.01 | 60.6667 | 60.6667 | 5238 | Structure, steel (hot rolled) |  | 0 | D2 | 0 | 0 | 0 | 0 | 0 | 0 | 0 | 0 | 0
| Civic Offices | Ladders: Galvanized steel stairway between lower roof and upper roof over council chamber. (Staircase steel tread and frame) | 1701019 | 8403310 | 2.4 | Stairs and ramps | Steel Tread 1.2x2.6m 14kgx13 steps | Construction | 60.6667 | kg | 80 | 44 | 1 | FALSE | 1 | FALSE |  | 1.01 | 60.6667 | 60.6667 | 5238 | Structure, steel (hot rolled) |  | 0 | D3 | 0 | 0 | 0 | 0 | 0 | 0 | 0 | 0 | 0
| Civic Offices | Ladders: Galvanized steel stairway between lower roof and upper roof over council chamber. (Staircase steel tread and frame) | 1701019 | 8403310 | 2.4 | Stairs and ramps | Steel Tread 1.2x2.6m 14kgx13 steps | Construction | 60.6667 | kg | 80 | 44 | 1 | FALSE | 1 | FALSE |  | 1.01 | 60.6667 | 60.6667 | 5238 | Structure, steel (hot rolled) |  | 0 | D4 | 0 | 0 | 0 | 0 | 0 | 0 | 0 | 0 | 0
| Civic Offices | Ladders: Galvanized steel stairway between lower roof and upper roof over council chamber. (Staircase steel tread and frame) | 1701019 | 8403310 | 2.4 | Stairs and ramps | Steel Tread 1.2x2.6m 14kgx13 steps | Construction | 60.6667 | kg | 80 | 44 | 1 | FALSE | 1 | FALSE |  | 1.01 | 60.6667 | 60.6667 | 5238 | Structure, steel (hot rolled) |  | 60 | C2 | 0 | 0 | 0 | 0 | 0 | 0 | 0 | 0 | 0
| Civic Offices | Ladders: Galvanized steel stairway between lower roof and upper roof over council chamber. (Staircase steel tread and frame) | 1701019 | 8403310 | 2.4 | Stairs and ramps | Steel Tread 1.2x2.6m 14kgx13 steps | Construction | 60.6667 | kg | 80 | 44 | 1 | FALSE | 1 | FALSE |  | 1.01 | 60.6667 | 60.6667 | 5238 | Structure, steel (hot rolled) |  | 60 | C4 | 0.031534 | 8.2575e-09 | 0.00022052 | 7.2461e-05 | 3.6593e-05 | 4.4484e-08 | 0.77308 | 9.1 | 0.0015815
| Civic Offices | Ladders: Galvanized steel stairway between lower roof and upper roof over council chamber. (Staircase steel tread and frame) | 1701019 | 8403310 | 2.4 | Stairs and ramps | Steel Tread 1.2x2.6m 14kgx13 steps | Construction | 60.6667 | kg | 80 | 44 | 1 | FALSE | 1 | FALSE |  | 1.01 | 60.6667 | 60.6667 | 5238 | Structure, steel (hot rolled) |  | 60 | D2 | 0 | 0 | 0 | 0 | 0 | 0 | 0 | 0 | 0
| Civic Offices | Ladders: Galvanized steel stairway between lower roof and upper roof over council chamber. (Staircase steel tread and frame) | 1701019 | 8403310 | 2.4 | Stairs and ramps | Steel Tread 1.2x2.6m 14kgx13 steps | Construction | 60.6667 | kg | 80 | 44 | 1 | FALSE | 1 | FALSE |  | 1.01 | 60.6667 | 60.6667 | 5238 | Structure, steel (hot rolled) |  | 60 | D3 | 0 | 0 | 0 | 0 | 0 | 0 | 0 | 0 | 0
| Civic Offices | Ladders: Galvanized steel stairway between lower roof and upper roof over council chamber. (Staircase steel tread and frame) | 1701019 | 8403310 | 2.4 | Stairs and ramps | Steel Tread 1.2x2.6m 14kgx13 steps | Construction | 60.6667 | kg | 80 | 44 | 1 | FALSE | 1 | FALSE |  | 1.01 | 60.6667 | 60.6667 | 5238 | Structure, steel (hot rolled) |  | 60 | D4 | 0 | 0 | 0 | 0 | 0 | 0 | 0 | 0 | 0
| Civic Offices | Ladders: Galvanized steel stairway between lower roof and upper roof over council chamber. (Staircase steel tread and frame) | 1701019 | 8403311 | 2.4 | Stairs and ramps | Steel landing 1.8.1m 61kgx2 landings | Construction | 40.6667 | kg | 80 | 44 | 1 | FALSE | 1 | FALSE |  | 1.01 | 40.6667 | 40.6667 | 5238 | Structure, steel (hot rolled) |  | 0 | A1A3 | 73.1717 | 4.3174e-06 | 0.3609 | 0.24736 | 0.076692 | 0.0011163 | 932.6476 | 36.8839 | 0.96899
| Civic Offices | Ladders: Galvanized steel stairway between lower roof and upper roof over council chamber. (Staircase steel tread and frame) | 1701019 | 8403311 | 2.4 | Stairs and ramps | Steel landing 1.8.1m 61kgx2 landings | Construction | 40.6667 | kg | 80 | 44 | 1 | FALSE | 1 | FALSE |  | 1.01 | 40.6667 | 40.6667 | 5238 | Structure, steel (hot rolled) |  | 0 | A4 | 1.7048 | 2.359e-07 | 0.0081057 | 0.0015051 | 0.0010701 | 3.7966e-06 | 24.9435 | 7.2439 | 0.0069284
| Civic Offices | Ladders: Galvanized steel stairway between lower roof and upper roof over council chamber. (Staircase steel tread and frame) | 1701019 | 8403311 | 2.4 | Stairs and ramps | Steel landing 1.8.1m 61kgx2 landings | Construction | 40.6667 | kg | 80 | 44 | 1 | FALSE | 1 | FALSE |  | 1.01 | 40.6667 | 40.6667 | 5238 | Structure, steel (hot rolled) |  | 0 | A5 | 0.00021139 | 5.5352e-11 | 1.4782e-06 | 4.8573e-07 | 2.4529e-07 | 2.9819e-10 | 0.0051822 | 0.061 | 0
| Civic Offices | Ladders: Galvanized steel stairway between lower roof and upper roof over council chamber. (Staircase steel tread and frame) | 1701019 | 8403311 | 2.4 | Stairs and ramps | Steel landing 1.8.1m 61kgx2 landings | Construction | 40.6667 | kg | 80 | 44 | 1 | FALSE | 1 | FALSE |  | 1.01 | 40.6667 | 40.6667 | 5238 | Structure, steel (hot rolled) |  | 0 | D2 | 0 | 0 | 0 | 0 | 0 | 0 | 0 | 0 | 0
| Civic Offices | Ladders: Galvanized steel stairway between lower roof and upper roof over council chamber. (Staircase steel tread and frame) | 1701019 | 8403311 | 2.4 | Stairs and ramps | Steel landing 1.8.1m 61kgx2 landings | Construction | 40.6667 | kg | 80 | 44 | 1 | FALSE | 1 | FALSE |  | 1.01 | 40.6667 | 40.6667 | 5238 | Structure, steel (hot rolled) |  | 0 | D3 | 0 | 0 | 0 | 0 | 0 | 0 | 0 | 0 | 0
| Civic Offices | Ladders: Galvanized steel stairway between lower roof and upper roof over council chamber. (Staircase steel tread and frame) | 1701019 | 8403311 | 2.4 | Stairs and ramps | Steel landing 1.8.1m 61kgx2 landings | Construction | 40.6667 | kg | 80 | 44 | 1 | FALSE | 1 | FALSE |  | 1.01 | 40.6667 | 40.6667 | 5238 | Structure, steel (hot rolled) |  | 0 | D4 | 0 | 0 | 0 | 0 | 0 | 0 | 0 | 0 | 0
| Civic Offices | Ladders: Galvanized steel stairway between lower roof and upper roof over council chamber. (Staircase steel tread and frame) | 1701019 | 8403311 | 2.4 | Stairs and ramps | Steel landing 1.8.1m 61kgx2 landings | Construction | 40.6667 | kg | 80 | 44 | 1 | FALSE | 1 | FALSE |  | 1.01 | 40.6667 | 40.6667 | 5238 | Structure, steel (hot rolled) |  | 60 | C2 | 0 | 0 | 0 | 0 | 0 | 0 | 0 | 0 | 0
| Civic Offices | Ladders: Galvanized steel stairway between lower roof and upper roof over council chamber. (Staircase steel tread and frame) | 1701019 | 8403311 | 2.4 | Stairs and ramps | Steel landing 1.8.1m 61kgx2 landings | Construction | 40.6667 | kg | 80 | 44 | 1 | FALSE | 1 | FALSE |  | 1.01 | 40.6667 | 40.6667 | 5238 | Structure, steel (hot rolled) |  | 60 | C4 | 0.021139 | 5.5352e-09 | 0.00014782 | 4.8573e-05 | 2.4529e-05 | 2.9819e-08 | 0.51822 | 6.1 | 0.0010601
| Civic Offices | Ladders: Galvanized steel stairway between lower roof and upper roof over council chamber. (Staircase steel tread and frame) | 1701019 | 8403311 | 2.4 | Stairs and ramps | Steel landing 1.8.1m 61kgx2 landings | Construction | 40.6667 | kg | 80 | 44 | 1 | FALSE | 1 | FALSE |  | 1.01 | 40.6667 | 40.6667 | 5238 | Structure, steel (hot rolled) |  | 60 | D2 | 0 | 0 | 0 | 0 | 0 | 0 | 0 | 0 | 0
| Civic Offices | Ladders: Galvanized steel stairway between lower roof and upper roof over council chamber. (Staircase steel tread and frame) | 1701019 | 8403311 | 2.4 | Stairs and ramps | Steel landing 1.8.1m 61kgx2 landings | Construction | 40.6667 | kg | 80 | 44 | 1 | FALSE | 1 | FALSE |  | 1.01 | 40.6667 | 40.6667 | 5238 | Structure, steel (hot rolled) |  | 60 | D3 | 0 | 0 | 0 | 0 | 0 | 0 | 0 | 0 | 0
| Civic Offices | Ladders: Galvanized steel stairway between lower roof and upper roof over council chamber. (Staircase steel tread and frame) | 1701019 | 8403311 | 2.4 | Stairs and ramps | Steel landing 1.8.1m 61kgx2 landings | Construction | 40.6667 | kg | 80 | 44 | 1 | FALSE | 1 | FALSE |  | 1.01 | 40.6667 | 40.6667 | 5238 | Structure, steel (hot rolled) |  | 60 | D4 | 0 | 0 | 0 | 0 | 0 | 0 | 0 | 0 | 0
| Civic Offices | External walls: Brickwork outer skin strecher bond in multi coloured mortar facing one side including forming cavity cavity ties facing bricks PC £700/1000 (External wall structure single brick (102mm)) | 1701020 | 8403313 | 2.5 | External walls | mortar | Construction | 72660.325 | Area Calculation | 80 | 44 | 1 | FALSE | 1 | FALSE |  | 1.04 | 72660.325 | 72660.325 | 5094 | Mortar, cement:sand (1:4) |  | 0 | A1A3 | 12350.8899 | 0.00043511 | 29.1388 | 7.712 | 2.633 | 0.0064104 | 74142.7584 | 2886.6494 | 38.2667
| Civic Offices | External walls: Brickwork outer skin strecher bond in multi coloured mortar facing one side including forming cavity cavity ties facing bricks PC £700/1000 (External wall structure single brick (102mm)) | 1701020 | 8403313 | 2.5 | External walls | mortar | Construction | 72660.325 | Area Calculation | 80 | 44 | 1 | FALSE | 1 | FALSE |  | 1.04 | 72660.325 | 72660.325 | 5094 | Mortar, cement:sand (1:4) |  | 0 | A4 | 1041.2642 | 0.00018709 | 3.4095 | 0.92152 | 0.58165 | 0.0036314 | 15521.7364 | 2370.0557 | 4.285
| Civic Offices | External walls: Brickwork outer skin strecher bond in multi coloured mortar facing one side including forming cavity cavity ties facing bricks PC £700/1000 (External wall structure single brick (102mm)) | 1701020 | 8403313 | 2.5 | External walls | mortar | Construction | 72660.325 | Area Calculation | 80 | 44 | 1 | FALSE | 1 | FALSE |  | 1.04 | 72660.325 | 72660.325 | 5094 | Mortar, cement:sand (1:4) |  | 0 | A5 | 0.75443 | 2.6007e-07 | 0.0058104 | 0.0014347 | 0.0010037 | 8.1553e-07 | 21.9125 | 435.962 | 0
| Civic Offices | External walls: Brickwork outer skin strecher bond in multi coloured mortar facing one side including forming cavity cavity ties facing bricks PC £700/1000 (External wall structure single brick (102mm)) | 1701020 | 8403313 | 2.5 | External walls | mortar | Construction | 72660.325 | Area Calculation | 80 | 44 | 1 | FALSE | 1 | FALSE |  | 1.04 | 72660.325 | 72660.325 | 5094 | Mortar, cement:sand (1:4) |  | 0 | D2 | 0 | 0 | 0 | 0 | 0 | 0 | 0 | 0 | 0
| Civic Offices | External walls: Brickwork outer skin strecher bond in multi coloured mortar facing one side including forming cavity cavity ties facing bricks PC £700/1000 (External wall structure single brick (102mm)) | 1701020 | 8403313 | 2.5 | External walls | mortar | Construction | 72660.325 | Area Calculation | 80 | 44 | 1 | FALSE | 1 | FALSE |  | 1.04 | 72660.325 | 72660.325 | 5094 | Mortar, cement:sand (1:4) |  | 0 | D3 | 0 | 0 | 0 | 0 | 0 | 0 | 0 | 0 | 0
| Civic Offices | External walls: Brickwork outer skin strecher bond in multi coloured mortar facing one side including forming cavity cavity ties facing bricks PC £700/1000 (External wall structure single brick (102mm)) | 1701020 | 8403313 | 2.5 | External walls | mortar | Construction | 72660.325 | Area Calculation | 80 | 44 | 1 | FALSE | 1 | FALSE |  | 1.04 | 72660.325 | 72660.325 | 5094 | Mortar, cement:sand (1:4) |  | 0 | D4 | 0 | 0 | 0 | 0 | 0 | 0 | 0 | 0 | 0
| Civic Offices | External walls: Brickwork outer skin strecher bond in multi coloured mortar facing one side including forming cavity cavity ties facing bricks PC £700/1000 (External wall structure single brick (102mm)) | 1701020 | 8403313 | 2.5 | External walls | mortar | Construction | 72660.325 | Area Calculation | 80 | 44 | 1 | FALSE | 1 | FALSE |  | 1.04 | 72660.325 | 72660.325 | 5094 | Mortar, cement:sand (1:4) |  | 60 | C2 | 0 | 0 | 0 | 0 | 0 | 0 | 0 | 0 | 0
| Civic Offices | External walls: Brickwork outer skin strecher bond in multi coloured mortar facing one side including forming cavity cavity ties facing bricks PC £700/1000 (External wall structure single brick (102mm)) | 1701020 | 8403313 | 2.5 | External walls | mortar | Construction | 72660.325 | Area Calculation | 80 | 44 | 1 | FALSE | 1 | FALSE |  | 1.04 | 72660.325 | 72660.325 | 5094 | Mortar, cement:sand (1:4) |  | 60 | C4 | 18.8609 | 6.5018e-06 | 0.14526 | 0.035867 | 0.025093 | 2.0388e-05 | 547.8121 | 10899.0488 | 1.778
| Civic Offices | External walls: Brickwork outer skin strecher bond in multi coloured mortar facing one side including forming cavity cavity ties facing bricks PC £700/1000 (External wall structure single brick (102mm)) | 1701020 | 8403313 | 2.5 | External walls | mortar | Construction | 72660.325 | Area Calculation | 80 | 44 | 1 | FALSE | 1 | FALSE |  | 1.04 | 72660.325 | 72660.325 | 5094 | Mortar, cement:sand (1:4) |  | 60 | D2 | 0 | 0 | 0 | 0 | 0 | 0 | 0 | 0 | 0
| Civic Offices | External walls: Brickwork outer skin strecher bond in multi coloured mortar facing one side including forming cavity cavity ties facing bricks PC £700/1000 (External wall structure single brick (102mm)) | 1701020 | 8403313 | 2.5 | External walls | mortar | Construction | 72660.325 | Area Calculation | 80 | 44 | 1 | FALSE | 1 | FALSE |  | 1.04 | 72660.325 | 72660.325 | 5094 | Mortar, cement:sand (1:4) |  | 60 | D3 | 0 | 0 | 0 | 0 | 0 | 0 | 0 | 0 | 0
| Civic Offices | External walls: Brickwork outer skin strecher bond in multi coloured mortar facing one side including forming cavity cavity ties facing bricks PC £700/1000 (External wall structure single brick (102mm)) | 1701020 | 8403313 | 2.5 | External walls | mortar | Construction | 72660.325 | Area Calculation | 80 | 44 | 1 | FALSE | 1 | FALSE |  | 1.04 | 72660.325 | 72660.325 | 5094 | Mortar, cement:sand (1:4) |  | 60 | D4 | 0 | 0 | 0 | 0 | 0 | 0 | 0 | 0 | 0
| Civic Offices | External walls: Brickwork outer skin strecher bond in multi coloured mortar facing one side including forming cavity cavity ties facing bricks PC £700/1000 (External wall structure single brick (102mm)) | 1701020 | 8403313 | 2.5 | External walls | mortar | Construction | 72660.325 | Area Calculation | 80 | 44 | 1 | FALSE | 1 | FALSE |  | 1.04 | 72660.325 | 72660.325 | 5094 | Mortar, cement:sand (1:4) |  | 1 | B1 | -56.1083 | [7 empty] | -0.10624
| Civic Offices | External walls: Brickwork outer skin strecher bond in multi coloured mortar facing one side including forming cavity cavity ties facing bricks PC £700/1000 (External wall structure single brick (102mm)) | 1701020 | 8403313 | 2.5 | External walls | mortar | Construction | 72660.325 | Area Calculation | 80 | 44 | 1 | FALSE | 1 | FALSE |  | 1.04 | 72660.325 | 72660.325 | 5094 | Mortar, cement:sand (1:4) |  | 2 | B1 | -56.1083 | [7 empty] | -0.10624
| Civic Offices | External walls: Brickwork outer skin strecher bond in multi coloured mortar facing one side including forming cavity cavity ties facing bricks PC £700/1000 (External wall structure single brick (102mm)) | 1701020 | 8403313 | 2.5 | External walls | mortar | Construction | 72660.325 | Area Calculation | 80 | 44 | 1 | FALSE | 1 | FALSE |  | 1.04 | 72660.325 | 72660.325 | 5094 | Mortar, cement:sand (1:4) |  | 3 | B1 | -56.1083 | [7 empty] | -0.10624
| Civic Offices | External walls: Brickwork outer skin strecher bond in multi coloured mortar facing one side including forming cavity cavity ties facing bricks PC £700/1000 (External wall structure single brick (102mm)) | 1701020 | 8403313 | 2.5 | External walls | mortar | Construction | 72660.325 | Area Calculation | 80 | 44 | 1 | FALSE | 1 | FALSE |  | 1.04 | 72660.325 | 72660.325 | 5094 | Mortar, cement:sand (1:4) |  | 4 | B1 | -56.1083 | [7 empty] | -0.10624
| Civic Offices | External walls: Brickwork outer skin strecher bond in multi coloured mortar facing one side including forming cavity cavity ties facing bricks PC £700/1000 (External wall structure single brick (102mm)) | 1701020 | 8403313 | 2.5 | External walls | mortar | Construction | 72660.325 | Area Calculation | 80 | 44 | 1 | FALSE | 1 | FALSE |  | 1.04 | 72660.325 | 72660.325 | 5094 | Mortar, cement:sand (1:4) |  | 5 | B1 | -56.1083 | [7 empty] | -0.10624
| Civic Offices | External walls: Brickwork outer skin strecher bond in multi coloured mortar facing one side including forming cavity cavity ties facing bricks PC £700/1000 (External wall structure single brick (102mm)) | 1701020 | 8403313 | 2.5 | External walls | mortar | Construction | 72660.325 | Area Calculation | 80 | 44 | 1 | FALSE | 1 | FALSE |  | 1.04 | 72660.325 | 72660.325 | 5094 | Mortar, cement:sand (1:4) |  | 6 | B1 | -56.1083 | [7 empty] | -0.10624
| Civic Offices | External walls: Brickwork outer skin strecher bond in multi coloured mortar facing one side including forming cavity cavity ties facing bricks PC £700/1000 (External wall structure single brick (102mm)) | 1701020 | 8403313 | 2.5 | External walls | mortar | Construction | 72660.325 | Area Calculation | 80 | 44 | 1 | FALSE | 1 | FALSE |  | 1.04 | 72660.325 | 72660.325 | 5094 | Mortar, cement:sand (1:4) |  | 7 | B1 | -56.1083 | [7 empty] | -0.10624
| Civic Offices | External walls: Brickwork outer skin strecher bond in multi coloured mortar facing one side including forming cavity cavity ties facing bricks PC £700/1000 (External wall structure single brick (102mm)) | 1701020 | 8403313 | 2.5 | External walls | mortar | Construction | 72660.325 | Area Calculation | 80 | 44 | 1 | FALSE | 1 | FALSE |  | 1.04 | 72660.325 | 72660.325 | 5094 | Mortar, cement:sand (1:4) |  | 8 | B1 | -56.1083 | [7 empty] | -0.10624
| Civic Offices | External walls: Brickwork outer skin strecher bond in multi coloured mortar facing one side including forming cavity cavity ties facing bricks PC £700/1000 (External wall structure single brick (102mm)) | 1701020 | 8403313 | 2.5 | External walls | mortar | Construction | 72660.325 | Area Calculation | 80 | 44 | 1 | FALSE | 1 | FALSE |  | 1.04 | 72660.325 | 72660.325 | 5094 | Mortar, cement:sand (1:4) |  | 9 | B1 | -56.1083 | [7 empty] | -0.10624
| Civic Offices | External walls: Brickwork outer skin strecher bond in multi coloured mortar facing one side including forming cavity cavity ties facing bricks PC £700/1000 (External wall structure single brick (102mm)) | 1701020 | 8403313 | 2.5 | External walls | mortar | Construction | 72660.325 | Area Calculation | 80 | 44 | 1 | FALSE | 1 | FALSE |  | 1.04 | 72660.325 | 72660.325 | 5094 | Mortar, cement:sand (1:4) |  | 10 | B1 | -56.1083 | [7 empty] | -0.10624
| Civic Offices | External walls: Brickwork outer skin strecher bond in multi coloured mortar facing one side including forming cavity cavity ties facing bricks PC £700/1000 (External wall structure single brick (102mm)) | 1701020 | 8403313 | 2.5 | External walls | mortar | Construction | 72660.325 | Area Calculation | 80 | 44 | 1 | FALSE | 1 | FALSE |  | 1.04 | 72660.325 | 72660.325 | 5094 | Mortar, cement:sand (1:4) |  | 11 | B1 | -56.1083 | [7 empty] | -0.10624
| Civic Offices | External walls: Brickwork outer skin strecher bond in multi coloured mortar facing one side including forming cavity cavity ties facing bricks PC £700/1000 (External wall structure single brick (102mm)) | 1701020 | 8403313 | 2.5 | External walls | mortar | Construction | 72660.325 | Area Calculation | 80 | 44 | 1 | FALSE | 1 | FALSE |  | 1.04 | 72660.325 | 72660.325 | 5094 | Mortar, cement:sand (1:4) |  | 12 | B1 | -56.1083 | [7 empty] | -0.10624
| Civic Offices | External walls: Brickwork outer skin strecher bond in multi coloured mortar facing one side including forming cavity cavity ties facing bricks PC £700/1000 (External wall structure single brick (102mm)) | 1701020 | 8403313 | 2.5 | External walls | mortar | Construction | 72660.325 | Area Calculation | 80 | 44 | 1 | FALSE | 1 | FALSE |  | 1.04 | 72660.325 | 72660.325 | 5094 | Mortar, cement:sand (1:4) |  | 13 | B1 | -56.1083 | [7 empty] | -0.10624
| Civic Offices | External walls: Brickwork outer skin strecher bond in multi coloured mortar facing one side including forming cavity cavity ties facing bricks PC £700/1000 (External wall structure single brick (102mm)) | 1701020 | 8403313 | 2.5 | External walls | mortar | Construction | 72660.325 | Area Calculation | 80 | 44 | 1 | FALSE | 1 | FALSE |  | 1.04 | 72660.325 | 72660.325 | 5094 | Mortar, cement:sand (1:4) |  | 14 | B1 | -56.1083 | [7 empty] | -0.10624
| Civic Offices | External walls: Brickwork outer skin strecher bond in multi coloured mortar facing one side including forming cavity cavity ties facing bricks PC £700/1000 (External wall structure single brick (102mm)) | 1701020 | 8403313 | 2.5 | External walls | mortar | Construction | 72660.325 | Area Calculation | 80 | 44 | 1 | FALSE | 1 | FALSE |  | 1.04 | 72660.325 | 72660.325 | 5094 | Mortar, cement:sand (1:4) |  | 15 | B1 | -56.1083 | [7 empty] | -0.10624
| Civic Offices | External walls: Brickwork outer skin strecher bond in multi coloured mortar facing one side including forming cavity cavity ties facing bricks PC £700/1000 (External wall structure single brick (102mm)) | 1701020 | 8403313 | 2.5 | External walls | mortar | Construction | 72660.325 | Area Calculation | 80 | 44 | 1 | FALSE | 1 | FALSE |  | 1.04 | 72660.325 | 72660.325 | 5094 | Mortar, cement:sand (1:4) |  | 16 | B1 | -56.1083 | [7 empty] | -0.10624
| Civic Offices | External walls: Brickwork outer skin strecher bond in multi coloured mortar facing one side including forming cavity cavity ties facing bricks PC £700/1000 (External wall structure single brick (102mm)) | 1701020 | 8403313 | 2.5 | External walls | mortar | Construction | 72660.325 | Area Calculation | 80 | 44 | 1 | FALSE | 1 | FALSE |  | 1.04 | 72660.325 | 72660.325 | 5094 | Mortar, cement:sand (1:4) |  | 17 | B1 | -56.1083 | [7 empty] | -0.10624
| Civic Offices | External walls: Brickwork outer skin strecher bond in multi coloured mortar facing one side including forming cavity cavity ties facing bricks PC £700/1000 (External wall structure single brick (102mm)) | 1701020 | 8403313 | 2.5 | External walls | mortar | Construction | 72660.325 | Area Calculation | 80 | 44 | 1 | FALSE | 1 | FALSE |  | 1.04 | 72660.325 | 72660.325 | 5094 | Mortar, cement:sand (1:4) |  | 18 | B1 | -56.1083 | [7 empty] | -0.10624
| Civic Offices | External walls: Brickwork outer skin strecher bond in multi coloured mortar facing one side including forming cavity cavity ties facing bricks PC £700/1000 (External wall structure single brick (102mm)) | 1701020 | 8403313 | 2.5 | External walls | mortar | Construction | 72660.325 | Area Calculation | 80 | 44 | 1 | FALSE | 1 | FALSE |  | 1.04 | 72660.325 | 72660.325 | 5094 | Mortar, cement:sand (1:4) |  | 19 | B1 | -56.1083 | [7 empty] | -0.10624
| Civic Offices | External walls: Brickwork outer skin strecher bond in multi coloured mortar facing one side including forming cavity cavity ties facing bricks PC £700/1000 (External wall structure single brick (102mm)) | 1701020 | 8403313 | 2.5 | External walls | mortar | Construction | 72660.325 | Area Calculation | 80 | 44 | 1 | FALSE | 1 | FALSE |  | 1.04 | 72660.325 | 72660.325 | 5094 | Mortar, cement:sand (1:4) |  | 20 | B1 | -56.1083 | [7 empty] | -0.10624
| Civic Offices | External walls: Brickwork outer skin strecher bond in multi coloured mortar facing one side including forming cavity cavity ties facing bricks PC £700/1000 (External wall structure single brick (102mm)) | 1701020 | 8403313 | 2.5 | External walls | mortar | Construction | 72660.325 | Area Calculation | 80 | 44 | 1 | FALSE | 1 | FALSE |  | 1.04 | 72660.325 | 72660.325 | 5094 | Mortar, cement:sand (1:4) |  | 21 | B1 | -56.1083 | [7 empty] | -0.10624
| Civic Offices | External walls: Brickwork outer skin strecher bond in multi coloured mortar facing one side including forming cavity cavity ties facing bricks PC £700/1000 (External wall structure single brick (102mm)) | 1701020 | 8403313 | 2.5 | External walls | mortar | Construction | 72660.325 | Area Calculation | 80 | 44 | 1 | FALSE | 1 | FALSE |  | 1.04 | 72660.325 | 72660.325 | 5094 | Mortar, cement:sand (1:4) |  | 22 | B1 | -56.1083 | [7 empty] | -0.10624
| Civic Offices | External walls: Brickwork outer skin strecher bond in multi coloured mortar facing one side including forming cavity cavity ties facing bricks PC £700/1000 (External wall structure single brick (102mm)) | 1701020 | 8403313 | 2.5 | External walls | mortar | Construction | 72660.325 | Area Calculation | 80 | 44 | 1 | FALSE | 1 | FALSE |  | 1.04 | 72660.325 | 72660.325 | 5094 | Mortar, cement:sand (1:4) |  | 23 | B1 | -56.1083 | [7 empty] | -0.10624
| Civic Offices | External walls: Brickwork outer skin strecher bond in multi coloured mortar facing one side including forming cavity cavity ties facing bricks PC £700/1000 (External wall structure single brick (102mm)) | 1701020 | 8403313 | 2.5 | External walls | mortar | Construction | 72660.325 | Area Calculation | 80 | 44 | 1 | FALSE | 1 | FALSE |  | 1.04 | 72660.325 | 72660.325 | 5094 | Mortar, cement:sand (1:4) |  | 24 | B1 | -56.1083 | [7 empty] | -0.10624
| Civic Offices | External walls: Brickwork outer skin strecher bond in multi coloured mortar facing one side including forming cavity cavity ties facing bricks PC £700/1000 (External wall structure single brick (102mm)) | 1701020 | 8403313 | 2.5 | External walls | mortar | Construction | 72660.325 | Area Calculation | 80 | 44 | 1 | FALSE | 1 | FALSE |  | 1.04 | 72660.325 | 72660.325 | 5094 | Mortar, cement:sand (1:4) |  | 25 | B1 | -56.1083 | [7 empty] | -0.10624
| Civic Offices | External walls: Brickwork outer skin strecher bond in multi coloured mortar facing one side including forming cavity cavity ties facing bricks PC £700/1000 (External wall structure single brick (102mm)) | 1701020 | 8403313 | 2.5 | External walls | mortar | Construction | 72660.325 | Area Calculation | 80 | 44 | 1 | FALSE | 1 | FALSE |  | 1.04 | 72660.325 | 72660.325 | 5094 | Mortar, cement:sand (1:4) |  | 26 | B1 | -56.1083 | [7 empty] | -0.10624
| Civic Offices | External walls: Brickwork outer skin strecher bond in multi coloured mortar facing one side including forming cavity cavity ties facing bricks PC £700/1000 (External wall structure single brick (102mm)) | 1701020 | 8403313 | 2.5 | External walls | mortar | Construction | 72660.325 | Area Calculation | 80 | 44 | 1 | FALSE | 1 | FALSE |  | 1.04 | 72660.325 | 72660.325 | 5094 | Mortar, cement:sand (1:4) |  | 27 | B1 | -56.1083 | [7 empty] | -0.10624
| Civic Offices | External walls: Brickwork outer skin strecher bond in multi coloured mortar facing one side including forming cavity cavity ties facing bricks PC £700/1000 (External wall structure single brick (102mm)) | 1701020 | 8403313 | 2.5 | External walls | mortar | Construction | 72660.325 | Area Calculation | 80 | 44 | 1 | FALSE | 1 | FALSE |  | 1.04 | 72660.325 | 72660.325 | 5094 | Mortar, cement:sand (1:4) |  | 28 | B1 | -56.1083 | [7 empty] | -0.10624
| Civic Offices | External walls: Brickwork outer skin strecher bond in multi coloured mortar facing one side including forming cavity cavity ties facing bricks PC £700/1000 (External wall structure single brick (102mm)) | 1701020 | 8403313 | 2.5 | External walls | mortar | Construction | 72660.325 | Area Calculation | 80 | 44 | 1 | FALSE | 1 | FALSE |  | 1.04 | 72660.325 | 72660.325 | 5094 | Mortar, cement:sand (1:4) |  | 29 | B1 | -56.1083 | [7 empty] | -0.10624
| Civic Offices | External walls: Brickwork outer skin strecher bond in multi coloured mortar facing one side including forming cavity cavity ties facing bricks PC £700/1000 (External wall structure single brick (102mm)) | 1701020 | 8403313 | 2.5 | External walls | mortar | Construction | 72660.325 | Area Calculation | 80 | 44 | 1 | FALSE | 1 | FALSE |  | 1.04 | 72660.325 | 72660.325 | 5094 | Mortar, cement:sand (1:4) |  | 30 | B1 | -56.1083 | [7 empty] | -0.10624
| Civic Offices | External walls: Brickwork outer skin strecher bond in multi coloured mortar facing one side including forming cavity cavity ties facing bricks PC £700/1000 (External wall structure single brick (102mm)) | 1701020 | 8403313 | 2.5 | External walls | mortar | Construction | 72660.325 | Area Calculation | 80 | 44 | 1 | FALSE | 1 | FALSE |  | 1.04 | 72660.325 | 72660.325 | 5094 | Mortar, cement:sand (1:4) |  | 31 | B1 | -56.1083 | [7 empty] | -0.10624
| Civic Offices | External walls: Brickwork outer skin strecher bond in multi coloured mortar facing one side including forming cavity cavity ties facing bricks PC £700/1000 (External wall structure single brick (102mm)) | 1701020 | 8403313 | 2.5 | External walls | mortar | Construction | 72660.325 | Area Calculation | 80 | 44 | 1 | FALSE | 1 | FALSE |  | 1.04 | 72660.325 | 72660.325 | 5094 | Mortar, cement:sand (1:4) |  | 32 | B1 | -56.1083 | [7 empty] | -0.10624
| Civic Offices | External walls: Brickwork outer skin strecher bond in multi coloured mortar facing one side including forming cavity cavity ties facing bricks PC £700/1000 (External wall structure single brick (102mm)) | 1701020 | 8403313 | 2.5 | External walls | mortar | Construction | 72660.325 | Area Calculation | 80 | 44 | 1 | FALSE | 1 | FALSE |  | 1.04 | 72660.325 | 72660.325 | 5094 | Mortar, cement:sand (1:4) |  | 33 | B1 | -56.1083 | [7 empty] | -0.10624
| Civic Offices | External walls: Brickwork outer skin strecher bond in multi coloured mortar facing one side including forming cavity cavity ties facing bricks PC £700/1000 (External wall structure single brick (102mm)) | 1701020 | 8403313 | 2.5 | External walls | mortar | Construction | 72660.325 | Area Calculation | 80 | 44 | 1 | FALSE | 1 | FALSE |  | 1.04 | 72660.325 | 72660.325 | 5094 | Mortar, cement:sand (1:4) |  | 34 | B1 | -56.1083 | [7 empty] | -0.10624
| Civic Offices | External walls: Brickwork outer skin strecher bond in multi coloured mortar facing one side including forming cavity cavity ties facing bricks PC £700/1000 (External wall structure single brick (102mm)) | 1701020 | 8403313 | 2.5 | External walls | mortar | Construction | 72660.325 | Area Calculation | 80 | 44 | 1 | FALSE | 1 | FALSE |  | 1.04 | 72660.325 | 72660.325 | 5094 | Mortar, cement:sand (1:4) |  | 35 | B1 | -56.1083 | [7 empty] | -0.10624
| Civic Offices | External walls: Brickwork outer skin strecher bond in multi coloured mortar facing one side including forming cavity cavity ties facing bricks PC £700/1000 (External wall structure single brick (102mm)) | 1701020 | 8403313 | 2.5 | External walls | mortar | Construction | 72660.325 | Area Calculation | 80 | 44 | 1 | FALSE | 1 | FALSE |  | 1.04 | 72660.325 | 72660.325 | 5094 | Mortar, cement:sand (1:4) |  | 36 | B1 | -56.1083 | [7 empty] | -0.10624
| Civic Offices | External walls: Brickwork outer skin strecher bond in multi coloured mortar facing one side including forming cavity cavity ties facing bricks PC £700/1000 (External wall structure single brick (102mm)) | 1701020 | 8403313 | 2.5 | External walls | mortar | Construction | 72660.325 | Area Calculation | 80 | 44 | 1 | FALSE | 1 | FALSE |  | 1.04 | 72660.325 | 72660.325 | 5094 | Mortar, cement:sand (1:4) |  | 37 | B1 | -56.1083 | [7 empty] | -0.10624
| Civic Offices | External walls: Brickwork outer skin strecher bond in multi coloured mortar facing one side including forming cavity cavity ties facing bricks PC £700/1000 (External wall structure single brick (102mm)) | 1701020 | 8403313 | 2.5 | External walls | mortar | Construction | 72660.325 | Area Calculation | 80 | 44 | 1 | FALSE | 1 | FALSE |  | 1.04 | 72660.325 | 72660.325 | 5094 | Mortar, cement:sand (1:4) |  | 38 | B1 | -56.1083 | [7 empty] | -0.10624
| Civic Offices | External walls: Brickwork outer skin strecher bond in multi coloured mortar facing one side including forming cavity cavity ties facing bricks PC £700/1000 (External wall structure single brick (102mm)) | 1701020 | 8403313 | 2.5 | External walls | mortar | Construction | 72660.325 | Area Calculation | 80 | 44 | 1 | FALSE | 1 | FALSE |  | 1.04 | 72660.325 | 72660.325 | 5094 | Mortar, cement:sand (1:4) |  | 39 | B1 | -56.1083 | [7 empty] | -0.10624
| Civic Offices | External walls: Brickwork outer skin strecher bond in multi coloured mortar facing one side including forming cavity cavity ties facing bricks PC £700/1000 (External wall structure single brick (102mm)) | 1701020 | 8403313 | 2.5 | External walls | mortar | Construction | 72660.325 | Area Calculation | 80 | 44 | 1 | FALSE | 1 | FALSE |  | 1.04 | 72660.325 | 72660.325 | 5094 | Mortar, cement:sand (1:4) |  | 40 | B1 | -56.1083 | [7 empty] | -0.10624
| Civic Offices | External walls: Brickwork outer skin strecher bond in multi coloured mortar facing one side including forming cavity cavity ties facing bricks PC £700/1000 (External wall structure single brick (102mm)) | 1701020 | 8403313 | 2.5 | External walls | mortar | Construction | 72660.325 | Area Calculation | 80 | 44 | 1 | FALSE | 1 | FALSE |  | 1.04 | 72660.325 | 72660.325 | 5094 | Mortar, cement:sand (1:4) |  | 41 | B1 | -56.1083 | [7 empty] | -0.10624
| Civic Offices | External walls: Brickwork outer skin strecher bond in multi coloured mortar facing one side including forming cavity cavity ties facing bricks PC £700/1000 (External wall structure single brick (102mm)) | 1701020 | 8403313 | 2.5 | External walls | mortar | Construction | 72660.325 | Area Calculation | 80 | 44 | 1 | FALSE | 1 | FALSE |  | 1.04 | 72660.325 | 72660.325 | 5094 | Mortar, cement:sand (1:4) |  | 42 | B1 | -56.1083 | [7 empty] | -0.10624
| Civic Offices | External walls: Brickwork outer skin strecher bond in multi coloured mortar facing one side including forming cavity cavity ties facing bricks PC £700/1000 (External wall structure single brick (102mm)) | 1701020 | 8403313 | 2.5 | External walls | mortar | Construction | 72660.325 | Area Calculation | 80 | 44 | 1 | FALSE | 1 | FALSE |  | 1.04 | 72660.325 | 72660.325 | 5094 | Mortar, cement:sand (1:4) |  | 43 | B1 | -56.1083 | [7 empty] | -0.10624
| Civic Offices | External walls: Brickwork outer skin strecher bond in multi coloured mortar facing one side including forming cavity cavity ties facing bricks PC £700/1000 (External wall structure single brick (102mm)) | 1701020 | 8403313 | 2.5 | External walls | mortar | Construction | 72660.325 | Area Calculation | 80 | 44 | 1 | FALSE | 1 | FALSE |  | 1.04 | 72660.325 | 72660.325 | 5094 | Mortar, cement:sand (1:4) |  | 44 | B1 | -56.1083 | [7 empty] | -0.10624
| Civic Offices | External walls: Brickwork outer skin strecher bond in multi coloured mortar facing one side including forming cavity cavity ties facing bricks PC £700/1000 (External wall structure single brick (102mm)) | 1701020 | 8403313 | 2.5 | External walls | mortar | Construction | 72660.325 | Area Calculation | 80 | 44 | 1 | FALSE | 1 | FALSE |  | 1.04 | 72660.325 | 72660.325 | 5094 | Mortar, cement:sand (1:4) |  | 45 | B1 | -56.1083 | [7 empty] | -0.10624
| Civic Offices | External walls: Brickwork outer skin strecher bond in multi coloured mortar facing one side including forming cavity cavity ties facing bricks PC £700/1000 (External wall structure single brick (102mm)) | 1701020 | 8403313 | 2.5 | External walls | mortar | Construction | 72660.325 | Area Calculation | 80 | 44 | 1 | FALSE | 1 | FALSE |  | 1.04 | 72660.325 | 72660.325 | 5094 | Mortar, cement:sand (1:4) |  | 46 | B1 | -56.1083 | [7 empty] | -0.10624
| Civic Offices | External walls: Brickwork outer skin strecher bond in multi coloured mortar facing one side including forming cavity cavity ties facing bricks PC £700/1000 (External wall structure single brick (102mm)) | 1701020 | 8403313 | 2.5 | External walls | mortar | Construction | 72660.325 | Area Calculation | 80 | 44 | 1 | FALSE | 1 | FALSE |  | 1.04 | 72660.325 | 72660.325 | 5094 | Mortar, cement:sand (1:4) |  | 47 | B1 | -56.1083 | [7 empty] | -0.10624
| Civic Offices | External walls: Brickwork outer skin strecher bond in multi coloured mortar facing one side including forming cavity cavity ties facing bricks PC £700/1000 (External wall structure single brick (102mm)) | 1701020 | 8403313 | 2.5 | External walls | mortar | Construction | 72660.325 | Area Calculation | 80 | 44 | 1 | FALSE | 1 | FALSE |  | 1.04 | 72660.325 | 72660.325 | 5094 | Mortar, cement:sand (1:4) |  | 48 | B1 | -56.1083 | [7 empty] | -0.10624
| Civic Offices | External walls: Brickwork outer skin strecher bond in multi coloured mortar facing one side including forming cavity cavity ties facing bricks PC £700/1000 (External wall structure single brick (102mm)) | 1701020 | 8403313 | 2.5 | External walls | mortar | Construction | 72660.325 | Area Calculation | 80 | 44 | 1 | FALSE | 1 | FALSE |  | 1.04 | 72660.325 | 72660.325 | 5094 | Mortar, cement:sand (1:4) |  | 49 | B1 | -56.1083 | [7 empty] | -0.10624
| Civic Offices | External walls: Brickwork outer skin strecher bond in multi coloured mortar facing one side including forming cavity cavity ties facing bricks PC £700/1000 (External wall structure single brick (102mm)) | 1701020 | 8403313 | 2.5 | External walls | mortar | Construction | 72660.325 | Area Calculation | 80 | 44 | 1 | FALSE | 1 | FALSE |  | 1.04 | 72660.325 | 72660.325 | 5094 | Mortar, cement:sand (1:4) |  | 50 | B1 | -56.1083 | [7 empty] | -0.10624
| Civic Offices | External walls: Brickwork outer skin strecher bond in multi coloured mortar facing one side including forming cavity cavity ties facing bricks PC £700/1000 (External wall structure single brick (102mm)) | 1701020 | 8403313 | 2.5 | External walls | mortar | Construction | 72660.325 | Area Calculation | 80 | 44 | 1 | FALSE | 1 | FALSE |  | 1.04 | 72660.325 | 72660.325 | 5094 | Mortar, cement:sand (1:4) |  | 51 | B1 | -56.1083 | [7 empty] | -0.10624
| Civic Offices | External walls: Brickwork outer skin strecher bond in multi coloured mortar facing one side including forming cavity cavity ties facing bricks PC £700/1000 (External wall structure single brick (102mm)) | 1701020 | 8403313 | 2.5 | External walls | mortar | Construction | 72660.325 | Area Calculation | 80 | 44 | 1 | FALSE | 1 | FALSE |  | 1.04 | 72660.325 | 72660.325 | 5094 | Mortar, cement:sand (1:4) |  | 52 | B1 | -56.1083 | [7 empty] | -0.10624
| Civic Offices | External walls: Brickwork outer skin strecher bond in multi coloured mortar facing one side including forming cavity cavity ties facing bricks PC £700/1000 (External wall structure single brick (102mm)) | 1701020 | 8403313 | 2.5 | External walls | mortar | Construction | 72660.325 | Area Calculation | 80 | 44 | 1 | FALSE | 1 | FALSE |  | 1.04 | 72660.325 | 72660.325 | 5094 | Mortar, cement:sand (1:4) |  | 53 | B1 | -56.1083 | [7 empty] | -0.10624
| Civic Offices | External walls: Brickwork outer skin strecher bond in multi coloured mortar facing one side including forming cavity cavity ties facing bricks PC £700/1000 (External wall structure single brick (102mm)) | 1701020 | 8403313 | 2.5 | External walls | mortar | Construction | 72660.325 | Area Calculation | 80 | 44 | 1 | FALSE | 1 | FALSE |  | 1.04 | 72660.325 | 72660.325 | 5094 | Mortar, cement:sand (1:4) |  | 54 | B1 | -56.1083 | [7 empty] | -0.10624
| Civic Offices | External walls: Brickwork outer skin strecher bond in multi coloured mortar facing one side including forming cavity cavity ties facing bricks PC £700/1000 (External wall structure single brick (102mm)) | 1701020 | 8403313 | 2.5 | External walls | mortar | Construction | 72660.325 | Area Calculation | 80 | 44 | 1 | FALSE | 1 | FALSE |  | 1.04 | 72660.325 | 72660.325 | 5094 | Mortar, cement:sand (1:4) |  | 55 | B1 | -56.1083 | [7 empty] | -0.10624
| Civic Offices | External walls: Brickwork outer skin strecher bond in multi coloured mortar facing one side including forming cavity cavity ties facing bricks PC £700/1000 (External wall structure single brick (102mm)) | 1701020 | 8403313 | 2.5 | External walls | mortar | Construction | 72660.325 | Area Calculation | 80 | 44 | 1 | FALSE | 1 | FALSE |  | 1.04 | 72660.325 | 72660.325 | 5094 | Mortar, cement:sand (1:4) |  | 56 | B1 | -56.1083 | [7 empty] | -0.10624
| Civic Offices | External walls: Brickwork outer skin strecher bond in multi coloured mortar facing one side including forming cavity cavity ties facing bricks PC £700/1000 (External wall structure single brick (102mm)) | 1701020 | 8403313 | 2.5 | External walls | mortar | Construction | 72660.325 | Area Calculation | 80 | 44 | 1 | FALSE | 1 | FALSE |  | 1.04 | 72660.325 | 72660.325 | 5094 | Mortar, cement:sand (1:4) |  | 57 | B1 | -56.1083 | [7 empty] | -0.10624
| Civic Offices | External walls: Brickwork outer skin strecher bond in multi coloured mortar facing one side including forming cavity cavity ties facing bricks PC £700/1000 (External wall structure single brick (102mm)) | 1701020 | 8403313 | 2.5 | External walls | mortar | Construction | 72660.325 | Area Calculation | 80 | 44 | 1 | FALSE | 1 | FALSE |  | 1.04 | 72660.325 | 72660.325 | 5094 | Mortar, cement:sand (1:4) |  | 58 | B1 | -56.1083 | [7 empty] | -0.10624
| Civic Offices | External walls: Brickwork outer skin strecher bond in multi coloured mortar facing one side including forming cavity cavity ties facing bricks PC £700/1000 (External wall structure single brick (102mm)) | 1701020 | 8403313 | 2.5 | External walls | mortar | Construction | 72660.325 | Area Calculation | 80 | 44 | 1 | FALSE | 1 | FALSE |  | 1.04 | 72660.325 | 72660.325 | 5094 | Mortar, cement:sand (1:4) |  | 59 | B1 | -56.1083 | [7 empty] | -0.10624
| Civic Offices | External walls: Brickwork outer skin strecher bond in multi coloured mortar facing one side including forming cavity cavity ties facing bricks PC £700/1000 (External wall structure single brick (102mm)) | 1701020 | 8403313 | 2.5 | External walls | mortar | Construction | 72660.325 | Area Calculation | 80 | 44 | 1 | FALSE | 1 | FALSE |  | 1.04 | 72660.325 | 72660.325 | 5094 | Mortar, cement:sand (1:4) |  | 60 | B1 | -56.1083 | [7 empty] | -0.10624
| Civic Offices | External walls: Brickwork outer skin strecher bond in multi coloured mortar facing one side including forming cavity cavity ties facing bricks PC £700/1000 (External wall structure single brick (102mm)) | 1701020 | 8403314 | 2.5 | External walls | brick | Construction | 287801.7661 | Area Calculation | 80 | 44 | 1 | FALSE | 1 | FALSE |  | 1.06 | 287801.7661 | 287801.7661 | 5054 | Brick, clay |  | 0 | A1A3 | 73965.1453 | 0.0066246 | 201.0392 | 45.0888 | 36.5361 | 0.077374 | 792182.1974 | 99383.2836 | 242.3726
| Civic Offices | External walls: Brickwork outer skin strecher bond in multi coloured mortar facing one side including forming cavity cavity ties facing bricks PC £700/1000 (External wall structure single brick (102mm)) | 1701020 | 8403314 | 2.5 | External walls | brick | Construction | 287801.7661 | Area Calculation | 80 | 44 | 1 | FALSE | 1 | FALSE |  | 1.06 | 287801.7661 | 287801.7661 | 5054 | Brick, clay |  | 0 | A4 | 4203.6793 | 0.0007553 | 13.7643 | 3.7203 | 2.3482 | 0.01466 | 62662.6774 | 9568.133 | 17.2987
| Civic Offices | External walls: Brickwork outer skin strecher bond in multi coloured mortar facing one side including forming cavity cavity ties facing bricks PC £700/1000 (External wall structure single brick (102mm)) | 1701020 | 8403314 | 2.5 | External walls | brick | Construction | 287801.7661 | Area Calculation | 80 | 44 | 1 | FALSE | 1 | FALSE |  | 1.06 | 287801.7661 | 287801.7661 | 5054 | Brick, clay |  | 0 | A5 | 22.4119 | 7.7259e-06 | 0.17261 | 0.04262 | 0.029818 | 2.4227e-05 | 650.952 | 2590.2159 | 0
| Civic Offices | External walls: Brickwork outer skin strecher bond in multi coloured mortar facing one side including forming cavity cavity ties facing bricks PC £700/1000 (External wall structure single brick (102mm)) | 1701020 | 8403314 | 2.5 | External walls | brick | Construction | 287801.7661 | Area Calculation | 80 | 44 | 1 | FALSE | 1 | FALSE |  | 1.06 | 287801.7661 | 287801.7661 | 5054 | Brick, clay |  | 0 | D2 | 0 | 0 | 0 | 0 | 0 | 0 | 0 | 0 | 0
| Civic Offices | External walls: Brickwork outer skin strecher bond in multi coloured mortar facing one side including forming cavity cavity ties facing bricks PC £700/1000 (External wall structure single brick (102mm)) | 1701020 | 8403314 | 2.5 | External walls | brick | Construction | 287801.7661 | Area Calculation | 80 | 44 | 1 | FALSE | 1 | FALSE |  | 1.06 | 287801.7661 | 287801.7661 | 5054 | Brick, clay |  | 0 | D3 | 0 | 0 | 0 | 0 | 0 | 0 | 0 | 0 | 0
| Civic Offices | External walls: Brickwork outer skin strecher bond in multi coloured mortar facing one side including forming cavity cavity ties facing bricks PC £700/1000 (External wall structure single brick (102mm)) | 1701020 | 8403314 | 2.5 | External walls | brick | Construction | 287801.7661 | Area Calculation | 80 | 44 | 1 | FALSE | 1 | FALSE |  | 1.06 | 287801.7661 | 287801.7661 | 5054 | Brick, clay |  | 0 | D4 | 0 | 0 | 0 | 0 | 0 | 0 | 0 | 0 | 0
| Civic Offices | External walls: Brickwork outer skin strecher bond in multi coloured mortar facing one side including forming cavity cavity ties facing bricks PC £700/1000 (External wall structure single brick (102mm)) | 1701020 | 8403314 | 2.5 | External walls | brick | Construction | 287801.7661 | Area Calculation | 80 | 44 | 1 | FALSE | 1 | FALSE |  | 1.06 | 287801.7661 | 287801.7661 | 5054 | Brick, clay |  | 60 | C2 | 0 | 0 | 0 | 0 | 0 | 0 | 0 | 0 | 0
| Civic Offices | External walls: Brickwork outer skin strecher bond in multi coloured mortar facing one side including forming cavity cavity ties facing bricks PC £700/1000 (External wall structure single brick (102mm)) | 1701020 | 8403314 | 2.5 | External walls | brick | Construction | 287801.7661 | Area Calculation | 80 | 44 | 1 | FALSE | 1 | FALSE |  | 1.06 | 287801.7661 | 287801.7661 | 5054 | Brick, clay |  | 60 | C4 | 299.1984 | 7.8347e-05 | 2.0923 | 0.68751 | 0.34719 | 0.00042207 | 7334.9788 | 43170.2649 | 15.0049
| Civic Offices | External walls: Brickwork outer skin strecher bond in multi coloured mortar facing one side including forming cavity cavity ties facing bricks PC £700/1000 (External wall structure single brick (102mm)) | 1701020 | 8403314 | 2.5 | External walls | brick | Construction | 287801.7661 | Area Calculation | 80 | 44 | 1 | FALSE | 1 | FALSE |  | 1.06 | 287801.7661 | 287801.7661 | 5054 | Brick, clay |  | 60 | D2 | 0 | 0 | 0 | 0 | 0 | 0 | 0 | 0 | 0
| Civic Offices | External walls: Brickwork outer skin strecher bond in multi coloured mortar facing one side including forming cavity cavity ties facing bricks PC £700/1000 (External wall structure single brick (102mm)) | 1701020 | 8403314 | 2.5 | External walls | brick | Construction | 287801.7661 | Area Calculation | 80 | 44 | 1 | FALSE | 1 | FALSE |  | 1.06 | 287801.7661 | 287801.7661 | 5054 | Brick, clay |  | 60 | D3 | 0 | 0 | 0 | 0 | 0 | 0 | 0 | 0 | 0
| Civic Offices | External walls: Brickwork outer skin strecher bond in multi coloured mortar facing one side including forming cavity cavity ties facing bricks PC £700/1000 (External wall structure single brick (102mm)) | 1701020 | 8403314 | 2.5 | External walls | brick | Construction | 287801.7661 | Area Calculation | 80 | 44 | 1 | FALSE | 1 | FALSE |  | 1.06 | 287801.7661 | 287801.7661 | 5054 | Brick, clay |  | 60 | D4 | 0 | 0 | 0 | 0 | 0 | 0 | 0 | 0 | 0
| Civic Offices | Stretcher bond walls for flemish garden wall bond with snapped protruding headers to top of council chamber (External wall structure single brick (102mm) detailed) | 1701022 | 8403317 | 2.5 | External walls | mortar | Construction | 6755.4122 | Area Calculation | 80 | 44 | 1 | FALSE | 1 | FALSE |  | 1.04 | 6755.4122 | 6755.4122 | 5094 | Mortar, cement:sand (1:4) |  | 0 | A1A3 | 1148.2931 | 4.0453e-05 | 2.7091 | 0.71701 | 0.2448 | 0.00059599 | 6893.2377 | 268.379 | 3.5577
| Civic Offices | Stretcher bond walls for flemish garden wall bond with snapped protruding headers to top of council chamber (External wall structure single brick (102mm) detailed) | 1701022 | 8403317 | 2.5 | External walls | mortar | Construction | 6755.4122 | Area Calculation | 80 | 44 | 1 | FALSE | 1 | FALSE |  | 1.04 | 6755.4122 | 6755.4122 | 5094 | Mortar, cement:sand (1:4) |  | 0 | A4 | 96.8089 | 1.7394e-05 | 0.31699 | 0.085676 | 0.054077 | 0.00033762 | 1443.0947 | 220.35 | 0.39838
| Civic Offices | Stretcher bond walls for flemish garden wall bond with snapped protruding headers to top of council chamber (External wall structure single brick (102mm) detailed) | 1701022 | 8403317 | 2.5 | External walls | mortar | Construction | 6755.4122 | Area Calculation | 80 | 44 | 1 | FALSE | 1 | FALSE |  | 1.04 | 6755.4122 | 6755.4122 | 5094 | Mortar, cement:sand (1:4) |  | 0 | A5 | 0.070142 | 2.418e-08 | 0.00054021 | 0.00013339 | 9.3319e-05 | 7.5822e-08 | 2.0373 | 40.5325 | 0
| Civic Offices | Stretcher bond walls for flemish garden wall bond with snapped protruding headers to top of council chamber (External wall structure single brick (102mm) detailed) | 1701022 | 8403317 | 2.5 | External walls | mortar | Construction | 6755.4122 | Area Calculation | 80 | 44 | 1 | FALSE | 1 | FALSE |  | 1.04 | 6755.4122 | 6755.4122 | 5094 | Mortar, cement:sand (1:4) |  | 0 | D2 | 0 | 0 | 0 | 0 | 0 | 0 | 0 | 0 | 0
| Civic Offices | Stretcher bond walls for flemish garden wall bond with snapped protruding headers to top of council chamber (External wall structure single brick (102mm) detailed) | 1701022 | 8403317 | 2.5 | External walls | mortar | Construction | 6755.4122 | Area Calculation | 80 | 44 | 1 | FALSE | 1 | FALSE |  | 1.04 | 6755.4122 | 6755.4122 | 5094 | Mortar, cement:sand (1:4) |  | 0 | D3 | 0 | 0 | 0 | 0 | 0 | 0 | 0 | 0 | 0
| Civic Offices | Stretcher bond walls for flemish garden wall bond with snapped protruding headers to top of council chamber (External wall structure single brick (102mm) detailed) | 1701022 | 8403317 | 2.5 | External walls | mortar | Construction | 6755.4122 | Area Calculation | 80 | 44 | 1 | FALSE | 1 | FALSE |  | 1.04 | 6755.4122 | 6755.4122 | 5094 | Mortar, cement:sand (1:4) |  | 0 | D4 | 0 | 0 | 0 | 0 | 0 | 0 | 0 | 0 | 0
| Civic Offices | Stretcher bond walls for flemish garden wall bond with snapped protruding headers to top of council chamber (External wall structure single brick (102mm) detailed) | 1701022 | 8403317 | 2.5 | External walls | mortar | Construction | 6755.4122 | Area Calculation | 80 | 44 | 1 | FALSE | 1 | FALSE |  | 1.04 | 6755.4122 | 6755.4122 | 5094 | Mortar, cement:sand (1:4) |  | 60 | C2 | 0 | 0 | 0 | 0 | 0 | 0 | 0 | 0 | 0
| Civic Offices | Stretcher bond walls for flemish garden wall bond with snapped protruding headers to top of council chamber (External wall structure single brick (102mm) detailed) | 1701022 | 8403317 | 2.5 | External walls | mortar | Construction | 6755.4122 | Area Calculation | 80 | 44 | 1 | FALSE | 1 | FALSE |  | 1.04 | 6755.4122 | 6755.4122 | 5094 | Mortar, cement:sand (1:4) |  | 60 | C4 | 1.7535 | 6.0449e-07 | 0.013505 | 0.0033347 | 0.002333 | 1.8956e-06 | 50.9315 | 1013.3118 | 0.16531
| Civic Offices | Stretcher bond walls for flemish garden wall bond with snapped protruding headers to top of council chamber (External wall structure single brick (102mm) detailed) | 1701022 | 8403317 | 2.5 | External walls | mortar | Construction | 6755.4122 | Area Calculation | 80 | 44 | 1 | FALSE | 1 | FALSE |  | 1.04 | 6755.4122 | 6755.4122 | 5094 | Mortar, cement:sand (1:4) |  | 60 | D2 | 0 | 0 | 0 | 0 | 0 | 0 | 0 | 0 | 0
| Civic Offices | Stretcher bond walls for flemish garden wall bond with snapped protruding headers to top of council chamber (External wall structure single brick (102mm) detailed) | 1701022 | 8403317 | 2.5 | External walls | mortar | Construction | 6755.4122 | Area Calculation | 80 | 44 | 1 | FALSE | 1 | FALSE |  | 1.04 | 6755.4122 | 6755.4122 | 5094 | Mortar, cement:sand (1:4) |  | 60 | D3 | 0 | 0 | 0 | 0 | 0 | 0 | 0 | 0 | 0
| Civic Offices | Stretcher bond walls for flemish garden wall bond with snapped protruding headers to top of council chamber (External wall structure single brick (102mm) detailed) | 1701022 | 8403317 | 2.5 | External walls | mortar | Construction | 6755.4122 | Area Calculation | 80 | 44 | 1 | FALSE | 1 | FALSE |  | 1.04 | 6755.4122 | 6755.4122 | 5094 | Mortar, cement:sand (1:4) |  | 60 | D4 | 0 | 0 | 0 | 0 | 0 | 0 | 0 | 0 | 0
| Civic Offices | Stretcher bond walls for flemish garden wall bond with snapped protruding headers to top of council chamber (External wall structure single brick (102mm) detailed) | 1701022 | 8403317 | 2.5 | External walls | mortar | Construction | 6755.4122 | Area Calculation | 80 | 44 | 1 | FALSE | 1 | FALSE |  | 1.04 | 6755.4122 | 6755.4122 | 5094 | Mortar, cement:sand (1:4) |  | 1 | B1 | -5.2165 | [7 empty] | -0.0098779
| Civic Offices | Stretcher bond walls for flemish garden wall bond with snapped protruding headers to top of council chamber (External wall structure single brick (102mm) detailed) | 1701022 | 8403317 | 2.5 | External walls | mortar | Construction | 6755.4122 | Area Calculation | 80 | 44 | 1 | FALSE | 1 | FALSE |  | 1.04 | 6755.4122 | 6755.4122 | 5094 | Mortar, cement:sand (1:4) |  | 2 | B1 | -5.2165 | [7 empty] | -0.0098779
| Civic Offices | Stretcher bond walls for flemish garden wall bond with snapped protruding headers to top of council chamber (External wall structure single brick (102mm) detailed) | 1701022 | 8403317 | 2.5 | External walls | mortar | Construction | 6755.4122 | Area Calculation | 80 | 44 | 1 | FALSE | 1 | FALSE |  | 1.04 | 6755.4122 | 6755.4122 | 5094 | Mortar, cement:sand (1:4) |  | 3 | B1 | -5.2165 | [7 empty] | -0.0098779
| Civic Offices | Stretcher bond walls for flemish garden wall bond with snapped protruding headers to top of council chamber (External wall structure single brick (102mm) detailed) | 1701022 | 8403317 | 2.5 | External walls | mortar | Construction | 6755.4122 | Area Calculation | 80 | 44 | 1 | FALSE | 1 | FALSE |  | 1.04 | 6755.4122 | 6755.4122 | 5094 | Mortar, cement:sand (1:4) |  | 4 | B1 | -5.2165 | [7 empty] | -0.0098779
| Civic Offices | Stretcher bond walls for flemish garden wall bond with snapped protruding headers to top of council chamber (External wall structure single brick (102mm) detailed) | 1701022 | 8403317 | 2.5 | External walls | mortar | Construction | 6755.4122 | Area Calculation | 80 | 44 | 1 | FALSE | 1 | FALSE |  | 1.04 | 6755.4122 | 6755.4122 | 5094 | Mortar, cement:sand (1:4) |  | 5 | B1 | -5.2165 | [7 empty] | -0.0098779
| Civic Offices | Stretcher bond walls for flemish garden wall bond with snapped protruding headers to top of council chamber (External wall structure single brick (102mm) detailed) | 1701022 | 8403317 | 2.5 | External walls | mortar | Construction | 6755.4122 | Area Calculation | 80 | 44 | 1 | FALSE | 1 | FALSE |  | 1.04 | 6755.4122 | 6755.4122 | 5094 | Mortar, cement:sand (1:4) |  | 6 | B1 | -5.2165 | [7 empty] | -0.0098779
| Civic Offices | Stretcher bond walls for flemish garden wall bond with snapped protruding headers to top of council chamber (External wall structure single brick (102mm) detailed) | 1701022 | 8403317 | 2.5 | External walls | mortar | Construction | 6755.4122 | Area Calculation | 80 | 44 | 1 | FALSE | 1 | FALSE |  | 1.04 | 6755.4122 | 6755.4122 | 5094 | Mortar, cement:sand (1:4) |  | 7 | B1 | -5.2165 | [7 empty] | -0.0098779
| Civic Offices | Stretcher bond walls for flemish garden wall bond with snapped protruding headers to top of council chamber (External wall structure single brick (102mm) detailed) | 1701022 | 8403317 | 2.5 | External walls | mortar | Construction | 6755.4122 | Area Calculation | 80 | 44 | 1 | FALSE | 1 | FALSE |  | 1.04 | 6755.4122 | 6755.4122 | 5094 | Mortar, cement:sand (1:4) |  | 8 | B1 | -5.2165 | [7 empty] | -0.0098779
| Civic Offices | Stretcher bond walls for flemish garden wall bond with snapped protruding headers to top of council chamber (External wall structure single brick (102mm) detailed) | 1701022 | 8403317 | 2.5 | External walls | mortar | Construction | 6755.4122 | Area Calculation | 80 | 44 | 1 | FALSE | 1 | FALSE |  | 1.04 | 6755.4122 | 6755.4122 | 5094 | Mortar, cement:sand (1:4) |  | 9 | B1 | -5.2165 | [7 empty] | -0.0098779
| Civic Offices | Stretcher bond walls for flemish garden wall bond with snapped protruding headers to top of council chamber (External wall structure single brick (102mm) detailed) | 1701022 | 8403317 | 2.5 | External walls | mortar | Construction | 6755.4122 | Area Calculation | 80 | 44 | 1 | FALSE | 1 | FALSE |  | 1.04 | 6755.4122 | 6755.4122 | 5094 | Mortar, cement:sand (1:4) |  | 10 | B1 | -5.2165 | [7 empty] | -0.0098779
| Civic Offices | Stretcher bond walls for flemish garden wall bond with snapped protruding headers to top of council chamber (External wall structure single brick (102mm) detailed) | 1701022 | 8403317 | 2.5 | External walls | mortar | Construction | 6755.4122 | Area Calculation | 80 | 44 | 1 | FALSE | 1 | FALSE |  | 1.04 | 6755.4122 | 6755.4122 | 5094 | Mortar, cement:sand (1:4) |  | 11 | B1 | -5.2165 | [7 empty] | -0.0098779
| Civic Offices | Stretcher bond walls for flemish garden wall bond with snapped protruding headers to top of council chamber (External wall structure single brick (102mm) detailed) | 1701022 | 8403317 | 2.5 | External walls | mortar | Construction | 6755.4122 | Area Calculation | 80 | 44 | 1 | FALSE | 1 | FALSE |  | 1.04 | 6755.4122 | 6755.4122 | 5094 | Mortar, cement:sand (1:4) |  | 12 | B1 | -5.2165 | [7 empty] | -0.0098779
| Civic Offices | Stretcher bond walls for flemish garden wall bond with snapped protruding headers to top of council chamber (External wall structure single brick (102mm) detailed) | 1701022 | 8403317 | 2.5 | External walls | mortar | Construction | 6755.4122 | Area Calculation | 80 | 44 | 1 | FALSE | 1 | FALSE |  | 1.04 | 6755.4122 | 6755.4122 | 5094 | Mortar, cement:sand (1:4) |  | 13 | B1 | -5.2165 | [7 empty] | -0.0098779
| Civic Offices | Stretcher bond walls for flemish garden wall bond with snapped protruding headers to top of council chamber (External wall structure single brick (102mm) detailed) | 1701022 | 8403317 | 2.5 | External walls | mortar | Construction | 6755.4122 | Area Calculation | 80 | 44 | 1 | FALSE | 1 | FALSE |  | 1.04 | 6755.4122 | 6755.4122 | 5094 | Mortar, cement:sand (1:4) |  | 14 | B1 | -5.2165 | [7 empty] | -0.0098779
| Civic Offices | Stretcher bond walls for flemish garden wall bond with snapped protruding headers to top of council chamber (External wall structure single brick (102mm) detailed) | 1701022 | 8403317 | 2.5 | External walls | mortar | Construction | 6755.4122 | Area Calculation | 80 | 44 | 1 | FALSE | 1 | FALSE |  | 1.04 | 6755.4122 | 6755.4122 | 5094 | Mortar, cement:sand (1:4) |  | 15 | B1 | -5.2165 | [7 empty] | -0.0098779
| Civic Offices | Stretcher bond walls for flemish garden wall bond with snapped protruding headers to top of council chamber (External wall structure single brick (102mm) detailed) | 1701022 | 8403317 | 2.5 | External walls | mortar | Construction | 6755.4122 | Area Calculation | 80 | 44 | 1 | FALSE | 1 | FALSE |  | 1.04 | 6755.4122 | 6755.4122 | 5094 | Mortar, cement:sand (1:4) |  | 16 | B1 | -5.2165 | [7 empty] | -0.0098779
| Civic Offices | Stretcher bond walls for flemish garden wall bond with snapped protruding headers to top of council chamber (External wall structure single brick (102mm) detailed) | 1701022 | 8403317 | 2.5 | External walls | mortar | Construction | 6755.4122 | Area Calculation | 80 | 44 | 1 | FALSE | 1 | FALSE |  | 1.04 | 6755.4122 | 6755.4122 | 5094 | Mortar, cement:sand (1:4) |  | 17 | B1 | -5.2165 | [7 empty] | -0.0098779
| Civic Offices | Stretcher bond walls for flemish garden wall bond with snapped protruding headers to top of council chamber (External wall structure single brick (102mm) detailed) | 1701022 | 8403317 | 2.5 | External walls | mortar | Construction | 6755.4122 | Area Calculation | 80 | 44 | 1 | FALSE | 1 | FALSE |  | 1.04 | 6755.4122 | 6755.4122 | 5094 | Mortar, cement:sand (1:4) |  | 18 | B1 | -5.2165 | [7 empty] | -0.0098779
| Civic Offices | Stretcher bond walls for flemish garden wall bond with snapped protruding headers to top of council chamber (External wall structure single brick (102mm) detailed) | 1701022 | 8403317 | 2.5 | External walls | mortar | Construction | 6755.4122 | Area Calculation | 80 | 44 | 1 | FALSE | 1 | FALSE |  | 1.04 | 6755.4122 | 6755.4122 | 5094 | Mortar, cement:sand (1:4) |  | 19 | B1 | -5.2165 | [7 empty] | -0.0098779
| Civic Offices | Stretcher bond walls for flemish garden wall bond with snapped protruding headers to top of council chamber (External wall structure single brick (102mm) detailed) | 1701022 | 8403317 | 2.5 | External walls | mortar | Construction | 6755.4122 | Area Calculation | 80 | 44 | 1 | FALSE | 1 | FALSE |  | 1.04 | 6755.4122 | 6755.4122 | 5094 | Mortar, cement:sand (1:4) |  | 20 | B1 | -5.2165 | [7 empty] | -0.0098779
| Civic Offices | Stretcher bond walls for flemish garden wall bond with snapped protruding headers to top of council chamber (External wall structure single brick (102mm) detailed) | 1701022 | 8403317 | 2.5 | External walls | mortar | Construction | 6755.4122 | Area Calculation | 80 | 44 | 1 | FALSE | 1 | FALSE |  | 1.04 | 6755.4122 | 6755.4122 | 5094 | Mortar, cement:sand (1:4) |  | 21 | B1 | -5.2165 | [7 empty] | -0.0098779
| Civic Offices | Stretcher bond walls for flemish garden wall bond with snapped protruding headers to top of council chamber (External wall structure single brick (102mm) detailed) | 1701022 | 8403317 | 2.5 | External walls | mortar | Construction | 6755.4122 | Area Calculation | 80 | 44 | 1 | FALSE | 1 | FALSE |  | 1.04 | 6755.4122 | 6755.4122 | 5094 | Mortar, cement:sand (1:4) |  | 22 | B1 | -5.2165 | [7 empty] | -0.0098779
| Civic Offices | Stretcher bond walls for flemish garden wall bond with snapped protruding headers to top of council chamber (External wall structure single brick (102mm) detailed) | 1701022 | 8403317 | 2.5 | External walls | mortar | Construction | 6755.4122 | Area Calculation | 80 | 44 | 1 | FALSE | 1 | FALSE |  | 1.04 | 6755.4122 | 6755.4122 | 5094 | Mortar, cement:sand (1:4) |  | 23 | B1 | -5.2165 | [7 empty] | -0.0098779
| Civic Offices | Stretcher bond walls for flemish garden wall bond with snapped protruding headers to top of council chamber (External wall structure single brick (102mm) detailed) | 1701022 | 8403317 | 2.5 | External walls | mortar | Construction | 6755.4122 | Area Calculation | 80 | 44 | 1 | FALSE | 1 | FALSE |  | 1.04 | 6755.4122 | 6755.4122 | 5094 | Mortar, cement:sand (1:4) |  | 24 | B1 | -5.2165 | [7 empty] | -0.0098779
| Civic Offices | Stretcher bond walls for flemish garden wall bond with snapped protruding headers to top of council chamber (External wall structure single brick (102mm) detailed) | 1701022 | 8403317 | 2.5 | External walls | mortar | Construction | 6755.4122 | Area Calculation | 80 | 44 | 1 | FALSE | 1 | FALSE |  | 1.04 | 6755.4122 | 6755.4122 | 5094 | Mortar, cement:sand (1:4) |  | 25 | B1 | -5.2165 | [7 empty] | -0.0098779
| Civic Offices | Stretcher bond walls for flemish garden wall bond with snapped protruding headers to top of council chamber (External wall structure single brick (102mm) detailed) | 1701022 | 8403317 | 2.5 | External walls | mortar | Construction | 6755.4122 | Area Calculation | 80 | 44 | 1 | FALSE | 1 | FALSE |  | 1.04 | 6755.4122 | 6755.4122 | 5094 | Mortar, cement:sand (1:4) |  | 26 | B1 | -5.2165 | [7 empty] | -0.0098779
| Civic Offices | Stretcher bond walls for flemish garden wall bond with snapped protruding headers to top of council chamber (External wall structure single brick (102mm) detailed) | 1701022 | 8403317 | 2.5 | External walls | mortar | Construction | 6755.4122 | Area Calculation | 80 | 44 | 1 | FALSE | 1 | FALSE |  | 1.04 | 6755.4122 | 6755.4122 | 5094 | Mortar, cement:sand (1:4) |  | 27 | B1 | -5.2165 | [7 empty] | -0.0098779
| Civic Offices | Stretcher bond walls for flemish garden wall bond with snapped protruding headers to top of council chamber (External wall structure single brick (102mm) detailed) | 1701022 | 8403317 | 2.5 | External walls | mortar | Construction | 6755.4122 | Area Calculation | 80 | 44 | 1 | FALSE | 1 | FALSE |  | 1.04 | 6755.4122 | 6755.4122 | 5094 | Mortar, cement:sand (1:4) |  | 28 | B1 | -5.2165 | [7 empty] | -0.0098779
| Civic Offices | Stretcher bond walls for flemish garden wall bond with snapped protruding headers to top of council chamber (External wall structure single brick (102mm) detailed) | 1701022 | 8403317 | 2.5 | External walls | mortar | Construction | 6755.4122 | Area Calculation | 80 | 44 | 1 | FALSE | 1 | FALSE |  | 1.04 | 6755.4122 | 6755.4122 | 5094 | Mortar, cement:sand (1:4) |  | 29 | B1 | -5.2165 | [7 empty] | -0.0098779
| Civic Offices | Stretcher bond walls for flemish garden wall bond with snapped protruding headers to top of council chamber (External wall structure single brick (102mm) detailed) | 1701022 | 8403317 | 2.5 | External walls | mortar | Construction | 6755.4122 | Area Calculation | 80 | 44 | 1 | FALSE | 1 | FALSE |  | 1.04 | 6755.4122 | 6755.4122 | 5094 | Mortar, cement:sand (1:4) |  | 30 | B1 | -5.2165 | [7 empty] | -0.0098779
| Civic Offices | Stretcher bond walls for flemish garden wall bond with snapped protruding headers to top of council chamber (External wall structure single brick (102mm) detailed) | 1701022 | 8403317 | 2.5 | External walls | mortar | Construction | 6755.4122 | Area Calculation | 80 | 44 | 1 | FALSE | 1 | FALSE |  | 1.04 | 6755.4122 | 6755.4122 | 5094 | Mortar, cement:sand (1:4) |  | 31 | B1 | -5.2165 | [7 empty] | -0.0098779
| Civic Offices | Stretcher bond walls for flemish garden wall bond with snapped protruding headers to top of council chamber (External wall structure single brick (102mm) detailed) | 1701022 | 8403317 | 2.5 | External walls | mortar | Construction | 6755.4122 | Area Calculation | 80 | 44 | 1 | FALSE | 1 | FALSE |  | 1.04 | 6755.4122 | 6755.4122 | 5094 | Mortar, cement:sand (1:4) |  | 32 | B1 | -5.2165 | [7 empty] | -0.0098779
| Civic Offices | Stretcher bond walls for flemish garden wall bond with snapped protruding headers to top of council chamber (External wall structure single brick (102mm) detailed) | 1701022 | 8403317 | 2.5 | External walls | mortar | Construction | 6755.4122 | Area Calculation | 80 | 44 | 1 | FALSE | 1 | FALSE |  | 1.04 | 6755.4122 | 6755.4122 | 5094 | Mortar, cement:sand (1:4) |  | 33 | B1 | -5.2165 | [7 empty] | -0.0098779
| Civic Offices | Stretcher bond walls for flemish garden wall bond with snapped protruding headers to top of council chamber (External wall structure single brick (102mm) detailed) | 1701022 | 8403317 | 2.5 | External walls | mortar | Construction | 6755.4122 | Area Calculation | 80 | 44 | 1 | FALSE | 1 | FALSE |  | 1.04 | 6755.4122 | 6755.4122 | 5094 | Mortar, cement:sand (1:4) |  | 34 | B1 | -5.2165 | [7 empty] | -0.0098779
| Civic Offices | Stretcher bond walls for flemish garden wall bond with snapped protruding headers to top of council chamber (External wall structure single brick (102mm) detailed) | 1701022 | 8403317 | 2.5 | External walls | mortar | Construction | 6755.4122 | Area Calculation | 80 | 44 | 1 | FALSE | 1 | FALSE |  | 1.04 | 6755.4122 | 6755.4122 | 5094 | Mortar, cement:sand (1:4) |  | 35 | B1 | -5.2165 | [7 empty] | -0.0098779
| Civic Offices | Stretcher bond walls for flemish garden wall bond with snapped protruding headers to top of council chamber (External wall structure single brick (102mm) detailed) | 1701022 | 8403317 | 2.5 | External walls | mortar | Construction | 6755.4122 | Area Calculation | 80 | 44 | 1 | FALSE | 1 | FALSE |  | 1.04 | 6755.4122 | 6755.4122 | 5094 | Mortar, cement:sand (1:4) |  | 36 | B1 | -5.2165 | [7 empty] | -0.0098779
| Civic Offices | Stretcher bond walls for flemish garden wall bond with snapped protruding headers to top of council chamber (External wall structure single brick (102mm) detailed) | 1701022 | 8403317 | 2.5 | External walls | mortar | Construction | 6755.4122 | Area Calculation | 80 | 44 | 1 | FALSE | 1 | FALSE |  | 1.04 | 6755.4122 | 6755.4122 | 5094 | Mortar, cement:sand (1:4) |  | 37 | B1 | -5.2165 | [7 empty] | -0.0098779
| Civic Offices | Stretcher bond walls for flemish garden wall bond with snapped protruding headers to top of council chamber (External wall structure single brick (102mm) detailed) | 1701022 | 8403317 | 2.5 | External walls | mortar | Construction | 6755.4122 | Area Calculation | 80 | 44 | 1 | FALSE | 1 | FALSE |  | 1.04 | 6755.4122 | 6755.4122 | 5094 | Mortar, cement:sand (1:4) |  | 38 | B1 | -5.2165 | [7 empty] | -0.0098779
| Civic Offices | Stretcher bond walls for flemish garden wall bond with snapped protruding headers to top of council chamber (External wall structure single brick (102mm) detailed) | 1701022 | 8403317 | 2.5 | External walls | mortar | Construction | 6755.4122 | Area Calculation | 80 | 44 | 1 | FALSE | 1 | FALSE |  | 1.04 | 6755.4122 | 6755.4122 | 5094 | Mortar, cement:sand (1:4) |  | 39 | B1 | -5.2165 | [7 empty] | -0.0098779
| Civic Offices | Stretcher bond walls for flemish garden wall bond with snapped protruding headers to top of council chamber (External wall structure single brick (102mm) detailed) | 1701022 | 8403317 | 2.5 | External walls | mortar | Construction | 6755.4122 | Area Calculation | 80 | 44 | 1 | FALSE | 1 | FALSE |  | 1.04 | 6755.4122 | 6755.4122 | 5094 | Mortar, cement:sand (1:4) |  | 40 | B1 | -5.2165 | [7 empty] | -0.0098779
| Civic Offices | Stretcher bond walls for flemish garden wall bond with snapped protruding headers to top of council chamber (External wall structure single brick (102mm) detailed) | 1701022 | 8403317 | 2.5 | External walls | mortar | Construction | 6755.4122 | Area Calculation | 80 | 44 | 1 | FALSE | 1 | FALSE |  | 1.04 | 6755.4122 | 6755.4122 | 5094 | Mortar, cement:sand (1:4) |  | 41 | B1 | -5.2165 | [7 empty] | -0.0098779
| Civic Offices | Stretcher bond walls for flemish garden wall bond with snapped protruding headers to top of council chamber (External wall structure single brick (102mm) detailed) | 1701022 | 8403317 | 2.5 | External walls | mortar | Construction | 6755.4122 | Area Calculation | 80 | 44 | 1 | FALSE | 1 | FALSE |  | 1.04 | 6755.4122 | 6755.4122 | 5094 | Mortar, cement:sand (1:4) |  | 42 | B1 | -5.2165 | [7 empty] | -0.0098779
| Civic Offices | Stretcher bond walls for flemish garden wall bond with snapped protruding headers to top of council chamber (External wall structure single brick (102mm) detailed) | 1701022 | 8403317 | 2.5 | External walls | mortar | Construction | 6755.4122 | Area Calculation | 80 | 44 | 1 | FALSE | 1 | FALSE |  | 1.04 | 6755.4122 | 6755.4122 | 5094 | Mortar, cement:sand (1:4) |  | 43 | B1 | -5.2165 | [7 empty] | -0.0098779
| Civic Offices | Stretcher bond walls for flemish garden wall bond with snapped protruding headers to top of council chamber (External wall structure single brick (102mm) detailed) | 1701022 | 8403317 | 2.5 | External walls | mortar | Construction | 6755.4122 | Area Calculation | 80 | 44 | 1 | FALSE | 1 | FALSE |  | 1.04 | 6755.4122 | 6755.4122 | 5094 | Mortar, cement:sand (1:4) |  | 44 | B1 | -5.2165 | [7 empty] | -0.0098779
| Civic Offices | Stretcher bond walls for flemish garden wall bond with snapped protruding headers to top of council chamber (External wall structure single brick (102mm) detailed) | 1701022 | 8403317 | 2.5 | External walls | mortar | Construction | 6755.4122 | Area Calculation | 80 | 44 | 1 | FALSE | 1 | FALSE |  | 1.04 | 6755.4122 | 6755.4122 | 5094 | Mortar, cement:sand (1:4) |  | 45 | B1 | -5.2165 | [7 empty] | -0.0098779
| Civic Offices | Stretcher bond walls for flemish garden wall bond with snapped protruding headers to top of council chamber (External wall structure single brick (102mm) detailed) | 1701022 | 8403317 | 2.5 | External walls | mortar | Construction | 6755.4122 | Area Calculation | 80 | 44 | 1 | FALSE | 1 | FALSE |  | 1.04 | 6755.4122 | 6755.4122 | 5094 | Mortar, cement:sand (1:4) |  | 46 | B1 | -5.2165 | [7 empty] | -0.0098779
| Civic Offices | Stretcher bond walls for flemish garden wall bond with snapped protruding headers to top of council chamber (External wall structure single brick (102mm) detailed) | 1701022 | 8403317 | 2.5 | External walls | mortar | Construction | 6755.4122 | Area Calculation | 80 | 44 | 1 | FALSE | 1 | FALSE |  | 1.04 | 6755.4122 | 6755.4122 | 5094 | Mortar, cement:sand (1:4) |  | 47 | B1 | -5.2165 | [7 empty] | -0.0098779
| Civic Offices | Stretcher bond walls for flemish garden wall bond with snapped protruding headers to top of council chamber (External wall structure single brick (102mm) detailed) | 1701022 | 8403317 | 2.5 | External walls | mortar | Construction | 6755.4122 | Area Calculation | 80 | 44 | 1 | FALSE | 1 | FALSE |  | 1.04 | 6755.4122 | 6755.4122 | 5094 | Mortar, cement:sand (1:4) |  | 48 | B1 | -5.2165 | [7 empty] | -0.0098779
| Civic Offices | Stretcher bond walls for flemish garden wall bond with snapped protruding headers to top of council chamber (External wall structure single brick (102mm) detailed) | 1701022 | 8403317 | 2.5 | External walls | mortar | Construction | 6755.4122 | Area Calculation | 80 | 44 | 1 | FALSE | 1 | FALSE |  | 1.04 | 6755.4122 | 6755.4122 | 5094 | Mortar, cement:sand (1:4) |  | 49 | B1 | -5.2165 | [7 empty] | -0.0098779
| Civic Offices | Stretcher bond walls for flemish garden wall bond with snapped protruding headers to top of council chamber (External wall structure single brick (102mm) detailed) | 1701022 | 8403317 | 2.5 | External walls | mortar | Construction | 6755.4122 | Area Calculation | 80 | 44 | 1 | FALSE | 1 | FALSE |  | 1.04 | 6755.4122 | 6755.4122 | 5094 | Mortar, cement:sand (1:4) |  | 50 | B1 | -5.2165 | [7 empty] | -0.0098779
| Civic Offices | Stretcher bond walls for flemish garden wall bond with snapped protruding headers to top of council chamber (External wall structure single brick (102mm) detailed) | 1701022 | 8403317 | 2.5 | External walls | mortar | Construction | 6755.4122 | Area Calculation | 80 | 44 | 1 | FALSE | 1 | FALSE |  | 1.04 | 6755.4122 | 6755.4122 | 5094 | Mortar, cement:sand (1:4) |  | 51 | B1 | -5.2165 | [7 empty] | -0.0098779
| Civic Offices | Stretcher bond walls for flemish garden wall bond with snapped protruding headers to top of council chamber (External wall structure single brick (102mm) detailed) | 1701022 | 8403317 | 2.5 | External walls | mortar | Construction | 6755.4122 | Area Calculation | 80 | 44 | 1 | FALSE | 1 | FALSE |  | 1.04 | 6755.4122 | 6755.4122 | 5094 | Mortar, cement:sand (1:4) |  | 52 | B1 | -5.2165 | [7 empty] | -0.0098779
| Civic Offices | Stretcher bond walls for flemish garden wall bond with snapped protruding headers to top of council chamber (External wall structure single brick (102mm) detailed) | 1701022 | 8403317 | 2.5 | External walls | mortar | Construction | 6755.4122 | Area Calculation | 80 | 44 | 1 | FALSE | 1 | FALSE |  | 1.04 | 6755.4122 | 6755.4122 | 5094 | Mortar, cement:sand (1:4) |  | 53 | B1 | -5.2165 | [7 empty] | -0.0098779
| Civic Offices | Stretcher bond walls for flemish garden wall bond with snapped protruding headers to top of council chamber (External wall structure single brick (102mm) detailed) | 1701022 | 8403317 | 2.5 | External walls | mortar | Construction | 6755.4122 | Area Calculation | 80 | 44 | 1 | FALSE | 1 | FALSE |  | 1.04 | 6755.4122 | 6755.4122 | 5094 | Mortar, cement:sand (1:4) |  | 54 | B1 | -5.2165 | [7 empty] | -0.0098779
| Civic Offices | Stretcher bond walls for flemish garden wall bond with snapped protruding headers to top of council chamber (External wall structure single brick (102mm) detailed) | 1701022 | 8403317 | 2.5 | External walls | mortar | Construction | 6755.4122 | Area Calculation | 80 | 44 | 1 | FALSE | 1 | FALSE |  | 1.04 | 6755.4122 | 6755.4122 | 5094 | Mortar, cement:sand (1:4) |  | 55 | B1 | -5.2165 | [7 empty] | -0.0098779
| Civic Offices | Stretcher bond walls for flemish garden wall bond with snapped protruding headers to top of council chamber (External wall structure single brick (102mm) detailed) | 1701022 | 8403317 | 2.5 | External walls | mortar | Construction | 6755.4122 | Area Calculation | 80 | 44 | 1 | FALSE | 1 | FALSE |  | 1.04 | 6755.4122 | 6755.4122 | 5094 | Mortar, cement:sand (1:4) |  | 56 | B1 | -5.2165 | [7 empty] | -0.0098779
| Civic Offices | Stretcher bond walls for flemish garden wall bond with snapped protruding headers to top of council chamber (External wall structure single brick (102mm) detailed) | 1701022 | 8403317 | 2.5 | External walls | mortar | Construction | 6755.4122 | Area Calculation | 80 | 44 | 1 | FALSE | 1 | FALSE |  | 1.04 | 6755.4122 | 6755.4122 | 5094 | Mortar, cement:sand (1:4) |  | 57 | B1 | -5.2165 | [7 empty] | -0.0098779
| Civic Offices | Stretcher bond walls for flemish garden wall bond with snapped protruding headers to top of council chamber (External wall structure single brick (102mm) detailed) | 1701022 | 8403317 | 2.5 | External walls | mortar | Construction | 6755.4122 | Area Calculation | 80 | 44 | 1 | FALSE | 1 | FALSE |  | 1.04 | 6755.4122 | 6755.4122 | 5094 | Mortar, cement:sand (1:4) |  | 58 | B1 | -5.2165 | [7 empty] | -0.0098779
| Civic Offices | Stretcher bond walls for flemish garden wall bond with snapped protruding headers to top of council chamber (External wall structure single brick (102mm) detailed) | 1701022 | 8403317 | 2.5 | External walls | mortar | Construction | 6755.4122 | Area Calculation | 80 | 44 | 1 | FALSE | 1 | FALSE |  | 1.04 | 6755.4122 | 6755.4122 | 5094 | Mortar, cement:sand (1:4) |  | 59 | B1 | -5.2165 | [7 empty] | -0.0098779
| Civic Offices | Stretcher bond walls for flemish garden wall bond with snapped protruding headers to top of council chamber (External wall structure single brick (102mm) detailed) | 1701022 | 8403317 | 2.5 | External walls | mortar | Construction | 6755.4122 | Area Calculation | 80 | 44 | 1 | FALSE | 1 | FALSE |  | 1.04 | 6755.4122 | 6755.4122 | 5094 | Mortar, cement:sand (1:4) |  | 60 | B1 | -5.2165 | [7 empty] | -0.0098779
| Civic Offices | Stretcher bond walls for flemish garden wall bond with snapped protruding headers to top of council chamber (External wall structure single brick (102mm) detailed) | 1701022 | 8403318 | 2.5 | External walls | brick | Construction | 26757.65 | Area Calculation | 80 | 44 | 1 | FALSE | 1 | FALSE |  | 1.06 | 26757.65 | 26757.65 | 5054 | Brick, clay |  | 0 | A1A3 | 6876.7246 | 0.0006159 | 18.6911 | 4.192 | 3.3968 | 0.0071937 | 73651.1602 | 9239.9124 | 22.534
| Civic Offices | Stretcher bond walls for flemish garden wall bond with snapped protruding headers to top of council chamber (External wall structure single brick (102mm) detailed) | 1701022 | 8403318 | 2.5 | External walls | brick | Construction | 26757.65 | Area Calculation | 80 | 44 | 1 | FALSE | 1 | FALSE |  | 1.06 | 26757.65 | 26757.65 | 5054 | Brick, clay |  | 0 | A4 | 390.8266 | 7.0222e-05 | 1.2797 | 0.34588 | 0.21832 | 0.001363 | 5825.9058 | 889.5733 | 1.6083
| Civic Offices | Stretcher bond walls for flemish garden wall bond with snapped protruding headers to top of council chamber (External wall structure single brick (102mm) detailed) | 1701022 | 8403318 | 2.5 | External walls | brick | Construction | 26757.65 | Area Calculation | 80 | 44 | 1 | FALSE | 1 | FALSE |  | 1.06 | 26757.65 | 26757.65 | 5054 | Brick, clay |  | 0 | A5 | 2.0837 | 7.183e-07 | 0.016048 | 0.0039625 | 0.0027722 | 2.2524e-06 | 60.5206 | 240.8189 | 0
| Civic Offices | Stretcher bond walls for flemish garden wall bond with snapped protruding headers to top of council chamber (External wall structure single brick (102mm) detailed) | 1701022 | 8403318 | 2.5 | External walls | brick | Construction | 26757.65 | Area Calculation | 80 | 44 | 1 | FALSE | 1 | FALSE |  | 1.06 | 26757.65 | 26757.65 | 5054 | Brick, clay |  | 0 | D2 | 0 | 0 | 0 | 0 | 0 | 0 | 0 | 0 | 0
| Civic Offices | Stretcher bond walls for flemish garden wall bond with snapped protruding headers to top of council chamber (External wall structure single brick (102mm) detailed) | 1701022 | 8403318 | 2.5 | External walls | brick | Construction | 26757.65 | Area Calculation | 80 | 44 | 1 | FALSE | 1 | FALSE |  | 1.06 | 26757.65 | 26757.65 | 5054 | Brick, clay |  | 0 | D3 | 0 | 0 | 0 | 0 | 0 | 0 | 0 | 0 | 0
| Civic Offices | Stretcher bond walls for flemish garden wall bond with snapped protruding headers to top of council chamber (External wall structure single brick (102mm) detailed) | 1701022 | 8403318 | 2.5 | External walls | brick | Construction | 26757.65 | Area Calculation | 80 | 44 | 1 | FALSE | 1 | FALSE |  | 1.06 | 26757.65 | 26757.65 | 5054 | Brick, clay |  | 0 | D4 | 0 | 0 | 0 | 0 | 0 | 0 | 0 | 0 | 0
| Civic Offices | Stretcher bond walls for flemish garden wall bond with snapped protruding headers to top of council chamber (External wall structure single brick (102mm) detailed) | 1701022 | 8403318 | 2.5 | External walls | brick | Construction | 26757.65 | Area Calculation | 80 | 44 | 1 | FALSE | 1 | FALSE |  | 1.06 | 26757.65 | 26757.65 | 5054 | Brick, clay |  | 60 | C2 | 0 | 0 | 0 | 0 | 0 | 0 | 0 | 0 | 0
| Civic Offices | Stretcher bond walls for flemish garden wall bond with snapped protruding headers to top of council chamber (External wall structure single brick (102mm) detailed) | 1701022 | 8403318 | 2.5 | External walls | brick | Construction | 26757.65 | Area Calculation | 80 | 44 | 1 | FALSE | 1 | FALSE |  | 1.06 | 26757.65 | 26757.65 | 5054 | Brick, clay |  | 60 | C4 | 27.8172 | 7.2841e-06 | 0.19452 | 0.06392 | 0.032279 | 3.9241e-05 | 681.9513 | 4013.6475 | 1.395
| Civic Offices | Stretcher bond walls for flemish garden wall bond with snapped protruding headers to top of council chamber (External wall structure single brick (102mm) detailed) | 1701022 | 8403318 | 2.5 | External walls | brick | Construction | 26757.65 | Area Calculation | 80 | 44 | 1 | FALSE | 1 | FALSE |  | 1.06 | 26757.65 | 26757.65 | 5054 | Brick, clay |  | 60 | D2 | 0 | 0 | 0 | 0 | 0 | 0 | 0 | 0 | 0
| Civic Offices | Stretcher bond walls for flemish garden wall bond with snapped protruding headers to top of council chamber (External wall structure single brick (102mm) detailed) | 1701022 | 8403318 | 2.5 | External walls | brick | Construction | 26757.65 | Area Calculation | 80 | 44 | 1 | FALSE | 1 | FALSE |  | 1.06 | 26757.65 | 26757.65 | 5054 | Brick, clay |  | 60 | D3 | 0 | 0 | 0 | 0 | 0 | 0 | 0 | 0 | 0
| Civic Offices | Stretcher bond walls for flemish garden wall bond with snapped protruding headers to top of council chamber (External wall structure single brick (102mm) detailed) | 1701022 | 8403318 | 2.5 | External walls | brick | Construction | 26757.65 | Area Calculation | 80 | 44 | 1 | FALSE | 1 | FALSE |  | 1.06 | 26757.65 | 26757.65 | 5054 | Brick, clay |  | 60 | D4 | 0 | 0 | 0 | 0 | 0 | 0 | 0 | 0 | 0
| Civic Offices | Reconstituted stone coping as feature within wall approx 140 x 75mm with drip detail (External wall structure limestone (250mm)) | 1701025 | 8403322 | 2.5 | External walls | mortar | Construction | 3960.576 | Area Calculation | 80 | 44 | 1 | FALSE | 1 | FALSE |  | 1.04 | 3960.576 | 3960.576 | 5094 | Mortar, cement:sand (1:4) |  | 0 | A1A3 | 673.2235 | 2.3717e-05 | 1.5883 | 0.42037 | 0.14352 | 0.00034942 | 4041.3806 | 157.3458 | 2.0858
| Civic Offices | Reconstituted stone coping as feature within wall approx 140 x 75mm with drip detail (External wall structure limestone (250mm)) | 1701025 | 8403322 | 2.5 | External walls | mortar | Construction | 3960.576 | Area Calculation | 80 | 44 | 1 | FALSE | 1 | FALSE |  | 1.04 | 3960.576 | 3960.576 | 5094 | Mortar, cement:sand (1:4) |  | 0 | A4 | 56.7573 | 1.0198e-05 | 0.18584 | 0.05023 | 0.031705 | 0.00019794 | 846.0603 | 129.1872 | 0.23356
| Civic Offices | Reconstituted stone coping as feature within wall approx 140 x 75mm with drip detail (External wall structure limestone (250mm)) | 1701025 | 8403322 | 2.5 | External walls | mortar | Construction | 3960.576 | Area Calculation | 80 | 44 | 1 | FALSE | 1 | FALSE |  | 1.04 | 3960.576 | 3960.576 | 5094 | Mortar, cement:sand (1:4) |  | 0 | A5 | 0.041123 | 1.4176e-08 | 0.00031671 | 7.8203e-05 | 5.4711e-05 | 4.4453e-08 | 1.1944 | 23.7635 | 0
| Civic Offices | Reconstituted stone coping as feature within wall approx 140 x 75mm with drip detail (External wall structure limestone (250mm)) | 1701025 | 8403322 | 2.5 | External walls | mortar | Construction | 3960.576 | Area Calculation | 80 | 44 | 1 | FALSE | 1 | FALSE |  | 1.04 | 3960.576 | 3960.576 | 5094 | Mortar, cement:sand (1:4) |  | 0 | D2 | 0 | 0 | 0 | 0 | 0 | 0 | 0 | 0 | 0
| Civic Offices | Reconstituted stone coping as feature within wall approx 140 x 75mm with drip detail (External wall structure limestone (250mm)) | 1701025 | 8403322 | 2.5 | External walls | mortar | Construction | 3960.576 | Area Calculation | 80 | 44 | 1 | FALSE | 1 | FALSE |  | 1.04 | 3960.576 | 3960.576 | 5094 | Mortar, cement:sand (1:4) |  | 0 | D3 | 0 | 0 | 0 | 0 | 0 | 0 | 0 | 0 | 0
| Civic Offices | Reconstituted stone coping as feature within wall approx 140 x 75mm with drip detail (External wall structure limestone (250mm)) | 1701025 | 8403322 | 2.5 | External walls | mortar | Construction | 3960.576 | Area Calculation | 80 | 44 | 1 | FALSE | 1 | FALSE |  | 1.04 | 3960.576 | 3960.576 | 5094 | Mortar, cement:sand (1:4) |  | 0 | D4 | 0 | 0 | 0 | 0 | 0 | 0 | 0 | 0 | 0
| Civic Offices | Reconstituted stone coping as feature within wall approx 140 x 75mm with drip detail (External wall structure limestone (250mm)) | 1701025 | 8403322 | 2.5 | External walls | mortar | Construction | 3960.576 | Area Calculation | 80 | 44 | 1 | FALSE | 1 | FALSE |  | 1.04 | 3960.576 | 3960.576 | 5094 | Mortar, cement:sand (1:4) |  | 60 | C2 | 0 | 0 | 0 | 0 | 0 | 0 | 0 | 0 | 0
| Civic Offices | Reconstituted stone coping as feature within wall approx 140 x 75mm with drip detail (External wall structure limestone (250mm)) | 1701025 | 8403322 | 2.5 | External walls | mortar | Construction | 3960.576 | Area Calculation | 80 | 44 | 1 | FALSE | 1 | FALSE |  | 1.04 | 3960.576 | 3960.576 | 5094 | Mortar, cement:sand (1:4) |  | 60 | C4 | 1.0281 | 3.544e-07 | 0.0079178 | 0.0019551 | 0.0013678 | 1.1113e-06 | 29.8602 | 594.0864 | 0.096915
| Civic Offices | Reconstituted stone coping as feature within wall approx 140 x 75mm with drip detail (External wall structure limestone (250mm)) | 1701025 | 8403322 | 2.5 | External walls | mortar | Construction | 3960.576 | Area Calculation | 80 | 44 | 1 | FALSE | 1 | FALSE |  | 1.04 | 3960.576 | 3960.576 | 5094 | Mortar, cement:sand (1:4) |  | 60 | D2 | 0 | 0 | 0 | 0 | 0 | 0 | 0 | 0 | 0
| Civic Offices | Reconstituted stone coping as feature within wall approx 140 x 75mm with drip detail (External wall structure limestone (250mm)) | 1701025 | 8403322 | 2.5 | External walls | mortar | Construction | 3960.576 | Area Calculation | 80 | 44 | 1 | FALSE | 1 | FALSE |  | 1.04 | 3960.576 | 3960.576 | 5094 | Mortar, cement:sand (1:4) |  | 60 | D3 | 0 | 0 | 0 | 0 | 0 | 0 | 0 | 0 | 0
| Civic Offices | Reconstituted stone coping as feature within wall approx 140 x 75mm with drip detail (External wall structure limestone (250mm)) | 1701025 | 8403322 | 2.5 | External walls | mortar | Construction | 3960.576 | Area Calculation | 80 | 44 | 1 | FALSE | 1 | FALSE |  | 1.04 | 3960.576 | 3960.576 | 5094 | Mortar, cement:sand (1:4) |  | 60 | D4 | 0 | 0 | 0 | 0 | 0 | 0 | 0 | 0 | 0
| Civic Offices | Reconstituted stone coping as feature within wall approx 140 x 75mm with drip detail (External wall structure limestone (250mm)) | 1701025 | 8403322 | 2.5 | External walls | mortar | Construction | 3960.576 | Area Calculation | 80 | 44 | 1 | FALSE | 1 | FALSE |  | 1.04 | 3960.576 | 3960.576 | 5094 | Mortar, cement:sand (1:4) |  | 1 | B1 | -3.0584 | [7 empty] | -0.0057912
| Civic Offices | Reconstituted stone coping as feature within wall approx 140 x 75mm with drip detail (External wall structure limestone (250mm)) | 1701025 | 8403322 | 2.5 | External walls | mortar | Construction | 3960.576 | Area Calculation | 80 | 44 | 1 | FALSE | 1 | FALSE |  | 1.04 | 3960.576 | 3960.576 | 5094 | Mortar, cement:sand (1:4) |  | 2 | B1 | -3.0584 | [7 empty] | -0.0057912
| Civic Offices | Reconstituted stone coping as feature within wall approx 140 x 75mm with drip detail (External wall structure limestone (250mm)) | 1701025 | 8403322 | 2.5 | External walls | mortar | Construction | 3960.576 | Area Calculation | 80 | 44 | 1 | FALSE | 1 | FALSE |  | 1.04 | 3960.576 | 3960.576 | 5094 | Mortar, cement:sand (1:4) |  | 3 | B1 | -3.0584 | [7 empty] | -0.0057912
| Civic Offices | Reconstituted stone coping as feature within wall approx 140 x 75mm with drip detail (External wall structure limestone (250mm)) | 1701025 | 8403322 | 2.5 | External walls | mortar | Construction | 3960.576 | Area Calculation | 80 | 44 | 1 | FALSE | 1 | FALSE |  | 1.04 | 3960.576 | 3960.576 | 5094 | Mortar, cement:sand (1:4) |  | 4 | B1 | -3.0584 | [7 empty] | -0.0057912
| Civic Offices | Reconstituted stone coping as feature within wall approx 140 x 75mm with drip detail (External wall structure limestone (250mm)) | 1701025 | 8403322 | 2.5 | External walls | mortar | Construction | 3960.576 | Area Calculation | 80 | 44 | 1 | FALSE | 1 | FALSE |  | 1.04 | 3960.576 | 3960.576 | 5094 | Mortar, cement:sand (1:4) |  | 5 | B1 | -3.0584 | [7 empty] | -0.0057912
| Civic Offices | Reconstituted stone coping as feature within wall approx 140 x 75mm with drip detail (External wall structure limestone (250mm)) | 1701025 | 8403322 | 2.5 | External walls | mortar | Construction | 3960.576 | Area Calculation | 80 | 44 | 1 | FALSE | 1 | FALSE |  | 1.04 | 3960.576 | 3960.576 | 5094 | Mortar, cement:sand (1:4) |  | 6 | B1 | -3.0584 | [7 empty] | -0.0057912
| Civic Offices | Reconstituted stone coping as feature within wall approx 140 x 75mm with drip detail (External wall structure limestone (250mm)) | 1701025 | 8403322 | 2.5 | External walls | mortar | Construction | 3960.576 | Area Calculation | 80 | 44 | 1 | FALSE | 1 | FALSE |  | 1.04 | 3960.576 | 3960.576 | 5094 | Mortar, cement:sand (1:4) |  | 7 | B1 | -3.0584 | [7 empty] | -0.0057912
| Civic Offices | Reconstituted stone coping as feature within wall approx 140 x 75mm with drip detail (External wall structure limestone (250mm)) | 1701025 | 8403322 | 2.5 | External walls | mortar | Construction | 3960.576 | Area Calculation | 80 | 44 | 1 | FALSE | 1 | FALSE |  | 1.04 | 3960.576 | 3960.576 | 5094 | Mortar, cement:sand (1:4) |  | 8 | B1 | -3.0584 | [7 empty] | -0.0057912
| Civic Offices | Reconstituted stone coping as feature within wall approx 140 x 75mm with drip detail (External wall structure limestone (250mm)) | 1701025 | 8403322 | 2.5 | External walls | mortar | Construction | 3960.576 | Area Calculation | 80 | 44 | 1 | FALSE | 1 | FALSE |  | 1.04 | 3960.576 | 3960.576 | 5094 | Mortar, cement:sand (1:4) |  | 9 | B1 | -3.0584 | [7 empty] | -0.0057912
| Civic Offices | Reconstituted stone coping as feature within wall approx 140 x 75mm with drip detail (External wall structure limestone (250mm)) | 1701025 | 8403322 | 2.5 | External walls | mortar | Construction | 3960.576 | Area Calculation | 80 | 44 | 1 | FALSE | 1 | FALSE |  | 1.04 | 3960.576 | 3960.576 | 5094 | Mortar, cement:sand (1:4) |  | 10 | B1 | -3.0584 | [7 empty] | -0.0057912
| Civic Offices | Reconstituted stone coping as feature within wall approx 140 x 75mm with drip detail (External wall structure limestone (250mm)) | 1701025 | 8403322 | 2.5 | External walls | mortar | Construction | 3960.576 | Area Calculation | 80 | 44 | 1 | FALSE | 1 | FALSE |  | 1.04 | 3960.576 | 3960.576 | 5094 | Mortar, cement:sand (1:4) |  | 11 | B1 | -3.0584 | [7 empty] | -0.0057912
| Civic Offices | Reconstituted stone coping as feature within wall approx 140 x 75mm with drip detail (External wall structure limestone (250mm)) | 1701025 | 8403322 | 2.5 | External walls | mortar | Construction | 3960.576 | Area Calculation | 80 | 44 | 1 | FALSE | 1 | FALSE |  | 1.04 | 3960.576 | 3960.576 | 5094 | Mortar, cement:sand (1:4) |  | 12 | B1 | -3.0584 | [7 empty] | -0.0057912
| Civic Offices | Reconstituted stone coping as feature within wall approx 140 x 75mm with drip detail (External wall structure limestone (250mm)) | 1701025 | 8403322 | 2.5 | External walls | mortar | Construction | 3960.576 | Area Calculation | 80 | 44 | 1 | FALSE | 1 | FALSE |  | 1.04 | 3960.576 | 3960.576 | 5094 | Mortar, cement:sand (1:4) |  | 13 | B1 | -3.0584 | [7 empty] | -0.0057912
| Civic Offices | Reconstituted stone coping as feature within wall approx 140 x 75mm with drip detail (External wall structure limestone (250mm)) | 1701025 | 8403322 | 2.5 | External walls | mortar | Construction | 3960.576 | Area Calculation | 80 | 44 | 1 | FALSE | 1 | FALSE |  | 1.04 | 3960.576 | 3960.576 | 5094 | Mortar, cement:sand (1:4) |  | 14 | B1 | -3.0584 | [7 empty] | -0.0057912
| Civic Offices | Reconstituted stone coping as feature within wall approx 140 x 75mm with drip detail (External wall structure limestone (250mm)) | 1701025 | 8403322 | 2.5 | External walls | mortar | Construction | 3960.576 | Area Calculation | 80 | 44 | 1 | FALSE | 1 | FALSE |  | 1.04 | 3960.576 | 3960.576 | 5094 | Mortar, cement:sand (1:4) |  | 15 | B1 | -3.0584 | [7 empty] | -0.0057912
| Civic Offices | Reconstituted stone coping as feature within wall approx 140 x 75mm with drip detail (External wall structure limestone (250mm)) | 1701025 | 8403322 | 2.5 | External walls | mortar | Construction | 3960.576 | Area Calculation | 80 | 44 | 1 | FALSE | 1 | FALSE |  | 1.04 | 3960.576 | 3960.576 | 5094 | Mortar, cement:sand (1:4) |  | 16 | B1 | -3.0584 | [7 empty] | -0.0057912
| Civic Offices | Reconstituted stone coping as feature within wall approx 140 x 75mm with drip detail (External wall structure limestone (250mm)) | 1701025 | 8403322 | 2.5 | External walls | mortar | Construction | 3960.576 | Area Calculation | 80 | 44 | 1 | FALSE | 1 | FALSE |  | 1.04 | 3960.576 | 3960.576 | 5094 | Mortar, cement:sand (1:4) |  | 17 | B1 | -3.0584 | [7 empty] | -0.0057912
| Civic Offices | Reconstituted stone coping as feature within wall approx 140 x 75mm with drip detail (External wall structure limestone (250mm)) | 1701025 | 8403322 | 2.5 | External walls | mortar | Construction | 3960.576 | Area Calculation | 80 | 44 | 1 | FALSE | 1 | FALSE |  | 1.04 | 3960.576 | 3960.576 | 5094 | Mortar, cement:sand (1:4) |  | 18 | B1 | -3.0584 | [7 empty] | -0.0057912
| Civic Offices | Reconstituted stone coping as feature within wall approx 140 x 75mm with drip detail (External wall structure limestone (250mm)) | 1701025 | 8403322 | 2.5 | External walls | mortar | Construction | 3960.576 | Area Calculation | 80 | 44 | 1 | FALSE | 1 | FALSE |  | 1.04 | 3960.576 | 3960.576 | 5094 | Mortar, cement:sand (1:4) |  | 19 | B1 | -3.0584 | [7 empty] | -0.0057912
| Civic Offices | Reconstituted stone coping as feature within wall approx 140 x 75mm with drip detail (External wall structure limestone (250mm)) | 1701025 | 8403322 | 2.5 | External walls | mortar | Construction | 3960.576 | Area Calculation | 80 | 44 | 1 | FALSE | 1 | FALSE |  | 1.04 | 3960.576 | 3960.576 | 5094 | Mortar, cement:sand (1:4) |  | 20 | B1 | -3.0584 | [7 empty] | -0.0057912
| Civic Offices | Reconstituted stone coping as feature within wall approx 140 x 75mm with drip detail (External wall structure limestone (250mm)) | 1701025 | 8403322 | 2.5 | External walls | mortar | Construction | 3960.576 | Area Calculation | 80 | 44 | 1 | FALSE | 1 | FALSE |  | 1.04 | 3960.576 | 3960.576 | 5094 | Mortar, cement:sand (1:4) |  | 21 | B1 | -3.0584 | [7 empty] | -0.0057912
| Civic Offices | Reconstituted stone coping as feature within wall approx 140 x 75mm with drip detail (External wall structure limestone (250mm)) | 1701025 | 8403322 | 2.5 | External walls | mortar | Construction | 3960.576 | Area Calculation | 80 | 44 | 1 | FALSE | 1 | FALSE |  | 1.04 | 3960.576 | 3960.576 | 5094 | Mortar, cement:sand (1:4) |  | 22 | B1 | -3.0584 | [7 empty] | -0.0057912
| Civic Offices | Reconstituted stone coping as feature within wall approx 140 x 75mm with drip detail (External wall structure limestone (250mm)) | 1701025 | 8403322 | 2.5 | External walls | mortar | Construction | 3960.576 | Area Calculation | 80 | 44 | 1 | FALSE | 1 | FALSE |  | 1.04 | 3960.576 | 3960.576 | 5094 | Mortar, cement:sand (1:4) |  | 23 | B1 | -3.0584 | [7 empty] | -0.0057912
| Civic Offices | Reconstituted stone coping as feature within wall approx 140 x 75mm with drip detail (External wall structure limestone (250mm)) | 1701025 | 8403322 | 2.5 | External walls | mortar | Construction | 3960.576 | Area Calculation | 80 | 44 | 1 | FALSE | 1 | FALSE |  | 1.04 | 3960.576 | 3960.576 | 5094 | Mortar, cement:sand (1:4) |  | 24 | B1 | -3.0584 | [7 empty] | -0.0057912
| Civic Offices | Reconstituted stone coping as feature within wall approx 140 x 75mm with drip detail (External wall structure limestone (250mm)) | 1701025 | 8403322 | 2.5 | External walls | mortar | Construction | 3960.576 | Area Calculation | 80 | 44 | 1 | FALSE | 1 | FALSE |  | 1.04 | 3960.576 | 3960.576 | 5094 | Mortar, cement:sand (1:4) |  | 25 | B1 | -3.0584 | [7 empty] | -0.0057912
| Civic Offices | Reconstituted stone coping as feature within wall approx 140 x 75mm with drip detail (External wall structure limestone (250mm)) | 1701025 | 8403322 | 2.5 | External walls | mortar | Construction | 3960.576 | Area Calculation | 80 | 44 | 1 | FALSE | 1 | FALSE |  | 1.04 | 3960.576 | 3960.576 | 5094 | Mortar, cement:sand (1:4) |  | 26 | B1 | -3.0584 | [7 empty] | -0.0057912
| Civic Offices | Reconstituted stone coping as feature within wall approx 140 x 75mm with drip detail (External wall structure limestone (250mm)) | 1701025 | 8403322 | 2.5 | External walls | mortar | Construction | 3960.576 | Area Calculation | 80 | 44 | 1 | FALSE | 1 | FALSE |  | 1.04 | 3960.576 | 3960.576 | 5094 | Mortar, cement:sand (1:4) |  | 27 | B1 | -3.0584 | [7 empty] | -0.0057912
| Civic Offices | Reconstituted stone coping as feature within wall approx 140 x 75mm with drip detail (External wall structure limestone (250mm)) | 1701025 | 8403322 | 2.5 | External walls | mortar | Construction | 3960.576 | Area Calculation | 80 | 44 | 1 | FALSE | 1 | FALSE |  | 1.04 | 3960.576 | 3960.576 | 5094 | Mortar, cement:sand (1:4) |  | 28 | B1 | -3.0584 | [7 empty] | -0.0057912
| Civic Offices | Reconstituted stone coping as feature within wall approx 140 x 75mm with drip detail (External wall structure limestone (250mm)) | 1701025 | 8403322 | 2.5 | External walls | mortar | Construction | 3960.576 | Area Calculation | 80 | 44 | 1 | FALSE | 1 | FALSE |  | 1.04 | 3960.576 | 3960.576 | 5094 | Mortar, cement:sand (1:4) |  | 29 | B1 | -3.0584 | [7 empty] | -0.0057912
| Civic Offices | Reconstituted stone coping as feature within wall approx 140 x 75mm with drip detail (External wall structure limestone (250mm)) | 1701025 | 8403322 | 2.5 | External walls | mortar | Construction | 3960.576 | Area Calculation | 80 | 44 | 1 | FALSE | 1 | FALSE |  | 1.04 | 3960.576 | 3960.576 | 5094 | Mortar, cement:sand (1:4) |  | 30 | B1 | -3.0584 | [7 empty] | -0.0057912
| Civic Offices | Reconstituted stone coping as feature within wall approx 140 x 75mm with drip detail (External wall structure limestone (250mm)) | 1701025 | 8403322 | 2.5 | External walls | mortar | Construction | 3960.576 | Area Calculation | 80 | 44 | 1 | FALSE | 1 | FALSE |  | 1.04 | 3960.576 | 3960.576 | 5094 | Mortar, cement:sand (1:4) |  | 31 | B1 | -3.0584 | [7 empty] | -0.0057912
| Civic Offices | Reconstituted stone coping as feature within wall approx 140 x 75mm with drip detail (External wall structure limestone (250mm)) | 1701025 | 8403322 | 2.5 | External walls | mortar | Construction | 3960.576 | Area Calculation | 80 | 44 | 1 | FALSE | 1 | FALSE |  | 1.04 | 3960.576 | 3960.576 | 5094 | Mortar, cement:sand (1:4) |  | 32 | B1 | -3.0584 | [7 empty] | -0.0057912
| Civic Offices | Reconstituted stone coping as feature within wall approx 140 x 75mm with drip detail (External wall structure limestone (250mm)) | 1701025 | 8403322 | 2.5 | External walls | mortar | Construction | 3960.576 | Area Calculation | 80 | 44 | 1 | FALSE | 1 | FALSE |  | 1.04 | 3960.576 | 3960.576 | 5094 | Mortar, cement:sand (1:4) |  | 33 | B1 | -3.0584 | [7 empty] | -0.0057912
| Civic Offices | Reconstituted stone coping as feature within wall approx 140 x 75mm with drip detail (External wall structure limestone (250mm)) | 1701025 | 8403322 | 2.5 | External walls | mortar | Construction | 3960.576 | Area Calculation | 80 | 44 | 1 | FALSE | 1 | FALSE |  | 1.04 | 3960.576 | 3960.576 | 5094 | Mortar, cement:sand (1:4) |  | 34 | B1 | -3.0584 | [7 empty] | -0.0057912
| Civic Offices | Reconstituted stone coping as feature within wall approx 140 x 75mm with drip detail (External wall structure limestone (250mm)) | 1701025 | 8403322 | 2.5 | External walls | mortar | Construction | 3960.576 | Area Calculation | 80 | 44 | 1 | FALSE | 1 | FALSE |  | 1.04 | 3960.576 | 3960.576 | 5094 | Mortar, cement:sand (1:4) |  | 35 | B1 | -3.0584 | [7 empty] | -0.0057912
| Civic Offices | Reconstituted stone coping as feature within wall approx 140 x 75mm with drip detail (External wall structure limestone (250mm)) | 1701025 | 8403322 | 2.5 | External walls | mortar | Construction | 3960.576 | Area Calculation | 80 | 44 | 1 | FALSE | 1 | FALSE |  | 1.04 | 3960.576 | 3960.576 | 5094 | Mortar, cement:sand (1:4) |  | 36 | B1 | -3.0584 | [7 empty] | -0.0057912
| Civic Offices | Reconstituted stone coping as feature within wall approx 140 x 75mm with drip detail (External wall structure limestone (250mm)) | 1701025 | 8403322 | 2.5 | External walls | mortar | Construction | 3960.576 | Area Calculation | 80 | 44 | 1 | FALSE | 1 | FALSE |  | 1.04 | 3960.576 | 3960.576 | 5094 | Mortar, cement:sand (1:4) |  | 37 | B1 | -3.0584 | [7 empty] | -0.0057912
| Civic Offices | Reconstituted stone coping as feature within wall approx 140 x 75mm with drip detail (External wall structure limestone (250mm)) | 1701025 | 8403322 | 2.5 | External walls | mortar | Construction | 3960.576 | Area Calculation | 80 | 44 | 1 | FALSE | 1 | FALSE |  | 1.04 | 3960.576 | 3960.576 | 5094 | Mortar, cement:sand (1:4) |  | 38 | B1 | -3.0584 | [7 empty] | -0.0057912
| Civic Offices | Reconstituted stone coping as feature within wall approx 140 x 75mm with drip detail (External wall structure limestone (250mm)) | 1701025 | 8403322 | 2.5 | External walls | mortar | Construction | 3960.576 | Area Calculation | 80 | 44 | 1 | FALSE | 1 | FALSE |  | 1.04 | 3960.576 | 3960.576 | 5094 | Mortar, cement:sand (1:4) |  | 39 | B1 | -3.0584 | [7 empty] | -0.0057912
| Civic Offices | Reconstituted stone coping as feature within wall approx 140 x 75mm with drip detail (External wall structure limestone (250mm)) | 1701025 | 8403322 | 2.5 | External walls | mortar | Construction | 3960.576 | Area Calculation | 80 | 44 | 1 | FALSE | 1 | FALSE |  | 1.04 | 3960.576 | 3960.576 | 5094 | Mortar, cement:sand (1:4) |  | 40 | B1 | -3.0584 | [7 empty] | -0.0057912
| Civic Offices | Reconstituted stone coping as feature within wall approx 140 x 75mm with drip detail (External wall structure limestone (250mm)) | 1701025 | 8403322 | 2.5 | External walls | mortar | Construction | 3960.576 | Area Calculation | 80 | 44 | 1 | FALSE | 1 | FALSE |  | 1.04 | 3960.576 | 3960.576 | 5094 | Mortar, cement:sand (1:4) |  | 41 | B1 | -3.0584 | [7 empty] | -0.0057912
| Civic Offices | Reconstituted stone coping as feature within wall approx 140 x 75mm with drip detail (External wall structure limestone (250mm)) | 1701025 | 8403322 | 2.5 | External walls | mortar | Construction | 3960.576 | Area Calculation | 80 | 44 | 1 | FALSE | 1 | FALSE |  | 1.04 | 3960.576 | 3960.576 | 5094 | Mortar, cement:sand (1:4) |  | 42 | B1 | -3.0584 | [7 empty] | -0.0057912
| Civic Offices | Reconstituted stone coping as feature within wall approx 140 x 75mm with drip detail (External wall structure limestone (250mm)) | 1701025 | 8403322 | 2.5 | External walls | mortar | Construction | 3960.576 | Area Calculation | 80 | 44 | 1 | FALSE | 1 | FALSE |  | 1.04 | 3960.576 | 3960.576 | 5094 | Mortar, cement:sand (1:4) |  | 43 | B1 | -3.0584 | [7 empty] | -0.0057912
| Civic Offices | Reconstituted stone coping as feature within wall approx 140 x 75mm with drip detail (External wall structure limestone (250mm)) | 1701025 | 8403322 | 2.5 | External walls | mortar | Construction | 3960.576 | Area Calculation | 80 | 44 | 1 | FALSE | 1 | FALSE |  | 1.04 | 3960.576 | 3960.576 | 5094 | Mortar, cement:sand (1:4) |  | 44 | B1 | -3.0584 | [7 empty] | -0.0057912
| Civic Offices | Reconstituted stone coping as feature within wall approx 140 x 75mm with drip detail (External wall structure limestone (250mm)) | 1701025 | 8403322 | 2.5 | External walls | mortar | Construction | 3960.576 | Area Calculation | 80 | 44 | 1 | FALSE | 1 | FALSE |  | 1.04 | 3960.576 | 3960.576 | 5094 | Mortar, cement:sand (1:4) |  | 45 | B1 | -3.0584 | [7 empty] | -0.0057912
| Civic Offices | Reconstituted stone coping as feature within wall approx 140 x 75mm with drip detail (External wall structure limestone (250mm)) | 1701025 | 8403322 | 2.5 | External walls | mortar | Construction | 3960.576 | Area Calculation | 80 | 44 | 1 | FALSE | 1 | FALSE |  | 1.04 | 3960.576 | 3960.576 | 5094 | Mortar, cement:sand (1:4) |  | 46 | B1 | -3.0584 | [7 empty] | -0.0057912
| Civic Offices | Reconstituted stone coping as feature within wall approx 140 x 75mm with drip detail (External wall structure limestone (250mm)) | 1701025 | 8403322 | 2.5 | External walls | mortar | Construction | 3960.576 | Area Calculation | 80 | 44 | 1 | FALSE | 1 | FALSE |  | 1.04 | 3960.576 | 3960.576 | 5094 | Mortar, cement:sand (1:4) |  | 47 | B1 | -3.0584 | [7 empty] | -0.0057912
| Civic Offices | Reconstituted stone coping as feature within wall approx 140 x 75mm with drip detail (External wall structure limestone (250mm)) | 1701025 | 8403322 | 2.5 | External walls | mortar | Construction | 3960.576 | Area Calculation | 80 | 44 | 1 | FALSE | 1 | FALSE |  | 1.04 | 3960.576 | 3960.576 | 5094 | Mortar, cement:sand (1:4) |  | 48 | B1 | -3.0584 | [7 empty] | -0.0057912
| Civic Offices | Reconstituted stone coping as feature within wall approx 140 x 75mm with drip detail (External wall structure limestone (250mm)) | 1701025 | 8403322 | 2.5 | External walls | mortar | Construction | 3960.576 | Area Calculation | 80 | 44 | 1 | FALSE | 1 | FALSE |  | 1.04 | 3960.576 | 3960.576 | 5094 | Mortar, cement:sand (1:4) |  | 49 | B1 | -3.0584 | [7 empty] | -0.0057912
| Civic Offices | Reconstituted stone coping as feature within wall approx 140 x 75mm with drip detail (External wall structure limestone (250mm)) | 1701025 | 8403322 | 2.5 | External walls | mortar | Construction | 3960.576 | Area Calculation | 80 | 44 | 1 | FALSE | 1 | FALSE |  | 1.04 | 3960.576 | 3960.576 | 5094 | Mortar, cement:sand (1:4) |  | 50 | B1 | -3.0584 | [7 empty] | -0.0057912
| Civic Offices | Reconstituted stone coping as feature within wall approx 140 x 75mm with drip detail (External wall structure limestone (250mm)) | 1701025 | 8403322 | 2.5 | External walls | mortar | Construction | 3960.576 | Area Calculation | 80 | 44 | 1 | FALSE | 1 | FALSE |  | 1.04 | 3960.576 | 3960.576 | 5094 | Mortar, cement:sand (1:4) |  | 51 | B1 | -3.0584 | [7 empty] | -0.0057912
| Civic Offices | Reconstituted stone coping as feature within wall approx 140 x 75mm with drip detail (External wall structure limestone (250mm)) | 1701025 | 8403322 | 2.5 | External walls | mortar | Construction | 3960.576 | Area Calculation | 80 | 44 | 1 | FALSE | 1 | FALSE |  | 1.04 | 3960.576 | 3960.576 | 5094 | Mortar, cement:sand (1:4) |  | 52 | B1 | -3.0584 | [7 empty] | -0.0057912
| Civic Offices | Reconstituted stone coping as feature within wall approx 140 x 75mm with drip detail (External wall structure limestone (250mm)) | 1701025 | 8403322 | 2.5 | External walls | mortar | Construction | 3960.576 | Area Calculation | 80 | 44 | 1 | FALSE | 1 | FALSE |  | 1.04 | 3960.576 | 3960.576 | 5094 | Mortar, cement:sand (1:4) |  | 53 | B1 | -3.0584 | [7 empty] | -0.0057912
| Civic Offices | Reconstituted stone coping as feature within wall approx 140 x 75mm with drip detail (External wall structure limestone (250mm)) | 1701025 | 8403322 | 2.5 | External walls | mortar | Construction | 3960.576 | Area Calculation | 80 | 44 | 1 | FALSE | 1 | FALSE |  | 1.04 | 3960.576 | 3960.576 | 5094 | Mortar, cement:sand (1:4) |  | 54 | B1 | -3.0584 | [7 empty] | -0.0057912
| Civic Offices | Reconstituted stone coping as feature within wall approx 140 x 75mm with drip detail (External wall structure limestone (250mm)) | 1701025 | 8403322 | 2.5 | External walls | mortar | Construction | 3960.576 | Area Calculation | 80 | 44 | 1 | FALSE | 1 | FALSE |  | 1.04 | 3960.576 | 3960.576 | 5094 | Mortar, cement:sand (1:4) |  | 55 | B1 | -3.0584 | [7 empty] | -0.0057912
| Civic Offices | Reconstituted stone coping as feature within wall approx 140 x 75mm with drip detail (External wall structure limestone (250mm)) | 1701025 | 8403322 | 2.5 | External walls | mortar | Construction | 3960.576 | Area Calculation | 80 | 44 | 1 | FALSE | 1 | FALSE |  | 1.04 | 3960.576 | 3960.576 | 5094 | Mortar, cement:sand (1:4) |  | 56 | B1 | -3.0584 | [7 empty] | -0.0057912
| Civic Offices | Reconstituted stone coping as feature within wall approx 140 x 75mm with drip detail (External wall structure limestone (250mm)) | 1701025 | 8403322 | 2.5 | External walls | mortar | Construction | 3960.576 | Area Calculation | 80 | 44 | 1 | FALSE | 1 | FALSE |  | 1.04 | 3960.576 | 3960.576 | 5094 | Mortar, cement:sand (1:4) |  | 57 | B1 | -3.0584 | [7 empty] | -0.0057912
| Civic Offices | Reconstituted stone coping as feature within wall approx 140 x 75mm with drip detail (External wall structure limestone (250mm)) | 1701025 | 8403322 | 2.5 | External walls | mortar | Construction | 3960.576 | Area Calculation | 80 | 44 | 1 | FALSE | 1 | FALSE |  | 1.04 | 3960.576 | 3960.576 | 5094 | Mortar, cement:sand (1:4) |  | 58 | B1 | -3.0584 | [7 empty] | -0.0057912
| Civic Offices | Reconstituted stone coping as feature within wall approx 140 x 75mm with drip detail (External wall structure limestone (250mm)) | 1701025 | 8403322 | 2.5 | External walls | mortar | Construction | 3960.576 | Area Calculation | 80 | 44 | 1 | FALSE | 1 | FALSE |  | 1.04 | 3960.576 | 3960.576 | 5094 | Mortar, cement:sand (1:4) |  | 59 | B1 | -3.0584 | [7 empty] | -0.0057912
| Civic Offices | Reconstituted stone coping as feature within wall approx 140 x 75mm with drip detail (External wall structure limestone (250mm)) | 1701025 | 8403322 | 2.5 | External walls | mortar | Construction | 3960.576 | Area Calculation | 80 | 44 | 1 | FALSE | 1 | FALSE |  | 1.04 | 3960.576 | 3960.576 | 5094 | Mortar, cement:sand (1:4) |  | 60 | B1 | -3.0584 | [7 empty] | -0.0057912
| Civic Offices | Reconstituted stone coping as feature within wall approx 140 x 75mm with drip detail (External wall structure limestone (250mm)) | 1701025 | 8403323 | 2.5 | External walls | limestone | Construction | 62784 | Area Calculation | 70 | 44 | 1 | FALSE | 1 | FALSE |  | 1.05 | 62784 | 62784 | 5291 | Cladding panel, limestone (split face) |  | 0 | A1A3 | 42635.7591 | 0.0038518 | 251.6263 | 59.0852 | 22.3907 | 0.043742 | 647517.7308 | 44879.5934 | 177.5017
| Civic Offices | Reconstituted stone coping as feature within wall approx 140 x 75mm with drip detail (External wall structure limestone (250mm)) | 1701025 | 8403323 | 2.5 | External walls | limestone | Construction | 62784 | Area Calculation | 70 | 44 | 1 | FALSE | 1 | FALSE |  | 1.05 | 62784 | 62784 | 5291 | Cladding panel, limestone (split face) |  | 0 | A4 | 695.48 | 0.00012496 | 2.2772 | 0.6155 | 0.3885 | 0.0024255 | 10367.2606 | 1583.0049 | 2.862
| Civic Offices | Reconstituted stone coping as feature within wall approx 140 x 75mm with drip detail (External wall structure limestone (250mm)) | 1701025 | 8403323 | 2.5 | External walls | limestone | Construction | 62784 | Area Calculation | 70 | 44 | 1 | FALSE | 1 | FALSE |  | 1.05 | 62784 | 62784 | 5291 | Cladding panel, limestone (split face) |  | 0 | A5 | 4.0743 | 1.4045e-06 | 0.031379 | 0.0077481 | 0.0054206 | 4.4043e-06 | 118.3377 | 470.88 | 0
| Civic Offices | Reconstituted stone coping as feature within wall approx 140 x 75mm with drip detail (External wall structure limestone (250mm)) | 1701025 | 8403323 | 2.5 | External walls | limestone | Construction | 62784 | Area Calculation | 70 | 44 | 1 | FALSE | 1 | FALSE |  | 1.05 | 62784 | 62784 | 5291 | Cladding panel, limestone (split face) |  | 0 | D2 | 0 | 0 | 0 | 0 | 0 | 0 | 0 | 0 | 0
| Civic Offices | Reconstituted stone coping as feature within wall approx 140 x 75mm with drip detail (External wall structure limestone (250mm)) | 1701025 | 8403323 | 2.5 | External walls | limestone | Construction | 62784 | Area Calculation | 70 | 44 | 1 | FALSE | 1 | FALSE |  | 1.05 | 62784 | 62784 | 5291 | Cladding panel, limestone (split face) |  | 0 | D3 | 0 | 0 | 0 | 0 | 0 | 0 | 0 | 0 | 0
| Civic Offices | Reconstituted stone coping as feature within wall approx 140 x 75mm with drip detail (External wall structure limestone (250mm)) | 1701025 | 8403323 | 2.5 | External walls | limestone | Construction | 62784 | Area Calculation | 70 | 44 | 1 | FALSE | 1 | FALSE |  | 1.05 | 62784 | 62784 | 5291 | Cladding panel, limestone (split face) |  | 0 | D4 | 0 | 0 | 0 | 0 | 0 | 0 | 0 | 0 | 0
| Civic Offices | Reconstituted stone coping as feature within wall approx 140 x 75mm with drip detail (External wall structure limestone (250mm)) | 1701025 | 8403323 | 2.5 | External walls | limestone | Construction | 62784 | Area Calculation | 70 | 44 | 1 | FALSE | 1 | FALSE |  | 1.05 | 62784 | 62784 | 5291 | Cladding panel, limestone (split face) |  | 60 | C2 | 0 | 0 | 0 | 0 | 0 | 0 | 0 | 0 | 0
| Civic Offices | Reconstituted stone coping as feature within wall approx 140 x 75mm with drip detail (External wall structure limestone (250mm)) | 1701025 | 8403323 | 2.5 | External walls | limestone | Construction | 62784 | Area Calculation | 70 | 44 | 1 | FALSE | 1 | FALSE |  | 1.05 | 62784 | 62784 | 5291 | Cladding panel, limestone (split face) |  | 60 | C4 | 81.4861 | 2.809e-05 | 0.62758 | 0.15496 | 0.10841 | 8.8085e-05 | 2366.7546 | 9417.6 | 7.6816
| Civic Offices | Reconstituted stone coping as feature within wall approx 140 x 75mm with drip detail (External wall structure limestone (250mm)) | 1701025 | 8403323 | 2.5 | External walls | limestone | Construction | 62784 | Area Calculation | 70 | 44 | 1 | FALSE | 1 | FALSE |  | 1.05 | 62784 | 62784 | 5291 | Cladding panel, limestone (split face) |  | 60 | D2 | 0 | 0 | 0 | 0 | 0 | 0 | 0 | 0 | 0
| Civic Offices | Reconstituted stone coping as feature within wall approx 140 x 75mm with drip detail (External wall structure limestone (250mm)) | 1701025 | 8403323 | 2.5 | External walls | limestone | Construction | 62784 | Area Calculation | 70 | 44 | 1 | FALSE | 1 | FALSE |  | 1.05 | 62784 | 62784 | 5291 | Cladding panel, limestone (split face) |  | 60 | D3 | 0 | 0 | 0 | 0 | 0 | 0 | 0 | 0 | 0
| Civic Offices | Reconstituted stone coping as feature within wall approx 140 x 75mm with drip detail (External wall structure limestone (250mm)) | 1701025 | 8403323 | 2.5 | External walls | limestone | Construction | 62784 | Area Calculation | 70 | 44 | 1 | FALSE | 1 | FALSE |  | 1.05 | 62784 | 62784 | 5291 | Cladding panel, limestone (split face) |  | 60 | D4 | 0 | 0 | 0 | 0 | 0 | 0 | 0 | 0 | 0
| Civic Offices | Recessed panel brick slips on ibstock brickshield or fastwall or equal approved backing system (External wall structure single brick (102mm)) | 1701027 | 8403326 | 2.5 | External walls | mortar | Construction | 285.44 | Area Calculation | 80 | 44 | 1 | FALSE | 1 | FALSE |  | 1.04 | 285.44 | 285.44 | 5094 | Mortar, cement:sand (1:4) |  | 0 | A1A3 | 48.5194 | 1.7093e-06 | 0.11447 | 0.030296 | 0.010344 | 2.5183e-05 | 291.2636 | 11.34 | 0.15033
| Civic Offices | Recessed panel brick slips on ibstock brickshield or fastwall or equal approved backing system (External wall structure single brick (102mm)) | 1701027 | 8403326 | 2.5 | External walls | mortar | Construction | 285.44 | Area Calculation | 80 | 44 | 1 | FALSE | 1 | FALSE |  | 1.04 | 285.44 | 285.44 | 5094 | Mortar, cement:sand (1:4) |  | 0 | A4 | 4.0905 | 7.3497e-07 | 0.013394 | 0.0036201 | 0.002285 | 1.4266e-05 | 60.9758 | 9.3106 | 0.016833
| Civic Offices | Recessed panel brick slips on ibstock brickshield or fastwall or equal approved backing system (External wall structure single brick (102mm)) | 1701027 | 8403326 | 2.5 | External walls | mortar | Construction | 285.44 | Area Calculation | 80 | 44 | 1 | FALSE | 1 | FALSE |  | 1.04 | 285.44 | 285.44 | 5094 | Mortar, cement:sand (1:4) |  | 0 | A5 | 0.0029637 | 1.0217e-09 | 2.2826e-05 | 5.6361e-06 | 3.9431e-06 | 3.2037e-09 | 0.086081 | 1.7126 | 0
| Civic Offices | Recessed panel brick slips on ibstock brickshield or fastwall or equal approved backing system (External wall structure single brick (102mm)) | 1701027 | 8403326 | 2.5 | External walls | mortar | Construction | 285.44 | Area Calculation | 80 | 44 | 1 | FALSE | 1 | FALSE |  | 1.04 | 285.44 | 285.44 | 5094 | Mortar, cement:sand (1:4) |  | 0 | D2 | 0 | 0 | 0 | 0 | 0 | 0 | 0 | 0 | 0
| Civic Offices | Recessed panel brick slips on ibstock brickshield or fastwall or equal approved backing system (External wall structure single brick (102mm)) | 1701027 | 8403326 | 2.5 | External walls | mortar | Construction | 285.44 | Area Calculation | 80 | 44 | 1 | FALSE | 1 | FALSE |  | 1.04 | 285.44 | 285.44 | 5094 | Mortar, cement:sand (1:4) |  | 0 | D3 | 0 | 0 | 0 | 0 | 0 | 0 | 0 | 0 | 0
| Civic Offices | Recessed panel brick slips on ibstock brickshield or fastwall or equal approved backing system (External wall structure single brick (102mm)) | 1701027 | 8403326 | 2.5 | External walls | mortar | Construction | 285.44 | Area Calculation | 80 | 44 | 1 | FALSE | 1 | FALSE |  | 1.04 | 285.44 | 285.44 | 5094 | Mortar, cement:sand (1:4) |  | 0 | D4 | 0 | 0 | 0 | 0 | 0 | 0 | 0 | 0 | 0
| Civic Offices | Recessed panel brick slips on ibstock brickshield or fastwall or equal approved backing system (External wall structure single brick (102mm)) | 1701027 | 8403326 | 2.5 | External walls | mortar | Construction | 285.44 | Area Calculation | 80 | 44 | 1 | FALSE | 1 | FALSE |  | 1.04 | 285.44 | 285.44 | 5094 | Mortar, cement:sand (1:4) |  | 60 | C2 | 0 | 0 | 0 | 0 | 0 | 0 | 0 | 0 | 0
| Civic Offices | Recessed panel brick slips on ibstock brickshield or fastwall or equal approved backing system (External wall structure single brick (102mm)) | 1701027 | 8403326 | 2.5 | External walls | mortar | Construction | 285.44 | Area Calculation | 80 | 44 | 1 | FALSE | 1 | FALSE |  | 1.04 | 285.44 | 285.44 | 5094 | Mortar, cement:sand (1:4) |  | 60 | C4 | 0.074093 | 2.5542e-08 | 0.00057064 | 0.0001409 | 9.8577e-05 | 8.0094e-08 | 2.152 | 42.816 | 0.0069847
| Civic Offices | Recessed panel brick slips on ibstock brickshield or fastwall or equal approved backing system (External wall structure single brick (102mm)) | 1701027 | 8403326 | 2.5 | External walls | mortar | Construction | 285.44 | Area Calculation | 80 | 44 | 1 | FALSE | 1 | FALSE |  | 1.04 | 285.44 | 285.44 | 5094 | Mortar, cement:sand (1:4) |  | 60 | D2 | 0 | 0 | 0 | 0 | 0 | 0 | 0 | 0 | 0
| Civic Offices | Recessed panel brick slips on ibstock brickshield or fastwall or equal approved backing system (External wall structure single brick (102mm)) | 1701027 | 8403326 | 2.5 | External walls | mortar | Construction | 285.44 | Area Calculation | 80 | 44 | 1 | FALSE | 1 | FALSE |  | 1.04 | 285.44 | 285.44 | 5094 | Mortar, cement:sand (1:4) |  | 60 | D3 | 0 | 0 | 0 | 0 | 0 | 0 | 0 | 0 | 0
| Civic Offices | Recessed panel brick slips on ibstock brickshield or fastwall or equal approved backing system (External wall structure single brick (102mm)) | 1701027 | 8403326 | 2.5 | External walls | mortar | Construction | 285.44 | Area Calculation | 80 | 44 | 1 | FALSE | 1 | FALSE |  | 1.04 | 285.44 | 285.44 | 5094 | Mortar, cement:sand (1:4) |  | 60 | D4 | 0 | 0 | 0 | 0 | 0 | 0 | 0 | 0 | 0
| Civic Offices | Recessed panel brick slips on ibstock brickshield or fastwall or equal approved backing system (External wall structure single brick (102mm)) | 1701027 | 8403326 | 2.5 | External walls | mortar | Construction | 285.44 | Area Calculation | 80 | 44 | 1 | FALSE | 1 | FALSE |  | 1.04 | 285.44 | 285.44 | 5094 | Mortar, cement:sand (1:4) |  | 1 | B1 | -0.22042 | [7 empty] | -0.00041737
| Civic Offices | Recessed panel brick slips on ibstock brickshield or fastwall or equal approved backing system (External wall structure single brick (102mm)) | 1701027 | 8403326 | 2.5 | External walls | mortar | Construction | 285.44 | Area Calculation | 80 | 44 | 1 | FALSE | 1 | FALSE |  | 1.04 | 285.44 | 285.44 | 5094 | Mortar, cement:sand (1:4) |  | 2 | B1 | -0.22042 | [7 empty] | -0.00041737
| Civic Offices | Recessed panel brick slips on ibstock brickshield or fastwall or equal approved backing system (External wall structure single brick (102mm)) | 1701027 | 8403326 | 2.5 | External walls | mortar | Construction | 285.44 | Area Calculation | 80 | 44 | 1 | FALSE | 1 | FALSE |  | 1.04 | 285.44 | 285.44 | 5094 | Mortar, cement:sand (1:4) |  | 3 | B1 | -0.22042 | [7 empty] | -0.00041737
| Civic Offices | Recessed panel brick slips on ibstock brickshield or fastwall or equal approved backing system (External wall structure single brick (102mm)) | 1701027 | 8403326 | 2.5 | External walls | mortar | Construction | 285.44 | Area Calculation | 80 | 44 | 1 | FALSE | 1 | FALSE |  | 1.04 | 285.44 | 285.44 | 5094 | Mortar, cement:sand (1:4) |  | 4 | B1 | -0.22042 | [7 empty] | -0.00041737
| Civic Offices | Recessed panel brick slips on ibstock brickshield or fastwall or equal approved backing system (External wall structure single brick (102mm)) | 1701027 | 8403326 | 2.5 | External walls | mortar | Construction | 285.44 | Area Calculation | 80 | 44 | 1 | FALSE | 1 | FALSE |  | 1.04 | 285.44 | 285.44 | 5094 | Mortar, cement:sand (1:4) |  | 5 | B1 | -0.22042 | [7 empty] | -0.00041737
| Civic Offices | Recessed panel brick slips on ibstock brickshield or fastwall or equal approved backing system (External wall structure single brick (102mm)) | 1701027 | 8403326 | 2.5 | External walls | mortar | Construction | 285.44 | Area Calculation | 80 | 44 | 1 | FALSE | 1 | FALSE |  | 1.04 | 285.44 | 285.44 | 5094 | Mortar, cement:sand (1:4) |  | 6 | B1 | -0.22042 | [7 empty] | -0.00041737
| Civic Offices | Recessed panel brick slips on ibstock brickshield or fastwall or equal approved backing system (External wall structure single brick (102mm)) | 1701027 | 8403326 | 2.5 | External walls | mortar | Construction | 285.44 | Area Calculation | 80 | 44 | 1 | FALSE | 1 | FALSE |  | 1.04 | 285.44 | 285.44 | 5094 | Mortar, cement:sand (1:4) |  | 7 | B1 | -0.22042 | [7 empty] | -0.00041737
| Civic Offices | Recessed panel brick slips on ibstock brickshield or fastwall or equal approved backing system (External wall structure single brick (102mm)) | 1701027 | 8403326 | 2.5 | External walls | mortar | Construction | 285.44 | Area Calculation | 80 | 44 | 1 | FALSE | 1 | FALSE |  | 1.04 | 285.44 | 285.44 | 5094 | Mortar, cement:sand (1:4) |  | 8 | B1 | -0.22042 | [7 empty] | -0.00041737
| Civic Offices | Recessed panel brick slips on ibstock brickshield or fastwall or equal approved backing system (External wall structure single brick (102mm)) | 1701027 | 8403326 | 2.5 | External walls | mortar | Construction | 285.44 | Area Calculation | 80 | 44 | 1 | FALSE | 1 | FALSE |  | 1.04 | 285.44 | 285.44 | 5094 | Mortar, cement:sand (1:4) |  | 9 | B1 | -0.22042 | [7 empty] | -0.00041737
| Civic Offices | Recessed panel brick slips on ibstock brickshield or fastwall or equal approved backing system (External wall structure single brick (102mm)) | 1701027 | 8403326 | 2.5 | External walls | mortar | Construction | 285.44 | Area Calculation | 80 | 44 | 1 | FALSE | 1 | FALSE |  | 1.04 | 285.44 | 285.44 | 5094 | Mortar, cement:sand (1:4) |  | 10 | B1 | -0.22042 | [7 empty] | -0.00041737
| Civic Offices | Recessed panel brick slips on ibstock brickshield or fastwall or equal approved backing system (External wall structure single brick (102mm)) | 1701027 | 8403326 | 2.5 | External walls | mortar | Construction | 285.44 | Area Calculation | 80 | 44 | 1 | FALSE | 1 | FALSE |  | 1.04 | 285.44 | 285.44 | 5094 | Mortar, cement:sand (1:4) |  | 11 | B1 | -0.22042 | [7 empty] | -0.00041737
| Civic Offices | Recessed panel brick slips on ibstock brickshield or fastwall or equal approved backing system (External wall structure single brick (102mm)) | 1701027 | 8403326 | 2.5 | External walls | mortar | Construction | 285.44 | Area Calculation | 80 | 44 | 1 | FALSE | 1 | FALSE |  | 1.04 | 285.44 | 285.44 | 5094 | Mortar, cement:sand (1:4) |  | 12 | B1 | -0.22042 | [7 empty] | -0.00041737
| Civic Offices | Recessed panel brick slips on ibstock brickshield or fastwall or equal approved backing system (External wall structure single brick (102mm)) | 1701027 | 8403326 | 2.5 | External walls | mortar | Construction | 285.44 | Area Calculation | 80 | 44 | 1 | FALSE | 1 | FALSE |  | 1.04 | 285.44 | 285.44 | 5094 | Mortar, cement:sand (1:4) |  | 13 | B1 | -0.22042 | [7 empty] | -0.00041737
| Civic Offices | Recessed panel brick slips on ibstock brickshield or fastwall or equal approved backing system (External wall structure single brick (102mm)) | 1701027 | 8403326 | 2.5 | External walls | mortar | Construction | 285.44 | Area Calculation | 80 | 44 | 1 | FALSE | 1 | FALSE |  | 1.04 | 285.44 | 285.44 | 5094 | Mortar, cement:sand (1:4) |  | 14 | B1 | -0.22042 | [7 empty] | -0.00041737
| Civic Offices | Recessed panel brick slips on ibstock brickshield or fastwall or equal approved backing system (External wall structure single brick (102mm)) | 1701027 | 8403326 | 2.5 | External walls | mortar | Construction | 285.44 | Area Calculation | 80 | 44 | 1 | FALSE | 1 | FALSE |  | 1.04 | 285.44 | 285.44 | 5094 | Mortar, cement:sand (1:4) |  | 15 | B1 | -0.22042 | [7 empty] | -0.00041737
| Civic Offices | Recessed panel brick slips on ibstock brickshield or fastwall or equal approved backing system (External wall structure single brick (102mm)) | 1701027 | 8403326 | 2.5 | External walls | mortar | Construction | 285.44 | Area Calculation | 80 | 44 | 1 | FALSE | 1 | FALSE |  | 1.04 | 285.44 | 285.44 | 5094 | Mortar, cement:sand (1:4) |  | 16 | B1 | -0.22042 | [7 empty] | -0.00041737
| Civic Offices | Recessed panel brick slips on ibstock brickshield or fastwall or equal approved backing system (External wall structure single brick (102mm)) | 1701027 | 8403326 | 2.5 | External walls | mortar | Construction | 285.44 | Area Calculation | 80 | 44 | 1 | FALSE | 1 | FALSE |  | 1.04 | 285.44 | 285.44 | 5094 | Mortar, cement:sand (1:4) |  | 17 | B1 | -0.22042 | [7 empty] | -0.00041737
| Civic Offices | Recessed panel brick slips on ibstock brickshield or fastwall or equal approved backing system (External wall structure single brick (102mm)) | 1701027 | 8403326 | 2.5 | External walls | mortar | Construction | 285.44 | Area Calculation | 80 | 44 | 1 | FALSE | 1 | FALSE |  | 1.04 | 285.44 | 285.44 | 5094 | Mortar, cement:sand (1:4) |  | 18 | B1 | -0.22042 | [7 empty] | -0.00041737
| Civic Offices | Recessed panel brick slips on ibstock brickshield or fastwall or equal approved backing system (External wall structure single brick (102mm)) | 1701027 | 8403326 | 2.5 | External walls | mortar | Construction | 285.44 | Area Calculation | 80 | 44 | 1 | FALSE | 1 | FALSE |  | 1.04 | 285.44 | 285.44 | 5094 | Mortar, cement:sand (1:4) |  | 19 | B1 | -0.22042 | [7 empty] | -0.00041737
| Civic Offices | Recessed panel brick slips on ibstock brickshield or fastwall or equal approved backing system (External wall structure single brick (102mm)) | 1701027 | 8403326 | 2.5 | External walls | mortar | Construction | 285.44 | Area Calculation | 80 | 44 | 1 | FALSE | 1 | FALSE |  | 1.04 | 285.44 | 285.44 | 5094 | Mortar, cement:sand (1:4) |  | 20 | B1 | -0.22042 | [7 empty] | -0.00041737
| Civic Offices | Recessed panel brick slips on ibstock brickshield or fastwall or equal approved backing system (External wall structure single brick (102mm)) | 1701027 | 8403326 | 2.5 | External walls | mortar | Construction | 285.44 | Area Calculation | 80 | 44 | 1 | FALSE | 1 | FALSE |  | 1.04 | 285.44 | 285.44 | 5094 | Mortar, cement:sand (1:4) |  | 21 | B1 | -0.22042 | [7 empty] | -0.00041737
| Civic Offices | Recessed panel brick slips on ibstock brickshield or fastwall or equal approved backing system (External wall structure single brick (102mm)) | 1701027 | 8403326 | 2.5 | External walls | mortar | Construction | 285.44 | Area Calculation | 80 | 44 | 1 | FALSE | 1 | FALSE |  | 1.04 | 285.44 | 285.44 | 5094 | Mortar, cement:sand (1:4) |  | 22 | B1 | -0.22042 | [7 empty] | -0.00041737
| Civic Offices | Recessed panel brick slips on ibstock brickshield or fastwall or equal approved backing system (External wall structure single brick (102mm)) | 1701027 | 8403326 | 2.5 | External walls | mortar | Construction | 285.44 | Area Calculation | 80 | 44 | 1 | FALSE | 1 | FALSE |  | 1.04 | 285.44 | 285.44 | 5094 | Mortar, cement:sand (1:4) |  | 23 | B1 | -0.22042 | [7 empty] | -0.00041737
| Civic Offices | Recessed panel brick slips on ibstock brickshield or fastwall or equal approved backing system (External wall structure single brick (102mm)) | 1701027 | 8403326 | 2.5 | External walls | mortar | Construction | 285.44 | Area Calculation | 80 | 44 | 1 | FALSE | 1 | FALSE |  | 1.04 | 285.44 | 285.44 | 5094 | Mortar, cement:sand (1:4) |  | 24 | B1 | -0.22042 | [7 empty] | -0.00041737
| Civic Offices | Recessed panel brick slips on ibstock brickshield or fastwall or equal approved backing system (External wall structure single brick (102mm)) | 1701027 | 8403326 | 2.5 | External walls | mortar | Construction | 285.44 | Area Calculation | 80 | 44 | 1 | FALSE | 1 | FALSE |  | 1.04 | 285.44 | 285.44 | 5094 | Mortar, cement:sand (1:4) |  | 25 | B1 | -0.22042 | [7 empty] | -0.00041737
| Civic Offices | Recessed panel brick slips on ibstock brickshield or fastwall or equal approved backing system (External wall structure single brick (102mm)) | 1701027 | 8403326 | 2.5 | External walls | mortar | Construction | 285.44 | Area Calculation | 80 | 44 | 1 | FALSE | 1 | FALSE |  | 1.04 | 285.44 | 285.44 | 5094 | Mortar, cement:sand (1:4) |  | 26 | B1 | -0.22042 | [7 empty] | -0.00041737
| Civic Offices | Recessed panel brick slips on ibstock brickshield or fastwall or equal approved backing system (External wall structure single brick (102mm)) | 1701027 | 8403326 | 2.5 | External walls | mortar | Construction | 285.44 | Area Calculation | 80 | 44 | 1 | FALSE | 1 | FALSE |  | 1.04 | 285.44 | 285.44 | 5094 | Mortar, cement:sand (1:4) |  | 27 | B1 | -0.22042 | [7 empty] | -0.00041737
| Civic Offices | Recessed panel brick slips on ibstock brickshield or fastwall or equal approved backing system (External wall structure single brick (102mm)) | 1701027 | 8403326 | 2.5 | External walls | mortar | Construction | 285.44 | Area Calculation | 80 | 44 | 1 | FALSE | 1 | FALSE |  | 1.04 | 285.44 | 285.44 | 5094 | Mortar, cement:sand (1:4) |  | 28 | B1 | -0.22042 | [7 empty] | -0.00041737
| Civic Offices | Recessed panel brick slips on ibstock brickshield or fastwall or equal approved backing system (External wall structure single brick (102mm)) | 1701027 | 8403326 | 2.5 | External walls | mortar | Construction | 285.44 | Area Calculation | 80 | 44 | 1 | FALSE | 1 | FALSE |  | 1.04 | 285.44 | 285.44 | 5094 | Mortar, cement:sand (1:4) |  | 29 | B1 | -0.22042 | [7 empty] | -0.00041737
| Civic Offices | Recessed panel brick slips on ibstock brickshield or fastwall or equal approved backing system (External wall structure single brick (102mm)) | 1701027 | 8403326 | 2.5 | External walls | mortar | Construction | 285.44 | Area Calculation | 80 | 44 | 1 | FALSE | 1 | FALSE |  | 1.04 | 285.44 | 285.44 | 5094 | Mortar, cement:sand (1:4) |  | 30 | B1 | -0.22042 | [7 empty] | -0.00041737
| Civic Offices | Recessed panel brick slips on ibstock brickshield or fastwall or equal approved backing system (External wall structure single brick (102mm)) | 1701027 | 8403326 | 2.5 | External walls | mortar | Construction | 285.44 | Area Calculation | 80 | 44 | 1 | FALSE | 1 | FALSE |  | 1.04 | 285.44 | 285.44 | 5094 | Mortar, cement:sand (1:4) |  | 31 | B1 | -0.22042 | [7 empty] | -0.00041737
| Civic Offices | Recessed panel brick slips on ibstock brickshield or fastwall or equal approved backing system (External wall structure single brick (102mm)) | 1701027 | 8403326 | 2.5 | External walls | mortar | Construction | 285.44 | Area Calculation | 80 | 44 | 1 | FALSE | 1 | FALSE |  | 1.04 | 285.44 | 285.44 | 5094 | Mortar, cement:sand (1:4) |  | 32 | B1 | -0.22042 | [7 empty] | -0.00041737
| Civic Offices | Recessed panel brick slips on ibstock brickshield or fastwall or equal approved backing system (External wall structure single brick (102mm)) | 1701027 | 8403326 | 2.5 | External walls | mortar | Construction | 285.44 | Area Calculation | 80 | 44 | 1 | FALSE | 1 | FALSE |  | 1.04 | 285.44 | 285.44 | 5094 | Mortar, cement:sand (1:4) |  | 33 | B1 | -0.22042 | [7 empty] | -0.00041737
| Civic Offices | Recessed panel brick slips on ibstock brickshield or fastwall or equal approved backing system (External wall structure single brick (102mm)) | 1701027 | 8403326 | 2.5 | External walls | mortar | Construction | 285.44 | Area Calculation | 80 | 44 | 1 | FALSE | 1 | FALSE |  | 1.04 | 285.44 | 285.44 | 5094 | Mortar, cement:sand (1:4) |  | 34 | B1 | -0.22042 | [7 empty] | -0.00041737
| Civic Offices | Recessed panel brick slips on ibstock brickshield or fastwall or equal approved backing system (External wall structure single brick (102mm)) | 1701027 | 8403326 | 2.5 | External walls | mortar | Construction | 285.44 | Area Calculation | 80 | 44 | 1 | FALSE | 1 | FALSE |  | 1.04 | 285.44 | 285.44 | 5094 | Mortar, cement:sand (1:4) |  | 35 | B1 | -0.22042 | [7 empty] | -0.00041737
| Civic Offices | Recessed panel brick slips on ibstock brickshield or fastwall or equal approved backing system (External wall structure single brick (102mm)) | 1701027 | 8403326 | 2.5 | External walls | mortar | Construction | 285.44 | Area Calculation | 80 | 44 | 1 | FALSE | 1 | FALSE |  | 1.04 | 285.44 | 285.44 | 5094 | Mortar, cement:sand (1:4) |  | 36 | B1 | -0.22042 | [7 empty] | -0.00041737
| Civic Offices | Recessed panel brick slips on ibstock brickshield or fastwall or equal approved backing system (External wall structure single brick (102mm)) | 1701027 | 8403326 | 2.5 | External walls | mortar | Construction | 285.44 | Area Calculation | 80 | 44 | 1 | FALSE | 1 | FALSE |  | 1.04 | 285.44 | 285.44 | 5094 | Mortar, cement:sand (1:4) |  | 37 | B1 | -0.22042 | [7 empty] | -0.00041737
| Civic Offices | Recessed panel brick slips on ibstock brickshield or fastwall or equal approved backing system (External wall structure single brick (102mm)) | 1701027 | 8403326 | 2.5 | External walls | mortar | Construction | 285.44 | Area Calculation | 80 | 44 | 1 | FALSE | 1 | FALSE |  | 1.04 | 285.44 | 285.44 | 5094 | Mortar, cement:sand (1:4) |  | 38 | B1 | -0.22042 | [7 empty] | -0.00041737
| Civic Offices | Recessed panel brick slips on ibstock brickshield or fastwall or equal approved backing system (External wall structure single brick (102mm)) | 1701027 | 8403326 | 2.5 | External walls | mortar | Construction | 285.44 | Area Calculation | 80 | 44 | 1 | FALSE | 1 | FALSE |  | 1.04 | 285.44 | 285.44 | 5094 | Mortar, cement:sand (1:4) |  | 39 | B1 | -0.22042 | [7 empty] | -0.00041737
| Civic Offices | Recessed panel brick slips on ibstock brickshield or fastwall or equal approved backing system (External wall structure single brick (102mm)) | 1701027 | 8403326 | 2.5 | External walls | mortar | Construction | 285.44 | Area Calculation | 80 | 44 | 1 | FALSE | 1 | FALSE |  | 1.04 | 285.44 | 285.44 | 5094 | Mortar, cement:sand (1:4) |  | 40 | B1 | -0.22042 | [7 empty] | -0.00041737
| Civic Offices | Recessed panel brick slips on ibstock brickshield or fastwall or equal approved backing system (External wall structure single brick (102mm)) | 1701027 | 8403326 | 2.5 | External walls | mortar | Construction | 285.44 | Area Calculation | 80 | 44 | 1 | FALSE | 1 | FALSE |  | 1.04 | 285.44 | 285.44 | 5094 | Mortar, cement:sand (1:4) |  | 41 | B1 | -0.22042 | [7 empty] | -0.00041737
| Civic Offices | Recessed panel brick slips on ibstock brickshield or fastwall or equal approved backing system (External wall structure single brick (102mm)) | 1701027 | 8403326 | 2.5 | External walls | mortar | Construction | 285.44 | Area Calculation | 80 | 44 | 1 | FALSE | 1 | FALSE |  | 1.04 | 285.44 | 285.44 | 5094 | Mortar, cement:sand (1:4) |  | 42 | B1 | -0.22042 | [7 empty] | -0.00041737
| Civic Offices | Recessed panel brick slips on ibstock brickshield or fastwall or equal approved backing system (External wall structure single brick (102mm)) | 1701027 | 8403326 | 2.5 | External walls | mortar | Construction | 285.44 | Area Calculation | 80 | 44 | 1 | FALSE | 1 | FALSE |  | 1.04 | 285.44 | 285.44 | 5094 | Mortar, cement:sand (1:4) |  | 43 | B1 | -0.22042 | [7 empty] | -0.00041737
| Civic Offices | Recessed panel brick slips on ibstock brickshield or fastwall or equal approved backing system (External wall structure single brick (102mm)) | 1701027 | 8403326 | 2.5 | External walls | mortar | Construction | 285.44 | Area Calculation | 80 | 44 | 1 | FALSE | 1 | FALSE |  | 1.04 | 285.44 | 285.44 | 5094 | Mortar, cement:sand (1:4) |  | 44 | B1 | -0.22042 | [7 empty] | -0.00041737
| Civic Offices | Recessed panel brick slips on ibstock brickshield or fastwall or equal approved backing system (External wall structure single brick (102mm)) | 1701027 | 8403326 | 2.5 | External walls | mortar | Construction | 285.44 | Area Calculation | 80 | 44 | 1 | FALSE | 1 | FALSE |  | 1.04 | 285.44 | 285.44 | 5094 | Mortar, cement:sand (1:4) |  | 45 | B1 | -0.22042 | [7 empty] | -0.00041737
| Civic Offices | Recessed panel brick slips on ibstock brickshield or fastwall or equal approved backing system (External wall structure single brick (102mm)) | 1701027 | 8403326 | 2.5 | External walls | mortar | Construction | 285.44 | Area Calculation | 80 | 44 | 1 | FALSE | 1 | FALSE |  | 1.04 | 285.44 | 285.44 | 5094 | Mortar, cement:sand (1:4) |  | 46 | B1 | -0.22042 | [7 empty] | -0.00041737
| Civic Offices | Recessed panel brick slips on ibstock brickshield or fastwall or equal approved backing system (External wall structure single brick (102mm)) | 1701027 | 8403326 | 2.5 | External walls | mortar | Construction | 285.44 | Area Calculation | 80 | 44 | 1 | FALSE | 1 | FALSE |  | 1.04 | 285.44 | 285.44 | 5094 | Mortar, cement:sand (1:4) |  | 47 | B1 | -0.22042 | [7 empty] | -0.00041737
| Civic Offices | Recessed panel brick slips on ibstock brickshield or fastwall or equal approved backing system (External wall structure single brick (102mm)) | 1701027 | 8403326 | 2.5 | External walls | mortar | Construction | 285.44 | Area Calculation | 80 | 44 | 1 | FALSE | 1 | FALSE |  | 1.04 | 285.44 | 285.44 | 5094 | Mortar, cement:sand (1:4) |  | 48 | B1 | -0.22042 | [7 empty] | -0.00041737
| Civic Offices | Recessed panel brick slips on ibstock brickshield or fastwall or equal approved backing system (External wall structure single brick (102mm)) | 1701027 | 8403326 | 2.5 | External walls | mortar | Construction | 285.44 | Area Calculation | 80 | 44 | 1 | FALSE | 1 | FALSE |  | 1.04 | 285.44 | 285.44 | 5094 | Mortar, cement:sand (1:4) |  | 49 | B1 | -0.22042 | [7 empty] | -0.00041737
| Civic Offices | Recessed panel brick slips on ibstock brickshield or fastwall or equal approved backing system (External wall structure single brick (102mm)) | 1701027 | 8403326 | 2.5 | External walls | mortar | Construction | 285.44 | Area Calculation | 80 | 44 | 1 | FALSE | 1 | FALSE |  | 1.04 | 285.44 | 285.44 | 5094 | Mortar, cement:sand (1:4) |  | 50 | B1 | -0.22042 | [7 empty] | -0.00041737
| Civic Offices | Recessed panel brick slips on ibstock brickshield or fastwall or equal approved backing system (External wall structure single brick (102mm)) | 1701027 | 8403326 | 2.5 | External walls | mortar | Construction | 285.44 | Area Calculation | 80 | 44 | 1 | FALSE | 1 | FALSE |  | 1.04 | 285.44 | 285.44 | 5094 | Mortar, cement:sand (1:4) |  | 51 | B1 | -0.22042 | [7 empty] | -0.00041737
| Civic Offices | Recessed panel brick slips on ibstock brickshield or fastwall or equal approved backing system (External wall structure single brick (102mm)) | 1701027 | 8403326 | 2.5 | External walls | mortar | Construction | 285.44 | Area Calculation | 80 | 44 | 1 | FALSE | 1 | FALSE |  | 1.04 | 285.44 | 285.44 | 5094 | Mortar, cement:sand (1:4) |  | 52 | B1 | -0.22042 | [7 empty] | -0.00041737
| Civic Offices | Recessed panel brick slips on ibstock brickshield or fastwall or equal approved backing system (External wall structure single brick (102mm)) | 1701027 | 8403326 | 2.5 | External walls | mortar | Construction | 285.44 | Area Calculation | 80 | 44 | 1 | FALSE | 1 | FALSE |  | 1.04 | 285.44 | 285.44 | 5094 | Mortar, cement:sand (1:4) |  | 53 | B1 | -0.22042 | [7 empty] | -0.00041737
| Civic Offices | Recessed panel brick slips on ibstock brickshield or fastwall or equal approved backing system (External wall structure single brick (102mm)) | 1701027 | 8403326 | 2.5 | External walls | mortar | Construction | 285.44 | Area Calculation | 80 | 44 | 1 | FALSE | 1 | FALSE |  | 1.04 | 285.44 | 285.44 | 5094 | Mortar, cement:sand (1:4) |  | 54 | B1 | -0.22042 | [7 empty] | -0.00041737
| Civic Offices | Recessed panel brick slips on ibstock brickshield or fastwall or equal approved backing system (External wall structure single brick (102mm)) | 1701027 | 8403326 | 2.5 | External walls | mortar | Construction | 285.44 | Area Calculation | 80 | 44 | 1 | FALSE | 1 | FALSE |  | 1.04 | 285.44 | 285.44 | 5094 | Mortar, cement:sand (1:4) |  | 55 | B1 | -0.22042 | [7 empty] | -0.00041737
| Civic Offices | Recessed panel brick slips on ibstock brickshield or fastwall or equal approved backing system (External wall structure single brick (102mm)) | 1701027 | 8403326 | 2.5 | External walls | mortar | Construction | 285.44 | Area Calculation | 80 | 44 | 1 | FALSE | 1 | FALSE |  | 1.04 | 285.44 | 285.44 | 5094 | Mortar, cement:sand (1:4) |  | 56 | B1 | -0.22042 | [7 empty] | -0.00041737
| Civic Offices | Recessed panel brick slips on ibstock brickshield or fastwall or equal approved backing system (External wall structure single brick (102mm)) | 1701027 | 8403326 | 2.5 | External walls | mortar | Construction | 285.44 | Area Calculation | 80 | 44 | 1 | FALSE | 1 | FALSE |  | 1.04 | 285.44 | 285.44 | 5094 | Mortar, cement:sand (1:4) |  | 57 | B1 | -0.22042 | [7 empty] | -0.00041737
| Civic Offices | Recessed panel brick slips on ibstock brickshield or fastwall or equal approved backing system (External wall structure single brick (102mm)) | 1701027 | 8403326 | 2.5 | External walls | mortar | Construction | 285.44 | Area Calculation | 80 | 44 | 1 | FALSE | 1 | FALSE |  | 1.04 | 285.44 | 285.44 | 5094 | Mortar, cement:sand (1:4) |  | 58 | B1 | -0.22042 | [7 empty] | -0.00041737
| Civic Offices | Recessed panel brick slips on ibstock brickshield or fastwall or equal approved backing system (External wall structure single brick (102mm)) | 1701027 | 8403326 | 2.5 | External walls | mortar | Construction | 285.44 | Area Calculation | 80 | 44 | 1 | FALSE | 1 | FALSE |  | 1.04 | 285.44 | 285.44 | 5094 | Mortar, cement:sand (1:4) |  | 59 | B1 | -0.22042 | [7 empty] | -0.00041737
| Civic Offices | Recessed panel brick slips on ibstock brickshield or fastwall or equal approved backing system (External wall structure single brick (102mm)) | 1701027 | 8403326 | 2.5 | External walls | mortar | Construction | 285.44 | Area Calculation | 80 | 44 | 1 | FALSE | 1 | FALSE |  | 1.04 | 285.44 | 285.44 | 5094 | Mortar, cement:sand (1:4) |  | 60 | B1 | -0.22042 | [7 empty] | -0.00041737
| Civic Offices | Recessed panel brick slips on ibstock brickshield or fastwall or equal approved backing system (External wall structure single brick (102mm)) | 1701027 | 8403327 | 2.5 | External walls | brick | Construction | 1130.6049 | Area Calculation | 80 | 44 | 1 | FALSE | 1 | FALSE |  | 1.06 | 1130.6049 | 1130.6049 | 5054 | Brick, clay |  | 0 | A1A3 | 290.5658 | 2.6024e-05 | 0.78977 | 0.17713 | 0.14353 | 0.00030396 | 3112.0209 | 390.4188 | 0.95214
| Civic Offices | Recessed panel brick slips on ibstock brickshield or fastwall or equal approved backing system (External wall structure single brick (102mm)) | 1701027 | 8403327 | 2.5 | External walls | brick | Construction | 1130.6049 | Area Calculation | 80 | 44 | 1 | FALSE | 1 | FALSE |  | 1.06 | 1130.6049 | 1130.6049 | 5054 | Brick, clay |  | 0 | A4 | 16.5138 | 2.9671e-06 | 0.054072 | 0.014615 | 0.0092246 | 5.7592e-05 | 246.165 | 37.5876 | 0.067957
| Civic Offices | Recessed panel brick slips on ibstock brickshield or fastwall or equal approved backing system (External wall structure single brick (102mm)) | 1701027 | 8403327 | 2.5 | External walls | brick | Construction | 1130.6049 | Area Calculation | 80 | 44 | 1 | FALSE | 1 | FALSE |  | 1.06 | 1130.6049 | 1130.6049 | 5054 | Brick, clay |  | 0 | A5 | 0.088043 | 3.0351e-08 | 0.00067808 | 0.00016743 | 0.00011714 | 9.5173e-08 | 2.5572 | 10.1754 | 0
| Civic Offices | Recessed panel brick slips on ibstock brickshield or fastwall or equal approved backing system (External wall structure single brick (102mm)) | 1701027 | 8403327 | 2.5 | External walls | brick | Construction | 1130.6049 | Area Calculation | 80 | 44 | 1 | FALSE | 1 | FALSE |  | 1.06 | 1130.6049 | 1130.6049 | 5054 | Brick, clay |  | 0 | D2 | 0 | 0 | 0 | 0 | 0 | 0 | 0 | 0 | 0
| Civic Offices | Recessed panel brick slips on ibstock brickshield or fastwall or equal approved backing system (External wall structure single brick (102mm)) | 1701027 | 8403327 | 2.5 | External walls | brick | Construction | 1130.6049 | Area Calculation | 80 | 44 | 1 | FALSE | 1 | FALSE |  | 1.06 | 1130.6049 | 1130.6049 | 5054 | Brick, clay |  | 0 | D3 | 0 | 0 | 0 | 0 | 0 | 0 | 0 | 0 | 0
| Civic Offices | Recessed panel brick slips on ibstock brickshield or fastwall or equal approved backing system (External wall structure single brick (102mm)) | 1701027 | 8403327 | 2.5 | External walls | brick | Construction | 1130.6049 | Area Calculation | 80 | 44 | 1 | FALSE | 1 | FALSE |  | 1.06 | 1130.6049 | 1130.6049 | 5054 | Brick, clay |  | 0 | D4 | 0 | 0 | 0 | 0 | 0 | 0 | 0 | 0 | 0
| Civic Offices | Recessed panel brick slips on ibstock brickshield or fastwall or equal approved backing system (External wall structure single brick (102mm)) | 1701027 | 8403327 | 2.5 | External walls | brick | Construction | 1130.6049 | Area Calculation | 80 | 44 | 1 | FALSE | 1 | FALSE |  | 1.06 | 1130.6049 | 1130.6049 | 5054 | Brick, clay |  | 60 | C2 | 0 | 0 | 0 | 0 | 0 | 0 | 0 | 0 | 0
| Civic Offices | Recessed panel brick slips on ibstock brickshield or fastwall or equal approved backing system (External wall structure single brick (102mm)) | 1701027 | 8403327 | 2.5 | External walls | brick | Construction | 1130.6049 | Area Calculation | 80 | 44 | 1 | FALSE | 1 | FALSE |  | 1.06 | 1130.6049 | 1130.6049 | 5054 | Brick, clay |  | 60 | C4 | 1.1754 | 3.0778e-07 | 0.0082193 | 0.0027008 | 0.0013639 | 1.658e-06 | 28.8148 | 169.5907 | 0.058945
| Civic Offices | Recessed panel brick slips on ibstock brickshield or fastwall or equal approved backing system (External wall structure single brick (102mm)) | 1701027 | 8403327 | 2.5 | External walls | brick | Construction | 1130.6049 | Area Calculation | 80 | 44 | 1 | FALSE | 1 | FALSE |  | 1.06 | 1130.6049 | 1130.6049 | 5054 | Brick, clay |  | 60 | D2 | 0 | 0 | 0 | 0 | 0 | 0 | 0 | 0 | 0
| Civic Offices | Recessed panel brick slips on ibstock brickshield or fastwall or equal approved backing system (External wall structure single brick (102mm)) | 1701027 | 8403327 | 2.5 | External walls | brick | Construction | 1130.6049 | Area Calculation | 80 | 44 | 1 | FALSE | 1 | FALSE |  | 1.06 | 1130.6049 | 1130.6049 | 5054 | Brick, clay |  | 60 | D3 | 0 | 0 | 0 | 0 | 0 | 0 | 0 | 0 | 0
| Civic Offices | Recessed panel brick slips on ibstock brickshield or fastwall or equal approved backing system (External wall structure single brick (102mm)) | 1701027 | 8403327 | 2.5 | External walls | brick | Construction | 1130.6049 | Area Calculation | 80 | 44 | 1 | FALSE | 1 | FALSE |  | 1.06 | 1130.6049 | 1130.6049 | 5054 | Brick, clay |  | 60 | D4 | 0 | 0 | 0 | 0 | 0 | 0 | 0 | 0 | 0
| Civic Offices | External Wall structure aluminium frame for curtain walling | 1701030 | 8403330 | 2.5 | External walls | curtain | Construction | 341.496 | Area Calculation | 40 | 44 | 1 | FALSE | 1 | FALSE |  | 1.01 | 341.496 | 682.992 | 5006 | Curtain wall system (mullions/transoms), aluminium (coated/protected) |  | 0 | A1A3 | 6481.3674 | 0.00021947 | 44.3076 | 10.1529 | 3.2912 | 0.0056456 | 81007.2263 | 1371.1275 | 43.0332
| Civic Offices | External Wall structure aluminium frame for curtain walling | 1701030 | 8403330 | 2.5 | External walls | curtain | Construction | 341.496 | Area Calculation | 40 | 44 | 1 | FALSE | 1 | FALSE |  | 1.01 | 341.496 | 682.992 | 5006 | Curtain wall system (mullions/transoms), aluminium (coated/protected) |  | 0 | A4 | 16.9969 | 1.8852e-06 | 0.088057 | 0.01429 | 0.010859 | 2.3621e-05 | 245.4213 | 66.7147 | 0.06705
| Civic Offices | External Wall structure aluminium frame for curtain walling | 1701030 | 8403330 | 2.5 | External walls | curtain | Construction | 341.496 | Area Calculation | 40 | 44 | 1 | FALSE | 1 | FALSE |  | 1.01 | 341.496 | 682.992 | 5006 | Curtain wall system (mullions/transoms), aluminium (coated/protected) |  | 0 | A5 | 0.0017751 | 4.6482e-10 | 1.2413e-05 | 4.0789e-06 | 2.0598e-06 | 2.504e-09 | 0.043517 | 0.51224 | 0
| Civic Offices | External Wall structure aluminium frame for curtain walling | 1701030 | 8403330 | 2.5 | External walls | curtain | Construction | 341.496 | Area Calculation | 40 | 44 | 1 | FALSE | 1 | FALSE |  | 1.01 | 341.496 | 682.992 | 5006 | Curtain wall system (mullions/transoms), aluminium (coated/protected) |  | 0 | D2 | 0 | 0 | 0 | 0 | 0 | 0 | 0 | 0 | 0
| Civic Offices | External Wall structure aluminium frame for curtain walling | 1701030 | 8403330 | 2.5 | External walls | curtain | Construction | 341.496 | Area Calculation | 40 | 44 | 1 | FALSE | 1 | FALSE |  | 1.01 | 341.496 | 682.992 | 5006 | Curtain wall system (mullions/transoms), aluminium (coated/protected) |  | 0 | D3 | 0 | 0 | 0 | 0 | 0 | 0 | 0 | 0 | 0
| Civic Offices | External Wall structure aluminium frame for curtain walling | 1701030 | 8403330 | 2.5 | External walls | curtain | Construction | 341.496 | Area Calculation | 40 | 44 | 1 | FALSE | 1 | FALSE |  | 1.01 | 341.496 | 682.992 | 5006 | Curtain wall system (mullions/transoms), aluminium (coated/protected) |  | 0 | D4 | 0 | 0 | 0 | 0 | 0 | 0 | 0 | 0 | 0
| Civic Offices | External Wall structure aluminium frame for curtain walling | 1701030 | 8403330 | 2.5 | External walls | curtain | Construction | 341.496 | Area Calculation | 40 | 44 | 1 | FALSE | 1 | FALSE |  | 1.01 | 341.496 | 682.992 | 5006 | Curtain wall system (mullions/transoms), aluminium (coated/protected) |  | 60 | C2 | 0 | 0 | 0 | 0 | 0 | 0 | 0 | 0 | 0
| Civic Offices | External Wall structure aluminium frame for curtain walling | 1701030 | 8403330 | 2.5 | External walls | curtain | Construction | 341.496 | Area Calculation | 40 | 44 | 1 | FALSE | 1 | FALSE |  | 1.01 | 341.496 | 682.992 | 5006 | Curtain wall system (mullions/transoms), aluminium (coated/protected) |  | 60 | C4 | 0.17751 | 4.6482e-08 | 0.0012413 | 0.00040789 | 0.00020598 | 2.504e-07 | 4.3517 | 51.2244 | 0.0089021
| Civic Offices | External Wall structure aluminium frame for curtain walling | 1701030 | 8403330 | 2.5 | External walls | curtain | Construction | 341.496 | Area Calculation | 40 | 44 | 1 | FALSE | 1 | FALSE |  | 1.01 | 341.496 | 682.992 | 5006 | Curtain wall system (mullions/transoms), aluminium (coated/protected) |  | 60 | D2 | 0 | 0 | 0 | 0 | 0 | 0 | 0 | 0 | 0
| Civic Offices | External Wall structure aluminium frame for curtain walling | 1701030 | 8403330 | 2.5 | External walls | curtain | Construction | 341.496 | Area Calculation | 40 | 44 | 1 | FALSE | 1 | FALSE |  | 1.01 | 341.496 | 682.992 | 5006 | Curtain wall system (mullions/transoms), aluminium (coated/protected) |  | 60 | D3 | 0 | 0 | 0 | 0 | 0 | 0 | 0 | 0 | 0
| Civic Offices | External Wall structure aluminium frame for curtain walling | 1701030 | 8403330 | 2.5 | External walls | curtain | Construction | 341.496 | Area Calculation | 40 | 44 | 1 | FALSE | 1 | FALSE |  | 1.01 | 341.496 | 682.992 | 5006 | Curtain wall system (mullions/transoms), aluminium (coated/protected) |  | 60 | D4 | 0 | 0 | 0 | 0 | 0 | 0 | 0 | 0 | 0
| Civic Offices | External Wall structure aluminium frame for curtain walling | 1701030 | 8403330 | 2.5 | External walls | curtain | Construction | 341.496 | Area Calculation | 40 | 44 | 1 | FALSE | 1 | FALSE |  | 1.01 | 341.496 | 682.992 | 5006 | Curtain wall system (mullions/transoms), aluminium (coated/protected) |  | 40 | B4B5 | 6498.5436 | 0.0002214 | 44.3969 | 10.1676 | 3.3022 | 0.0056695 | 81257.0429 | 1489.5788 | 43.1002
| Civic Offices | External Wall structure aluminium frame for curtain walling | 1701030 | 8403330 | 2.5 | External walls | curtain | Construction | 341.496 | Area Calculation | 40 | 44 | 1 | FALSE | 1 | FALSE |  | 1.01 | 341.496 | 682.992 | 5006 | Curtain wall system (mullions/transoms), aluminium (coated/protected) |  | 40 | D2 | 0 | 0 | 0 | 0 | 0 | 0 | 0 | 0 | 0
| Civic Offices | External Wall structure aluminium frame for curtain walling | 1701030 | 8403330 | 2.5 | External walls | curtain | Construction | 341.496 | Area Calculation | 40 | 44 | 1 | FALSE | 1 | FALSE |  | 1.01 | 341.496 | 682.992 | 5006 | Curtain wall system (mullions/transoms), aluminium (coated/protected) |  | 40 | D3 | 0 | 0 | 0 | 0 | 0 | 0 | 0 | 0 | 0
| Civic Offices | External Wall structure aluminium frame for curtain walling | 1701030 | 8403330 | 2.5 | External walls | curtain | Construction | 341.496 | Area Calculation | 40 | 44 | 1 | FALSE | 1 | FALSE |  | 1.01 | 341.496 | 682.992 | 5006 | Curtain wall system (mullions/transoms), aluminium (coated/protected) |  | 40 | D4 | 0 | 0 | 0 | 0 | 0 | 0 | 0 | 0 | 0
| Civic Offices | External Wall structure aluminium frame for curtain walling | 1701030 | 8403331 | 2.5 | External walls | curtain | Construction | 89.652 | Area Calculation | 40 | 44 | 1 | FALSE | 1 | FALSE |  | 1.01 | 89.652 | 179.304 | 5169 | Curtain wall system (fixing bracket), steel (galvanized) |  | 0 | A1A3 | 235.2838 | 1.5994e-05 | 3.8462 | 1.2006 | 0.22634 | 0.055481 | 3167.3537 | 177.7779 | 4.5841
| Civic Offices | External Wall structure aluminium frame for curtain walling | 1701030 | 8403331 | 2.5 | External walls | curtain | Construction | 89.652 | Area Calculation | 40 | 44 | 1 | FALSE | 1 | FALSE |  | 1.01 | 89.652 | 179.304 | 5169 | Curtain wall system (fixing bracket), steel (galvanized) |  | 0 | A4 | 3.7583 | 5.2006e-07 | 0.017869 | 0.0033181 | 0.002359 | 8.3697e-06 | 54.9893 | 15.9696 | 0.015274
| Civic Offices | External Wall structure aluminium frame for curtain walling | 1701030 | 8403331 | 2.5 | External walls | curtain | Construction | 89.652 | Area Calculation | 40 | 44 | 1 | FALSE | 1 | FALSE |  | 1.01 | 89.652 | 179.304 | 5169 | Curtain wall system (fixing bracket), steel (galvanized) |  | 0 | A5 | 0.00046601 | 1.2203e-10 | 3.2588e-06 | 1.0708e-06 | 5.4076e-07 | 6.5738e-10 | 0.011424 | 0.13448 | 0
| Civic Offices | External Wall structure aluminium frame for curtain walling | 1701030 | 8403331 | 2.5 | External walls | curtain | Construction | 89.652 | Area Calculation | 40 | 44 | 1 | FALSE | 1 | FALSE |  | 1.01 | 89.652 | 179.304 | 5169 | Curtain wall system (fixing bracket), steel (galvanized) |  | 0 | D2 | 0 | 0 | 0 | 0 | 0 | 0 | 0 | 0 | 0
| Civic Offices | External Wall structure aluminium frame for curtain walling | 1701030 | 8403331 | 2.5 | External walls | curtain | Construction | 89.652 | Area Calculation | 40 | 44 | 1 | FALSE | 1 | FALSE |  | 1.01 | 89.652 | 179.304 | 5169 | Curtain wall system (fixing bracket), steel (galvanized) |  | 0 | D3 | 0 | 0 | 0 | 0 | 0 | 0 | 0 | 0 | 0
| Civic Offices | External Wall structure aluminium frame for curtain walling | 1701030 | 8403331 | 2.5 | External walls | curtain | Construction | 89.652 | Area Calculation | 40 | 44 | 1 | FALSE | 1 | FALSE |  | 1.01 | 89.652 | 179.304 | 5169 | Curtain wall system (fixing bracket), steel (galvanized) |  | 0 | D4 | 0 | 0 | 0 | 0 | 0 | 0 | 0 | 0 | 0
| Civic Offices | External Wall structure aluminium frame for curtain walling | 1701030 | 8403331 | 2.5 | External walls | curtain | Construction | 89.652 | Area Calculation | 40 | 44 | 1 | FALSE | 1 | FALSE |  | 1.01 | 89.652 | 179.304 | 5169 | Curtain wall system (fixing bracket), steel (galvanized) |  | 60 | C2 | 0 | 0 | 0 | 0 | 0 | 0 | 0 | 0 | 0
| Civic Offices | External Wall structure aluminium frame for curtain walling | 1701030 | 8403331 | 2.5 | External walls | curtain | Construction | 89.652 | Area Calculation | 40 | 44 | 1 | FALSE | 1 | FALSE |  | 1.01 | 89.652 | 179.304 | 5169 | Curtain wall system (fixing bracket), steel (galvanized) |  | 60 | C4 | 0.046601 | 1.2203e-08 | 0.00032588 | 0.00010708 | 5.4076e-05 | 6.5738e-08 | 1.1424 | 13.4478 | 0.0023371
| Civic Offices | External Wall structure aluminium frame for curtain walling | 1701030 | 8403331 | 2.5 | External walls | curtain | Construction | 89.652 | Area Calculation | 40 | 44 | 1 | FALSE | 1 | FALSE |  | 1.01 | 89.652 | 179.304 | 5169 | Curtain wall system (fixing bracket), steel (galvanized) |  | 60 | D2 | 0 | 0 | 0 | 0 | 0 | 0 | 0 | 0 | 0
| Civic Offices | External Wall structure aluminium frame for curtain walling | 1701030 | 8403331 | 2.5 | External walls | curtain | Construction | 89.652 | Area Calculation | 40 | 44 | 1 | FALSE | 1 | FALSE |  | 1.01 | 89.652 | 179.304 | 5169 | Curtain wall system (fixing bracket), steel (galvanized) |  | 60 | D3 | 0 | 0 | 0 | 0 | 0 | 0 | 0 | 0 | 0
| Civic Offices | External Wall structure aluminium frame for curtain walling | 1701030 | 8403331 | 2.5 | External walls | curtain | Construction | 89.652 | Area Calculation | 40 | 44 | 1 | FALSE | 1 | FALSE |  | 1.01 | 89.652 | 179.304 | 5169 | Curtain wall system (fixing bracket), steel (galvanized) |  | 60 | D4 | 0 | 0 | 0 | 0 | 0 | 0 | 0 | 0 | 0
| Civic Offices | External Wall structure aluminium frame for curtain walling | 1701030 | 8403331 | 2.5 | External walls | curtain | Construction | 89.652 | Area Calculation | 40 | 44 | 1 | FALSE | 1 | FALSE |  | 1.01 | 89.652 | 179.304 | 5169 | Curtain wall system (fixing bracket), steel (galvanized) |  | 40 | B4B5 | 239.0892 | 1.6526e-05 | 3.8644 | 1.204 | 0.22875 | 0.055489 | 3223.4969 | 207.3298 | 4.5994
| Civic Offices | External Wall structure aluminium frame for curtain walling | 1701030 | 8403331 | 2.5 | External walls | curtain | Construction | 89.652 | Area Calculation | 40 | 44 | 1 | FALSE | 1 | FALSE |  | 1.01 | 89.652 | 179.304 | 5169 | Curtain wall system (fixing bracket), steel (galvanized) |  | 40 | D2 | 0 | 0 | 0 | 0 | 0 | 0 | 0 | 0 | 0
| Civic Offices | External Wall structure aluminium frame for curtain walling | 1701030 | 8403331 | 2.5 | External walls | curtain | Construction | 89.652 | Area Calculation | 40 | 44 | 1 | FALSE | 1 | FALSE |  | 1.01 | 89.652 | 179.304 | 5169 | Curtain wall system (fixing bracket), steel (galvanized) |  | 40 | D3 | 0 | 0 | 0 | 0 | 0 | 0 | 0 | 0 | 0
| Civic Offices | External Wall structure aluminium frame for curtain walling | 1701030 | 8403331 | 2.5 | External walls | curtain | Construction | 89.652 | Area Calculation | 40 | 44 | 1 | FALSE | 1 | FALSE |  | 1.01 | 89.652 | 179.304 | 5169 | Curtain wall system (fixing bracket), steel (galvanized) |  | 40 | D4 | 0 | 0 | 0 | 0 | 0 | 0 | 0 | 0 | 0
| Civic Offices | External Wall structure aluminium frame for curtain walling | 1701030 | 8403332 | 2.5 | External walls | curtain | Construction | 18.414 | Area Calculation | 40 | 44 | 1 | FALSE | 1 | FALSE |  | 1.01 | 18.414 | 36.828 | 5547 | Curtain wall system (capping for mullion/transom), aluminium (coated/protected) |  | 0 | A1A3 | 349.4855 | 1.1834e-05 | 2.3891 | 0.54746 | 0.17746 | 0.00030442 | 4368.0367 | 73.9333 | 2.3204
| Civic Offices | External Wall structure aluminium frame for curtain walling | 1701030 | 8403332 | 2.5 | External walls | curtain | Construction | 18.414 | Area Calculation | 40 | 44 | 1 | FALSE | 1 | FALSE |  | 1.01 | 18.414 | 36.828 | 5547 | Curtain wall system (capping for mullion/transom), aluminium (coated/protected) |  | 0 | A4 | 0.9165 | 1.0165e-07 | 0.0047482 | 0.00077056 | 0.00058554 | 1.2737e-06 | 13.2335 | 3.5974 | 0.0036154
| Civic Offices | External Wall structure aluminium frame for curtain walling | 1701030 | 8403332 | 2.5 | External walls | curtain | Construction | 18.414 | Area Calculation | 40 | 44 | 1 | FALSE | 1 | FALSE |  | 1.01 | 18.414 | 36.828 | 5547 | Curtain wall system (capping for mullion/transom), aluminium (coated/protected) |  | 0 | A5 | 9.5716e-05 | 2.5064e-11 | 6.6933e-07 | 2.1994e-07 | 1.1107e-07 | 1.3502e-10 | 0.0023465 | 0.027621 | 0
| Civic Offices | External Wall structure aluminium frame for curtain walling | 1701030 | 8403332 | 2.5 | External walls | curtain | Construction | 18.414 | Area Calculation | 40 | 44 | 1 | FALSE | 1 | FALSE |  | 1.01 | 18.414 | 36.828 | 5547 | Curtain wall system (capping for mullion/transom), aluminium (coated/protected) |  | 0 | D2 | 0 | 0 | 0 | 0 | 0 | 0 | 0 | 0 | 0
| Civic Offices | External Wall structure aluminium frame for curtain walling | 1701030 | 8403332 | 2.5 | External walls | curtain | Construction | 18.414 | Area Calculation | 40 | 44 | 1 | FALSE | 1 | FALSE |  | 1.01 | 18.414 | 36.828 | 5547 | Curtain wall system (capping for mullion/transom), aluminium (coated/protected) |  | 0 | D3 | 0 | 0 | 0 | 0 | 0 | 0 | 0 | 0 | 0
| Civic Offices | External Wall structure aluminium frame for curtain walling | 1701030 | 8403332 | 2.5 | External walls | curtain | Construction | 18.414 | Area Calculation | 40 | 44 | 1 | FALSE | 1 | FALSE |  | 1.01 | 18.414 | 36.828 | 5547 | Curtain wall system (capping for mullion/transom), aluminium (coated/protected) |  | 0 | D4 | 0 | 0 | 0 | 0 | 0 | 0 | 0 | 0 | 0
| Civic Offices | External Wall structure aluminium frame for curtain walling | 1701030 | 8403332 | 2.5 | External walls | curtain | Construction | 18.414 | Area Calculation | 40 | 44 | 1 | FALSE | 1 | FALSE |  | 1.01 | 18.414 | 36.828 | 5547 | Curtain wall system (capping for mullion/transom), aluminium (coated/protected) |  | 60 | C2 | 0 | 0 | 0 | 0 | 0 | 0 | 0 | 0 | 0
| Civic Offices | External Wall structure aluminium frame for curtain walling | 1701030 | 8403332 | 2.5 | External walls | curtain | Construction | 18.414 | Area Calculation | 40 | 44 | 1 | FALSE | 1 | FALSE |  | 1.01 | 18.414 | 36.828 | 5547 | Curtain wall system (capping for mullion/transom), aluminium (coated/protected) |  | 60 | C4 | 0.0095716 | 2.5064e-09 | 6.6933e-05 | 2.1994e-05 | 1.1107e-05 | 1.3502e-08 | 0.23465 | 2.7621 | 0.00048002
| Civic Offices | External Wall structure aluminium frame for curtain walling | 1701030 | 8403332 | 2.5 | External walls | curtain | Construction | 18.414 | Area Calculation | 40 | 44 | 1 | FALSE | 1 | FALSE |  | 1.01 | 18.414 | 36.828 | 5547 | Curtain wall system (capping for mullion/transom), aluminium (coated/protected) |  | 60 | D2 | 0 | 0 | 0 | 0 | 0 | 0 | 0 | 0 | 0
| Civic Offices | External Wall structure aluminium frame for curtain walling | 1701030 | 8403332 | 2.5 | External walls | curtain | Construction | 18.414 | Area Calculation | 40 | 44 | 1 | FALSE | 1 | FALSE |  | 1.01 | 18.414 | 36.828 | 5547 | Curtain wall system (capping for mullion/transom), aluminium (coated/protected) |  | 60 | D3 | 0 | 0 | 0 | 0 | 0 | 0 | 0 | 0 | 0
| Civic Offices | External Wall structure aluminium frame for curtain walling | 1701030 | 8403332 | 2.5 | External walls | curtain | Construction | 18.414 | Area Calculation | 40 | 44 | 1 | FALSE | 1 | FALSE |  | 1.01 | 18.414 | 36.828 | 5547 | Curtain wall system (capping for mullion/transom), aluminium (coated/protected) |  | 60 | D4 | 0 | 0 | 0 | 0 | 0 | 0 | 0 | 0 | 0
| Civic Offices | External Wall structure aluminium frame for curtain walling | 1701030 | 8403332 | 2.5 | External walls | curtain | Construction | 18.414 | Area Calculation | 40 | 44 | 1 | FALSE | 1 | FALSE |  | 1.01 | 18.414 | 36.828 | 5547 | Curtain wall system (capping for mullion/transom), aluminium (coated/protected) |  | 40 | B4B5 | 350.4117 | 1.1938e-05 | 2.394 | 0.54825 | 0.17806 | 0.00030571 | 4381.5072 | 80.3204 | 2.324
| Civic Offices | External Wall structure aluminium frame for curtain walling | 1701030 | 8403332 | 2.5 | External walls | curtain | Construction | 18.414 | Area Calculation | 40 | 44 | 1 | FALSE | 1 | FALSE |  | 1.01 | 18.414 | 36.828 | 5547 | Curtain wall system (capping for mullion/transom), aluminium (coated/protected) |  | 40 | D2 | 0 | 0 | 0 | 0 | 0 | 0 | 0 | 0 | 0
| Civic Offices | External Wall structure aluminium frame for curtain walling | 1701030 | 8403332 | 2.5 | External walls | curtain | Construction | 18.414 | Area Calculation | 40 | 44 | 1 | FALSE | 1 | FALSE |  | 1.01 | 18.414 | 36.828 | 5547 | Curtain wall system (capping for mullion/transom), aluminium (coated/protected) |  | 40 | D3 | 0 | 0 | 0 | 0 | 0 | 0 | 0 | 0 | 0
| Civic Offices | External Wall structure aluminium frame for curtain walling | 1701030 | 8403332 | 2.5 | External walls | curtain | Construction | 18.414 | Area Calculation | 40 | 44 | 1 | FALSE | 1 | FALSE |  | 1.01 | 18.414 | 36.828 | 5547 | Curtain wall system (capping for mullion/transom), aluminium (coated/protected) |  | 40 | D4 | 0 | 0 | 0 | 0 | 0 | 0 | 0 | 0 | 0
| Civic Offices | Windows commercial aluminium double glaze | 1701031 | 8403333 | 2.6 | Windows and external doors | Double glazing | Construction | 3781.008 | Area Calculation | 20 | 44 | 1 | FALSE | 1 | FALSE |  | 1.01 | 3781.008 | 11343.024 | 5429 | Glazing (double glazed, sealed unit), glass |  | 0 | A1A3 | 4635.4933 | 0.00048475 | 41.0828 | 5.6413 | 2.9442 | 0.040687 | 67601.974 | 31184.76 | 23.5733
| Civic Offices | Windows commercial aluminium double glaze | 1701031 | 8403333 | 2.6 | Windows and external doors | Double glazing | Construction | 3781.008 | Area Calculation | 20 | 44 | 1 | FALSE | 1 | FALSE |  | 1.01 | 3781.008 | 11343.024 | 5429 | Glazing (double glazed, sealed unit), glass |  | 0 | A4 | 91.947 | 1.6925e-05 | 0.30746 | 0.081123 | 0.053636 | 0.00024215 | 1388.583 | 171.5654 | 0.38095
| Civic Offices | Windows commercial aluminium double glaze | 1701031 | 8403333 | 2.6 | Windows and external doors | Double glazing | Construction | 3781.008 | Area Calculation | 20 | 44 | 1 | FALSE | 1 | FALSE |  | 1.01 | 3781.008 | 11343.024 | 5429 | Glazing (double glazed, sealed unit), glass |  | 0 | A5 | 0.058888 | 2.03e-08 | 0.00045353 | 0.00011199 | 7.8346e-05 | 6.3656e-08 | 1.7104 | 5.6715 | 0
| Civic Offices | Windows commercial aluminium double glaze | 1701031 | 8403333 | 2.6 | Windows and external doors | Double glazing | Construction | 3781.008 | Area Calculation | 20 | 44 | 1 | FALSE | 1 | FALSE |  | 1.01 | 3781.008 | 11343.024 | 5429 | Glazing (double glazed, sealed unit), glass |  | 0 | D2 | 0 | 0 | 0 | 0 | 0 | 0 | 0 | 0 | 0
| Civic Offices | Windows commercial aluminium double glaze | 1701031 | 8403333 | 2.6 | Windows and external doors | Double glazing | Construction | 3781.008 | Area Calculation | 20 | 44 | 1 | FALSE | 1 | FALSE |  | 1.01 | 3781.008 | 11343.024 | 5429 | Glazing (double glazed, sealed unit), glass |  | 0 | D3 | 0 | 0 | 0 | 0 | 0 | 0 | 0 | 0 | 0
| Civic Offices | Windows commercial aluminium double glaze | 1701031 | 8403333 | 2.6 | Windows and external doors | Double glazing | Construction | 3781.008 | Area Calculation | 20 | 44 | 1 | FALSE | 1 | FALSE |  | 1.01 | 3781.008 | 11343.024 | 5429 | Glazing (double glazed, sealed unit), glass |  | 0 | D4 | 0 | 0 | 0 | 0 | 0 | 0 | 0 | 0 | 0
| Civic Offices | Windows commercial aluminium double glaze | 1701031 | 8403333 | 2.6 | Windows and external doors | Double glazing | Construction | 3781.008 | Area Calculation | 20 | 44 | 1 | FALSE | 1 | FALSE |  | 1.01 | 3781.008 | 11343.024 | 5429 | Glazing (double glazed, sealed unit), glass |  | 60 | C2 | 0 | 0 | 0 | 0 | 0 | 0 | 0 | 0 | 0
| Civic Offices | Windows commercial aluminium double glaze | 1701031 | 8403333 | 2.6 | Windows and external doors | Double glazing | Construction | 3781.008 | Area Calculation | 20 | 44 | 1 | FALSE | 1 | FALSE |  | 1.01 | 3781.008 | 11343.024 | 5429 | Glazing (double glazed, sealed unit), glass |  | 60 | C4 | 5.8888 | 2.03e-06 | 0.045353 | 0.011199 | 0.0078346 | 6.3656e-06 | 171.0382 | 567.1512 | 0.55513
| Civic Offices | Windows commercial aluminium double glaze | 1701031 | 8403333 | 2.6 | Windows and external doors | Double glazing | Construction | 3781.008 | Area Calculation | 20 | 44 | 1 | FALSE | 1 | FALSE |  | 1.01 | 3781.008 | 11343.024 | 5429 | Glazing (double glazed, sealed unit), glass |  | 60 | D2 | 0 | 0 | 0 | 0 | 0 | 0 | 0 | 0 | 0
| Civic Offices | Windows commercial aluminium double glaze | 1701031 | 8403333 | 2.6 | Windows and external doors | Double glazing | Construction | 3781.008 | Area Calculation | 20 | 44 | 1 | FALSE | 1 | FALSE |  | 1.01 | 3781.008 | 11343.024 | 5429 | Glazing (double glazed, sealed unit), glass |  | 60 | D3 | 0 | 0 | 0 | 0 | 0 | 0 | 0 | 0 | 0
| Civic Offices | Windows commercial aluminium double glaze | 1701031 | 8403333 | 2.6 | Windows and external doors | Double glazing | Construction | 3781.008 | Area Calculation | 20 | 44 | 1 | FALSE | 1 | FALSE |  | 1.01 | 3781.008 | 11343.024 | 5429 | Glazing (double glazed, sealed unit), glass |  | 60 | D4 | 0 | 0 | 0 | 0 | 0 | 0 | 0 | 0 | 0
| Civic Offices | Windows commercial aluminium double glaze | 1701031 | 8403333 | 2.6 | Windows and external doors | Double glazing | Construction | 3781.008 | Area Calculation | 20 | 44 | 1 | FALSE | 1 | FALSE |  | 1.01 | 3781.008 | 11343.024 | 5429 | Glazing (double glazed, sealed unit), glass |  | 20 | B4B5 | 4733.388 | 0.00050373 | 41.4361 | 5.7337 | 3.0057 | 0.040935 | 69163.3056 | 31929.1481 | 23.9542
| Civic Offices | Windows commercial aluminium double glaze | 1701031 | 8403333 | 2.6 | Windows and external doors | Double glazing | Construction | 3781.008 | Area Calculation | 20 | 44 | 1 | FALSE | 1 | FALSE |  | 1.01 | 3781.008 | 11343.024 | 5429 | Glazing (double glazed, sealed unit), glass |  | 20 | D2 | 0 | 0 | 0 | 0 | 0 | 0 | 0 | 0 | 0
| Civic Offices | Windows commercial aluminium double glaze | 1701031 | 8403333 | 2.6 | Windows and external doors | Double glazing | Construction | 3781.008 | Area Calculation | 20 | 44 | 1 | FALSE | 1 | FALSE |  | 1.01 | 3781.008 | 11343.024 | 5429 | Glazing (double glazed, sealed unit), glass |  | 20 | D3 | 0 | 0 | 0 | 0 | 0 | 0 | 0 | 0 | 0
| Civic Offices | Windows commercial aluminium double glaze | 1701031 | 8403333 | 2.6 | Windows and external doors | Double glazing | Construction | 3781.008 | Area Calculation | 20 | 44 | 1 | FALSE | 1 | FALSE |  | 1.01 | 3781.008 | 11343.024 | 5429 | Glazing (double glazed, sealed unit), glass |  | 20 | D4 | 0 | 0 | 0 | 0 | 0 | 0 | 0 | 0 | 0
| Civic Offices | Windows commercial aluminium double glaze | 1701031 | 8403333 | 2.6 | Windows and external doors | Double glazing | Construction | 3781.008 | Area Calculation | 20 | 44 | 1 | FALSE | 1 | FALSE |  | 1.01 | 3781.008 | 11343.024 | 5429 | Glazing (double glazed, sealed unit), glass |  | 40 | B4B5 | 4733.388 | 0.00050373 | 41.4361 | 5.7337 | 3.0057 | 0.040935 | 69163.3056 | 31929.1481 | 23.9542
| Civic Offices | Windows commercial aluminium double glaze | 1701031 | 8403333 | 2.6 | Windows and external doors | Double glazing | Construction | 3781.008 | Area Calculation | 20 | 44 | 1 | FALSE | 1 | FALSE |  | 1.01 | 3781.008 | 11343.024 | 5429 | Glazing (double glazed, sealed unit), glass |  | 40 | D2 | 0 | 0 | 0 | 0 | 0 | 0 | 0 | 0 | 0
| Civic Offices | Windows commercial aluminium double glaze | 1701031 | 8403333 | 2.6 | Windows and external doors | Double glazing | Construction | 3781.008 | Area Calculation | 20 | 44 | 1 | FALSE | 1 | FALSE |  | 1.01 | 3781.008 | 11343.024 | 5429 | Glazing (double glazed, sealed unit), glass |  | 40 | D3 | 0 | 0 | 0 | 0 | 0 | 0 | 0 | 0 | 0
| Civic Offices | Windows commercial aluminium double glaze | 1701031 | 8403333 | 2.6 | Windows and external doors | Double glazing | Construction | 3781.008 | Area Calculation | 20 | 44 | 1 | FALSE | 1 | FALSE |  | 1.01 | 3781.008 | 11343.024 | 5429 | Glazing (double glazed, sealed unit), glass |  | 40 | D4 | 0 | 0 | 0 | 0 | 0 | 0 | 0 | 0 | 0
| Civic Offices | Windows commercial aluminium double glaze | 1701031 | 8403334 | 2.6 | Windows and external doors | aluminium frame glazing | Construction | 1190.3819 | Linear length Calculation | 40 | 44 | 1 | FALSE | 1 | FALSE |  | 1.01 | 1190.3819 | 2380.7637 | 5013 | Window frame, aluminium (coated/protected) |  | 0 | A1A3 | 28523.622 | 0.00097831 | 194.4084 | 44.6659 | 14.5347 | 0.02572 | 357033.7995 | 4779.4567 | 189.432
| Civic Offices | Windows commercial aluminium double glaze | 1701031 | 8403334 | 2.6 | Windows and external doors | aluminium frame glazing | Construction | 1190.3819 | Linear length Calculation | 40 | 44 | 1 | FALSE | 1 | FALSE |  | 1.01 | 1190.3819 | 2380.7637 | 5013 | Window frame, aluminium (coated/protected) |  | 0 | A4 | 59.2475 | 6.5714e-06 | 0.30695 | 0.049813 | 0.037853 | 8.2338e-05 | 855.4862 | 232.553 | 0.23372
| Civic Offices | Windows commercial aluminium double glaze | 1701031 | 8403334 | 2.6 | Windows and external doors | aluminium frame glazing | Construction | 1190.3819 | Linear length Calculation | 40 | 44 | 1 | FALSE | 1 | FALSE |  | 1.01 | 1190.3819 | 2380.7637 | 5013 | Window frame, aluminium (coated/protected) |  | 0 | A5 | 0.0061876 | 1.6203e-09 | 4.3269e-05 | 1.4218e-05 | 7.1801e-06 | 8.7286e-09 | 0.15169 | 1.7856 | 0
| Civic Offices | Windows commercial aluminium double glaze | 1701031 | 8403334 | 2.6 | Windows and external doors | aluminium frame glazing | Construction | 1190.3819 | Linear length Calculation | 40 | 44 | 1 | FALSE | 1 | FALSE |  | 1.01 | 1190.3819 | 2380.7637 | 5013 | Window frame, aluminium (coated/protected) |  | 0 | D2 | 0 | 0 | 0 | 0 | 0 | 0 | 0 | 0 | 0
| Civic Offices | Windows commercial aluminium double glaze | 1701031 | 8403334 | 2.6 | Windows and external doors | aluminium frame glazing | Construction | 1190.3819 | Linear length Calculation | 40 | 44 | 1 | FALSE | 1 | FALSE |  | 1.01 | 1190.3819 | 2380.7637 | 5013 | Window frame, aluminium (coated/protected) |  | 0 | D3 | 0 | 0 | 0 | 0 | 0 | 0 | 0 | 0 | 0
| Civic Offices | Windows commercial aluminium double glaze | 1701031 | 8403334 | 2.6 | Windows and external doors | aluminium frame glazing | Construction | 1190.3819 | Linear length Calculation | 40 | 44 | 1 | FALSE | 1 | FALSE |  | 1.01 | 1190.3819 | 2380.7637 | 5013 | Window frame, aluminium (coated/protected) |  | 0 | D4 | 0 | 0 | 0 | 0 | 0 | 0 | 0 | 0 | 0
| Civic Offices | Windows commercial aluminium double glaze | 1701031 | 8403334 | 2.6 | Windows and external doors | aluminium frame glazing | Construction | 1190.3819 | Linear length Calculation | 40 | 44 | 1 | FALSE | 1 | FALSE |  | 1.01 | 1190.3819 | 2380.7637 | 5013 | Window frame, aluminium (coated/protected) |  | 60 | C2 | 0 | 0 | 0 | 0 | 0 | 0 | 0 | 0 | 0
| Civic Offices | Windows commercial aluminium double glaze | 1701031 | 8403334 | 2.6 | Windows and external doors | aluminium frame glazing | Construction | 1190.3819 | Linear length Calculation | 40 | 44 | 1 | FALSE | 1 | FALSE |  | 1.01 | 1190.3819 | 2380.7637 | 5013 | Window frame, aluminium (coated/protected) |  | 60 | C4 | 0.61876 | 1.6203e-07 | 0.0043269 | 0.0014218 | 0.00071801 | 8.7286e-07 | 15.1692 | 178.5573 | 0.031031
| Civic Offices | Windows commercial aluminium double glaze | 1701031 | 8403334 | 2.6 | Windows and external doors | aluminium frame glazing | Construction | 1190.3819 | Linear length Calculation | 40 | 44 | 1 | FALSE | 1 | FALSE |  | 1.01 | 1190.3819 | 2380.7637 | 5013 | Window frame, aluminium (coated/protected) |  | 60 | D2 | 0 | 0 | 0 | 0 | 0 | 0 | 0 | 0 | 0
| Civic Offices | Windows commercial aluminium double glaze | 1701031 | 8403334 | 2.6 | Windows and external doors | aluminium frame glazing | Construction | 1190.3819 | Linear length Calculation | 40 | 44 | 1 | FALSE | 1 | FALSE |  | 1.01 | 1190.3819 | 2380.7637 | 5013 | Window frame, aluminium (coated/protected) |  | 60 | D3 | 0 | 0 | 0 | 0 | 0 | 0 | 0 | 0 | 0
| Civic Offices | Windows commercial aluminium double glaze | 1701031 | 8403334 | 2.6 | Windows and external doors | aluminium frame glazing | Construction | 1190.3819 | Linear length Calculation | 40 | 44 | 1 | FALSE | 1 | FALSE |  | 1.01 | 1190.3819 | 2380.7637 | 5013 | Window frame, aluminium (coated/protected) |  | 60 | D4 | 0 | 0 | 0 | 0 | 0 | 0 | 0 | 0 | 0
| Civic Offices | Windows commercial aluminium double glaze | 1701031 | 8403334 | 2.6 | Windows and external doors | aluminium frame glazing | Construction | 1190.3819 | Linear length Calculation | 40 | 44 | 1 | FALSE | 1 | FALSE |  | 1.01 | 1190.3819 | 2380.7637 | 5013 | Window frame, aluminium (coated/protected) |  | 40 | B4B5 | 28583.4944 | 0.00098505 | 194.7197 | 44.7172 | 14.5733 | 0.025803 | 357904.6066 | 5192.3525 | 189.6657
| Civic Offices | Windows commercial aluminium double glaze | 1701031 | 8403334 | 2.6 | Windows and external doors | aluminium frame glazing | Construction | 1190.3819 | Linear length Calculation | 40 | 44 | 1 | FALSE | 1 | FALSE |  | 1.01 | 1190.3819 | 2380.7637 | 5013 | Window frame, aluminium (coated/protected) |  | 40 | D2 | 0 | 0 | 0 | 0 | 0 | 0 | 0 | 0 | 0
| Civic Offices | Windows commercial aluminium double glaze | 1701031 | 8403334 | 2.6 | Windows and external doors | aluminium frame glazing | Construction | 1190.3819 | Linear length Calculation | 40 | 44 | 1 | FALSE | 1 | FALSE |  | 1.01 | 1190.3819 | 2380.7637 | 5013 | Window frame, aluminium (coated/protected) |  | 40 | D3 | 0 | 0 | 0 | 0 | 0 | 0 | 0 | 0 | 0
| Civic Offices | Windows commercial aluminium double glaze | 1701031 | 8403334 | 2.6 | Windows and external doors | aluminium frame glazing | Construction | 1190.3819 | Linear length Calculation | 40 | 44 | 1 | FALSE | 1 | FALSE |  | 1.01 | 1190.3819 | 2380.7637 | 5013 | Window frame, aluminium (coated/protected) |  | 40 | D4 | 0 | 0 | 0 | 0 | 0 | 0 | 0 | 0 | 0
| Civic Offices | External wall cladding SFS steel frame supports | 1701035 | 8403342 | 2.5 | External walls | cladding | Construction | 32254.2 | Area Calculation | 70 | 44 | 1 | FALSE | 1 | FALSE |  | 1.05 | 32254.2 | 32254.2 | 5456 | Framework (cladding support), stainless steel |  | 0 | A1A3 | 161482.4798 | 0.0081385 | 981.3899 | 289.0171 | 114.0853 | 5.069 | 2100759.9907 | 199425.1609 | 4948.0298
| Civic Offices | External wall cladding SFS steel frame supports | 1701035 | 8403342 | 2.5 | External walls | cladding | Construction | 32254.2 | Area Calculation | 70 | 44 | 1 | FALSE | 1 | FALSE |  | 1.05 | 32254.2 | 32254.2 | 5456 | Framework (cladding support), stainless steel |  | 0 | A4 | 1405.6831 | 0.00019451 | 6.6835 | 1.2411 | 0.88232 | 0.0031304 | 20567.079 | 5972.9346 | 5.7128
| Civic Offices | External wall cladding SFS steel frame supports | 1701035 | 8403342 | 2.5 | External walls | cladding | Construction | 32254.2 | Area Calculation | 70 | 44 | 1 | FALSE | 1 | FALSE |  | 1.05 | 32254.2 | 32254.2 | 5456 | Framework (cladding support), stainless steel |  | 0 | A5 | 0.83829 | 2.1951e-07 | 0.0058621 | 0.0019262 | 0.00097274 | 1.1825e-06 | 20.5509 | 241.9065 | 0
| Civic Offices | External wall cladding SFS steel frame supports | 1701035 | 8403342 | 2.5 | External walls | cladding | Construction | 32254.2 | Area Calculation | 70 | 44 | 1 | FALSE | 1 | FALSE |  | 1.05 | 32254.2 | 32254.2 | 5456 | Framework (cladding support), stainless steel |  | 0 | D2 | 0 | 0 | 0 | 0 | 0 | 0 | 0 | 0 | 0
| Civic Offices | External wall cladding SFS steel frame supports | 1701035 | 8403342 | 2.5 | External walls | cladding | Construction | 32254.2 | Area Calculation | 70 | 44 | 1 | FALSE | 1 | FALSE |  | 1.05 | 32254.2 | 32254.2 | 5456 | Framework (cladding support), stainless steel |  | 0 | D3 | 0 | 0 | 0 | 0 | 0 | 0 | 0 | 0 | 0
| Civic Offices | External wall cladding SFS steel frame supports | 1701035 | 8403342 | 2.5 | External walls | cladding | Construction | 32254.2 | Area Calculation | 70 | 44 | 1 | FALSE | 1 | FALSE |  | 1.05 | 32254.2 | 32254.2 | 5456 | Framework (cladding support), stainless steel |  | 0 | D4 | 0 | 0 | 0 | 0 | 0 | 0 | 0 | 0 | 0
| Civic Offices | External wall cladding SFS steel frame supports | 1701035 | 8403342 | 2.5 | External walls | cladding | Construction | 32254.2 | Area Calculation | 70 | 44 | 1 | FALSE | 1 | FALSE |  | 1.05 | 32254.2 | 32254.2 | 5456 | Framework (cladding support), stainless steel |  | 60 | C2 | 0 | 0 | 0 | 0 | 0 | 0 | 0 | 0 | 0
| Civic Offices | External wall cladding SFS steel frame supports | 1701035 | 8403342 | 2.5 | External walls | cladding | Construction | 32254.2 | Area Calculation | 70 | 44 | 1 | FALSE | 1 | FALSE |  | 1.05 | 32254.2 | 32254.2 | 5456 | Framework (cladding support), stainless steel |  | 60 | C4 | 16.7657 | 4.3902e-06 | 0.11724 | 0.038525 | 0.019455 | 2.3651e-05 | 411.0188 | 4838.13 | 0.84081
| Civic Offices | External wall cladding SFS steel frame supports | 1701035 | 8403342 | 2.5 | External walls | cladding | Construction | 32254.2 | Area Calculation | 70 | 44 | 1 | FALSE | 1 | FALSE |  | 1.05 | 32254.2 | 32254.2 | 5456 | Framework (cladding support), stainless steel |  | 60 | D2 | 0 | 0 | 0 | 0 | 0 | 0 | 0 | 0 | 0
| Civic Offices | External wall cladding SFS steel frame supports | 1701035 | 8403342 | 2.5 | External walls | cladding | Construction | 32254.2 | Area Calculation | 70 | 44 | 1 | FALSE | 1 | FALSE |  | 1.05 | 32254.2 | 32254.2 | 5456 | Framework (cladding support), stainless steel |  | 60 | D3 | 0 | 0 | 0 | 0 | 0 | 0 | 0 | 0 | 0
| Civic Offices | External wall cladding SFS steel frame supports | 1701035 | 8403342 | 2.5 | External walls | cladding | Construction | 32254.2 | Area Calculation | 70 | 44 | 1 | FALSE | 1 | FALSE |  | 1.05 | 32254.2 | 32254.2 | 5456 | Framework (cladding support), stainless steel |  | 60 | D4 | 0 | 0 | 0 | 0 | 0 | 0 | 0 | 0 | 0
| Civic Offices | Wall lining breather membrane polypropylene | 1701036 | 8403343 | 2.5 | External walls | membrane | Construction | 248.875 | Area Calculation | 70 | 44 | 1 | FALSE | 1 | FALSE |  | 1.1 | 248.875 | 248.875 | 5052 | Membrane (breather), polypropylene |  | 0 | A1A3 | 1503.8999 | 3.4343e-05 | 8.47 | 2.4356 | 1.0062 | 0.0017647 | 32741.9621 | 129.9104 | 7.4197
| Civic Offices | Wall lining breather membrane polypropylene | 1701036 | 8403343 | 2.5 | External walls | membrane | Construction | 248.875 | Area Calculation | 70 | 44 | 1 | FALSE | 1 | FALSE |  | 1.1 | 248.875 | 248.875 | 5052 | Membrane (breather), polypropylene |  | 0 | A4 | 5.1869 | 9.3196e-07 | 0.016984 | 0.0045904 | 0.0028974 | 1.8089e-05 | 77.319 | 11.806 | 0.021345
| Civic Offices | Wall lining breather membrane polypropylene | 1701036 | 8403343 | 2.5 | External walls | membrane | Construction | 248.875 | Area Calculation | 70 | 44 | 1 | FALSE | 1 | FALSE |  | 1.1 | 248.875 | 248.875 | 5052 | Membrane (breather), polypropylene |  | 0 | A5 | 0.65593 | 2.0863e-08 | 0.00060397 | 0.05503 | 0.0002004 | 1.1656e-07 | 1.9092 | 3.982 | 0
| Civic Offices | Wall lining breather membrane polypropylene | 1701036 | 8403343 | 2.5 | External walls | membrane | Construction | 248.875 | Area Calculation | 70 | 44 | 1 | FALSE | 1 | FALSE |  | 1.1 | 248.875 | 248.875 | 5052 | Membrane (breather), polypropylene |  | 0 | D2 | 0 | 0 | 0 | 0 | 0 | 0 | 0 | 0 | 0
| Civic Offices | Wall lining breather membrane polypropylene | 1701036 | 8403343 | 2.5 | External walls | membrane | Construction | 248.875 | Area Calculation | 70 | 44 | 1 | FALSE | 1 | FALSE |  | 1.1 | 248.875 | 248.875 | 5052 | Membrane (breather), polypropylene |  | 0 | D3 | 0 | 0 | 0 | 0 | 0 | 0 | 0 | 0 | 0
| Civic Offices | Wall lining breather membrane polypropylene | 1701036 | 8403343 | 2.5 | External walls | membrane | Construction | 248.875 | Area Calculation | 70 | 44 | 1 | FALSE | 1 | FALSE |  | 1.1 | 248.875 | 248.875 | 5052 | Membrane (breather), polypropylene |  | 0 | D4 | 0 | 0 | 0 | 0 | 0 | 0 | 0 | 0 | 0
| Civic Offices | Wall lining breather membrane polypropylene | 1701036 | 8403343 | 2.5 | External walls | membrane | Construction | 248.875 | Area Calculation | 70 | 44 | 1 | FALSE | 1 | FALSE |  | 1.1 | 248.875 | 248.875 | 5052 | Membrane (breather), polypropylene |  | 60 | C2 | 0 | 0 | 0 | 0 | 0 | 0 | 0 | 0 | 0
| Civic Offices | Wall lining breather membrane polypropylene | 1701036 | 8403343 | 2.5 | External walls | membrane | Construction | 248.875 | Area Calculation | 70 | 44 | 1 | FALSE | 1 | FALSE |  | 1.1 | 248.875 | 248.875 | 5052 | Membrane (breather), polypropylene |  | 60 | C4 | 6.5593 | 2.0863e-07 | 0.0060397 | 0.5503 | 0.002004 | 1.1656e-06 | 19.0918 | 39.82 | 0.18466
| Civic Offices | Wall lining breather membrane polypropylene | 1701036 | 8403343 | 2.5 | External walls | membrane | Construction | 248.875 | Area Calculation | 70 | 44 | 1 | FALSE | 1 | FALSE |  | 1.1 | 248.875 | 248.875 | 5052 | Membrane (breather), polypropylene |  | 60 | D2 | 0 | 0 | 0 | 0 | 0 | 0 | 0 | 0 | 0
| Civic Offices | Wall lining breather membrane polypropylene | 1701036 | 8403343 | 2.5 | External walls | membrane | Construction | 248.875 | Area Calculation | 70 | 44 | 1 | FALSE | 1 | FALSE |  | 1.1 | 248.875 | 248.875 | 5052 | Membrane (breather), polypropylene |  | 60 | D3 | 0 | 0 | 0 | 0 | 0 | 0 | 0 | 0 | 0
| Civic Offices | Wall lining breather membrane polypropylene | 1701036 | 8403343 | 2.5 | External walls | membrane | Construction | 248.875 | Area Calculation | 70 | 44 | 1 | FALSE | 1 | FALSE |  | 1.1 | 248.875 | 248.875 | 5052 | Membrane (breather), polypropylene |  | 60 | D4 | 0 | 0 | 0 | 0 | 0 | 0 | 0 | 0 | 0
| Civic Offices | External wall structure insulation board rigid polyurethane PUR/PIR/Phenolic (m3) (kooltherm/celotex etc) | 1701037 | 8403345 | 2.5 | External walls | insulation | Construction | 238.92 | m3 | 80 | 44 | 1 | FALSE | 1 | FALSE |  | 1.05 | 8362.2 | 8362.2 | 5253 | Insulation (rigid sheet), polyurethane |  | 0 | A1A3 | 43326.1982 | 0.00036898 | 186.3777 | 48.5945 | 28.0568 | 0.26724 | 768190.1033 | 12827.8471 | 233.528
| Civic Offices | External wall structure insulation board rigid polyurethane PUR/PIR/Phenolic (m3) (kooltherm/celotex etc) | 1701037 | 8403345 | 2.5 | External walls | insulation | Construction | 238.92 | m3 | 80 | 44 | 1 | FALSE | 1 | FALSE |  | 1.05 | 8362.2 | 8362.2 | 5253 | Insulation (rigid sheet), polyurethane |  | 0 | A4 | 168.2481 | 3.023e-05 | 0.5509 | 0.1489 | 0.093983 | 0.00058676 | 2508.0114 | 382.955 | 0.69237
| Civic Offices | External wall structure insulation board rigid polyurethane PUR/PIR/Phenolic (m3) (kooltherm/celotex etc) | 1701037 | 8403345 | 2.5 | External walls | insulation | Construction | 238.92 | m3 | 80 | 44 | 1 | FALSE | 1 | FALSE |  | 1.05 | 8362.2 | 8362.2 | 5253 | Insulation (rigid sheet), polyurethane |  | 0 | A5 | 35.9413 | 1.1355e-06 | 0.04538 | 11.4423 | 0.011011 | 7.3443e-06 | 127.6766 | 62.7165 | 0
| Civic Offices | External wall structure insulation board rigid polyurethane PUR/PIR/Phenolic (m3) (kooltherm/celotex etc) | 1701037 | 8403345 | 2.5 | External walls | insulation | Construction | 238.92 | m3 | 80 | 44 | 1 | FALSE | 1 | FALSE |  | 1.05 | 8362.2 | 8362.2 | 5253 | Insulation (rigid sheet), polyurethane |  | 0 | D2 | 0 | 0 | 0 | 0 | 0 | 0 | 0 | 0 | 0
| Civic Offices | External wall structure insulation board rigid polyurethane PUR/PIR/Phenolic (m3) (kooltherm/celotex etc) | 1701037 | 8403345 | 2.5 | External walls | insulation | Construction | 238.92 | m3 | 80 | 44 | 1 | FALSE | 1 | FALSE |  | 1.05 | 8362.2 | 8362.2 | 5253 | Insulation (rigid sheet), polyurethane |  | 0 | D3 | 0 | 0 | 0 | 0 | 0 | 0 | 0 | 0 | 0
| Civic Offices | External wall structure insulation board rigid polyurethane PUR/PIR/Phenolic (m3) (kooltherm/celotex etc) | 1701037 | 8403345 | 2.5 | External walls | insulation | Construction | 238.92 | m3 | 80 | 44 | 1 | FALSE | 1 | FALSE |  | 1.05 | 8362.2 | 8362.2 | 5253 | Insulation (rigid sheet), polyurethane |  | 0 | D4 | 0 | 0 | 0 | 0 | 0 | 0 | 0 | 0 | 0
| Civic Offices | External wall structure insulation board rigid polyurethane PUR/PIR/Phenolic (m3) (kooltherm/celotex etc) | 1701037 | 8403345 | 2.5 | External walls | insulation | Construction | 238.92 | m3 | 80 | 44 | 1 | FALSE | 1 | FALSE |  | 1.05 | 8362.2 | 8362.2 | 5253 | Insulation (rigid sheet), polyurethane |  | 60 | C2 | 0 | 0 | 0 | 0 | 0 | 0 | 0 | 0 | 0
| Civic Offices | External wall structure insulation board rigid polyurethane PUR/PIR/Phenolic (m3) (kooltherm/celotex etc) | 1701037 | 8403345 | 2.5 | External walls | insulation | Construction | 238.92 | m3 | 80 | 44 | 1 | FALSE | 1 | FALSE |  | 1.05 | 8362.2 | 8362.2 | 5253 | Insulation (rigid sheet), polyurethane |  | 60 | C4 | 718.8256 | 2.271e-05 | 0.90759 | 228.8453 | 0.22022 | 0.00014689 | 2553.5323 | 1254.33 | 61.2815
| Civic Offices | External wall structure insulation board rigid polyurethane PUR/PIR/Phenolic (m3) (kooltherm/celotex etc) | 1701037 | 8403345 | 2.5 | External walls | insulation | Construction | 238.92 | m3 | 80 | 44 | 1 | FALSE | 1 | FALSE |  | 1.05 | 8362.2 | 8362.2 | 5253 | Insulation (rigid sheet), polyurethane |  | 60 | D2 | 0 | 0 | 0 | 0 | 0 | 0 | 0 | 0 | 0
| Civic Offices | External wall structure insulation board rigid polyurethane PUR/PIR/Phenolic (m3) (kooltherm/celotex etc) | 1701037 | 8403345 | 2.5 | External walls | insulation | Construction | 238.92 | m3 | 80 | 44 | 1 | FALSE | 1 | FALSE |  | 1.05 | 8362.2 | 8362.2 | 5253 | Insulation (rigid sheet), polyurethane |  | 60 | D3 | 0 | 0 | 0 | 0 | 0 | 0 | 0 | 0 | 0
| Civic Offices | External wall structure insulation board rigid polyurethane PUR/PIR/Phenolic (m3) (kooltherm/celotex etc) | 1701037 | 8403345 | 2.5 | External walls | insulation | Construction | 238.92 | m3 | 80 | 44 | 1 | FALSE | 1 | FALSE |  | 1.05 | 8362.2 | 8362.2 | 5253 | Insulation (rigid sheet), polyurethane |  | 60 | D4 | 0 | 0 | 0 | 0 | 0 | 0 | 0 | 0 | 0
| Civic Offices | External wall cladding fibre cement sheathing 8mm | 1701039 | 8403347 | 2.5 | External walls | cladding | Construction | 26281.2 | Area Calculation | 30 | 44 | 1 | FALSE | 1 | FALSE |  | 1.05 | 26281.2 | 52562.4 | 5144 | Cladding panel, fibre cement (air cured) |  | 0 | A1A3 | 34546.0065 | 0.0018379 | 121.3823 | 39.05 | 20.6695 | 0.067161 | 332293.9527 | 12153.3176 | 138.7174
| Civic Offices | External wall cladding fibre cement sheathing 8mm | 1701039 | 8403347 | 2.5 | External walls | cladding | Construction | 26281.2 | Area Calculation | 30 | 44 | 1 | FALSE | 1 | FALSE |  | 1.05 | 26281.2 | 52562.4 | 5144 | Cladding panel, fibre cement (air cured) |  | 0 | A4 | 528.7797 | 9.5009e-05 | 1.7314 | 0.46797 | 0.29538 | 0.0018441 | 7882.3216 | 1203.5729 | 2.176
| Civic Offices | External wall cladding fibre cement sheathing 8mm | 1701039 | 8403347 | 2.5 | External walls | cladding | Construction | 26281.2 | Area Calculation | 30 | 44 | 1 | FALSE | 1 | FALSE |  | 1.05 | 26281.2 | 52562.4 | 5144 | Cladding panel, fibre cement (air cured) |  | 0 | A5 | 0.3411 | 1.1758e-07 | 0.002627 | 0.00064866 | 0.00045381 | 3.6872e-07 | 9.9072 | 197.109 | 0
| Civic Offices | External wall cladding fibre cement sheathing 8mm | 1701039 | 8403347 | 2.5 | External walls | cladding | Construction | 26281.2 | Area Calculation | 30 | 44 | 1 | FALSE | 1 | FALSE |  | 1.05 | 26281.2 | 52562.4 | 5144 | Cladding panel, fibre cement (air cured) |  | 0 | D2 | 0 | 0 | 0 | 0 | 0 | 0 | 0 | 0 | 0
| Civic Offices | External wall cladding fibre cement sheathing 8mm | 1701039 | 8403347 | 2.5 | External walls | cladding | Construction | 26281.2 | Area Calculation | 30 | 44 | 1 | FALSE | 1 | FALSE |  | 1.05 | 26281.2 | 52562.4 | 5144 | Cladding panel, fibre cement (air cured) |  | 0 | D3 | 0 | 0 | 0 | 0 | 0 | 0 | 0 | 0 | 0
| Civic Offices | External wall cladding fibre cement sheathing 8mm | 1701039 | 8403347 | 2.5 | External walls | cladding | Construction | 26281.2 | Area Calculation | 30 | 44 | 1 | FALSE | 1 | FALSE |  | 1.05 | 26281.2 | 52562.4 | 5144 | Cladding panel, fibre cement (air cured) |  | 0 | D4 | 0 | 0 | 0 | 0 | 0 | 0 | 0 | 0 | 0
| Civic Offices | External wall cladding fibre cement sheathing 8mm | 1701039 | 8403347 | 2.5 | External walls | cladding | Construction | 26281.2 | Area Calculation | 30 | 44 | 1 | FALSE | 1 | FALSE |  | 1.05 | 26281.2 | 52562.4 | 5144 | Cladding panel, fibre cement (air cured) |  | 60 | C2 | 0 | 0 | 0 | 0 | 0 | 0 | 0 | 0 | 0
| Civic Offices | External wall cladding fibre cement sheathing 8mm | 1701039 | 8403347 | 2.5 | External walls | cladding | Construction | 26281.2 | Area Calculation | 30 | 44 | 1 | FALSE | 1 | FALSE |  | 1.05 | 26281.2 | 52562.4 | 5144 | Cladding panel, fibre cement (air cured) |  | 60 | C4 | 6.822 | 2.3517e-06 | 0.05254 | 0.012973 | 0.0090762 | 7.3744e-06 | 198.1433 | 3942.18 | 0.6431
| Civic Offices | External wall cladding fibre cement sheathing 8mm | 1701039 | 8403347 | 2.5 | External walls | cladding | Construction | 26281.2 | Area Calculation | 30 | 44 | 1 | FALSE | 1 | FALSE |  | 1.05 | 26281.2 | 52562.4 | 5144 | Cladding panel, fibre cement (air cured) |  | 60 | D2 | 0 | 0 | 0 | 0 | 0 | 0 | 0 | 0 | 0
| Civic Offices | External wall cladding fibre cement sheathing 8mm | 1701039 | 8403347 | 2.5 | External walls | cladding | Construction | 26281.2 | Area Calculation | 30 | 44 | 1 | FALSE | 1 | FALSE |  | 1.05 | 26281.2 | 52562.4 | 5144 | Cladding panel, fibre cement (air cured) |  | 60 | D3 | 0 | 0 | 0 | 0 | 0 | 0 | 0 | 0 | 0
| Civic Offices | External wall cladding fibre cement sheathing 8mm | 1701039 | 8403347 | 2.5 | External walls | cladding | Construction | 26281.2 | Area Calculation | 30 | 44 | 1 | FALSE | 1 | FALSE |  | 1.05 | 26281.2 | 52562.4 | 5144 | Cladding panel, fibre cement (air cured) |  | 60 | D4 | 0 | 0 | 0 | 0 | 0 | 0 | 0 | 0 | 0
| Civic Offices | External wall cladding fibre cement sheathing 8mm | 1701039 | 8403347 | 2.5 | External walls | cladding | Construction | 26281.2 | Area Calculation | 30 | 44 | 1 | FALSE | 1 | FALSE |  | 1.05 | 26281.2 | 52562.4 | 5144 | Cladding panel, fibre cement (air cured) |  | 1 | B1 | -112.8873 | [7 empty] | -0.21376
| Civic Offices | External wall cladding fibre cement sheathing 8mm | 1701039 | 8403347 | 2.5 | External walls | cladding | Construction | 26281.2 | Area Calculation | 30 | 44 | 1 | FALSE | 1 | FALSE |  | 1.05 | 26281.2 | 52562.4 | 5144 | Cladding panel, fibre cement (air cured) |  | 2 | B1 | -112.8873 | [7 empty] | -0.21376
| Civic Offices | External wall cladding fibre cement sheathing 8mm | 1701039 | 8403347 | 2.5 | External walls | cladding | Construction | 26281.2 | Area Calculation | 30 | 44 | 1 | FALSE | 1 | FALSE |  | 1.05 | 26281.2 | 52562.4 | 5144 | Cladding panel, fibre cement (air cured) |  | 3 | B1 | -112.8873 | [7 empty] | -0.21376
| Civic Offices | External wall cladding fibre cement sheathing 8mm | 1701039 | 8403347 | 2.5 | External walls | cladding | Construction | 26281.2 | Area Calculation | 30 | 44 | 1 | FALSE | 1 | FALSE |  | 1.05 | 26281.2 | 52562.4 | 5144 | Cladding panel, fibre cement (air cured) |  | 4 | B1 | -112.8873 | [7 empty] | -0.21376
| Civic Offices | External wall cladding fibre cement sheathing 8mm | 1701039 | 8403347 | 2.5 | External walls | cladding | Construction | 26281.2 | Area Calculation | 30 | 44 | 1 | FALSE | 1 | FALSE |  | 1.05 | 26281.2 | 52562.4 | 5144 | Cladding panel, fibre cement (air cured) |  | 5 | B1 | -112.8873 | [7 empty] | -0.21376
| Civic Offices | External wall cladding fibre cement sheathing 8mm | 1701039 | 8403347 | 2.5 | External walls | cladding | Construction | 26281.2 | Area Calculation | 30 | 44 | 1 | FALSE | 1 | FALSE |  | 1.05 | 26281.2 | 52562.4 | 5144 | Cladding panel, fibre cement (air cured) |  | 6 | B1 | -112.8873 | [7 empty] | -0.21376
| Civic Offices | External wall cladding fibre cement sheathing 8mm | 1701039 | 8403347 | 2.5 | External walls | cladding | Construction | 26281.2 | Area Calculation | 30 | 44 | 1 | FALSE | 1 | FALSE |  | 1.05 | 26281.2 | 52562.4 | 5144 | Cladding panel, fibre cement (air cured) |  | 7 | B1 | -112.8873 | [7 empty] | -0.21376
| Civic Offices | External wall cladding fibre cement sheathing 8mm | 1701039 | 8403347 | 2.5 | External walls | cladding | Construction | 26281.2 | Area Calculation | 30 | 44 | 1 | FALSE | 1 | FALSE |  | 1.05 | 26281.2 | 52562.4 | 5144 | Cladding panel, fibre cement (air cured) |  | 8 | B1 | -112.8873 | [7 empty] | -0.21376
| Civic Offices | External wall cladding fibre cement sheathing 8mm | 1701039 | 8403347 | 2.5 | External walls | cladding | Construction | 26281.2 | Area Calculation | 30 | 44 | 1 | FALSE | 1 | FALSE |  | 1.05 | 26281.2 | 52562.4 | 5144 | Cladding panel, fibre cement (air cured) |  | 9 | B1 | -112.8873 | [7 empty] | -0.21376
| Civic Offices | External wall cladding fibre cement sheathing 8mm | 1701039 | 8403347 | 2.5 | External walls | cladding | Construction | 26281.2 | Area Calculation | 30 | 44 | 1 | FALSE | 1 | FALSE |  | 1.05 | 26281.2 | 52562.4 | 5144 | Cladding panel, fibre cement (air cured) |  | 10 | B1 | -112.8873 | [7 empty] | -0.21376
| Civic Offices | External wall cladding fibre cement sheathing 8mm | 1701039 | 8403347 | 2.5 | External walls | cladding | Construction | 26281.2 | Area Calculation | 30 | 44 | 1 | FALSE | 1 | FALSE |  | 1.05 | 26281.2 | 52562.4 | 5144 | Cladding panel, fibre cement (air cured) |  | 11 | B1 | -112.8873 | [7 empty] | -0.21376
| Civic Offices | External wall cladding fibre cement sheathing 8mm | 1701039 | 8403347 | 2.5 | External walls | cladding | Construction | 26281.2 | Area Calculation | 30 | 44 | 1 | FALSE | 1 | FALSE |  | 1.05 | 26281.2 | 52562.4 | 5144 | Cladding panel, fibre cement (air cured) |  | 12 | B1 | -112.8873 | [7 empty] | -0.21376
| Civic Offices | External wall cladding fibre cement sheathing 8mm | 1701039 | 8403347 | 2.5 | External walls | cladding | Construction | 26281.2 | Area Calculation | 30 | 44 | 1 | FALSE | 1 | FALSE |  | 1.05 | 26281.2 | 52562.4 | 5144 | Cladding panel, fibre cement (air cured) |  | 13 | B1 | -112.8873 | [7 empty] | -0.21376
| Civic Offices | External wall cladding fibre cement sheathing 8mm | 1701039 | 8403347 | 2.5 | External walls | cladding | Construction | 26281.2 | Area Calculation | 30 | 44 | 1 | FALSE | 1 | FALSE |  | 1.05 | 26281.2 | 52562.4 | 5144 | Cladding panel, fibre cement (air cured) |  | 14 | B1 | -112.8873 | [7 empty] | -0.21376
| Civic Offices | External wall cladding fibre cement sheathing 8mm | 1701039 | 8403347 | 2.5 | External walls | cladding | Construction | 26281.2 | Area Calculation | 30 | 44 | 1 | FALSE | 1 | FALSE |  | 1.05 | 26281.2 | 52562.4 | 5144 | Cladding panel, fibre cement (air cured) |  | 15 | B1 | -112.8873 | [7 empty] | -0.21376
| Civic Offices | External wall cladding fibre cement sheathing 8mm | 1701039 | 8403347 | 2.5 | External walls | cladding | Construction | 26281.2 | Area Calculation | 30 | 44 | 1 | FALSE | 1 | FALSE |  | 1.05 | 26281.2 | 52562.4 | 5144 | Cladding panel, fibre cement (air cured) |  | 16 | B1 | -112.8873 | [7 empty] | -0.21376
| Civic Offices | External wall cladding fibre cement sheathing 8mm | 1701039 | 8403347 | 2.5 | External walls | cladding | Construction | 26281.2 | Area Calculation | 30 | 44 | 1 | FALSE | 1 | FALSE |  | 1.05 | 26281.2 | 52562.4 | 5144 | Cladding panel, fibre cement (air cured) |  | 17 | B1 | -112.8873 | [7 empty] | -0.21376
| Civic Offices | External wall cladding fibre cement sheathing 8mm | 1701039 | 8403347 | 2.5 | External walls | cladding | Construction | 26281.2 | Area Calculation | 30 | 44 | 1 | FALSE | 1 | FALSE |  | 1.05 | 26281.2 | 52562.4 | 5144 | Cladding panel, fibre cement (air cured) |  | 18 | B1 | -112.8873 | [7 empty] | -0.21376
| Civic Offices | External wall cladding fibre cement sheathing 8mm | 1701039 | 8403347 | 2.5 | External walls | cladding | Construction | 26281.2 | Area Calculation | 30 | 44 | 1 | FALSE | 1 | FALSE |  | 1.05 | 26281.2 | 52562.4 | 5144 | Cladding panel, fibre cement (air cured) |  | 19 | B1 | -112.8873 | [7 empty] | -0.21376
| Civic Offices | External wall cladding fibre cement sheathing 8mm | 1701039 | 8403347 | 2.5 | External walls | cladding | Construction | 26281.2 | Area Calculation | 30 | 44 | 1 | FALSE | 1 | FALSE |  | 1.05 | 26281.2 | 52562.4 | 5144 | Cladding panel, fibre cement (air cured) |  | 20 | B1 | -112.8873 | [7 empty] | -0.21376
| Civic Offices | External wall cladding fibre cement sheathing 8mm | 1701039 | 8403347 | 2.5 | External walls | cladding | Construction | 26281.2 | Area Calculation | 30 | 44 | 1 | FALSE | 1 | FALSE |  | 1.05 | 26281.2 | 52562.4 | 5144 | Cladding panel, fibre cement (air cured) |  | 21 | B1 | -112.8873 | [7 empty] | -0.21376
| Civic Offices | External wall cladding fibre cement sheathing 8mm | 1701039 | 8403347 | 2.5 | External walls | cladding | Construction | 26281.2 | Area Calculation | 30 | 44 | 1 | FALSE | 1 | FALSE |  | 1.05 | 26281.2 | 52562.4 | 5144 | Cladding panel, fibre cement (air cured) |  | 22 | B1 | -112.8873 | [7 empty] | -0.21376
| Civic Offices | External wall cladding fibre cement sheathing 8mm | 1701039 | 8403347 | 2.5 | External walls | cladding | Construction | 26281.2 | Area Calculation | 30 | 44 | 1 | FALSE | 1 | FALSE |  | 1.05 | 26281.2 | 52562.4 | 5144 | Cladding panel, fibre cement (air cured) |  | 23 | B1 | -112.8873 | [7 empty] | -0.21376
| Civic Offices | External wall cladding fibre cement sheathing 8mm | 1701039 | 8403347 | 2.5 | External walls | cladding | Construction | 26281.2 | Area Calculation | 30 | 44 | 1 | FALSE | 1 | FALSE |  | 1.05 | 26281.2 | 52562.4 | 5144 | Cladding panel, fibre cement (air cured) |  | 24 | B1 | -112.8873 | [7 empty] | -0.21376
| Civic Offices | External wall cladding fibre cement sheathing 8mm | 1701039 | 8403347 | 2.5 | External walls | cladding | Construction | 26281.2 | Area Calculation | 30 | 44 | 1 | FALSE | 1 | FALSE |  | 1.05 | 26281.2 | 52562.4 | 5144 | Cladding panel, fibre cement (air cured) |  | 25 | B1 | -112.8873 | [7 empty] | -0.21376
| Civic Offices | External wall cladding fibre cement sheathing 8mm | 1701039 | 8403347 | 2.5 | External walls | cladding | Construction | 26281.2 | Area Calculation | 30 | 44 | 1 | FALSE | 1 | FALSE |  | 1.05 | 26281.2 | 52562.4 | 5144 | Cladding panel, fibre cement (air cured) |  | 26 | B1 | -112.8873 | [7 empty] | -0.21376
| Civic Offices | External wall cladding fibre cement sheathing 8mm | 1701039 | 8403347 | 2.5 | External walls | cladding | Construction | 26281.2 | Area Calculation | 30 | 44 | 1 | FALSE | 1 | FALSE |  | 1.05 | 26281.2 | 52562.4 | 5144 | Cladding panel, fibre cement (air cured) |  | 27 | B1 | -112.8873 | [7 empty] | -0.21376
| Civic Offices | External wall cladding fibre cement sheathing 8mm | 1701039 | 8403347 | 2.5 | External walls | cladding | Construction | 26281.2 | Area Calculation | 30 | 44 | 1 | FALSE | 1 | FALSE |  | 1.05 | 26281.2 | 52562.4 | 5144 | Cladding panel, fibre cement (air cured) |  | 28 | B1 | -112.8873 | [7 empty] | -0.21376
| Civic Offices | External wall cladding fibre cement sheathing 8mm | 1701039 | 8403347 | 2.5 | External walls | cladding | Construction | 26281.2 | Area Calculation | 30 | 44 | 1 | FALSE | 1 | FALSE |  | 1.05 | 26281.2 | 52562.4 | 5144 | Cladding panel, fibre cement (air cured) |  | 29 | B1 | -112.8873 | [7 empty] | -0.21376
| Civic Offices | External wall cladding fibre cement sheathing 8mm | 1701039 | 8403347 | 2.5 | External walls | cladding | Construction | 26281.2 | Area Calculation | 30 | 44 | 1 | FALSE | 1 | FALSE |  | 1.05 | 26281.2 | 52562.4 | 5144 | Cladding panel, fibre cement (air cured) |  | 30 | B1 | -112.8873 | [7 empty] | -0.21376
| Civic Offices | External wall cladding fibre cement sheathing 8mm | 1701039 | 8403347 | 2.5 | External walls | cladding | Construction | 26281.2 | Area Calculation | 30 | 44 | 1 | FALSE | 1 | FALSE |  | 1.05 | 26281.2 | 52562.4 | 5144 | Cladding panel, fibre cement (air cured) |  | 31 | B1 | -112.8873 | [7 empty] | -0.21376
| Civic Offices | External wall cladding fibre cement sheathing 8mm | 1701039 | 8403347 | 2.5 | External walls | cladding | Construction | 26281.2 | Area Calculation | 30 | 44 | 1 | FALSE | 1 | FALSE |  | 1.05 | 26281.2 | 52562.4 | 5144 | Cladding panel, fibre cement (air cured) |  | 32 | B1 | -112.8873 | [7 empty] | -0.21376
| Civic Offices | External wall cladding fibre cement sheathing 8mm | 1701039 | 8403347 | 2.5 | External walls | cladding | Construction | 26281.2 | Area Calculation | 30 | 44 | 1 | FALSE | 1 | FALSE |  | 1.05 | 26281.2 | 52562.4 | 5144 | Cladding panel, fibre cement (air cured) |  | 33 | B1 | -112.8873 | [7 empty] | -0.21376
| Civic Offices | External wall cladding fibre cement sheathing 8mm | 1701039 | 8403347 | 2.5 | External walls | cladding | Construction | 26281.2 | Area Calculation | 30 | 44 | 1 | FALSE | 1 | FALSE |  | 1.05 | 26281.2 | 52562.4 | 5144 | Cladding panel, fibre cement (air cured) |  | 34 | B1 | -112.8873 | [7 empty] | -0.21376
| Civic Offices | External wall cladding fibre cement sheathing 8mm | 1701039 | 8403347 | 2.5 | External walls | cladding | Construction | 26281.2 | Area Calculation | 30 | 44 | 1 | FALSE | 1 | FALSE |  | 1.05 | 26281.2 | 52562.4 | 5144 | Cladding panel, fibre cement (air cured) |  | 35 | B1 | -112.8873 | [7 empty] | -0.21376
| Civic Offices | External wall cladding fibre cement sheathing 8mm | 1701039 | 8403347 | 2.5 | External walls | cladding | Construction | 26281.2 | Area Calculation | 30 | 44 | 1 | FALSE | 1 | FALSE |  | 1.05 | 26281.2 | 52562.4 | 5144 | Cladding panel, fibre cement (air cured) |  | 36 | B1 | -112.8873 | [7 empty] | -0.21376
| Civic Offices | External wall cladding fibre cement sheathing 8mm | 1701039 | 8403347 | 2.5 | External walls | cladding | Construction | 26281.2 | Area Calculation | 30 | 44 | 1 | FALSE | 1 | FALSE |  | 1.05 | 26281.2 | 52562.4 | 5144 | Cladding panel, fibre cement (air cured) |  | 37 | B1 | -112.8873 | [7 empty] | -0.21376
| Civic Offices | External wall cladding fibre cement sheathing 8mm | 1701039 | 8403347 | 2.5 | External walls | cladding | Construction | 26281.2 | Area Calculation | 30 | 44 | 1 | FALSE | 1 | FALSE |  | 1.05 | 26281.2 | 52562.4 | 5144 | Cladding panel, fibre cement (air cured) |  | 38 | B1 | -112.8873 | [7 empty] | -0.21376
| Civic Offices | External wall cladding fibre cement sheathing 8mm | 1701039 | 8403347 | 2.5 | External walls | cladding | Construction | 26281.2 | Area Calculation | 30 | 44 | 1 | FALSE | 1 | FALSE |  | 1.05 | 26281.2 | 52562.4 | 5144 | Cladding panel, fibre cement (air cured) |  | 39 | B1 | -112.8873 | [7 empty] | -0.21376
| Civic Offices | External wall cladding fibre cement sheathing 8mm | 1701039 | 8403347 | 2.5 | External walls | cladding | Construction | 26281.2 | Area Calculation | 30 | 44 | 1 | FALSE | 1 | FALSE |  | 1.05 | 26281.2 | 52562.4 | 5144 | Cladding panel, fibre cement (air cured) |  | 40 | B1 | -112.8873 | [7 empty] | -0.21376
| Civic Offices | External wall cladding fibre cement sheathing 8mm | 1701039 | 8403347 | 2.5 | External walls | cladding | Construction | 26281.2 | Area Calculation | 30 | 44 | 1 | FALSE | 1 | FALSE |  | 1.05 | 26281.2 | 52562.4 | 5144 | Cladding panel, fibre cement (air cured) |  | 41 | B1 | -112.8873 | [7 empty] | -0.21376
| Civic Offices | External wall cladding fibre cement sheathing 8mm | 1701039 | 8403347 | 2.5 | External walls | cladding | Construction | 26281.2 | Area Calculation | 30 | 44 | 1 | FALSE | 1 | FALSE |  | 1.05 | 26281.2 | 52562.4 | 5144 | Cladding panel, fibre cement (air cured) |  | 42 | B1 | -112.8873 | [7 empty] | -0.21376
| Civic Offices | External wall cladding fibre cement sheathing 8mm | 1701039 | 8403347 | 2.5 | External walls | cladding | Construction | 26281.2 | Area Calculation | 30 | 44 | 1 | FALSE | 1 | FALSE |  | 1.05 | 26281.2 | 52562.4 | 5144 | Cladding panel, fibre cement (air cured) |  | 43 | B1 | -112.8873 | [7 empty] | -0.21376
| Civic Offices | External wall cladding fibre cement sheathing 8mm | 1701039 | 8403347 | 2.5 | External walls | cladding | Construction | 26281.2 | Area Calculation | 30 | 44 | 1 | FALSE | 1 | FALSE |  | 1.05 | 26281.2 | 52562.4 | 5144 | Cladding panel, fibre cement (air cured) |  | 44 | B1 | -112.8873 | [7 empty] | -0.21376
| Civic Offices | External wall cladding fibre cement sheathing 8mm | 1701039 | 8403347 | 2.5 | External walls | cladding | Construction | 26281.2 | Area Calculation | 30 | 44 | 1 | FALSE | 1 | FALSE |  | 1.05 | 26281.2 | 52562.4 | 5144 | Cladding panel, fibre cement (air cured) |  | 45 | B1 | -112.8873 | [7 empty] | -0.21376
| Civic Offices | External wall cladding fibre cement sheathing 8mm | 1701039 | 8403347 | 2.5 | External walls | cladding | Construction | 26281.2 | Area Calculation | 30 | 44 | 1 | FALSE | 1 | FALSE |  | 1.05 | 26281.2 | 52562.4 | 5144 | Cladding panel, fibre cement (air cured) |  | 46 | B1 | -112.8873 | [7 empty] | -0.21376
| Civic Offices | External wall cladding fibre cement sheathing 8mm | 1701039 | 8403347 | 2.5 | External walls | cladding | Construction | 26281.2 | Area Calculation | 30 | 44 | 1 | FALSE | 1 | FALSE |  | 1.05 | 26281.2 | 52562.4 | 5144 | Cladding panel, fibre cement (air cured) |  | 47 | B1 | -112.8873 | [7 empty] | -0.21376
| Civic Offices | External wall cladding fibre cement sheathing 8mm | 1701039 | 8403347 | 2.5 | External walls | cladding | Construction | 26281.2 | Area Calculation | 30 | 44 | 1 | FALSE | 1 | FALSE |  | 1.05 | 26281.2 | 52562.4 | 5144 | Cladding panel, fibre cement (air cured) |  | 48 | B1 | -112.8873 | [7 empty] | -0.21376
| Civic Offices | External wall cladding fibre cement sheathing 8mm | 1701039 | 8403347 | 2.5 | External walls | cladding | Construction | 26281.2 | Area Calculation | 30 | 44 | 1 | FALSE | 1 | FALSE |  | 1.05 | 26281.2 | 52562.4 | 5144 | Cladding panel, fibre cement (air cured) |  | 49 | B1 | -112.8873 | [7 empty] | -0.21376
| Civic Offices | External wall cladding fibre cement sheathing 8mm | 1701039 | 8403347 | 2.5 | External walls | cladding | Construction | 26281.2 | Area Calculation | 30 | 44 | 1 | FALSE | 1 | FALSE |  | 1.05 | 26281.2 | 52562.4 | 5144 | Cladding panel, fibre cement (air cured) |  | 50 | B1 | -112.8873 | [7 empty] | -0.21376
| Civic Offices | External wall cladding fibre cement sheathing 8mm | 1701039 | 8403347 | 2.5 | External walls | cladding | Construction | 26281.2 | Area Calculation | 30 | 44 | 1 | FALSE | 1 | FALSE |  | 1.05 | 26281.2 | 52562.4 | 5144 | Cladding panel, fibre cement (air cured) |  | 51 | B1 | -112.8873 | [7 empty] | -0.21376
| Civic Offices | External wall cladding fibre cement sheathing 8mm | 1701039 | 8403347 | 2.5 | External walls | cladding | Construction | 26281.2 | Area Calculation | 30 | 44 | 1 | FALSE | 1 | FALSE |  | 1.05 | 26281.2 | 52562.4 | 5144 | Cladding panel, fibre cement (air cured) |  | 52 | B1 | -112.8873 | [7 empty] | -0.21376
| Civic Offices | External wall cladding fibre cement sheathing 8mm | 1701039 | 8403347 | 2.5 | External walls | cladding | Construction | 26281.2 | Area Calculation | 30 | 44 | 1 | FALSE | 1 | FALSE |  | 1.05 | 26281.2 | 52562.4 | 5144 | Cladding panel, fibre cement (air cured) |  | 53 | B1 | -112.8873 | [7 empty] | -0.21376
| Civic Offices | External wall cladding fibre cement sheathing 8mm | 1701039 | 8403347 | 2.5 | External walls | cladding | Construction | 26281.2 | Area Calculation | 30 | 44 | 1 | FALSE | 1 | FALSE |  | 1.05 | 26281.2 | 52562.4 | 5144 | Cladding panel, fibre cement (air cured) |  | 54 | B1 | -112.8873 | [7 empty] | -0.21376
| Civic Offices | External wall cladding fibre cement sheathing 8mm | 1701039 | 8403347 | 2.5 | External walls | cladding | Construction | 26281.2 | Area Calculation | 30 | 44 | 1 | FALSE | 1 | FALSE |  | 1.05 | 26281.2 | 52562.4 | 5144 | Cladding panel, fibre cement (air cured) |  | 55 | B1 | -112.8873 | [7 empty] | -0.21376
| Civic Offices | External wall cladding fibre cement sheathing 8mm | 1701039 | 8403347 | 2.5 | External walls | cladding | Construction | 26281.2 | Area Calculation | 30 | 44 | 1 | FALSE | 1 | FALSE |  | 1.05 | 26281.2 | 52562.4 | 5144 | Cladding panel, fibre cement (air cured) |  | 56 | B1 | -112.8873 | [7 empty] | -0.21376
| Civic Offices | External wall cladding fibre cement sheathing 8mm | 1701039 | 8403347 | 2.5 | External walls | cladding | Construction | 26281.2 | Area Calculation | 30 | 44 | 1 | FALSE | 1 | FALSE |  | 1.05 | 26281.2 | 52562.4 | 5144 | Cladding panel, fibre cement (air cured) |  | 57 | B1 | -112.8873 | [7 empty] | -0.21376
| Civic Offices | External wall cladding fibre cement sheathing 8mm | 1701039 | 8403347 | 2.5 | External walls | cladding | Construction | 26281.2 | Area Calculation | 30 | 44 | 1 | FALSE | 1 | FALSE |  | 1.05 | 26281.2 | 52562.4 | 5144 | Cladding panel, fibre cement (air cured) |  | 58 | B1 | -112.8873 | [7 empty] | -0.21376
| Civic Offices | External wall cladding fibre cement sheathing 8mm | 1701039 | 8403347 | 2.5 | External walls | cladding | Construction | 26281.2 | Area Calculation | 30 | 44 | 1 | FALSE | 1 | FALSE |  | 1.05 | 26281.2 | 52562.4 | 5144 | Cladding panel, fibre cement (air cured) |  | 59 | B1 | -112.8873 | [7 empty] | -0.21376
| Civic Offices | External wall cladding fibre cement sheathing 8mm | 1701039 | 8403347 | 2.5 | External walls | cladding | Construction | 26281.2 | Area Calculation | 30 | 44 | 1 | FALSE | 1 | FALSE |  | 1.05 | 26281.2 | 52562.4 | 5144 | Cladding panel, fibre cement (air cured) |  | 60 | B1 | -112.8873 | [7 empty] | -0.21376
| Civic Offices | External wall cladding fibre cement sheathing 8mm | 1701039 | 8403347 | 2.5 | External walls | cladding | Construction | 26281.2 | Area Calculation | 30 | 44 | 1 | FALSE | 1 | FALSE |  | 1.05 | 26281.2 | 52562.4 | 5144 | Cladding panel, fibre cement (air cured) |  | 30 | B4B5 | 35081.9493 | 0.0019354 | 123.1689 | 39.5315 | 20.9744 | 0.069012 | 340384.3248 | 17496.1796 | 140.8935
| Civic Offices | External wall cladding fibre cement sheathing 8mm | 1701039 | 8403347 | 2.5 | External walls | cladding | Construction | 26281.2 | Area Calculation | 30 | 44 | 1 | FALSE | 1 | FALSE |  | 1.05 | 26281.2 | 52562.4 | 5144 | Cladding panel, fibre cement (air cured) |  | 30 | D2 | 0 | 0 | 0 | 0 | 0 | 0 | 0 | 0 | 0
| Civic Offices | External wall cladding fibre cement sheathing 8mm | 1701039 | 8403347 | 2.5 | External walls | cladding | Construction | 26281.2 | Area Calculation | 30 | 44 | 1 | FALSE | 1 | FALSE |  | 1.05 | 26281.2 | 52562.4 | 5144 | Cladding panel, fibre cement (air cured) |  | 30 | D3 | 0 | 0 | 0 | 0 | 0 | 0 | 0 | 0 | 0
| Civic Offices | External wall cladding fibre cement sheathing 8mm | 1701039 | 8403347 | 2.5 | External walls | cladding | Construction | 26281.2 | Area Calculation | 30 | 44 | 1 | FALSE | 1 | FALSE |  | 1.05 | 26281.2 | 52562.4 | 5144 | Cladding panel, fibre cement (air cured) |  | 30 | D4 | 0 | 0 | 0 | 0 | 0 | 0 | 0 | 0 | 0
| Civic Offices | External wall structure insulation rockwool (m3) | 1701040 | 8403349 | 2.5 | External walls | insulation | Construction | 139.37 | m3 | 80 | 44 | 1 | FALSE | 1 | FALSE |  | 1.05 | 2508.66 | 2508.66 | 5471 | Insulation (quilt), rock fibre |  | 0 | A1A3 | 3463.4461 | 0.00021351 | 28.6214 | 5.4148 | 4.2878 | 0.0065589 | 49981.1587 | 545.2643 | 17.6577
| Civic Offices | External wall structure insulation rockwool (m3) | 1701040 | 8403349 | 2.5 | External walls | insulation | Construction | 139.37 | m3 | 80 | 44 | 1 | FALSE | 1 | FALSE |  | 1.05 | 2508.66 | 2508.66 | 5471 | Insulation (quilt), rock fibre |  | 0 | A4 | 50.4744 | 9.069e-06 | 0.16527 | 0.04467 | 0.028195 | 0.00017603 | 752.4034 | 114.8865 | 0.20771
| Civic Offices | External wall structure insulation rockwool (m3) | 1701040 | 8403349 | 2.5 | External walls | insulation | Construction | 139.37 | m3 | 80 | 44 | 1 | FALSE | 1 | FALSE |  | 1.05 | 2508.66 | 2508.66 | 5471 | Insulation (quilt), rock fibre |  | 0 | A5 | 0.8476 | 2.2195e-07 | 0.0059272 | 0.0019477 | 0.00098355 | 1.1957e-06 | 20.7793 | 18.8149 | 0
| Civic Offices | External wall structure insulation rockwool (m3) | 1701040 | 8403349 | 2.5 | External walls | insulation | Construction | 139.37 | m3 | 80 | 44 | 1 | FALSE | 1 | FALSE |  | 1.05 | 2508.66 | 2508.66 | 5471 | Insulation (quilt), rock fibre |  | 0 | D2 | 0 | 0 | 0 | 0 | 0 | 0 | 0 | 0 | 0
| Civic Offices | External wall structure insulation rockwool (m3) | 1701040 | 8403349 | 2.5 | External walls | insulation | Construction | 139.37 | m3 | 80 | 44 | 1 | FALSE | 1 | FALSE |  | 1.05 | 2508.66 | 2508.66 | 5471 | Insulation (quilt), rock fibre |  | 0 | D3 | 0 | 0 | 0 | 0 | 0 | 0 | 0 | 0 | 0
| Civic Offices | External wall structure insulation rockwool (m3) | 1701040 | 8403349 | 2.5 | External walls | insulation | Construction | 139.37 | m3 | 80 | 44 | 1 | FALSE | 1 | FALSE |  | 1.05 | 2508.66 | 2508.66 | 5471 | Insulation (quilt), rock fibre |  | 0 | D4 | 0 | 0 | 0 | 0 | 0 | 0 | 0 | 0 | 0
| Civic Offices | External wall structure insulation rockwool (m3) | 1701040 | 8403349 | 2.5 | External walls | insulation | Construction | 139.37 | m3 | 80 | 44 | 1 | FALSE | 1 | FALSE |  | 1.05 | 2508.66 | 2508.66 | 5471 | Insulation (quilt), rock fibre |  | 60 | C2 | 0 | 0 | 0 | 0 | 0 | 0 | 0 | 0 | 0
| Civic Offices | External wall structure insulation rockwool (m3) | 1701040 | 8403349 | 2.5 | External walls | insulation | Construction | 139.37 | m3 | 80 | 44 | 1 | FALSE | 1 | FALSE |  | 1.05 | 2508.66 | 2508.66 | 5471 | Insulation (quilt), rock fibre |  | 60 | C4 | 22.168 | 5.8048e-06 | 0.15502 | 0.050939 | 0.025724 | 3.1271e-05 | 543.4582 | 376.299 | 1.1117
| Civic Offices | External wall structure insulation rockwool (m3) | 1701040 | 8403349 | 2.5 | External walls | insulation | Construction | 139.37 | m3 | 80 | 44 | 1 | FALSE | 1 | FALSE |  | 1.05 | 2508.66 | 2508.66 | 5471 | Insulation (quilt), rock fibre |  | 60 | D2 | 0 | 0 | 0 | 0 | 0 | 0 | 0 | 0 | 0
| Civic Offices | External wall structure insulation rockwool (m3) | 1701040 | 8403349 | 2.5 | External walls | insulation | Construction | 139.37 | m3 | 80 | 44 | 1 | FALSE | 1 | FALSE |  | 1.05 | 2508.66 | 2508.66 | 5471 | Insulation (quilt), rock fibre |  | 60 | D3 | 0 | 0 | 0 | 0 | 0 | 0 | 0 | 0 | 0
| Civic Offices | External wall structure insulation rockwool (m3) | 1701040 | 8403349 | 2.5 | External walls | insulation | Construction | 139.37 | m3 | 80 | 44 | 1 | FALSE | 1 | FALSE |  | 1.05 | 2508.66 | 2508.66 | 5471 | Insulation (quilt), rock fibre |  | 60 | D4 | 0 | 0 | 0 | 0 | 0 | 0 | 0 | 0 | 0
| Civic Offices | Internal wall framing steel stud metal framing (metsec 70mm) | 1701042 | 8403352 | 2.7 | Internal walls and partitions | 70mm steel framing | Construction | 3.9301 | Area Calculation | 80 | 44 | 1 | FALSE | 1 | FALSE |  | 1.05 | 3.9301 | 3.9301 | 5470 | Framework (drywall partitions), steel (galvanized) |  | 0 | A1A3 | 10.7226 | 7.2888e-07 | 0.17528 | 0.054714 | 0.010315 | 0.0025284 | 144.3459 | 8.1019 | 0.20891
| Civic Offices | Internal wall framing steel stud metal framing (metsec 70mm) | 1701042 | 8403352 | 2.7 | Internal walls and partitions | 70mm steel framing | Construction | 3.9301 | Area Calculation | 80 | 44 | 1 | FALSE | 1 | FALSE |  | 1.05 | 3.9301 | 3.9301 | 5470 | Framework (drywall partitions), steel (galvanized) |  | 0 | A4 | 0.17128 | 2.3701e-08 | 0.00081436 | 0.00015122 | 0.00010751 | 3.8143e-07 | 2.506 | 0.72778 | 0.00069609
| Civic Offices | Internal wall framing steel stud metal framing (metsec 70mm) | 1701042 | 8403352 | 2.7 | Internal walls and partitions | 70mm steel framing | Construction | 3.9301 | Area Calculation | 80 | 44 | 1 | FALSE | 1 | FALSE |  | 1.05 | 3.9301 | 3.9301 | 5470 | Framework (drywall partitions), steel (galvanized) |  | 0 | A5 | 0.00010214 | 2.6746e-11 | 7.1427e-07 | 2.3471e-07 | 1.1853e-07 | 1.4409e-10 | 0.0025041 | 0.029476 | 0
| Civic Offices | Internal wall framing steel stud metal framing (metsec 70mm) | 1701042 | 8403352 | 2.7 | Internal walls and partitions | 70mm steel framing | Construction | 3.9301 | Area Calculation | 80 | 44 | 1 | FALSE | 1 | FALSE |  | 1.05 | 3.9301 | 3.9301 | 5470 | Framework (drywall partitions), steel (galvanized) |  | 0 | D2 | 0 | 0 | 0 | 0 | 0 | 0 | 0 | 0 | 0
| Civic Offices | Internal wall framing steel stud metal framing (metsec 70mm) | 1701042 | 8403352 | 2.7 | Internal walls and partitions | 70mm steel framing | Construction | 3.9301 | Area Calculation | 80 | 44 | 1 | FALSE | 1 | FALSE |  | 1.05 | 3.9301 | 3.9301 | 5470 | Framework (drywall partitions), steel (galvanized) |  | 0 | D3 | 0 | 0 | 0 | 0 | 0 | 0 | 0 | 0 | 0
| Civic Offices | Internal wall framing steel stud metal framing (metsec 70mm) | 1701042 | 8403352 | 2.7 | Internal walls and partitions | 70mm steel framing | Construction | 3.9301 | Area Calculation | 80 | 44 | 1 | FALSE | 1 | FALSE |  | 1.05 | 3.9301 | 3.9301 | 5470 | Framework (drywall partitions), steel (galvanized) |  | 0 | D4 | 0 | 0 | 0 | 0 | 0 | 0 | 0 | 0 | 0
| Civic Offices | Internal wall framing steel stud metal framing (metsec 70mm) | 1701042 | 8403352 | 2.7 | Internal walls and partitions | 70mm steel framing | Construction | 3.9301 | Area Calculation | 80 | 44 | 1 | FALSE | 1 | FALSE |  | 1.05 | 3.9301 | 3.9301 | 5470 | Framework (drywall partitions), steel (galvanized) |  | 60 | C2 | 0 | 0 | 0 | 0 | 0 | 0 | 0 | 0 | 0
| Civic Offices | Internal wall framing steel stud metal framing (metsec 70mm) | 1701042 | 8403352 | 2.7 | Internal walls and partitions | 70mm steel framing | Construction | 3.9301 | Area Calculation | 80 | 44 | 1 | FALSE | 1 | FALSE |  | 1.05 | 3.9301 | 3.9301 | 5470 | Framework (drywall partitions), steel (galvanized) |  | 60 | C4 | 0.0020428 | 5.3493e-10 | 1.4285e-05 | 4.6941e-06 | 2.3705e-06 | 2.8818e-09 | 0.050081 | 0.58951 | 0.00010245
| Civic Offices | Internal wall framing steel stud metal framing (metsec 70mm) | 1701042 | 8403352 | 2.7 | Internal walls and partitions | 70mm steel framing | Construction | 3.9301 | Area Calculation | 80 | 44 | 1 | FALSE | 1 | FALSE |  | 1.05 | 3.9301 | 3.9301 | 5470 | Framework (drywall partitions), steel (galvanized) |  | 60 | D2 | 0 | 0 | 0 | 0 | 0 | 0 | 0 | 0 | 0
| Civic Offices | Internal wall framing steel stud metal framing (metsec 70mm) | 1701042 | 8403352 | 2.7 | Internal walls and partitions | 70mm steel framing | Construction | 3.9301 | Area Calculation | 80 | 44 | 1 | FALSE | 1 | FALSE |  | 1.05 | 3.9301 | 3.9301 | 5470 | Framework (drywall partitions), steel (galvanized) |  | 60 | D3 | 0 | 0 | 0 | 0 | 0 | 0 | 0 | 0 | 0
| Civic Offices | Internal wall framing steel stud metal framing (metsec 70mm) | 1701042 | 8403352 | 2.7 | Internal walls and partitions | 70mm steel framing | Construction | 3.9301 | Area Calculation | 80 | 44 | 1 | FALSE | 1 | FALSE |  | 1.05 | 3.9301 | 3.9301 | 5470 | Framework (drywall partitions), steel (galvanized) |  | 60 | D4 | 0 | 0 | 0 | 0 | 0 | 0 | 0 | 0 | 0
| Civic Offices | Internal wall finish paint (emulsion) | 1701044 | 8403353 | 3.1 | Wall finishes | Paint | Construction | 445.984 | Area Calculation | 5 | 44 | 1 | FALSE | 1 | FALSE |  | 1.06 | 445.984 | 5351.808 | 5134 | Paint, emulsion |  | 0 | A1A3 | 1767.2878 | 0.00027893 | 19.9125 | 7.831 | 2.1454 | 0.018228 | 33932.1443 | 1412.5562 | 21.9203
| Civic Offices | Internal wall finish paint (emulsion) | 1701044 | 8403353 | 3.1 | Wall finishes | Paint | Construction | 445.984 | Area Calculation | 5 | 44 | 1 | FALSE | 1 | FALSE |  | 1.06 | 445.984 | 5351.808 | 5134 | Paint, emulsion |  | 0 | A4 | 9.0587 | 1.6276e-06 | 0.029661 | 0.008017 | 0.0050602 | 3.1592e-05 | 135.0345 | 20.6188 | 0.037278
| Civic Offices | Internal wall finish paint (emulsion) | 1701044 | 8403353 | 3.1 | Wall finishes | Paint | Construction | 445.984 | Area Calculation | 5 | 44 | 1 | FALSE | 1 | FALSE |  | 1.06 | 445.984 | 5351.808 | 5134 | Paint, emulsion |  | 0 | A5 | 1.1005 | 6.9416e-08 | 0.0024746 | 0.052038 | 0.00046718 | 3.7533e-07 | 6.5436 | 10.436 | 0
| Civic Offices | Internal wall finish paint (emulsion) | 1701044 | 8403353 | 3.1 | Wall finishes | Paint | Construction | 445.984 | Area Calculation | 5 | 44 | 1 | FALSE | 1 | FALSE |  | 1.06 | 445.984 | 5351.808 | 5134 | Paint, emulsion |  | 0 | D2 | 0 | 0 | 0 | 0 | 0 | 0 | 0 | 0 | 0
| Civic Offices | Internal wall finish paint (emulsion) | 1701044 | 8403353 | 3.1 | Wall finishes | Paint | Construction | 445.984 | Area Calculation | 5 | 44 | 1 | FALSE | 1 | FALSE |  | 1.06 | 445.984 | 5351.808 | 5134 | Paint, emulsion |  | 0 | D3 | 0 | 0 | 0 | 0 | 0 | 0 | 0 | 0 | 0
| Civic Offices | Internal wall finish paint (emulsion) | 1701044 | 8403353 | 3.1 | Wall finishes | Paint | Construction | 445.984 | Area Calculation | 5 | 44 | 1 | FALSE | 1 | FALSE |  | 1.06 | 445.984 | 5351.808 | 5134 | Paint, emulsion |  | 0 | D4 | 0 | 0 | 0 | 0 | 0 | 0 | 0 | 0 | 0
| Civic Offices | Internal wall finish paint (emulsion) | 1701044 | 8403353 | 3.1 | Wall finishes | Paint | Construction | 445.984 | Area Calculation | 5 | 44 | 1 | FALSE | 1 | FALSE |  | 1.06 | 445.984 | 5351.808 | 5134 | Paint, emulsion |  | 60 | C2 | 0 | 0 | 0 | 0 | 0 | 0 | 0 | 0 | 0
| Civic Offices | Internal wall finish paint (emulsion) | 1701044 | 8403353 | 3.1 | Wall finishes | Paint | Construction | 445.984 | Area Calculation | 5 | 44 | 1 | FALSE | 1 | FALSE |  | 1.06 | 445.984 | 5351.808 | 5134 | Paint, emulsion |  | 60 | C4 | 18.3417 | 1.1569e-06 | 0.041243 | 0.8673 | 0.0077863 | 6.2554e-06 | 109.0595 | 173.9338 | 0.45976
| Civic Offices | Internal wall finish paint (emulsion) | 1701044 | 8403353 | 3.1 | Wall finishes | Paint | Construction | 445.984 | Area Calculation | 5 | 44 | 1 | FALSE | 1 | FALSE |  | 1.06 | 445.984 | 5351.808 | 5134 | Paint, emulsion |  | 60 | D2 | 0 | 0 | 0 | 0 | 0 | 0 | 0 | 0 | 0
| Civic Offices | Internal wall finish paint (emulsion) | 1701044 | 8403353 | 3.1 | Wall finishes | Paint | Construction | 445.984 | Area Calculation | 5 | 44 | 1 | FALSE | 1 | FALSE |  | 1.06 | 445.984 | 5351.808 | 5134 | Paint, emulsion |  | 60 | D3 | 0 | 0 | 0 | 0 | 0 | 0 | 0 | 0 | 0
| Civic Offices | Internal wall finish paint (emulsion) | 1701044 | 8403353 | 3.1 | Wall finishes | Paint | Construction | 445.984 | Area Calculation | 5 | 44 | 1 | FALSE | 1 | FALSE |  | 1.06 | 445.984 | 5351.808 | 5134 | Paint, emulsion |  | 60 | D4 | 0 | 0 | 0 | 0 | 0 | 0 | 0 | 0 | 0
| Civic Offices | Internal wall finish paint (emulsion) | 1701044 | 8403353 | 3.1 | Wall finishes | Paint | Construction | 445.984 | Area Calculation | 5 | 44 | 1 | FALSE | 1 | FALSE |  | 1.06 | 445.984 | 5351.808 | 5134 | Paint, emulsion |  | 5 | B4B5 | 1795.7887 | 0.00028178 | 19.9859 | 8.7584 | 2.1587 | 0.018266 | 34182.7819 | 1617.5448 | 21.9575
| Civic Offices | Internal wall finish paint (emulsion) | 1701044 | 8403353 | 3.1 | Wall finishes | Paint | Construction | 445.984 | Area Calculation | 5 | 44 | 1 | FALSE | 1 | FALSE |  | 1.06 | 445.984 | 5351.808 | 5134 | Paint, emulsion |  | 5 | D2 | 0 | 0 | 0 | 0 | 0 | 0 | 0 | 0 | 0
| Civic Offices | Internal wall finish paint (emulsion) | 1701044 | 8403353 | 3.1 | Wall finishes | Paint | Construction | 445.984 | Area Calculation | 5 | 44 | 1 | FALSE | 1 | FALSE |  | 1.06 | 445.984 | 5351.808 | 5134 | Paint, emulsion |  | 5 | D3 | 0 | 0 | 0 | 0 | 0 | 0 | 0 | 0 | 0
| Civic Offices | Internal wall finish paint (emulsion) | 1701044 | 8403353 | 3.1 | Wall finishes | Paint | Construction | 445.984 | Area Calculation | 5 | 44 | 1 | FALSE | 1 | FALSE |  | 1.06 | 445.984 | 5351.808 | 5134 | Paint, emulsion |  | 5 | D4 | 0 | 0 | 0 | 0 | 0 | 0 | 0 | 0 | 0
| Civic Offices | Internal wall finish paint (emulsion) | 1701044 | 8403353 | 3.1 | Wall finishes | Paint | Construction | 445.984 | Area Calculation | 5 | 44 | 1 | FALSE | 1 | FALSE |  | 1.06 | 445.984 | 5351.808 | 5134 | Paint, emulsion |  | 10 | B4B5 | 1795.7887 | 0.00028178 | 19.9859 | 8.7584 | 2.1587 | 0.018266 | 34182.7819 | 1617.5448 | 21.9575
| Civic Offices | Internal wall finish paint (emulsion) | 1701044 | 8403353 | 3.1 | Wall finishes | Paint | Construction | 445.984 | Area Calculation | 5 | 44 | 1 | FALSE | 1 | FALSE |  | 1.06 | 445.984 | 5351.808 | 5134 | Paint, emulsion |  | 10 | D2 | 0 | 0 | 0 | 0 | 0 | 0 | 0 | 0 | 0
| Civic Offices | Internal wall finish paint (emulsion) | 1701044 | 8403353 | 3.1 | Wall finishes | Paint | Construction | 445.984 | Area Calculation | 5 | 44 | 1 | FALSE | 1 | FALSE |  | 1.06 | 445.984 | 5351.808 | 5134 | Paint, emulsion |  | 10 | D3 | 0 | 0 | 0 | 0 | 0 | 0 | 0 | 0 | 0
| Civic Offices | Internal wall finish paint (emulsion) | 1701044 | 8403353 | 3.1 | Wall finishes | Paint | Construction | 445.984 | Area Calculation | 5 | 44 | 1 | FALSE | 1 | FALSE |  | 1.06 | 445.984 | 5351.808 | 5134 | Paint, emulsion |  | 10 | D4 | 0 | 0 | 0 | 0 | 0 | 0 | 0 | 0 | 0
| Civic Offices | Internal wall finish paint (emulsion) | 1701044 | 8403353 | 3.1 | Wall finishes | Paint | Construction | 445.984 | Area Calculation | 5 | 44 | 1 | FALSE | 1 | FALSE |  | 1.06 | 445.984 | 5351.808 | 5134 | Paint, emulsion |  | 15 | B4B5 | 1795.7887 | 0.00028178 | 19.9859 | 8.7584 | 2.1587 | 0.018266 | 34182.7819 | 1617.5448 | 21.9575
| Civic Offices | Internal wall finish paint (emulsion) | 1701044 | 8403353 | 3.1 | Wall finishes | Paint | Construction | 445.984 | Area Calculation | 5 | 44 | 1 | FALSE | 1 | FALSE |  | 1.06 | 445.984 | 5351.808 | 5134 | Paint, emulsion |  | 15 | D2 | 0 | 0 | 0 | 0 | 0 | 0 | 0 | 0 | 0
| Civic Offices | Internal wall finish paint (emulsion) | 1701044 | 8403353 | 3.1 | Wall finishes | Paint | Construction | 445.984 | Area Calculation | 5 | 44 | 1 | FALSE | 1 | FALSE |  | 1.06 | 445.984 | 5351.808 | 5134 | Paint, emulsion |  | 15 | D3 | 0 | 0 | 0 | 0 | 0 | 0 | 0 | 0 | 0
| Civic Offices | Internal wall finish paint (emulsion) | 1701044 | 8403353 | 3.1 | Wall finishes | Paint | Construction | 445.984 | Area Calculation | 5 | 44 | 1 | FALSE | 1 | FALSE |  | 1.06 | 445.984 | 5351.808 | 5134 | Paint, emulsion |  | 15 | D4 | 0 | 0 | 0 | 0 | 0 | 0 | 0 | 0 | 0
| Civic Offices | Internal wall finish paint (emulsion) | 1701044 | 8403353 | 3.1 | Wall finishes | Paint | Construction | 445.984 | Area Calculation | 5 | 44 | 1 | FALSE | 1 | FALSE |  | 1.06 | 445.984 | 5351.808 | 5134 | Paint, emulsion |  | 20 | B4B5 | 1795.7887 | 0.00028178 | 19.9859 | 8.7584 | 2.1587 | 0.018266 | 34182.7819 | 1617.5448 | 21.9575
| Civic Offices | Internal wall finish paint (emulsion) | 1701044 | 8403353 | 3.1 | Wall finishes | Paint | Construction | 445.984 | Area Calculation | 5 | 44 | 1 | FALSE | 1 | FALSE |  | 1.06 | 445.984 | 5351.808 | 5134 | Paint, emulsion |  | 20 | D2 | 0 | 0 | 0 | 0 | 0 | 0 | 0 | 0 | 0
| Civic Offices | Internal wall finish paint (emulsion) | 1701044 | 8403353 | 3.1 | Wall finishes | Paint | Construction | 445.984 | Area Calculation | 5 | 44 | 1 | FALSE | 1 | FALSE |  | 1.06 | 445.984 | 5351.808 | 5134 | Paint, emulsion |  | 20 | D3 | 0 | 0 | 0 | 0 | 0 | 0 | 0 | 0 | 0
| Civic Offices | Internal wall finish paint (emulsion) | 1701044 | 8403353 | 3.1 | Wall finishes | Paint | Construction | 445.984 | Area Calculation | 5 | 44 | 1 | FALSE | 1 | FALSE |  | 1.06 | 445.984 | 5351.808 | 5134 | Paint, emulsion |  | 20 | D4 | 0 | 0 | 0 | 0 | 0 | 0 | 0 | 0 | 0
| Civic Offices | Internal wall finish paint (emulsion) | 1701044 | 8403353 | 3.1 | Wall finishes | Paint | Construction | 445.984 | Area Calculation | 5 | 44 | 1 | FALSE | 1 | FALSE |  | 1.06 | 445.984 | 5351.808 | 5134 | Paint, emulsion |  | 25 | B4B5 | 1795.7887 | 0.00028178 | 19.9859 | 8.7584 | 2.1587 | 0.018266 | 34182.7819 | 1617.5448 | 21.9575
| Civic Offices | Internal wall finish paint (emulsion) | 1701044 | 8403353 | 3.1 | Wall finishes | Paint | Construction | 445.984 | Area Calculation | 5 | 44 | 1 | FALSE | 1 | FALSE |  | 1.06 | 445.984 | 5351.808 | 5134 | Paint, emulsion |  | 25 | D2 | 0 | 0 | 0 | 0 | 0 | 0 | 0 | 0 | 0
| Civic Offices | Internal wall finish paint (emulsion) | 1701044 | 8403353 | 3.1 | Wall finishes | Paint | Construction | 445.984 | Area Calculation | 5 | 44 | 1 | FALSE | 1 | FALSE |  | 1.06 | 445.984 | 5351.808 | 5134 | Paint, emulsion |  | 25 | D3 | 0 | 0 | 0 | 0 | 0 | 0 | 0 | 0 | 0
| Civic Offices | Internal wall finish paint (emulsion) | 1701044 | 8403353 | 3.1 | Wall finishes | Paint | Construction | 445.984 | Area Calculation | 5 | 44 | 1 | FALSE | 1 | FALSE |  | 1.06 | 445.984 | 5351.808 | 5134 | Paint, emulsion |  | 25 | D4 | 0 | 0 | 0 | 0 | 0 | 0 | 0 | 0 | 0
| Civic Offices | Internal wall finish paint (emulsion) | 1701044 | 8403353 | 3.1 | Wall finishes | Paint | Construction | 445.984 | Area Calculation | 5 | 44 | 1 | FALSE | 1 | FALSE |  | 1.06 | 445.984 | 5351.808 | 5134 | Paint, emulsion |  | 30 | B4B5 | 1795.7887 | 0.00028178 | 19.9859 | 8.7584 | 2.1587 | 0.018266 | 34182.7819 | 1617.5448 | 21.9575
| Civic Offices | Internal wall finish paint (emulsion) | 1701044 | 8403353 | 3.1 | Wall finishes | Paint | Construction | 445.984 | Area Calculation | 5 | 44 | 1 | FALSE | 1 | FALSE |  | 1.06 | 445.984 | 5351.808 | 5134 | Paint, emulsion |  | 30 | D2 | 0 | 0 | 0 | 0 | 0 | 0 | 0 | 0 | 0
| Civic Offices | Internal wall finish paint (emulsion) | 1701044 | 8403353 | 3.1 | Wall finishes | Paint | Construction | 445.984 | Area Calculation | 5 | 44 | 1 | FALSE | 1 | FALSE |  | 1.06 | 445.984 | 5351.808 | 5134 | Paint, emulsion |  | 30 | D3 | 0 | 0 | 0 | 0 | 0 | 0 | 0 | 0 | 0
| Civic Offices | Internal wall finish paint (emulsion) | 1701044 | 8403353 | 3.1 | Wall finishes | Paint | Construction | 445.984 | Area Calculation | 5 | 44 | 1 | FALSE | 1 | FALSE |  | 1.06 | 445.984 | 5351.808 | 5134 | Paint, emulsion |  | 30 | D4 | 0 | 0 | 0 | 0 | 0 | 0 | 0 | 0 | 0
| Civic Offices | Internal wall finish paint (emulsion) | 1701044 | 8403353 | 3.1 | Wall finishes | Paint | Construction | 445.984 | Area Calculation | 5 | 44 | 1 | FALSE | 1 | FALSE |  | 1.06 | 445.984 | 5351.808 | 5134 | Paint, emulsion |  | 35 | B4B5 | 1795.7887 | 0.00028178 | 19.9859 | 8.7584 | 2.1587 | 0.018266 | 34182.7819 | 1617.5448 | 21.9575
| Civic Offices | Internal wall finish paint (emulsion) | 1701044 | 8403353 | 3.1 | Wall finishes | Paint | Construction | 445.984 | Area Calculation | 5 | 44 | 1 | FALSE | 1 | FALSE |  | 1.06 | 445.984 | 5351.808 | 5134 | Paint, emulsion |  | 35 | D2 | 0 | 0 | 0 | 0 | 0 | 0 | 0 | 0 | 0
| Civic Offices | Internal wall finish paint (emulsion) | 1701044 | 8403353 | 3.1 | Wall finishes | Paint | Construction | 445.984 | Area Calculation | 5 | 44 | 1 | FALSE | 1 | FALSE |  | 1.06 | 445.984 | 5351.808 | 5134 | Paint, emulsion |  | 35 | D3 | 0 | 0 | 0 | 0 | 0 | 0 | 0 | 0 | 0
| Civic Offices | Internal wall finish paint (emulsion) | 1701044 | 8403353 | 3.1 | Wall finishes | Paint | Construction | 445.984 | Area Calculation | 5 | 44 | 1 | FALSE | 1 | FALSE |  | 1.06 | 445.984 | 5351.808 | 5134 | Paint, emulsion |  | 35 | D4 | 0 | 0 | 0 | 0 | 0 | 0 | 0 | 0 | 0
| Civic Offices | Internal wall finish paint (emulsion) | 1701044 | 8403353 | 3.1 | Wall finishes | Paint | Construction | 445.984 | Area Calculation | 5 | 44 | 1 | FALSE | 1 | FALSE |  | 1.06 | 445.984 | 5351.808 | 5134 | Paint, emulsion |  | 40 | B4B5 | 1795.7887 | 0.00028178 | 19.9859 | 8.7584 | 2.1587 | 0.018266 | 34182.7819 | 1617.5448 | 21.9575
| Civic Offices | Internal wall finish paint (emulsion) | 1701044 | 8403353 | 3.1 | Wall finishes | Paint | Construction | 445.984 | Area Calculation | 5 | 44 | 1 | FALSE | 1 | FALSE |  | 1.06 | 445.984 | 5351.808 | 5134 | Paint, emulsion |  | 40 | D2 | 0 | 0 | 0 | 0 | 0 | 0 | 0 | 0 | 0
| Civic Offices | Internal wall finish paint (emulsion) | 1701044 | 8403353 | 3.1 | Wall finishes | Paint | Construction | 445.984 | Area Calculation | 5 | 44 | 1 | FALSE | 1 | FALSE |  | 1.06 | 445.984 | 5351.808 | 5134 | Paint, emulsion |  | 40 | D3 | 0 | 0 | 0 | 0 | 0 | 0 | 0 | 0 | 0
| Civic Offices | Internal wall finish paint (emulsion) | 1701044 | 8403353 | 3.1 | Wall finishes | Paint | Construction | 445.984 | Area Calculation | 5 | 44 | 1 | FALSE | 1 | FALSE |  | 1.06 | 445.984 | 5351.808 | 5134 | Paint, emulsion |  | 40 | D4 | 0 | 0 | 0 | 0 | 0 | 0 | 0 | 0 | 0
| Civic Offices | Internal wall finish paint (emulsion) | 1701044 | 8403353 | 3.1 | Wall finishes | Paint | Construction | 445.984 | Area Calculation | 5 | 44 | 1 | FALSE | 1 | FALSE |  | 1.06 | 445.984 | 5351.808 | 5134 | Paint, emulsion |  | 45 | B4B5 | 1795.7887 | 0.00028178 | 19.9859 | 8.7584 | 2.1587 | 0.018266 | 34182.7819 | 1617.5448 | 21.9575
| Civic Offices | Internal wall finish paint (emulsion) | 1701044 | 8403353 | 3.1 | Wall finishes | Paint | Construction | 445.984 | Area Calculation | 5 | 44 | 1 | FALSE | 1 | FALSE |  | 1.06 | 445.984 | 5351.808 | 5134 | Paint, emulsion |  | 45 | D2 | 0 | 0 | 0 | 0 | 0 | 0 | 0 | 0 | 0
| Civic Offices | Internal wall finish paint (emulsion) | 1701044 | 8403353 | 3.1 | Wall finishes | Paint | Construction | 445.984 | Area Calculation | 5 | 44 | 1 | FALSE | 1 | FALSE |  | 1.06 | 445.984 | 5351.808 | 5134 | Paint, emulsion |  | 45 | D3 | 0 | 0 | 0 | 0 | 0 | 0 | 0 | 0 | 0
| Civic Offices | Internal wall finish paint (emulsion) | 1701044 | 8403353 | 3.1 | Wall finishes | Paint | Construction | 445.984 | Area Calculation | 5 | 44 | 1 | FALSE | 1 | FALSE |  | 1.06 | 445.984 | 5351.808 | 5134 | Paint, emulsion |  | 45 | D4 | 0 | 0 | 0 | 0 | 0 | 0 | 0 | 0 | 0
| Civic Offices | Internal wall finish paint (emulsion) | 1701044 | 8403353 | 3.1 | Wall finishes | Paint | Construction | 445.984 | Area Calculation | 5 | 44 | 1 | FALSE | 1 | FALSE |  | 1.06 | 445.984 | 5351.808 | 5134 | Paint, emulsion |  | 50 | B4B5 | 1795.7887 | 0.00028178 | 19.9859 | 8.7584 | 2.1587 | 0.018266 | 34182.7819 | 1617.5448 | 21.9575
| Civic Offices | Internal wall finish paint (emulsion) | 1701044 | 8403353 | 3.1 | Wall finishes | Paint | Construction | 445.984 | Area Calculation | 5 | 44 | 1 | FALSE | 1 | FALSE |  | 1.06 | 445.984 | 5351.808 | 5134 | Paint, emulsion |  | 50 | D2 | 0 | 0 | 0 | 0 | 0 | 0 | 0 | 0 | 0
| Civic Offices | Internal wall finish paint (emulsion) | 1701044 | 8403353 | 3.1 | Wall finishes | Paint | Construction | 445.984 | Area Calculation | 5 | 44 | 1 | FALSE | 1 | FALSE |  | 1.06 | 445.984 | 5351.808 | 5134 | Paint, emulsion |  | 50 | D3 | 0 | 0 | 0 | 0 | 0 | 0 | 0 | 0 | 0
| Civic Offices | Internal wall finish paint (emulsion) | 1701044 | 8403353 | 3.1 | Wall finishes | Paint | Construction | 445.984 | Area Calculation | 5 | 44 | 1 | FALSE | 1 | FALSE |  | 1.06 | 445.984 | 5351.808 | 5134 | Paint, emulsion |  | 50 | D4 | 0 | 0 | 0 | 0 | 0 | 0 | 0 | 0 | 0
| Civic Offices | Internal wall finish paint (emulsion) | 1701044 | 8403353 | 3.1 | Wall finishes | Paint | Construction | 445.984 | Area Calculation | 5 | 44 | 1 | FALSE | 1 | FALSE |  | 1.06 | 445.984 | 5351.808 | 5134 | Paint, emulsion |  | 55 | B4B5 | 1795.7887 | 0.00028178 | 19.9859 | 8.7584 | 2.1587 | 0.018266 | 34182.7819 | 1617.5448 | 21.9575
| Civic Offices | Internal wall finish paint (emulsion) | 1701044 | 8403353 | 3.1 | Wall finishes | Paint | Construction | 445.984 | Area Calculation | 5 | 44 | 1 | FALSE | 1 | FALSE |  | 1.06 | 445.984 | 5351.808 | 5134 | Paint, emulsion |  | 55 | D2 | 0 | 0 | 0 | 0 | 0 | 0 | 0 | 0 | 0
| Civic Offices | Internal wall finish paint (emulsion) | 1701044 | 8403353 | 3.1 | Wall finishes | Paint | Construction | 445.984 | Area Calculation | 5 | 44 | 1 | FALSE | 1 | FALSE |  | 1.06 | 445.984 | 5351.808 | 5134 | Paint, emulsion |  | 55 | D3 | 0 | 0 | 0 | 0 | 0 | 0 | 0 | 0 | 0
| Civic Offices | Internal wall finish paint (emulsion) | 1701044 | 8403353 | 3.1 | Wall finishes | Paint | Construction | 445.984 | Area Calculation | 5 | 44 | 1 | FALSE | 1 | FALSE |  | 1.06 | 445.984 | 5351.808 | 5134 | Paint, emulsion |  | 55 | D4 | 0 | 0 | 0 | 0 | 0 | 0 | 0 | 0 | 0
| Civic Offices | Internal wall lining skim plaster finish 3mm | 1701046 | 8403356 | 3.1 | Wall finishes | skim | Construction | 10751.4 | Area Calculation | 50 | 44 | 1 | FALSE | 1 | FALSE |  | 1.04 | 10751.4 | 21502.8 | 5100 | Render, cement:lime (1:0:5:4) |  | 0 | A1A3 | 1882.1158 | 7.2978e-05 | 4.2576 | 1.1118 | 0.42461 | 0.00092396 | 11282.8058 | 549.9243 | 5.7784
| Civic Offices | Internal wall lining skim plaster finish 3mm | 1701046 | 8403356 | 3.1 | Wall finishes | skim | Construction | 10751.4 | Area Calculation | 50 | 44 | 1 | FALSE | 1 | FALSE |  | 1.04 | 10751.4 | 21502.8 | 5100 | Render, cement:lime (1:0:5:4) |  | 0 | A4 | 119.6532 | 2.2025e-05 | 0.40011 | 0.10557 | 0.069799 | 0.00031512 | 1807.0023 | 223.2629 | 0.49574
| Civic Offices | Internal wall lining skim plaster finish 3mm | 1701046 | 8403356 | 3.1 | Wall finishes | skim | Construction | 10751.4 | Area Calculation | 50 | 44 | 1 | FALSE | 1 | FALSE |  | 1.04 | 10751.4 | 21502.8 | 5100 | Render, cement:lime (1:0:5:4) |  | 0 | A5 | 0.11163 | 3.8482e-08 | 0.00085975 | 0.00021229 | 0.00014852 | 1.2067e-07 | 3.2423 | 64.5084 | 0
| Civic Offices | Internal wall lining skim plaster finish 3mm | 1701046 | 8403356 | 3.1 | Wall finishes | skim | Construction | 10751.4 | Area Calculation | 50 | 44 | 1 | FALSE | 1 | FALSE |  | 1.04 | 10751.4 | 21502.8 | 5100 | Render, cement:lime (1:0:5:4) |  | 0 | D2 | 0 | 0 | 0 | 0 | 0 | 0 | 0 | 0 | 0
| Civic Offices | Internal wall lining skim plaster finish 3mm | 1701046 | 8403356 | 3.1 | Wall finishes | skim | Construction | 10751.4 | Area Calculation | 50 | 44 | 1 | FALSE | 1 | FALSE |  | 1.04 | 10751.4 | 21502.8 | 5100 | Render, cement:lime (1:0:5:4) |  | 0 | D3 | 0 | 0 | 0 | 0 | 0 | 0 | 0 | 0 | 0
| Civic Offices | Internal wall lining skim plaster finish 3mm | 1701046 | 8403356 | 3.1 | Wall finishes | skim | Construction | 10751.4 | Area Calculation | 50 | 44 | 1 | FALSE | 1 | FALSE |  | 1.04 | 10751.4 | 21502.8 | 5100 | Render, cement:lime (1:0:5:4) |  | 0 | D4 | 0 | 0 | 0 | 0 | 0 | 0 | 0 | 0 | 0
| Civic Offices | Internal wall lining skim plaster finish 3mm | 1701046 | 8403356 | 3.1 | Wall finishes | skim | Construction | 10751.4 | Area Calculation | 50 | 44 | 1 | FALSE | 1 | FALSE |  | 1.04 | 10751.4 | 21502.8 | 5100 | Render, cement:lime (1:0:5:4) |  | 60 | C2 | 0 | 0 | 0 | 0 | 0 | 0 | 0 | 0 | 0
| Civic Offices | Internal wall lining skim plaster finish 3mm | 1701046 | 8403356 | 3.1 | Wall finishes | skim | Construction | 10751.4 | Area Calculation | 50 | 44 | 1 | FALSE | 1 | FALSE |  | 1.04 | 10751.4 | 21502.8 | 5100 | Render, cement:lime (1:0:5:4) |  | 60 | C4 | 2.7908 | 9.6206e-07 | 0.021494 | 0.0053072 | 0.003713 | 3.0168e-06 | 81.0586 | 1612.71 | 0.26309
| Civic Offices | Internal wall lining skim plaster finish 3mm | 1701046 | 8403356 | 3.1 | Wall finishes | skim | Construction | 10751.4 | Area Calculation | 50 | 44 | 1 | FALSE | 1 | FALSE |  | 1.04 | 10751.4 | 21502.8 | 5100 | Render, cement:lime (1:0:5:4) |  | 60 | D2 | 0 | 0 | 0 | 0 | 0 | 0 | 0 | 0 | 0
| Civic Offices | Internal wall lining skim plaster finish 3mm | 1701046 | 8403356 | 3.1 | Wall finishes | skim | Construction | 10751.4 | Area Calculation | 50 | 44 | 1 | FALSE | 1 | FALSE |  | 1.04 | 10751.4 | 21502.8 | 5100 | Render, cement:lime (1:0:5:4) |  | 60 | D3 | 0 | 0 | 0 | 0 | 0 | 0 | 0 | 0 | 0
| Civic Offices | Internal wall lining skim plaster finish 3mm | 1701046 | 8403356 | 3.1 | Wall finishes | skim | Construction | 10751.4 | Area Calculation | 50 | 44 | 1 | FALSE | 1 | FALSE |  | 1.04 | 10751.4 | 21502.8 | 5100 | Render, cement:lime (1:0:5:4) |  | 60 | D4 | 0 | 0 | 0 | 0 | 0 | 0 | 0 | 0 | 0
| Civic Offices | Internal wall lining skim plaster finish 3mm | 1701046 | 8403356 | 3.1 | Wall finishes | skim | Construction | 10751.4 | Area Calculation | 50 | 44 | 1 | FALSE | 1 | FALSE |  | 1.04 | 10751.4 | 21502.8 | 5100 | Render, cement:lime (1:0:5:4) |  | 50 | B4B5 | 2004.6715 | 9.6004e-05 | 4.6801 | 1.2229 | 0.49827 | 0.0012422 | 13174.1091 | 2450.4057 | 6.2741
| Civic Offices | Internal wall lining skim plaster finish 3mm | 1701046 | 8403356 | 3.1 | Wall finishes | skim | Construction | 10751.4 | Area Calculation | 50 | 44 | 1 | FALSE | 1 | FALSE |  | 1.04 | 10751.4 | 21502.8 | 5100 | Render, cement:lime (1:0:5:4) |  | 50 | D2 | 0 | 0 | 0 | 0 | 0 | 0 | 0 | 0 | 0
| Civic Offices | Internal wall lining skim plaster finish 3mm | 1701046 | 8403356 | 3.1 | Wall finishes | skim | Construction | 10751.4 | Area Calculation | 50 | 44 | 1 | FALSE | 1 | FALSE |  | 1.04 | 10751.4 | 21502.8 | 5100 | Render, cement:lime (1:0:5:4) |  | 50 | D3 | 0 | 0 | 0 | 0 | 0 | 0 | 0 | 0 | 0
| Civic Offices | Internal wall lining skim plaster finish 3mm | 1701046 | 8403356 | 3.1 | Wall finishes | skim | Construction | 10751.4 | Area Calculation | 50 | 44 | 1 | FALSE | 1 | FALSE |  | 1.04 | 10751.4 | 21502.8 | 5100 | Render, cement:lime (1:0:5:4) |  | 50 | D4 | 0 | 0 | 0 | 0 | 0 | 0 | 0 | 0 | 0
| Civic Offices | Internal wall lining plasterboard 12.5mm | 1701047 | 8403358 | 2.7 | Internal walls and partitions | 12.5 mm plasterboard | Construction | 18.0434 | Area Calculation | 80 | 44 | 1 | FALSE | 1 | FALSE |  | 1.1 | 18.0434 | 18.0434 | 5548 | General sheet (on framework), plasterboard |  | 0 | A1A3 | 7.0353 | 3.9882e-07 | 0.049609 | 0.010467 | 0.0034762 | 1.302e-05 | 99.885 | 9.2422 | 0.030606
| Civic Offices | Internal wall lining plasterboard 12.5mm | 1701047 | 8403358 | 2.7 | Internal walls and partitions | 12.5 mm plasterboard | Construction | 18.0434 | Area Calculation | 80 | 44 | 1 | FALSE | 1 | FALSE |  | 1.1 | 18.0434 | 18.0434 | 5548 | General sheet (on framework), plasterboard |  | 0 | A4 | 0.51707 | 9.2905e-08 | 0.0016931 | 0.00045761 | 0.00028883 | 1.8033e-06 | 7.7077 | 1.1769 | 0.0021278
| Civic Offices | Internal wall lining plasterboard 12.5mm | 1701047 | 8403358 | 2.7 | Internal walls and partitions | 12.5 mm plasterboard | Construction | 18.0434 | Area Calculation | 80 | 44 | 1 | FALSE | 1 | FALSE |  | 1.1 | 18.0434 | 18.0434 | 5548 | General sheet (on framework), plasterboard |  | 0 | A5 | 0.0037516 | 9.8237e-10 | 2.6235e-05 | 8.6206e-06 | 4.3533e-06 | 5.2922e-09 | 0.091972 | 0.18946 | 0
| Civic Offices | Internal wall lining plasterboard 12.5mm | 1701047 | 8403358 | 2.7 | Internal walls and partitions | 12.5 mm plasterboard | Construction | 18.0434 | Area Calculation | 80 | 44 | 1 | FALSE | 1 | FALSE |  | 1.1 | 18.0434 | 18.0434 | 5548 | General sheet (on framework), plasterboard |  | 0 | D2 | 0 | 0 | 0 | 0 | 0 | 0 | 0 | 0 | 0
| Civic Offices | Internal wall lining plasterboard 12.5mm | 1701047 | 8403358 | 2.7 | Internal walls and partitions | 12.5 mm plasterboard | Construction | 18.0434 | Area Calculation | 80 | 44 | 1 | FALSE | 1 | FALSE |  | 1.1 | 18.0434 | 18.0434 | 5548 | General sheet (on framework), plasterboard |  | 0 | D3 | 0 | 0 | 0 | 0 | 0 | 0 | 0 | 0 | 0
| Civic Offices | Internal wall lining plasterboard 12.5mm | 1701047 | 8403358 | 2.7 | Internal walls and partitions | 12.5 mm plasterboard | Construction | 18.0434 | Area Calculation | 80 | 44 | 1 | FALSE | 1 | FALSE |  | 1.1 | 18.0434 | 18.0434 | 5548 | General sheet (on framework), plasterboard |  | 0 | D4 | 0 | 0 | 0 | 0 | 0 | 0 | 0 | 0 | 0
| Civic Offices | Internal wall lining plasterboard 12.5mm | 1701047 | 8403358 | 2.7 | Internal walls and partitions | 12.5 mm plasterboard | Construction | 18.0434 | Area Calculation | 80 | 44 | 1 | FALSE | 1 | FALSE |  | 1.1 | 18.0434 | 18.0434 | 5548 | General sheet (on framework), plasterboard |  | 60 | C2 | 0 | 0 | 0 | 0 | 0 | 0 | 0 | 0 | 0
| Civic Offices | Internal wall lining plasterboard 12.5mm | 1701047 | 8403358 | 2.7 | Internal walls and partitions | 12.5 mm plasterboard | Construction | 18.0434 | Area Calculation | 80 | 44 | 1 | FALSE | 1 | FALSE |  | 1.1 | 18.0434 | 18.0434 | 5548 | General sheet (on framework), plasterboard |  | 60 | C4 | 0.037516 | 9.8237e-09 | 0.00026235 | 8.6206e-05 | 4.3533e-05 | 5.2922e-08 | 0.91972 | 1.8946 | 0.0018814
| Civic Offices | Internal wall lining plasterboard 12.5mm | 1701047 | 8403358 | 2.7 | Internal walls and partitions | 12.5 mm plasterboard | Construction | 18.0434 | Area Calculation | 80 | 44 | 1 | FALSE | 1 | FALSE |  | 1.1 | 18.0434 | 18.0434 | 5548 | General sheet (on framework), plasterboard |  | 60 | D2 | 0 | 0 | 0 | 0 | 0 | 0 | 0 | 0 | 0
| Civic Offices | Internal wall lining plasterboard 12.5mm | 1701047 | 8403358 | 2.7 | Internal walls and partitions | 12.5 mm plasterboard | Construction | 18.0434 | Area Calculation | 80 | 44 | 1 | FALSE | 1 | FALSE |  | 1.1 | 18.0434 | 18.0434 | 5548 | General sheet (on framework), plasterboard |  | 60 | D3 | 0 | 0 | 0 | 0 | 0 | 0 | 0 | 0 | 0
| Civic Offices | Internal wall lining plasterboard 12.5mm | 1701047 | 8403358 | 2.7 | Internal walls and partitions | 12.5 mm plasterboard | Construction | 18.0434 | Area Calculation | 80 | 44 | 1 | FALSE | 1 | FALSE |  | 1.1 | 18.0434 | 18.0434 | 5548 | General sheet (on framework), plasterboard |  | 60 | D4 | 0 | 0 | 0 | 0 | 0 | 0 | 0 | 0 | 0
| Civic Offices | External wall cladding fibre cement sheathing 8mm | 1701048 | 8403359 | 2.5 | External walls | cladding | Construction | 26281.2 | Area Calculation | 30 | 44 | 1 | FALSE | 1 | FALSE |  | 1.05 | 26281.2 | 52562.4 | 5144 | Cladding panel, fibre cement (air cured) |  | 0 | A1A3 | 34546.0065 | 0.0018379 | 121.3823 | 39.05 | 20.6695 | 0.067161 | 332293.9527 | 12153.3176 | 138.7174
| Civic Offices | External wall cladding fibre cement sheathing 8mm | 1701048 | 8403359 | 2.5 | External walls | cladding | Construction | 26281.2 | Area Calculation | 30 | 44 | 1 | FALSE | 1 | FALSE |  | 1.05 | 26281.2 | 52562.4 | 5144 | Cladding panel, fibre cement (air cured) |  | 0 | A4 | 528.7797 | 9.5009e-05 | 1.7314 | 0.46797 | 0.29538 | 0.0018441 | 7882.3216 | 1203.5729 | 2.176
| Civic Offices | External wall cladding fibre cement sheathing 8mm | 1701048 | 8403359 | 2.5 | External walls | cladding | Construction | 26281.2 | Area Calculation | 30 | 44 | 1 | FALSE | 1 | FALSE |  | 1.05 | 26281.2 | 52562.4 | 5144 | Cladding panel, fibre cement (air cured) |  | 0 | A5 | 0.3411 | 1.1758e-07 | 0.002627 | 0.00064866 | 0.00045381 | 3.6872e-07 | 9.9072 | 197.109 | 0
| Civic Offices | External wall cladding fibre cement sheathing 8mm | 1701048 | 8403359 | 2.5 | External walls | cladding | Construction | 26281.2 | Area Calculation | 30 | 44 | 1 | FALSE | 1 | FALSE |  | 1.05 | 26281.2 | 52562.4 | 5144 | Cladding panel, fibre cement (air cured) |  | 0 | D2 | 0 | 0 | 0 | 0 | 0 | 0 | 0 | 0 | 0
| Civic Offices | External wall cladding fibre cement sheathing 8mm | 1701048 | 8403359 | 2.5 | External walls | cladding | Construction | 26281.2 | Area Calculation | 30 | 44 | 1 | FALSE | 1 | FALSE |  | 1.05 | 26281.2 | 52562.4 | 5144 | Cladding panel, fibre cement (air cured) |  | 0 | D3 | 0 | 0 | 0 | 0 | 0 | 0 | 0 | 0 | 0
| Civic Offices | External wall cladding fibre cement sheathing 8mm | 1701048 | 8403359 | 2.5 | External walls | cladding | Construction | 26281.2 | Area Calculation | 30 | 44 | 1 | FALSE | 1 | FALSE |  | 1.05 | 26281.2 | 52562.4 | 5144 | Cladding panel, fibre cement (air cured) |  | 0 | D4 | 0 | 0 | 0 | 0 | 0 | 0 | 0 | 0 | 0
| Civic Offices | External wall cladding fibre cement sheathing 8mm | 1701048 | 8403359 | 2.5 | External walls | cladding | Construction | 26281.2 | Area Calculation | 30 | 44 | 1 | FALSE | 1 | FALSE |  | 1.05 | 26281.2 | 52562.4 | 5144 | Cladding panel, fibre cement (air cured) |  | 60 | C2 | 0 | 0 | 0 | 0 | 0 | 0 | 0 | 0 | 0
| Civic Offices | External wall cladding fibre cement sheathing 8mm | 1701048 | 8403359 | 2.5 | External walls | cladding | Construction | 26281.2 | Area Calculation | 30 | 44 | 1 | FALSE | 1 | FALSE |  | 1.05 | 26281.2 | 52562.4 | 5144 | Cladding panel, fibre cement (air cured) |  | 60 | C4 | 6.822 | 2.3517e-06 | 0.05254 | 0.012973 | 0.0090762 | 7.3744e-06 | 198.1433 | 3942.18 | 0.6431
| Civic Offices | External wall cladding fibre cement sheathing 8mm | 1701048 | 8403359 | 2.5 | External walls | cladding | Construction | 26281.2 | Area Calculation | 30 | 44 | 1 | FALSE | 1 | FALSE |  | 1.05 | 26281.2 | 52562.4 | 5144 | Cladding panel, fibre cement (air cured) |  | 60 | D2 | 0 | 0 | 0 | 0 | 0 | 0 | 0 | 0 | 0
| Civic Offices | External wall cladding fibre cement sheathing 8mm | 1701048 | 8403359 | 2.5 | External walls | cladding | Construction | 26281.2 | Area Calculation | 30 | 44 | 1 | FALSE | 1 | FALSE |  | 1.05 | 26281.2 | 52562.4 | 5144 | Cladding panel, fibre cement (air cured) |  | 60 | D3 | 0 | 0 | 0 | 0 | 0 | 0 | 0 | 0 | 0
| Civic Offices | External wall cladding fibre cement sheathing 8mm | 1701048 | 8403359 | 2.5 | External walls | cladding | Construction | 26281.2 | Area Calculation | 30 | 44 | 1 | FALSE | 1 | FALSE |  | 1.05 | 26281.2 | 52562.4 | 5144 | Cladding panel, fibre cement (air cured) |  | 60 | D4 | 0 | 0 | 0 | 0 | 0 | 0 | 0 | 0 | 0
| Civic Offices | External wall cladding fibre cement sheathing 8mm | 1701048 | 8403359 | 2.5 | External walls | cladding | Construction | 26281.2 | Area Calculation | 30 | 44 | 1 | FALSE | 1 | FALSE |  | 1.05 | 26281.2 | 52562.4 | 5144 | Cladding panel, fibre cement (air cured) |  | 1 | B1 | -112.8873 | [7 empty] | -0.21376
| Civic Offices | External wall cladding fibre cement sheathing 8mm | 1701048 | 8403359 | 2.5 | External walls | cladding | Construction | 26281.2 | Area Calculation | 30 | 44 | 1 | FALSE | 1 | FALSE |  | 1.05 | 26281.2 | 52562.4 | 5144 | Cladding panel, fibre cement (air cured) |  | 2 | B1 | -112.8873 | [7 empty] | -0.21376
| Civic Offices | External wall cladding fibre cement sheathing 8mm | 1701048 | 8403359 | 2.5 | External walls | cladding | Construction | 26281.2 | Area Calculation | 30 | 44 | 1 | FALSE | 1 | FALSE |  | 1.05 | 26281.2 | 52562.4 | 5144 | Cladding panel, fibre cement (air cured) |  | 3 | B1 | -112.8873 | [7 empty] | -0.21376
| Civic Offices | External wall cladding fibre cement sheathing 8mm | 1701048 | 8403359 | 2.5 | External walls | cladding | Construction | 26281.2 | Area Calculation | 30 | 44 | 1 | FALSE | 1 | FALSE |  | 1.05 | 26281.2 | 52562.4 | 5144 | Cladding panel, fibre cement (air cured) |  | 4 | B1 | -112.8873 | [7 empty] | -0.21376
| Civic Offices | External wall cladding fibre cement sheathing 8mm | 1701048 | 8403359 | 2.5 | External walls | cladding | Construction | 26281.2 | Area Calculation | 30 | 44 | 1 | FALSE | 1 | FALSE |  | 1.05 | 26281.2 | 52562.4 | 5144 | Cladding panel, fibre cement (air cured) |  | 5 | B1 | -112.8873 | [7 empty] | -0.21376
| Civic Offices | External wall cladding fibre cement sheathing 8mm | 1701048 | 8403359 | 2.5 | External walls | cladding | Construction | 26281.2 | Area Calculation | 30 | 44 | 1 | FALSE | 1 | FALSE |  | 1.05 | 26281.2 | 52562.4 | 5144 | Cladding panel, fibre cement (air cured) |  | 6 | B1 | -112.8873 | [7 empty] | -0.21376
| Civic Offices | External wall cladding fibre cement sheathing 8mm | 1701048 | 8403359 | 2.5 | External walls | cladding | Construction | 26281.2 | Area Calculation | 30 | 44 | 1 | FALSE | 1 | FALSE |  | 1.05 | 26281.2 | 52562.4 | 5144 | Cladding panel, fibre cement (air cured) |  | 7 | B1 | -112.8873 | [7 empty] | -0.21376
| Civic Offices | External wall cladding fibre cement sheathing 8mm | 1701048 | 8403359 | 2.5 | External walls | cladding | Construction | 26281.2 | Area Calculation | 30 | 44 | 1 | FALSE | 1 | FALSE |  | 1.05 | 26281.2 | 52562.4 | 5144 | Cladding panel, fibre cement (air cured) |  | 8 | B1 | -112.8873 | [7 empty] | -0.21376
| Civic Offices | External wall cladding fibre cement sheathing 8mm | 1701048 | 8403359 | 2.5 | External walls | cladding | Construction | 26281.2 | Area Calculation | 30 | 44 | 1 | FALSE | 1 | FALSE |  | 1.05 | 26281.2 | 52562.4 | 5144 | Cladding panel, fibre cement (air cured) |  | 9 | B1 | -112.8873 | [7 empty] | -0.21376
| Civic Offices | External wall cladding fibre cement sheathing 8mm | 1701048 | 8403359 | 2.5 | External walls | cladding | Construction | 26281.2 | Area Calculation | 30 | 44 | 1 | FALSE | 1 | FALSE |  | 1.05 | 26281.2 | 52562.4 | 5144 | Cladding panel, fibre cement (air cured) |  | 10 | B1 | -112.8873 | [7 empty] | -0.21376
| Civic Offices | External wall cladding fibre cement sheathing 8mm | 1701048 | 8403359 | 2.5 | External walls | cladding | Construction | 26281.2 | Area Calculation | 30 | 44 | 1 | FALSE | 1 | FALSE |  | 1.05 | 26281.2 | 52562.4 | 5144 | Cladding panel, fibre cement (air cured) |  | 11 | B1 | -112.8873 | [7 empty] | -0.21376
| Civic Offices | External wall cladding fibre cement sheathing 8mm | 1701048 | 8403359 | 2.5 | External walls | cladding | Construction | 26281.2 | Area Calculation | 30 | 44 | 1 | FALSE | 1 | FALSE |  | 1.05 | 26281.2 | 52562.4 | 5144 | Cladding panel, fibre cement (air cured) |  | 12 | B1 | -112.8873 | [7 empty] | -0.21376
| Civic Offices | External wall cladding fibre cement sheathing 8mm | 1701048 | 8403359 | 2.5 | External walls | cladding | Construction | 26281.2 | Area Calculation | 30 | 44 | 1 | FALSE | 1 | FALSE |  | 1.05 | 26281.2 | 52562.4 | 5144 | Cladding panel, fibre cement (air cured) |  | 13 | B1 | -112.8873 | [7 empty] | -0.21376
| Civic Offices | External wall cladding fibre cement sheathing 8mm | 1701048 | 8403359 | 2.5 | External walls | cladding | Construction | 26281.2 | Area Calculation | 30 | 44 | 1 | FALSE | 1 | FALSE |  | 1.05 | 26281.2 | 52562.4 | 5144 | Cladding panel, fibre cement (air cured) |  | 14 | B1 | -112.8873 | [7 empty] | -0.21376
| Civic Offices | External wall cladding fibre cement sheathing 8mm | 1701048 | 8403359 | 2.5 | External walls | cladding | Construction | 26281.2 | Area Calculation | 30 | 44 | 1 | FALSE | 1 | FALSE |  | 1.05 | 26281.2 | 52562.4 | 5144 | Cladding panel, fibre cement (air cured) |  | 15 | B1 | -112.8873 | [7 empty] | -0.21376
| Civic Offices | External wall cladding fibre cement sheathing 8mm | 1701048 | 8403359 | 2.5 | External walls | cladding | Construction | 26281.2 | Area Calculation | 30 | 44 | 1 | FALSE | 1 | FALSE |  | 1.05 | 26281.2 | 52562.4 | 5144 | Cladding panel, fibre cement (air cured) |  | 16 | B1 | -112.8873 | [7 empty] | -0.21376
| Civic Offices | External wall cladding fibre cement sheathing 8mm | 1701048 | 8403359 | 2.5 | External walls | cladding | Construction | 26281.2 | Area Calculation | 30 | 44 | 1 | FALSE | 1 | FALSE |  | 1.05 | 26281.2 | 52562.4 | 5144 | Cladding panel, fibre cement (air cured) |  | 17 | B1 | -112.8873 | [7 empty] | -0.21376
| Civic Offices | External wall cladding fibre cement sheathing 8mm | 1701048 | 8403359 | 2.5 | External walls | cladding | Construction | 26281.2 | Area Calculation | 30 | 44 | 1 | FALSE | 1 | FALSE |  | 1.05 | 26281.2 | 52562.4 | 5144 | Cladding panel, fibre cement (air cured) |  | 18 | B1 | -112.8873 | [7 empty] | -0.21376
| Civic Offices | External wall cladding fibre cement sheathing 8mm | 1701048 | 8403359 | 2.5 | External walls | cladding | Construction | 26281.2 | Area Calculation | 30 | 44 | 1 | FALSE | 1 | FALSE |  | 1.05 | 26281.2 | 52562.4 | 5144 | Cladding panel, fibre cement (air cured) |  | 19 | B1 | -112.8873 | [7 empty] | -0.21376
| Civic Offices | External wall cladding fibre cement sheathing 8mm | 1701048 | 8403359 | 2.5 | External walls | cladding | Construction | 26281.2 | Area Calculation | 30 | 44 | 1 | FALSE | 1 | FALSE |  | 1.05 | 26281.2 | 52562.4 | 5144 | Cladding panel, fibre cement (air cured) |  | 20 | B1 | -112.8873 | [7 empty] | -0.21376
| Civic Offices | External wall cladding fibre cement sheathing 8mm | 1701048 | 8403359 | 2.5 | External walls | cladding | Construction | 26281.2 | Area Calculation | 30 | 44 | 1 | FALSE | 1 | FALSE |  | 1.05 | 26281.2 | 52562.4 | 5144 | Cladding panel, fibre cement (air cured) |  | 21 | B1 | -112.8873 | [7 empty] | -0.21376
| Civic Offices | External wall cladding fibre cement sheathing 8mm | 1701048 | 8403359 | 2.5 | External walls | cladding | Construction | 26281.2 | Area Calculation | 30 | 44 | 1 | FALSE | 1 | FALSE |  | 1.05 | 26281.2 | 52562.4 | 5144 | Cladding panel, fibre cement (air cured) |  | 22 | B1 | -112.8873 | [7 empty] | -0.21376
| Civic Offices | External wall cladding fibre cement sheathing 8mm | 1701048 | 8403359 | 2.5 | External walls | cladding | Construction | 26281.2 | Area Calculation | 30 | 44 | 1 | FALSE | 1 | FALSE |  | 1.05 | 26281.2 | 52562.4 | 5144 | Cladding panel, fibre cement (air cured) |  | 23 | B1 | -112.8873 | [7 empty] | -0.21376
| Civic Offices | External wall cladding fibre cement sheathing 8mm | 1701048 | 8403359 | 2.5 | External walls | cladding | Construction | 26281.2 | Area Calculation | 30 | 44 | 1 | FALSE | 1 | FALSE |  | 1.05 | 26281.2 | 52562.4 | 5144 | Cladding panel, fibre cement (air cured) |  | 24 | B1 | -112.8873 | [7 empty] | -0.21376
| Civic Offices | External wall cladding fibre cement sheathing 8mm | 1701048 | 8403359 | 2.5 | External walls | cladding | Construction | 26281.2 | Area Calculation | 30 | 44 | 1 | FALSE | 1 | FALSE |  | 1.05 | 26281.2 | 52562.4 | 5144 | Cladding panel, fibre cement (air cured) |  | 25 | B1 | -112.8873 | [7 empty] | -0.21376
| Civic Offices | External wall cladding fibre cement sheathing 8mm | 1701048 | 8403359 | 2.5 | External walls | cladding | Construction | 26281.2 | Area Calculation | 30 | 44 | 1 | FALSE | 1 | FALSE |  | 1.05 | 26281.2 | 52562.4 | 5144 | Cladding panel, fibre cement (air cured) |  | 26 | B1 | -112.8873 | [7 empty] | -0.21376
| Civic Offices | External wall cladding fibre cement sheathing 8mm | 1701048 | 8403359 | 2.5 | External walls | cladding | Construction | 26281.2 | Area Calculation | 30 | 44 | 1 | FALSE | 1 | FALSE |  | 1.05 | 26281.2 | 52562.4 | 5144 | Cladding panel, fibre cement (air cured) |  | 27 | B1 | -112.8873 | [7 empty] | -0.21376
| Civic Offices | External wall cladding fibre cement sheathing 8mm | 1701048 | 8403359 | 2.5 | External walls | cladding | Construction | 26281.2 | Area Calculation | 30 | 44 | 1 | FALSE | 1 | FALSE |  | 1.05 | 26281.2 | 52562.4 | 5144 | Cladding panel, fibre cement (air cured) |  | 28 | B1 | -112.8873 | [7 empty] | -0.21376
| Civic Offices | External wall cladding fibre cement sheathing 8mm | 1701048 | 8403359 | 2.5 | External walls | cladding | Construction | 26281.2 | Area Calculation | 30 | 44 | 1 | FALSE | 1 | FALSE |  | 1.05 | 26281.2 | 52562.4 | 5144 | Cladding panel, fibre cement (air cured) |  | 29 | B1 | -112.8873 | [7 empty] | -0.21376
| Civic Offices | External wall cladding fibre cement sheathing 8mm | 1701048 | 8403359 | 2.5 | External walls | cladding | Construction | 26281.2 | Area Calculation | 30 | 44 | 1 | FALSE | 1 | FALSE |  | 1.05 | 26281.2 | 52562.4 | 5144 | Cladding panel, fibre cement (air cured) |  | 30 | B1 | -112.8873 | [7 empty] | -0.21376
| Civic Offices | External wall cladding fibre cement sheathing 8mm | 1701048 | 8403359 | 2.5 | External walls | cladding | Construction | 26281.2 | Area Calculation | 30 | 44 | 1 | FALSE | 1 | FALSE |  | 1.05 | 26281.2 | 52562.4 | 5144 | Cladding panel, fibre cement (air cured) |  | 31 | B1 | -112.8873 | [7 empty] | -0.21376
| Civic Offices | External wall cladding fibre cement sheathing 8mm | 1701048 | 8403359 | 2.5 | External walls | cladding | Construction | 26281.2 | Area Calculation | 30 | 44 | 1 | FALSE | 1 | FALSE |  | 1.05 | 26281.2 | 52562.4 | 5144 | Cladding panel, fibre cement (air cured) |  | 32 | B1 | -112.8873 | [7 empty] | -0.21376
| Civic Offices | External wall cladding fibre cement sheathing 8mm | 1701048 | 8403359 | 2.5 | External walls | cladding | Construction | 26281.2 | Area Calculation | 30 | 44 | 1 | FALSE | 1 | FALSE |  | 1.05 | 26281.2 | 52562.4 | 5144 | Cladding panel, fibre cement (air cured) |  | 33 | B1 | -112.8873 | [7 empty] | -0.21376
| Civic Offices | External wall cladding fibre cement sheathing 8mm | 1701048 | 8403359 | 2.5 | External walls | cladding | Construction | 26281.2 | Area Calculation | 30 | 44 | 1 | FALSE | 1 | FALSE |  | 1.05 | 26281.2 | 52562.4 | 5144 | Cladding panel, fibre cement (air cured) |  | 34 | B1 | -112.8873 | [7 empty] | -0.21376
| Civic Offices | External wall cladding fibre cement sheathing 8mm | 1701048 | 8403359 | 2.5 | External walls | cladding | Construction | 26281.2 | Area Calculation | 30 | 44 | 1 | FALSE | 1 | FALSE |  | 1.05 | 26281.2 | 52562.4 | 5144 | Cladding panel, fibre cement (air cured) |  | 35 | B1 | -112.8873 | [7 empty] | -0.21376
| Civic Offices | External wall cladding fibre cement sheathing 8mm | 1701048 | 8403359 | 2.5 | External walls | cladding | Construction | 26281.2 | Area Calculation | 30 | 44 | 1 | FALSE | 1 | FALSE |  | 1.05 | 26281.2 | 52562.4 | 5144 | Cladding panel, fibre cement (air cured) |  | 36 | B1 | -112.8873 | [7 empty] | -0.21376
| Civic Offices | External wall cladding fibre cement sheathing 8mm | 1701048 | 8403359 | 2.5 | External walls | cladding | Construction | 26281.2 | Area Calculation | 30 | 44 | 1 | FALSE | 1 | FALSE |  | 1.05 | 26281.2 | 52562.4 | 5144 | Cladding panel, fibre cement (air cured) |  | 37 | B1 | -112.8873 | [7 empty] | -0.21376
| Civic Offices | External wall cladding fibre cement sheathing 8mm | 1701048 | 8403359 | 2.5 | External walls | cladding | Construction | 26281.2 | Area Calculation | 30 | 44 | 1 | FALSE | 1 | FALSE |  | 1.05 | 26281.2 | 52562.4 | 5144 | Cladding panel, fibre cement (air cured) |  | 38 | B1 | -112.8873 | [7 empty] | -0.21376
| Civic Offices | External wall cladding fibre cement sheathing 8mm | 1701048 | 8403359 | 2.5 | External walls | cladding | Construction | 26281.2 | Area Calculation | 30 | 44 | 1 | FALSE | 1 | FALSE |  | 1.05 | 26281.2 | 52562.4 | 5144 | Cladding panel, fibre cement (air cured) |  | 39 | B1 | -112.8873 | [7 empty] | -0.21376
| Civic Offices | External wall cladding fibre cement sheathing 8mm | 1701048 | 8403359 | 2.5 | External walls | cladding | Construction | 26281.2 | Area Calculation | 30 | 44 | 1 | FALSE | 1 | FALSE |  | 1.05 | 26281.2 | 52562.4 | 5144 | Cladding panel, fibre cement (air cured) |  | 40 | B1 | -112.8873 | [7 empty] | -0.21376
| Civic Offices | External wall cladding fibre cement sheathing 8mm | 1701048 | 8403359 | 2.5 | External walls | cladding | Construction | 26281.2 | Area Calculation | 30 | 44 | 1 | FALSE | 1 | FALSE |  | 1.05 | 26281.2 | 52562.4 | 5144 | Cladding panel, fibre cement (air cured) |  | 41 | B1 | -112.8873 | [7 empty] | -0.21376
| Civic Offices | External wall cladding fibre cement sheathing 8mm | 1701048 | 8403359 | 2.5 | External walls | cladding | Construction | 26281.2 | Area Calculation | 30 | 44 | 1 | FALSE | 1 | FALSE |  | 1.05 | 26281.2 | 52562.4 | 5144 | Cladding panel, fibre cement (air cured) |  | 42 | B1 | -112.8873 | [7 empty] | -0.21376
| Civic Offices | External wall cladding fibre cement sheathing 8mm | 1701048 | 8403359 | 2.5 | External walls | cladding | Construction | 26281.2 | Area Calculation | 30 | 44 | 1 | FALSE | 1 | FALSE |  | 1.05 | 26281.2 | 52562.4 | 5144 | Cladding panel, fibre cement (air cured) |  | 43 | B1 | -112.8873 | [7 empty] | -0.21376
| Civic Offices | External wall cladding fibre cement sheathing 8mm | 1701048 | 8403359 | 2.5 | External walls | cladding | Construction | 26281.2 | Area Calculation | 30 | 44 | 1 | FALSE | 1 | FALSE |  | 1.05 | 26281.2 | 52562.4 | 5144 | Cladding panel, fibre cement (air cured) |  | 44 | B1 | -112.8873 | [7 empty] | -0.21376
| Civic Offices | External wall cladding fibre cement sheathing 8mm | 1701048 | 8403359 | 2.5 | External walls | cladding | Construction | 26281.2 | Area Calculation | 30 | 44 | 1 | FALSE | 1 | FALSE |  | 1.05 | 26281.2 | 52562.4 | 5144 | Cladding panel, fibre cement (air cured) |  | 45 | B1 | -112.8873 | [7 empty] | -0.21376
| Civic Offices | External wall cladding fibre cement sheathing 8mm | 1701048 | 8403359 | 2.5 | External walls | cladding | Construction | 26281.2 | Area Calculation | 30 | 44 | 1 | FALSE | 1 | FALSE |  | 1.05 | 26281.2 | 52562.4 | 5144 | Cladding panel, fibre cement (air cured) |  | 46 | B1 | -112.8873 | [7 empty] | -0.21376
| Civic Offices | External wall cladding fibre cement sheathing 8mm | 1701048 | 8403359 | 2.5 | External walls | cladding | Construction | 26281.2 | Area Calculation | 30 | 44 | 1 | FALSE | 1 | FALSE |  | 1.05 | 26281.2 | 52562.4 | 5144 | Cladding panel, fibre cement (air cured) |  | 47 | B1 | -112.8873 | [7 empty] | -0.21376
| Civic Offices | External wall cladding fibre cement sheathing 8mm | 1701048 | 8403359 | 2.5 | External walls | cladding | Construction | 26281.2 | Area Calculation | 30 | 44 | 1 | FALSE | 1 | FALSE |  | 1.05 | 26281.2 | 52562.4 | 5144 | Cladding panel, fibre cement (air cured) |  | 48 | B1 | -112.8873 | [7 empty] | -0.21376
| Civic Offices | External wall cladding fibre cement sheathing 8mm | 1701048 | 8403359 | 2.5 | External walls | cladding | Construction | 26281.2 | Area Calculation | 30 | 44 | 1 | FALSE | 1 | FALSE |  | 1.05 | 26281.2 | 52562.4 | 5144 | Cladding panel, fibre cement (air cured) |  | 49 | B1 | -112.8873 | [7 empty] | -0.21376
| Civic Offices | External wall cladding fibre cement sheathing 8mm | 1701048 | 8403359 | 2.5 | External walls | cladding | Construction | 26281.2 | Area Calculation | 30 | 44 | 1 | FALSE | 1 | FALSE |  | 1.05 | 26281.2 | 52562.4 | 5144 | Cladding panel, fibre cement (air cured) |  | 50 | B1 | -112.8873 | [7 empty] | -0.21376
| Civic Offices | External wall cladding fibre cement sheathing 8mm | 1701048 | 8403359 | 2.5 | External walls | cladding | Construction | 26281.2 | Area Calculation | 30 | 44 | 1 | FALSE | 1 | FALSE |  | 1.05 | 26281.2 | 52562.4 | 5144 | Cladding panel, fibre cement (air cured) |  | 51 | B1 | -112.8873 | [7 empty] | -0.21376
| Civic Offices | External wall cladding fibre cement sheathing 8mm | 1701048 | 8403359 | 2.5 | External walls | cladding | Construction | 26281.2 | Area Calculation | 30 | 44 | 1 | FALSE | 1 | FALSE |  | 1.05 | 26281.2 | 52562.4 | 5144 | Cladding panel, fibre cement (air cured) |  | 52 | B1 | -112.8873 | [7 empty] | -0.21376
| Civic Offices | External wall cladding fibre cement sheathing 8mm | 1701048 | 8403359 | 2.5 | External walls | cladding | Construction | 26281.2 | Area Calculation | 30 | 44 | 1 | FALSE | 1 | FALSE |  | 1.05 | 26281.2 | 52562.4 | 5144 | Cladding panel, fibre cement (air cured) |  | 53 | B1 | -112.8873 | [7 empty] | -0.21376
| Civic Offices | External wall cladding fibre cement sheathing 8mm | 1701048 | 8403359 | 2.5 | External walls | cladding | Construction | 26281.2 | Area Calculation | 30 | 44 | 1 | FALSE | 1 | FALSE |  | 1.05 | 26281.2 | 52562.4 | 5144 | Cladding panel, fibre cement (air cured) |  | 54 | B1 | -112.8873 | [7 empty] | -0.21376
| Civic Offices | External wall cladding fibre cement sheathing 8mm | 1701048 | 8403359 | 2.5 | External walls | cladding | Construction | 26281.2 | Area Calculation | 30 | 44 | 1 | FALSE | 1 | FALSE |  | 1.05 | 26281.2 | 52562.4 | 5144 | Cladding panel, fibre cement (air cured) |  | 55 | B1 | -112.8873 | [7 empty] | -0.21376
| Civic Offices | External wall cladding fibre cement sheathing 8mm | 1701048 | 8403359 | 2.5 | External walls | cladding | Construction | 26281.2 | Area Calculation | 30 | 44 | 1 | FALSE | 1 | FALSE |  | 1.05 | 26281.2 | 52562.4 | 5144 | Cladding panel, fibre cement (air cured) |  | 56 | B1 | -112.8873 | [7 empty] | -0.21376
| Civic Offices | External wall cladding fibre cement sheathing 8mm | 1701048 | 8403359 | 2.5 | External walls | cladding | Construction | 26281.2 | Area Calculation | 30 | 44 | 1 | FALSE | 1 | FALSE |  | 1.05 | 26281.2 | 52562.4 | 5144 | Cladding panel, fibre cement (air cured) |  | 57 | B1 | -112.8873 | [7 empty] | -0.21376
| Civic Offices | External wall cladding fibre cement sheathing 8mm | 1701048 | 8403359 | 2.5 | External walls | cladding | Construction | 26281.2 | Area Calculation | 30 | 44 | 1 | FALSE | 1 | FALSE |  | 1.05 | 26281.2 | 52562.4 | 5144 | Cladding panel, fibre cement (air cured) |  | 58 | B1 | -112.8873 | [7 empty] | -0.21376
| Civic Offices | External wall cladding fibre cement sheathing 8mm | 1701048 | 8403359 | 2.5 | External walls | cladding | Construction | 26281.2 | Area Calculation | 30 | 44 | 1 | FALSE | 1 | FALSE |  | 1.05 | 26281.2 | 52562.4 | 5144 | Cladding panel, fibre cement (air cured) |  | 59 | B1 | -112.8873 | [7 empty] | -0.21376
| Civic Offices | External wall cladding fibre cement sheathing 8mm | 1701048 | 8403359 | 2.5 | External walls | cladding | Construction | 26281.2 | Area Calculation | 30 | 44 | 1 | FALSE | 1 | FALSE |  | 1.05 | 26281.2 | 52562.4 | 5144 | Cladding panel, fibre cement (air cured) |  | 60 | B1 | -112.8873 | [7 empty] | -0.21376
| Civic Offices | External wall cladding fibre cement sheathing 8mm | 1701048 | 8403359 | 2.5 | External walls | cladding | Construction | 26281.2 | Area Calculation | 30 | 44 | 1 | FALSE | 1 | FALSE |  | 1.05 | 26281.2 | 52562.4 | 5144 | Cladding panel, fibre cement (air cured) |  | 30 | B4B5 | 35081.9493 | 0.0019354 | 123.1689 | 39.5315 | 20.9744 | 0.069012 | 340384.3248 | 17496.1796 | 140.8935
| Civic Offices | External wall cladding fibre cement sheathing 8mm | 1701048 | 8403359 | 2.5 | External walls | cladding | Construction | 26281.2 | Area Calculation | 30 | 44 | 1 | FALSE | 1 | FALSE |  | 1.05 | 26281.2 | 52562.4 | 5144 | Cladding panel, fibre cement (air cured) |  | 30 | D2 | 0 | 0 | 0 | 0 | 0 | 0 | 0 | 0 | 0
| Civic Offices | External wall cladding fibre cement sheathing 8mm | 1701048 | 8403359 | 2.5 | External walls | cladding | Construction | 26281.2 | Area Calculation | 30 | 44 | 1 | FALSE | 1 | FALSE |  | 1.05 | 26281.2 | 52562.4 | 5144 | Cladding panel, fibre cement (air cured) |  | 30 | D3 | 0 | 0 | 0 | 0 | 0 | 0 | 0 | 0 | 0
| Civic Offices | External wall cladding fibre cement sheathing 8mm | 1701048 | 8403359 | 2.5 | External walls | cladding | Construction | 26281.2 | Area Calculation | 30 | 44 | 1 | FALSE | 1 | FALSE |  | 1.05 | 26281.2 | 52562.4 | 5144 | Cladding panel, fibre cement (air cured) |  | 30 | D4 | 0 | 0 | 0 | 0 | 0 | 0 | 0 | 0 | 0
| Civic Offices | Insulation applied to outer face of SFS system 100mm thick (External wall structure insulation rockwool 100mm thick (m2)) | 1701049 | 8403361 | 2.5 | External walls | insulation | Construction | 3583.8 | Area Calculation | 80 | 44 | 1 | FALSE | 1 | FALSE |  | 1.05 | 3583.8 | 3583.8 | 5471 | Insulation (quilt), rock fibre |  | 0 | A1A3 | 4947.7802 | 0.00030501 | 40.8877 | 7.7354 | 6.1255 | 0.0093699 | 71401.6553 | 778.949 | 25.2253
| Civic Offices | Insulation applied to outer face of SFS system 100mm thick (External wall structure insulation rockwool 100mm thick (m2)) | 1701049 | 8403361 | 2.5 | External walls | insulation | Construction | 3583.8 | Area Calculation | 80 | 44 | 1 | FALSE | 1 | FALSE |  | 1.05 | 3583.8 | 3583.8 | 5471 | Insulation (quilt), rock fibre |  | 0 | A4 | 72.1063 | 1.2956e-05 | 0.2361 | 0.063814 | 0.040279 | 0.00025147 | 1074.862 | 164.1236 | 0.29673
| Civic Offices | Insulation applied to outer face of SFS system 100mm thick (External wall structure insulation rockwool 100mm thick (m2)) | 1701049 | 8403361 | 2.5 | External walls | insulation | Construction | 3583.8 | Area Calculation | 80 | 44 | 1 | FALSE | 1 | FALSE |  | 1.05 | 3583.8 | 3583.8 | 5471 | Insulation (quilt), rock fibre |  | 0 | A5 | 1.2109 | 3.1707e-07 | 0.0084674 | 0.0027824 | 0.0014051 | 1.7081e-06 | 29.6847 | 26.8785 | 0
| Civic Offices | Insulation applied to outer face of SFS system 100mm thick (External wall structure insulation rockwool 100mm thick (m2)) | 1701049 | 8403361 | 2.5 | External walls | insulation | Construction | 3583.8 | Area Calculation | 80 | 44 | 1 | FALSE | 1 | FALSE |  | 1.05 | 3583.8 | 3583.8 | 5471 | Insulation (quilt), rock fibre |  | 0 | D2 | 0 | 0 | 0 | 0 | 0 | 0 | 0 | 0 | 0
| Civic Offices | Insulation applied to outer face of SFS system 100mm thick (External wall structure insulation rockwool 100mm thick (m2)) | 1701049 | 8403361 | 2.5 | External walls | insulation | Construction | 3583.8 | Area Calculation | 80 | 44 | 1 | FALSE | 1 | FALSE |  | 1.05 | 3583.8 | 3583.8 | 5471 | Insulation (quilt), rock fibre |  | 0 | D3 | 0 | 0 | 0 | 0 | 0 | 0 | 0 | 0 | 0
| Civic Offices | Insulation applied to outer face of SFS system 100mm thick (External wall structure insulation rockwool 100mm thick (m2)) | 1701049 | 8403361 | 2.5 | External walls | insulation | Construction | 3583.8 | Area Calculation | 80 | 44 | 1 | FALSE | 1 | FALSE |  | 1.05 | 3583.8 | 3583.8 | 5471 | Insulation (quilt), rock fibre |  | 0 | D4 | 0 | 0 | 0 | 0 | 0 | 0 | 0 | 0 | 0
| Civic Offices | Insulation applied to outer face of SFS system 100mm thick (External wall structure insulation rockwool 100mm thick (m2)) | 1701049 | 8403361 | 2.5 | External walls | insulation | Construction | 3583.8 | Area Calculation | 80 | 44 | 1 | FALSE | 1 | FALSE |  | 1.05 | 3583.8 | 3583.8 | 5471 | Insulation (quilt), rock fibre |  | 60 | C2 | 0 | 0 | 0 | 0 | 0 | 0 | 0 | 0 | 0
| Civic Offices | Insulation applied to outer face of SFS system 100mm thick (External wall structure insulation rockwool 100mm thick (m2)) | 1701049 | 8403361 | 2.5 | External walls | insulation | Construction | 3583.8 | Area Calculation | 80 | 44 | 1 | FALSE | 1 | FALSE |  | 1.05 | 3583.8 | 3583.8 | 5471 | Insulation (quilt), rock fibre |  | 60 | C4 | 31.6686 | 8.2926e-06 | 0.22146 | 0.072769 | 0.036748 | 4.4673e-05 | 776.3688 | 537.57 | 1.5882
| Civic Offices | Insulation applied to outer face of SFS system 100mm thick (External wall structure insulation rockwool 100mm thick (m2)) | 1701049 | 8403361 | 2.5 | External walls | insulation | Construction | 3583.8 | Area Calculation | 80 | 44 | 1 | FALSE | 1 | FALSE |  | 1.05 | 3583.8 | 3583.8 | 5471 | Insulation (quilt), rock fibre |  | 60 | D2 | 0 | 0 | 0 | 0 | 0 | 0 | 0 | 0 | 0
| Civic Offices | Insulation applied to outer face of SFS system 100mm thick (External wall structure insulation rockwool 100mm thick (m2)) | 1701049 | 8403361 | 2.5 | External walls | insulation | Construction | 3583.8 | Area Calculation | 80 | 44 | 1 | FALSE | 1 | FALSE |  | 1.05 | 3583.8 | 3583.8 | 5471 | Insulation (quilt), rock fibre |  | 60 | D3 | 0 | 0 | 0 | 0 | 0 | 0 | 0 | 0 | 0
| Civic Offices | Insulation applied to outer face of SFS system 100mm thick (External wall structure insulation rockwool 100mm thick (m2)) | 1701049 | 8403361 | 2.5 | External walls | insulation | Construction | 3583.8 | Area Calculation | 80 | 44 | 1 | FALSE | 1 | FALSE |  | 1.05 | 3583.8 | 3583.8 | 5471 | Insulation (quilt), rock fibre |  | 60 | D4 | 0 | 0 | 0 | 0 | 0 | 0 | 0 | 0 | 0
| Civic Offices | Wind lobby full height framed glazed walls 3m high (Windows commercial aluminium double glaze) | 1701051 | 8403363 | 2.6 | Windows and external doors | Double glazing | Construction | 528.528 | Area Calculation | 20 | 44 | 1 | FALSE | 1 | FALSE |  | 1.01 | 528.528 | 1585.584 | 5429 | Glazing (double glazed, sealed unit), glass |  | 0 | A1A3 | 647.9722 | 6.7761e-05 | 5.7428 | 0.78857 | 0.41155 | 0.0056874 | 9449.7383 | 4359.16 | 3.2952
| Civic Offices | Wind lobby full height framed glazed walls 3m high (Windows commercial aluminium double glaze) | 1701051 | 8403363 | 2.6 | Windows and external doors | Double glazing | Construction | 528.528 | Area Calculation | 20 | 44 | 1 | FALSE | 1 | FALSE |  | 1.01 | 528.528 | 1585.584 | 5429 | Glazing (double glazed, sealed unit), glass |  | 0 | A4 | 12.8528 | 2.3658e-06 | 0.042979 | 0.01134 | 0.0074976 | 3.3849e-05 | 194.103 | 23.9823 | 0.05325
| Civic Offices | Wind lobby full height framed glazed walls 3m high (Windows commercial aluminium double glaze) | 1701051 | 8403363 | 2.6 | Windows and external doors | Double glazing | Construction | 528.528 | Area Calculation | 20 | 44 | 1 | FALSE | 1 | FALSE |  | 1.01 | 528.528 | 1585.584 | 5429 | Glazing (double glazed, sealed unit), glass |  | 0 | A5 | 0.0082316 | 2.8376e-09 | 6.3397e-05 | 1.5654e-05 | 1.0952e-05 | 8.8982e-09 | 0.23909 | 0.79279 | 0
| Civic Offices | Wind lobby full height framed glazed walls 3m high (Windows commercial aluminium double glaze) | 1701051 | 8403363 | 2.6 | Windows and external doors | Double glazing | Construction | 528.528 | Area Calculation | 20 | 44 | 1 | FALSE | 1 | FALSE |  | 1.01 | 528.528 | 1585.584 | 5429 | Glazing (double glazed, sealed unit), glass |  | 0 | D2 | 0 | 0 | 0 | 0 | 0 | 0 | 0 | 0 | 0
| Civic Offices | Wind lobby full height framed glazed walls 3m high (Windows commercial aluminium double glaze) | 1701051 | 8403363 | 2.6 | Windows and external doors | Double glazing | Construction | 528.528 | Area Calculation | 20 | 44 | 1 | FALSE | 1 | FALSE |  | 1.01 | 528.528 | 1585.584 | 5429 | Glazing (double glazed, sealed unit), glass |  | 0 | D3 | 0 | 0 | 0 | 0 | 0 | 0 | 0 | 0 | 0
| Civic Offices | Wind lobby full height framed glazed walls 3m high (Windows commercial aluminium double glaze) | 1701051 | 8403363 | 2.6 | Windows and external doors | Double glazing | Construction | 528.528 | Area Calculation | 20 | 44 | 1 | FALSE | 1 | FALSE |  | 1.01 | 528.528 | 1585.584 | 5429 | Glazing (double glazed, sealed unit), glass |  | 0 | D4 | 0 | 0 | 0 | 0 | 0 | 0 | 0 | 0 | 0
| Civic Offices | Wind lobby full height framed glazed walls 3m high (Windows commercial aluminium double glaze) | 1701051 | 8403363 | 2.6 | Windows and external doors | Double glazing | Construction | 528.528 | Area Calculation | 20 | 44 | 1 | FALSE | 1 | FALSE |  | 1.01 | 528.528 | 1585.584 | 5429 | Glazing (double glazed, sealed unit), glass |  | 60 | C2 | 0 | 0 | 0 | 0 | 0 | 0 | 0 | 0 | 0
| Civic Offices | Wind lobby full height framed glazed walls 3m high (Windows commercial aluminium double glaze) | 1701051 | 8403363 | 2.6 | Windows and external doors | Double glazing | Construction | 528.528 | Area Calculation | 20 | 44 | 1 | FALSE | 1 | FALSE |  | 1.01 | 528.528 | 1585.584 | 5429 | Glazing (double glazed, sealed unit), glass |  | 60 | C4 | 0.82316 | 2.8376e-07 | 0.0063397 | 0.0015654 | 0.0010952 | 8.8982e-07 | 23.9086 | 79.2792 | 0.077599
| Civic Offices | Wind lobby full height framed glazed walls 3m high (Windows commercial aluminium double glaze) | 1701051 | 8403363 | 2.6 | Windows and external doors | Double glazing | Construction | 528.528 | Area Calculation | 20 | 44 | 1 | FALSE | 1 | FALSE |  | 1.01 | 528.528 | 1585.584 | 5429 | Glazing (double glazed, sealed unit), glass |  | 60 | D2 | 0 | 0 | 0 | 0 | 0 | 0 | 0 | 0 | 0
| Civic Offices | Wind lobby full height framed glazed walls 3m high (Windows commercial aluminium double glaze) | 1701051 | 8403363 | 2.6 | Windows and external doors | Double glazing | Construction | 528.528 | Area Calculation | 20 | 44 | 1 | FALSE | 1 | FALSE |  | 1.01 | 528.528 | 1585.584 | 5429 | Glazing (double glazed, sealed unit), glass |  | 60 | D3 | 0 | 0 | 0 | 0 | 0 | 0 | 0 | 0 | 0
| Civic Offices | Wind lobby full height framed glazed walls 3m high (Windows commercial aluminium double glaze) | 1701051 | 8403363 | 2.6 | Windows and external doors | Double glazing | Construction | 528.528 | Area Calculation | 20 | 44 | 1 | FALSE | 1 | FALSE |  | 1.01 | 528.528 | 1585.584 | 5429 | Glazing (double glazed, sealed unit), glass |  | 60 | D4 | 0 | 0 | 0 | 0 | 0 | 0 | 0 | 0 | 0
| Civic Offices | Wind lobby full height framed glazed walls 3m high (Windows commercial aluminium double glaze) | 1701051 | 8403363 | 2.6 | Windows and external doors | Double glazing | Construction | 528.528 | Area Calculation | 20 | 44 | 1 | FALSE | 1 | FALSE |  | 1.01 | 528.528 | 1585.584 | 5429 | Glazing (double glazed, sealed unit), glass |  | 20 | B4B5 | 661.6564 | 7.0414e-05 | 5.7921 | 0.80149 | 0.42016 | 0.0057221 | 9667.989 | 4463.2143 | 3.3484
| Civic Offices | Wind lobby full height framed glazed walls 3m high (Windows commercial aluminium double glaze) | 1701051 | 8403363 | 2.6 | Windows and external doors | Double glazing | Construction | 528.528 | Area Calculation | 20 | 44 | 1 | FALSE | 1 | FALSE |  | 1.01 | 528.528 | 1585.584 | 5429 | Glazing (double glazed, sealed unit), glass |  | 20 | D2 | 0 | 0 | 0 | 0 | 0 | 0 | 0 | 0 | 0
| Civic Offices | Wind lobby full height framed glazed walls 3m high (Windows commercial aluminium double glaze) | 1701051 | 8403363 | 2.6 | Windows and external doors | Double glazing | Construction | 528.528 | Area Calculation | 20 | 44 | 1 | FALSE | 1 | FALSE |  | 1.01 | 528.528 | 1585.584 | 5429 | Glazing (double glazed, sealed unit), glass |  | 20 | D3 | 0 | 0 | 0 | 0 | 0 | 0 | 0 | 0 | 0
| Civic Offices | Wind lobby full height framed glazed walls 3m high (Windows commercial aluminium double glaze) | 1701051 | 8403363 | 2.6 | Windows and external doors | Double glazing | Construction | 528.528 | Area Calculation | 20 | 44 | 1 | FALSE | 1 | FALSE |  | 1.01 | 528.528 | 1585.584 | 5429 | Glazing (double glazed, sealed unit), glass |  | 20 | D4 | 0 | 0 | 0 | 0 | 0 | 0 | 0 | 0 | 0
| Civic Offices | Wind lobby full height framed glazed walls 3m high (Windows commercial aluminium double glaze) | 1701051 | 8403363 | 2.6 | Windows and external doors | Double glazing | Construction | 528.528 | Area Calculation | 20 | 44 | 1 | FALSE | 1 | FALSE |  | 1.01 | 528.528 | 1585.584 | 5429 | Glazing (double glazed, sealed unit), glass |  | 40 | B4B5 | 661.6564 | 7.0414e-05 | 5.7921 | 0.80149 | 0.42016 | 0.0057221 | 9667.989 | 4463.2143 | 3.3484
| Civic Offices | Wind lobby full height framed glazed walls 3m high (Windows commercial aluminium double glaze) | 1701051 | 8403363 | 2.6 | Windows and external doors | Double glazing | Construction | 528.528 | Area Calculation | 20 | 44 | 1 | FALSE | 1 | FALSE |  | 1.01 | 528.528 | 1585.584 | 5429 | Glazing (double glazed, sealed unit), glass |  | 40 | D2 | 0 | 0 | 0 | 0 | 0 | 0 | 0 | 0 | 0
| Civic Offices | Wind lobby full height framed glazed walls 3m high (Windows commercial aluminium double glaze) | 1701051 | 8403363 | 2.6 | Windows and external doors | Double glazing | Construction | 528.528 | Area Calculation | 20 | 44 | 1 | FALSE | 1 | FALSE |  | 1.01 | 528.528 | 1585.584 | 5429 | Glazing (double glazed, sealed unit), glass |  | 40 | D3 | 0 | 0 | 0 | 0 | 0 | 0 | 0 | 0 | 0
| Civic Offices | Wind lobby full height framed glazed walls 3m high (Windows commercial aluminium double glaze) | 1701051 | 8403363 | 2.6 | Windows and external doors | Double glazing | Construction | 528.528 | Area Calculation | 20 | 44 | 1 | FALSE | 1 | FALSE |  | 1.01 | 528.528 | 1585.584 | 5429 | Glazing (double glazed, sealed unit), glass |  | 40 | D4 | 0 | 0 | 0 | 0 | 0 | 0 | 0 | 0 | 0
| Civic Offices | Wind lobby full height framed glazed walls 3m high (Windows commercial aluminium double glaze) | 1701051 | 8403364 | 2.6 | Windows and external doors | aluminium frame glazing | Construction | 166.3975 | Linear length Calculation | 40 | 44 | 1 | FALSE | 1 | FALSE |  | 1.01 | 166.3975 | 332.7949 | 5013 | Window frame, aluminium (coated/protected) |  | 0 | A1A3 | 3987.173 | 0.00013675 | 27.1754 | 6.2436 | 2.0317 | 0.0035953 | 49907.9505 | 668.0961 | 26.4797
| Civic Offices | Wind lobby full height framed glazed walls 3m high (Windows commercial aluminium double glaze) | 1701051 | 8403364 | 2.6 | Windows and external doors | aluminium frame glazing | Construction | 166.3975 | Linear length Calculation | 40 | 44 | 1 | FALSE | 1 | FALSE |  | 1.01 | 166.3975 | 332.7949 | 5013 | Window frame, aluminium (coated/protected) |  | 0 | A4 | 8.2819 | 9.1859e-07 | 0.042907 | 0.0069631 | 0.0052913 | 1.151e-05 | 119.5841 | 32.5074 | 0.032671
| Civic Offices | Wind lobby full height framed glazed walls 3m high (Windows commercial aluminium double glaze) | 1701051 | 8403364 | 2.6 | Windows and external doors | aluminium frame glazing | Construction | 166.3975 | Linear length Calculation | 40 | 44 | 1 | FALSE | 1 | FALSE |  | 1.01 | 166.3975 | 332.7949 | 5013 | Window frame, aluminium (coated/protected) |  | 0 | A5 | 0.00086493 | 2.2649e-10 | 6.0484e-06 | 1.9875e-06 | 1.0037e-06 | 1.2201e-09 | 0.021204 | 0.2496 | 0
| Civic Offices | Wind lobby full height framed glazed walls 3m high (Windows commercial aluminium double glaze) | 1701051 | 8403364 | 2.6 | Windows and external doors | aluminium frame glazing | Construction | 166.3975 | Linear length Calculation | 40 | 44 | 1 | FALSE | 1 | FALSE |  | 1.01 | 166.3975 | 332.7949 | 5013 | Window frame, aluminium (coated/protected) |  | 0 | D2 | 0 | 0 | 0 | 0 | 0 | 0 | 0 | 0 | 0
| Civic Offices | Wind lobby full height framed glazed walls 3m high (Windows commercial aluminium double glaze) | 1701051 | 8403364 | 2.6 | Windows and external doors | aluminium frame glazing | Construction | 166.3975 | Linear length Calculation | 40 | 44 | 1 | FALSE | 1 | FALSE |  | 1.01 | 166.3975 | 332.7949 | 5013 | Window frame, aluminium (coated/protected) |  | 0 | D3 | 0 | 0 | 0 | 0 | 0 | 0 | 0 | 0 | 0
| Civic Offices | Wind lobby full height framed glazed walls 3m high (Windows commercial aluminium double glaze) | 1701051 | 8403364 | 2.6 | Windows and external doors | aluminium frame glazing | Construction | 166.3975 | Linear length Calculation | 40 | 44 | 1 | FALSE | 1 | FALSE |  | 1.01 | 166.3975 | 332.7949 | 5013 | Window frame, aluminium (coated/protected) |  | 0 | D4 | 0 | 0 | 0 | 0 | 0 | 0 | 0 | 0 | 0
| Civic Offices | Wind lobby full height framed glazed walls 3m high (Windows commercial aluminium double glaze) | 1701051 | 8403364 | 2.6 | Windows and external doors | aluminium frame glazing | Construction | 166.3975 | Linear length Calculation | 40 | 44 | 1 | FALSE | 1 | FALSE |  | 1.01 | 166.3975 | 332.7949 | 5013 | Window frame, aluminium (coated/protected) |  | 60 | C2 | 0 | 0 | 0 | 0 | 0 | 0 | 0 | 0 | 0
| Civic Offices | Wind lobby full height framed glazed walls 3m high (Windows commercial aluminium double glaze) | 1701051 | 8403364 | 2.6 | Windows and external doors | aluminium frame glazing | Construction | 166.3975 | Linear length Calculation | 40 | 44 | 1 | FALSE | 1 | FALSE |  | 1.01 | 166.3975 | 332.7949 | 5013 | Window frame, aluminium (coated/protected) |  | 60 | C4 | 0.086493 | 2.2649e-08 | 0.00060484 | 0.00019875 | 0.00010037 | 1.2201e-07 | 2.1204 | 24.9596 | 0.0043377
| Civic Offices | Wind lobby full height framed glazed walls 3m high (Windows commercial aluminium double glaze) | 1701051 | 8403364 | 2.6 | Windows and external doors | aluminium frame glazing | Construction | 166.3975 | Linear length Calculation | 40 | 44 | 1 | FALSE | 1 | FALSE |  | 1.01 | 166.3975 | 332.7949 | 5013 | Window frame, aluminium (coated/protected) |  | 60 | D2 | 0 | 0 | 0 | 0 | 0 | 0 | 0 | 0 | 0
| Civic Offices | Wind lobby full height framed glazed walls 3m high (Windows commercial aluminium double glaze) | 1701051 | 8403364 | 2.6 | Windows and external doors | aluminium frame glazing | Construction | 166.3975 | Linear length Calculation | 40 | 44 | 1 | FALSE | 1 | FALSE |  | 1.01 | 166.3975 | 332.7949 | 5013 | Window frame, aluminium (coated/protected) |  | 60 | D3 | 0 | 0 | 0 | 0 | 0 | 0 | 0 | 0 | 0
| Civic Offices | Wind lobby full height framed glazed walls 3m high (Windows commercial aluminium double glaze) | 1701051 | 8403364 | 2.6 | Windows and external doors | aluminium frame glazing | Construction | 166.3975 | Linear length Calculation | 40 | 44 | 1 | FALSE | 1 | FALSE |  | 1.01 | 166.3975 | 332.7949 | 5013 | Window frame, aluminium (coated/protected) |  | 60 | D4 | 0 | 0 | 0 | 0 | 0 | 0 | 0 | 0 | 0
| Civic Offices | Wind lobby full height framed glazed walls 3m high (Windows commercial aluminium double glaze) | 1701051 | 8403364 | 2.6 | Windows and external doors | aluminium frame glazing | Construction | 166.3975 | Linear length Calculation | 40 | 44 | 1 | FALSE | 1 | FALSE |  | 1.01 | 166.3975 | 332.7949 | 5013 | Window frame, aluminium (coated/protected) |  | 40 | B4B5 | 3995.5422 | 0.0001377 | 27.2189 | 6.2508 | 2.0371 | 0.0036069 | 50029.6762 | 725.8127 | 26.5124
| Civic Offices | Wind lobby full height framed glazed walls 3m high (Windows commercial aluminium double glaze) | 1701051 | 8403364 | 2.6 | Windows and external doors | aluminium frame glazing | Construction | 166.3975 | Linear length Calculation | 40 | 44 | 1 | FALSE | 1 | FALSE |  | 1.01 | 166.3975 | 332.7949 | 5013 | Window frame, aluminium (coated/protected) |  | 40 | D2 | 0 | 0 | 0 | 0 | 0 | 0 | 0 | 0 | 0
| Civic Offices | Wind lobby full height framed glazed walls 3m high (Windows commercial aluminium double glaze) | 1701051 | 8403364 | 2.6 | Windows and external doors | aluminium frame glazing | Construction | 166.3975 | Linear length Calculation | 40 | 44 | 1 | FALSE | 1 | FALSE |  | 1.01 | 166.3975 | 332.7949 | 5013 | Window frame, aluminium (coated/protected) |  | 40 | D3 | 0 | 0 | 0 | 0 | 0 | 0 | 0 | 0 | 0
| Civic Offices | Wind lobby full height framed glazed walls 3m high (Windows commercial aluminium double glaze) | 1701051 | 8403364 | 2.6 | Windows and external doors | aluminium frame glazing | Construction | 166.3975 | Linear length Calculation | 40 | 44 | 1 | FALSE | 1 | FALSE |  | 1.01 | 166.3975 | 332.7949 | 5013 | Window frame, aluminium (coated/protected) |  | 40 | D4 | 0 | 0 | 0 | 0 | 0 | 0 | 0 | 0 | 0
| Civic Offices | Wind lobby roof glazed (Windows rooflights commercial aluminium double glaze) | 1701054 | 8403372 | 2.3 | Roof | Double glazing | Construction | 365.904 | Area Calculation | 20 | 44 | 1 | FALSE | 1 | FALSE |  | 1.01 | 365.904 | 1097.712 | 5429 | Glazing (double glazed, sealed unit), glass |  | 0 | A1A3 | 448.5961 | 4.6912e-05 | 3.9758 | 0.54593 | 0.28492 | 0.0039374 | 6542.1265 | 3017.88 | 2.2813
| Civic Offices | Wind lobby roof glazed (Windows rooflights commercial aluminium double glaze) | 1701054 | 8403372 | 2.3 | Roof | Double glazing | Construction | 365.904 | Area Calculation | 20 | 44 | 1 | FALSE | 1 | FALSE |  | 1.01 | 365.904 | 1097.712 | 5429 | Glazing (double glazed, sealed unit), glass |  | 0 | A4 | 8.8981 | 1.6379e-06 | 0.029754 | 0.0078506 | 0.0051906 | 2.3434e-05 | 134.379 | 16.6031 | 0.036866
| Civic Offices | Wind lobby roof glazed (Windows rooflights commercial aluminium double glaze) | 1701054 | 8403372 | 2.3 | Roof | Double glazing | Construction | 365.904 | Area Calculation | 20 | 44 | 1 | FALSE | 1 | FALSE |  | 1.01 | 365.904 | 1097.712 | 5429 | Glazing (double glazed, sealed unit), glass |  | 0 | A5 | 0.0056988 | 1.9645e-09 | 4.389e-05 | 1.0837e-05 | 7.5819e-06 | 6.1603e-09 | 0.16552 | 0.54886 | 0
| Civic Offices | Wind lobby roof glazed (Windows rooflights commercial aluminium double glaze) | 1701054 | 8403372 | 2.3 | Roof | Double glazing | Construction | 365.904 | Area Calculation | 20 | 44 | 1 | FALSE | 1 | FALSE |  | 1.01 | 365.904 | 1097.712 | 5429 | Glazing (double glazed, sealed unit), glass |  | 0 | D2 | 0 | 0 | 0 | 0 | 0 | 0 | 0 | 0 | 0
| Civic Offices | Wind lobby roof glazed (Windows rooflights commercial aluminium double glaze) | 1701054 | 8403372 | 2.3 | Roof | Double glazing | Construction | 365.904 | Area Calculation | 20 | 44 | 1 | FALSE | 1 | FALSE |  | 1.01 | 365.904 | 1097.712 | 5429 | Glazing (double glazed, sealed unit), glass |  | 0 | D3 | 0 | 0 | 0 | 0 | 0 | 0 | 0 | 0 | 0
| Civic Offices | Wind lobby roof glazed (Windows rooflights commercial aluminium double glaze) | 1701054 | 8403372 | 2.3 | Roof | Double glazing | Construction | 365.904 | Area Calculation | 20 | 44 | 1 | FALSE | 1 | FALSE |  | 1.01 | 365.904 | 1097.712 | 5429 | Glazing (double glazed, sealed unit), glass |  | 0 | D4 | 0 | 0 | 0 | 0 | 0 | 0 | 0 | 0 | 0
| Civic Offices | Wind lobby roof glazed (Windows rooflights commercial aluminium double glaze) | 1701054 | 8403372 | 2.3 | Roof | Double glazing | Construction | 365.904 | Area Calculation | 20 | 44 | 1 | FALSE | 1 | FALSE |  | 1.01 | 365.904 | 1097.712 | 5429 | Glazing (double glazed, sealed unit), glass |  | 60 | C2 | 0 | 0 | 0 | 0 | 0 | 0 | 0 | 0 | 0
| Civic Offices | Wind lobby roof glazed (Windows rooflights commercial aluminium double glaze) | 1701054 | 8403372 | 2.3 | Roof | Double glazing | Construction | 365.904 | Area Calculation | 20 | 44 | 1 | FALSE | 1 | FALSE |  | 1.01 | 365.904 | 1097.712 | 5429 | Glazing (double glazed, sealed unit), glass |  | 60 | C4 | 0.56988 | 1.9645e-07 | 0.004389 | 0.0010837 | 0.00075819 | 6.1603e-07 | 16.5521 | 54.8856 | 0.053722
| Civic Offices | Wind lobby roof glazed (Windows rooflights commercial aluminium double glaze) | 1701054 | 8403372 | 2.3 | Roof | Double glazing | Construction | 365.904 | Area Calculation | 20 | 44 | 1 | FALSE | 1 | FALSE |  | 1.01 | 365.904 | 1097.712 | 5429 | Glazing (double glazed, sealed unit), glass |  | 60 | D2 | 0 | 0 | 0 | 0 | 0 | 0 | 0 | 0 | 0
| Civic Offices | Wind lobby roof glazed (Windows rooflights commercial aluminium double glaze) | 1701054 | 8403372 | 2.3 | Roof | Double glazing | Construction | 365.904 | Area Calculation | 20 | 44 | 1 | FALSE | 1 | FALSE |  | 1.01 | 365.904 | 1097.712 | 5429 | Glazing (double glazed, sealed unit), glass |  | 60 | D3 | 0 | 0 | 0 | 0 | 0 | 0 | 0 | 0 | 0
| Civic Offices | Wind lobby roof glazed (Windows rooflights commercial aluminium double glaze) | 1701054 | 8403372 | 2.3 | Roof | Double glazing | Construction | 365.904 | Area Calculation | 20 | 44 | 1 | FALSE | 1 | FALSE |  | 1.01 | 365.904 | 1097.712 | 5429 | Glazing (double glazed, sealed unit), glass |  | 60 | D4 | 0 | 0 | 0 | 0 | 0 | 0 | 0 | 0 | 0
| Civic Offices | Wind lobby roof glazed (Windows rooflights commercial aluminium double glaze) | 1701054 | 8403372 | 2.3 | Roof | Double glazing | Construction | 365.904 | Area Calculation | 20 | 44 | 1 | FALSE | 1 | FALSE |  | 1.01 | 365.904 | 1097.712 | 5429 | Glazing (double glazed, sealed unit), glass |  | 20 | B4B5 | 458.0698 | 4.8748e-05 | 4.0099 | 0.55488 | 0.29088 | 0.0039615 | 6693.2231 | 3089.9176 | 2.3181
| Civic Offices | Wind lobby roof glazed (Windows rooflights commercial aluminium double glaze) | 1701054 | 8403372 | 2.3 | Roof | Double glazing | Construction | 365.904 | Area Calculation | 20 | 44 | 1 | FALSE | 1 | FALSE |  | 1.01 | 365.904 | 1097.712 | 5429 | Glazing (double glazed, sealed unit), glass |  | 20 | D2 | 0 | 0 | 0 | 0 | 0 | 0 | 0 | 0 | 0
| Civic Offices | Wind lobby roof glazed (Windows rooflights commercial aluminium double glaze) | 1701054 | 8403372 | 2.3 | Roof | Double glazing | Construction | 365.904 | Area Calculation | 20 | 44 | 1 | FALSE | 1 | FALSE |  | 1.01 | 365.904 | 1097.712 | 5429 | Glazing (double glazed, sealed unit), glass |  | 20 | D3 | 0 | 0 | 0 | 0 | 0 | 0 | 0 | 0 | 0
| Civic Offices | Wind lobby roof glazed (Windows rooflights commercial aluminium double glaze) | 1701054 | 8403372 | 2.3 | Roof | Double glazing | Construction | 365.904 | Area Calculation | 20 | 44 | 1 | FALSE | 1 | FALSE |  | 1.01 | 365.904 | 1097.712 | 5429 | Glazing (double glazed, sealed unit), glass |  | 20 | D4 | 0 | 0 | 0 | 0 | 0 | 0 | 0 | 0 | 0
| Civic Offices | Wind lobby roof glazed (Windows rooflights commercial aluminium double glaze) | 1701054 | 8403372 | 2.3 | Roof | Double glazing | Construction | 365.904 | Area Calculation | 20 | 44 | 1 | FALSE | 1 | FALSE |  | 1.01 | 365.904 | 1097.712 | 5429 | Glazing (double glazed, sealed unit), glass |  | 40 | B4B5 | 458.0698 | 4.8748e-05 | 4.0099 | 0.55488 | 0.29088 | 0.0039615 | 6693.2231 | 3089.9176 | 2.3181
| Civic Offices | Wind lobby roof glazed (Windows rooflights commercial aluminium double glaze) | 1701054 | 8403372 | 2.3 | Roof | Double glazing | Construction | 365.904 | Area Calculation | 20 | 44 | 1 | FALSE | 1 | FALSE |  | 1.01 | 365.904 | 1097.712 | 5429 | Glazing (double glazed, sealed unit), glass |  | 40 | D2 | 0 | 0 | 0 | 0 | 0 | 0 | 0 | 0 | 0
| Civic Offices | Wind lobby roof glazed (Windows rooflights commercial aluminium double glaze) | 1701054 | 8403372 | 2.3 | Roof | Double glazing | Construction | 365.904 | Area Calculation | 20 | 44 | 1 | FALSE | 1 | FALSE |  | 1.01 | 365.904 | 1097.712 | 5429 | Glazing (double glazed, sealed unit), glass |  | 40 | D3 | 0 | 0 | 0 | 0 | 0 | 0 | 0 | 0 | 0
| Civic Offices | Wind lobby roof glazed (Windows rooflights commercial aluminium double glaze) | 1701054 | 8403372 | 2.3 | Roof | Double glazing | Construction | 365.904 | Area Calculation | 20 | 44 | 1 | FALSE | 1 | FALSE |  | 1.01 | 365.904 | 1097.712 | 5429 | Glazing (double glazed, sealed unit), glass |  | 40 | D4 | 0 | 0 | 0 | 0 | 0 | 0 | 0 | 0 | 0
| Civic Offices | Wind lobby roof glazed (Windows rooflights commercial aluminium double glaze) | 1701054 | 8403373 | 2.3 | Roof | aluminium frame glazing | Construction | 115.1982 | Linear length Calculation | 40 | 44 | 1 | FALSE | 1 | FALSE |  | 1.01 | 115.1982 | 230.3965 | 5013 | Window frame, aluminium (coated/protected) |  | 0 | A1A3 | 2760.3505 | 9.4676e-05 | 18.8137 | 4.3225 | 1.4066 | 0.002489 | 34551.658 | 462.5281 | 18.3321
| Civic Offices | Wind lobby roof glazed (Windows rooflights commercial aluminium double glaze) | 1701054 | 8403373 | 2.3 | Roof | aluminium frame glazing | Construction | 115.1982 | Linear length Calculation | 40 | 44 | 1 | FALSE | 1 | FALSE |  | 1.01 | 115.1982 | 230.3965 | 5013 | Window frame, aluminium (coated/protected) |  | 0 | A4 | 5.7336 | 6.3595e-07 | 0.029705 | 0.0048206 | 0.0036632 | 7.9682e-06 | 82.789 | 22.5051 | 0.022618
| Civic Offices | Wind lobby roof glazed (Windows rooflights commercial aluminium double glaze) | 1701054 | 8403373 | 2.3 | Roof | aluminium frame glazing | Construction | 115.1982 | Linear length Calculation | 40 | 44 | 1 | FALSE | 1 | FALSE |  | 1.01 | 115.1982 | 230.3965 | 5013 | Window frame, aluminium (coated/protected) |  | 0 | A5 | 0.0005988 | 1.568e-10 | 4.1874e-06 | 1.3759e-06 | 6.9485e-07 | 8.447e-10 | 0.01468 | 0.1728 | 0
| Civic Offices | Wind lobby roof glazed (Windows rooflights commercial aluminium double glaze) | 1701054 | 8403373 | 2.3 | Roof | aluminium frame glazing | Construction | 115.1982 | Linear length Calculation | 40 | 44 | 1 | FALSE | 1 | FALSE |  | 1.01 | 115.1982 | 230.3965 | 5013 | Window frame, aluminium (coated/protected) |  | 0 | D2 | 0 | 0 | 0 | 0 | 0 | 0 | 0 | 0 | 0
| Civic Offices | Wind lobby roof glazed (Windows rooflights commercial aluminium double glaze) | 1701054 | 8403373 | 2.3 | Roof | aluminium frame glazing | Construction | 115.1982 | Linear length Calculation | 40 | 44 | 1 | FALSE | 1 | FALSE |  | 1.01 | 115.1982 | 230.3965 | 5013 | Window frame, aluminium (coated/protected) |  | 0 | D3 | 0 | 0 | 0 | 0 | 0 | 0 | 0 | 0 | 0
| Civic Offices | Wind lobby roof glazed (Windows rooflights commercial aluminium double glaze) | 1701054 | 8403373 | 2.3 | Roof | aluminium frame glazing | Construction | 115.1982 | Linear length Calculation | 40 | 44 | 1 | FALSE | 1 | FALSE |  | 1.01 | 115.1982 | 230.3965 | 5013 | Window frame, aluminium (coated/protected) |  | 0 | D4 | 0 | 0 | 0 | 0 | 0 | 0 | 0 | 0 | 0
| Civic Offices | Wind lobby roof glazed (Windows rooflights commercial aluminium double glaze) | 1701054 | 8403373 | 2.3 | Roof | aluminium frame glazing | Construction | 115.1982 | Linear length Calculation | 40 | 44 | 1 | FALSE | 1 | FALSE |  | 1.01 | 115.1982 | 230.3965 | 5013 | Window frame, aluminium (coated/protected) |  | 60 | C2 | 0 | 0 | 0 | 0 | 0 | 0 | 0 | 0 | 0
| Civic Offices | Wind lobby roof glazed (Windows rooflights commercial aluminium double glaze) | 1701054 | 8403373 | 2.3 | Roof | aluminium frame glazing | Construction | 115.1982 | Linear length Calculation | 40 | 44 | 1 | FALSE | 1 | FALSE |  | 1.01 | 115.1982 | 230.3965 | 5013 | Window frame, aluminium (coated/protected) |  | 60 | C4 | 0.05988 | 1.568e-08 | 0.00041874 | 0.00013759 | 6.9485e-05 | 8.447e-08 | 1.468 | 17.2797 | 0.003003
| Civic Offices | Wind lobby roof glazed (Windows rooflights commercial aluminium double glaze) | 1701054 | 8403373 | 2.3 | Roof | aluminium frame glazing | Construction | 115.1982 | Linear length Calculation | 40 | 44 | 1 | FALSE | 1 | FALSE |  | 1.01 | 115.1982 | 230.3965 | 5013 | Window frame, aluminium (coated/protected) |  | 60 | D2 | 0 | 0 | 0 | 0 | 0 | 0 | 0 | 0 | 0
| Civic Offices | Wind lobby roof glazed (Windows rooflights commercial aluminium double glaze) | 1701054 | 8403373 | 2.3 | Roof | aluminium frame glazing | Construction | 115.1982 | Linear length Calculation | 40 | 44 | 1 | FALSE | 1 | FALSE |  | 1.01 | 115.1982 | 230.3965 | 5013 | Window frame, aluminium (coated/protected) |  | 60 | D3 | 0 | 0 | 0 | 0 | 0 | 0 | 0 | 0 | 0
| Civic Offices | Wind lobby roof glazed (Windows rooflights commercial aluminium double glaze) | 1701054 | 8403373 | 2.3 | Roof | aluminium frame glazing | Construction | 115.1982 | Linear length Calculation | 40 | 44 | 1 | FALSE | 1 | FALSE |  | 1.01 | 115.1982 | 230.3965 | 5013 | Window frame, aluminium (coated/protected) |  | 60 | D4 | 0 | 0 | 0 | 0 | 0 | 0 | 0 | 0 | 0
| Civic Offices | Wind lobby roof glazed (Windows rooflights commercial aluminium double glaze) | 1701054 | 8403373 | 2.3 | Roof | aluminium frame glazing | Construction | 115.1982 | Linear length Calculation | 40 | 44 | 1 | FALSE | 1 | FALSE |  | 1.01 | 115.1982 | 230.3965 | 5013 | Window frame, aluminium (coated/protected) |  | 40 | B4B5 | 2766.1446 | 9.5327e-05 | 18.8438 | 4.3275 | 1.4103 | 0.0024971 | 34635.9297 | 502.4857 | 18.3547
| Civic Offices | Wind lobby roof glazed (Windows rooflights commercial aluminium double glaze) | 1701054 | 8403373 | 2.3 | Roof | aluminium frame glazing | Construction | 115.1982 | Linear length Calculation | 40 | 44 | 1 | FALSE | 1 | FALSE |  | 1.01 | 115.1982 | 230.3965 | 5013 | Window frame, aluminium (coated/protected) |  | 40 | D2 | 0 | 0 | 0 | 0 | 0 | 0 | 0 | 0 | 0
| Civic Offices | Wind lobby roof glazed (Windows rooflights commercial aluminium double glaze) | 1701054 | 8403373 | 2.3 | Roof | aluminium frame glazing | Construction | 115.1982 | Linear length Calculation | 40 | 44 | 1 | FALSE | 1 | FALSE |  | 1.01 | 115.1982 | 230.3965 | 5013 | Window frame, aluminium (coated/protected) |  | 40 | D3 | 0 | 0 | 0 | 0 | 0 | 0 | 0 | 0 | 0
| Civic Offices | Wind lobby roof glazed (Windows rooflights commercial aluminium double glaze) | 1701054 | 8403373 | 2.3 | Roof | aluminium frame glazing | Construction | 115.1982 | Linear length Calculation | 40 | 44 | 1 | FALSE | 1 | FALSE |  | 1.01 | 115.1982 | 230.3965 | 5013 | Window frame, aluminium (coated/protected) |  | 40 | D4 | 0 | 0 | 0 | 0 | 0 | 0 | 0 | 0 | 0
| Civic Offices | Ceiling framing (MF) steel grid | 1701058 | 8403382 | 3.3 | Ceiling finishes | Steel grid | Construction | 128.8738 | Area Calculation | 25 | 44 | 1 | FALSE | 1 | FALSE |  | 1.01 | 128.8738 | 386.6215 | 5463 | Ceiling system (suspended, grid), steel (coated/protected) |  | 0 | A1A3 | 338.2181 | 2.2991e-05 | 5.5289 | 1.7258 | 0.32536 | 0.079753 | 4553.039 | 255.554 | 6.5896
| Civic Offices | Ceiling framing (MF) steel grid | 1701058 | 8403382 | 3.3 | Ceiling finishes | Steel grid | Construction | 128.8738 | Area Calculation | 25 | 44 | 1 | FALSE | 1 | FALSE |  | 1.01 | 128.8738 | 386.6215 | 5463 | Ceiling system (suspended, grid), steel (coated/protected) |  | 0 | A4 | 5.4025 | 7.4759e-07 | 0.025687 | 0.0047698 | 0.0033911 | 1.2031e-05 | 79.0466 | 22.9561 | 0.021956
| Civic Offices | Ceiling framing (MF) steel grid | 1701058 | 8403382 | 3.3 | Ceiling finishes | Steel grid | Construction | 128.8738 | Area Calculation | 25 | 44 | 1 | FALSE | 1 | FALSE |  | 1.01 | 128.8738 | 386.6215 | 5463 | Ceiling system (suspended, grid), steel (coated/protected) |  | 0 | A5 | 0.00066989 | 1.7541e-10 | 4.6844e-06 | 1.5393e-06 | 7.7733e-07 | 9.4498e-10 | 0.016423 | 0.19331 | 0
| Civic Offices | Ceiling framing (MF) steel grid | 1701058 | 8403382 | 3.3 | Ceiling finishes | Steel grid | Construction | 128.8738 | Area Calculation | 25 | 44 | 1 | FALSE | 1 | FALSE |  | 1.01 | 128.8738 | 386.6215 | 5463 | Ceiling system (suspended, grid), steel (coated/protected) |  | 0 | D2 | 0 | 0 | 0 | 0 | 0 | 0 | 0 | 0 | 0
| Civic Offices | Ceiling framing (MF) steel grid | 1701058 | 8403382 | 3.3 | Ceiling finishes | Steel grid | Construction | 128.8738 | Area Calculation | 25 | 44 | 1 | FALSE | 1 | FALSE |  | 1.01 | 128.8738 | 386.6215 | 5463 | Ceiling system (suspended, grid), steel (coated/protected) |  | 0 | D3 | 0 | 0 | 0 | 0 | 0 | 0 | 0 | 0 | 0
| Civic Offices | Ceiling framing (MF) steel grid | 1701058 | 8403382 | 3.3 | Ceiling finishes | Steel grid | Construction | 128.8738 | Area Calculation | 25 | 44 | 1 | FALSE | 1 | FALSE |  | 1.01 | 128.8738 | 386.6215 | 5463 | Ceiling system (suspended, grid), steel (coated/protected) |  | 0 | D4 | 0 | 0 | 0 | 0 | 0 | 0 | 0 | 0 | 0
| Civic Offices | Ceiling framing (MF) steel grid | 1701058 | 8403382 | 3.3 | Ceiling finishes | Steel grid | Construction | 128.8738 | Area Calculation | 25 | 44 | 1 | FALSE | 1 | FALSE |  | 1.01 | 128.8738 | 386.6215 | 5463 | Ceiling system (suspended, grid), steel (coated/protected) |  | 60 | C2 | 0 | 0 | 0 | 0 | 0 | 0 | 0 | 0 | 0
| Civic Offices | Ceiling framing (MF) steel grid | 1701058 | 8403382 | 3.3 | Ceiling finishes | Steel grid | Construction | 128.8738 | Area Calculation | 25 | 44 | 1 | FALSE | 1 | FALSE |  | 1.01 | 128.8738 | 386.6215 | 5463 | Ceiling system (suspended, grid), steel (coated/protected) |  | 60 | C4 | 0.066989 | 1.7541e-08 | 0.00046844 | 0.00015393 | 7.7733e-05 | 9.4498e-08 | 1.6423 | 19.3311 | 0.0033595
| Civic Offices | Ceiling framing (MF) steel grid | 1701058 | 8403382 | 3.3 | Ceiling finishes | Steel grid | Construction | 128.8738 | Area Calculation | 25 | 44 | 1 | FALSE | 1 | FALSE |  | 1.01 | 128.8738 | 386.6215 | 5463 | Ceiling system (suspended, grid), steel (coated/protected) |  | 60 | D2 | 0 | 0 | 0 | 0 | 0 | 0 | 0 | 0 | 0
| Civic Offices | Ceiling framing (MF) steel grid | 1701058 | 8403382 | 3.3 | Ceiling finishes | Steel grid | Construction | 128.8738 | Area Calculation | 25 | 44 | 1 | FALSE | 1 | FALSE |  | 1.01 | 128.8738 | 386.6215 | 5463 | Ceiling system (suspended, grid), steel (coated/protected) |  | 60 | D3 | 0 | 0 | 0 | 0 | 0 | 0 | 0 | 0 | 0
| Civic Offices | Ceiling framing (MF) steel grid | 1701058 | 8403382 | 3.3 | Ceiling finishes | Steel grid | Construction | 128.8738 | Area Calculation | 25 | 44 | 1 | FALSE | 1 | FALSE |  | 1.01 | 128.8738 | 386.6215 | 5463 | Ceiling system (suspended, grid), steel (coated/protected) |  | 60 | D4 | 0 | 0 | 0 | 0 | 0 | 0 | 0 | 0 | 0
| Civic Offices | Ceiling framing (MF) steel grid | 1701058 | 8403382 | 3.3 | Ceiling finishes | Steel grid | Construction | 128.8738 | Area Calculation | 25 | 44 | 1 | FALSE | 1 | FALSE |  | 1.01 | 128.8738 | 386.6215 | 5463 | Ceiling system (suspended, grid), steel (coated/protected) |  | 25 | B4B5 | 343.6883 | 2.3756e-05 | 5.5551 | 1.7307 | 0.32883 | 0.079766 | 4633.7443 | 298.0345 | 6.6115
| Civic Offices | Ceiling framing (MF) steel grid | 1701058 | 8403382 | 3.3 | Ceiling finishes | Steel grid | Construction | 128.8738 | Area Calculation | 25 | 44 | 1 | FALSE | 1 | FALSE |  | 1.01 | 128.8738 | 386.6215 | 5463 | Ceiling system (suspended, grid), steel (coated/protected) |  | 25 | D2 | 0 | 0 | 0 | 0 | 0 | 0 | 0 | 0 | 0
| Civic Offices | Ceiling framing (MF) steel grid | 1701058 | 8403382 | 3.3 | Ceiling finishes | Steel grid | Construction | 128.8738 | Area Calculation | 25 | 44 | 1 | FALSE | 1 | FALSE |  | 1.01 | 128.8738 | 386.6215 | 5463 | Ceiling system (suspended, grid), steel (coated/protected) |  | 25 | D3 | 0 | 0 | 0 | 0 | 0 | 0 | 0 | 0 | 0
| Civic Offices | Ceiling framing (MF) steel grid | 1701058 | 8403382 | 3.3 | Ceiling finishes | Steel grid | Construction | 128.8738 | Area Calculation | 25 | 44 | 1 | FALSE | 1 | FALSE |  | 1.01 | 128.8738 | 386.6215 | 5463 | Ceiling system (suspended, grid), steel (coated/protected) |  | 25 | D4 | 0 | 0 | 0 | 0 | 0 | 0 | 0 | 0 | 0
| Civic Offices | Ceiling framing (MF) steel grid | 1701058 | 8403382 | 3.3 | Ceiling finishes | Steel grid | Construction | 128.8738 | Area Calculation | 25 | 44 | 1 | FALSE | 1 | FALSE |  | 1.01 | 128.8738 | 386.6215 | 5463 | Ceiling system (suspended, grid), steel (coated/protected) |  | 50 | B4B5 | 343.6883 | 2.3756e-05 | 5.5551 | 1.7307 | 0.32883 | 0.079766 | 4633.7443 | 298.0345 | 6.6115
| Civic Offices | Ceiling framing (MF) steel grid | 1701058 | 8403382 | 3.3 | Ceiling finishes | Steel grid | Construction | 128.8738 | Area Calculation | 25 | 44 | 1 | FALSE | 1 | FALSE |  | 1.01 | 128.8738 | 386.6215 | 5463 | Ceiling system (suspended, grid), steel (coated/protected) |  | 50 | D2 | 0 | 0 | 0 | 0 | 0 | 0 | 0 | 0 | 0
| Civic Offices | Ceiling framing (MF) steel grid | 1701058 | 8403382 | 3.3 | Ceiling finishes | Steel grid | Construction | 128.8738 | Area Calculation | 25 | 44 | 1 | FALSE | 1 | FALSE |  | 1.01 | 128.8738 | 386.6215 | 5463 | Ceiling system (suspended, grid), steel (coated/protected) |  | 50 | D3 | 0 | 0 | 0 | 0 | 0 | 0 | 0 | 0 | 0
| Civic Offices | Ceiling framing (MF) steel grid | 1701058 | 8403382 | 3.3 | Ceiling finishes | Steel grid | Construction | 128.8738 | Area Calculation | 25 | 44 | 1 | FALSE | 1 | FALSE |  | 1.01 | 128.8738 | 386.6215 | 5463 | Ceiling system (suspended, grid), steel (coated/protected) |  | 50 | D4 | 0 | 0 | 0 | 0 | 0 | 0 | 0 | 0 | 0
| Civic Offices | Ceiling lining laminate tile (PVC/vinyl) | 1701059 | 8403384 | 3.3 | Ceiling finishes | laminatel tile | Construction | 3445.2 | Area Calculation | 20 | 44 | 1 | FALSE | 1 | FALSE |  | 1.05 | 3445.2 | 10335.6 | 5233 | General sheet, high pressure laminate (HPL) |  | 0 | A1A3 | 4752.6598 | 0.00041972 | 30.3537 | 11.0877 | 9.7718 | 0.019881 | 174749.7399 | 39916.8 | 37.4868
| Civic Offices | Ceiling lining laminate tile (PVC/vinyl) | 1701059 | 8403384 | 3.3 | Ceiling finishes | laminatel tile | Construction | 3445.2 | Area Calculation | 20 | 44 | 1 | FALSE | 1 | FALSE |  | 1.05 | 3445.2 | 10335.6 | 5233 | General sheet, high pressure laminate (HPL) |  | 0 | A4 | 94.2409 | 1.6933e-05 | 0.30858 | 0.083404 | 0.052643 | 0.00032866 | 1404.8138 | 214.5048 | 0.38781
| Civic Offices | Ceiling lining laminate tile (PVC/vinyl) | 1701059 | 8403384 | 3.3 | Ceiling finishes | laminatel tile | Construction | 3445.2 | Area Calculation | 20 | 44 | 1 | FALSE | 1 | FALSE |  | 1.05 | 3445.2 | 10335.6 | 5233 | General sheet, high pressure laminate (HPL) |  | 0 | A5 | 9.3815 | 3.0808e-07 | 0.0082163 | 0.38692 | 0.00291 | 1.6884e-06 | 28.522 | 16.3647 | 0
| Civic Offices | Ceiling lining laminate tile (PVC/vinyl) | 1701059 | 8403384 | 3.3 | Ceiling finishes | laminatel tile | Construction | 3445.2 | Area Calculation | 20 | 44 | 1 | FALSE | 1 | FALSE |  | 1.05 | 3445.2 | 10335.6 | 5233 | General sheet, high pressure laminate (HPL) |  | 0 | D2 | 0 | 0 | 0 | 0 | 0 | 0 | 0 | 0 | 0
| Civic Offices | Ceiling lining laminate tile (PVC/vinyl) | 1701059 | 8403384 | 3.3 | Ceiling finishes | laminatel tile | Construction | 3445.2 | Area Calculation | 20 | 44 | 1 | FALSE | 1 | FALSE |  | 1.05 | 3445.2 | 10335.6 | 5233 | General sheet, high pressure laminate (HPL) |  | 0 | D3 | 0 | 0 | 0 | 0 | 0 | 0 | 0 | 0 | 0
| Civic Offices | Ceiling lining laminate tile (PVC/vinyl) | 1701059 | 8403384 | 3.3 | Ceiling finishes | laminatel tile | Construction | 3445.2 | Area Calculation | 20 | 44 | 1 | FALSE | 1 | FALSE |  | 1.05 | 3445.2 | 10335.6 | 5233 | General sheet, high pressure laminate (HPL) |  | 0 | D4 | 0 | 0 | 0 | 0 | 0 | 0 | 0 | 0 | 0
| Civic Offices | Ceiling lining laminate tile (PVC/vinyl) | 1701059 | 8403384 | 3.3 | Ceiling finishes | laminatel tile | Construction | 3445.2 | Area Calculation | 20 | 44 | 1 | FALSE | 1 | FALSE |  | 1.05 | 3445.2 | 10335.6 | 5233 | General sheet, high pressure laminate (HPL) |  | 60 | C2 | 0 | 0 | 0 | 0 | 0 | 0 | 0 | 0 | 0
| Civic Offices | Ceiling lining laminate tile (PVC/vinyl) | 1701059 | 8403384 | 3.3 | Ceiling finishes | laminatel tile | Construction | 3445.2 | Area Calculation | 20 | 44 | 1 | FALSE | 1 | FALSE |  | 1.05 | 3445.2 | 10335.6 | 5233 | General sheet, high pressure laminate (HPL) |  | 60 | C4 | 187.6305 | 6.1617e-06 | 0.16433 | 7.7384 | 0.0582 | 3.3769e-05 | 570.4398 | 327.294 | 3.3704
| Civic Offices | Ceiling lining laminate tile (PVC/vinyl) | 1701059 | 8403384 | 3.3 | Ceiling finishes | laminatel tile | Construction | 3445.2 | Area Calculation | 20 | 44 | 1 | FALSE | 1 | FALSE |  | 1.05 | 3445.2 | 10335.6 | 5233 | General sheet, high pressure laminate (HPL) |  | 60 | D2 | 0 | 0 | 0 | 0 | 0 | 0 | 0 | 0 | 0
| Civic Offices | Ceiling lining laminate tile (PVC/vinyl) | 1701059 | 8403384 | 3.3 | Ceiling finishes | laminatel tile | Construction | 3445.2 | Area Calculation | 20 | 44 | 1 | FALSE | 1 | FALSE |  | 1.05 | 3445.2 | 10335.6 | 5233 | General sheet, high pressure laminate (HPL) |  | 60 | D3 | 0 | 0 | 0 | 0 | 0 | 0 | 0 | 0 | 0
| Civic Offices | Ceiling lining laminate tile (PVC/vinyl) | 1701059 | 8403384 | 3.3 | Ceiling finishes | laminatel tile | Construction | 3445.2 | Area Calculation | 20 | 44 | 1 | FALSE | 1 | FALSE |  | 1.05 | 3445.2 | 10335.6 | 5233 | General sheet, high pressure laminate (HPL) |  | 60 | D4 | 0 | 0 | 0 | 0 | 0 | 0 | 0 | 0 | 0
| Civic Offices | Ceiling lining laminate tile (PVC/vinyl) | 1701059 | 8403384 | 3.3 | Ceiling finishes | laminatel tile | Construction | 3445.2 | Area Calculation | 20 | 44 | 1 | FALSE | 1 | FALSE |  | 1.05 | 3445.2 | 10335.6 | 5233 | General sheet, high pressure laminate (HPL) |  | 20 | B4B5 | 5043.9128 | 0.00044312 | 30.8348 | 19.2964 | 9.8856 | 0.020245 | 176753.5155 | 40474.9635 | 37.8746
| Civic Offices | Ceiling lining laminate tile (PVC/vinyl) | 1701059 | 8403384 | 3.3 | Ceiling finishes | laminatel tile | Construction | 3445.2 | Area Calculation | 20 | 44 | 1 | FALSE | 1 | FALSE |  | 1.05 | 3445.2 | 10335.6 | 5233 | General sheet, high pressure laminate (HPL) |  | 20 | D2 | 0 | 0 | 0 | 0 | 0 | 0 | 0 | 0 | 0
| Civic Offices | Ceiling lining laminate tile (PVC/vinyl) | 1701059 | 8403384 | 3.3 | Ceiling finishes | laminatel tile | Construction | 3445.2 | Area Calculation | 20 | 44 | 1 | FALSE | 1 | FALSE |  | 1.05 | 3445.2 | 10335.6 | 5233 | General sheet, high pressure laminate (HPL) |  | 20 | D3 | 0 | 0 | 0 | 0 | 0 | 0 | 0 | 0 | 0
| Civic Offices | Ceiling lining laminate tile (PVC/vinyl) | 1701059 | 8403384 | 3.3 | Ceiling finishes | laminatel tile | Construction | 3445.2 | Area Calculation | 20 | 44 | 1 | FALSE | 1 | FALSE |  | 1.05 | 3445.2 | 10335.6 | 5233 | General sheet, high pressure laminate (HPL) |  | 20 | D4 | 0 | 0 | 0 | 0 | 0 | 0 | 0 | 0 | 0
| Civic Offices | Ceiling lining laminate tile (PVC/vinyl) | 1701059 | 8403384 | 3.3 | Ceiling finishes | laminatel tile | Construction | 3445.2 | Area Calculation | 20 | 44 | 1 | FALSE | 1 | FALSE |  | 1.05 | 3445.2 | 10335.6 | 5233 | General sheet, high pressure laminate (HPL) |  | 40 | B4B5 | 5043.9128 | 0.00044312 | 30.8348 | 19.2964 | 9.8856 | 0.020245 | 176753.5155 | 40474.9635 | 37.8746
| Civic Offices | Ceiling lining laminate tile (PVC/vinyl) | 1701059 | 8403384 | 3.3 | Ceiling finishes | laminatel tile | Construction | 3445.2 | Area Calculation | 20 | 44 | 1 | FALSE | 1 | FALSE |  | 1.05 | 3445.2 | 10335.6 | 5233 | General sheet, high pressure laminate (HPL) |  | 40 | D2 | 0 | 0 | 0 | 0 | 0 | 0 | 0 | 0 | 0
| Civic Offices | Ceiling lining laminate tile (PVC/vinyl) | 1701059 | 8403384 | 3.3 | Ceiling finishes | laminatel tile | Construction | 3445.2 | Area Calculation | 20 | 44 | 1 | FALSE | 1 | FALSE |  | 1.05 | 3445.2 | 10335.6 | 5233 | General sheet, high pressure laminate (HPL) |  | 40 | D3 | 0 | 0 | 0 | 0 | 0 | 0 | 0 | 0 | 0
| Civic Offices | Ceiling lining laminate tile (PVC/vinyl) | 1701059 | 8403384 | 3.3 | Ceiling finishes | laminatel tile | Construction | 3445.2 | Area Calculation | 20 | 44 | 1 | FALSE | 1 | FALSE |  | 1.05 | 3445.2 | 10335.6 | 5233 | General sheet, high pressure laminate (HPL) |  | 40 | D4 | 0 | 0 | 0 | 0 | 0 | 0 | 0 | 0 | 0
| Civic Offices | Glazed partition | 1701061 | 8403386 | 3.1 | Wall finishes | glazed partition | Construction | 792.792 | Area Calculation | 80 | 44 | 1 | FALSE | 1 | FALSE |  | 1.05 | 792.792 | 792.792 | 5490 | General glazing, glass (toughened) |  | 0 | A1A3 | 935.0856 | 8.6217e-05 | 8.8789 | 1.1196 | 0.53775 | 0.0059373 | 11451.0082 | 6470.1 | 4.5584
| Civic Offices | Glazed partition | 1701061 | 8403386 | 3.1 | Wall finishes | glazed partition | Construction | 792.792 | Area Calculation | 80 | 44 | 1 | FALSE | 1 | FALSE |  | 1.05 | 792.792 | 792.792 | 5490 | General glazing, glass (toughened) |  | 0 | A4 | 20.0427 | 3.6893e-06 | 0.067021 | 0.017683 | 0.011692 | 5.2785e-05 | 302.6854 | 37.3981 | 0.083039
| Civic Offices | Glazed partition | 1701061 | 8403386 | 3.1 | Wall finishes | glazed partition | Construction | 792.792 | Area Calculation | 80 | 44 | 1 | FALSE | 1 | FALSE |  | 1.05 | 792.792 | 792.792 | 5490 | General glazing, glass (toughened) |  | 0 | A5 | 0.061737 | 2.1282e-08 | 0.00047548 | 0.0001174 | 8.2137e-05 | 6.6737e-08 | 1.7931 | 5.9459 | 0
| Civic Offices | Glazed partition | 1701061 | 8403386 | 3.1 | Wall finishes | glazed partition | Construction | 792.792 | Area Calculation | 80 | 44 | 1 | FALSE | 1 | FALSE |  | 1.05 | 792.792 | 792.792 | 5490 | General glazing, glass (toughened) |  | 0 | D2 | 0 | 0 | 0 | 0 | 0 | 0 | 0 | 0 | 0
| Civic Offices | Glazed partition | 1701061 | 8403386 | 3.1 | Wall finishes | glazed partition | Construction | 792.792 | Area Calculation | 80 | 44 | 1 | FALSE | 1 | FALSE |  | 1.05 | 792.792 | 792.792 | 5490 | General glazing, glass (toughened) |  | 0 | D3 | 0 | 0 | 0 | 0 | 0 | 0 | 0 | 0 | 0
| Civic Offices | Glazed partition | 1701061 | 8403386 | 3.1 | Wall finishes | glazed partition | Construction | 792.792 | Area Calculation | 80 | 44 | 1 | FALSE | 1 | FALSE |  | 1.05 | 792.792 | 792.792 | 5490 | General glazing, glass (toughened) |  | 0 | D4 | 0 | 0 | 0 | 0 | 0 | 0 | 0 | 0 | 0
| Civic Offices | Glazed partition | 1701061 | 8403386 | 3.1 | Wall finishes | glazed partition | Construction | 792.792 | Area Calculation | 80 | 44 | 1 | FALSE | 1 | FALSE |  | 1.05 | 792.792 | 792.792 | 5490 | General glazing, glass (toughened) |  | 60 | C2 | 0 | 0 | 0 | 0 | 0 | 0 | 0 | 0 | 0
| Civic Offices | Glazed partition | 1701061 | 8403386 | 3.1 | Wall finishes | glazed partition | Construction | 792.792 | Area Calculation | 80 | 44 | 1 | FALSE | 1 | FALSE |  | 1.05 | 792.792 | 792.792 | 5490 | General glazing, glass (toughened) |  | 60 | C4 | 1.2347 | 4.2564e-07 | 0.0095095 | 0.0023481 | 0.0016427 | 1.3347e-06 | 35.8628 | 118.9188 | 0.1164
| Civic Offices | Glazed partition | 1701061 | 8403386 | 3.1 | Wall finishes | glazed partition | Construction | 792.792 | Area Calculation | 80 | 44 | 1 | FALSE | 1 | FALSE |  | 1.05 | 792.792 | 792.792 | 5490 | General glazing, glass (toughened) |  | 60 | D2 | 0 | 0 | 0 | 0 | 0 | 0 | 0 | 0 | 0
| Civic Offices | Glazed partition | 1701061 | 8403386 | 3.1 | Wall finishes | glazed partition | Construction | 792.792 | Area Calculation | 80 | 44 | 1 | FALSE | 1 | FALSE |  | 1.05 | 792.792 | 792.792 | 5490 | General glazing, glass (toughened) |  | 60 | D3 | 0 | 0 | 0 | 0 | 0 | 0 | 0 | 0 | 0
| Civic Offices | Glazed partition | 1701061 | 8403386 | 3.1 | Wall finishes | glazed partition | Construction | 792.792 | Area Calculation | 80 | 44 | 1 | FALSE | 1 | FALSE |  | 1.05 | 792.792 | 792.792 | 5490 | General glazing, glass (toughened) |  | 60 | D4 | 0 | 0 | 0 | 0 | 0 | 0 | 0 | 0 | 0
| Civic Offices | Fittings Hardood hand rail 50mm | 1701062 | 8403388 | 4.1 | Fittings, furnishings and equipment | Hollow Steel Handrail (50mm diam) 2mm gauge | Construction | 33.1831 | Linear length Calculation | 50 | 44 | 1 | FALSE | 1 | FALSE |  | 1.05 | 33.1831 | 66.3661 | 5325 | General sheet, plywood (imported, temperate hardwood) |  | 0 | A1A3 | -88.027 | 4.0683e-06 | 0.19954 | 0.060661 | 0.043771 | 0.00011829 | 478.3159 | 134.047 | -0.048899
| Civic Offices | Fittings Hardood hand rail 50mm | 1701062 | 8403388 | 4.1 | Fittings, furnishings and equipment | Hollow Steel Handrail (50mm diam) 2mm gauge | Construction | 33.1831 | Linear length Calculation | 50 | 44 | 1 | FALSE | 1 | FALSE |  | 1.05 | 33.1831 | 66.3661 | 5325 | General sheet, plywood (imported, temperate hardwood) |  | 0 | A4 | 3.4274 | 3.2869e-07 | 0.028737 | 0.0035453 | 0.0028442 | 3.1778e-06 | 49.2963 | 12.3335 | 0.014853
| Civic Offices | Fittings Hardood hand rail 50mm | 1701062 | 8403388 | 4.1 | Fittings, furnishings and equipment | Hollow Steel Handrail (50mm diam) 2mm gauge | Construction | 33.1831 | Linear length Calculation | 50 | 44 | 1 | FALSE | 1 | FALSE |  | 1.05 | 33.1831 | 66.3661 | 5325 | General sheet, plywood (imported, temperate hardwood) |  | 0 | A5 | 0.09036 | 2.9674e-09 | 7.9136e-05 | 0.0037267 | 2.8028e-05 | 1.6262e-08 | 0.27471 | 0.15762 | 0
| Civic Offices | Fittings Hardood hand rail 50mm | 1701062 | 8403388 | 4.1 | Fittings, furnishings and equipment | Hollow Steel Handrail (50mm diam) 2mm gauge | Construction | 33.1831 | Linear length Calculation | 50 | 44 | 1 | FALSE | 1 | FALSE |  | 1.05 | 33.1831 | 66.3661 | 5325 | General sheet, plywood (imported, temperate hardwood) |  | 0 | D2 | 0 | 0 | 0 | 0 | 0 | 0 | 0 | 0 | 0
| Civic Offices | Fittings Hardood hand rail 50mm | 1701062 | 8403388 | 4.1 | Fittings, furnishings and equipment | Hollow Steel Handrail (50mm diam) 2mm gauge | Construction | 33.1831 | Linear length Calculation | 50 | 44 | 1 | FALSE | 1 | FALSE |  | 1.05 | 33.1831 | 66.3661 | 5325 | General sheet, plywood (imported, temperate hardwood) |  | 0 | D3 | 0 | 0 | 0 | 0 | 0 | 0 | 0 | 0 | 0
| Civic Offices | Fittings Hardood hand rail 50mm | 1701062 | 8403388 | 4.1 | Fittings, furnishings and equipment | Hollow Steel Handrail (50mm diam) 2mm gauge | Construction | 33.1831 | Linear length Calculation | 50 | 44 | 1 | FALSE | 1 | FALSE |  | 1.05 | 33.1831 | 66.3661 | 5325 | General sheet, plywood (imported, temperate hardwood) |  | 0 | D4 | 0 | 0 | 0 | 0 | 0 | 0 | 0 | 0 | 0
| Civic Offices | Fittings Hardood hand rail 50mm | 1701062 | 8403388 | 4.1 | Fittings, furnishings and equipment | Hollow Steel Handrail (50mm diam) 2mm gauge | Construction | 33.1831 | Linear length Calculation | 50 | 44 | 1 | FALSE | 1 | FALSE |  | 1.05 | 33.1831 | 66.3661 | 5325 | General sheet, plywood (imported, temperate hardwood) |  | 60 | C2 | 0 | 0 | 0 | 0 | 0 | 0 | 0 | 0 | 0
| Civic Offices | Fittings Hardood hand rail 50mm | 1701062 | 8403388 | 4.1 | Fittings, furnishings and equipment | Hollow Steel Handrail (50mm diam) 2mm gauge | Construction | 33.1831 | Linear length Calculation | 50 | 44 | 1 | FALSE | 1 | FALSE |  | 1.05 | 33.1831 | 66.3661 | 5325 | General sheet, plywood (imported, temperate hardwood) |  | 60 | C4 | 1.8072 | 5.9347e-08 | 0.0015827 | 0.074533 | 0.00056056 | 3.2525e-07 | 5.4943 | 3.1524 | 0.032463
| Civic Offices | Fittings Hardood hand rail 50mm | 1701062 | 8403388 | 4.1 | Fittings, furnishings and equipment | Hollow Steel Handrail (50mm diam) 2mm gauge | Construction | 33.1831 | Linear length Calculation | 50 | 44 | 1 | FALSE | 1 | FALSE |  | 1.05 | 33.1831 | 66.3661 | 5325 | General sheet, plywood (imported, temperate hardwood) |  | 60 | D2 | 0 | 0 | 0 | 0 | 0 | 0 | 0 | 0 | 0
| Civic Offices | Fittings Hardood hand rail 50mm | 1701062 | 8403388 | 4.1 | Fittings, furnishings and equipment | Hollow Steel Handrail (50mm diam) 2mm gauge | Construction | 33.1831 | Linear length Calculation | 50 | 44 | 1 | FALSE | 1 | FALSE |  | 1.05 | 33.1831 | 66.3661 | 5325 | General sheet, plywood (imported, temperate hardwood) |  | 60 | D3 | 0 | 0 | 0 | 0 | 0 | 0 | 0 | 0 | 0
| Civic Offices | Fittings Hardood hand rail 50mm | 1701062 | 8403388 | 4.1 | Fittings, furnishings and equipment | Hollow Steel Handrail (50mm diam) 2mm gauge | Construction | 33.1831 | Linear length Calculation | 50 | 44 | 1 | FALSE | 1 | FALSE |  | 1.05 | 33.1831 | 66.3661 | 5325 | General sheet, plywood (imported, temperate hardwood) |  | 60 | D4 | 0 | 0 | 0 | 0 | 0 | 0 | 0 | 0 | 0
| Civic Offices | Fittings Hardood hand rail 50mm | 1701062 | 8403388 | 4.1 | Fittings, furnishings and equipment | Hollow Steel Handrail (50mm diam) 2mm gauge | Construction | 33.1831 | Linear length Calculation | 50 | 44 | 1 | FALSE | 1 | FALSE |  | 1.05 | 33.1831 | 66.3661 | 5325 | General sheet, plywood (imported, temperate hardwood) |  | 50 | B4B5 | -82.702 | 4.4593e-06 | 0.22994 | 0.14247 | 0.047204 | 0.00012181 | 533.3813 | 149.6905 | -0.034045
| Civic Offices | Fittings Hardood hand rail 50mm | 1701062 | 8403388 | 4.1 | Fittings, furnishings and equipment | Hollow Steel Handrail (50mm diam) 2mm gauge | Construction | 33.1831 | Linear length Calculation | 50 | 44 | 1 | FALSE | 1 | FALSE |  | 1.05 | 33.1831 | 66.3661 | 5325 | General sheet, plywood (imported, temperate hardwood) |  | 50 | D2 | 0 | 0 | 0 | 0 | 0 | 0 | 0 | 0 | 0
| Civic Offices | Fittings Hardood hand rail 50mm | 1701062 | 8403388 | 4.1 | Fittings, furnishings and equipment | Hollow Steel Handrail (50mm diam) 2mm gauge | Construction | 33.1831 | Linear length Calculation | 50 | 44 | 1 | FALSE | 1 | FALSE |  | 1.05 | 33.1831 | 66.3661 | 5325 | General sheet, plywood (imported, temperate hardwood) |  | 50 | D3 | 0 | 0 | 0 | 0 | 0 | 0 | 0 | 0 | 0
| Civic Offices | Fittings Hardood hand rail 50mm | 1701062 | 8403388 | 4.1 | Fittings, furnishings and equipment | Hollow Steel Handrail (50mm diam) 2mm gauge | Construction | 33.1831 | Linear length Calculation | 50 | 44 | 1 | FALSE | 1 | FALSE |  | 1.05 | 33.1831 | 66.3661 | 5325 | General sheet, plywood (imported, temperate hardwood) |  | 50 | D4 | 0 | 0 | 0 | 0 | 0 | 0 | 0 | 0 | 0
| Civic Offices | Windows: details Double glazed aluminium framed (84 nr). (Windows commercial aluminium double glaze) | 1701063 | 8403390 | 2.6 | Windows and external doors | Double glazing | Construction | 7887.264 | Area Calculation | 20 | 44 | 1 | FALSE | 1 | FALSE |  | 1.01 | 7887.264 | 23661.792 | 5429 | Glazing (double glazed, sealed unit), glass |  | 0 | A1A3 | 9669.7388 | 0.0010112 | 85.6997 | 11.7679 | 6.1416 | 0.084873 | 141019.1717 | 65052.08 | 49.1743
| Civic Offices | Windows: details Double glazed aluminium framed (84 nr). (Windows commercial aluminium double glaze) | 1701063 | 8403390 | 2.6 | Windows and external doors | Double glazing | Construction | 7887.264 | Area Calculation | 20 | 44 | 1 | FALSE | 1 | FALSE |  | 1.01 | 7887.264 | 23661.792 | 5429 | Glazing (double glazed, sealed unit), glass |  | 0 | A4 | 191.8034 | 3.5305e-05 | 0.64137 | 0.16922 | 0.11189 | 0.00050513 | 2896.6139 | 357.8892 | 0.79466
| Civic Offices | Windows: details Double glazed aluminium framed (84 nr). (Windows commercial aluminium double glaze) | 1701063 | 8403390 | 2.6 | Windows and external doors | Double glazing | Construction | 7887.264 | Area Calculation | 20 | 44 | 1 | FALSE | 1 | FALSE |  | 1.01 | 7887.264 | 23661.792 | 5429 | Glazing (double glazed, sealed unit), glass |  | 0 | A5 | 0.12284 | 4.2346e-08 | 0.00094607 | 0.0002336 | 0.00016343 | 1.3279e-07 | 3.5679 | 11.8309 | 0
| Civic Offices | Windows: details Double glazed aluminium framed (84 nr). (Windows commercial aluminium double glaze) | 1701063 | 8403390 | 2.6 | Windows and external doors | Double glazing | Construction | 7887.264 | Area Calculation | 20 | 44 | 1 | FALSE | 1 | FALSE |  | 1.01 | 7887.264 | 23661.792 | 5429 | Glazing (double glazed, sealed unit), glass |  | 0 | D2 | 0 | 0 | 0 | 0 | 0 | 0 | 0 | 0 | 0
| Civic Offices | Windows: details Double glazed aluminium framed (84 nr). (Windows commercial aluminium double glaze) | 1701063 | 8403390 | 2.6 | Windows and external doors | Double glazing | Construction | 7887.264 | Area Calculation | 20 | 44 | 1 | FALSE | 1 | FALSE |  | 1.01 | 7887.264 | 23661.792 | 5429 | Glazing (double glazed, sealed unit), glass |  | 0 | D3 | 0 | 0 | 0 | 0 | 0 | 0 | 0 | 0 | 0
| Civic Offices | Windows: details Double glazed aluminium framed (84 nr). (Windows commercial aluminium double glaze) | 1701063 | 8403390 | 2.6 | Windows and external doors | Double glazing | Construction | 7887.264 | Area Calculation | 20 | 44 | 1 | FALSE | 1 | FALSE |  | 1.01 | 7887.264 | 23661.792 | 5429 | Glazing (double glazed, sealed unit), glass |  | 0 | D4 | 0 | 0 | 0 | 0 | 0 | 0 | 0 | 0 | 0
| Civic Offices | Windows: details Double glazed aluminium framed (84 nr). (Windows commercial aluminium double glaze) | 1701063 | 8403390 | 2.6 | Windows and external doors | Double glazing | Construction | 7887.264 | Area Calculation | 20 | 44 | 1 | FALSE | 1 | FALSE |  | 1.01 | 7887.264 | 23661.792 | 5429 | Glazing (double glazed, sealed unit), glass |  | 60 | C2 | 0 | 0 | 0 | 0 | 0 | 0 | 0 | 0 | 0
| Civic Offices | Windows: details Double glazed aluminium framed (84 nr). (Windows commercial aluminium double glaze) | 1701063 | 8403390 | 2.6 | Windows and external doors | Double glazing | Construction | 7887.264 | Area Calculation | 20 | 44 | 1 | FALSE | 1 | FALSE |  | 1.01 | 7887.264 | 23661.792 | 5429 | Glazing (double glazed, sealed unit), glass |  | 60 | C4 | 12.2841 | 4.2346e-06 | 0.094607 | 0.02336 | 0.016343 | 1.3279e-05 | 356.7893 | 1183.0896 | 1.158
| Civic Offices | Windows: details Double glazed aluminium framed (84 nr). (Windows commercial aluminium double glaze) | 1701063 | 8403390 | 2.6 | Windows and external doors | Double glazing | Construction | 7887.264 | Area Calculation | 20 | 44 | 1 | FALSE | 1 | FALSE |  | 1.01 | 7887.264 | 23661.792 | 5429 | Glazing (double glazed, sealed unit), glass |  | 60 | D2 | 0 | 0 | 0 | 0 | 0 | 0 | 0 | 0 | 0
| Civic Offices | Windows: details Double glazed aluminium framed (84 nr). (Windows commercial aluminium double glaze) | 1701063 | 8403390 | 2.6 | Windows and external doors | Double glazing | Construction | 7887.264 | Area Calculation | 20 | 44 | 1 | FALSE | 1 | FALSE |  | 1.01 | 7887.264 | 23661.792 | 5429 | Glazing (double glazed, sealed unit), glass |  | 60 | D3 | 0 | 0 | 0 | 0 | 0 | 0 | 0 | 0 | 0
| Civic Offices | Windows: details Double glazed aluminium framed (84 nr). (Windows commercial aluminium double glaze) | 1701063 | 8403390 | 2.6 | Windows and external doors | Double glazing | Construction | 7887.264 | Area Calculation | 20 | 44 | 1 | FALSE | 1 | FALSE |  | 1.01 | 7887.264 | 23661.792 | 5429 | Glazing (double glazed, sealed unit), glass |  | 60 | D4 | 0 | 0 | 0 | 0 | 0 | 0 | 0 | 0 | 0
| Civic Offices | Windows: details Double glazed aluminium framed (84 nr). (Windows commercial aluminium double glaze) | 1701063 | 8403390 | 2.6 | Windows and external doors | Double glazing | Construction | 7887.264 | Area Calculation | 20 | 44 | 1 | FALSE | 1 | FALSE |  | 1.01 | 7887.264 | 23661.792 | 5429 | Glazing (double glazed, sealed unit), glass |  | 20 | B4B5 | 9873.9491 | 0.0010508 | 86.4366 | 11.9607 | 6.27 | 0.085392 | 144276.1428 | 66604.8897 | 49.969
| Civic Offices | Windows: details Double glazed aluminium framed (84 nr). (Windows commercial aluminium double glaze) | 1701063 | 8403390 | 2.6 | Windows and external doors | Double glazing | Construction | 7887.264 | Area Calculation | 20 | 44 | 1 | FALSE | 1 | FALSE |  | 1.01 | 7887.264 | 23661.792 | 5429 | Glazing (double glazed, sealed unit), glass |  | 20 | D2 | 0 | 0 | 0 | 0 | 0 | 0 | 0 | 0 | 0
| Civic Offices | Windows: details Double glazed aluminium framed (84 nr). (Windows commercial aluminium double glaze) | 1701063 | 8403390 | 2.6 | Windows and external doors | Double glazing | Construction | 7887.264 | Area Calculation | 20 | 44 | 1 | FALSE | 1 | FALSE |  | 1.01 | 7887.264 | 23661.792 | 5429 | Glazing (double glazed, sealed unit), glass |  | 20 | D3 | 0 | 0 | 0 | 0 | 0 | 0 | 0 | 0 | 0
| Civic Offices | Windows: details Double glazed aluminium framed (84 nr). (Windows commercial aluminium double glaze) | 1701063 | 8403390 | 2.6 | Windows and external doors | Double glazing | Construction | 7887.264 | Area Calculation | 20 | 44 | 1 | FALSE | 1 | FALSE |  | 1.01 | 7887.264 | 23661.792 | 5429 | Glazing (double glazed, sealed unit), glass |  | 20 | D4 | 0 | 0 | 0 | 0 | 0 | 0 | 0 | 0 | 0
| Civic Offices | Windows: details Double glazed aluminium framed (84 nr). (Windows commercial aluminium double glaze) | 1701063 | 8403390 | 2.6 | Windows and external doors | Double glazing | Construction | 7887.264 | Area Calculation | 20 | 44 | 1 | FALSE | 1 | FALSE |  | 1.01 | 7887.264 | 23661.792 | 5429 | Glazing (double glazed, sealed unit), glass |  | 40 | B4B5 | 9873.9491 | 0.0010508 | 86.4366 | 11.9607 | 6.27 | 0.085392 | 144276.1428 | 66604.8897 | 49.969
| Civic Offices | Windows: details Double glazed aluminium framed (84 nr). (Windows commercial aluminium double glaze) | 1701063 | 8403390 | 2.6 | Windows and external doors | Double glazing | Construction | 7887.264 | Area Calculation | 20 | 44 | 1 | FALSE | 1 | FALSE |  | 1.01 | 7887.264 | 23661.792 | 5429 | Glazing (double glazed, sealed unit), glass |  | 40 | D2 | 0 | 0 | 0 | 0 | 0 | 0 | 0 | 0 | 0
| Civic Offices | Windows: details Double glazed aluminium framed (84 nr). (Windows commercial aluminium double glaze) | 1701063 | 8403390 | 2.6 | Windows and external doors | Double glazing | Construction | 7887.264 | Area Calculation | 20 | 44 | 1 | FALSE | 1 | FALSE |  | 1.01 | 7887.264 | 23661.792 | 5429 | Glazing (double glazed, sealed unit), glass |  | 40 | D3 | 0 | 0 | 0 | 0 | 0 | 0 | 0 | 0 | 0
| Civic Offices | Windows: details Double glazed aluminium framed (84 nr). (Windows commercial aluminium double glaze) | 1701063 | 8403390 | 2.6 | Windows and external doors | Double glazing | Construction | 7887.264 | Area Calculation | 20 | 44 | 1 | FALSE | 1 | FALSE |  | 1.01 | 7887.264 | 23661.792 | 5429 | Glazing (double glazed, sealed unit), glass |  | 40 | D4 | 0 | 0 | 0 | 0 | 0 | 0 | 0 | 0 | 0
| Civic Offices | Windows: details Double glazed aluminium framed (84 nr). (Windows commercial aluminium double glaze) | 1701063 | 8403391 | 2.6 | Windows and external doors | aluminium frame glazing | Construction | 2483.1622 | Linear length Calculation | 40 | 44 | 1 | FALSE | 1 | FALSE |  | 1.01 | 2483.1622 | 4966.3244 | 5013 | Window frame, aluminium (coated/protected) |  | 0 | A1A3 | 59500.8889 | 0.0020408 | 405.5401 | 93.174 | 30.3197 | 0.053653 | 744780.1839 | 9970.0494 | 395.1592
| Civic Offices | Windows: details Double glazed aluminium framed (84 nr). (Windows commercial aluminium double glaze) | 1701063 | 8403391 | 2.6 | Windows and external doors | aluminium frame glazing | Construction | 2483.1622 | Linear length Calculation | 40 | 44 | 1 | FALSE | 1 | FALSE |  | 1.01 | 2483.1622 | 4966.3244 | 5013 | Window frame, aluminium (coated/protected) |  | 0 | A4 | 123.5916 | 1.3708e-05 | 0.6403 | 0.10391 | 0.078962 | 0.00017176 | 1784.5626 | 485.1105 | 0.48755
| Civic Offices | Windows: details Double glazed aluminium framed (84 nr). (Windows commercial aluminium double glaze) | 1701063 | 8403391 | 2.6 | Windows and external doors | aluminium frame glazing | Construction | 2483.1622 | Linear length Calculation | 40 | 44 | 1 | FALSE | 1 | FALSE |  | 1.01 | 2483.1622 | 4966.3244 | 5013 | Window frame, aluminium (coated/protected) |  | 0 | A5 | 0.012907 | 3.3799e-09 | 9.0261e-05 | 2.9659e-05 | 1.4978e-05 | 1.8208e-08 | 0.31643 | 3.7247 | 0
| Civic Offices | Windows: details Double glazed aluminium framed (84 nr). (Windows commercial aluminium double glaze) | 1701063 | 8403391 | 2.6 | Windows and external doors | aluminium frame glazing | Construction | 2483.1622 | Linear length Calculation | 40 | 44 | 1 | FALSE | 1 | FALSE |  | 1.01 | 2483.1622 | 4966.3244 | 5013 | Window frame, aluminium (coated/protected) |  | 0 | D2 | 0 | 0 | 0 | 0 | 0 | 0 | 0 | 0 | 0
| Civic Offices | Windows: details Double glazed aluminium framed (84 nr). (Windows commercial aluminium double glaze) | 1701063 | 8403391 | 2.6 | Windows and external doors | aluminium frame glazing | Construction | 2483.1622 | Linear length Calculation | 40 | 44 | 1 | FALSE | 1 | FALSE |  | 1.01 | 2483.1622 | 4966.3244 | 5013 | Window frame, aluminium (coated/protected) |  | 0 | D3 | 0 | 0 | 0 | 0 | 0 | 0 | 0 | 0 | 0
| Civic Offices | Windows: details Double glazed aluminium framed (84 nr). (Windows commercial aluminium double glaze) | 1701063 | 8403391 | 2.6 | Windows and external doors | aluminium frame glazing | Construction | 2483.1622 | Linear length Calculation | 40 | 44 | 1 | FALSE | 1 | FALSE |  | 1.01 | 2483.1622 | 4966.3244 | 5013 | Window frame, aluminium (coated/protected) |  | 0 | D4 | 0 | 0 | 0 | 0 | 0 | 0 | 0 | 0 | 0
| Civic Offices | Windows: details Double glazed aluminium framed (84 nr). (Windows commercial aluminium double glaze) | 1701063 | 8403391 | 2.6 | Windows and external doors | aluminium frame glazing | Construction | 2483.1622 | Linear length Calculation | 40 | 44 | 1 | FALSE | 1 | FALSE |  | 1.01 | 2483.1622 | 4966.3244 | 5013 | Window frame, aluminium (coated/protected) |  | 60 | C2 | 0 | 0 | 0 | 0 | 0 | 0 | 0 | 0 | 0
| Civic Offices | Windows: details Double glazed aluminium framed (84 nr). (Windows commercial aluminium double glaze) | 1701063 | 8403391 | 2.6 | Windows and external doors | aluminium frame glazing | Construction | 2483.1622 | Linear length Calculation | 40 | 44 | 1 | FALSE | 1 | FALSE |  | 1.01 | 2483.1622 | 4966.3244 | 5013 | Window frame, aluminium (coated/protected) |  | 60 | C4 | 1.2907 | 3.3799e-07 | 0.0090261 | 0.0029659 | 0.0014978 | 1.8208e-06 | 31.6432 | 372.4743 | 0.064731
| Civic Offices | Windows: details Double glazed aluminium framed (84 nr). (Windows commercial aluminium double glaze) | 1701063 | 8403391 | 2.6 | Windows and external doors | aluminium frame glazing | Construction | 2483.1622 | Linear length Calculation | 40 | 44 | 1 | FALSE | 1 | FALSE |  | 1.01 | 2483.1622 | 4966.3244 | 5013 | Window frame, aluminium (coated/protected) |  | 60 | D2 | 0 | 0 | 0 | 0 | 0 | 0 | 0 | 0 | 0
| Civic Offices | Windows: details Double glazed aluminium framed (84 nr). (Windows commercial aluminium double glaze) | 1701063 | 8403391 | 2.6 | Windows and external doors | aluminium frame glazing | Construction | 2483.1622 | Linear length Calculation | 40 | 44 | 1 | FALSE | 1 | FALSE |  | 1.01 | 2483.1622 | 4966.3244 | 5013 | Window frame, aluminium (coated/protected) |  | 60 | D3 | 0 | 0 | 0 | 0 | 0 | 0 | 0 | 0 | 0
| Civic Offices | Windows: details Double glazed aluminium framed (84 nr). (Windows commercial aluminium double glaze) | 1701063 | 8403391 | 2.6 | Windows and external doors | aluminium frame glazing | Construction | 2483.1622 | Linear length Calculation | 40 | 44 | 1 | FALSE | 1 | FALSE |  | 1.01 | 2483.1622 | 4966.3244 | 5013 | Window frame, aluminium (coated/protected) |  | 60 | D4 | 0 | 0 | 0 | 0 | 0 | 0 | 0 | 0 | 0
| Civic Offices | Windows: details Double glazed aluminium framed (84 nr). (Windows commercial aluminium double glaze) | 1701063 | 8403391 | 2.6 | Windows and external doors | aluminium frame glazing | Construction | 2483.1622 | Linear length Calculation | 40 | 44 | 1 | FALSE | 1 | FALSE |  | 1.01 | 2483.1622 | 4966.3244 | 5013 | Window frame, aluminium (coated/protected) |  | 40 | B4B5 | 59625.7841 | 0.0020548 | 406.1895 | 93.281 | 30.4002 | 0.053826 | 746596.7062 | 10831.359 | 395.6467
| Civic Offices | Windows: details Double glazed aluminium framed (84 nr). (Windows commercial aluminium double glaze) | 1701063 | 8403391 | 2.6 | Windows and external doors | aluminium frame glazing | Construction | 2483.1622 | Linear length Calculation | 40 | 44 | 1 | FALSE | 1 | FALSE |  | 1.01 | 2483.1622 | 4966.3244 | 5013 | Window frame, aluminium (coated/protected) |  | 40 | D2 | 0 | 0 | 0 | 0 | 0 | 0 | 0 | 0 | 0
| Civic Offices | Windows: details Double glazed aluminium framed (84 nr). (Windows commercial aluminium double glaze) | 1701063 | 8403391 | 2.6 | Windows and external doors | aluminium frame glazing | Construction | 2483.1622 | Linear length Calculation | 40 | 44 | 1 | FALSE | 1 | FALSE |  | 1.01 | 2483.1622 | 4966.3244 | 5013 | Window frame, aluminium (coated/protected) |  | 40 | D3 | 0 | 0 | 0 | 0 | 0 | 0 | 0 | 0 | 0
| Civic Offices | Windows: details Double glazed aluminium framed (84 nr). (Windows commercial aluminium double glaze) | 1701063 | 8403391 | 2.6 | Windows and external doors | aluminium frame glazing | Construction | 2483.1622 | Linear length Calculation | 40 | 44 | 1 | FALSE | 1 | FALSE |  | 1.01 | 2483.1622 | 4966.3244 | 5013 | Window frame, aluminium (coated/protected) |  | 40 | D4 | 0 | 0 | 0 | 0 | 0 | 0 | 0 | 0 | 0
| Civic Offices | Nominal allowance for Louvres: Weather louvres to plant room. (External wall cladding louvred aluminium 85mm profile) | 1701066 | 8403399 | 2.5 | External walls | cladding | Construction | 121.5 | Area Calculation | 20 | 44 | 1 | FALSE | 1 | FALSE |  | 1.05 | 121.5 | 364.5 | 5009 | General sheet, aluminium (coated/protected) |  | 0 | A1A3 | 2509.6522 | 8.7725e-05 | 16.8807 | 3.8407 | 1.3334 | 0.0026559 | 31478.3186 | 1060.5 | 16.5674
| Civic Offices | Nominal allowance for Louvres: Weather louvres to plant room. (External wall cladding louvred aluminium 85mm profile) | 1701066 | 8403399 | 2.5 | External walls | cladding | Construction | 121.5 | Area Calculation | 20 | 44 | 1 | FALSE | 1 | FALSE |  | 1.05 | 121.5 | 364.5 | 5009 | General sheet, aluminium (coated/protected) |  | 0 | A4 | 6.2868 | 6.973e-07 | 0.03257 | 0.0052857 | 0.0040166 | 8.7369e-06 | 90.776 | 24.6763 | 0.0248
| Civic Offices | Nominal allowance for Louvres: Weather louvres to plant room. (External wall cladding louvred aluminium 85mm profile) | 1701066 | 8403399 | 2.5 | External walls | cladding | Construction | 121.5 | Area Calculation | 20 | 44 | 1 | FALSE | 1 | FALSE |  | 1.05 | 121.5 | 364.5 | 5009 | General sheet, aluminium (coated/protected) |  | 0 | A5 | 0.05684 | 1.4884e-08 | 0.00039748 | 0.00013061 | 6.5957e-05 | 8.0182e-08 | 1.3935 | 0.91125 | 0
| Civic Offices | Nominal allowance for Louvres: Weather louvres to plant room. (External wall cladding louvred aluminium 85mm profile) | 1701066 | 8403399 | 2.5 | External walls | cladding | Construction | 121.5 | Area Calculation | 20 | 44 | 1 | FALSE | 1 | FALSE |  | 1.05 | 121.5 | 364.5 | 5009 | General sheet, aluminium (coated/protected) |  | 0 | D2 | 0 | 0 | 0 | 0 | 0 | 0 | 0 | 0 | 0
| Civic Offices | Nominal allowance for Louvres: Weather louvres to plant room. (External wall cladding louvred aluminium 85mm profile) | 1701066 | 8403399 | 2.5 | External walls | cladding | Construction | 121.5 | Area Calculation | 20 | 44 | 1 | FALSE | 1 | FALSE |  | 1.05 | 121.5 | 364.5 | 5009 | General sheet, aluminium (coated/protected) |  | 0 | D3 | 0 | 0 | 0 | 0 | 0 | 0 | 0 | 0 | 0
| Civic Offices | Nominal allowance for Louvres: Weather louvres to plant room. (External wall cladding louvred aluminium 85mm profile) | 1701066 | 8403399 | 2.5 | External walls | cladding | Construction | 121.5 | Area Calculation | 20 | 44 | 1 | FALSE | 1 | FALSE |  | 1.05 | 121.5 | 364.5 | 5009 | General sheet, aluminium (coated/protected) |  | 0 | D4 | 0 | 0 | 0 | 0 | 0 | 0 | 0 | 0 | 0
| Civic Offices | Nominal allowance for Louvres: Weather louvres to plant room. (External wall cladding louvred aluminium 85mm profile) | 1701066 | 8403399 | 2.5 | External walls | cladding | Construction | 121.5 | Area Calculation | 20 | 44 | 1 | FALSE | 1 | FALSE |  | 1.05 | 121.5 | 364.5 | 5009 | General sheet, aluminium (coated/protected) |  | 60 | C2 | 0 | 0 | 0 | 0 | 0 | 0 | 0 | 0 | 0
| Civic Offices | Nominal allowance for Louvres: Weather louvres to plant room. (External wall cladding louvred aluminium 85mm profile) | 1701066 | 8403399 | 2.5 | External walls | cladding | Construction | 121.5 | Area Calculation | 20 | 44 | 1 | FALSE | 1 | FALSE |  | 1.05 | 121.5 | 364.5 | 5009 | General sheet, aluminium (coated/protected) |  | 60 | C4 | 1.1368 | 2.9768e-07 | 0.0079495 | 0.0026122 | 0.0013191 | 1.6036e-06 | 27.8692 | 18.225 | 0.057011
| Civic Offices | Nominal allowance for Louvres: Weather louvres to plant room. (External wall cladding louvred aluminium 85mm profile) | 1701066 | 8403399 | 2.5 | External walls | cladding | Construction | 121.5 | Area Calculation | 20 | 44 | 1 | FALSE | 1 | FALSE |  | 1.05 | 121.5 | 364.5 | 5009 | General sheet, aluminium (coated/protected) |  | 60 | D2 | 0 | 0 | 0 | 0 | 0 | 0 | 0 | 0 | 0
| Civic Offices | Nominal allowance for Louvres: Weather louvres to plant room. (External wall cladding louvred aluminium 85mm profile) | 1701066 | 8403399 | 2.5 | External walls | cladding | Construction | 121.5 | Area Calculation | 20 | 44 | 1 | FALSE | 1 | FALSE |  | 1.05 | 121.5 | 364.5 | 5009 | General sheet, aluminium (coated/protected) |  | 60 | D3 | 0 | 0 | 0 | 0 | 0 | 0 | 0 | 0 | 0
| Civic Offices | Nominal allowance for Louvres: Weather louvres to plant room. (External wall cladding louvred aluminium 85mm profile) | 1701066 | 8403399 | 2.5 | External walls | cladding | Construction | 121.5 | Area Calculation | 20 | 44 | 1 | FALSE | 1 | FALSE |  | 1.05 | 121.5 | 364.5 | 5009 | General sheet, aluminium (coated/protected) |  | 60 | D4 | 0 | 0 | 0 | 0 | 0 | 0 | 0 | 0 | 0
| Civic Offices | Nominal allowance for Louvres: Weather louvres to plant room. (External wall cladding louvred aluminium 85mm profile) | 1701066 | 8403399 | 2.5 | External walls | cladding | Construction | 121.5 | Area Calculation | 20 | 44 | 1 | FALSE | 1 | FALSE |  | 1.05 | 121.5 | 364.5 | 5009 | General sheet, aluminium (coated/protected) |  | 20 | B4B5 | 2517.1326 | 8.8734e-05 | 16.9216 | 3.8488 | 1.3388 | 0.0026663 | 31598.3572 | 1104.3125 | 16.5922
| Civic Offices | Nominal allowance for Louvres: Weather louvres to plant room. (External wall cladding louvred aluminium 85mm profile) | 1701066 | 8403399 | 2.5 | External walls | cladding | Construction | 121.5 | Area Calculation | 20 | 44 | 1 | FALSE | 1 | FALSE |  | 1.05 | 121.5 | 364.5 | 5009 | General sheet, aluminium (coated/protected) |  | 20 | D2 | 0 | 0 | 0 | 0 | 0 | 0 | 0 | 0 | 0
| Civic Offices | Nominal allowance for Louvres: Weather louvres to plant room. (External wall cladding louvred aluminium 85mm profile) | 1701066 | 8403399 | 2.5 | External walls | cladding | Construction | 121.5 | Area Calculation | 20 | 44 | 1 | FALSE | 1 | FALSE |  | 1.05 | 121.5 | 364.5 | 5009 | General sheet, aluminium (coated/protected) |  | 20 | D3 | 0 | 0 | 0 | 0 | 0 | 0 | 0 | 0 | 0
| Civic Offices | Nominal allowance for Louvres: Weather louvres to plant room. (External wall cladding louvred aluminium 85mm profile) | 1701066 | 8403399 | 2.5 | External walls | cladding | Construction | 121.5 | Area Calculation | 20 | 44 | 1 | FALSE | 1 | FALSE |  | 1.05 | 121.5 | 364.5 | 5009 | General sheet, aluminium (coated/protected) |  | 20 | D4 | 0 | 0 | 0 | 0 | 0 | 0 | 0 | 0 | 0
| Civic Offices | Nominal allowance for Louvres: Weather louvres to plant room. (External wall cladding louvred aluminium 85mm profile) | 1701066 | 8403399 | 2.5 | External walls | cladding | Construction | 121.5 | Area Calculation | 20 | 44 | 1 | FALSE | 1 | FALSE |  | 1.05 | 121.5 | 364.5 | 5009 | General sheet, aluminium (coated/protected) |  | 40 | B4B5 | 2517.1326 | 8.8734e-05 | 16.9216 | 3.8488 | 1.3388 | 0.0026663 | 31598.3572 | 1104.3125 | 16.5922
| Civic Offices | Nominal allowance for Louvres: Weather louvres to plant room. (External wall cladding louvred aluminium 85mm profile) | 1701066 | 8403399 | 2.5 | External walls | cladding | Construction | 121.5 | Area Calculation | 20 | 44 | 1 | FALSE | 1 | FALSE |  | 1.05 | 121.5 | 364.5 | 5009 | General sheet, aluminium (coated/protected) |  | 40 | D2 | 0 | 0 | 0 | 0 | 0 | 0 | 0 | 0 | 0
| Civic Offices | Nominal allowance for Louvres: Weather louvres to plant room. (External wall cladding louvred aluminium 85mm profile) | 1701066 | 8403399 | 2.5 | External walls | cladding | Construction | 121.5 | Area Calculation | 20 | 44 | 1 | FALSE | 1 | FALSE |  | 1.05 | 121.5 | 364.5 | 5009 | General sheet, aluminium (coated/protected) |  | 40 | D3 | 0 | 0 | 0 | 0 | 0 | 0 | 0 | 0 | 0
| Civic Offices | Nominal allowance for Louvres: Weather louvres to plant room. (External wall cladding louvred aluminium 85mm profile) | 1701066 | 8403399 | 2.5 | External walls | cladding | Construction | 121.5 | Area Calculation | 20 | 44 | 1 | FALSE | 1 | FALSE |  | 1.05 | 121.5 | 364.5 | 5009 | General sheet, aluminium (coated/protected) |  | 40 | D4 | 0 | 0 | 0 | 0 | 0 | 0 | 0 | 0 | 0
| Civic Offices | Glazed partition | 1701068 | 8403400 | 3.1 | Wall finishes | glazed partition | Construction | 884.268 | Area Calculation | 80 | 44 | 1 | FALSE | 1 | FALSE |  | 1.05 | 884.268 | 884.268 | 5490 | General glazing, glass (toughened) |  | 0 | A1A3 | 1042.9801 | 9.6165e-05 | 9.9033 | 1.2488 | 0.5998 | 0.0066223 | 12772.2783 | 7216.65 | 5.0844
| Civic Offices | Glazed partition | 1701068 | 8403400 | 3.1 | Wall finishes | glazed partition | Construction | 884.268 | Area Calculation | 80 | 44 | 1 | FALSE | 1 | FALSE |  | 1.05 | 884.268 | 884.268 | 5490 | General glazing, glass (toughened) |  | 0 | A4 | 22.3554 | 4.115e-06 | 0.074754 | 0.019724 | 0.013041 | 5.8875e-05 | 337.6106 | 41.7132 | 0.092621
| Civic Offices | Glazed partition | 1701068 | 8403400 | 3.1 | Wall finishes | glazed partition | Construction | 884.268 | Area Calculation | 80 | 44 | 1 | FALSE | 1 | FALSE |  | 1.05 | 884.268 | 884.268 | 5490 | General glazing, glass (toughened) |  | 0 | A5 | 0.06886 | 2.3738e-08 | 0.00053034 | 0.00013095 | 9.1615e-05 | 7.4437e-08 | 2 | 6.632 | 0
| Civic Offices | Glazed partition | 1701068 | 8403400 | 3.1 | Wall finishes | glazed partition | Construction | 884.268 | Area Calculation | 80 | 44 | 1 | FALSE | 1 | FALSE |  | 1.05 | 884.268 | 884.268 | 5490 | General glazing, glass (toughened) |  | 0 | D2 | 0 | 0 | 0 | 0 | 0 | 0 | 0 | 0 | 0
| Civic Offices | Glazed partition | 1701068 | 8403400 | 3.1 | Wall finishes | glazed partition | Construction | 884.268 | Area Calculation | 80 | 44 | 1 | FALSE | 1 | FALSE |  | 1.05 | 884.268 | 884.268 | 5490 | General glazing, glass (toughened) |  | 0 | D3 | 0 | 0 | 0 | 0 | 0 | 0 | 0 | 0 | 0
| Civic Offices | Glazed partition | 1701068 | 8403400 | 3.1 | Wall finishes | glazed partition | Construction | 884.268 | Area Calculation | 80 | 44 | 1 | FALSE | 1 | FALSE |  | 1.05 | 884.268 | 884.268 | 5490 | General glazing, glass (toughened) |  | 0 | D4 | 0 | 0 | 0 | 0 | 0 | 0 | 0 | 0 | 0
| Civic Offices | Glazed partition | 1701068 | 8403400 | 3.1 | Wall finishes | glazed partition | Construction | 884.268 | Area Calculation | 80 | 44 | 1 | FALSE | 1 | FALSE |  | 1.05 | 884.268 | 884.268 | 5490 | General glazing, glass (toughened) |  | 60 | C2 | 0 | 0 | 0 | 0 | 0 | 0 | 0 | 0 | 0
| Civic Offices | Glazed partition | 1701068 | 8403400 | 3.1 | Wall finishes | glazed partition | Construction | 884.268 | Area Calculation | 80 | 44 | 1 | FALSE | 1 | FALSE |  | 1.05 | 884.268 | 884.268 | 5490 | General glazing, glass (toughened) |  | 60 | C4 | 1.3772 | 4.7476e-07 | 0.010607 | 0.002619 | 0.0018323 | 1.4887e-06 | 40.0009 | 132.6402 | 0.12983
| Civic Offices | Glazed partition | 1701068 | 8403400 | 3.1 | Wall finishes | glazed partition | Construction | 884.268 | Area Calculation | 80 | 44 | 1 | FALSE | 1 | FALSE |  | 1.05 | 884.268 | 884.268 | 5490 | General glazing, glass (toughened) |  | 60 | D2 | 0 | 0 | 0 | 0 | 0 | 0 | 0 | 0 | 0
| Civic Offices | Glazed partition | 1701068 | 8403400 | 3.1 | Wall finishes | glazed partition | Construction | 884.268 | Area Calculation | 80 | 44 | 1 | FALSE | 1 | FALSE |  | 1.05 | 884.268 | 884.268 | 5490 | General glazing, glass (toughened) |  | 60 | D3 | 0 | 0 | 0 | 0 | 0 | 0 | 0 | 0 | 0
| Civic Offices | Glazed partition | 1701068 | 8403400 | 3.1 | Wall finishes | glazed partition | Construction | 884.268 | Area Calculation | 80 | 44 | 1 | FALSE | 1 | FALSE |  | 1.05 | 884.268 | 884.268 | 5490 | General glazing, glass (toughened) |  | 60 | D4 | 0 | 0 | 0 | 0 | 0 | 0 | 0 | 0 | 0
| Civic Offices | Fittings Hardood hand rail 50mm | 1701069 | 8403402 | 4.1 | Fittings, furnishings and equipment | Hollow Steel Handrail (50mm diam) 2mm gauge | Construction | 37.0119 | Linear length Calculation | 50 | 44 | 1 | FALSE | 1 | FALSE |  | 1.05 | 37.0119 | 74.0238 | 5325 | General sheet, plywood (imported, temperate hardwood) |  | 0 | A1A3 | -98.1839 | 4.5378e-06 | 0.22257 | 0.06766 | 0.048821 | 0.00013194 | 533.5062 | 149.514 | -0.054541
| Civic Offices | Fittings Hardood hand rail 50mm | 1701069 | 8403402 | 4.1 | Fittings, furnishings and equipment | Hollow Steel Handrail (50mm diam) 2mm gauge | Construction | 37.0119 | Linear length Calculation | 50 | 44 | 1 | FALSE | 1 | FALSE |  | 1.05 | 37.0119 | 74.0238 | 5325 | General sheet, plywood (imported, temperate hardwood) |  | 0 | A4 | 3.8229 | 3.6661e-07 | 0.032053 | 0.0039543 | 0.0031724 | 3.5445e-06 | 54.9844 | 13.7566 | 0.016567
| Civic Offices | Fittings Hardood hand rail 50mm | 1701069 | 8403402 | 4.1 | Fittings, furnishings and equipment | Hollow Steel Handrail (50mm diam) 2mm gauge | Construction | 37.0119 | Linear length Calculation | 50 | 44 | 1 | FALSE | 1 | FALSE |  | 1.05 | 37.0119 | 74.0238 | 5325 | General sheet, plywood (imported, temperate hardwood) |  | 0 | A5 | 0.10079 | 3.3098e-09 | 8.8268e-05 | 0.0041567 | 3.1262e-05 | 1.8139e-08 | 0.30641 | 0.17581 | 0
| Civic Offices | Fittings Hardood hand rail 50mm | 1701069 | 8403402 | 4.1 | Fittings, furnishings and equipment | Hollow Steel Handrail (50mm diam) 2mm gauge | Construction | 37.0119 | Linear length Calculation | 50 | 44 | 1 | FALSE | 1 | FALSE |  | 1.05 | 37.0119 | 74.0238 | 5325 | General sheet, plywood (imported, temperate hardwood) |  | 0 | D2 | 0 | 0 | 0 | 0 | 0 | 0 | 0 | 0 | 0
| Civic Offices | Fittings Hardood hand rail 50mm | 1701069 | 8403402 | 4.1 | Fittings, furnishings and equipment | Hollow Steel Handrail (50mm diam) 2mm gauge | Construction | 37.0119 | Linear length Calculation | 50 | 44 | 1 | FALSE | 1 | FALSE |  | 1.05 | 37.0119 | 74.0238 | 5325 | General sheet, plywood (imported, temperate hardwood) |  | 0 | D3 | 0 | 0 | 0 | 0 | 0 | 0 | 0 | 0 | 0
| Civic Offices | Fittings Hardood hand rail 50mm | 1701069 | 8403402 | 4.1 | Fittings, furnishings and equipment | Hollow Steel Handrail (50mm diam) 2mm gauge | Construction | 37.0119 | Linear length Calculation | 50 | 44 | 1 | FALSE | 1 | FALSE |  | 1.05 | 37.0119 | 74.0238 | 5325 | General sheet, plywood (imported, temperate hardwood) |  | 0 | D4 | 0 | 0 | 0 | 0 | 0 | 0 | 0 | 0 | 0
| Civic Offices | Fittings Hardood hand rail 50mm | 1701069 | 8403402 | 4.1 | Fittings, furnishings and equipment | Hollow Steel Handrail (50mm diam) 2mm gauge | Construction | 37.0119 | Linear length Calculation | 50 | 44 | 1 | FALSE | 1 | FALSE |  | 1.05 | 37.0119 | 74.0238 | 5325 | General sheet, plywood (imported, temperate hardwood) |  | 60 | C2 | 0 | 0 | 0 | 0 | 0 | 0 | 0 | 0 | 0
| Civic Offices | Fittings Hardood hand rail 50mm | 1701069 | 8403402 | 4.1 | Fittings, furnishings and equipment | Hollow Steel Handrail (50mm diam) 2mm gauge | Construction | 37.0119 | Linear length Calculation | 50 | 44 | 1 | FALSE | 1 | FALSE |  | 1.05 | 37.0119 | 74.0238 | 5325 | General sheet, plywood (imported, temperate hardwood) |  | 60 | C4 | 2.0157 | 6.6195e-08 | 0.0017654 | 0.083133 | 0.00062524 | 3.6278e-07 | 6.1283 | 3.5161 | 0.036208
| Civic Offices | Fittings Hardood hand rail 50mm | 1701069 | 8403402 | 4.1 | Fittings, furnishings and equipment | Hollow Steel Handrail (50mm diam) 2mm gauge | Construction | 37.0119 | Linear length Calculation | 50 | 44 | 1 | FALSE | 1 | FALSE |  | 1.05 | 37.0119 | 74.0238 | 5325 | General sheet, plywood (imported, temperate hardwood) |  | 60 | D2 | 0 | 0 | 0 | 0 | 0 | 0 | 0 | 0 | 0
| Civic Offices | Fittings Hardood hand rail 50mm | 1701069 | 8403402 | 4.1 | Fittings, furnishings and equipment | Hollow Steel Handrail (50mm diam) 2mm gauge | Construction | 37.0119 | Linear length Calculation | 50 | 44 | 1 | FALSE | 1 | FALSE |  | 1.05 | 37.0119 | 74.0238 | 5325 | General sheet, plywood (imported, temperate hardwood) |  | 60 | D3 | 0 | 0 | 0 | 0 | 0 | 0 | 0 | 0 | 0
| Civic Offices | Fittings Hardood hand rail 50mm | 1701069 | 8403402 | 4.1 | Fittings, furnishings and equipment | Hollow Steel Handrail (50mm diam) 2mm gauge | Construction | 37.0119 | Linear length Calculation | 50 | 44 | 1 | FALSE | 1 | FALSE |  | 1.05 | 37.0119 | 74.0238 | 5325 | General sheet, plywood (imported, temperate hardwood) |  | 60 | D4 | 0 | 0 | 0 | 0 | 0 | 0 | 0 | 0 | 0
| Civic Offices | Fittings Hardood hand rail 50mm | 1701069 | 8403402 | 4.1 | Fittings, furnishings and equipment | Hollow Steel Handrail (50mm diam) 2mm gauge | Construction | 37.0119 | Linear length Calculation | 50 | 44 | 1 | FALSE | 1 | FALSE |  | 1.05 | 37.0119 | 74.0238 | 5325 | General sheet, plywood (imported, temperate hardwood) |  | 50 | B4B5 | -92.2445 | 4.9739e-06 | 0.25647 | 0.1589 | 0.05265 | 0.00013587 | 594.9253 | 166.9625 | -0.037974
| Civic Offices | Fittings Hardood hand rail 50mm | 1701069 | 8403402 | 4.1 | Fittings, furnishings and equipment | Hollow Steel Handrail (50mm diam) 2mm gauge | Construction | 37.0119 | Linear length Calculation | 50 | 44 | 1 | FALSE | 1 | FALSE |  | 1.05 | 37.0119 | 74.0238 | 5325 | General sheet, plywood (imported, temperate hardwood) |  | 50 | D2 | 0 | 0 | 0 | 0 | 0 | 0 | 0 | 0 | 0
| Civic Offices | Fittings Hardood hand rail 50mm | 1701069 | 8403402 | 4.1 | Fittings, furnishings and equipment | Hollow Steel Handrail (50mm diam) 2mm gauge | Construction | 37.0119 | Linear length Calculation | 50 | 44 | 1 | FALSE | 1 | FALSE |  | 1.05 | 37.0119 | 74.0238 | 5325 | General sheet, plywood (imported, temperate hardwood) |  | 50 | D3 | 0 | 0 | 0 | 0 | 0 | 0 | 0 | 0 | 0
| Civic Offices | Fittings Hardood hand rail 50mm | 1701069 | 8403402 | 4.1 | Fittings, furnishings and equipment | Hollow Steel Handrail (50mm diam) 2mm gauge | Construction | 37.0119 | Linear length Calculation | 50 | 44 | 1 | FALSE | 1 | FALSE |  | 1.05 | 37.0119 | 74.0238 | 5325 | General sheet, plywood (imported, temperate hardwood) |  | 50 | D4 | 0 | 0 | 0 | 0 | 0 | 0 | 0 | 0 | 0
| Civic Offices | Glazed partition | 1701071 | 8403404 | 3.1 | Wall finishes | glazed partition | Construction | 335.412 | Area Calculation | 80 | 44 | 1 | FALSE | 1 | FALSE |  | 1.05 | 335.412 | 335.412 | 5490 | General glazing, glass (toughened) |  | 0 | A1A3 | 395.6131 | 3.6476e-05 | 3.7564 | 0.47367 | 0.22751 | 0.0025119 | 4844.6573 | 2737.35 | 1.9286
| Civic Offices | Glazed partition | 1701071 | 8403404 | 3.1 | Wall finishes | glazed partition | Construction | 335.412 | Area Calculation | 80 | 44 | 1 | FALSE | 1 | FALSE |  | 1.05 | 335.412 | 335.412 | 5490 | General glazing, glass (toughened) |  | 0 | A4 | 8.4796 | 1.5608e-06 | 0.028355 | 0.0074814 | 0.0049465 | 2.2332e-05 | 128.0592 | 15.8223 | 0.035132
| Civic Offices | Glazed partition | 1701071 | 8403404 | 3.1 | Wall finishes | glazed partition | Construction | 335.412 | Area Calculation | 80 | 44 | 1 | FALSE | 1 | FALSE |  | 1.05 | 335.412 | 335.412 | 5490 | General glazing, glass (toughened) |  | 0 | A5 | 0.026119 | 9.004e-09 | 0.00020116 | 4.9671e-05 | 3.475e-05 | 2.8235e-08 | 0.75864 | 2.5156 | 0
| Civic Offices | Glazed partition | 1701071 | 8403404 | 3.1 | Wall finishes | glazed partition | Construction | 335.412 | Area Calculation | 80 | 44 | 1 | FALSE | 1 | FALSE |  | 1.05 | 335.412 | 335.412 | 5490 | General glazing, glass (toughened) |  | 0 | D2 | 0 | 0 | 0 | 0 | 0 | 0 | 0 | 0 | 0
| Civic Offices | Glazed partition | 1701071 | 8403404 | 3.1 | Wall finishes | glazed partition | Construction | 335.412 | Area Calculation | 80 | 44 | 1 | FALSE | 1 | FALSE |  | 1.05 | 335.412 | 335.412 | 5490 | General glazing, glass (toughened) |  | 0 | D3 | 0 | 0 | 0 | 0 | 0 | 0 | 0 | 0 | 0
| Civic Offices | Glazed partition | 1701071 | 8403404 | 3.1 | Wall finishes | glazed partition | Construction | 335.412 | Area Calculation | 80 | 44 | 1 | FALSE | 1 | FALSE |  | 1.05 | 335.412 | 335.412 | 5490 | General glazing, glass (toughened) |  | 0 | D4 | 0 | 0 | 0 | 0 | 0 | 0 | 0 | 0 | 0
| Civic Offices | Glazed partition | 1701071 | 8403404 | 3.1 | Wall finishes | glazed partition | Construction | 335.412 | Area Calculation | 80 | 44 | 1 | FALSE | 1 | FALSE |  | 1.05 | 335.412 | 335.412 | 5490 | General glazing, glass (toughened) |  | 60 | C2 | 0 | 0 | 0 | 0 | 0 | 0 | 0 | 0 | 0
| Civic Offices | Glazed partition | 1701071 | 8403404 | 3.1 | Wall finishes | glazed partition | Construction | 335.412 | Area Calculation | 80 | 44 | 1 | FALSE | 1 | FALSE |  | 1.05 | 335.412 | 335.412 | 5490 | General glazing, glass (toughened) |  | 60 | C4 | 0.52239 | 1.8008e-07 | 0.0040233 | 0.00099342 | 0.00069501 | 5.6469e-07 | 15.1727 | 50.3118 | 0.049245
| Civic Offices | Glazed partition | 1701071 | 8403404 | 3.1 | Wall finishes | glazed partition | Construction | 335.412 | Area Calculation | 80 | 44 | 1 | FALSE | 1 | FALSE |  | 1.05 | 335.412 | 335.412 | 5490 | General glazing, glass (toughened) |  | 60 | D2 | 0 | 0 | 0 | 0 | 0 | 0 | 0 | 0 | 0
| Civic Offices | Glazed partition | 1701071 | 8403404 | 3.1 | Wall finishes | glazed partition | Construction | 335.412 | Area Calculation | 80 | 44 | 1 | FALSE | 1 | FALSE |  | 1.05 | 335.412 | 335.412 | 5490 | General glazing, glass (toughened) |  | 60 | D3 | 0 | 0 | 0 | 0 | 0 | 0 | 0 | 0 | 0
| Civic Offices | Glazed partition | 1701071 | 8403404 | 3.1 | Wall finishes | glazed partition | Construction | 335.412 | Area Calculation | 80 | 44 | 1 | FALSE | 1 | FALSE |  | 1.05 | 335.412 | 335.412 | 5490 | General glazing, glass (toughened) |  | 60 | D4 | 0 | 0 | 0 | 0 | 0 | 0 | 0 | 0 | 0
| Civic Offices | Fittings Hardood hand rail 50mm | 1701072 | 8403406 | 4.1 | Fittings, furnishings and equipment | Hollow Steel Handrail (50mm diam) 2mm gauge | Construction | 14.039 | Linear length Calculation | 50 | 44 | 1 | FALSE | 1 | FALSE |  | 1.05 | 14.039 | 28.078 | 5325 | General sheet, plywood (imported, temperate hardwood) |  | 0 | A1A3 | -37.2422 | 1.7212e-06 | 0.084421 | 0.025664 | 0.018518 | 5.0047e-05 | 202.3644 | 56.7122 | -0.020688
| Civic Offices | Fittings Hardood hand rail 50mm | 1701072 | 8403406 | 4.1 | Fittings, furnishings and equipment | Hollow Steel Handrail (50mm diam) 2mm gauge | Construction | 14.039 | Linear length Calculation | 50 | 44 | 1 | FALSE | 1 | FALSE |  | 1.05 | 14.039 | 28.078 | 5325 | General sheet, plywood (imported, temperate hardwood) |  | 0 | A4 | 1.4501 | 1.3906e-07 | 0.012158 | 0.0014999 | 0.0012033 | 1.3445e-06 | 20.8561 | 5.218 | 0.0062841
| Civic Offices | Fittings Hardood hand rail 50mm | 1701072 | 8403406 | 4.1 | Fittings, furnishings and equipment | Hollow Steel Handrail (50mm diam) 2mm gauge | Construction | 14.039 | Linear length Calculation | 50 | 44 | 1 | FALSE | 1 | FALSE |  | 1.05 | 14.039 | 28.078 | 5325 | General sheet, plywood (imported, temperate hardwood) |  | 0 | A5 | 0.038229 | 1.2554e-09 | 3.3481e-05 | 0.0015767 | 1.1858e-05 | 6.8802e-09 | 0.11623 | 0.066685 | 0
| Civic Offices | Fittings Hardood hand rail 50mm | 1701072 | 8403406 | 4.1 | Fittings, furnishings and equipment | Hollow Steel Handrail (50mm diam) 2mm gauge | Construction | 14.039 | Linear length Calculation | 50 | 44 | 1 | FALSE | 1 | FALSE |  | 1.05 | 14.039 | 28.078 | 5325 | General sheet, plywood (imported, temperate hardwood) |  | 0 | D2 | 0 | 0 | 0 | 0 | 0 | 0 | 0 | 0 | 0
| Civic Offices | Fittings Hardood hand rail 50mm | 1701072 | 8403406 | 4.1 | Fittings, furnishings and equipment | Hollow Steel Handrail (50mm diam) 2mm gauge | Construction | 14.039 | Linear length Calculation | 50 | 44 | 1 | FALSE | 1 | FALSE |  | 1.05 | 14.039 | 28.078 | 5325 | General sheet, plywood (imported, temperate hardwood) |  | 0 | D3 | 0 | 0 | 0 | 0 | 0 | 0 | 0 | 0 | 0
| Civic Offices | Fittings Hardood hand rail 50mm | 1701072 | 8403406 | 4.1 | Fittings, furnishings and equipment | Hollow Steel Handrail (50mm diam) 2mm gauge | Construction | 14.039 | Linear length Calculation | 50 | 44 | 1 | FALSE | 1 | FALSE |  | 1.05 | 14.039 | 28.078 | 5325 | General sheet, plywood (imported, temperate hardwood) |  | 0 | D4 | 0 | 0 | 0 | 0 | 0 | 0 | 0 | 0 | 0
| Civic Offices | Fittings Hardood hand rail 50mm | 1701072 | 8403406 | 4.1 | Fittings, furnishings and equipment | Hollow Steel Handrail (50mm diam) 2mm gauge | Construction | 14.039 | Linear length Calculation | 50 | 44 | 1 | FALSE | 1 | FALSE |  | 1.05 | 14.039 | 28.078 | 5325 | General sheet, plywood (imported, temperate hardwood) |  | 60 | C2 | 0 | 0 | 0 | 0 | 0 | 0 | 0 | 0 | 0
| Civic Offices | Fittings Hardood hand rail 50mm | 1701072 | 8403406 | 4.1 | Fittings, furnishings and equipment | Hollow Steel Handrail (50mm diam) 2mm gauge | Construction | 14.039 | Linear length Calculation | 50 | 44 | 1 | FALSE | 1 | FALSE |  | 1.05 | 14.039 | 28.078 | 5325 | General sheet, plywood (imported, temperate hardwood) |  | 60 | C4 | 0.76458 | 2.5109e-08 | 0.00066962 | 0.031533 | 0.00023716 | 1.376e-07 | 2.3245 | 1.3337 | 0.013734
| Civic Offices | Fittings Hardood hand rail 50mm | 1701072 | 8403406 | 4.1 | Fittings, furnishings and equipment | Hollow Steel Handrail (50mm diam) 2mm gauge | Construction | 14.039 | Linear length Calculation | 50 | 44 | 1 | FALSE | 1 | FALSE |  | 1.05 | 14.039 | 28.078 | 5325 | General sheet, plywood (imported, temperate hardwood) |  | 60 | D2 | 0 | 0 | 0 | 0 | 0 | 0 | 0 | 0 | 0
| Civic Offices | Fittings Hardood hand rail 50mm | 1701072 | 8403406 | 4.1 | Fittings, furnishings and equipment | Hollow Steel Handrail (50mm diam) 2mm gauge | Construction | 14.039 | Linear length Calculation | 50 | 44 | 1 | FALSE | 1 | FALSE |  | 1.05 | 14.039 | 28.078 | 5325 | General sheet, plywood (imported, temperate hardwood) |  | 60 | D3 | 0 | 0 | 0 | 0 | 0 | 0 | 0 | 0 | 0
| Civic Offices | Fittings Hardood hand rail 50mm | 1701072 | 8403406 | 4.1 | Fittings, furnishings and equipment | Hollow Steel Handrail (50mm diam) 2mm gauge | Construction | 14.039 | Linear length Calculation | 50 | 44 | 1 | FALSE | 1 | FALSE |  | 1.05 | 14.039 | 28.078 | 5325 | General sheet, plywood (imported, temperate hardwood) |  | 60 | D4 | 0 | 0 | 0 | 0 | 0 | 0 | 0 | 0 | 0
| Civic Offices | Fittings Hardood hand rail 50mm | 1701072 | 8403406 | 4.1 | Fittings, furnishings and equipment | Hollow Steel Handrail (50mm diam) 2mm gauge | Construction | 14.039 | Linear length Calculation | 50 | 44 | 1 | FALSE | 1 | FALSE |  | 1.05 | 14.039 | 28.078 | 5325 | General sheet, plywood (imported, temperate hardwood) |  | 50 | B4B5 | -34.9893 | 1.8866e-06 | 0.097283 | 0.060274 | 0.019971 | 5.1536e-05 | 225.6613 | 63.3306 | -0.014404
| Civic Offices | Fittings Hardood hand rail 50mm | 1701072 | 8403406 | 4.1 | Fittings, furnishings and equipment | Hollow Steel Handrail (50mm diam) 2mm gauge | Construction | 14.039 | Linear length Calculation | 50 | 44 | 1 | FALSE | 1 | FALSE |  | 1.05 | 14.039 | 28.078 | 5325 | General sheet, plywood (imported, temperate hardwood) |  | 50 | D2 | 0 | 0 | 0 | 0 | 0 | 0 | 0 | 0 | 0
| Civic Offices | Fittings Hardood hand rail 50mm | 1701072 | 8403406 | 4.1 | Fittings, furnishings and equipment | Hollow Steel Handrail (50mm diam) 2mm gauge | Construction | 14.039 | Linear length Calculation | 50 | 44 | 1 | FALSE | 1 | FALSE |  | 1.05 | 14.039 | 28.078 | 5325 | General sheet, plywood (imported, temperate hardwood) |  | 50 | D3 | 0 | 0 | 0 | 0 | 0 | 0 | 0 | 0 | 0
| Civic Offices | Fittings Hardood hand rail 50mm | 1701072 | 8403406 | 4.1 | Fittings, furnishings and equipment | Hollow Steel Handrail (50mm diam) 2mm gauge | Construction | 14.039 | Linear length Calculation | 50 | 44 | 1 | FALSE | 1 | FALSE |  | 1.05 | 14.039 | 28.078 | 5325 | General sheet, plywood (imported, temperate hardwood) |  | 50 | D4 | 0 | 0 | 0 | 0 | 0 | 0 | 0 | 0 | 0
| Civic Offices | Wall lining laminate panel | 1701074 | 8403408 | 3.1 | Wall finishes | laminate panel | Construction | 394.632 | Area Calculation | 15 | 44 | 1 | FALSE | 1 | FALSE |  | 1.05 | 394.632 | 1578.528 | 5233 | General sheet, high pressure laminate (HPL) |  | 0 | A1A3 | 544.3956 | 4.8077e-05 | 3.4769 | 1.27 | 1.1193 | 0.0022773 | 20016.7884 | 4572.288 | 4.2939
| Civic Offices | Wall lining laminate panel | 1701074 | 8403408 | 3.1 | Wall finishes | laminate panel | Construction | 394.632 | Area Calculation | 15 | 44 | 1 | FALSE | 1 | FALSE |  | 1.05 | 394.632 | 1578.528 | 5233 | General sheet, high pressure laminate (HPL) |  | 0 | A4 | 10.7949 | 1.9396e-06 | 0.035346 | 0.0095535 | 0.00603 | 3.7647e-05 | 160.915 | 24.5705 | 0.044422
| Civic Offices | Wall lining laminate panel | 1701074 | 8403408 | 3.1 | Wall finishes | laminate panel | Construction | 394.632 | Area Calculation | 15 | 44 | 1 | FALSE | 1 | FALSE |  | 1.05 | 394.632 | 1578.528 | 5233 | General sheet, high pressure laminate (HPL) |  | 0 | A5 | 1.0746 | 3.529e-08 | 0.00094113 | 0.04432 | 0.00033332 | 1.934e-07 | 3.2671 | 1.8745 | 0
| Civic Offices | Wall lining laminate panel | 1701074 | 8403408 | 3.1 | Wall finishes | laminate panel | Construction | 394.632 | Area Calculation | 15 | 44 | 1 | FALSE | 1 | FALSE |  | 1.05 | 394.632 | 1578.528 | 5233 | General sheet, high pressure laminate (HPL) |  | 0 | D2 | 0 | 0 | 0 | 0 | 0 | 0 | 0 | 0 | 0
| Civic Offices | Wall lining laminate panel | 1701074 | 8403408 | 3.1 | Wall finishes | laminate panel | Construction | 394.632 | Area Calculation | 15 | 44 | 1 | FALSE | 1 | FALSE |  | 1.05 | 394.632 | 1578.528 | 5233 | General sheet, high pressure laminate (HPL) |  | 0 | D3 | 0 | 0 | 0 | 0 | 0 | 0 | 0 | 0 | 0
| Civic Offices | Wall lining laminate panel | 1701074 | 8403408 | 3.1 | Wall finishes | laminate panel | Construction | 394.632 | Area Calculation | 15 | 44 | 1 | FALSE | 1 | FALSE |  | 1.05 | 394.632 | 1578.528 | 5233 | General sheet, high pressure laminate (HPL) |  | 0 | D4 | 0 | 0 | 0 | 0 | 0 | 0 | 0 | 0 | 0
| Civic Offices | Wall lining laminate panel | 1701074 | 8403408 | 3.1 | Wall finishes | laminate panel | Construction | 394.632 | Area Calculation | 15 | 44 | 1 | FALSE | 1 | FALSE |  | 1.05 | 394.632 | 1578.528 | 5233 | General sheet, high pressure laminate (HPL) |  | 60 | C2 | 0 | 0 | 0 | 0 | 0 | 0 | 0 | 0 | 0
| Civic Offices | Wall lining laminate panel | 1701074 | 8403408 | 3.1 | Wall finishes | laminate panel | Construction | 394.632 | Area Calculation | 15 | 44 | 1 | FALSE | 1 | FALSE |  | 1.05 | 394.632 | 1578.528 | 5233 | General sheet, high pressure laminate (HPL) |  | 60 | C4 | 21.4922 | 7.0579e-07 | 0.018823 | 0.88639 | 0.0066665 | 3.868e-06 | 65.3413 | 37.49 | 0.38607
| Civic Offices | Wall lining laminate panel | 1701074 | 8403408 | 3.1 | Wall finishes | laminate panel | Construction | 394.632 | Area Calculation | 15 | 44 | 1 | FALSE | 1 | FALSE |  | 1.05 | 394.632 | 1578.528 | 5233 | General sheet, high pressure laminate (HPL) |  | 60 | D2 | 0 | 0 | 0 | 0 | 0 | 0 | 0 | 0 | 0
| Civic Offices | Wall lining laminate panel | 1701074 | 8403408 | 3.1 | Wall finishes | laminate panel | Construction | 394.632 | Area Calculation | 15 | 44 | 1 | FALSE | 1 | FALSE |  | 1.05 | 394.632 | 1578.528 | 5233 | General sheet, high pressure laminate (HPL) |  | 60 | D3 | 0 | 0 | 0 | 0 | 0 | 0 | 0 | 0 | 0
| Civic Offices | Wall lining laminate panel | 1701074 | 8403408 | 3.1 | Wall finishes | laminate panel | Construction | 394.632 | Area Calculation | 15 | 44 | 1 | FALSE | 1 | FALSE |  | 1.05 | 394.632 | 1578.528 | 5233 | General sheet, high pressure laminate (HPL) |  | 60 | D4 | 0 | 0 | 0 | 0 | 0 | 0 | 0 | 0 | 0
| Civic Offices | Wall lining laminate panel | 1701074 | 8403408 | 3.1 | Wall finishes | laminate panel | Construction | 394.632 | Area Calculation | 15 | 44 | 1 | FALSE | 1 | FALSE |  | 1.05 | 394.632 | 1578.528 | 5233 | General sheet, high pressure laminate (HPL) |  | 15 | B4B5 | 577.7573 | 5.0757e-05 | 3.532 | 2.2103 | 1.1323 | 0.002319 | 20246.3118 | 4636.2231 | 4.3384
| Civic Offices | Wall lining laminate panel | 1701074 | 8403408 | 3.1 | Wall finishes | laminate panel | Construction | 394.632 | Area Calculation | 15 | 44 | 1 | FALSE | 1 | FALSE |  | 1.05 | 394.632 | 1578.528 | 5233 | General sheet, high pressure laminate (HPL) |  | 15 | D2 | 0 | 0 | 0 | 0 | 0 | 0 | 0 | 0 | 0
| Civic Offices | Wall lining laminate panel | 1701074 | 8403408 | 3.1 | Wall finishes | laminate panel | Construction | 394.632 | Area Calculation | 15 | 44 | 1 | FALSE | 1 | FALSE |  | 1.05 | 394.632 | 1578.528 | 5233 | General sheet, high pressure laminate (HPL) |  | 15 | D3 | 0 | 0 | 0 | 0 | 0 | 0 | 0 | 0 | 0
| Civic Offices | Wall lining laminate panel | 1701074 | 8403408 | 3.1 | Wall finishes | laminate panel | Construction | 394.632 | Area Calculation | 15 | 44 | 1 | FALSE | 1 | FALSE |  | 1.05 | 394.632 | 1578.528 | 5233 | General sheet, high pressure laminate (HPL) |  | 15 | D4 | 0 | 0 | 0 | 0 | 0 | 0 | 0 | 0 | 0
| Civic Offices | Wall lining laminate panel | 1701074 | 8403408 | 3.1 | Wall finishes | laminate panel | Construction | 394.632 | Area Calculation | 15 | 44 | 1 | FALSE | 1 | FALSE |  | 1.05 | 394.632 | 1578.528 | 5233 | General sheet, high pressure laminate (HPL) |  | 30 | B4B5 | 577.7573 | 5.0757e-05 | 3.532 | 2.2103 | 1.1323 | 0.002319 | 20246.3118 | 4636.2231 | 4.3384
| Civic Offices | Wall lining laminate panel | 1701074 | 8403408 | 3.1 | Wall finishes | laminate panel | Construction | 394.632 | Area Calculation | 15 | 44 | 1 | FALSE | 1 | FALSE |  | 1.05 | 394.632 | 1578.528 | 5233 | General sheet, high pressure laminate (HPL) |  | 30 | D2 | 0 | 0 | 0 | 0 | 0 | 0 | 0 | 0 | 0
| Civic Offices | Wall lining laminate panel | 1701074 | 8403408 | 3.1 | Wall finishes | laminate panel | Construction | 394.632 | Area Calculation | 15 | 44 | 1 | FALSE | 1 | FALSE |  | 1.05 | 394.632 | 1578.528 | 5233 | General sheet, high pressure laminate (HPL) |  | 30 | D3 | 0 | 0 | 0 | 0 | 0 | 0 | 0 | 0 | 0
| Civic Offices | Wall lining laminate panel | 1701074 | 8403408 | 3.1 | Wall finishes | laminate panel | Construction | 394.632 | Area Calculation | 15 | 44 | 1 | FALSE | 1 | FALSE |  | 1.05 | 394.632 | 1578.528 | 5233 | General sheet, high pressure laminate (HPL) |  | 30 | D4 | 0 | 0 | 0 | 0 | 0 | 0 | 0 | 0 | 0
| Civic Offices | Wall lining laminate panel | 1701074 | 8403408 | 3.1 | Wall finishes | laminate panel | Construction | 394.632 | Area Calculation | 15 | 44 | 1 | FALSE | 1 | FALSE |  | 1.05 | 394.632 | 1578.528 | 5233 | General sheet, high pressure laminate (HPL) |  | 45 | B4B5 | 577.7573 | 5.0757e-05 | 3.532 | 2.2103 | 1.1323 | 0.002319 | 20246.3118 | 4636.2231 | 4.3384
| Civic Offices | Wall lining laminate panel | 1701074 | 8403408 | 3.1 | Wall finishes | laminate panel | Construction | 394.632 | Area Calculation | 15 | 44 | 1 | FALSE | 1 | FALSE |  | 1.05 | 394.632 | 1578.528 | 5233 | General sheet, high pressure laminate (HPL) |  | 45 | D2 | 0 | 0 | 0 | 0 | 0 | 0 | 0 | 0 | 0
| Civic Offices | Wall lining laminate panel | 1701074 | 8403408 | 3.1 | Wall finishes | laminate panel | Construction | 394.632 | Area Calculation | 15 | 44 | 1 | FALSE | 1 | FALSE |  | 1.05 | 394.632 | 1578.528 | 5233 | General sheet, high pressure laminate (HPL) |  | 45 | D3 | 0 | 0 | 0 | 0 | 0 | 0 | 0 | 0 | 0
| Civic Offices | Wall lining laminate panel | 1701074 | 8403408 | 3.1 | Wall finishes | laminate panel | Construction | 394.632 | Area Calculation | 15 | 44 | 1 | FALSE | 1 | FALSE |  | 1.05 | 394.632 | 1578.528 | 5233 | General sheet, high pressure laminate (HPL) |  | 45 | D4 | 0 | 0 | 0 | 0 | 0 | 0 | 0 | 0 | 0
| Civic Offices | Wall lining laminate panel | 1701076 | 8403410 | 3.1 | Wall finishes | laminate panel | Construction | 43.848 | Area Calculation | 15 | 44 | 1 | FALSE | 1 | FALSE |  | 1.05 | 43.848 | 175.392 | 5233 | General sheet, high pressure laminate (HPL) |  | 0 | A1A3 | 60.4884 | 5.3419e-06 | 0.38632 | 0.14112 | 0.12437 | 0.00025303 | 2224.0876 | 508.032 | 0.4771
| Civic Offices | Wall lining laminate panel | 1701076 | 8403410 | 3.1 | Wall finishes | laminate panel | Construction | 43.848 | Area Calculation | 15 | 44 | 1 | FALSE | 1 | FALSE |  | 1.05 | 43.848 | 175.392 | 5233 | General sheet, high pressure laminate (HPL) |  | 0 | A4 | 1.1994 | 2.1551e-07 | 0.0039273 | 0.0010615 | 0.00067 | 4.183e-06 | 17.8794 | 2.7301 | 0.0049358
| Civic Offices | Wall lining laminate panel | 1701076 | 8403410 | 3.1 | Wall finishes | laminate panel | Construction | 43.848 | Area Calculation | 15 | 44 | 1 | FALSE | 1 | FALSE |  | 1.05 | 43.848 | 175.392 | 5233 | General sheet, high pressure laminate (HPL) |  | 0 | A5 | 0.1194 | 3.9211e-09 | 0.00010457 | 0.0049244 | 3.7036e-05 | 2.1489e-08 | 0.36301 | 0.20828 | 0
| Civic Offices | Wall lining laminate panel | 1701076 | 8403410 | 3.1 | Wall finishes | laminate panel | Construction | 43.848 | Area Calculation | 15 | 44 | 1 | FALSE | 1 | FALSE |  | 1.05 | 43.848 | 175.392 | 5233 | General sheet, high pressure laminate (HPL) |  | 0 | D2 | 0 | 0 | 0 | 0 | 0 | 0 | 0 | 0 | 0
| Civic Offices | Wall lining laminate panel | 1701076 | 8403410 | 3.1 | Wall finishes | laminate panel | Construction | 43.848 | Area Calculation | 15 | 44 | 1 | FALSE | 1 | FALSE |  | 1.05 | 43.848 | 175.392 | 5233 | General sheet, high pressure laminate (HPL) |  | 0 | D3 | 0 | 0 | 0 | 0 | 0 | 0 | 0 | 0 | 0
| Civic Offices | Wall lining laminate panel | 1701076 | 8403410 | 3.1 | Wall finishes | laminate panel | Construction | 43.848 | Area Calculation | 15 | 44 | 1 | FALSE | 1 | FALSE |  | 1.05 | 43.848 | 175.392 | 5233 | General sheet, high pressure laminate (HPL) |  | 0 | D4 | 0 | 0 | 0 | 0 | 0 | 0 | 0 | 0 | 0
| Civic Offices | Wall lining laminate panel | 1701076 | 8403410 | 3.1 | Wall finishes | laminate panel | Construction | 43.848 | Area Calculation | 15 | 44 | 1 | FALSE | 1 | FALSE |  | 1.05 | 43.848 | 175.392 | 5233 | General sheet, high pressure laminate (HPL) |  | 60 | C2 | 0 | 0 | 0 | 0 | 0 | 0 | 0 | 0 | 0
| Civic Offices | Wall lining laminate panel | 1701076 | 8403410 | 3.1 | Wall finishes | laminate panel | Construction | 43.848 | Area Calculation | 15 | 44 | 1 | FALSE | 1 | FALSE |  | 1.05 | 43.848 | 175.392 | 5233 | General sheet, high pressure laminate (HPL) |  | 60 | C4 | 2.388 | 7.8421e-08 | 0.0020914 | 0.098488 | 0.00074072 | 4.2978e-07 | 7.2601 | 4.1656 | 0.042896
| Civic Offices | Wall lining laminate panel | 1701076 | 8403410 | 3.1 | Wall finishes | laminate panel | Construction | 43.848 | Area Calculation | 15 | 44 | 1 | FALSE | 1 | FALSE |  | 1.05 | 43.848 | 175.392 | 5233 | General sheet, high pressure laminate (HPL) |  | 60 | D2 | 0 | 0 | 0 | 0 | 0 | 0 | 0 | 0 | 0
| Civic Offices | Wall lining laminate panel | 1701076 | 8403410 | 3.1 | Wall finishes | laminate panel | Construction | 43.848 | Area Calculation | 15 | 44 | 1 | FALSE | 1 | FALSE |  | 1.05 | 43.848 | 175.392 | 5233 | General sheet, high pressure laminate (HPL) |  | 60 | D3 | 0 | 0 | 0 | 0 | 0 | 0 | 0 | 0 | 0
| Civic Offices | Wall lining laminate panel | 1701076 | 8403410 | 3.1 | Wall finishes | laminate panel | Construction | 43.848 | Area Calculation | 15 | 44 | 1 | FALSE | 1 | FALSE |  | 1.05 | 43.848 | 175.392 | 5233 | General sheet, high pressure laminate (HPL) |  | 60 | D4 | 0 | 0 | 0 | 0 | 0 | 0 | 0 | 0 | 0
| Civic Offices | Wall lining laminate panel | 1701076 | 8403410 | 3.1 | Wall finishes | laminate panel | Construction | 43.848 | Area Calculation | 15 | 44 | 1 | FALSE | 1 | FALSE |  | 1.05 | 43.848 | 175.392 | 5233 | General sheet, high pressure laminate (HPL) |  | 15 | B4B5 | 64.1953 | 5.6397e-06 | 0.39244 | 0.24559 | 0.12582 | 0.00025766 | 2249.5902 | 515.1359 | 0.48204
| Civic Offices | Wall lining laminate panel | 1701076 | 8403410 | 3.1 | Wall finishes | laminate panel | Construction | 43.848 | Area Calculation | 15 | 44 | 1 | FALSE | 1 | FALSE |  | 1.05 | 43.848 | 175.392 | 5233 | General sheet, high pressure laminate (HPL) |  | 15 | D2 | 0 | 0 | 0 | 0 | 0 | 0 | 0 | 0 | 0
| Civic Offices | Wall lining laminate panel | 1701076 | 8403410 | 3.1 | Wall finishes | laminate panel | Construction | 43.848 | Area Calculation | 15 | 44 | 1 | FALSE | 1 | FALSE |  | 1.05 | 43.848 | 175.392 | 5233 | General sheet, high pressure laminate (HPL) |  | 15 | D3 | 0 | 0 | 0 | 0 | 0 | 0 | 0 | 0 | 0
| Civic Offices | Wall lining laminate panel | 1701076 | 8403410 | 3.1 | Wall finishes | laminate panel | Construction | 43.848 | Area Calculation | 15 | 44 | 1 | FALSE | 1 | FALSE |  | 1.05 | 43.848 | 175.392 | 5233 | General sheet, high pressure laminate (HPL) |  | 15 | D4 | 0 | 0 | 0 | 0 | 0 | 0 | 0 | 0 | 0
| Civic Offices | Wall lining laminate panel | 1701076 | 8403410 | 3.1 | Wall finishes | laminate panel | Construction | 43.848 | Area Calculation | 15 | 44 | 1 | FALSE | 1 | FALSE |  | 1.05 | 43.848 | 175.392 | 5233 | General sheet, high pressure laminate (HPL) |  | 30 | B4B5 | 64.1953 | 5.6397e-06 | 0.39244 | 0.24559 | 0.12582 | 0.00025766 | 2249.5902 | 515.1359 | 0.48204
| Civic Offices | Wall lining laminate panel | 1701076 | 8403410 | 3.1 | Wall finishes | laminate panel | Construction | 43.848 | Area Calculation | 15 | 44 | 1 | FALSE | 1 | FALSE |  | 1.05 | 43.848 | 175.392 | 5233 | General sheet, high pressure laminate (HPL) |  | 30 | D2 | 0 | 0 | 0 | 0 | 0 | 0 | 0 | 0 | 0
| Civic Offices | Wall lining laminate panel | 1701076 | 8403410 | 3.1 | Wall finishes | laminate panel | Construction | 43.848 | Area Calculation | 15 | 44 | 1 | FALSE | 1 | FALSE |  | 1.05 | 43.848 | 175.392 | 5233 | General sheet, high pressure laminate (HPL) |  | 30 | D3 | 0 | 0 | 0 | 0 | 0 | 0 | 0 | 0 | 0
| Civic Offices | Wall lining laminate panel | 1701076 | 8403410 | 3.1 | Wall finishes | laminate panel | Construction | 43.848 | Area Calculation | 15 | 44 | 1 | FALSE | 1 | FALSE |  | 1.05 | 43.848 | 175.392 | 5233 | General sheet, high pressure laminate (HPL) |  | 30 | D4 | 0 | 0 | 0 | 0 | 0 | 0 | 0 | 0 | 0
| Civic Offices | Wall lining laminate panel | 1701076 | 8403410 | 3.1 | Wall finishes | laminate panel | Construction | 43.848 | Area Calculation | 15 | 44 | 1 | FALSE | 1 | FALSE |  | 1.05 | 43.848 | 175.392 | 5233 | General sheet, high pressure laminate (HPL) |  | 45 | B4B5 | 64.1953 | 5.6397e-06 | 0.39244 | 0.24559 | 0.12582 | 0.00025766 | 2249.5902 | 515.1359 | 0.48204
| Civic Offices | Wall lining laminate panel | 1701076 | 8403410 | 3.1 | Wall finishes | laminate panel | Construction | 43.848 | Area Calculation | 15 | 44 | 1 | FALSE | 1 | FALSE |  | 1.05 | 43.848 | 175.392 | 5233 | General sheet, high pressure laminate (HPL) |  | 45 | D2 | 0 | 0 | 0 | 0 | 0 | 0 | 0 | 0 | 0
| Civic Offices | Wall lining laminate panel | 1701076 | 8403410 | 3.1 | Wall finishes | laminate panel | Construction | 43.848 | Area Calculation | 15 | 44 | 1 | FALSE | 1 | FALSE |  | 1.05 | 43.848 | 175.392 | 5233 | General sheet, high pressure laminate (HPL) |  | 45 | D3 | 0 | 0 | 0 | 0 | 0 | 0 | 0 | 0 | 0
| Civic Offices | Wall lining laminate panel | 1701076 | 8403410 | 3.1 | Wall finishes | laminate panel | Construction | 43.848 | Area Calculation | 15 | 44 | 1 | FALSE | 1 | FALSE |  | 1.05 | 43.848 | 175.392 | 5233 | General sheet, high pressure laminate (HPL) |  | 45 | D4 | 0 | 0 | 0 | 0 | 0 | 0 | 0 | 0 | 0
| Civic Offices | Fittings: vanity units twin basin. (Wall basin/sink ceramic) | 1701077 | 8403412 | 5.2 | Services equipment | PRoxy for ceramic sink | Construction | 48 | kg | 25 | 44 | 1 | FALSE | 1 | FALSE |  | 1.06 | 48 | 144 | 5101 | Floor finish (tiles), ceramic |  | 0 | A1A3 | 30.4357 | 3.5133e-06 | 0.19188 | 0.049816 | 0.015689 | 0.0024833 | 476.7567 | 75.9896 | 0.25645
| Civic Offices | Fittings: vanity units twin basin. (Wall basin/sink ceramic) | 1701077 | 8403412 | 5.2 | Services equipment | PRoxy for ceramic sink | Construction | 48 | kg | 25 | 44 | 1 | FALSE | 1 | FALSE |  | 1.06 | 48 | 144 | 5101 | Floor finish (tiles), ceramic |  | 0 | A4 | 0.97496 | 1.7518e-07 | 0.0031924 | 0.00086284 | 0.00054461 | 3.4002e-06 | 14.5334 | 2.2191 | 0.0040121
| Civic Offices | Fittings: vanity units twin basin. (Wall basin/sink ceramic) | 1701077 | 8403412 | 5.2 | Services equipment | PRoxy for ceramic sink | Construction | 48 | kg | 25 | 44 | 1 | FALSE | 1 | FALSE |  | 1.06 | 48 | 144 | 5101 | Floor finish (tiles), ceramic |  | 0 | A5 | 0.0037379 | 1.2885e-09 | 2.8788e-05 | 7.1083e-06 | 4.973e-06 | 4.0406e-09 | 0.10857 | 0.432 | 0
| Civic Offices | Fittings: vanity units twin basin. (Wall basin/sink ceramic) | 1701077 | 8403412 | 5.2 | Services equipment | PRoxy for ceramic sink | Construction | 48 | kg | 25 | 44 | 1 | FALSE | 1 | FALSE |  | 1.06 | 48 | 144 | 5101 | Floor finish (tiles), ceramic |  | 0 | D2 | 0 | 0 | 0 | 0 | 0 | 0 | 0 | 0 | 0
| Civic Offices | Fittings: vanity units twin basin. (Wall basin/sink ceramic) | 1701077 | 8403412 | 5.2 | Services equipment | PRoxy for ceramic sink | Construction | 48 | kg | 25 | 44 | 1 | FALSE | 1 | FALSE |  | 1.06 | 48 | 144 | 5101 | Floor finish (tiles), ceramic |  | 0 | D3 | 0 | 0 | 0 | 0 | 0 | 0 | 0 | 0 | 0
| Civic Offices | Fittings: vanity units twin basin. (Wall basin/sink ceramic) | 1701077 | 8403412 | 5.2 | Services equipment | PRoxy for ceramic sink | Construction | 48 | kg | 25 | 44 | 1 | FALSE | 1 | FALSE |  | 1.06 | 48 | 144 | 5101 | Floor finish (tiles), ceramic |  | 0 | D4 | 0 | 0 | 0 | 0 | 0 | 0 | 0 | 0 | 0
| Civic Offices | Fittings: vanity units twin basin. (Wall basin/sink ceramic) | 1701077 | 8403412 | 5.2 | Services equipment | PRoxy for ceramic sink | Construction | 48 | kg | 25 | 44 | 1 | FALSE | 1 | FALSE |  | 1.06 | 48 | 144 | 5101 | Floor finish (tiles), ceramic |  | 60 | C2 | 0 | 0 | 0 | 0 | 0 | 0 | 0 | 0 | 0
| Civic Offices | Fittings: vanity units twin basin. (Wall basin/sink ceramic) | 1701077 | 8403412 | 5.2 | Services equipment | PRoxy for ceramic sink | Construction | 48 | kg | 25 | 44 | 1 | FALSE | 1 | FALSE |  | 1.06 | 48 | 144 | 5101 | Floor finish (tiles), ceramic |  | 60 | C4 | 0.062298 | 2.1476e-08 | 0.0004798 | 0.00011847 | 8.2884e-05 | 6.7343e-08 | 1.8094 | 7.2 | 0.0058728
| Civic Offices | Fittings: vanity units twin basin. (Wall basin/sink ceramic) | 1701077 | 8403412 | 5.2 | Services equipment | PRoxy for ceramic sink | Construction | 48 | kg | 25 | 44 | 1 | FALSE | 1 | FALSE |  | 1.06 | 48 | 144 | 5101 | Floor finish (tiles), ceramic |  | 60 | D2 | 0 | 0 | 0 | 0 | 0 | 0 | 0 | 0 | 0
| Civic Offices | Fittings: vanity units twin basin. (Wall basin/sink ceramic) | 1701077 | 8403412 | 5.2 | Services equipment | PRoxy for ceramic sink | Construction | 48 | kg | 25 | 44 | 1 | FALSE | 1 | FALSE |  | 1.06 | 48 | 144 | 5101 | Floor finish (tiles), ceramic |  | 60 | D3 | 0 | 0 | 0 | 0 | 0 | 0 | 0 | 0 | 0
| Civic Offices | Fittings: vanity units twin basin. (Wall basin/sink ceramic) | 1701077 | 8403412 | 5.2 | Services equipment | PRoxy for ceramic sink | Construction | 48 | kg | 25 | 44 | 1 | FALSE | 1 | FALSE |  | 1.06 | 48 | 144 | 5101 | Floor finish (tiles), ceramic |  | 60 | D4 | 0 | 0 | 0 | 0 | 0 | 0 | 0 | 0 | 0
| Civic Offices | Fittings: vanity units twin basin. (Wall basin/sink ceramic) | 1701077 | 8403412 | 5.2 | Services equipment | PRoxy for ceramic sink | Construction | 48 | kg | 25 | 44 | 1 | FALSE | 1 | FALSE |  | 1.06 | 48 | 144 | 5101 | Floor finish (tiles), ceramic |  | 25 | B4B5 | 31.4767 | 3.7113e-06 | 0.19558 | 0.050804 | 0.016321 | 0.0024867 | 493.2081 | 85.8408 | 0.26047
| Civic Offices | Fittings: vanity units twin basin. (Wall basin/sink ceramic) | 1701077 | 8403412 | 5.2 | Services equipment | PRoxy for ceramic sink | Construction | 48 | kg | 25 | 44 | 1 | FALSE | 1 | FALSE |  | 1.06 | 48 | 144 | 5101 | Floor finish (tiles), ceramic |  | 25 | D2 | 0 | 0 | 0 | 0 | 0 | 0 | 0 | 0 | 0
| Civic Offices | Fittings: vanity units twin basin. (Wall basin/sink ceramic) | 1701077 | 8403412 | 5.2 | Services equipment | PRoxy for ceramic sink | Construction | 48 | kg | 25 | 44 | 1 | FALSE | 1 | FALSE |  | 1.06 | 48 | 144 | 5101 | Floor finish (tiles), ceramic |  | 25 | D3 | 0 | 0 | 0 | 0 | 0 | 0 | 0 | 0 | 0
| Civic Offices | Fittings: vanity units twin basin. (Wall basin/sink ceramic) | 1701077 | 8403412 | 5.2 | Services equipment | PRoxy for ceramic sink | Construction | 48 | kg | 25 | 44 | 1 | FALSE | 1 | FALSE |  | 1.06 | 48 | 144 | 5101 | Floor finish (tiles), ceramic |  | 25 | D4 | 0 | 0 | 0 | 0 | 0 | 0 | 0 | 0 | 0
| Civic Offices | Fittings: vanity units twin basin. (Wall basin/sink ceramic) | 1701077 | 8403412 | 5.2 | Services equipment | PRoxy for ceramic sink | Construction | 48 | kg | 25 | 44 | 1 | FALSE | 1 | FALSE |  | 1.06 | 48 | 144 | 5101 | Floor finish (tiles), ceramic |  | 50 | B4B5 | 31.4767 | 3.7113e-06 | 0.19558 | 0.050804 | 0.016321 | 0.0024867 | 493.2081 | 85.8408 | 0.26047
| Civic Offices | Fittings: vanity units twin basin. (Wall basin/sink ceramic) | 1701077 | 8403412 | 5.2 | Services equipment | PRoxy for ceramic sink | Construction | 48 | kg | 25 | 44 | 1 | FALSE | 1 | FALSE |  | 1.06 | 48 | 144 | 5101 | Floor finish (tiles), ceramic |  | 50 | D2 | 0 | 0 | 0 | 0 | 0 | 0 | 0 | 0 | 0
| Civic Offices | Fittings: vanity units twin basin. (Wall basin/sink ceramic) | 1701077 | 8403412 | 5.2 | Services equipment | PRoxy for ceramic sink | Construction | 48 | kg | 25 | 44 | 1 | FALSE | 1 | FALSE |  | 1.06 | 48 | 144 | 5101 | Floor finish (tiles), ceramic |  | 50 | D3 | 0 | 0 | 0 | 0 | 0 | 0 | 0 | 0 | 0
| Civic Offices | Fittings: vanity units twin basin. (Wall basin/sink ceramic) | 1701077 | 8403412 | 5.2 | Services equipment | PRoxy for ceramic sink | Construction | 48 | kg | 25 | 44 | 1 | FALSE | 1 | FALSE |  | 1.06 | 48 | 144 | 5101 | Floor finish (tiles), ceramic |  | 50 | D4 | 0 | 0 | 0 | 0 | 0 | 0 | 0 | 0 | 0
| Civic Offices | Fittings: vanity units twin basin. (Wall basin/sink ceramic) | 1701077 | 8403413 | 5.2 | Services equipment | Proxy for taps | Construction | 6 | kg | 20 | 44 | 1 | FALSE | 1 | FALSE |  | 1.01 | 6 | 18 | 5455 | Door frame (hollow), stainless steel |  | 0 | A1A3 | 28.895 | 1.4563e-06 | 0.17561 | 0.051715 | 0.020414 | 0.00090702 | 375.901 | 35.6843 | 0.88538
| Civic Offices | Fittings: vanity units twin basin. (Wall basin/sink ceramic) | 1701077 | 8403413 | 5.2 | Services equipment | Proxy for taps | Construction | 6 | kg | 20 | 44 | 1 | FALSE | 1 | FALSE |  | 1.01 | 6 | 18 | 5455 | Door frame (hollow), stainless steel |  | 0 | A4 | 0.25153 | 3.4805e-08 | 0.0011959 | 0.00022207 | 0.00015788 | 5.6015e-07 | 3.6802 | 1.0688 | 0.0010222
| Civic Offices | Fittings: vanity units twin basin. (Wall basin/sink ceramic) | 1701077 | 8403413 | 5.2 | Services equipment | Proxy for taps | Construction | 6 | kg | 20 | 44 | 1 | FALSE | 1 | FALSE |  | 1.01 | 6 | 18 | 5455 | Door frame (hollow), stainless steel |  | 0 | A5 | 3.1188e-05 | 8.1667e-12 | 2.1809e-07 | 7.1665e-08 | 3.619e-08 | 4.3995e-11 | 0.00076459 | 0.009 | 0
| Civic Offices | Fittings: vanity units twin basin. (Wall basin/sink ceramic) | 1701077 | 8403413 | 5.2 | Services equipment | Proxy for taps | Construction | 6 | kg | 20 | 44 | 1 | FALSE | 1 | FALSE |  | 1.01 | 6 | 18 | 5455 | Door frame (hollow), stainless steel |  | 0 | D2 | 0 | 0 | 0 | 0 | 0 | 0 | 0 | 0 | 0
| Civic Offices | Fittings: vanity units twin basin. (Wall basin/sink ceramic) | 1701077 | 8403413 | 5.2 | Services equipment | Proxy for taps | Construction | 6 | kg | 20 | 44 | 1 | FALSE | 1 | FALSE |  | 1.01 | 6 | 18 | 5455 | Door frame (hollow), stainless steel |  | 0 | D3 | 0 | 0 | 0 | 0 | 0 | 0 | 0 | 0 | 0
| Civic Offices | Fittings: vanity units twin basin. (Wall basin/sink ceramic) | 1701077 | 8403413 | 5.2 | Services equipment | Proxy for taps | Construction | 6 | kg | 20 | 44 | 1 | FALSE | 1 | FALSE |  | 1.01 | 6 | 18 | 5455 | Door frame (hollow), stainless steel |  | 0 | D4 | 0 | 0 | 0 | 0 | 0 | 0 | 0 | 0 | 0
| Civic Offices | Fittings: vanity units twin basin. (Wall basin/sink ceramic) | 1701077 | 8403413 | 5.2 | Services equipment | Proxy for taps | Construction | 6 | kg | 20 | 44 | 1 | FALSE | 1 | FALSE |  | 1.01 | 6 | 18 | 5455 | Door frame (hollow), stainless steel |  | 60 | C2 | 0 | 0 | 0 | 0 | 0 | 0 | 0 | 0 | 0
| Civic Offices | Fittings: vanity units twin basin. (Wall basin/sink ceramic) | 1701077 | 8403413 | 5.2 | Services equipment | Proxy for taps | Construction | 6 | kg | 20 | 44 | 1 | FALSE | 1 | FALSE |  | 1.01 | 6 | 18 | 5455 | Door frame (hollow), stainless steel |  | 60 | C4 | 0.0031188 | 8.1667e-10 | 2.1809e-05 | 7.1665e-06 | 3.619e-06 | 4.3995e-09 | 0.076459 | 0.9 | 0.00015641
| Civic Offices | Fittings: vanity units twin basin. (Wall basin/sink ceramic) | 1701077 | 8403413 | 5.2 | Services equipment | Proxy for taps | Construction | 6 | kg | 20 | 44 | 1 | FALSE | 1 | FALSE |  | 1.01 | 6 | 18 | 5455 | Door frame (hollow), stainless steel |  | 60 | D2 | 0 | 0 | 0 | 0 | 0 | 0 | 0 | 0 | 0
| Civic Offices | Fittings: vanity units twin basin. (Wall basin/sink ceramic) | 1701077 | 8403413 | 5.2 | Services equipment | Proxy for taps | Construction | 6 | kg | 20 | 44 | 1 | FALSE | 1 | FALSE |  | 1.01 | 6 | 18 | 5455 | Door frame (hollow), stainless steel |  | 60 | D3 | 0 | 0 | 0 | 0 | 0 | 0 | 0 | 0 | 0
| Civic Offices | Fittings: vanity units twin basin. (Wall basin/sink ceramic) | 1701077 | 8403413 | 5.2 | Services equipment | Proxy for taps | Construction | 6 | kg | 20 | 44 | 1 | FALSE | 1 | FALSE |  | 1.01 | 6 | 18 | 5455 | Door frame (hollow), stainless steel |  | 60 | D4 | 0 | 0 | 0 | 0 | 0 | 0 | 0 | 0 | 0
| Civic Offices | Fittings: vanity units twin basin. (Wall basin/sink ceramic) | 1701077 | 8403413 | 5.2 | Services equipment | Proxy for taps | Construction | 6 | kg | 20 | 44 | 1 | FALSE | 1 | FALSE |  | 1.01 | 6 | 18 | 5455 | Door frame (hollow), stainless steel |  | 20 | B4B5 | 29.1497 | 1.4919e-06 | 0.17682 | 0.051945 | 0.020575 | 0.00090759 | 379.6584 | 37.6621 | 0.8864
| Civic Offices | Fittings: vanity units twin basin. (Wall basin/sink ceramic) | 1701077 | 8403413 | 5.2 | Services equipment | Proxy for taps | Construction | 6 | kg | 20 | 44 | 1 | FALSE | 1 | FALSE |  | 1.01 | 6 | 18 | 5455 | Door frame (hollow), stainless steel |  | 20 | D2 | 0 | 0 | 0 | 0 | 0 | 0 | 0 | 0 | 0
| Civic Offices | Fittings: vanity units twin basin. (Wall basin/sink ceramic) | 1701077 | 8403413 | 5.2 | Services equipment | Proxy for taps | Construction | 6 | kg | 20 | 44 | 1 | FALSE | 1 | FALSE |  | 1.01 | 6 | 18 | 5455 | Door frame (hollow), stainless steel |  | 20 | D3 | 0 | 0 | 0 | 0 | 0 | 0 | 0 | 0 | 0
| Civic Offices | Fittings: vanity units twin basin. (Wall basin/sink ceramic) | 1701077 | 8403413 | 5.2 | Services equipment | Proxy for taps | Construction | 6 | kg | 20 | 44 | 1 | FALSE | 1 | FALSE |  | 1.01 | 6 | 18 | 5455 | Door frame (hollow), stainless steel |  | 20 | D4 | 0 | 0 | 0 | 0 | 0 | 0 | 0 | 0 | 0
| Civic Offices | Fittings: vanity units twin basin. (Wall basin/sink ceramic) | 1701077 | 8403413 | 5.2 | Services equipment | Proxy for taps | Construction | 6 | kg | 20 | 44 | 1 | FALSE | 1 | FALSE |  | 1.01 | 6 | 18 | 5455 | Door frame (hollow), stainless steel |  | 40 | B4B5 | 29.1497 | 1.4919e-06 | 0.17682 | 0.051945 | 0.020575 | 0.00090759 | 379.6584 | 37.6621 | 0.8864
| Civic Offices | Fittings: vanity units twin basin. (Wall basin/sink ceramic) | 1701077 | 8403413 | 5.2 | Services equipment | Proxy for taps | Construction | 6 | kg | 20 | 44 | 1 | FALSE | 1 | FALSE |  | 1.01 | 6 | 18 | 5455 | Door frame (hollow), stainless steel |  | 40 | D2 | 0 | 0 | 0 | 0 | 0 | 0 | 0 | 0 | 0
| Civic Offices | Fittings: vanity units twin basin. (Wall basin/sink ceramic) | 1701077 | 8403413 | 5.2 | Services equipment | Proxy for taps | Construction | 6 | kg | 20 | 44 | 1 | FALSE | 1 | FALSE |  | 1.01 | 6 | 18 | 5455 | Door frame (hollow), stainless steel |  | 40 | D3 | 0 | 0 | 0 | 0 | 0 | 0 | 0 | 0 | 0
| Civic Offices | Fittings: vanity units twin basin. (Wall basin/sink ceramic) | 1701077 | 8403413 | 5.2 | Services equipment | Proxy for taps | Construction | 6 | kg | 20 | 44 | 1 | FALSE | 1 | FALSE |  | 1.01 | 6 | 18 | 5455 | Door frame (hollow), stainless steel |  | 40 | D4 | 0 | 0 | 0 | 0 | 0 | 0 | 0 | 0 | 0
| Civic Offices | Services pipework 22mm copper pipe (water supply) | 1701079 | 8403416 | 5.2 | Services equipment | Proxy for copper piping 22mm diameter | Construction | 0.85227 | Linear length Calculation | 45 | 44 | 1 | FALSE | 1 | FALSE |  | 1.03 | 0.85227 | 1.7045 | 5113 | Cladding sheet (plain), copper |  | 0 | A1A3 | 6.0439 | 5.0228e-06 | 0.30738 | 0.20519 | 0.016991 | 0.0013985 | 91.7058 | 17.902 | 0.19319
| Civic Offices | Services pipework 22mm copper pipe (water supply) | 1701079 | 8403416 | 5.2 | Services equipment | Proxy for copper piping 22mm diameter | Construction | 0.85227 | Linear length Calculation | 45 | 44 | 1 | FALSE | 1 | FALSE |  | 1.03 | 0.85227 | 1.7045 | 5113 | Cladding sheet (plain), copper |  | 0 | A4 | 0.017199 | 3.0903e-09 | 5.6316e-05 | 1.5221e-05 | 9.6074e-06 | 5.9982e-08 | 0.25638 | 0.039148 | 7.0777e-05
| Civic Offices | Services pipework 22mm copper pipe (water supply) | 1701079 | 8403416 | 5.2 | Services equipment | Proxy for copper piping 22mm diameter | Construction | 0.85227 | Linear length Calculation | 45 | 44 | 1 | FALSE | 1 | FALSE |  | 1.03 | 0.85227 | 1.7045 | 5113 | Cladding sheet (plain), copper |  | 0 | A5 | 1.329e-05 | 3.4801e-12 | 9.2938e-08 | 3.0539e-08 | 1.5422e-08 | 1.8748e-11 | 0.00032582 | 0.0038352 | 0
| Civic Offices | Services pipework 22mm copper pipe (water supply) | 1701079 | 8403416 | 5.2 | Services equipment | Proxy for copper piping 22mm diameter | Construction | 0.85227 | Linear length Calculation | 45 | 44 | 1 | FALSE | 1 | FALSE |  | 1.03 | 0.85227 | 1.7045 | 5113 | Cladding sheet (plain), copper |  | 0 | D2 | 0 | 0 | 0 | 0 | 0 | 0 | 0 | 0 | 0
| Civic Offices | Services pipework 22mm copper pipe (water supply) | 1701079 | 8403416 | 5.2 | Services equipment | Proxy for copper piping 22mm diameter | Construction | 0.85227 | Linear length Calculation | 45 | 44 | 1 | FALSE | 1 | FALSE |  | 1.03 | 0.85227 | 1.7045 | 5113 | Cladding sheet (plain), copper |  | 0 | D3 | 0 | 0 | 0 | 0 | 0 | 0 | 0 | 0 | 0
| Civic Offices | Services pipework 22mm copper pipe (water supply) | 1701079 | 8403416 | 5.2 | Services equipment | Proxy for copper piping 22mm diameter | Construction | 0.85227 | Linear length Calculation | 45 | 44 | 1 | FALSE | 1 | FALSE |  | 1.03 | 0.85227 | 1.7045 | 5113 | Cladding sheet (plain), copper |  | 0 | D4 | 0 | 0 | 0 | 0 | 0 | 0 | 0 | 0 | 0
| Civic Offices | Services pipework 22mm copper pipe (water supply) | 1701079 | 8403416 | 5.2 | Services equipment | Proxy for copper piping 22mm diameter | Construction | 0.85227 | Linear length Calculation | 45 | 44 | 1 | FALSE | 1 | FALSE |  | 1.03 | 0.85227 | 1.7045 | 5113 | Cladding sheet (plain), copper |  | 60 | C2 | 0 | 0 | 0 | 0 | 0 | 0 | 0 | 0 | 0
| Civic Offices | Services pipework 22mm copper pipe (water supply) | 1701079 | 8403416 | 5.2 | Services equipment | Proxy for copper piping 22mm diameter | Construction | 0.85227 | Linear length Calculation | 45 | 44 | 1 | FALSE | 1 | FALSE |  | 1.03 | 0.85227 | 1.7045 | 5113 | Cladding sheet (plain), copper |  | 60 | C4 | 0.00044301 | 1.16e-10 | 3.0979e-06 | 1.018e-06 | 5.1407e-07 | 6.2493e-10 | 0.010861 | 0.12784 | 2.2217e-05
| Civic Offices | Services pipework 22mm copper pipe (water supply) | 1701079 | 8403416 | 5.2 | Services equipment | Proxy for copper piping 22mm diameter | Construction | 0.85227 | Linear length Calculation | 45 | 44 | 1 | FALSE | 1 | FALSE |  | 1.03 | 0.85227 | 1.7045 | 5113 | Cladding sheet (plain), copper |  | 60 | D2 | 0 | 0 | 0 | 0 | 0 | 0 | 0 | 0 | 0
| Civic Offices | Services pipework 22mm copper pipe (water supply) | 1701079 | 8403416 | 5.2 | Services equipment | Proxy for copper piping 22mm diameter | Construction | 0.85227 | Linear length Calculation | 45 | 44 | 1 | FALSE | 1 | FALSE |  | 1.03 | 0.85227 | 1.7045 | 5113 | Cladding sheet (plain), copper |  | 60 | D3 | 0 | 0 | 0 | 0 | 0 | 0 | 0 | 0 | 0
| Civic Offices | Services pipework 22mm copper pipe (water supply) | 1701079 | 8403416 | 5.2 | Services equipment | Proxy for copper piping 22mm diameter | Construction | 0.85227 | Linear length Calculation | 45 | 44 | 1 | FALSE | 1 | FALSE |  | 1.03 | 0.85227 | 1.7045 | 5113 | Cladding sheet (plain), copper |  | 60 | D4 | 0 | 0 | 0 | 0 | 0 | 0 | 0 | 0 | 0
| Civic Offices | Services pipework 22mm copper pipe (water supply) | 1701079 | 8403416 | 5.2 | Services equipment | Proxy for copper piping 22mm diameter | Construction | 0.85227 | Linear length Calculation | 45 | 44 | 1 | FALSE | 1 | FALSE |  | 1.03 | 0.85227 | 1.7045 | 5113 | Cladding sheet (plain), copper |  | 45 | B4B5 | 6.0616 | 5.026e-06 | 0.30744 | 0.2052 | 0.017001 | 0.0013985 | 91.9734 | 18.0728 | 0.19326
| Civic Offices | Services pipework 22mm copper pipe (water supply) | 1701079 | 8403416 | 5.2 | Services equipment | Proxy for copper piping 22mm diameter | Construction | 0.85227 | Linear length Calculation | 45 | 44 | 1 | FALSE | 1 | FALSE |  | 1.03 | 0.85227 | 1.7045 | 5113 | Cladding sheet (plain), copper |  | 45 | D2 | 0 | 0 | 0 | 0 | 0 | 0 | 0 | 0 | 0
| Civic Offices | Services pipework 22mm copper pipe (water supply) | 1701079 | 8403416 | 5.2 | Services equipment | Proxy for copper piping 22mm diameter | Construction | 0.85227 | Linear length Calculation | 45 | 44 | 1 | FALSE | 1 | FALSE |  | 1.03 | 0.85227 | 1.7045 | 5113 | Cladding sheet (plain), copper |  | 45 | D3 | 0 | 0 | 0 | 0 | 0 | 0 | 0 | 0 | 0
| Civic Offices | Services pipework 22mm copper pipe (water supply) | 1701079 | 8403416 | 5.2 | Services equipment | Proxy for copper piping 22mm diameter | Construction | 0.85227 | Linear length Calculation | 45 | 44 | 1 | FALSE | 1 | FALSE |  | 1.03 | 0.85227 | 1.7045 | 5113 | Cladding sheet (plain), copper |  | 45 | D4 | 0 | 0 | 0 | 0 | 0 | 0 | 0 | 0 | 0
| Civic Offices | Services pipework PVC waste 94mm | 1701080 | 8403418 | 5.2 | Services equipment | Proxy for PVC water pipe | Construction | 1.7719 | Linear length Calculation | 30 | 44 | 1 | FALSE | 1 | FALSE |  | 1.01 | 1.7719 | 3.5437 | 5379 | Window frame, PVC |  | 0 | A1A3 | 4.8861 | 1.919e-07 | 0.030559 | 0.0094254 | 0.0052731 | 0.00032214 | 91.8816 | 11.9775 | 0.050528
| Civic Offices | Services pipework PVC waste 94mm | 1701080 | 8403418 | 5.2 | Services equipment | Proxy for PVC water pipe | Construction | 1.7719 | Linear length Calculation | 30 | 44 | 1 | FALSE | 1 | FALSE |  | 1.01 | 1.7719 | 3.5437 | 5379 | Window frame, PVC |  | 0 | A4 | 0.033907 | 6.0922e-09 | 0.00011102 | 3.0007e-05 | 1.894e-05 | 1.1825e-07 | 0.50543 | 0.077176 | 0.00013953
| Civic Offices | Services pipework PVC waste 94mm | 1701080 | 8403418 | 5.2 | Services equipment | Proxy for PVC water pipe | Construction | 1.7719 | Linear length Calculation | 30 | 44 | 1 | FALSE | 1 | FALSE |  | 1.01 | 1.7719 | 3.5437 | 5379 | Window frame, PVC |  | 0 | A5 | 0.00034034 | 1.4589e-11 | 1.0843e-06 | 2.0127e-05 | 1.1855e-07 | 7.9569e-11 | 0.0013532 | 0.0026578 | 0
| Civic Offices | Services pipework PVC waste 94mm | 1701080 | 8403418 | 5.2 | Services equipment | Proxy for PVC water pipe | Construction | 1.7719 | Linear length Calculation | 30 | 44 | 1 | FALSE | 1 | FALSE |  | 1.01 | 1.7719 | 3.5437 | 5379 | Window frame, PVC |  | 0 | D2 | 0 | 0 | 0 | 0 | 0 | 0 | 0 | 0 | 0
| Civic Offices | Services pipework PVC waste 94mm | 1701080 | 8403418 | 5.2 | Services equipment | Proxy for PVC water pipe | Construction | 1.7719 | Linear length Calculation | 30 | 44 | 1 | FALSE | 1 | FALSE |  | 1.01 | 1.7719 | 3.5437 | 5379 | Window frame, PVC |  | 0 | D3 | 0 | 0 | 0 | 0 | 0 | 0 | 0 | 0 | 0
| Civic Offices | Services pipework PVC waste 94mm | 1701080 | 8403418 | 5.2 | Services equipment | Proxy for PVC water pipe | Construction | 1.7719 | Linear length Calculation | 30 | 44 | 1 | FALSE | 1 | FALSE |  | 1.01 | 1.7719 | 3.5437 | 5379 | Window frame, PVC |  | 0 | D4 | 0 | 0 | 0 | 0 | 0 | 0 | 0 | 0 | 0
| Civic Offices | Services pipework PVC waste 94mm | 1701080 | 8403418 | 5.2 | Services equipment | Proxy for PVC water pipe | Construction | 1.7719 | Linear length Calculation | 30 | 44 | 1 | FALSE | 1 | FALSE |  | 1.01 | 1.7719 | 3.5437 | 5379 | Window frame, PVC |  | 60 | C2 | 0 | 0 | 0 | 0 | 0 | 0 | 0 | 0 | 0
| Civic Offices | Services pipework PVC waste 94mm | 1701080 | 8403418 | 5.2 | Services equipment | Proxy for PVC water pipe | Construction | 1.7719 | Linear length Calculation | 30 | 44 | 1 | FALSE | 1 | FALSE |  | 1.01 | 1.7719 | 3.5437 | 5379 | Window frame, PVC |  | 60 | C4 | 0.034034 | 1.4589e-09 | 0.00010843 | 0.0020127 | 1.1855e-05 | 7.9569e-09 | 0.13532 | 0.26578 | 0.00083083
| Civic Offices | Services pipework PVC waste 94mm | 1701080 | 8403418 | 5.2 | Services equipment | Proxy for PVC water pipe | Construction | 1.7719 | Linear length Calculation | 30 | 44 | 1 | FALSE | 1 | FALSE |  | 1.01 | 1.7719 | 3.5437 | 5379 | Window frame, PVC |  | 60 | D2 | 0 | 0 | 0 | 0 | 0 | 0 | 0 | 0 | 0
| Civic Offices | Services pipework PVC waste 94mm | 1701080 | 8403418 | 5.2 | Services equipment | Proxy for PVC water pipe | Construction | 1.7719 | Linear length Calculation | 30 | 44 | 1 | FALSE | 1 | FALSE |  | 1.01 | 1.7719 | 3.5437 | 5379 | Window frame, PVC |  | 60 | D3 | 0 | 0 | 0 | 0 | 0 | 0 | 0 | 0 | 0
| Civic Offices | Services pipework PVC waste 94mm | 1701080 | 8403418 | 5.2 | Services equipment | Proxy for PVC water pipe | Construction | 1.7719 | Linear length Calculation | 30 | 44 | 1 | FALSE | 1 | FALSE |  | 1.01 | 1.7719 | 3.5437 | 5379 | Window frame, PVC |  | 60 | D4 | 0 | 0 | 0 | 0 | 0 | 0 | 0 | 0 | 0
| Civic Offices | Services pipework PVC waste 94mm | 1701080 | 8403418 | 5.2 | Services equipment | Proxy for PVC water pipe | Construction | 1.7719 | Linear length Calculation | 30 | 44 | 1 | FALSE | 1 | FALSE |  | 1.01 | 1.7719 | 3.5437 | 5379 | Window frame, PVC |  | 30 | B4B5 | 4.9544 | 1.9947e-07 | 0.030779 | 0.011488 | 0.005304 | 0.00032226 | 92.5237 | 12.3231 | 0.050667
| Civic Offices | Services pipework PVC waste 94mm | 1701080 | 8403418 | 5.2 | Services equipment | Proxy for PVC water pipe | Construction | 1.7719 | Linear length Calculation | 30 | 44 | 1 | FALSE | 1 | FALSE |  | 1.01 | 1.7719 | 3.5437 | 5379 | Window frame, PVC |  | 30 | D2 | 0 | 0 | 0 | 0 | 0 | 0 | 0 | 0 | 0
| Civic Offices | Services pipework PVC waste 94mm | 1701080 | 8403418 | 5.2 | Services equipment | Proxy for PVC water pipe | Construction | 1.7719 | Linear length Calculation | 30 | 44 | 1 | FALSE | 1 | FALSE |  | 1.01 | 1.7719 | 3.5437 | 5379 | Window frame, PVC |  | 30 | D3 | 0 | 0 | 0 | 0 | 0 | 0 | 0 | 0 | 0
| Civic Offices | Services pipework PVC waste 94mm | 1701080 | 8403418 | 5.2 | Services equipment | Proxy for PVC water pipe | Construction | 1.7719 | Linear length Calculation | 30 | 44 | 1 | FALSE | 1 | FALSE |  | 1.01 | 1.7719 | 3.5437 | 5379 | Window frame, PVC |  | 30 | D4 | 0 | 0 | 0 | 0 | 0 | 0 | 0 | 0 | 0
| Civic Offices | Services pipework 22mm copper pipe (water supply) | 1701082 | 8403420 | 5.2 | Services equipment | Proxy for copper piping 22mm diameter | Construction | 0.85227 | Linear length Calculation | 45 | 44 | 1 | FALSE | 1 | FALSE |  | 1.03 | 0.85227 | 1.7045 | 5113 | Cladding sheet (plain), copper |  | 0 | A1A3 | 6.0439 | 5.0228e-06 | 0.30738 | 0.20519 | 0.016991 | 0.0013985 | 91.7058 | 17.902 | 0.19319
| Civic Offices | Services pipework 22mm copper pipe (water supply) | 1701082 | 8403420 | 5.2 | Services equipment | Proxy for copper piping 22mm diameter | Construction | 0.85227 | Linear length Calculation | 45 | 44 | 1 | FALSE | 1 | FALSE |  | 1.03 | 0.85227 | 1.7045 | 5113 | Cladding sheet (plain), copper |  | 0 | A4 | 0.017199 | 3.0903e-09 | 5.6316e-05 | 1.5221e-05 | 9.6074e-06 | 5.9982e-08 | 0.25638 | 0.039148 | 7.0777e-05
| Civic Offices | Services pipework 22mm copper pipe (water supply) | 1701082 | 8403420 | 5.2 | Services equipment | Proxy for copper piping 22mm diameter | Construction | 0.85227 | Linear length Calculation | 45 | 44 | 1 | FALSE | 1 | FALSE |  | 1.03 | 0.85227 | 1.7045 | 5113 | Cladding sheet (plain), copper |  | 0 | A5 | 1.329e-05 | 3.4801e-12 | 9.2938e-08 | 3.0539e-08 | 1.5422e-08 | 1.8748e-11 | 0.00032582 | 0.0038352 | 0
| Civic Offices | Services pipework 22mm copper pipe (water supply) | 1701082 | 8403420 | 5.2 | Services equipment | Proxy for copper piping 22mm diameter | Construction | 0.85227 | Linear length Calculation | 45 | 44 | 1 | FALSE | 1 | FALSE |  | 1.03 | 0.85227 | 1.7045 | 5113 | Cladding sheet (plain), copper |  | 0 | D2 | 0 | 0 | 0 | 0 | 0 | 0 | 0 | 0 | 0
| Civic Offices | Services pipework 22mm copper pipe (water supply) | 1701082 | 8403420 | 5.2 | Services equipment | Proxy for copper piping 22mm diameter | Construction | 0.85227 | Linear length Calculation | 45 | 44 | 1 | FALSE | 1 | FALSE |  | 1.03 | 0.85227 | 1.7045 | 5113 | Cladding sheet (plain), copper |  | 0 | D3 | 0 | 0 | 0 | 0 | 0 | 0 | 0 | 0 | 0
| Civic Offices | Services pipework 22mm copper pipe (water supply) | 1701082 | 8403420 | 5.2 | Services equipment | Proxy for copper piping 22mm diameter | Construction | 0.85227 | Linear length Calculation | 45 | 44 | 1 | FALSE | 1 | FALSE |  | 1.03 | 0.85227 | 1.7045 | 5113 | Cladding sheet (plain), copper |  | 0 | D4 | 0 | 0 | 0 | 0 | 0 | 0 | 0 | 0 | 0
| Civic Offices | Services pipework 22mm copper pipe (water supply) | 1701082 | 8403420 | 5.2 | Services equipment | Proxy for copper piping 22mm diameter | Construction | 0.85227 | Linear length Calculation | 45 | 44 | 1 | FALSE | 1 | FALSE |  | 1.03 | 0.85227 | 1.7045 | 5113 | Cladding sheet (plain), copper |  | 60 | C2 | 0 | 0 | 0 | 0 | 0 | 0 | 0 | 0 | 0
| Civic Offices | Services pipework 22mm copper pipe (water supply) | 1701082 | 8403420 | 5.2 | Services equipment | Proxy for copper piping 22mm diameter | Construction | 0.85227 | Linear length Calculation | 45 | 44 | 1 | FALSE | 1 | FALSE |  | 1.03 | 0.85227 | 1.7045 | 5113 | Cladding sheet (plain), copper |  | 60 | C4 | 0.00044301 | 1.16e-10 | 3.0979e-06 | 1.018e-06 | 5.1407e-07 | 6.2493e-10 | 0.010861 | 0.12784 | 2.2217e-05
| Civic Offices | Services pipework 22mm copper pipe (water supply) | 1701082 | 8403420 | 5.2 | Services equipment | Proxy for copper piping 22mm diameter | Construction | 0.85227 | Linear length Calculation | 45 | 44 | 1 | FALSE | 1 | FALSE |  | 1.03 | 0.85227 | 1.7045 | 5113 | Cladding sheet (plain), copper |  | 60 | D2 | 0 | 0 | 0 | 0 | 0 | 0 | 0 | 0 | 0
| Civic Offices | Services pipework 22mm copper pipe (water supply) | 1701082 | 8403420 | 5.2 | Services equipment | Proxy for copper piping 22mm diameter | Construction | 0.85227 | Linear length Calculation | 45 | 44 | 1 | FALSE | 1 | FALSE |  | 1.03 | 0.85227 | 1.7045 | 5113 | Cladding sheet (plain), copper |  | 60 | D3 | 0 | 0 | 0 | 0 | 0 | 0 | 0 | 0 | 0
| Civic Offices | Services pipework 22mm copper pipe (water supply) | 1701082 | 8403420 | 5.2 | Services equipment | Proxy for copper piping 22mm diameter | Construction | 0.85227 | Linear length Calculation | 45 | 44 | 1 | FALSE | 1 | FALSE |  | 1.03 | 0.85227 | 1.7045 | 5113 | Cladding sheet (plain), copper |  | 60 | D4 | 0 | 0 | 0 | 0 | 0 | 0 | 0 | 0 | 0
| Civic Offices | Services pipework 22mm copper pipe (water supply) | 1701082 | 8403420 | 5.2 | Services equipment | Proxy for copper piping 22mm diameter | Construction | 0.85227 | Linear length Calculation | 45 | 44 | 1 | FALSE | 1 | FALSE |  | 1.03 | 0.85227 | 1.7045 | 5113 | Cladding sheet (plain), copper |  | 45 | B4B5 | 6.0616 | 5.026e-06 | 0.30744 | 0.2052 | 0.017001 | 0.0013985 | 91.9734 | 18.0728 | 0.19326
| Civic Offices | Services pipework 22mm copper pipe (water supply) | 1701082 | 8403420 | 5.2 | Services equipment | Proxy for copper piping 22mm diameter | Construction | 0.85227 | Linear length Calculation | 45 | 44 | 1 | FALSE | 1 | FALSE |  | 1.03 | 0.85227 | 1.7045 | 5113 | Cladding sheet (plain), copper |  | 45 | D2 | 0 | 0 | 0 | 0 | 0 | 0 | 0 | 0 | 0
| Civic Offices | Services pipework 22mm copper pipe (water supply) | 1701082 | 8403420 | 5.2 | Services equipment | Proxy for copper piping 22mm diameter | Construction | 0.85227 | Linear length Calculation | 45 | 44 | 1 | FALSE | 1 | FALSE |  | 1.03 | 0.85227 | 1.7045 | 5113 | Cladding sheet (plain), copper |  | 45 | D3 | 0 | 0 | 0 | 0 | 0 | 0 | 0 | 0 | 0
| Civic Offices | Services pipework 22mm copper pipe (water supply) | 1701082 | 8403420 | 5.2 | Services equipment | Proxy for copper piping 22mm diameter | Construction | 0.85227 | Linear length Calculation | 45 | 44 | 1 | FALSE | 1 | FALSE |  | 1.03 | 0.85227 | 1.7045 | 5113 | Cladding sheet (plain), copper |  | 45 | D4 | 0 | 0 | 0 | 0 | 0 | 0 | 0 | 0 | 0
| Civic Offices | Services pipework insulation (50mm) | 1701083 | 8403422 | 5.2 | Services equipment | pipe insulation 50mm thick | Construction | 0.7245 | Area Calculation | 70 | 44 | 1 | FALSE | 1 | FALSE |  | 1.07 | 0.7245 | 0.7245 | 5349 | Insulation (flexible), polyurethane foam |  | 0 | A1A3 | 3.8253 | 3.2578e-08 | 0.016455 | 0.0042904 | 0.0024771 | 2.3595e-05 | 67.8236 | 1.1326 | 0.020618
| Civic Offices | Services pipework insulation (50mm) | 1701083 | 8403422 | 5.2 | Services equipment | pipe insulation 50mm thick | Construction | 0.7245 | Area Calculation | 70 | 44 | 1 | FALSE | 1 | FALSE |  | 1.07 | 0.7245 | 0.7245 | 5349 | Insulation (flexible), polyurethane foam |  | 0 | A4 | 0.014855 | 2.669e-09 | 4.8639e-05 | 1.3146e-05 | 8.2978e-06 | 5.1805e-08 | 0.22143 | 0.033811 | 6.1129e-05
| Civic Offices | Services pipework insulation (50mm) | 1701083 | 8403422 | 5.2 | Services equipment | pipe insulation 50mm thick | Construction | 0.7245 | Area Calculation | 70 | 44 | 1 | FALSE | 1 | FALSE |  | 1.07 | 0.7245 | 0.7245 | 5349 | Insulation (flexible), polyurethane foam |  | 0 | A5 | 0.0043595 | 1.3773e-10 | 5.5044e-06 | 0.0013879 | 1.3356e-06 | 8.9083e-10 | 0.015487 | 0.0076073 | 0
| Civic Offices | Services pipework insulation (50mm) | 1701083 | 8403422 | 5.2 | Services equipment | pipe insulation 50mm thick | Construction | 0.7245 | Area Calculation | 70 | 44 | 1 | FALSE | 1 | FALSE |  | 1.07 | 0.7245 | 0.7245 | 5349 | Insulation (flexible), polyurethane foam |  | 0 | D2 | 0 | 0 | 0 | 0 | 0 | 0 | 0 | 0 | 0
| Civic Offices | Services pipework insulation (50mm) | 1701083 | 8403422 | 5.2 | Services equipment | pipe insulation 50mm thick | Construction | 0.7245 | Area Calculation | 70 | 44 | 1 | FALSE | 1 | FALSE |  | 1.07 | 0.7245 | 0.7245 | 5349 | Insulation (flexible), polyurethane foam |  | 0 | D3 | 0 | 0 | 0 | 0 | 0 | 0 | 0 | 0 | 0
| Civic Offices | Services pipework insulation (50mm) | 1701083 | 8403422 | 5.2 | Services equipment | pipe insulation 50mm thick | Construction | 0.7245 | Area Calculation | 70 | 44 | 1 | FALSE | 1 | FALSE |  | 1.07 | 0.7245 | 0.7245 | 5349 | Insulation (flexible), polyurethane foam |  | 0 | D4 | 0 | 0 | 0 | 0 | 0 | 0 | 0 | 0 | 0
| Civic Offices | Services pipework insulation (50mm) | 1701083 | 8403422 | 5.2 | Services equipment | pipe insulation 50mm thick | Construction | 0.7245 | Area Calculation | 70 | 44 | 1 | FALSE | 1 | FALSE |  | 1.07 | 0.7245 | 0.7245 | 5349 | Insulation (flexible), polyurethane foam |  | 60 | C2 | 0 | 0 | 0 | 0 | 0 | 0 | 0 | 0 | 0
| Civic Offices | Services pipework insulation (50mm) | 1701083 | 8403422 | 5.2 | Services equipment | pipe insulation 50mm thick | Construction | 0.7245 | Area Calculation | 70 | 44 | 1 | FALSE | 1 | FALSE |  | 1.07 | 0.7245 | 0.7245 | 5349 | Insulation (flexible), polyurethane foam |  | 60 | C4 | 0.062279 | 1.9676e-09 | 7.8634e-05 | 0.019827 | 1.908e-05 | 1.2726e-08 | 0.22124 | 0.10867 | 0.0053094
| Civic Offices | Services pipework insulation (50mm) | 1701083 | 8403422 | 5.2 | Services equipment | pipe insulation 50mm thick | Construction | 0.7245 | Area Calculation | 70 | 44 | 1 | FALSE | 1 | FALSE |  | 1.07 | 0.7245 | 0.7245 | 5349 | Insulation (flexible), polyurethane foam |  | 60 | D2 | 0 | 0 | 0 | 0 | 0 | 0 | 0 | 0 | 0
| Civic Offices | Services pipework insulation (50mm) | 1701083 | 8403422 | 5.2 | Services equipment | pipe insulation 50mm thick | Construction | 0.7245 | Area Calculation | 70 | 44 | 1 | FALSE | 1 | FALSE |  | 1.07 | 0.7245 | 0.7245 | 5349 | Insulation (flexible), polyurethane foam |  | 60 | D3 | 0 | 0 | 0 | 0 | 0 | 0 | 0 | 0 | 0
| Civic Offices | Services pipework insulation (50mm) | 1701083 | 8403422 | 5.2 | Services equipment | pipe insulation 50mm thick | Construction | 0.7245 | Area Calculation | 70 | 44 | 1 | FALSE | 1 | FALSE |  | 1.07 | 0.7245 | 0.7245 | 5349 | Insulation (flexible), polyurethane foam |  | 60 | D4 | 0 | 0 | 0 | 0 | 0 | 0 | 0 | 0 | 0
| Civic Offices | Fittings: Mirrors to WCs fix to wall (Fittings mirror (m2)) | 1701084 | 8403424 | 4.1.1 | General fittings, furnishings and equipment | Mirror | Construction | 1.62 | Area Calculation | 20 | 44 | 1 | FALSE | 1 | FALSE |  | 1.01 | 1.62 | 4.86 | 5008 | General sheet, aluminium |  | 0 | A1A3 | 30.3438 | 9.7464e-07 | 0.20801 | 0.046494 | 0.015802 | 2.6282e-05 | 376.9344 | 6.5044 | 0.19988
| Civic Offices | Fittings: Mirrors to WCs fix to wall (Fittings mirror (m2)) | 1701084 | 8403424 | 4.1.1 | General fittings, furnishings and equipment | Mirror | Construction | 1.62 | Area Calculation | 20 | 44 | 1 | FALSE | 1 | FALSE |  | 1.01 | 1.62 | 4.86 | 5008 | General sheet, aluminium |  | 0 | A4 | 0.08063 | 8.9431e-09 | 0.00041773 | 6.7791e-05 | 5.1514e-05 | 1.1205e-07 | 1.1642 | 0.31648 | 0.00031807
| Civic Offices | Fittings: Mirrors to WCs fix to wall (Fittings mirror (m2)) | 1701084 | 8403424 | 4.1.1 | General fittings, furnishings and equipment | Mirror | Construction | 1.62 | Area Calculation | 20 | 44 | 1 | FALSE | 1 | FALSE |  | 1.01 | 1.62 | 4.86 | 5008 | General sheet, aluminium |  | 0 | A5 | 8.4208e-06 | 2.205e-12 | 5.8886e-08 | 1.935e-08 | 9.7714e-09 | 1.1879e-11 | 0.00020644 | 0.00243 | 0
| Civic Offices | Fittings: Mirrors to WCs fix to wall (Fittings mirror (m2)) | 1701084 | 8403424 | 4.1.1 | General fittings, furnishings and equipment | Mirror | Construction | 1.62 | Area Calculation | 20 | 44 | 1 | FALSE | 1 | FALSE |  | 1.01 | 1.62 | 4.86 | 5008 | General sheet, aluminium |  | 0 | D2 | 0 | 0 | 0 | 0 | 0 | 0 | 0 | 0 | 0
| Civic Offices | Fittings: Mirrors to WCs fix to wall (Fittings mirror (m2)) | 1701084 | 8403424 | 4.1.1 | General fittings, furnishings and equipment | Mirror | Construction | 1.62 | Area Calculation | 20 | 44 | 1 | FALSE | 1 | FALSE |  | 1.01 | 1.62 | 4.86 | 5008 | General sheet, aluminium |  | 0 | D3 | 0 | 0 | 0 | 0 | 0 | 0 | 0 | 0 | 0
| Civic Offices | Fittings: Mirrors to WCs fix to wall (Fittings mirror (m2)) | 1701084 | 8403424 | 4.1.1 | General fittings, furnishings and equipment | Mirror | Construction | 1.62 | Area Calculation | 20 | 44 | 1 | FALSE | 1 | FALSE |  | 1.01 | 1.62 | 4.86 | 5008 | General sheet, aluminium |  | 0 | D4 | 0 | 0 | 0 | 0 | 0 | 0 | 0 | 0 | 0
| Civic Offices | Fittings: Mirrors to WCs fix to wall (Fittings mirror (m2)) | 1701084 | 8403424 | 4.1.1 | General fittings, furnishings and equipment | Mirror | Construction | 1.62 | Area Calculation | 20 | 44 | 1 | FALSE | 1 | FALSE |  | 1.01 | 1.62 | 4.86 | 5008 | General sheet, aluminium |  | 60 | C2 | 0 | 0 | 0 | 0 | 0 | 0 | 0 | 0 | 0
| Civic Offices | Fittings: Mirrors to WCs fix to wall (Fittings mirror (m2)) | 1701084 | 8403424 | 4.1.1 | General fittings, furnishings and equipment | Mirror | Construction | 1.62 | Area Calculation | 20 | 44 | 1 | FALSE | 1 | FALSE |  | 1.01 | 1.62 | 4.86 | 5008 | General sheet, aluminium |  | 60 | C4 | 0.00084208 | 2.205e-10 | 5.8886e-06 | 1.935e-06 | 9.7714e-07 | 1.1879e-09 | 0.020644 | 0.243 | 4.223e-05
| Civic Offices | Fittings: Mirrors to WCs fix to wall (Fittings mirror (m2)) | 1701084 | 8403424 | 4.1.1 | General fittings, furnishings and equipment | Mirror | Construction | 1.62 | Area Calculation | 20 | 44 | 1 | FALSE | 1 | FALSE |  | 1.01 | 1.62 | 4.86 | 5008 | General sheet, aluminium |  | 60 | D2 | 0 | 0 | 0 | 0 | 0 | 0 | 0 | 0 | 0
| Civic Offices | Fittings: Mirrors to WCs fix to wall (Fittings mirror (m2)) | 1701084 | 8403424 | 4.1.1 | General fittings, furnishings and equipment | Mirror | Construction | 1.62 | Area Calculation | 20 | 44 | 1 | FALSE | 1 | FALSE |  | 1.01 | 1.62 | 4.86 | 5008 | General sheet, aluminium |  | 60 | D3 | 0 | 0 | 0 | 0 | 0 | 0 | 0 | 0 | 0
| Civic Offices | Fittings: Mirrors to WCs fix to wall (Fittings mirror (m2)) | 1701084 | 8403424 | 4.1.1 | General fittings, furnishings and equipment | Mirror | Construction | 1.62 | Area Calculation | 20 | 44 | 1 | FALSE | 1 | FALSE |  | 1.01 | 1.62 | 4.86 | 5008 | General sheet, aluminium |  | 60 | D4 | 0 | 0 | 0 | 0 | 0 | 0 | 0 | 0 | 0
| Civic Offices | Fittings: Mirrors to WCs fix to wall (Fittings mirror (m2)) | 1701084 | 8403424 | 4.1.1 | General fittings, furnishings and equipment | Mirror | Construction | 1.62 | Area Calculation | 20 | 44 | 1 | FALSE | 1 | FALSE |  | 1.01 | 1.62 | 4.86 | 5008 | General sheet, aluminium |  | 20 | B4B5 | 30.4253 | 9.8381e-07 | 0.20844 | 0.046564 | 0.015854 | 2.6395e-05 | 378.1195 | 7.0663 | 0.2002
| Civic Offices | Fittings: Mirrors to WCs fix to wall (Fittings mirror (m2)) | 1701084 | 8403424 | 4.1.1 | General fittings, furnishings and equipment | Mirror | Construction | 1.62 | Area Calculation | 20 | 44 | 1 | FALSE | 1 | FALSE |  | 1.01 | 1.62 | 4.86 | 5008 | General sheet, aluminium |  | 20 | D2 | 0 | 0 | 0 | 0 | 0 | 0 | 0 | 0 | 0
| Civic Offices | Fittings: Mirrors to WCs fix to wall (Fittings mirror (m2)) | 1701084 | 8403424 | 4.1.1 | General fittings, furnishings and equipment | Mirror | Construction | 1.62 | Area Calculation | 20 | 44 | 1 | FALSE | 1 | FALSE |  | 1.01 | 1.62 | 4.86 | 5008 | General sheet, aluminium |  | 20 | D3 | 0 | 0 | 0 | 0 | 0 | 0 | 0 | 0 | 0
| Civic Offices | Fittings: Mirrors to WCs fix to wall (Fittings mirror (m2)) | 1701084 | 8403424 | 4.1.1 | General fittings, furnishings and equipment | Mirror | Construction | 1.62 | Area Calculation | 20 | 44 | 1 | FALSE | 1 | FALSE |  | 1.01 | 1.62 | 4.86 | 5008 | General sheet, aluminium |  | 20 | D4 | 0 | 0 | 0 | 0 | 0 | 0 | 0 | 0 | 0
| Civic Offices | Fittings: Mirrors to WCs fix to wall (Fittings mirror (m2)) | 1701084 | 8403424 | 4.1.1 | General fittings, furnishings and equipment | Mirror | Construction | 1.62 | Area Calculation | 20 | 44 | 1 | FALSE | 1 | FALSE |  | 1.01 | 1.62 | 4.86 | 5008 | General sheet, aluminium |  | 40 | B4B5 | 30.4253 | 9.8381e-07 | 0.20844 | 0.046564 | 0.015854 | 2.6395e-05 | 378.1195 | 7.0663 | 0.2002
| Civic Offices | Fittings: Mirrors to WCs fix to wall (Fittings mirror (m2)) | 1701084 | 8403424 | 4.1.1 | General fittings, furnishings and equipment | Mirror | Construction | 1.62 | Area Calculation | 20 | 44 | 1 | FALSE | 1 | FALSE |  | 1.01 | 1.62 | 4.86 | 5008 | General sheet, aluminium |  | 40 | D2 | 0 | 0 | 0 | 0 | 0 | 0 | 0 | 0 | 0
| Civic Offices | Fittings: Mirrors to WCs fix to wall (Fittings mirror (m2)) | 1701084 | 8403424 | 4.1.1 | General fittings, furnishings and equipment | Mirror | Construction | 1.62 | Area Calculation | 20 | 44 | 1 | FALSE | 1 | FALSE |  | 1.01 | 1.62 | 4.86 | 5008 | General sheet, aluminium |  | 40 | D3 | 0 | 0 | 0 | 0 | 0 | 0 | 0 | 0 | 0
| Civic Offices | Fittings: Mirrors to WCs fix to wall (Fittings mirror (m2)) | 1701084 | 8403424 | 4.1.1 | General fittings, furnishings and equipment | Mirror | Construction | 1.62 | Area Calculation | 20 | 44 | 1 | FALSE | 1 | FALSE |  | 1.01 | 1.62 | 4.86 | 5008 | General sheet, aluminium |  | 40 | D4 | 0 | 0 | 0 | 0 | 0 | 0 | 0 | 0 | 0
| Civic Offices | Fittings: Mirrors to WCs fix to wall (Fittings mirror (m2)) | 1701084 | 8403425 | 4.1.1 | General fittings, furnishings and equipment | mirror | Construction | 76.23 | Area Calculation | 20 | 44 | 1 | FALSE | 1 | FALSE |  | 1.05 | 76.23 | 228.69 | 5490 | General glazing, glass (toughened) |  | 0 | A1A3 | 89.9121 | 8.2901e-06 | 0.85374 | 0.10765 | 0.051707 | 0.00057089 | 1101.0585 | 622.125 | 0.43831
| Civic Offices | Fittings: Mirrors to WCs fix to wall (Fittings mirror (m2)) | 1701084 | 8403425 | 4.1.1 | General fittings, furnishings and equipment | mirror | Construction | 76.23 | Area Calculation | 20 | 44 | 1 | FALSE | 1 | FALSE |  | 1.05 | 76.23 | 228.69 | 5490 | General glazing, glass (toughened) |  | 0 | A4 | 1.9272 | 3.5474e-07 | 0.0064443 | 0.0017003 | 0.0011242 | 5.0755e-06 | 29.1044 | 3.596 | 0.0079845
| Civic Offices | Fittings: Mirrors to WCs fix to wall (Fittings mirror (m2)) | 1701084 | 8403425 | 4.1.1 | General fittings, furnishings and equipment | mirror | Construction | 76.23 | Area Calculation | 20 | 44 | 1 | FALSE | 1 | FALSE |  | 1.05 | 76.23 | 228.69 | 5490 | General glazing, glass (toughened) |  | 0 | A5 | 0.0059362 | 2.0464e-09 | 4.5719e-05 | 1.1289e-05 | 7.8978e-06 | 6.417e-09 | 0.17242 | 0.57173 | 0
| Civic Offices | Fittings: Mirrors to WCs fix to wall (Fittings mirror (m2)) | 1701084 | 8403425 | 4.1.1 | General fittings, furnishings and equipment | mirror | Construction | 76.23 | Area Calculation | 20 | 44 | 1 | FALSE | 1 | FALSE |  | 1.05 | 76.23 | 228.69 | 5490 | General glazing, glass (toughened) |  | 0 | D2 | 0 | 0 | 0 | 0 | 0 | 0 | 0 | 0 | 0
| Civic Offices | Fittings: Mirrors to WCs fix to wall (Fittings mirror (m2)) | 1701084 | 8403425 | 4.1.1 | General fittings, furnishings and equipment | mirror | Construction | 76.23 | Area Calculation | 20 | 44 | 1 | FALSE | 1 | FALSE |  | 1.05 | 76.23 | 228.69 | 5490 | General glazing, glass (toughened) |  | 0 | D3 | 0 | 0 | 0 | 0 | 0 | 0 | 0 | 0 | 0
| Civic Offices | Fittings: Mirrors to WCs fix to wall (Fittings mirror (m2)) | 1701084 | 8403425 | 4.1.1 | General fittings, furnishings and equipment | mirror | Construction | 76.23 | Area Calculation | 20 | 44 | 1 | FALSE | 1 | FALSE |  | 1.05 | 76.23 | 228.69 | 5490 | General glazing, glass (toughened) |  | 0 | D4 | 0 | 0 | 0 | 0 | 0 | 0 | 0 | 0 | 0
| Civic Offices | Fittings: Mirrors to WCs fix to wall (Fittings mirror (m2)) | 1701084 | 8403425 | 4.1.1 | General fittings, furnishings and equipment | mirror | Construction | 76.23 | Area Calculation | 20 | 44 | 1 | FALSE | 1 | FALSE |  | 1.05 | 76.23 | 228.69 | 5490 | General glazing, glass (toughened) |  | 60 | C2 | 0 | 0 | 0 | 0 | 0 | 0 | 0 | 0 | 0
| Civic Offices | Fittings: Mirrors to WCs fix to wall (Fittings mirror (m2)) | 1701084 | 8403425 | 4.1.1 | General fittings, furnishings and equipment | mirror | Construction | 76.23 | Area Calculation | 20 | 44 | 1 | FALSE | 1 | FALSE |  | 1.05 | 76.23 | 228.69 | 5490 | General glazing, glass (toughened) |  | 60 | C4 | 0.11872 | 4.0927e-08 | 0.00091438 | 0.00022578 | 0.00015796 | 1.2834e-07 | 3.4484 | 11.4345 | 0.011192
| Civic Offices | Fittings: Mirrors to WCs fix to wall (Fittings mirror (m2)) | 1701084 | 8403425 | 4.1.1 | General fittings, furnishings and equipment | mirror | Construction | 76.23 | Area Calculation | 20 | 44 | 1 | FALSE | 1 | FALSE |  | 1.05 | 76.23 | 228.69 | 5490 | General glazing, glass (toughened) |  | 60 | D2 | 0 | 0 | 0 | 0 | 0 | 0 | 0 | 0 | 0
| Civic Offices | Fittings: Mirrors to WCs fix to wall (Fittings mirror (m2)) | 1701084 | 8403425 | 4.1.1 | General fittings, furnishings and equipment | mirror | Construction | 76.23 | Area Calculation | 20 | 44 | 1 | FALSE | 1 | FALSE |  | 1.05 | 76.23 | 228.69 | 5490 | General glazing, glass (toughened) |  | 60 | D3 | 0 | 0 | 0 | 0 | 0 | 0 | 0 | 0 | 0
| Civic Offices | Fittings: Mirrors to WCs fix to wall (Fittings mirror (m2)) | 1701084 | 8403425 | 4.1.1 | General fittings, furnishings and equipment | mirror | Construction | 76.23 | Area Calculation | 20 | 44 | 1 | FALSE | 1 | FALSE |  | 1.05 | 76.23 | 228.69 | 5490 | General glazing, glass (toughened) |  | 60 | D4 | 0 | 0 | 0 | 0 | 0 | 0 | 0 | 0 | 0
| Civic Offices | Fittings: Mirrors to WCs fix to wall (Fittings mirror (m2)) | 1701084 | 8403425 | 4.1.1 | General fittings, furnishings and equipment | mirror | Construction | 76.23 | Area Calculation | 20 | 44 | 1 | FALSE | 1 | FALSE |  | 1.05 | 76.23 | 228.69 | 5490 | General glazing, glass (toughened) |  | 20 | B4B5 | 91.9639 | 8.6878e-06 | 0.86114 | 0.10959 | 0.052997 | 0.0005761 | 1133.7836 | 637.7272 | 0.44629
| Civic Offices | Fittings: Mirrors to WCs fix to wall (Fittings mirror (m2)) | 1701084 | 8403425 | 4.1.1 | General fittings, furnishings and equipment | mirror | Construction | 76.23 | Area Calculation | 20 | 44 | 1 | FALSE | 1 | FALSE |  | 1.05 | 76.23 | 228.69 | 5490 | General glazing, glass (toughened) |  | 20 | D2 | 0 | 0 | 0 | 0 | 0 | 0 | 0 | 0 | 0
| Civic Offices | Fittings: Mirrors to WCs fix to wall (Fittings mirror (m2)) | 1701084 | 8403425 | 4.1.1 | General fittings, furnishings and equipment | mirror | Construction | 76.23 | Area Calculation | 20 | 44 | 1 | FALSE | 1 | FALSE |  | 1.05 | 76.23 | 228.69 | 5490 | General glazing, glass (toughened) |  | 20 | D3 | 0 | 0 | 0 | 0 | 0 | 0 | 0 | 0 | 0
| Civic Offices | Fittings: Mirrors to WCs fix to wall (Fittings mirror (m2)) | 1701084 | 8403425 | 4.1.1 | General fittings, furnishings and equipment | mirror | Construction | 76.23 | Area Calculation | 20 | 44 | 1 | FALSE | 1 | FALSE |  | 1.05 | 76.23 | 228.69 | 5490 | General glazing, glass (toughened) |  | 20 | D4 | 0 | 0 | 0 | 0 | 0 | 0 | 0 | 0 | 0
| Civic Offices | Fittings: Mirrors to WCs fix to wall (Fittings mirror (m2)) | 1701084 | 8403425 | 4.1.1 | General fittings, furnishings and equipment | mirror | Construction | 76.23 | Area Calculation | 20 | 44 | 1 | FALSE | 1 | FALSE |  | 1.05 | 76.23 | 228.69 | 5490 | General glazing, glass (toughened) |  | 40 | B4B5 | 91.9639 | 8.6878e-06 | 0.86114 | 0.10959 | 0.052997 | 0.0005761 | 1133.7836 | 637.7272 | 0.44629
| Civic Offices | Fittings: Mirrors to WCs fix to wall (Fittings mirror (m2)) | 1701084 | 8403425 | 4.1.1 | General fittings, furnishings and equipment | mirror | Construction | 76.23 | Area Calculation | 20 | 44 | 1 | FALSE | 1 | FALSE |  | 1.05 | 76.23 | 228.69 | 5490 | General glazing, glass (toughened) |  | 40 | D2 | 0 | 0 | 0 | 0 | 0 | 0 | 0 | 0 | 0
| Civic Offices | Fittings: Mirrors to WCs fix to wall (Fittings mirror (m2)) | 1701084 | 8403425 | 4.1.1 | General fittings, furnishings and equipment | mirror | Construction | 76.23 | Area Calculation | 20 | 44 | 1 | FALSE | 1 | FALSE |  | 1.05 | 76.23 | 228.69 | 5490 | General glazing, glass (toughened) |  | 40 | D3 | 0 | 0 | 0 | 0 | 0 | 0 | 0 | 0 | 0
| Civic Offices | Fittings: Mirrors to WCs fix to wall (Fittings mirror (m2)) | 1701084 | 8403425 | 4.1.1 | General fittings, furnishings and equipment | mirror | Construction | 76.23 | Area Calculation | 20 | 44 | 1 | FALSE | 1 | FALSE |  | 1.05 | 76.23 | 228.69 | 5490 | General glazing, glass (toughened) |  | 40 | D4 | 0 | 0 | 0 | 0 | 0 | 0 | 0 | 0 | 0
| Civic Offices | Lift 1; in shaft motor traction lift including single openings on all floors; architraves controls and in shaft equipment; 4 stops (Services lift elevator car) | 1701085 | 8403427 | 5.2 | Services equipment | car components | Construction | 23 | kg | 25 | 44 | 1 | FALSE | 1 | FALSE |  | 1.05 | 23 | 69 | 5008 | General sheet, aluminium |  | 0 | A1A3 | 447.8687 | 1.4386e-05 | 3.0702 | 0.68624 | 0.23323 | 0.00038791 | 5563.4804 | 96.0037 | 2.9501
| Civic Offices | Lift 1; in shaft motor traction lift including single openings on all floors; architraves controls and in shaft equipment; 4 stops (Services lift elevator car) | 1701085 | 8403427 | 5.2 | Services equipment | car components | Construction | 23 | kg | 25 | 44 | 1 | FALSE | 1 | FALSE |  | 1.05 | 23 | 69 | 5008 | General sheet, aluminium |  | 0 | A4 | 1.1901 | 1.32e-07 | 0.0061656 | 0.0010006 | 0.00076034 | 1.6539e-06 | 17.1839 | 4.6712 | 0.0046947
| Civic Offices | Lift 1; in shaft motor traction lift including single openings on all floors; architraves controls and in shaft equipment; 4 stops (Services lift elevator car) | 1701085 | 8403427 | 5.2 | Services equipment | car components | Construction | 23 | kg | 25 | 44 | 1 | FALSE | 1 | FALSE |  | 1.05 | 23 | 69 | 5008 | General sheet, aluminium |  | 0 | A5 | 0.00059777 | 1.5653e-10 | 4.1801e-06 | 1.3736e-06 | 6.9365e-07 | 8.4325e-10 | 0.014655 | 0.1725 | 0
| Civic Offices | Lift 1; in shaft motor traction lift including single openings on all floors; architraves controls and in shaft equipment; 4 stops (Services lift elevator car) | 1701085 | 8403427 | 5.2 | Services equipment | car components | Construction | 23 | kg | 25 | 44 | 1 | FALSE | 1 | FALSE |  | 1.05 | 23 | 69 | 5008 | General sheet, aluminium |  | 0 | D2 | 0 | 0 | 0 | 0 | 0 | 0 | 0 | 0 | 0
| Civic Offices | Lift 1; in shaft motor traction lift including single openings on all floors; architraves controls and in shaft equipment; 4 stops (Services lift elevator car) | 1701085 | 8403427 | 5.2 | Services equipment | car components | Construction | 23 | kg | 25 | 44 | 1 | FALSE | 1 | FALSE |  | 1.05 | 23 | 69 | 5008 | General sheet, aluminium |  | 0 | D3 | 0 | 0 | 0 | 0 | 0 | 0 | 0 | 0 | 0
| Civic Offices | Lift 1; in shaft motor traction lift including single openings on all floors; architraves controls and in shaft equipment; 4 stops (Services lift elevator car) | 1701085 | 8403427 | 5.2 | Services equipment | car components | Construction | 23 | kg | 25 | 44 | 1 | FALSE | 1 | FALSE |  | 1.05 | 23 | 69 | 5008 | General sheet, aluminium |  | 0 | D4 | 0 | 0 | 0 | 0 | 0 | 0 | 0 | 0 | 0
| Civic Offices | Lift 1; in shaft motor traction lift including single openings on all floors; architraves controls and in shaft equipment; 4 stops (Services lift elevator car) | 1701085 | 8403427 | 5.2 | Services equipment | car components | Construction | 23 | kg | 25 | 44 | 1 | FALSE | 1 | FALSE |  | 1.05 | 23 | 69 | 5008 | General sheet, aluminium |  | 60 | C2 | 0 | 0 | 0 | 0 | 0 | 0 | 0 | 0 | 0
| Civic Offices | Lift 1; in shaft motor traction lift including single openings on all floors; architraves controls and in shaft equipment; 4 stops (Services lift elevator car) | 1701085 | 8403427 | 5.2 | Services equipment | car components | Construction | 23 | kg | 25 | 44 | 1 | FALSE | 1 | FALSE |  | 1.05 | 23 | 69 | 5008 | General sheet, aluminium |  | 60 | C4 | 0.011955 | 3.1306e-09 | 8.3603e-05 | 2.7472e-05 | 1.3873e-05 | 1.6865e-08 | 0.29309 | 3.45 | 0.00059957
| Civic Offices | Lift 1; in shaft motor traction lift including single openings on all floors; architraves controls and in shaft equipment; 4 stops (Services lift elevator car) | 1701085 | 8403427 | 5.2 | Services equipment | car components | Construction | 23 | kg | 25 | 44 | 1 | FALSE | 1 | FALSE |  | 1.05 | 23 | 69 | 5008 | General sheet, aluminium |  | 60 | D2 | 0 | 0 | 0 | 0 | 0 | 0 | 0 | 0 | 0
| Civic Offices | Lift 1; in shaft motor traction lift including single openings on all floors; architraves controls and in shaft equipment; 4 stops (Services lift elevator car) | 1701085 | 8403427 | 5.2 | Services equipment | car components | Construction | 23 | kg | 25 | 44 | 1 | FALSE | 1 | FALSE |  | 1.05 | 23 | 69 | 5008 | General sheet, aluminium |  | 60 | D3 | 0 | 0 | 0 | 0 | 0 | 0 | 0 | 0 | 0
| Civic Offices | Lift 1; in shaft motor traction lift including single openings on all floors; architraves controls and in shaft equipment; 4 stops (Services lift elevator car) | 1701085 | 8403427 | 5.2 | Services equipment | car components | Construction | 23 | kg | 25 | 44 | 1 | FALSE | 1 | FALSE |  | 1.05 | 23 | 69 | 5008 | General sheet, aluminium |  | 60 | D4 | 0 | 0 | 0 | 0 | 0 | 0 | 0 | 0 | 0
| Civic Offices | Lift 1; in shaft motor traction lift including single openings on all floors; architraves controls and in shaft equipment; 4 stops (Services lift elevator car) | 1701085 | 8403427 | 5.2 | Services equipment | car components | Construction | 23 | kg | 25 | 44 | 1 | FALSE | 1 | FALSE |  | 1.05 | 23 | 69 | 5008 | General sheet, aluminium |  | 25 | B4B5 | 449.0714 | 1.4521e-05 | 3.0765 | 0.68727 | 0.23401 | 0.00038959 | 5580.9721 | 104.2974 | 2.9548
| Civic Offices | Lift 1; in shaft motor traction lift including single openings on all floors; architraves controls and in shaft equipment; 4 stops (Services lift elevator car) | 1701085 | 8403427 | 5.2 | Services equipment | car components | Construction | 23 | kg | 25 | 44 | 1 | FALSE | 1 | FALSE |  | 1.05 | 23 | 69 | 5008 | General sheet, aluminium |  | 25 | D2 | 0 | 0 | 0 | 0 | 0 | 0 | 0 | 0 | 0
| Civic Offices | Lift 1; in shaft motor traction lift including single openings on all floors; architraves controls and in shaft equipment; 4 stops (Services lift elevator car) | 1701085 | 8403427 | 5.2 | Services equipment | car components | Construction | 23 | kg | 25 | 44 | 1 | FALSE | 1 | FALSE |  | 1.05 | 23 | 69 | 5008 | General sheet, aluminium |  | 25 | D3 | 0 | 0 | 0 | 0 | 0 | 0 | 0 | 0 | 0
| Civic Offices | Lift 1; in shaft motor traction lift including single openings on all floors; architraves controls and in shaft equipment; 4 stops (Services lift elevator car) | 1701085 | 8403427 | 5.2 | Services equipment | car components | Construction | 23 | kg | 25 | 44 | 1 | FALSE | 1 | FALSE |  | 1.05 | 23 | 69 | 5008 | General sheet, aluminium |  | 25 | D4 | 0 | 0 | 0 | 0 | 0 | 0 | 0 | 0 | 0
| Civic Offices | Lift 1; in shaft motor traction lift including single openings on all floors; architraves controls and in shaft equipment; 4 stops (Services lift elevator car) | 1701085 | 8403427 | 5.2 | Services equipment | car components | Construction | 23 | kg | 25 | 44 | 1 | FALSE | 1 | FALSE |  | 1.05 | 23 | 69 | 5008 | General sheet, aluminium |  | 50 | B4B5 | 449.0714 | 1.4521e-05 | 3.0765 | 0.68727 | 0.23401 | 0.00038959 | 5580.9721 | 104.2974 | 2.9548
| Civic Offices | Lift 1; in shaft motor traction lift including single openings on all floors; architraves controls and in shaft equipment; 4 stops (Services lift elevator car) | 1701085 | 8403427 | 5.2 | Services equipment | car components | Construction | 23 | kg | 25 | 44 | 1 | FALSE | 1 | FALSE |  | 1.05 | 23 | 69 | 5008 | General sheet, aluminium |  | 50 | D2 | 0 | 0 | 0 | 0 | 0 | 0 | 0 | 0 | 0
| Civic Offices | Lift 1; in shaft motor traction lift including single openings on all floors; architraves controls and in shaft equipment; 4 stops (Services lift elevator car) | 1701085 | 8403427 | 5.2 | Services equipment | car components | Construction | 23 | kg | 25 | 44 | 1 | FALSE | 1 | FALSE |  | 1.05 | 23 | 69 | 5008 | General sheet, aluminium |  | 50 | D3 | 0 | 0 | 0 | 0 | 0 | 0 | 0 | 0 | 0
| Civic Offices | Lift 1; in shaft motor traction lift including single openings on all floors; architraves controls and in shaft equipment; 4 stops (Services lift elevator car) | 1701085 | 8403427 | 5.2 | Services equipment | car components | Construction | 23 | kg | 25 | 44 | 1 | FALSE | 1 | FALSE |  | 1.05 | 23 | 69 | 5008 | General sheet, aluminium |  | 50 | D4 | 0 | 0 | 0 | 0 | 0 | 0 | 0 | 0 | 0
| Civic Offices | Lift 1; in shaft motor traction lift including single openings on all floors; architraves controls and in shaft equipment; 4 stops (Services lift elevator car) | 1701085 | 8403428 | 5.2 | Services equipment | other | Construction | 13 | kg | 25 | 44 | 1 | FALSE | 1 | FALSE |  | 1.01 | 13 | 39 | 5357 | Structure, concrete (precast, RC40) |  | 0 | A1A3 | 2.5737 | 9.3931e-08 | 0.0063533 | 0.0015304 | 0.00052018 | 1.2042e-06 | 16.5008 | 1.5359 | 0.0077857
| Civic Offices | Lift 1; in shaft motor traction lift including single openings on all floors; architraves controls and in shaft equipment; 4 stops (Services lift elevator car) | 1701085 | 8403428 | 5.2 | Services equipment | other | Construction | 13 | kg | 25 | 44 | 1 | FALSE | 1 | FALSE |  | 1.01 | 13 | 39 | 5357 | Structure, concrete (precast, RC40) |  | 0 | A4 | 0.18092 | 3.2508e-08 | 0.00059241 | 0.00016012 | 0.00010106 | 6.3097e-07 | 2.697 | 0.41181 | 0.00074453
| Civic Offices | Lift 1; in shaft motor traction lift including single openings on all floors; architraves controls and in shaft equipment; 4 stops (Services lift elevator car) | 1701085 | 8403428 | 5.2 | Services equipment | other | Construction | 13 | kg | 25 | 44 | 1 | FALSE | 1 | FALSE |  | 1.01 | 13 | 39 | 5357 | Structure, concrete (precast, RC40) |  | 0 | A5 | 3.3745e-05 | 1.1633e-11 | 2.5989e-07 | 6.4172e-08 | 4.4895e-08 | 3.6478e-11 | 0.00098012 | 0.0195 | 0
| Civic Offices | Lift 1; in shaft motor traction lift including single openings on all floors; architraves controls and in shaft equipment; 4 stops (Services lift elevator car) | 1701085 | 8403428 | 5.2 | Services equipment | other | Construction | 13 | kg | 25 | 44 | 1 | FALSE | 1 | FALSE |  | 1.01 | 13 | 39 | 5357 | Structure, concrete (precast, RC40) |  | 0 | D2 | 0 | 0 | 0 | 0 | 0 | 0 | 0 | 0 | 0
| Civic Offices | Lift 1; in shaft motor traction lift including single openings on all floors; architraves controls and in shaft equipment; 4 stops (Services lift elevator car) | 1701085 | 8403428 | 5.2 | Services equipment | other | Construction | 13 | kg | 25 | 44 | 1 | FALSE | 1 | FALSE |  | 1.01 | 13 | 39 | 5357 | Structure, concrete (precast, RC40) |  | 0 | D3 | 0 | 0 | 0 | 0 | 0 | 0 | 0 | 0 | 0
| Civic Offices | Lift 1; in shaft motor traction lift including single openings on all floors; architraves controls and in shaft equipment; 4 stops (Services lift elevator car) | 1701085 | 8403428 | 5.2 | Services equipment | other | Construction | 13 | kg | 25 | 44 | 1 | FALSE | 1 | FALSE |  | 1.01 | 13 | 39 | 5357 | Structure, concrete (precast, RC40) |  | 0 | D4 | 0 | 0 | 0 | 0 | 0 | 0 | 0 | 0 | 0
| Civic Offices | Lift 1; in shaft motor traction lift including single openings on all floors; architraves controls and in shaft equipment; 4 stops (Services lift elevator car) | 1701085 | 8403428 | 5.2 | Services equipment | other | Construction | 13 | kg | 25 | 44 | 1 | FALSE | 1 | FALSE |  | 1.01 | 13 | 39 | 5357 | Structure, concrete (precast, RC40) |  | 60 | C2 | 0 | 0 | 0 | 0 | 0 | 0 | 0 | 0 | 0
| Civic Offices | Lift 1; in shaft motor traction lift including single openings on all floors; architraves controls and in shaft equipment; 4 stops (Services lift elevator car) | 1701085 | 8403428 | 5.2 | Services equipment | other | Construction | 13 | kg | 25 | 44 | 1 | FALSE | 1 | FALSE |  | 1.01 | 13 | 39 | 5357 | Structure, concrete (precast, RC40) |  | 60 | C4 | 0.0033745 | 1.1633e-09 | 2.5989e-05 | 6.4172e-06 | 4.4895e-06 | 3.6478e-09 | 0.098012 | 1.95 | 0.00031811
| Civic Offices | Lift 1; in shaft motor traction lift including single openings on all floors; architraves controls and in shaft equipment; 4 stops (Services lift elevator car) | 1701085 | 8403428 | 5.2 | Services equipment | other | Construction | 13 | kg | 25 | 44 | 1 | FALSE | 1 | FALSE |  | 1.01 | 13 | 39 | 5357 | Structure, concrete (precast, RC40) |  | 60 | D2 | 0 | 0 | 0 | 0 | 0 | 0 | 0 | 0 | 0
| Civic Offices | Lift 1; in shaft motor traction lift including single openings on all floors; architraves controls and in shaft equipment; 4 stops (Services lift elevator car) | 1701085 | 8403428 | 5.2 | Services equipment | other | Construction | 13 | kg | 25 | 44 | 1 | FALSE | 1 | FALSE |  | 1.01 | 13 | 39 | 5357 | Structure, concrete (precast, RC40) |  | 60 | D3 | 0 | 0 | 0 | 0 | 0 | 0 | 0 | 0 | 0
| Civic Offices | Lift 1; in shaft motor traction lift including single openings on all floors; architraves controls and in shaft equipment; 4 stops (Services lift elevator car) | 1701085 | 8403428 | 5.2 | Services equipment | other | Construction | 13 | kg | 25 | 44 | 1 | FALSE | 1 | FALSE |  | 1.01 | 13 | 39 | 5357 | Structure, concrete (precast, RC40) |  | 60 | D4 | 0 | 0 | 0 | 0 | 0 | 0 | 0 | 0 | 0
| Civic Offices | Lift 1; in shaft motor traction lift including single openings on all floors; architraves controls and in shaft equipment; 4 stops (Services lift elevator car) | 1701085 | 8403428 | 5.2 | Services equipment | other | Construction | 13 | kg | 25 | 44 | 1 | FALSE | 1 | FALSE |  | 1.01 | 13 | 39 | 5357 | Structure, concrete (precast, RC40) |  | 25 | B4B5 | 2.758 | 1.2761e-07 | 0.006972 | 0.001697 | 0.00062578 | 1.8389e-06 | 19.2967 | 3.9172 | 0.0085302
| Civic Offices | Lift 1; in shaft motor traction lift including single openings on all floors; architraves controls and in shaft equipment; 4 stops (Services lift elevator car) | 1701085 | 8403428 | 5.2 | Services equipment | other | Construction | 13 | kg | 25 | 44 | 1 | FALSE | 1 | FALSE |  | 1.01 | 13 | 39 | 5357 | Structure, concrete (precast, RC40) |  | 25 | D2 | 0 | 0 | 0 | 0 | 0 | 0 | 0 | 0 | 0
| Civic Offices | Lift 1; in shaft motor traction lift including single openings on all floors; architraves controls and in shaft equipment; 4 stops (Services lift elevator car) | 1701085 | 8403428 | 5.2 | Services equipment | other | Construction | 13 | kg | 25 | 44 | 1 | FALSE | 1 | FALSE |  | 1.01 | 13 | 39 | 5357 | Structure, concrete (precast, RC40) |  | 25 | D3 | 0 | 0 | 0 | 0 | 0 | 0 | 0 | 0 | 0
| Civic Offices | Lift 1; in shaft motor traction lift including single openings on all floors; architraves controls and in shaft equipment; 4 stops (Services lift elevator car) | 1701085 | 8403428 | 5.2 | Services equipment | other | Construction | 13 | kg | 25 | 44 | 1 | FALSE | 1 | FALSE |  | 1.01 | 13 | 39 | 5357 | Structure, concrete (precast, RC40) |  | 25 | D4 | 0 | 0 | 0 | 0 | 0 | 0 | 0 | 0 | 0
| Civic Offices | Lift 1; in shaft motor traction lift including single openings on all floors; architraves controls and in shaft equipment; 4 stops (Services lift elevator car) | 1701085 | 8403428 | 5.2 | Services equipment | other | Construction | 13 | kg | 25 | 44 | 1 | FALSE | 1 | FALSE |  | 1.01 | 13 | 39 | 5357 | Structure, concrete (precast, RC40) |  | 50 | B4B5 | 2.758 | 1.2761e-07 | 0.006972 | 0.001697 | 0.00062578 | 1.8389e-06 | 19.2967 | 3.9172 | 0.0085302
| Civic Offices | Lift 1; in shaft motor traction lift including single openings on all floors; architraves controls and in shaft equipment; 4 stops (Services lift elevator car) | 1701085 | 8403428 | 5.2 | Services equipment | other | Construction | 13 | kg | 25 | 44 | 1 | FALSE | 1 | FALSE |  | 1.01 | 13 | 39 | 5357 | Structure, concrete (precast, RC40) |  | 50 | D2 | 0 | 0 | 0 | 0 | 0 | 0 | 0 | 0 | 0
| Civic Offices | Lift 1; in shaft motor traction lift including single openings on all floors; architraves controls and in shaft equipment; 4 stops (Services lift elevator car) | 1701085 | 8403428 | 5.2 | Services equipment | other | Construction | 13 | kg | 25 | 44 | 1 | FALSE | 1 | FALSE |  | 1.01 | 13 | 39 | 5357 | Structure, concrete (precast, RC40) |  | 50 | D3 | 0 | 0 | 0 | 0 | 0 | 0 | 0 | 0 | 0
| Civic Offices | Lift 1; in shaft motor traction lift including single openings on all floors; architraves controls and in shaft equipment; 4 stops (Services lift elevator car) | 1701085 | 8403428 | 5.2 | Services equipment | other | Construction | 13 | kg | 25 | 44 | 1 | FALSE | 1 | FALSE |  | 1.01 | 13 | 39 | 5357 | Structure, concrete (precast, RC40) |  | 50 | D4 | 0 | 0 | 0 | 0 | 0 | 0 | 0 | 0 | 0
| Civic Offices | Lift 1; in shaft motor traction lift including single openings on all floors; architraves controls and in shaft equipment; 4 stops (Services lift elevator car) | 1701085 | 8403429 | 5.2 | Services equipment | motors etc | Construction | 80 | kg | 15 | 44 | 1 | FALSE | 1 | FALSE |  | 1.03 | 80 | 320 | 5113 | Cladding sheet (plain), copper |  | 0 | A1A3 | 567.323 | 0.00047147 | 28.8532 | 19.2604 | 1.5949 | 0.13127 | 8608.1311 | 1680.4045 | 18.1344
| Civic Offices | Lift 1; in shaft motor traction lift including single openings on all floors; architraves controls and in shaft equipment; 4 stops (Services lift elevator car) | 1701085 | 8403429 | 5.2 | Services equipment | motors etc | Construction | 80 | kg | 15 | 44 | 1 | FALSE | 1 | FALSE |  | 1.03 | 80 | 320 | 5113 | Cladding sheet (plain), copper |  | 0 | A4 | 1.6144 | 2.9007e-07 | 0.0052862 | 0.0014288 | 0.00090182 | 5.6303e-06 | 24.0657 | 3.6747 | 0.0066436
| Civic Offices | Lift 1; in shaft motor traction lift including single openings on all floors; architraves controls and in shaft equipment; 4 stops (Services lift elevator car) | 1701085 | 8403429 | 5.2 | Services equipment | motors etc | Construction | 80 | kg | 15 | 44 | 1 | FALSE | 1 | FALSE |  | 1.03 | 80 | 320 | 5113 | Cladding sheet (plain), copper |  | 0 | A5 | 0.0012475 | 3.2667e-10 | 8.7238e-06 | 2.8666e-06 | 1.4476e-06 | 1.7598e-09 | 0.030583 | 0.36 | 0
| Civic Offices | Lift 1; in shaft motor traction lift including single openings on all floors; architraves controls and in shaft equipment; 4 stops (Services lift elevator car) | 1701085 | 8403429 | 5.2 | Services equipment | motors etc | Construction | 80 | kg | 15 | 44 | 1 | FALSE | 1 | FALSE |  | 1.03 | 80 | 320 | 5113 | Cladding sheet (plain), copper |  | 0 | D2 | 0 | 0 | 0 | 0 | 0 | 0 | 0 | 0 | 0
| Civic Offices | Lift 1; in shaft motor traction lift including single openings on all floors; architraves controls and in shaft equipment; 4 stops (Services lift elevator car) | 1701085 | 8403429 | 5.2 | Services equipment | motors etc | Construction | 80 | kg | 15 | 44 | 1 | FALSE | 1 | FALSE |  | 1.03 | 80 | 320 | 5113 | Cladding sheet (plain), copper |  | 0 | D3 | 0 | 0 | 0 | 0 | 0 | 0 | 0 | 0 | 0
| Civic Offices | Lift 1; in shaft motor traction lift including single openings on all floors; architraves controls and in shaft equipment; 4 stops (Services lift elevator car) | 1701085 | 8403429 | 5.2 | Services equipment | motors etc | Construction | 80 | kg | 15 | 44 | 1 | FALSE | 1 | FALSE |  | 1.03 | 80 | 320 | 5113 | Cladding sheet (plain), copper |  | 0 | D4 | 0 | 0 | 0 | 0 | 0 | 0 | 0 | 0 | 0
| Civic Offices | Lift 1; in shaft motor traction lift including single openings on all floors; architraves controls and in shaft equipment; 4 stops (Services lift elevator car) | 1701085 | 8403429 | 5.2 | Services equipment | motors etc | Construction | 80 | kg | 15 | 44 | 1 | FALSE | 1 | FALSE |  | 1.03 | 80 | 320 | 5113 | Cladding sheet (plain), copper |  | 60 | C2 | 0 | 0 | 0 | 0 | 0 | 0 | 0 | 0 | 0
| Civic Offices | Lift 1; in shaft motor traction lift including single openings on all floors; architraves controls and in shaft equipment; 4 stops (Services lift elevator car) | 1701085 | 8403429 | 5.2 | Services equipment | motors etc | Construction | 80 | kg | 15 | 44 | 1 | FALSE | 1 | FALSE |  | 1.03 | 80 | 320 | 5113 | Cladding sheet (plain), copper |  | 60 | C4 | 0.041584 | 1.0889e-08 | 0.00029079 | 9.5553e-05 | 4.8254e-05 | 5.8661e-08 | 1.0194 | 12 | 0.0020854
| Civic Offices | Lift 1; in shaft motor traction lift including single openings on all floors; architraves controls and in shaft equipment; 4 stops (Services lift elevator car) | 1701085 | 8403429 | 5.2 | Services equipment | motors etc | Construction | 80 | kg | 15 | 44 | 1 | FALSE | 1 | FALSE |  | 1.03 | 80 | 320 | 5113 | Cladding sheet (plain), copper |  | 60 | D2 | 0 | 0 | 0 | 0 | 0 | 0 | 0 | 0 | 0
| Civic Offices | Lift 1; in shaft motor traction lift including single openings on all floors; architraves controls and in shaft equipment; 4 stops (Services lift elevator car) | 1701085 | 8403429 | 5.2 | Services equipment | motors etc | Construction | 80 | kg | 15 | 44 | 1 | FALSE | 1 | FALSE |  | 1.03 | 80 | 320 | 5113 | Cladding sheet (plain), copper |  | 60 | D3 | 0 | 0 | 0 | 0 | 0 | 0 | 0 | 0 | 0
| Civic Offices | Lift 1; in shaft motor traction lift including single openings on all floors; architraves controls and in shaft equipment; 4 stops (Services lift elevator car) | 1701085 | 8403429 | 5.2 | Services equipment | motors etc | Construction | 80 | kg | 15 | 44 | 1 | FALSE | 1 | FALSE |  | 1.03 | 80 | 320 | 5113 | Cladding sheet (plain), copper |  | 60 | D4 | 0 | 0 | 0 | 0 | 0 | 0 | 0 | 0 | 0
| Civic Offices | Lift 1; in shaft motor traction lift including single openings on all floors; architraves controls and in shaft equipment; 4 stops (Services lift elevator car) | 1701085 | 8403429 | 5.2 | Services equipment | motors etc | Construction | 80 | kg | 15 | 44 | 1 | FALSE | 1 | FALSE |  | 1.03 | 80 | 320 | 5113 | Cladding sheet (plain), copper |  | 15 | B4B5 | 568.9802 | 0.00047177 | 28.8588 | 19.2619 | 1.5958 | 0.13127 | 8633.2468 | 1696.4391 | 18.1411
| Civic Offices | Lift 1; in shaft motor traction lift including single openings on all floors; architraves controls and in shaft equipment; 4 stops (Services lift elevator car) | 1701085 | 8403429 | 5.2 | Services equipment | motors etc | Construction | 80 | kg | 15 | 44 | 1 | FALSE | 1 | FALSE |  | 1.03 | 80 | 320 | 5113 | Cladding sheet (plain), copper |  | 15 | D2 | 0 | 0 | 0 | 0 | 0 | 0 | 0 | 0 | 0
| Civic Offices | Lift 1; in shaft motor traction lift including single openings on all floors; architraves controls and in shaft equipment; 4 stops (Services lift elevator car) | 1701085 | 8403429 | 5.2 | Services equipment | motors etc | Construction | 80 | kg | 15 | 44 | 1 | FALSE | 1 | FALSE |  | 1.03 | 80 | 320 | 5113 | Cladding sheet (plain), copper |  | 15 | D3 | 0 | 0 | 0 | 0 | 0 | 0 | 0 | 0 | 0
| Civic Offices | Lift 1; in shaft motor traction lift including single openings on all floors; architraves controls and in shaft equipment; 4 stops (Services lift elevator car) | 1701085 | 8403429 | 5.2 | Services equipment | motors etc | Construction | 80 | kg | 15 | 44 | 1 | FALSE | 1 | FALSE |  | 1.03 | 80 | 320 | 5113 | Cladding sheet (plain), copper |  | 15 | D4 | 0 | 0 | 0 | 0 | 0 | 0 | 0 | 0 | 0
| Civic Offices | Lift 1; in shaft motor traction lift including single openings on all floors; architraves controls and in shaft equipment; 4 stops (Services lift elevator car) | 1701085 | 8403429 | 5.2 | Services equipment | motors etc | Construction | 80 | kg | 15 | 44 | 1 | FALSE | 1 | FALSE |  | 1.03 | 80 | 320 | 5113 | Cladding sheet (plain), copper |  | 30 | B4B5 | 568.9802 | 0.00047177 | 28.8588 | 19.2619 | 1.5958 | 0.13127 | 8633.2468 | 1696.4391 | 18.1411
| Civic Offices | Lift 1; in shaft motor traction lift including single openings on all floors; architraves controls and in shaft equipment; 4 stops (Services lift elevator car) | 1701085 | 8403429 | 5.2 | Services equipment | motors etc | Construction | 80 | kg | 15 | 44 | 1 | FALSE | 1 | FALSE |  | 1.03 | 80 | 320 | 5113 | Cladding sheet (plain), copper |  | 30 | D2 | 0 | 0 | 0 | 0 | 0 | 0 | 0 | 0 | 0
| Civic Offices | Lift 1; in shaft motor traction lift including single openings on all floors; architraves controls and in shaft equipment; 4 stops (Services lift elevator car) | 1701085 | 8403429 | 5.2 | Services equipment | motors etc | Construction | 80 | kg | 15 | 44 | 1 | FALSE | 1 | FALSE |  | 1.03 | 80 | 320 | 5113 | Cladding sheet (plain), copper |  | 30 | D3 | 0 | 0 | 0 | 0 | 0 | 0 | 0 | 0 | 0
| Civic Offices | Lift 1; in shaft motor traction lift including single openings on all floors; architraves controls and in shaft equipment; 4 stops (Services lift elevator car) | 1701085 | 8403429 | 5.2 | Services equipment | motors etc | Construction | 80 | kg | 15 | 44 | 1 | FALSE | 1 | FALSE |  | 1.03 | 80 | 320 | 5113 | Cladding sheet (plain), copper |  | 30 | D4 | 0 | 0 | 0 | 0 | 0 | 0 | 0 | 0 | 0
| Civic Offices | Lift 1; in shaft motor traction lift including single openings on all floors; architraves controls and in shaft equipment; 4 stops (Services lift elevator car) | 1701085 | 8403429 | 5.2 | Services equipment | motors etc | Construction | 80 | kg | 15 | 44 | 1 | FALSE | 1 | FALSE |  | 1.03 | 80 | 320 | 5113 | Cladding sheet (plain), copper |  | 45 | B4B5 | 568.9802 | 0.00047177 | 28.8588 | 19.2619 | 1.5958 | 0.13127 | 8633.2468 | 1696.4391 | 18.1411
| Civic Offices | Lift 1; in shaft motor traction lift including single openings on all floors; architraves controls and in shaft equipment; 4 stops (Services lift elevator car) | 1701085 | 8403429 | 5.2 | Services equipment | motors etc | Construction | 80 | kg | 15 | 44 | 1 | FALSE | 1 | FALSE |  | 1.03 | 80 | 320 | 5113 | Cladding sheet (plain), copper |  | 45 | D2 | 0 | 0 | 0 | 0 | 0 | 0 | 0 | 0 | 0
| Civic Offices | Lift 1; in shaft motor traction lift including single openings on all floors; architraves controls and in shaft equipment; 4 stops (Services lift elevator car) | 1701085 | 8403429 | 5.2 | Services equipment | motors etc | Construction | 80 | kg | 15 | 44 | 1 | FALSE | 1 | FALSE |  | 1.03 | 80 | 320 | 5113 | Cladding sheet (plain), copper |  | 45 | D3 | 0 | 0 | 0 | 0 | 0 | 0 | 0 | 0 | 0
| Civic Offices | Lift 1; in shaft motor traction lift including single openings on all floors; architraves controls and in shaft equipment; 4 stops (Services lift elevator car) | 1701085 | 8403429 | 5.2 | Services equipment | motors etc | Construction | 80 | kg | 15 | 44 | 1 | FALSE | 1 | FALSE |  | 1.03 | 80 | 320 | 5113 | Cladding sheet (plain), copper |  | 45 | D4 | 0 | 0 | 0 | 0 | 0 | 0 | 0 | 0 | 0
| Civic Offices | Lift 1; in shaft motor traction lift including single openings on all floors; architraves controls and in shaft equipment; 4 stops (Services lift elevator car) | 1701085 | 8403430 | 5.2 | Services equipment | glass | Construction | 6 | kg | 25 | 44 | 1 | FALSE | 1 | FALSE |  | 1.05 | 6 | 18 | 5490 | General glazing, glass (toughened) |  | 0 | A1A3 | 7.0769 | 6.5251e-07 | 0.067197 | 0.0084732 | 0.0040698 | 4.4934e-05 | 86.6634 | 48.9669 | 0.034499
| Civic Offices | Lift 1; in shaft motor traction lift including single openings on all floors; architraves controls and in shaft equipment; 4 stops (Services lift elevator car) | 1701085 | 8403430 | 5.2 | Services equipment | glass | Construction | 6 | kg | 25 | 44 | 1 | FALSE | 1 | FALSE |  | 1.05 | 6 | 18 | 5490 | General glazing, glass (toughened) |  | 0 | A4 | 0.15169 | 2.7921e-08 | 0.00050723 | 0.00013383 | 8.8485e-05 | 3.9948e-07 | 2.2908 | 0.28304 | 0.00062846
| Civic Offices | Lift 1; in shaft motor traction lift including single openings on all floors; architraves controls and in shaft equipment; 4 stops (Services lift elevator car) | 1701085 | 8403430 | 5.2 | Services equipment | glass | Construction | 6 | kg | 25 | 44 | 1 | FALSE | 1 | FALSE |  | 1.05 | 6 | 18 | 5490 | General glazing, glass (toughened) |  | 0 | A5 | 0.00046724 | 1.6107e-10 | 3.5985e-06 | 8.8854e-07 | 6.2163e-07 | 5.0508e-10 | 0.013571 | 0.045 | 0
| Civic Offices | Lift 1; in shaft motor traction lift including single openings on all floors; architraves controls and in shaft equipment; 4 stops (Services lift elevator car) | 1701085 | 8403430 | 5.2 | Services equipment | glass | Construction | 6 | kg | 25 | 44 | 1 | FALSE | 1 | FALSE |  | 1.05 | 6 | 18 | 5490 | General glazing, glass (toughened) |  | 0 | D2 | 0 | 0 | 0 | 0 | 0 | 0 | 0 | 0 | 0
| Civic Offices | Lift 1; in shaft motor traction lift including single openings on all floors; architraves controls and in shaft equipment; 4 stops (Services lift elevator car) | 1701085 | 8403430 | 5.2 | Services equipment | glass | Construction | 6 | kg | 25 | 44 | 1 | FALSE | 1 | FALSE |  | 1.05 | 6 | 18 | 5490 | General glazing, glass (toughened) |  | 0 | D3 | 0 | 0 | 0 | 0 | 0 | 0 | 0 | 0 | 0
| Civic Offices | Lift 1; in shaft motor traction lift including single openings on all floors; architraves controls and in shaft equipment; 4 stops (Services lift elevator car) | 1701085 | 8403430 | 5.2 | Services equipment | glass | Construction | 6 | kg | 25 | 44 | 1 | FALSE | 1 | FALSE |  | 1.05 | 6 | 18 | 5490 | General glazing, glass (toughened) |  | 0 | D4 | 0 | 0 | 0 | 0 | 0 | 0 | 0 | 0 | 0
| Civic Offices | Lift 1; in shaft motor traction lift including single openings on all floors; architraves controls and in shaft equipment; 4 stops (Services lift elevator car) | 1701085 | 8403430 | 5.2 | Services equipment | glass | Construction | 6 | kg | 25 | 44 | 1 | FALSE | 1 | FALSE |  | 1.05 | 6 | 18 | 5490 | General glazing, glass (toughened) |  | 60 | C2 | 0 | 0 | 0 | 0 | 0 | 0 | 0 | 0 | 0
| Civic Offices | Lift 1; in shaft motor traction lift including single openings on all floors; architraves controls and in shaft equipment; 4 stops (Services lift elevator car) | 1701085 | 8403430 | 5.2 | Services equipment | glass | Construction | 6 | kg | 25 | 44 | 1 | FALSE | 1 | FALSE |  | 1.05 | 6 | 18 | 5490 | General glazing, glass (toughened) |  | 60 | C4 | 0.0093447 | 3.2214e-09 | 7.197e-05 | 1.7771e-05 | 1.2433e-05 | 1.0102e-08 | 0.27142 | 0.9 | 0.00088092
| Civic Offices | Lift 1; in shaft motor traction lift including single openings on all floors; architraves controls and in shaft equipment; 4 stops (Services lift elevator car) | 1701085 | 8403430 | 5.2 | Services equipment | glass | Construction | 6 | kg | 25 | 44 | 1 | FALSE | 1 | FALSE |  | 1.05 | 6 | 18 | 5490 | General glazing, glass (toughened) |  | 60 | D2 | 0 | 0 | 0 | 0 | 0 | 0 | 0 | 0 | 0
| Civic Offices | Lift 1; in shaft motor traction lift including single openings on all floors; architraves controls and in shaft equipment; 4 stops (Services lift elevator car) | 1701085 | 8403430 | 5.2 | Services equipment | glass | Construction | 6 | kg | 25 | 44 | 1 | FALSE | 1 | FALSE |  | 1.05 | 6 | 18 | 5490 | General glazing, glass (toughened) |  | 60 | D3 | 0 | 0 | 0 | 0 | 0 | 0 | 0 | 0 | 0
| Civic Offices | Lift 1; in shaft motor traction lift including single openings on all floors; architraves controls and in shaft equipment; 4 stops (Services lift elevator car) | 1701085 | 8403430 | 5.2 | Services equipment | glass | Construction | 6 | kg | 25 | 44 | 1 | FALSE | 1 | FALSE |  | 1.05 | 6 | 18 | 5490 | General glazing, glass (toughened) |  | 60 | D4 | 0 | 0 | 0 | 0 | 0 | 0 | 0 | 0 | 0
| Civic Offices | Lift 1; in shaft motor traction lift including single openings on all floors; architraves controls and in shaft equipment; 4 stops (Services lift elevator car) | 1701085 | 8403430 | 5.2 | Services equipment | glass | Construction | 6 | kg | 25 | 44 | 1 | FALSE | 1 | FALSE |  | 1.05 | 6 | 18 | 5490 | General glazing, glass (toughened) |  | 25 | B4B5 | 7.2384 | 6.8381e-07 | 0.06778 | 0.0086257 | 0.0041714 | 4.5344e-05 | 89.2392 | 50.195 | 0.035127
| Civic Offices | Lift 1; in shaft motor traction lift including single openings on all floors; architraves controls and in shaft equipment; 4 stops (Services lift elevator car) | 1701085 | 8403430 | 5.2 | Services equipment | glass | Construction | 6 | kg | 25 | 44 | 1 | FALSE | 1 | FALSE |  | 1.05 | 6 | 18 | 5490 | General glazing, glass (toughened) |  | 25 | D2 | 0 | 0 | 0 | 0 | 0 | 0 | 0 | 0 | 0
| Civic Offices | Lift 1; in shaft motor traction lift including single openings on all floors; architraves controls and in shaft equipment; 4 stops (Services lift elevator car) | 1701085 | 8403430 | 5.2 | Services equipment | glass | Construction | 6 | kg | 25 | 44 | 1 | FALSE | 1 | FALSE |  | 1.05 | 6 | 18 | 5490 | General glazing, glass (toughened) |  | 25 | D3 | 0 | 0 | 0 | 0 | 0 | 0 | 0 | 0 | 0
| Civic Offices | Lift 1; in shaft motor traction lift including single openings on all floors; architraves controls and in shaft equipment; 4 stops (Services lift elevator car) | 1701085 | 8403430 | 5.2 | Services equipment | glass | Construction | 6 | kg | 25 | 44 | 1 | FALSE | 1 | FALSE |  | 1.05 | 6 | 18 | 5490 | General glazing, glass (toughened) |  | 25 | D4 | 0 | 0 | 0 | 0 | 0 | 0 | 0 | 0 | 0
| Civic Offices | Lift 1; in shaft motor traction lift including single openings on all floors; architraves controls and in shaft equipment; 4 stops (Services lift elevator car) | 1701085 | 8403430 | 5.2 | Services equipment | glass | Construction | 6 | kg | 25 | 44 | 1 | FALSE | 1 | FALSE |  | 1.05 | 6 | 18 | 5490 | General glazing, glass (toughened) |  | 50 | B4B5 | 7.2384 | 6.8381e-07 | 0.06778 | 0.0086257 | 0.0041714 | 4.5344e-05 | 89.2392 | 50.195 | 0.035127
| Civic Offices | Lift 1; in shaft motor traction lift including single openings on all floors; architraves controls and in shaft equipment; 4 stops (Services lift elevator car) | 1701085 | 8403430 | 5.2 | Services equipment | glass | Construction | 6 | kg | 25 | 44 | 1 | FALSE | 1 | FALSE |  | 1.05 | 6 | 18 | 5490 | General glazing, glass (toughened) |  | 50 | D2 | 0 | 0 | 0 | 0 | 0 | 0 | 0 | 0 | 0
| Civic Offices | Lift 1; in shaft motor traction lift including single openings on all floors; architraves controls and in shaft equipment; 4 stops (Services lift elevator car) | 1701085 | 8403430 | 5.2 | Services equipment | glass | Construction | 6 | kg | 25 | 44 | 1 | FALSE | 1 | FALSE |  | 1.05 | 6 | 18 | 5490 | General glazing, glass (toughened) |  | 50 | D3 | 0 | 0 | 0 | 0 | 0 | 0 | 0 | 0 | 0
| Civic Offices | Lift 1; in shaft motor traction lift including single openings on all floors; architraves controls and in shaft equipment; 4 stops (Services lift elevator car) | 1701085 | 8403430 | 5.2 | Services equipment | glass | Construction | 6 | kg | 25 | 44 | 1 | FALSE | 1 | FALSE |  | 1.05 | 6 | 18 | 5490 | General glazing, glass (toughened) |  | 50 | D4 | 0 | 0 | 0 | 0 | 0 | 0 | 0 | 0 | 0
| Civic Offices | Lift 1; in shaft motor traction lift including single openings on all floors; architraves controls and in shaft equipment; 4 stops (Services lift elevator car) | 1701085 | 8403431 | 5.2 | Services equipment | component | Construction | 3 | kg | 25 | 44 | 1 | FALSE | 1 | FALSE |  | 1.05 | 3 | 9 | 5109 | Cladding sheet (outer sheet of composite panel), copper |  | 0 | A1A3 | 21.6877 | 1.8024e-05 | 1.103 | 0.73629 | 0.06097 | 0.0050181 | 329.073 | 64.2388 | 0.69325
| Civic Offices | Lift 1; in shaft motor traction lift including single openings on all floors; architraves controls and in shaft equipment; 4 stops (Services lift elevator car) | 1701085 | 8403431 | 5.2 | Services equipment | component | Construction | 3 | kg | 25 | 44 | 1 | FALSE | 1 | FALSE |  | 1.05 | 3 | 9 | 5109 | Cladding sheet (outer sheet of composite panel), copper |  | 0 | A4 | 0.061717 | 1.1089e-08 | 0.00020208 | 5.4619e-05 | 3.4475e-05 | 2.1524e-07 | 0.91999 | 0.14048 | 0.00025397
| Civic Offices | Lift 1; in shaft motor traction lift including single openings on all floors; architraves controls and in shaft equipment; 4 stops (Services lift elevator car) | 1701085 | 8403431 | 5.2 | Services equipment | component | Construction | 3 | kg | 25 | 44 | 1 | FALSE | 1 | FALSE |  | 1.05 | 3 | 9 | 5109 | Cladding sheet (outer sheet of composite panel), copper |  | 0 | A5 | 7.797e-05 | 2.0417e-11 | 5.4524e-07 | 1.7916e-07 | 9.0476e-08 | 1.0999e-10 | 0.0019115 | 0.0225 | 0
| Civic Offices | Lift 1; in shaft motor traction lift including single openings on all floors; architraves controls and in shaft equipment; 4 stops (Services lift elevator car) | 1701085 | 8403431 | 5.2 | Services equipment | component | Construction | 3 | kg | 25 | 44 | 1 | FALSE | 1 | FALSE |  | 1.05 | 3 | 9 | 5109 | Cladding sheet (outer sheet of composite panel), copper |  | 0 | D2 | 0 | 0 | 0 | 0 | 0 | 0 | 0 | 0 | 0
| Civic Offices | Lift 1; in shaft motor traction lift including single openings on all floors; architraves controls and in shaft equipment; 4 stops (Services lift elevator car) | 1701085 | 8403431 | 5.2 | Services equipment | component | Construction | 3 | kg | 25 | 44 | 1 | FALSE | 1 | FALSE |  | 1.05 | 3 | 9 | 5109 | Cladding sheet (outer sheet of composite panel), copper |  | 0 | D3 | 0 | 0 | 0 | 0 | 0 | 0 | 0 | 0 | 0
| Civic Offices | Lift 1; in shaft motor traction lift including single openings on all floors; architraves controls and in shaft equipment; 4 stops (Services lift elevator car) | 1701085 | 8403431 | 5.2 | Services equipment | component | Construction | 3 | kg | 25 | 44 | 1 | FALSE | 1 | FALSE |  | 1.05 | 3 | 9 | 5109 | Cladding sheet (outer sheet of composite panel), copper |  | 0 | D4 | 0 | 0 | 0 | 0 | 0 | 0 | 0 | 0 | 0
| Civic Offices | Lift 1; in shaft motor traction lift including single openings on all floors; architraves controls and in shaft equipment; 4 stops (Services lift elevator car) | 1701085 | 8403431 | 5.2 | Services equipment | component | Construction | 3 | kg | 25 | 44 | 1 | FALSE | 1 | FALSE |  | 1.05 | 3 | 9 | 5109 | Cladding sheet (outer sheet of composite panel), copper |  | 60 | C2 | 0 | 0 | 0 | 0 | 0 | 0 | 0 | 0 | 0
| Civic Offices | Lift 1; in shaft motor traction lift including single openings on all floors; architraves controls and in shaft equipment; 4 stops (Services lift elevator car) | 1701085 | 8403431 | 5.2 | Services equipment | component | Construction | 3 | kg | 25 | 44 | 1 | FALSE | 1 | FALSE |  | 1.05 | 3 | 9 | 5109 | Cladding sheet (outer sheet of composite panel), copper |  | 60 | C4 | 0.0015594 | 4.0834e-10 | 1.0905e-05 | 3.5833e-06 | 1.8095e-06 | 2.1998e-09 | 0.038229 | 0.45 | 7.8204e-05
| Civic Offices | Lift 1; in shaft motor traction lift including single openings on all floors; architraves controls and in shaft equipment; 4 stops (Services lift elevator car) | 1701085 | 8403431 | 5.2 | Services equipment | component | Construction | 3 | kg | 25 | 44 | 1 | FALSE | 1 | FALSE |  | 1.05 | 3 | 9 | 5109 | Cladding sheet (outer sheet of composite panel), copper |  | 60 | D2 | 0 | 0 | 0 | 0 | 0 | 0 | 0 | 0 | 0
| Civic Offices | Lift 1; in shaft motor traction lift including single openings on all floors; architraves controls and in shaft equipment; 4 stops (Services lift elevator car) | 1701085 | 8403431 | 5.2 | Services equipment | component | Construction | 3 | kg | 25 | 44 | 1 | FALSE | 1 | FALSE |  | 1.05 | 3 | 9 | 5109 | Cladding sheet (outer sheet of composite panel), copper |  | 60 | D3 | 0 | 0 | 0 | 0 | 0 | 0 | 0 | 0 | 0
| Civic Offices | Lift 1; in shaft motor traction lift including single openings on all floors; architraves controls and in shaft equipment; 4 stops (Services lift elevator car) | 1701085 | 8403431 | 5.2 | Services equipment | component | Construction | 3 | kg | 25 | 44 | 1 | FALSE | 1 | FALSE |  | 1.05 | 3 | 9 | 5109 | Cladding sheet (outer sheet of composite panel), copper |  | 60 | D4 | 0 | 0 | 0 | 0 | 0 | 0 | 0 | 0 | 0
| Civic Offices | Lift 1; in shaft motor traction lift including single openings on all floors; architraves controls and in shaft equipment; 4 stops (Services lift elevator car) | 1701085 | 8403431 | 5.2 | Services equipment | component | Construction | 3 | kg | 25 | 44 | 1 | FALSE | 1 | FALSE |  | 1.05 | 3 | 9 | 5109 | Cladding sheet (outer sheet of composite panel), copper |  | 25 | B4B5 | 21.7511 | 1.8035e-05 | 1.1032 | 0.73635 | 0.061006 | 0.0050184 | 330.0331 | 64.8517 | 0.6935
| Civic Offices | Lift 1; in shaft motor traction lift including single openings on all floors; architraves controls and in shaft equipment; 4 stops (Services lift elevator car) | 1701085 | 8403431 | 5.2 | Services equipment | component | Construction | 3 | kg | 25 | 44 | 1 | FALSE | 1 | FALSE |  | 1.05 | 3 | 9 | 5109 | Cladding sheet (outer sheet of composite panel), copper |  | 25 | D2 | 0 | 0 | 0 | 0 | 0 | 0 | 0 | 0 | 0
| Civic Offices | Lift 1; in shaft motor traction lift including single openings on all floors; architraves controls and in shaft equipment; 4 stops (Services lift elevator car) | 1701085 | 8403431 | 5.2 | Services equipment | component | Construction | 3 | kg | 25 | 44 | 1 | FALSE | 1 | FALSE |  | 1.05 | 3 | 9 | 5109 | Cladding sheet (outer sheet of composite panel), copper |  | 25 | D3 | 0 | 0 | 0 | 0 | 0 | 0 | 0 | 0 | 0
| Civic Offices | Lift 1; in shaft motor traction lift including single openings on all floors; architraves controls and in shaft equipment; 4 stops (Services lift elevator car) | 1701085 | 8403431 | 5.2 | Services equipment | component | Construction | 3 | kg | 25 | 44 | 1 | FALSE | 1 | FALSE |  | 1.05 | 3 | 9 | 5109 | Cladding sheet (outer sheet of composite panel), copper |  | 25 | D4 | 0 | 0 | 0 | 0 | 0 | 0 | 0 | 0 | 0
| Civic Offices | Lift 1; in shaft motor traction lift including single openings on all floors; architraves controls and in shaft equipment; 4 stops (Services lift elevator car) | 1701085 | 8403431 | 5.2 | Services equipment | component | Construction | 3 | kg | 25 | 44 | 1 | FALSE | 1 | FALSE |  | 1.05 | 3 | 9 | 5109 | Cladding sheet (outer sheet of composite panel), copper |  | 50 | B4B5 | 21.7511 | 1.8035e-05 | 1.1032 | 0.73635 | 0.061006 | 0.0050184 | 330.0331 | 64.8517 | 0.6935
| Civic Offices | Lift 1; in shaft motor traction lift including single openings on all floors; architraves controls and in shaft equipment; 4 stops (Services lift elevator car) | 1701085 | 8403431 | 5.2 | Services equipment | component | Construction | 3 | kg | 25 | 44 | 1 | FALSE | 1 | FALSE |  | 1.05 | 3 | 9 | 5109 | Cladding sheet (outer sheet of composite panel), copper |  | 50 | D2 | 0 | 0 | 0 | 0 | 0 | 0 | 0 | 0 | 0
| Civic Offices | Lift 1; in shaft motor traction lift including single openings on all floors; architraves controls and in shaft equipment; 4 stops (Services lift elevator car) | 1701085 | 8403431 | 5.2 | Services equipment | component | Construction | 3 | kg | 25 | 44 | 1 | FALSE | 1 | FALSE |  | 1.05 | 3 | 9 | 5109 | Cladding sheet (outer sheet of composite panel), copper |  | 50 | D3 | 0 | 0 | 0 | 0 | 0 | 0 | 0 | 0 | 0
| Civic Offices | Lift 1; in shaft motor traction lift including single openings on all floors; architraves controls and in shaft equipment; 4 stops (Services lift elevator car) | 1701085 | 8403431 | 5.2 | Services equipment | component | Construction | 3 | kg | 25 | 44 | 1 | FALSE | 1 | FALSE |  | 1.05 | 3 | 9 | 5109 | Cladding sheet (outer sheet of composite panel), copper |  | 50 | D4 | 0 | 0 | 0 | 0 | 0 | 0 | 0 | 0 | 0
| Civic Offices | Lift 1; in shaft motor traction lift including single openings on all floors; architraves controls and in shaft equipment; 4 stops (Services lift elevator car) | 1701085 | 8403432 | 5.2 | Services equipment | Cast iron (proxy) | Construction | 23 | kg | 25 | 44 | 1 | FALSE | 1 | FALSE |  | 1.05 | 23 | 69 | 5466 | Reinforcement for RC, steel |  | 0 | A1A3 | 49.9244 | 2.8442e-06 | 0.22539 | 0.111 | 0.062349 | 0.00026627 | 630.4273 | 18.0159 | 0.44643
| Civic Offices | Lift 1; in shaft motor traction lift including single openings on all floors; architraves controls and in shaft equipment; 4 stops (Services lift elevator car) | 1701085 | 8403432 | 5.2 | Services equipment | Cast iron (proxy) | Construction | 23 | kg | 25 | 44 | 1 | FALSE | 1 | FALSE |  | 1.05 | 23 | 69 | 5466 | Reinforcement for RC, steel |  | 0 | A4 | 1.0024 | 1.387e-07 | 0.0047659 | 0.00088498 | 0.00062917 | 2.2323e-06 | 14.6661 | 4.2592 | 0.0040737
| Civic Offices | Lift 1; in shaft motor traction lift including single openings on all floors; architraves controls and in shaft equipment; 4 stops (Services lift elevator car) | 1701085 | 8403432 | 5.2 | Services equipment | Cast iron (proxy) | Construction | 23 | kg | 25 | 44 | 1 | FALSE | 1 | FALSE |  | 1.05 | 23 | 69 | 5466 | Reinforcement for RC, steel |  | 0 | A5 | 0.00059777 | 1.5653e-10 | 4.1801e-06 | 1.3736e-06 | 6.9365e-07 | 8.4325e-10 | 0.014655 | 0.1725 | 0
| Civic Offices | Lift 1; in shaft motor traction lift including single openings on all floors; architraves controls and in shaft equipment; 4 stops (Services lift elevator car) | 1701085 | 8403432 | 5.2 | Services equipment | Cast iron (proxy) | Construction | 23 | kg | 25 | 44 | 1 | FALSE | 1 | FALSE |  | 1.05 | 23 | 69 | 5466 | Reinforcement for RC, steel |  | 0 | D2 | 0 | 0 | 0 | 0 | 0 | 0 | 0 | 0 | 0
| Civic Offices | Lift 1; in shaft motor traction lift including single openings on all floors; architraves controls and in shaft equipment; 4 stops (Services lift elevator car) | 1701085 | 8403432 | 5.2 | Services equipment | Cast iron (proxy) | Construction | 23 | kg | 25 | 44 | 1 | FALSE | 1 | FALSE |  | 1.05 | 23 | 69 | 5466 | Reinforcement for RC, steel |  | 0 | D3 | 0 | 0 | 0 | 0 | 0 | 0 | 0 | 0 | 0
| Civic Offices | Lift 1; in shaft motor traction lift including single openings on all floors; architraves controls and in shaft equipment; 4 stops (Services lift elevator car) | 1701085 | 8403432 | 5.2 | Services equipment | Cast iron (proxy) | Construction | 23 | kg | 25 | 44 | 1 | FALSE | 1 | FALSE |  | 1.05 | 23 | 69 | 5466 | Reinforcement for RC, steel |  | 0 | D4 | 0 | 0 | 0 | 0 | 0 | 0 | 0 | 0 | 0
| Civic Offices | Lift 1; in shaft motor traction lift including single openings on all floors; architraves controls and in shaft equipment; 4 stops (Services lift elevator car) | 1701085 | 8403432 | 5.2 | Services equipment | Cast iron (proxy) | Construction | 23 | kg | 25 | 44 | 1 | FALSE | 1 | FALSE |  | 1.05 | 23 | 69 | 5466 | Reinforcement for RC, steel |  | 60 | C2 | 0 | 0 | 0 | 0 | 0 | 0 | 0 | 0 | 0
| Civic Offices | Lift 1; in shaft motor traction lift including single openings on all floors; architraves controls and in shaft equipment; 4 stops (Services lift elevator car) | 1701085 | 8403432 | 5.2 | Services equipment | Cast iron (proxy) | Construction | 23 | kg | 25 | 44 | 1 | FALSE | 1 | FALSE |  | 1.05 | 23 | 69 | 5466 | Reinforcement for RC, steel |  | 60 | C4 | 0.011955 | 3.1306e-09 | 8.3603e-05 | 2.7472e-05 | 1.3873e-05 | 1.6865e-08 | 0.29309 | 3.45 | 0.00059957
| Civic Offices | Lift 1; in shaft motor traction lift including single openings on all floors; architraves controls and in shaft equipment; 4 stops (Services lift elevator car) | 1701085 | 8403432 | 5.2 | Services equipment | Cast iron (proxy) | Construction | 23 | kg | 25 | 44 | 1 | FALSE | 1 | FALSE |  | 1.05 | 23 | 69 | 5466 | Reinforcement for RC, steel |  | 60 | D2 | 0 | 0 | 0 | 0 | 0 | 0 | 0 | 0 | 0
| Civic Offices | Lift 1; in shaft motor traction lift including single openings on all floors; architraves controls and in shaft equipment; 4 stops (Services lift elevator car) | 1701085 | 8403432 | 5.2 | Services equipment | Cast iron (proxy) | Construction | 23 | kg | 25 | 44 | 1 | FALSE | 1 | FALSE |  | 1.05 | 23 | 69 | 5466 | Reinforcement for RC, steel |  | 60 | D3 | 0 | 0 | 0 | 0 | 0 | 0 | 0 | 0 | 0
| Civic Offices | Lift 1; in shaft motor traction lift including single openings on all floors; architraves controls and in shaft equipment; 4 stops (Services lift elevator car) | 1701085 | 8403432 | 5.2 | Services equipment | Cast iron (proxy) | Construction | 23 | kg | 25 | 44 | 1 | FALSE | 1 | FALSE |  | 1.05 | 23 | 69 | 5466 | Reinforcement for RC, steel |  | 60 | D4 | 0 | 0 | 0 | 0 | 0 | 0 | 0 | 0 | 0
| Civic Offices | Lift 1; in shaft motor traction lift including single openings on all floors; architraves controls and in shaft equipment; 4 stops (Services lift elevator car) | 1701085 | 8403432 | 5.2 | Services equipment | Cast iron (proxy) | Construction | 23 | kg | 25 | 44 | 1 | FALSE | 1 | FALSE |  | 1.05 | 23 | 69 | 5466 | Reinforcement for RC, steel |  | 25 | B4B5 | 50.9393 | 2.9862e-06 | 0.23025 | 0.11192 | 0.062993 | 0.00026852 | 645.4011 | 25.8976 | 0.45051
| Civic Offices | Lift 1; in shaft motor traction lift including single openings on all floors; architraves controls and in shaft equipment; 4 stops (Services lift elevator car) | 1701085 | 8403432 | 5.2 | Services equipment | Cast iron (proxy) | Construction | 23 | kg | 25 | 44 | 1 | FALSE | 1 | FALSE |  | 1.05 | 23 | 69 | 5466 | Reinforcement for RC, steel |  | 25 | D2 | 0 | 0 | 0 | 0 | 0 | 0 | 0 | 0 | 0
| Civic Offices | Lift 1; in shaft motor traction lift including single openings on all floors; architraves controls and in shaft equipment; 4 stops (Services lift elevator car) | 1701085 | 8403432 | 5.2 | Services equipment | Cast iron (proxy) | Construction | 23 | kg | 25 | 44 | 1 | FALSE | 1 | FALSE |  | 1.05 | 23 | 69 | 5466 | Reinforcement for RC, steel |  | 25 | D3 | 0 | 0 | 0 | 0 | 0 | 0 | 0 | 0 | 0
| Civic Offices | Lift 1; in shaft motor traction lift including single openings on all floors; architraves controls and in shaft equipment; 4 stops (Services lift elevator car) | 1701085 | 8403432 | 5.2 | Services equipment | Cast iron (proxy) | Construction | 23 | kg | 25 | 44 | 1 | FALSE | 1 | FALSE |  | 1.05 | 23 | 69 | 5466 | Reinforcement for RC, steel |  | 25 | D4 | 0 | 0 | 0 | 0 | 0 | 0 | 0 | 0 | 0
| Civic Offices | Lift 1; in shaft motor traction lift including single openings on all floors; architraves controls and in shaft equipment; 4 stops (Services lift elevator car) | 1701085 | 8403432 | 5.2 | Services equipment | Cast iron (proxy) | Construction | 23 | kg | 25 | 44 | 1 | FALSE | 1 | FALSE |  | 1.05 | 23 | 69 | 5466 | Reinforcement for RC, steel |  | 50 | B4B5 | 50.9393 | 2.9862e-06 | 0.23025 | 0.11192 | 0.062993 | 0.00026852 | 645.4011 | 25.8976 | 0.45051
| Civic Offices | Lift 1; in shaft motor traction lift including single openings on all floors; architraves controls and in shaft equipment; 4 stops (Services lift elevator car) | 1701085 | 8403432 | 5.2 | Services equipment | Cast iron (proxy) | Construction | 23 | kg | 25 | 44 | 1 | FALSE | 1 | FALSE |  | 1.05 | 23 | 69 | 5466 | Reinforcement for RC, steel |  | 50 | D2 | 0 | 0 | 0 | 0 | 0 | 0 | 0 | 0 | 0
| Civic Offices | Lift 1; in shaft motor traction lift including single openings on all floors; architraves controls and in shaft equipment; 4 stops (Services lift elevator car) | 1701085 | 8403432 | 5.2 | Services equipment | Cast iron (proxy) | Construction | 23 | kg | 25 | 44 | 1 | FALSE | 1 | FALSE |  | 1.05 | 23 | 69 | 5466 | Reinforcement for RC, steel |  | 50 | D3 | 0 | 0 | 0 | 0 | 0 | 0 | 0 | 0 | 0
| Civic Offices | Lift 1; in shaft motor traction lift including single openings on all floors; architraves controls and in shaft equipment; 4 stops (Services lift elevator car) | 1701085 | 8403432 | 5.2 | Services equipment | Cast iron (proxy) | Construction | 23 | kg | 25 | 44 | 1 | FALSE | 1 | FALSE |  | 1.05 | 23 | 69 | 5466 | Reinforcement for RC, steel |  | 50 | D4 | 0 | 0 | 0 | 0 | 0 | 0 | 0 | 0 | 0
| Civic Offices | Lift 1; in shaft motor traction lift including single openings on all floors; architraves controls and in shaft equipment; 4 stops (Services lift elevator car) | 1701085 | 8403433 | 5.2 | Services equipment | Plastic casings etc | Construction | 20 | kg | 25 | 44 | 1 | FALSE | 1 | FALSE |  | 1.07 | 20 | 60 | 5348 | Vapour control layer, polythene |  | 0 | A1A3 | 56.6534 | 1.0803e-06 | 0.24216 | 0.030673 | 0.065512 | 0.00013427 | 1698.8747 | 2.698 | 0.30055
| Civic Offices | Lift 1; in shaft motor traction lift including single openings on all floors; architraves controls and in shaft equipment; 4 stops (Services lift elevator car) | 1701085 | 8403433 | 5.2 | Services equipment | Plastic casings etc | Construction | 20 | kg | 25 | 44 | 1 | FALSE | 1 | FALSE |  | 1.07 | 20 | 60 | 5348 | Vapour control layer, polythene |  | 0 | A4 | 0.40546 | 7.2851e-08 | 0.0013276 | 0.00035883 | 0.00022649 | 1.414e-06 | 6.044 | 0.92288 | 0.0016685
| Civic Offices | Lift 1; in shaft motor traction lift including single openings on all floors; architraves controls and in shaft equipment; 4 stops (Services lift elevator car) | 1701085 | 8403433 | 5.2 | Services equipment | Plastic casings etc | Construction | 20 | kg | 25 | 44 | 1 | FALSE | 1 | FALSE |  | 1.07 | 20 | 60 | 5348 | Vapour control layer, polythene |  | 0 | A5 | 0.036898 | 1.1736e-09 | 3.3975e-05 | 0.0030956 | 1.1273e-05 | 6.5571e-09 | 0.1074 | 0.224 | 0
| Civic Offices | Lift 1; in shaft motor traction lift including single openings on all floors; architraves controls and in shaft equipment; 4 stops (Services lift elevator car) | 1701085 | 8403433 | 5.2 | Services equipment | Plastic casings etc | Construction | 20 | kg | 25 | 44 | 1 | FALSE | 1 | FALSE |  | 1.07 | 20 | 60 | 5348 | Vapour control layer, polythene |  | 0 | D2 | 0 | 0 | 0 | 0 | 0 | 0 | 0 | 0 | 0
| Civic Offices | Lift 1; in shaft motor traction lift including single openings on all floors; architraves controls and in shaft equipment; 4 stops (Services lift elevator car) | 1701085 | 8403433 | 5.2 | Services equipment | Plastic casings etc | Construction | 20 | kg | 25 | 44 | 1 | FALSE | 1 | FALSE |  | 1.07 | 20 | 60 | 5348 | Vapour control layer, polythene |  | 0 | D3 | 0 | 0 | 0 | 0 | 0 | 0 | 0 | 0 | 0
| Civic Offices | Lift 1; in shaft motor traction lift including single openings on all floors; architraves controls and in shaft equipment; 4 stops (Services lift elevator car) | 1701085 | 8403433 | 5.2 | Services equipment | Plastic casings etc | Construction | 20 | kg | 25 | 44 | 1 | FALSE | 1 | FALSE |  | 1.07 | 20 | 60 | 5348 | Vapour control layer, polythene |  | 0 | D4 | 0 | 0 | 0 | 0 | 0 | 0 | 0 | 0 | 0
| Civic Offices | Lift 1; in shaft motor traction lift including single openings on all floors; architraves controls and in shaft equipment; 4 stops (Services lift elevator car) | 1701085 | 8403433 | 5.2 | Services equipment | Plastic casings etc | Construction | 20 | kg | 25 | 44 | 1 | FALSE | 1 | FALSE |  | 1.07 | 20 | 60 | 5348 | Vapour control layer, polythene |  | 60 | C2 | 0 | 0 | 0 | 0 | 0 | 0 | 0 | 0 | 0
| Civic Offices | Lift 1; in shaft motor traction lift including single openings on all floors; architraves controls and in shaft equipment; 4 stops (Services lift elevator car) | 1701085 | 8403433 | 5.2 | Services equipment | Plastic casings etc | Construction | 20 | kg | 25 | 44 | 1 | FALSE | 1 | FALSE |  | 1.07 | 20 | 60 | 5348 | Vapour control layer, polythene |  | 60 | C4 | 0.52712 | 1.6766e-08 | 0.00048536 | 0.044223 | 0.00016105 | 9.3672e-08 | 1.5342 | 3.2 | 0.01484
| Civic Offices | Lift 1; in shaft motor traction lift including single openings on all floors; architraves controls and in shaft equipment; 4 stops (Services lift elevator car) | 1701085 | 8403433 | 5.2 | Services equipment | Plastic casings etc | Construction | 20 | kg | 25 | 44 | 1 | FALSE | 1 | FALSE |  | 1.07 | 20 | 60 | 5348 | Vapour control layer, polythene |  | 60 | D2 | 0 | 0 | 0 | 0 | 0 | 0 | 0 | 0 | 0
| Civic Offices | Lift 1; in shaft motor traction lift including single openings on all floors; architraves controls and in shaft equipment; 4 stops (Services lift elevator car) | 1701085 | 8403433 | 5.2 | Services equipment | Plastic casings etc | Construction | 20 | kg | 25 | 44 | 1 | FALSE | 1 | FALSE |  | 1.07 | 20 | 60 | 5348 | Vapour control layer, polythene |  | 60 | D3 | 0 | 0 | 0 | 0 | 0 | 0 | 0 | 0 | 0
| Civic Offices | Lift 1; in shaft motor traction lift including single openings on all floors; architraves controls and in shaft equipment; 4 stops (Services lift elevator car) | 1701085 | 8403433 | 5.2 | Services equipment | Plastic casings etc | Construction | 20 | kg | 25 | 44 | 1 | FALSE | 1 | FALSE |  | 1.07 | 20 | 60 | 5348 | Vapour control layer, polythene |  | 60 | D4 | 0 | 0 | 0 | 0 | 0 | 0 | 0 | 0 | 0
| Civic Offices | Lift 1; in shaft motor traction lift including single openings on all floors; architraves controls and in shaft equipment; 4 stops (Services lift elevator car) | 1701085 | 8403433 | 5.2 | Services equipment | Plastic casings etc | Construction | 20 | kg | 25 | 44 | 1 | FALSE | 1 | FALSE |  | 1.07 | 20 | 60 | 5348 | Vapour control layer, polythene |  | 25 | B4B5 | 57.6229 | 1.1711e-06 | 0.244 | 0.07835 | 0.06591 | 0.00013578 | 1706.5604 | 7.0448 | 0.30222
| Civic Offices | Lift 1; in shaft motor traction lift including single openings on all floors; architraves controls and in shaft equipment; 4 stops (Services lift elevator car) | 1701085 | 8403433 | 5.2 | Services equipment | Plastic casings etc | Construction | 20 | kg | 25 | 44 | 1 | FALSE | 1 | FALSE |  | 1.07 | 20 | 60 | 5348 | Vapour control layer, polythene |  | 25 | D2 | 0 | 0 | 0 | 0 | 0 | 0 | 0 | 0 | 0
| Civic Offices | Lift 1; in shaft motor traction lift including single openings on all floors; architraves controls and in shaft equipment; 4 stops (Services lift elevator car) | 1701085 | 8403433 | 5.2 | Services equipment | Plastic casings etc | Construction | 20 | kg | 25 | 44 | 1 | FALSE | 1 | FALSE |  | 1.07 | 20 | 60 | 5348 | Vapour control layer, polythene |  | 25 | D3 | 0 | 0 | 0 | 0 | 0 | 0 | 0 | 0 | 0
| Civic Offices | Lift 1; in shaft motor traction lift including single openings on all floors; architraves controls and in shaft equipment; 4 stops (Services lift elevator car) | 1701085 | 8403433 | 5.2 | Services equipment | Plastic casings etc | Construction | 20 | kg | 25 | 44 | 1 | FALSE | 1 | FALSE |  | 1.07 | 20 | 60 | 5348 | Vapour control layer, polythene |  | 25 | D4 | 0 | 0 | 0 | 0 | 0 | 0 | 0 | 0 | 0
| Civic Offices | Lift 1; in shaft motor traction lift including single openings on all floors; architraves controls and in shaft equipment; 4 stops (Services lift elevator car) | 1701085 | 8403433 | 5.2 | Services equipment | Plastic casings etc | Construction | 20 | kg | 25 | 44 | 1 | FALSE | 1 | FALSE |  | 1.07 | 20 | 60 | 5348 | Vapour control layer, polythene |  | 50 | B4B5 | 57.6229 | 1.1711e-06 | 0.244 | 0.07835 | 0.06591 | 0.00013578 | 1706.5604 | 7.0448 | 0.30222
| Civic Offices | Lift 1; in shaft motor traction lift including single openings on all floors; architraves controls and in shaft equipment; 4 stops (Services lift elevator car) | 1701085 | 8403433 | 5.2 | Services equipment | Plastic casings etc | Construction | 20 | kg | 25 | 44 | 1 | FALSE | 1 | FALSE |  | 1.07 | 20 | 60 | 5348 | Vapour control layer, polythene |  | 50 | D2 | 0 | 0 | 0 | 0 | 0 | 0 | 0 | 0 | 0
| Civic Offices | Lift 1; in shaft motor traction lift including single openings on all floors; architraves controls and in shaft equipment; 4 stops (Services lift elevator car) | 1701085 | 8403433 | 5.2 | Services equipment | Plastic casings etc | Construction | 20 | kg | 25 | 44 | 1 | FALSE | 1 | FALSE |  | 1.07 | 20 | 60 | 5348 | Vapour control layer, polythene |  | 50 | D3 | 0 | 0 | 0 | 0 | 0 | 0 | 0 | 0 | 0
| Civic Offices | Lift 1; in shaft motor traction lift including single openings on all floors; architraves controls and in shaft equipment; 4 stops (Services lift elevator car) | 1701085 | 8403433 | 5.2 | Services equipment | Plastic casings etc | Construction | 20 | kg | 25 | 44 | 1 | FALSE | 1 | FALSE |  | 1.07 | 20 | 60 | 5348 | Vapour control layer, polythene |  | 50 | D4 | 0 | 0 | 0 | 0 | 0 | 0 | 0 | 0 | 0
| Civic Offices | Lift 1; in shaft motor traction lift including single openings on all floors; architraves controls and in shaft equipment; 4 stops (Services lift elevator car) | 1701085 | 8403434 | 5.2 | Services equipment | Rubber component (proxy) | Construction | 3 | kg | 25 | 44 | 1 | FALSE | 1 | FALSE |  | 1.07 | 3 | 9 | 5138 | Insulation (rigid sheet), EPS |  | 0 | A1A3 | 14.191 | 3.9126e-07 | 0.054046 | 0.0090676 | 0.030893 | 3.3134e-06 | 317.8543 | 5.4714 | 0.07148
| Civic Offices | Lift 1; in shaft motor traction lift including single openings on all floors; architraves controls and in shaft equipment; 4 stops (Services lift elevator car) | 1701085 | 8403434 | 5.2 | Services equipment | Rubber component (proxy) | Construction | 3 | kg | 25 | 44 | 1 | FALSE | 1 | FALSE |  | 1.07 | 3 | 9 | 5138 | Insulation (rigid sheet), EPS |  | 0 | A4 | 0.06151 | 1.1052e-08 | 0.0002014 | 5.4437e-05 | 3.4359e-05 | 2.1451e-07 | 0.91691 | 0.14 | 0.00025312
| Civic Offices | Lift 1; in shaft motor traction lift including single openings on all floors; architraves controls and in shaft equipment; 4 stops (Services lift elevator car) | 1701085 | 8403434 | 5.2 | Services equipment | Rubber component (proxy) | Construction | 3 | kg | 25 | 44 | 1 | FALSE | 1 | FALSE |  | 1.07 | 3 | 9 | 5138 | Insulation (rigid sheet), EPS |  | 0 | A5 | 0.018052 | 5.7031e-10 | 2.2792e-05 | 0.005747 | 5.5305e-06 | 3.6887e-09 | 0.064127 | 0.0315 | 0
| Civic Offices | Lift 1; in shaft motor traction lift including single openings on all floors; architraves controls and in shaft equipment; 4 stops (Services lift elevator car) | 1701085 | 8403434 | 5.2 | Services equipment | Rubber component (proxy) | Construction | 3 | kg | 25 | 44 | 1 | FALSE | 1 | FALSE |  | 1.07 | 3 | 9 | 5138 | Insulation (rigid sheet), EPS |  | 0 | D2 | 0 | 0 | 0 | 0 | 0 | 0 | 0 | 0 | 0
| Civic Offices | Lift 1; in shaft motor traction lift including single openings on all floors; architraves controls and in shaft equipment; 4 stops (Services lift elevator car) | 1701085 | 8403434 | 5.2 | Services equipment | Rubber component (proxy) | Construction | 3 | kg | 25 | 44 | 1 | FALSE | 1 | FALSE |  | 1.07 | 3 | 9 | 5138 | Insulation (rigid sheet), EPS |  | 0 | D3 | 0 | 0 | 0 | 0 | 0 | 0 | 0 | 0 | 0
| Civic Offices | Lift 1; in shaft motor traction lift including single openings on all floors; architraves controls and in shaft equipment; 4 stops (Services lift elevator car) | 1701085 | 8403434 | 5.2 | Services equipment | Rubber component (proxy) | Construction | 3 | kg | 25 | 44 | 1 | FALSE | 1 | FALSE |  | 1.07 | 3 | 9 | 5138 | Insulation (rigid sheet), EPS |  | 0 | D4 | 0 | 0 | 0 | 0 | 0 | 0 | 0 | 0 | 0
| Civic Offices | Lift 1; in shaft motor traction lift including single openings on all floors; architraves controls and in shaft equipment; 4 stops (Services lift elevator car) | 1701085 | 8403434 | 5.2 | Services equipment | Rubber component (proxy) | Construction | 3 | kg | 25 | 44 | 1 | FALSE | 1 | FALSE |  | 1.07 | 3 | 9 | 5138 | Insulation (rigid sheet), EPS |  | 60 | C2 | 0 | 0 | 0 | 0 | 0 | 0 | 0 | 0 | 0
| Civic Offices | Lift 1; in shaft motor traction lift including single openings on all floors; architraves controls and in shaft equipment; 4 stops (Services lift elevator car) | 1701085 | 8403434 | 5.2 | Services equipment | Rubber component (proxy) | Construction | 3 | kg | 25 | 44 | 1 | FALSE | 1 | FALSE |  | 1.07 | 3 | 9 | 5138 | Insulation (rigid sheet), EPS |  | 60 | C4 | 0.25788 | 8.1473e-09 | 0.00032561 | 0.0821 | 7.9007e-05 | 5.2696e-08 | 0.9161 | 0.45 | 0.021985
| Civic Offices | Lift 1; in shaft motor traction lift including single openings on all floors; architraves controls and in shaft equipment; 4 stops (Services lift elevator car) | 1701085 | 8403434 | 5.2 | Services equipment | Rubber component (proxy) | Construction | 3 | kg | 25 | 44 | 1 | FALSE | 1 | FALSE |  | 1.07 | 3 | 9 | 5138 | Insulation (rigid sheet), EPS |  | 60 | D2 | 0 | 0 | 0 | 0 | 0 | 0 | 0 | 0 | 0
| Civic Offices | Lift 1; in shaft motor traction lift including single openings on all floors; architraves controls and in shaft equipment; 4 stops (Services lift elevator car) | 1701085 | 8403434 | 5.2 | Services equipment | Rubber component (proxy) | Construction | 3 | kg | 25 | 44 | 1 | FALSE | 1 | FALSE |  | 1.07 | 3 | 9 | 5138 | Insulation (rigid sheet), EPS |  | 60 | D3 | 0 | 0 | 0 | 0 | 0 | 0 | 0 | 0 | 0
| Civic Offices | Lift 1; in shaft motor traction lift including single openings on all floors; architraves controls and in shaft equipment; 4 stops (Services lift elevator car) | 1701085 | 8403434 | 5.2 | Services equipment | Rubber component (proxy) | Construction | 3 | kg | 25 | 44 | 1 | FALSE | 1 | FALSE |  | 1.07 | 3 | 9 | 5138 | Insulation (rigid sheet), EPS |  | 60 | D4 | 0 | 0 | 0 | 0 | 0 | 0 | 0 | 0 | 0
| Civic Offices | Lift 1; in shaft motor traction lift including single openings on all floors; architraves controls and in shaft equipment; 4 stops (Services lift elevator car) | 1701085 | 8403434 | 5.2 | Services equipment | Rubber component (proxy) | Construction | 3 | kg | 25 | 44 | 1 | FALSE | 1 | FALSE |  | 1.07 | 3 | 9 | 5138 | Insulation (rigid sheet), EPS |  | 25 | B4B5 | 14.5285 | 4.1103e-07 | 0.054596 | 0.096969 | 0.031012 | 3.5843e-06 | 319.7515 | 6.0929 | 0.071733
| Civic Offices | Lift 1; in shaft motor traction lift including single openings on all floors; architraves controls and in shaft equipment; 4 stops (Services lift elevator car) | 1701085 | 8403434 | 5.2 | Services equipment | Rubber component (proxy) | Construction | 3 | kg | 25 | 44 | 1 | FALSE | 1 | FALSE |  | 1.07 | 3 | 9 | 5138 | Insulation (rigid sheet), EPS |  | 25 | D2 | 0 | 0 | 0 | 0 | 0 | 0 | 0 | 0 | 0
| Civic Offices | Lift 1; in shaft motor traction lift including single openings on all floors; architraves controls and in shaft equipment; 4 stops (Services lift elevator car) | 1701085 | 8403434 | 5.2 | Services equipment | Rubber component (proxy) | Construction | 3 | kg | 25 | 44 | 1 | FALSE | 1 | FALSE |  | 1.07 | 3 | 9 | 5138 | Insulation (rigid sheet), EPS |  | 25 | D3 | 0 | 0 | 0 | 0 | 0 | 0 | 0 | 0 | 0
| Civic Offices | Lift 1; in shaft motor traction lift including single openings on all floors; architraves controls and in shaft equipment; 4 stops (Services lift elevator car) | 1701085 | 8403434 | 5.2 | Services equipment | Rubber component (proxy) | Construction | 3 | kg | 25 | 44 | 1 | FALSE | 1 | FALSE |  | 1.07 | 3 | 9 | 5138 | Insulation (rigid sheet), EPS |  | 25 | D4 | 0 | 0 | 0 | 0 | 0 | 0 | 0 | 0 | 0
| Civic Offices | Lift 1; in shaft motor traction lift including single openings on all floors; architraves controls and in shaft equipment; 4 stops (Services lift elevator car) | 1701085 | 8403434 | 5.2 | Services equipment | Rubber component (proxy) | Construction | 3 | kg | 25 | 44 | 1 | FALSE | 1 | FALSE |  | 1.07 | 3 | 9 | 5138 | Insulation (rigid sheet), EPS |  | 50 | B4B5 | 14.5285 | 4.1103e-07 | 0.054596 | 0.096969 | 0.031012 | 3.5843e-06 | 319.7515 | 6.0929 | 0.071733
| Civic Offices | Lift 1; in shaft motor traction lift including single openings on all floors; architraves controls and in shaft equipment; 4 stops (Services lift elevator car) | 1701085 | 8403434 | 5.2 | Services equipment | Rubber component (proxy) | Construction | 3 | kg | 25 | 44 | 1 | FALSE | 1 | FALSE |  | 1.07 | 3 | 9 | 5138 | Insulation (rigid sheet), EPS |  | 50 | D2 | 0 | 0 | 0 | 0 | 0 | 0 | 0 | 0 | 0
| Civic Offices | Lift 1; in shaft motor traction lift including single openings on all floors; architraves controls and in shaft equipment; 4 stops (Services lift elevator car) | 1701085 | 8403434 | 5.2 | Services equipment | Rubber component (proxy) | Construction | 3 | kg | 25 | 44 | 1 | FALSE | 1 | FALSE |  | 1.07 | 3 | 9 | 5138 | Insulation (rigid sheet), EPS |  | 50 | D3 | 0 | 0 | 0 | 0 | 0 | 0 | 0 | 0 | 0
| Civic Offices | Lift 1; in shaft motor traction lift including single openings on all floors; architraves controls and in shaft equipment; 4 stops (Services lift elevator car) | 1701085 | 8403434 | 5.2 | Services equipment | Rubber component (proxy) | Construction | 3 | kg | 25 | 44 | 1 | FALSE | 1 | FALSE |  | 1.07 | 3 | 9 | 5138 | Insulation (rigid sheet), EPS |  | 50 | D4 | 0 | 0 | 0 | 0 | 0 | 0 | 0 | 0 | 0
| Civic Offices | Lift 1; in shaft motor traction lift including single openings on all floors; architraves controls and in shaft equipment; 4 stops (Services lift elevator car) | 1701085 | 8403435 | 5.2 | Services equipment | car components and structure | Construction | 835 | kg | 35 | 44 | 1 | FALSE | 1 | FALSE |  | 1.05 | 835 | 1670 | 5535 | Fencing wire, steel (galvanized) |  | 0 | A1A3 | 1915.9577 | 0.00012221 | 9.2144 | 5.9257 | 2.0094 | 0.025594 | 24748.0556 | 5901.3792 | 25.0102
| Civic Offices | Lift 1; in shaft motor traction lift including single openings on all floors; architraves controls and in shaft equipment; 4 stops (Services lift elevator car) | 1701085 | 8403435 | 5.2 | Services equipment | car components and structure | Construction | 835 | kg | 35 | 44 | 1 | FALSE | 1 | FALSE |  | 1.05 | 835 | 1670 | 5535 | Fencing wire, steel (galvanized) |  | 0 | A4 | 30.3499 | 3.9503e-06 | 0.15324 | 0.026783 | 0.019467 | 5.9975e-05 | 442.3985 | 140.8789 | 0.12304
| Civic Offices | Lift 1; in shaft motor traction lift including single openings on all floors; architraves controls and in shaft equipment; 4 stops (Services lift elevator car) | 1701085 | 8403435 | 5.2 | Services equipment | car components and structure | Construction | 835 | kg | 35 | 44 | 1 | FALSE | 1 | FALSE |  | 1.05 | 835 | 1670 | 5535 | Fencing wire, steel (galvanized) |  | 0 | A5 | 0.021702 | 5.6827e-09 | 0.00015176 | 4.9867e-05 | 2.5183e-05 | 3.0614e-08 | 0.53202 | 6.2625 | 0
| Civic Offices | Lift 1; in shaft motor traction lift including single openings on all floors; architraves controls and in shaft equipment; 4 stops (Services lift elevator car) | 1701085 | 8403435 | 5.2 | Services equipment | car components and structure | Construction | 835 | kg | 35 | 44 | 1 | FALSE | 1 | FALSE |  | 1.05 | 835 | 1670 | 5535 | Fencing wire, steel (galvanized) |  | 0 | D2 | 0 | 0 | 0 | 0 | 0 | 0 | 0 | 0 | 0
| Civic Offices | Lift 1; in shaft motor traction lift including single openings on all floors; architraves controls and in shaft equipment; 4 stops (Services lift elevator car) | 1701085 | 8403435 | 5.2 | Services equipment | car components and structure | Construction | 835 | kg | 35 | 44 | 1 | FALSE | 1 | FALSE |  | 1.05 | 835 | 1670 | 5535 | Fencing wire, steel (galvanized) |  | 0 | D3 | 0 | 0 | 0 | 0 | 0 | 0 | 0 | 0 | 0
| Civic Offices | Lift 1; in shaft motor traction lift including single openings on all floors; architraves controls and in shaft equipment; 4 stops (Services lift elevator car) | 1701085 | 8403435 | 5.2 | Services equipment | car components and structure | Construction | 835 | kg | 35 | 44 | 1 | FALSE | 1 | FALSE |  | 1.05 | 835 | 1670 | 5535 | Fencing wire, steel (galvanized) |  | 0 | D4 | 0 | 0 | 0 | 0 | 0 | 0 | 0 | 0 | 0
| Civic Offices | Lift 1; in shaft motor traction lift including single openings on all floors; architraves controls and in shaft equipment; 4 stops (Services lift elevator car) | 1701085 | 8403435 | 5.2 | Services equipment | car components and structure | Construction | 835 | kg | 35 | 44 | 1 | FALSE | 1 | FALSE |  | 1.05 | 835 | 1670 | 5535 | Fencing wire, steel (galvanized) |  | 60 | C2 | 0 | 0 | 0 | 0 | 0 | 0 | 0 | 0 | 0
| Civic Offices | Lift 1; in shaft motor traction lift including single openings on all floors; architraves controls and in shaft equipment; 4 stops (Services lift elevator car) | 1701085 | 8403435 | 5.2 | Services equipment | car components and structure | Construction | 835 | kg | 35 | 44 | 1 | FALSE | 1 | FALSE |  | 1.05 | 835 | 1670 | 5535 | Fencing wire, steel (galvanized) |  | 60 | C4 | 0.43403 | 1.1365e-07 | 0.0030351 | 0.00099734 | 0.00050365 | 6.1227e-07 | 10.6405 | 125.25 | 0.021767
| Civic Offices | Lift 1; in shaft motor traction lift including single openings on all floors; architraves controls and in shaft equipment; 4 stops (Services lift elevator car) | 1701085 | 8403435 | 5.2 | Services equipment | car components and structure | Construction | 835 | kg | 35 | 44 | 1 | FALSE | 1 | FALSE |  | 1.05 | 835 | 1670 | 5535 | Fencing wire, steel (galvanized) |  | 60 | D2 | 0 | 0 | 0 | 0 | 0 | 0 | 0 | 0 | 0
| Civic Offices | Lift 1; in shaft motor traction lift including single openings on all floors; architraves controls and in shaft equipment; 4 stops (Services lift elevator car) | 1701085 | 8403435 | 5.2 | Services equipment | car components and structure | Construction | 835 | kg | 35 | 44 | 1 | FALSE | 1 | FALSE |  | 1.05 | 835 | 1670 | 5535 | Fencing wire, steel (galvanized) |  | 60 | D3 | 0 | 0 | 0 | 0 | 0 | 0 | 0 | 0 | 0
| Civic Offices | Lift 1; in shaft motor traction lift including single openings on all floors; architraves controls and in shaft equipment; 4 stops (Services lift elevator car) | 1701085 | 8403435 | 5.2 | Services equipment | car components and structure | Construction | 835 | kg | 35 | 44 | 1 | FALSE | 1 | FALSE |  | 1.05 | 835 | 1670 | 5535 | Fencing wire, steel (galvanized) |  | 60 | D4 | 0 | 0 | 0 | 0 | 0 | 0 | 0 | 0 | 0
| Civic Offices | Lift 1; in shaft motor traction lift including single openings on all floors; architraves controls and in shaft equipment; 4 stops (Services lift elevator car) | 1701085 | 8403435 | 5.2 | Services equipment | car components and structure | Construction | 835 | kg | 35 | 44 | 1 | FALSE | 1 | FALSE |  | 1.05 | 835 | 1670 | 5535 | Fencing wire, steel (galvanized) |  | 35 | B4B5 | 1946.7634 | 0.00012627 | 9.3709 | 5.9535 | 2.0294 | 0.025655 | 25201.6266 | 6173.7706 | 25.1332
| Civic Offices | Lift 1; in shaft motor traction lift including single openings on all floors; architraves controls and in shaft equipment; 4 stops (Services lift elevator car) | 1701085 | 8403435 | 5.2 | Services equipment | car components and structure | Construction | 835 | kg | 35 | 44 | 1 | FALSE | 1 | FALSE |  | 1.05 | 835 | 1670 | 5535 | Fencing wire, steel (galvanized) |  | 35 | D2 | 0 | 0 | 0 | 0 | 0 | 0 | 0 | 0 | 0
| Civic Offices | Lift 1; in shaft motor traction lift including single openings on all floors; architraves controls and in shaft equipment; 4 stops (Services lift elevator car) | 1701085 | 8403435 | 5.2 | Services equipment | car components and structure | Construction | 835 | kg | 35 | 44 | 1 | FALSE | 1 | FALSE |  | 1.05 | 835 | 1670 | 5535 | Fencing wire, steel (galvanized) |  | 35 | D3 | 0 | 0 | 0 | 0 | 0 | 0 | 0 | 0 | 0
| Civic Offices | Lift 1; in shaft motor traction lift including single openings on all floors; architraves controls and in shaft equipment; 4 stops (Services lift elevator car) | 1701085 | 8403435 | 5.2 | Services equipment | car components and structure | Construction | 835 | kg | 35 | 44 | 1 | FALSE | 1 | FALSE |  | 1.05 | 835 | 1670 | 5535 | Fencing wire, steel (galvanized) |  | 35 | D4 | 0 | 0 | 0 | 0 | 0 | 0 | 0 | 0 | 0
| Civic Offices | Lift 1; in shaft motor traction lift including single openings on all floors; architraves controls and in shaft equipment; 4 stops (Services lift elevator car) | 1701085 | 8403436 | 5.2 | Services equipment | car components | Construction | 64 | kg | 25 | 44 | 1 | FALSE | 1 | FALSE |  | 1.05 | 64 | 192 | 5443 | Cladding sheet (profiled, double skin), stainless steel |  | 0 | A1A3 | 320.4196 | 1.6149e-05 | 1.9473 | 0.57348 | 0.22637 | 0.010058 | 4168.4072 | 395.7069 | 9.8181
| Civic Offices | Lift 1; in shaft motor traction lift including single openings on all floors; architraves controls and in shaft equipment; 4 stops (Services lift elevator car) | 1701085 | 8403436 | 5.2 | Services equipment | car components | Construction | 64 | kg | 25 | 44 | 1 | FALSE | 1 | FALSE |  | 1.05 | 64 | 192 | 5443 | Cladding sheet (profiled, double skin), stainless steel |  | 0 | A4 | 2.7892 | 3.8596e-07 | 0.013262 | 0.0024625 | 0.0017507 | 6.2116e-06 | 40.81 | 11.8517 | 0.011336
| Civic Offices | Lift 1; in shaft motor traction lift including single openings on all floors; architraves controls and in shaft equipment; 4 stops (Services lift elevator car) | 1701085 | 8403436 | 5.2 | Services equipment | car components | Construction | 64 | kg | 25 | 44 | 1 | FALSE | 1 | FALSE |  | 1.05 | 64 | 192 | 5443 | Cladding sheet (profiled, double skin), stainless steel |  | 0 | A5 | 0.0016634 | 4.3556e-10 | 1.1632e-05 | 3.8221e-06 | 1.9302e-06 | 2.3464e-09 | 0.040778 | 0.48 | 0
| Civic Offices | Lift 1; in shaft motor traction lift including single openings on all floors; architraves controls and in shaft equipment; 4 stops (Services lift elevator car) | 1701085 | 8403436 | 5.2 | Services equipment | car components | Construction | 64 | kg | 25 | 44 | 1 | FALSE | 1 | FALSE |  | 1.05 | 64 | 192 | 5443 | Cladding sheet (profiled, double skin), stainless steel |  | 0 | D2 | 0 | 0 | 0 | 0 | 0 | 0 | 0 | 0 | 0
| Civic Offices | Lift 1; in shaft motor traction lift including single openings on all floors; architraves controls and in shaft equipment; 4 stops (Services lift elevator car) | 1701085 | 8403436 | 5.2 | Services equipment | car components | Construction | 64 | kg | 25 | 44 | 1 | FALSE | 1 | FALSE |  | 1.05 | 64 | 192 | 5443 | Cladding sheet (profiled, double skin), stainless steel |  | 0 | D3 | 0 | 0 | 0 | 0 | 0 | 0 | 0 | 0 | 0
| Civic Offices | Lift 1; in shaft motor traction lift including single openings on all floors; architraves controls and in shaft equipment; 4 stops (Services lift elevator car) | 1701085 | 8403436 | 5.2 | Services equipment | car components | Construction | 64 | kg | 25 | 44 | 1 | FALSE | 1 | FALSE |  | 1.05 | 64 | 192 | 5443 | Cladding sheet (profiled, double skin), stainless steel |  | 0 | D4 | 0 | 0 | 0 | 0 | 0 | 0 | 0 | 0 | 0
| Civic Offices | Lift 1; in shaft motor traction lift including single openings on all floors; architraves controls and in shaft equipment; 4 stops (Services lift elevator car) | 1701085 | 8403436 | 5.2 | Services equipment | car components | Construction | 64 | kg | 25 | 44 | 1 | FALSE | 1 | FALSE |  | 1.05 | 64 | 192 | 5443 | Cladding sheet (profiled, double skin), stainless steel |  | 60 | C2 | 0 | 0 | 0 | 0 | 0 | 0 | 0 | 0 | 0
| Civic Offices | Lift 1; in shaft motor traction lift including single openings on all floors; architraves controls and in shaft equipment; 4 stops (Services lift elevator car) | 1701085 | 8403436 | 5.2 | Services equipment | car components | Construction | 64 | kg | 25 | 44 | 1 | FALSE | 1 | FALSE |  | 1.05 | 64 | 192 | 5443 | Cladding sheet (profiled, double skin), stainless steel |  | 60 | C4 | 0.033267 | 8.7112e-09 | 0.00023263 | 7.6443e-05 | 3.8603e-05 | 4.6929e-08 | 0.81556 | 9.6 | 0.0016684
| Civic Offices | Lift 1; in shaft motor traction lift including single openings on all floors; architraves controls and in shaft equipment; 4 stops (Services lift elevator car) | 1701085 | 8403436 | 5.2 | Services equipment | car components | Construction | 64 | kg | 25 | 44 | 1 | FALSE | 1 | FALSE |  | 1.05 | 64 | 192 | 5443 | Cladding sheet (profiled, double skin), stainless steel |  | 60 | D2 | 0 | 0 | 0 | 0 | 0 | 0 | 0 | 0 | 0
| Civic Offices | Lift 1; in shaft motor traction lift including single openings on all floors; architraves controls and in shaft equipment; 4 stops (Services lift elevator car) | 1701085 | 8403436 | 5.2 | Services equipment | car components | Construction | 64 | kg | 25 | 44 | 1 | FALSE | 1 | FALSE |  | 1.05 | 64 | 192 | 5443 | Cladding sheet (profiled, double skin), stainless steel |  | 60 | D3 | 0 | 0 | 0 | 0 | 0 | 0 | 0 | 0 | 0
| Civic Offices | Lift 1; in shaft motor traction lift including single openings on all floors; architraves controls and in shaft equipment; 4 stops (Services lift elevator car) | 1701085 | 8403436 | 5.2 | Services equipment | car components | Construction | 64 | kg | 25 | 44 | 1 | FALSE | 1 | FALSE |  | 1.05 | 64 | 192 | 5443 | Cladding sheet (profiled, double skin), stainless steel |  | 60 | D4 | 0 | 0 | 0 | 0 | 0 | 0 | 0 | 0 | 0
| Civic Offices | Lift 1; in shaft motor traction lift including single openings on all floors; architraves controls and in shaft equipment; 4 stops (Services lift elevator car) | 1701085 | 8403436 | 5.2 | Services equipment | car components | Construction | 64 | kg | 25 | 44 | 1 | FALSE | 1 | FALSE |  | 1.05 | 64 | 192 | 5443 | Cladding sheet (profiled, double skin), stainless steel |  | 25 | B4B5 | 323.2438 | 1.6544e-05 | 1.9608 | 0.57602 | 0.22816 | 0.010064 | 4210.0735 | 417.6386 | 9.8294
| Civic Offices | Lift 1; in shaft motor traction lift including single openings on all floors; architraves controls and in shaft equipment; 4 stops (Services lift elevator car) | 1701085 | 8403436 | 5.2 | Services equipment | car components | Construction | 64 | kg | 25 | 44 | 1 | FALSE | 1 | FALSE |  | 1.05 | 64 | 192 | 5443 | Cladding sheet (profiled, double skin), stainless steel |  | 25 | D2 | 0 | 0 | 0 | 0 | 0 | 0 | 0 | 0 | 0
| Civic Offices | Lift 1; in shaft motor traction lift including single openings on all floors; architraves controls and in shaft equipment; 4 stops (Services lift elevator car) | 1701085 | 8403436 | 5.2 | Services equipment | car components | Construction | 64 | kg | 25 | 44 | 1 | FALSE | 1 | FALSE |  | 1.05 | 64 | 192 | 5443 | Cladding sheet (profiled, double skin), stainless steel |  | 25 | D3 | 0 | 0 | 0 | 0 | 0 | 0 | 0 | 0 | 0
| Civic Offices | Lift 1; in shaft motor traction lift including single openings on all floors; architraves controls and in shaft equipment; 4 stops (Services lift elevator car) | 1701085 | 8403436 | 5.2 | Services equipment | car components | Construction | 64 | kg | 25 | 44 | 1 | FALSE | 1 | FALSE |  | 1.05 | 64 | 192 | 5443 | Cladding sheet (profiled, double skin), stainless steel |  | 25 | D4 | 0 | 0 | 0 | 0 | 0 | 0 | 0 | 0 | 0
| Civic Offices | Lift 1; in shaft motor traction lift including single openings on all floors; architraves controls and in shaft equipment; 4 stops (Services lift elevator car) | 1701085 | 8403436 | 5.2 | Services equipment | car components | Construction | 64 | kg | 25 | 44 | 1 | FALSE | 1 | FALSE |  | 1.05 | 64 | 192 | 5443 | Cladding sheet (profiled, double skin), stainless steel |  | 50 | B4B5 | 323.2438 | 1.6544e-05 | 1.9608 | 0.57602 | 0.22816 | 0.010064 | 4210.0735 | 417.6386 | 9.8294
| Civic Offices | Lift 1; in shaft motor traction lift including single openings on all floors; architraves controls and in shaft equipment; 4 stops (Services lift elevator car) | 1701085 | 8403436 | 5.2 | Services equipment | car components | Construction | 64 | kg | 25 | 44 | 1 | FALSE | 1 | FALSE |  | 1.05 | 64 | 192 | 5443 | Cladding sheet (profiled, double skin), stainless steel |  | 50 | D2 | 0 | 0 | 0 | 0 | 0 | 0 | 0 | 0 | 0
| Civic Offices | Lift 1; in shaft motor traction lift including single openings on all floors; architraves controls and in shaft equipment; 4 stops (Services lift elevator car) | 1701085 | 8403436 | 5.2 | Services equipment | car components | Construction | 64 | kg | 25 | 44 | 1 | FALSE | 1 | FALSE |  | 1.05 | 64 | 192 | 5443 | Cladding sheet (profiled, double skin), stainless steel |  | 50 | D3 | 0 | 0 | 0 | 0 | 0 | 0 | 0 | 0 | 0
| Civic Offices | Lift 1; in shaft motor traction lift including single openings on all floors; architraves controls and in shaft equipment; 4 stops (Services lift elevator car) | 1701085 | 8403436 | 5.2 | Services equipment | car components | Construction | 64 | kg | 25 | 44 | 1 | FALSE | 1 | FALSE |  | 1.05 | 64 | 192 | 5443 | Cladding sheet (profiled, double skin), stainless steel |  | 50 | D4 | 0 | 0 | 0 | 0 | 0 | 0 | 0 | 0 | 0
| Civic Offices | Lift 2; in shaft motor traction lift including single openings on all floors floors; architraves controls and in shaft equipment; 3 stops (Services lift elevator car) | 1701086 | 8403439 | 5.2 | Services equipment | car components | Construction | 23 | kg | 25 | 44 | 1 | FALSE | 1 | FALSE |  | 1.05 | 23 | 69 | 5008 | General sheet, aluminium |  | 0 | A1A3 | 447.8687 | 1.4386e-05 | 3.0702 | 0.68624 | 0.23323 | 0.00038791 | 5563.4804 | 96.0037 | 2.9501
| Civic Offices | Lift 2; in shaft motor traction lift including single openings on all floors floors; architraves controls and in shaft equipment; 3 stops (Services lift elevator car) | 1701086 | 8403439 | 5.2 | Services equipment | car components | Construction | 23 | kg | 25 | 44 | 1 | FALSE | 1 | FALSE |  | 1.05 | 23 | 69 | 5008 | General sheet, aluminium |  | 0 | A4 | 1.1901 | 1.32e-07 | 0.0061656 | 0.0010006 | 0.00076034 | 1.6539e-06 | 17.1839 | 4.6712 | 0.0046947
| Civic Offices | Lift 2; in shaft motor traction lift including single openings on all floors floors; architraves controls and in shaft equipment; 3 stops (Services lift elevator car) | 1701086 | 8403439 | 5.2 | Services equipment | car components | Construction | 23 | kg | 25 | 44 | 1 | FALSE | 1 | FALSE |  | 1.05 | 23 | 69 | 5008 | General sheet, aluminium |  | 0 | A5 | 0.00059777 | 1.5653e-10 | 4.1801e-06 | 1.3736e-06 | 6.9365e-07 | 8.4325e-10 | 0.014655 | 0.1725 | 0
| Civic Offices | Lift 2; in shaft motor traction lift including single openings on all floors floors; architraves controls and in shaft equipment; 3 stops (Services lift elevator car) | 1701086 | 8403439 | 5.2 | Services equipment | car components | Construction | 23 | kg | 25 | 44 | 1 | FALSE | 1 | FALSE |  | 1.05 | 23 | 69 | 5008 | General sheet, aluminium |  | 0 | D2 | 0 | 0 | 0 | 0 | 0 | 0 | 0 | 0 | 0
| Civic Offices | Lift 2; in shaft motor traction lift including single openings on all floors floors; architraves controls and in shaft equipment; 3 stops (Services lift elevator car) | 1701086 | 8403439 | 5.2 | Services equipment | car components | Construction | 23 | kg | 25 | 44 | 1 | FALSE | 1 | FALSE |  | 1.05 | 23 | 69 | 5008 | General sheet, aluminium |  | 0 | D3 | 0 | 0 | 0 | 0 | 0 | 0 | 0 | 0 | 0
| Civic Offices | Lift 2; in shaft motor traction lift including single openings on all floors floors; architraves controls and in shaft equipment; 3 stops (Services lift elevator car) | 1701086 | 8403439 | 5.2 | Services equipment | car components | Construction | 23 | kg | 25 | 44 | 1 | FALSE | 1 | FALSE |  | 1.05 | 23 | 69 | 5008 | General sheet, aluminium |  | 0 | D4 | 0 | 0 | 0 | 0 | 0 | 0 | 0 | 0 | 0
| Civic Offices | Lift 2; in shaft motor traction lift including single openings on all floors floors; architraves controls and in shaft equipment; 3 stops (Services lift elevator car) | 1701086 | 8403439 | 5.2 | Services equipment | car components | Construction | 23 | kg | 25 | 44 | 1 | FALSE | 1 | FALSE |  | 1.05 | 23 | 69 | 5008 | General sheet, aluminium |  | 60 | C2 | 0 | 0 | 0 | 0 | 0 | 0 | 0 | 0 | 0
| Civic Offices | Lift 2; in shaft motor traction lift including single openings on all floors floors; architraves controls and in shaft equipment; 3 stops (Services lift elevator car) | 1701086 | 8403439 | 5.2 | Services equipment | car components | Construction | 23 | kg | 25 | 44 | 1 | FALSE | 1 | FALSE |  | 1.05 | 23 | 69 | 5008 | General sheet, aluminium |  | 60 | C4 | 0.011955 | 3.1306e-09 | 8.3603e-05 | 2.7472e-05 | 1.3873e-05 | 1.6865e-08 | 0.29309 | 3.45 | 0.00059957
| Civic Offices | Lift 2; in shaft motor traction lift including single openings on all floors floors; architraves controls and in shaft equipment; 3 stops (Services lift elevator car) | 1701086 | 8403439 | 5.2 | Services equipment | car components | Construction | 23 | kg | 25 | 44 | 1 | FALSE | 1 | FALSE |  | 1.05 | 23 | 69 | 5008 | General sheet, aluminium |  | 60 | D2 | 0 | 0 | 0 | 0 | 0 | 0 | 0 | 0 | 0
| Civic Offices | Lift 2; in shaft motor traction lift including single openings on all floors floors; architraves controls and in shaft equipment; 3 stops (Services lift elevator car) | 1701086 | 8403439 | 5.2 | Services equipment | car components | Construction | 23 | kg | 25 | 44 | 1 | FALSE | 1 | FALSE |  | 1.05 | 23 | 69 | 5008 | General sheet, aluminium |  | 60 | D3 | 0 | 0 | 0 | 0 | 0 | 0 | 0 | 0 | 0
| Civic Offices | Lift 2; in shaft motor traction lift including single openings on all floors floors; architraves controls and in shaft equipment; 3 stops (Services lift elevator car) | 1701086 | 8403439 | 5.2 | Services equipment | car components | Construction | 23 | kg | 25 | 44 | 1 | FALSE | 1 | FALSE |  | 1.05 | 23 | 69 | 5008 | General sheet, aluminium |  | 60 | D4 | 0 | 0 | 0 | 0 | 0 | 0 | 0 | 0 | 0
| Civic Offices | Lift 2; in shaft motor traction lift including single openings on all floors floors; architraves controls and in shaft equipment; 3 stops (Services lift elevator car) | 1701086 | 8403439 | 5.2 | Services equipment | car components | Construction | 23 | kg | 25 | 44 | 1 | FALSE | 1 | FALSE |  | 1.05 | 23 | 69 | 5008 | General sheet, aluminium |  | 25 | B4B5 | 449.0714 | 1.4521e-05 | 3.0765 | 0.68727 | 0.23401 | 0.00038959 | 5580.9721 | 104.2974 | 2.9548
| Civic Offices | Lift 2; in shaft motor traction lift including single openings on all floors floors; architraves controls and in shaft equipment; 3 stops (Services lift elevator car) | 1701086 | 8403439 | 5.2 | Services equipment | car components | Construction | 23 | kg | 25 | 44 | 1 | FALSE | 1 | FALSE |  | 1.05 | 23 | 69 | 5008 | General sheet, aluminium |  | 25 | D2 | 0 | 0 | 0 | 0 | 0 | 0 | 0 | 0 | 0
| Civic Offices | Lift 2; in shaft motor traction lift including single openings on all floors floors; architraves controls and in shaft equipment; 3 stops (Services lift elevator car) | 1701086 | 8403439 | 5.2 | Services equipment | car components | Construction | 23 | kg | 25 | 44 | 1 | FALSE | 1 | FALSE |  | 1.05 | 23 | 69 | 5008 | General sheet, aluminium |  | 25 | D3 | 0 | 0 | 0 | 0 | 0 | 0 | 0 | 0 | 0
| Civic Offices | Lift 2; in shaft motor traction lift including single openings on all floors floors; architraves controls and in shaft equipment; 3 stops (Services lift elevator car) | 1701086 | 8403439 | 5.2 | Services equipment | car components | Construction | 23 | kg | 25 | 44 | 1 | FALSE | 1 | FALSE |  | 1.05 | 23 | 69 | 5008 | General sheet, aluminium |  | 25 | D4 | 0 | 0 | 0 | 0 | 0 | 0 | 0 | 0 | 0
| Civic Offices | Lift 2; in shaft motor traction lift including single openings on all floors floors; architraves controls and in shaft equipment; 3 stops (Services lift elevator car) | 1701086 | 8403439 | 5.2 | Services equipment | car components | Construction | 23 | kg | 25 | 44 | 1 | FALSE | 1 | FALSE |  | 1.05 | 23 | 69 | 5008 | General sheet, aluminium |  | 50 | B4B5 | 449.0714 | 1.4521e-05 | 3.0765 | 0.68727 | 0.23401 | 0.00038959 | 5580.9721 | 104.2974 | 2.9548
| Civic Offices | Lift 2; in shaft motor traction lift including single openings on all floors floors; architraves controls and in shaft equipment; 3 stops (Services lift elevator car) | 1701086 | 8403439 | 5.2 | Services equipment | car components | Construction | 23 | kg | 25 | 44 | 1 | FALSE | 1 | FALSE |  | 1.05 | 23 | 69 | 5008 | General sheet, aluminium |  | 50 | D2 | 0 | 0 | 0 | 0 | 0 | 0 | 0 | 0 | 0
| Civic Offices | Lift 2; in shaft motor traction lift including single openings on all floors floors; architraves controls and in shaft equipment; 3 stops (Services lift elevator car) | 1701086 | 8403439 | 5.2 | Services equipment | car components | Construction | 23 | kg | 25 | 44 | 1 | FALSE | 1 | FALSE |  | 1.05 | 23 | 69 | 5008 | General sheet, aluminium |  | 50 | D3 | 0 | 0 | 0 | 0 | 0 | 0 | 0 | 0 | 0
| Civic Offices | Lift 2; in shaft motor traction lift including single openings on all floors floors; architraves controls and in shaft equipment; 3 stops (Services lift elevator car) | 1701086 | 8403439 | 5.2 | Services equipment | car components | Construction | 23 | kg | 25 | 44 | 1 | FALSE | 1 | FALSE |  | 1.05 | 23 | 69 | 5008 | General sheet, aluminium |  | 50 | D4 | 0 | 0 | 0 | 0 | 0 | 0 | 0 | 0 | 0
| Civic Offices | Lift 2; in shaft motor traction lift including single openings on all floors floors; architraves controls and in shaft equipment; 3 stops (Services lift elevator car) | 1701086 | 8403440 | 5.2 | Services equipment | other | Construction | 13 | kg | 25 | 44 | 1 | FALSE | 1 | FALSE |  | 1.01 | 13 | 39 | 5357 | Structure, concrete (precast, RC40) |  | 0 | A1A3 | 2.5737 | 9.3931e-08 | 0.0063533 | 0.0015304 | 0.00052018 | 1.2042e-06 | 16.5008 | 1.5359 | 0.0077857
| Civic Offices | Lift 2; in shaft motor traction lift including single openings on all floors floors; architraves controls and in shaft equipment; 3 stops (Services lift elevator car) | 1701086 | 8403440 | 5.2 | Services equipment | other | Construction | 13 | kg | 25 | 44 | 1 | FALSE | 1 | FALSE |  | 1.01 | 13 | 39 | 5357 | Structure, concrete (precast, RC40) |  | 0 | A4 | 0.18092 | 3.2508e-08 | 0.00059241 | 0.00016012 | 0.00010106 | 6.3097e-07 | 2.697 | 0.41181 | 0.00074453
| Civic Offices | Lift 2; in shaft motor traction lift including single openings on all floors floors; architraves controls and in shaft equipment; 3 stops (Services lift elevator car) | 1701086 | 8403440 | 5.2 | Services equipment | other | Construction | 13 | kg | 25 | 44 | 1 | FALSE | 1 | FALSE |  | 1.01 | 13 | 39 | 5357 | Structure, concrete (precast, RC40) |  | 0 | A5 | 3.3745e-05 | 1.1633e-11 | 2.5989e-07 | 6.4172e-08 | 4.4895e-08 | 3.6478e-11 | 0.00098012 | 0.0195 | 0
| Civic Offices | Lift 2; in shaft motor traction lift including single openings on all floors floors; architraves controls and in shaft equipment; 3 stops (Services lift elevator car) | 1701086 | 8403440 | 5.2 | Services equipment | other | Construction | 13 | kg | 25 | 44 | 1 | FALSE | 1 | FALSE |  | 1.01 | 13 | 39 | 5357 | Structure, concrete (precast, RC40) |  | 0 | D2 | 0 | 0 | 0 | 0 | 0 | 0 | 0 | 0 | 0
| Civic Offices | Lift 2; in shaft motor traction lift including single openings on all floors floors; architraves controls and in shaft equipment; 3 stops (Services lift elevator car) | 1701086 | 8403440 | 5.2 | Services equipment | other | Construction | 13 | kg | 25 | 44 | 1 | FALSE | 1 | FALSE |  | 1.01 | 13 | 39 | 5357 | Structure, concrete (precast, RC40) |  | 0 | D3 | 0 | 0 | 0 | 0 | 0 | 0 | 0 | 0 | 0
| Civic Offices | Lift 2; in shaft motor traction lift including single openings on all floors floors; architraves controls and in shaft equipment; 3 stops (Services lift elevator car) | 1701086 | 8403440 | 5.2 | Services equipment | other | Construction | 13 | kg | 25 | 44 | 1 | FALSE | 1 | FALSE |  | 1.01 | 13 | 39 | 5357 | Structure, concrete (precast, RC40) |  | 0 | D4 | 0 | 0 | 0 | 0 | 0 | 0 | 0 | 0 | 0
| Civic Offices | Lift 2; in shaft motor traction lift including single openings on all floors floors; architraves controls and in shaft equipment; 3 stops (Services lift elevator car) | 1701086 | 8403440 | 5.2 | Services equipment | other | Construction | 13 | kg | 25 | 44 | 1 | FALSE | 1 | FALSE |  | 1.01 | 13 | 39 | 5357 | Structure, concrete (precast, RC40) |  | 60 | C2 | 0 | 0 | 0 | 0 | 0 | 0 | 0 | 0 | 0
| Civic Offices | Lift 2; in shaft motor traction lift including single openings on all floors floors; architraves controls and in shaft equipment; 3 stops (Services lift elevator car) | 1701086 | 8403440 | 5.2 | Services equipment | other | Construction | 13 | kg | 25 | 44 | 1 | FALSE | 1 | FALSE |  | 1.01 | 13 | 39 | 5357 | Structure, concrete (precast, RC40) |  | 60 | C4 | 0.0033745 | 1.1633e-09 | 2.5989e-05 | 6.4172e-06 | 4.4895e-06 | 3.6478e-09 | 0.098012 | 1.95 | 0.00031811
| Civic Offices | Lift 2; in shaft motor traction lift including single openings on all floors floors; architraves controls and in shaft equipment; 3 stops (Services lift elevator car) | 1701086 | 8403440 | 5.2 | Services equipment | other | Construction | 13 | kg | 25 | 44 | 1 | FALSE | 1 | FALSE |  | 1.01 | 13 | 39 | 5357 | Structure, concrete (precast, RC40) |  | 60 | D2 | 0 | 0 | 0 | 0 | 0 | 0 | 0 | 0 | 0
| Civic Offices | Lift 2; in shaft motor traction lift including single openings on all floors floors; architraves controls and in shaft equipment; 3 stops (Services lift elevator car) | 1701086 | 8403440 | 5.2 | Services equipment | other | Construction | 13 | kg | 25 | 44 | 1 | FALSE | 1 | FALSE |  | 1.01 | 13 | 39 | 5357 | Structure, concrete (precast, RC40) |  | 60 | D3 | 0 | 0 | 0 | 0 | 0 | 0 | 0 | 0 | 0
| Civic Offices | Lift 2; in shaft motor traction lift including single openings on all floors floors; architraves controls and in shaft equipment; 3 stops (Services lift elevator car) | 1701086 | 8403440 | 5.2 | Services equipment | other | Construction | 13 | kg | 25 | 44 | 1 | FALSE | 1 | FALSE |  | 1.01 | 13 | 39 | 5357 | Structure, concrete (precast, RC40) |  | 60 | D4 | 0 | 0 | 0 | 0 | 0 | 0 | 0 | 0 | 0
| Civic Offices | Lift 2; in shaft motor traction lift including single openings on all floors floors; architraves controls and in shaft equipment; 3 stops (Services lift elevator car) | 1701086 | 8403440 | 5.2 | Services equipment | other | Construction | 13 | kg | 25 | 44 | 1 | FALSE | 1 | FALSE |  | 1.01 | 13 | 39 | 5357 | Structure, concrete (precast, RC40) |  | 25 | B4B5 | 2.758 | 1.2761e-07 | 0.006972 | 0.001697 | 0.00062578 | 1.8389e-06 | 19.2967 | 3.9172 | 0.0085302
| Civic Offices | Lift 2; in shaft motor traction lift including single openings on all floors floors; architraves controls and in shaft equipment; 3 stops (Services lift elevator car) | 1701086 | 8403440 | 5.2 | Services equipment | other | Construction | 13 | kg | 25 | 44 | 1 | FALSE | 1 | FALSE |  | 1.01 | 13 | 39 | 5357 | Structure, concrete (precast, RC40) |  | 25 | D2 | 0 | 0 | 0 | 0 | 0 | 0 | 0 | 0 | 0
| Civic Offices | Lift 2; in shaft motor traction lift including single openings on all floors floors; architraves controls and in shaft equipment; 3 stops (Services lift elevator car) | 1701086 | 8403440 | 5.2 | Services equipment | other | Construction | 13 | kg | 25 | 44 | 1 | FALSE | 1 | FALSE |  | 1.01 | 13 | 39 | 5357 | Structure, concrete (precast, RC40) |  | 25 | D3 | 0 | 0 | 0 | 0 | 0 | 0 | 0 | 0 | 0
| Civic Offices | Lift 2; in shaft motor traction lift including single openings on all floors floors; architraves controls and in shaft equipment; 3 stops (Services lift elevator car) | 1701086 | 8403440 | 5.2 | Services equipment | other | Construction | 13 | kg | 25 | 44 | 1 | FALSE | 1 | FALSE |  | 1.01 | 13 | 39 | 5357 | Structure, concrete (precast, RC40) |  | 25 | D4 | 0 | 0 | 0 | 0 | 0 | 0 | 0 | 0 | 0
| Civic Offices | Lift 2; in shaft motor traction lift including single openings on all floors floors; architraves controls and in shaft equipment; 3 stops (Services lift elevator car) | 1701086 | 8403440 | 5.2 | Services equipment | other | Construction | 13 | kg | 25 | 44 | 1 | FALSE | 1 | FALSE |  | 1.01 | 13 | 39 | 5357 | Structure, concrete (precast, RC40) |  | 50 | B4B5 | 2.758 | 1.2761e-07 | 0.006972 | 0.001697 | 0.00062578 | 1.8389e-06 | 19.2967 | 3.9172 | 0.0085302
| Civic Offices | Lift 2; in shaft motor traction lift including single openings on all floors floors; architraves controls and in shaft equipment; 3 stops (Services lift elevator car) | 1701086 | 8403440 | 5.2 | Services equipment | other | Construction | 13 | kg | 25 | 44 | 1 | FALSE | 1 | FALSE |  | 1.01 | 13 | 39 | 5357 | Structure, concrete (precast, RC40) |  | 50 | D2 | 0 | 0 | 0 | 0 | 0 | 0 | 0 | 0 | 0
| Civic Offices | Lift 2; in shaft motor traction lift including single openings on all floors floors; architraves controls and in shaft equipment; 3 stops (Services lift elevator car) | 1701086 | 8403440 | 5.2 | Services equipment | other | Construction | 13 | kg | 25 | 44 | 1 | FALSE | 1 | FALSE |  | 1.01 | 13 | 39 | 5357 | Structure, concrete (precast, RC40) |  | 50 | D3 | 0 | 0 | 0 | 0 | 0 | 0 | 0 | 0 | 0
| Civic Offices | Lift 2; in shaft motor traction lift including single openings on all floors floors; architraves controls and in shaft equipment; 3 stops (Services lift elevator car) | 1701086 | 8403440 | 5.2 | Services equipment | other | Construction | 13 | kg | 25 | 44 | 1 | FALSE | 1 | FALSE |  | 1.01 | 13 | 39 | 5357 | Structure, concrete (precast, RC40) |  | 50 | D4 | 0 | 0 | 0 | 0 | 0 | 0 | 0 | 0 | 0
| Civic Offices | Lift 2; in shaft motor traction lift including single openings on all floors floors; architraves controls and in shaft equipment; 3 stops (Services lift elevator car) | 1701086 | 8403441 | 5.2 | Services equipment | motors etc | Construction | 80 | kg | 15 | 44 | 1 | FALSE | 1 | FALSE |  | 1.03 | 80 | 320 | 5113 | Cladding sheet (plain), copper |  | 0 | A1A3 | 567.323 | 0.00047147 | 28.8532 | 19.2604 | 1.5949 | 0.13127 | 8608.1311 | 1680.4045 | 18.1344
| Civic Offices | Lift 2; in shaft motor traction lift including single openings on all floors floors; architraves controls and in shaft equipment; 3 stops (Services lift elevator car) | 1701086 | 8403441 | 5.2 | Services equipment | motors etc | Construction | 80 | kg | 15 | 44 | 1 | FALSE | 1 | FALSE |  | 1.03 | 80 | 320 | 5113 | Cladding sheet (plain), copper |  | 0 | A4 | 1.6144 | 2.9007e-07 | 0.0052862 | 0.0014288 | 0.00090182 | 5.6303e-06 | 24.0657 | 3.6747 | 0.0066436
| Civic Offices | Lift 2; in shaft motor traction lift including single openings on all floors floors; architraves controls and in shaft equipment; 3 stops (Services lift elevator car) | 1701086 | 8403441 | 5.2 | Services equipment | motors etc | Construction | 80 | kg | 15 | 44 | 1 | FALSE | 1 | FALSE |  | 1.03 | 80 | 320 | 5113 | Cladding sheet (plain), copper |  | 0 | A5 | 0.0012475 | 3.2667e-10 | 8.7238e-06 | 2.8666e-06 | 1.4476e-06 | 1.7598e-09 | 0.030583 | 0.36 | 0
| Civic Offices | Lift 2; in shaft motor traction lift including single openings on all floors floors; architraves controls and in shaft equipment; 3 stops (Services lift elevator car) | 1701086 | 8403441 | 5.2 | Services equipment | motors etc | Construction | 80 | kg | 15 | 44 | 1 | FALSE | 1 | FALSE |  | 1.03 | 80 | 320 | 5113 | Cladding sheet (plain), copper |  | 0 | D2 | 0 | 0 | 0 | 0 | 0 | 0 | 0 | 0 | 0
| Civic Offices | Lift 2; in shaft motor traction lift including single openings on all floors floors; architraves controls and in shaft equipment; 3 stops (Services lift elevator car) | 1701086 | 8403441 | 5.2 | Services equipment | motors etc | Construction | 80 | kg | 15 | 44 | 1 | FALSE | 1 | FALSE |  | 1.03 | 80 | 320 | 5113 | Cladding sheet (plain), copper |  | 0 | D3 | 0 | 0 | 0 | 0 | 0 | 0 | 0 | 0 | 0
| Civic Offices | Lift 2; in shaft motor traction lift including single openings on all floors floors; architraves controls and in shaft equipment; 3 stops (Services lift elevator car) | 1701086 | 8403441 | 5.2 | Services equipment | motors etc | Construction | 80 | kg | 15 | 44 | 1 | FALSE | 1 | FALSE |  | 1.03 | 80 | 320 | 5113 | Cladding sheet (plain), copper |  | 0 | D4 | 0 | 0 | 0 | 0 | 0 | 0 | 0 | 0 | 0
| Civic Offices | Lift 2; in shaft motor traction lift including single openings on all floors floors; architraves controls and in shaft equipment; 3 stops (Services lift elevator car) | 1701086 | 8403441 | 5.2 | Services equipment | motors etc | Construction | 80 | kg | 15 | 44 | 1 | FALSE | 1 | FALSE |  | 1.03 | 80 | 320 | 5113 | Cladding sheet (plain), copper |  | 60 | C2 | 0 | 0 | 0 | 0 | 0 | 0 | 0 | 0 | 0
| Civic Offices | Lift 2; in shaft motor traction lift including single openings on all floors floors; architraves controls and in shaft equipment; 3 stops (Services lift elevator car) | 1701086 | 8403441 | 5.2 | Services equipment | motors etc | Construction | 80 | kg | 15 | 44 | 1 | FALSE | 1 | FALSE |  | 1.03 | 80 | 320 | 5113 | Cladding sheet (plain), copper |  | 60 | C4 | 0.041584 | 1.0889e-08 | 0.00029079 | 9.5553e-05 | 4.8254e-05 | 5.8661e-08 | 1.0194 | 12 | 0.0020854
| Civic Offices | Lift 2; in shaft motor traction lift including single openings on all floors floors; architraves controls and in shaft equipment; 3 stops (Services lift elevator car) | 1701086 | 8403441 | 5.2 | Services equipment | motors etc | Construction | 80 | kg | 15 | 44 | 1 | FALSE | 1 | FALSE |  | 1.03 | 80 | 320 | 5113 | Cladding sheet (plain), copper |  | 60 | D2 | 0 | 0 | 0 | 0 | 0 | 0 | 0 | 0 | 0
| Civic Offices | Lift 2; in shaft motor traction lift including single openings on all floors floors; architraves controls and in shaft equipment; 3 stops (Services lift elevator car) | 1701086 | 8403441 | 5.2 | Services equipment | motors etc | Construction | 80 | kg | 15 | 44 | 1 | FALSE | 1 | FALSE |  | 1.03 | 80 | 320 | 5113 | Cladding sheet (plain), copper |  | 60 | D3 | 0 | 0 | 0 | 0 | 0 | 0 | 0 | 0 | 0
| Civic Offices | Lift 2; in shaft motor traction lift including single openings on all floors floors; architraves controls and in shaft equipment; 3 stops (Services lift elevator car) | 1701086 | 8403441 | 5.2 | Services equipment | motors etc | Construction | 80 | kg | 15 | 44 | 1 | FALSE | 1 | FALSE |  | 1.03 | 80 | 320 | 5113 | Cladding sheet (plain), copper |  | 60 | D4 | 0 | 0 | 0 | 0 | 0 | 0 | 0 | 0 | 0
| Civic Offices | Lift 2; in shaft motor traction lift including single openings on all floors floors; architraves controls and in shaft equipment; 3 stops (Services lift elevator car) | 1701086 | 8403441 | 5.2 | Services equipment | motors etc | Construction | 80 | kg | 15 | 44 | 1 | FALSE | 1 | FALSE |  | 1.03 | 80 | 320 | 5113 | Cladding sheet (plain), copper |  | 15 | B4B5 | 568.9802 | 0.00047177 | 28.8588 | 19.2619 | 1.5958 | 0.13127 | 8633.2468 | 1696.4391 | 18.1411
| Civic Offices | Lift 2; in shaft motor traction lift including single openings on all floors floors; architraves controls and in shaft equipment; 3 stops (Services lift elevator car) | 1701086 | 8403441 | 5.2 | Services equipment | motors etc | Construction | 80 | kg | 15 | 44 | 1 | FALSE | 1 | FALSE |  | 1.03 | 80 | 320 | 5113 | Cladding sheet (plain), copper |  | 15 | D2 | 0 | 0 | 0 | 0 | 0 | 0 | 0 | 0 | 0
| Civic Offices | Lift 2; in shaft motor traction lift including single openings on all floors floors; architraves controls and in shaft equipment; 3 stops (Services lift elevator car) | 1701086 | 8403441 | 5.2 | Services equipment | motors etc | Construction | 80 | kg | 15 | 44 | 1 | FALSE | 1 | FALSE |  | 1.03 | 80 | 320 | 5113 | Cladding sheet (plain), copper |  | 15 | D3 | 0 | 0 | 0 | 0 | 0 | 0 | 0 | 0 | 0
| Civic Offices | Lift 2; in shaft motor traction lift including single openings on all floors floors; architraves controls and in shaft equipment; 3 stops (Services lift elevator car) | 1701086 | 8403441 | 5.2 | Services equipment | motors etc | Construction | 80 | kg | 15 | 44 | 1 | FALSE | 1 | FALSE |  | 1.03 | 80 | 320 | 5113 | Cladding sheet (plain), copper |  | 15 | D4 | 0 | 0 | 0 | 0 | 0 | 0 | 0 | 0 | 0
| Civic Offices | Lift 2; in shaft motor traction lift including single openings on all floors floors; architraves controls and in shaft equipment; 3 stops (Services lift elevator car) | 1701086 | 8403441 | 5.2 | Services equipment | motors etc | Construction | 80 | kg | 15 | 44 | 1 | FALSE | 1 | FALSE |  | 1.03 | 80 | 320 | 5113 | Cladding sheet (plain), copper |  | 30 | B4B5 | 568.9802 | 0.00047177 | 28.8588 | 19.2619 | 1.5958 | 0.13127 | 8633.2468 | 1696.4391 | 18.1411
| Civic Offices | Lift 2; in shaft motor traction lift including single openings on all floors floors; architraves controls and in shaft equipment; 3 stops (Services lift elevator car) | 1701086 | 8403441 | 5.2 | Services equipment | motors etc | Construction | 80 | kg | 15 | 44 | 1 | FALSE | 1 | FALSE |  | 1.03 | 80 | 320 | 5113 | Cladding sheet (plain), copper |  | 30 | D2 | 0 | 0 | 0 | 0 | 0 | 0 | 0 | 0 | 0
| Civic Offices | Lift 2; in shaft motor traction lift including single openings on all floors floors; architraves controls and in shaft equipment; 3 stops (Services lift elevator car) | 1701086 | 8403441 | 5.2 | Services equipment | motors etc | Construction | 80 | kg | 15 | 44 | 1 | FALSE | 1 | FALSE |  | 1.03 | 80 | 320 | 5113 | Cladding sheet (plain), copper |  | 30 | D3 | 0 | 0 | 0 | 0 | 0 | 0 | 0 | 0 | 0
| Civic Offices | Lift 2; in shaft motor traction lift including single openings on all floors floors; architraves controls and in shaft equipment; 3 stops (Services lift elevator car) | 1701086 | 8403441 | 5.2 | Services equipment | motors etc | Construction | 80 | kg | 15 | 44 | 1 | FALSE | 1 | FALSE |  | 1.03 | 80 | 320 | 5113 | Cladding sheet (plain), copper |  | 30 | D4 | 0 | 0 | 0 | 0 | 0 | 0 | 0 | 0 | 0
| Civic Offices | Lift 2; in shaft motor traction lift including single openings on all floors floors; architraves controls and in shaft equipment; 3 stops (Services lift elevator car) | 1701086 | 8403441 | 5.2 | Services equipment | motors etc | Construction | 80 | kg | 15 | 44 | 1 | FALSE | 1 | FALSE |  | 1.03 | 80 | 320 | 5113 | Cladding sheet (plain), copper |  | 45 | B4B5 | 568.9802 | 0.00047177 | 28.8588 | 19.2619 | 1.5958 | 0.13127 | 8633.2468 | 1696.4391 | 18.1411
| Civic Offices | Lift 2; in shaft motor traction lift including single openings on all floors floors; architraves controls and in shaft equipment; 3 stops (Services lift elevator car) | 1701086 | 8403441 | 5.2 | Services equipment | motors etc | Construction | 80 | kg | 15 | 44 | 1 | FALSE | 1 | FALSE |  | 1.03 | 80 | 320 | 5113 | Cladding sheet (plain), copper |  | 45 | D2 | 0 | 0 | 0 | 0 | 0 | 0 | 0 | 0 | 0
| Civic Offices | Lift 2; in shaft motor traction lift including single openings on all floors floors; architraves controls and in shaft equipment; 3 stops (Services lift elevator car) | 1701086 | 8403441 | 5.2 | Services equipment | motors etc | Construction | 80 | kg | 15 | 44 | 1 | FALSE | 1 | FALSE |  | 1.03 | 80 | 320 | 5113 | Cladding sheet (plain), copper |  | 45 | D3 | 0 | 0 | 0 | 0 | 0 | 0 | 0 | 0 | 0
| Civic Offices | Lift 2; in shaft motor traction lift including single openings on all floors floors; architraves controls and in shaft equipment; 3 stops (Services lift elevator car) | 1701086 | 8403441 | 5.2 | Services equipment | motors etc | Construction | 80 | kg | 15 | 44 | 1 | FALSE | 1 | FALSE |  | 1.03 | 80 | 320 | 5113 | Cladding sheet (plain), copper |  | 45 | D4 | 0 | 0 | 0 | 0 | 0 | 0 | 0 | 0 | 0
| Civic Offices | Lift 2; in shaft motor traction lift including single openings on all floors floors; architraves controls and in shaft equipment; 3 stops (Services lift elevator car) | 1701086 | 8403442 | 5.2 | Services equipment | glass | Construction | 6 | kg | 25 | 44 | 1 | FALSE | 1 | FALSE |  | 1.05 | 6 | 18 | 5490 | General glazing, glass (toughened) |  | 0 | A1A3 | 7.0769 | 6.5251e-07 | 0.067197 | 0.0084732 | 0.0040698 | 4.4934e-05 | 86.6634 | 48.9669 | 0.034499
| Civic Offices | Lift 2; in shaft motor traction lift including single openings on all floors floors; architraves controls and in shaft equipment; 3 stops (Services lift elevator car) | 1701086 | 8403442 | 5.2 | Services equipment | glass | Construction | 6 | kg | 25 | 44 | 1 | FALSE | 1 | FALSE |  | 1.05 | 6 | 18 | 5490 | General glazing, glass (toughened) |  | 0 | A4 | 0.15169 | 2.7921e-08 | 0.00050723 | 0.00013383 | 8.8485e-05 | 3.9948e-07 | 2.2908 | 0.28304 | 0.00062846
| Civic Offices | Lift 2; in shaft motor traction lift including single openings on all floors floors; architraves controls and in shaft equipment; 3 stops (Services lift elevator car) | 1701086 | 8403442 | 5.2 | Services equipment | glass | Construction | 6 | kg | 25 | 44 | 1 | FALSE | 1 | FALSE |  | 1.05 | 6 | 18 | 5490 | General glazing, glass (toughened) |  | 0 | A5 | 0.00046724 | 1.6107e-10 | 3.5985e-06 | 8.8854e-07 | 6.2163e-07 | 5.0508e-10 | 0.013571 | 0.045 | 0
| Civic Offices | Lift 2; in shaft motor traction lift including single openings on all floors floors; architraves controls and in shaft equipment; 3 stops (Services lift elevator car) | 1701086 | 8403442 | 5.2 | Services equipment | glass | Construction | 6 | kg | 25 | 44 | 1 | FALSE | 1 | FALSE |  | 1.05 | 6 | 18 | 5490 | General glazing, glass (toughened) |  | 0 | D2 | 0 | 0 | 0 | 0 | 0 | 0 | 0 | 0 | 0
| Civic Offices | Lift 2; in shaft motor traction lift including single openings on all floors floors; architraves controls and in shaft equipment; 3 stops (Services lift elevator car) | 1701086 | 8403442 | 5.2 | Services equipment | glass | Construction | 6 | kg | 25 | 44 | 1 | FALSE | 1 | FALSE |  | 1.05 | 6 | 18 | 5490 | General glazing, glass (toughened) |  | 0 | D3 | 0 | 0 | 0 | 0 | 0 | 0 | 0 | 0 | 0
| Civic Offices | Lift 2; in shaft motor traction lift including single openings on all floors floors; architraves controls and in shaft equipment; 3 stops (Services lift elevator car) | 1701086 | 8403442 | 5.2 | Services equipment | glass | Construction | 6 | kg | 25 | 44 | 1 | FALSE | 1 | FALSE |  | 1.05 | 6 | 18 | 5490 | General glazing, glass (toughened) |  | 0 | D4 | 0 | 0 | 0 | 0 | 0 | 0 | 0 | 0 | 0
| Civic Offices | Lift 2; in shaft motor traction lift including single openings on all floors floors; architraves controls and in shaft equipment; 3 stops (Services lift elevator car) | 1701086 | 8403442 | 5.2 | Services equipment | glass | Construction | 6 | kg | 25 | 44 | 1 | FALSE | 1 | FALSE |  | 1.05 | 6 | 18 | 5490 | General glazing, glass (toughened) |  | 60 | C2 | 0 | 0 | 0 | 0 | 0 | 0 | 0 | 0 | 0
| Civic Offices | Lift 2; in shaft motor traction lift including single openings on all floors floors; architraves controls and in shaft equipment; 3 stops (Services lift elevator car) | 1701086 | 8403442 | 5.2 | Services equipment | glass | Construction | 6 | kg | 25 | 44 | 1 | FALSE | 1 | FALSE |  | 1.05 | 6 | 18 | 5490 | General glazing, glass (toughened) |  | 60 | C4 | 0.0093447 | 3.2214e-09 | 7.197e-05 | 1.7771e-05 | 1.2433e-05 | 1.0102e-08 | 0.27142 | 0.9 | 0.00088092
| Civic Offices | Lift 2; in shaft motor traction lift including single openings on all floors floors; architraves controls and in shaft equipment; 3 stops (Services lift elevator car) | 1701086 | 8403442 | 5.2 | Services equipment | glass | Construction | 6 | kg | 25 | 44 | 1 | FALSE | 1 | FALSE |  | 1.05 | 6 | 18 | 5490 | General glazing, glass (toughened) |  | 60 | D2 | 0 | 0 | 0 | 0 | 0 | 0 | 0 | 0 | 0
| Civic Offices | Lift 2; in shaft motor traction lift including single openings on all floors floors; architraves controls and in shaft equipment; 3 stops (Services lift elevator car) | 1701086 | 8403442 | 5.2 | Services equipment | glass | Construction | 6 | kg | 25 | 44 | 1 | FALSE | 1 | FALSE |  | 1.05 | 6 | 18 | 5490 | General glazing, glass (toughened) |  | 60 | D3 | 0 | 0 | 0 | 0 | 0 | 0 | 0 | 0 | 0
| Civic Offices | Lift 2; in shaft motor traction lift including single openings on all floors floors; architraves controls and in shaft equipment; 3 stops (Services lift elevator car) | 1701086 | 8403442 | 5.2 | Services equipment | glass | Construction | 6 | kg | 25 | 44 | 1 | FALSE | 1 | FALSE |  | 1.05 | 6 | 18 | 5490 | General glazing, glass (toughened) |  | 60 | D4 | 0 | 0 | 0 | 0 | 0 | 0 | 0 | 0 | 0
| Civic Offices | Lift 2; in shaft motor traction lift including single openings on all floors floors; architraves controls and in shaft equipment; 3 stops (Services lift elevator car) | 1701086 | 8403442 | 5.2 | Services equipment | glass | Construction | 6 | kg | 25 | 44 | 1 | FALSE | 1 | FALSE |  | 1.05 | 6 | 18 | 5490 | General glazing, glass (toughened) |  | 25 | B4B5 | 7.2384 | 6.8381e-07 | 0.06778 | 0.0086257 | 0.0041714 | 4.5344e-05 | 89.2392 | 50.195 | 0.035127
| Civic Offices | Lift 2; in shaft motor traction lift including single openings on all floors floors; architraves controls and in shaft equipment; 3 stops (Services lift elevator car) | 1701086 | 8403442 | 5.2 | Services equipment | glass | Construction | 6 | kg | 25 | 44 | 1 | FALSE | 1 | FALSE |  | 1.05 | 6 | 18 | 5490 | General glazing, glass (toughened) |  | 25 | D2 | 0 | 0 | 0 | 0 | 0 | 0 | 0 | 0 | 0
| Civic Offices | Lift 2; in shaft motor traction lift including single openings on all floors floors; architraves controls and in shaft equipment; 3 stops (Services lift elevator car) | 1701086 | 8403442 | 5.2 | Services equipment | glass | Construction | 6 | kg | 25 | 44 | 1 | FALSE | 1 | FALSE |  | 1.05 | 6 | 18 | 5490 | General glazing, glass (toughened) |  | 25 | D3 | 0 | 0 | 0 | 0 | 0 | 0 | 0 | 0 | 0
| Civic Offices | Lift 2; in shaft motor traction lift including single openings on all floors floors; architraves controls and in shaft equipment; 3 stops (Services lift elevator car) | 1701086 | 8403442 | 5.2 | Services equipment | glass | Construction | 6 | kg | 25 | 44 | 1 | FALSE | 1 | FALSE |  | 1.05 | 6 | 18 | 5490 | General glazing, glass (toughened) |  | 25 | D4 | 0 | 0 | 0 | 0 | 0 | 0 | 0 | 0 | 0
| Civic Offices | Lift 2; in shaft motor traction lift including single openings on all floors floors; architraves controls and in shaft equipment; 3 stops (Services lift elevator car) | 1701086 | 8403442 | 5.2 | Services equipment | glass | Construction | 6 | kg | 25 | 44 | 1 | FALSE | 1 | FALSE |  | 1.05 | 6 | 18 | 5490 | General glazing, glass (toughened) |  | 50 | B4B5 | 7.2384 | 6.8381e-07 | 0.06778 | 0.0086257 | 0.0041714 | 4.5344e-05 | 89.2392 | 50.195 | 0.035127
| Civic Offices | Lift 2; in shaft motor traction lift including single openings on all floors floors; architraves controls and in shaft equipment; 3 stops (Services lift elevator car) | 1701086 | 8403442 | 5.2 | Services equipment | glass | Construction | 6 | kg | 25 | 44 | 1 | FALSE | 1 | FALSE |  | 1.05 | 6 | 18 | 5490 | General glazing, glass (toughened) |  | 50 | D2 | 0 | 0 | 0 | 0 | 0 | 0 | 0 | 0 | 0
| Civic Offices | Lift 2; in shaft motor traction lift including single openings on all floors floors; architraves controls and in shaft equipment; 3 stops (Services lift elevator car) | 1701086 | 8403442 | 5.2 | Services equipment | glass | Construction | 6 | kg | 25 | 44 | 1 | FALSE | 1 | FALSE |  | 1.05 | 6 | 18 | 5490 | General glazing, glass (toughened) |  | 50 | D3 | 0 | 0 | 0 | 0 | 0 | 0 | 0 | 0 | 0
| Civic Offices | Lift 2; in shaft motor traction lift including single openings on all floors floors; architraves controls and in shaft equipment; 3 stops (Services lift elevator car) | 1701086 | 8403442 | 5.2 | Services equipment | glass | Construction | 6 | kg | 25 | 44 | 1 | FALSE | 1 | FALSE |  | 1.05 | 6 | 18 | 5490 | General glazing, glass (toughened) |  | 50 | D4 | 0 | 0 | 0 | 0 | 0 | 0 | 0 | 0 | 0
| Civic Offices | Lift 2; in shaft motor traction lift including single openings on all floors floors; architraves controls and in shaft equipment; 3 stops (Services lift elevator car) | 1701086 | 8403443 | 5.2 | Services equipment | component | Construction | 3 | kg | 25 | 44 | 1 | FALSE | 1 | FALSE |  | 1.05 | 3 | 9 | 5109 | Cladding sheet (outer sheet of composite panel), copper |  | 0 | A1A3 | 21.6877 | 1.8024e-05 | 1.103 | 0.73629 | 0.06097 | 0.0050181 | 329.073 | 64.2388 | 0.69325
| Civic Offices | Lift 2; in shaft motor traction lift including single openings on all floors floors; architraves controls and in shaft equipment; 3 stops (Services lift elevator car) | 1701086 | 8403443 | 5.2 | Services equipment | component | Construction | 3 | kg | 25 | 44 | 1 | FALSE | 1 | FALSE |  | 1.05 | 3 | 9 | 5109 | Cladding sheet (outer sheet of composite panel), copper |  | 0 | A4 | 0.061717 | 1.1089e-08 | 0.00020208 | 5.4619e-05 | 3.4475e-05 | 2.1524e-07 | 0.91999 | 0.14048 | 0.00025397
| Civic Offices | Lift 2; in shaft motor traction lift including single openings on all floors floors; architraves controls and in shaft equipment; 3 stops (Services lift elevator car) | 1701086 | 8403443 | 5.2 | Services equipment | component | Construction | 3 | kg | 25 | 44 | 1 | FALSE | 1 | FALSE |  | 1.05 | 3 | 9 | 5109 | Cladding sheet (outer sheet of composite panel), copper |  | 0 | A5 | 7.797e-05 | 2.0417e-11 | 5.4524e-07 | 1.7916e-07 | 9.0476e-08 | 1.0999e-10 | 0.0019115 | 0.0225 | 0
| Civic Offices | Lift 2; in shaft motor traction lift including single openings on all floors floors; architraves controls and in shaft equipment; 3 stops (Services lift elevator car) | 1701086 | 8403443 | 5.2 | Services equipment | component | Construction | 3 | kg | 25 | 44 | 1 | FALSE | 1 | FALSE |  | 1.05 | 3 | 9 | 5109 | Cladding sheet (outer sheet of composite panel), copper |  | 0 | D2 | 0 | 0 | 0 | 0 | 0 | 0 | 0 | 0 | 0
| Civic Offices | Lift 2; in shaft motor traction lift including single openings on all floors floors; architraves controls and in shaft equipment; 3 stops (Services lift elevator car) | 1701086 | 8403443 | 5.2 | Services equipment | component | Construction | 3 | kg | 25 | 44 | 1 | FALSE | 1 | FALSE |  | 1.05 | 3 | 9 | 5109 | Cladding sheet (outer sheet of composite panel), copper |  | 0 | D3 | 0 | 0 | 0 | 0 | 0 | 0 | 0 | 0 | 0
| Civic Offices | Lift 2; in shaft motor traction lift including single openings on all floors floors; architraves controls and in shaft equipment; 3 stops (Services lift elevator car) | 1701086 | 8403443 | 5.2 | Services equipment | component | Construction | 3 | kg | 25 | 44 | 1 | FALSE | 1 | FALSE |  | 1.05 | 3 | 9 | 5109 | Cladding sheet (outer sheet of composite panel), copper |  | 0 | D4 | 0 | 0 | 0 | 0 | 0 | 0 | 0 | 0 | 0
| Civic Offices | Lift 2; in shaft motor traction lift including single openings on all floors floors; architraves controls and in shaft equipment; 3 stops (Services lift elevator car) | 1701086 | 8403443 | 5.2 | Services equipment | component | Construction | 3 | kg | 25 | 44 | 1 | FALSE | 1 | FALSE |  | 1.05 | 3 | 9 | 5109 | Cladding sheet (outer sheet of composite panel), copper |  | 60 | C2 | 0 | 0 | 0 | 0 | 0 | 0 | 0 | 0 | 0
| Civic Offices | Lift 2; in shaft motor traction lift including single openings on all floors floors; architraves controls and in shaft equipment; 3 stops (Services lift elevator car) | 1701086 | 8403443 | 5.2 | Services equipment | component | Construction | 3 | kg | 25 | 44 | 1 | FALSE | 1 | FALSE |  | 1.05 | 3 | 9 | 5109 | Cladding sheet (outer sheet of composite panel), copper |  | 60 | C4 | 0.0015594 | 4.0834e-10 | 1.0905e-05 | 3.5833e-06 | 1.8095e-06 | 2.1998e-09 | 0.038229 | 0.45 | 7.8204e-05
| Civic Offices | Lift 2; in shaft motor traction lift including single openings on all floors floors; architraves controls and in shaft equipment; 3 stops (Services lift elevator car) | 1701086 | 8403443 | 5.2 | Services equipment | component | Construction | 3 | kg | 25 | 44 | 1 | FALSE | 1 | FALSE |  | 1.05 | 3 | 9 | 5109 | Cladding sheet (outer sheet of composite panel), copper |  | 60 | D2 | 0 | 0 | 0 | 0 | 0 | 0 | 0 | 0 | 0
| Civic Offices | Lift 2; in shaft motor traction lift including single openings on all floors floors; architraves controls and in shaft equipment; 3 stops (Services lift elevator car) | 1701086 | 8403443 | 5.2 | Services equipment | component | Construction | 3 | kg | 25 | 44 | 1 | FALSE | 1 | FALSE |  | 1.05 | 3 | 9 | 5109 | Cladding sheet (outer sheet of composite panel), copper |  | 60 | D3 | 0 | 0 | 0 | 0 | 0 | 0 | 0 | 0 | 0
| Civic Offices | Lift 2; in shaft motor traction lift including single openings on all floors floors; architraves controls and in shaft equipment; 3 stops (Services lift elevator car) | 1701086 | 8403443 | 5.2 | Services equipment | component | Construction | 3 | kg | 25 | 44 | 1 | FALSE | 1 | FALSE |  | 1.05 | 3 | 9 | 5109 | Cladding sheet (outer sheet of composite panel), copper |  | 60 | D4 | 0 | 0 | 0 | 0 | 0 | 0 | 0 | 0 | 0
| Civic Offices | Lift 2; in shaft motor traction lift including single openings on all floors floors; architraves controls and in shaft equipment; 3 stops (Services lift elevator car) | 1701086 | 8403443 | 5.2 | Services equipment | component | Construction | 3 | kg | 25 | 44 | 1 | FALSE | 1 | FALSE |  | 1.05 | 3 | 9 | 5109 | Cladding sheet (outer sheet of composite panel), copper |  | 25 | B4B5 | 21.7511 | 1.8035e-05 | 1.1032 | 0.73635 | 0.061006 | 0.0050184 | 330.0331 | 64.8517 | 0.6935
| Civic Offices | Lift 2; in shaft motor traction lift including single openings on all floors floors; architraves controls and in shaft equipment; 3 stops (Services lift elevator car) | 1701086 | 8403443 | 5.2 | Services equipment | component | Construction | 3 | kg | 25 | 44 | 1 | FALSE | 1 | FALSE |  | 1.05 | 3 | 9 | 5109 | Cladding sheet (outer sheet of composite panel), copper |  | 25 | D2 | 0 | 0 | 0 | 0 | 0 | 0 | 0 | 0 | 0
| Civic Offices | Lift 2; in shaft motor traction lift including single openings on all floors floors; architraves controls and in shaft equipment; 3 stops (Services lift elevator car) | 1701086 | 8403443 | 5.2 | Services equipment | component | Construction | 3 | kg | 25 | 44 | 1 | FALSE | 1 | FALSE |  | 1.05 | 3 | 9 | 5109 | Cladding sheet (outer sheet of composite panel), copper |  | 25 | D3 | 0 | 0 | 0 | 0 | 0 | 0 | 0 | 0 | 0
| Civic Offices | Lift 2; in shaft motor traction lift including single openings on all floors floors; architraves controls and in shaft equipment; 3 stops (Services lift elevator car) | 1701086 | 8403443 | 5.2 | Services equipment | component | Construction | 3 | kg | 25 | 44 | 1 | FALSE | 1 | FALSE |  | 1.05 | 3 | 9 | 5109 | Cladding sheet (outer sheet of composite panel), copper |  | 25 | D4 | 0 | 0 | 0 | 0 | 0 | 0 | 0 | 0 | 0
| Civic Offices | Lift 2; in shaft motor traction lift including single openings on all floors floors; architraves controls and in shaft equipment; 3 stops (Services lift elevator car) | 1701086 | 8403443 | 5.2 | Services equipment | component | Construction | 3 | kg | 25 | 44 | 1 | FALSE | 1 | FALSE |  | 1.05 | 3 | 9 | 5109 | Cladding sheet (outer sheet of composite panel), copper |  | 50 | B4B5 | 21.7511 | 1.8035e-05 | 1.1032 | 0.73635 | 0.061006 | 0.0050184 | 330.0331 | 64.8517 | 0.6935
| Civic Offices | Lift 2; in shaft motor traction lift including single openings on all floors floors; architraves controls and in shaft equipment; 3 stops (Services lift elevator car) | 1701086 | 8403443 | 5.2 | Services equipment | component | Construction | 3 | kg | 25 | 44 | 1 | FALSE | 1 | FALSE |  | 1.05 | 3 | 9 | 5109 | Cladding sheet (outer sheet of composite panel), copper |  | 50 | D2 | 0 | 0 | 0 | 0 | 0 | 0 | 0 | 0 | 0
| Civic Offices | Lift 2; in shaft motor traction lift including single openings on all floors floors; architraves controls and in shaft equipment; 3 stops (Services lift elevator car) | 1701086 | 8403443 | 5.2 | Services equipment | component | Construction | 3 | kg | 25 | 44 | 1 | FALSE | 1 | FALSE |  | 1.05 | 3 | 9 | 5109 | Cladding sheet (outer sheet of composite panel), copper |  | 50 | D3 | 0 | 0 | 0 | 0 | 0 | 0 | 0 | 0 | 0
| Civic Offices | Lift 2; in shaft motor traction lift including single openings on all floors floors; architraves controls and in shaft equipment; 3 stops (Services lift elevator car) | 1701086 | 8403443 | 5.2 | Services equipment | component | Construction | 3 | kg | 25 | 44 | 1 | FALSE | 1 | FALSE |  | 1.05 | 3 | 9 | 5109 | Cladding sheet (outer sheet of composite panel), copper |  | 50 | D4 | 0 | 0 | 0 | 0 | 0 | 0 | 0 | 0 | 0
| Civic Offices | Lift 2; in shaft motor traction lift including single openings on all floors floors; architraves controls and in shaft equipment; 3 stops (Services lift elevator car) | 1701086 | 8403444 | 5.2 | Services equipment | Cast iron (proxy) | Construction | 23 | kg | 25 | 44 | 1 | FALSE | 1 | FALSE |  | 1.05 | 23 | 69 | 5466 | Reinforcement for RC, steel |  | 0 | A1A3 | 49.9244 | 2.8442e-06 | 0.22539 | 0.111 | 0.062349 | 0.00026627 | 630.4273 | 18.0159 | 0.44643
| Civic Offices | Lift 2; in shaft motor traction lift including single openings on all floors floors; architraves controls and in shaft equipment; 3 stops (Services lift elevator car) | 1701086 | 8403444 | 5.2 | Services equipment | Cast iron (proxy) | Construction | 23 | kg | 25 | 44 | 1 | FALSE | 1 | FALSE |  | 1.05 | 23 | 69 | 5466 | Reinforcement for RC, steel |  | 0 | A4 | 1.0024 | 1.387e-07 | 0.0047659 | 0.00088498 | 0.00062917 | 2.2323e-06 | 14.6661 | 4.2592 | 0.0040737
| Civic Offices | Lift 2; in shaft motor traction lift including single openings on all floors floors; architraves controls and in shaft equipment; 3 stops (Services lift elevator car) | 1701086 | 8403444 | 5.2 | Services equipment | Cast iron (proxy) | Construction | 23 | kg | 25 | 44 | 1 | FALSE | 1 | FALSE |  | 1.05 | 23 | 69 | 5466 | Reinforcement for RC, steel |  | 0 | A5 | 0.00059777 | 1.5653e-10 | 4.1801e-06 | 1.3736e-06 | 6.9365e-07 | 8.4325e-10 | 0.014655 | 0.1725 | 0
| Civic Offices | Lift 2; in shaft motor traction lift including single openings on all floors floors; architraves controls and in shaft equipment; 3 stops (Services lift elevator car) | 1701086 | 8403444 | 5.2 | Services equipment | Cast iron (proxy) | Construction | 23 | kg | 25 | 44 | 1 | FALSE | 1 | FALSE |  | 1.05 | 23 | 69 | 5466 | Reinforcement for RC, steel |  | 0 | D2 | 0 | 0 | 0 | 0 | 0 | 0 | 0 | 0 | 0
| Civic Offices | Lift 2; in shaft motor traction lift including single openings on all floors floors; architraves controls and in shaft equipment; 3 stops (Services lift elevator car) | 1701086 | 8403444 | 5.2 | Services equipment | Cast iron (proxy) | Construction | 23 | kg | 25 | 44 | 1 | FALSE | 1 | FALSE |  | 1.05 | 23 | 69 | 5466 | Reinforcement for RC, steel |  | 0 | D3 | 0 | 0 | 0 | 0 | 0 | 0 | 0 | 0 | 0
| Civic Offices | Lift 2; in shaft motor traction lift including single openings on all floors floors; architraves controls and in shaft equipment; 3 stops (Services lift elevator car) | 1701086 | 8403444 | 5.2 | Services equipment | Cast iron (proxy) | Construction | 23 | kg | 25 | 44 | 1 | FALSE | 1 | FALSE |  | 1.05 | 23 | 69 | 5466 | Reinforcement for RC, steel |  | 0 | D4 | 0 | 0 | 0 | 0 | 0 | 0 | 0 | 0 | 0
| Civic Offices | Lift 2; in shaft motor traction lift including single openings on all floors floors; architraves controls and in shaft equipment; 3 stops (Services lift elevator car) | 1701086 | 8403444 | 5.2 | Services equipment | Cast iron (proxy) | Construction | 23 | kg | 25 | 44 | 1 | FALSE | 1 | FALSE |  | 1.05 | 23 | 69 | 5466 | Reinforcement for RC, steel |  | 60 | C2 | 0 | 0 | 0 | 0 | 0 | 0 | 0 | 0 | 0
| Civic Offices | Lift 2; in shaft motor traction lift including single openings on all floors floors; architraves controls and in shaft equipment; 3 stops (Services lift elevator car) | 1701086 | 8403444 | 5.2 | Services equipment | Cast iron (proxy) | Construction | 23 | kg | 25 | 44 | 1 | FALSE | 1 | FALSE |  | 1.05 | 23 | 69 | 5466 | Reinforcement for RC, steel |  | 60 | C4 | 0.011955 | 3.1306e-09 | 8.3603e-05 | 2.7472e-05 | 1.3873e-05 | 1.6865e-08 | 0.29309 | 3.45 | 0.00059957
| Civic Offices | Lift 2; in shaft motor traction lift including single openings on all floors floors; architraves controls and in shaft equipment; 3 stops (Services lift elevator car) | 1701086 | 8403444 | 5.2 | Services equipment | Cast iron (proxy) | Construction | 23 | kg | 25 | 44 | 1 | FALSE | 1 | FALSE |  | 1.05 | 23 | 69 | 5466 | Reinforcement for RC, steel |  | 60 | D2 | 0 | 0 | 0 | 0 | 0 | 0 | 0 | 0 | 0
| Civic Offices | Lift 2; in shaft motor traction lift including single openings on all floors floors; architraves controls and in shaft equipment; 3 stops (Services lift elevator car) | 1701086 | 8403444 | 5.2 | Services equipment | Cast iron (proxy) | Construction | 23 | kg | 25 | 44 | 1 | FALSE | 1 | FALSE |  | 1.05 | 23 | 69 | 5466 | Reinforcement for RC, steel |  | 60 | D3 | 0 | 0 | 0 | 0 | 0 | 0 | 0 | 0 | 0
| Civic Offices | Lift 2; in shaft motor traction lift including single openings on all floors floors; architraves controls and in shaft equipment; 3 stops (Services lift elevator car) | 1701086 | 8403444 | 5.2 | Services equipment | Cast iron (proxy) | Construction | 23 | kg | 25 | 44 | 1 | FALSE | 1 | FALSE |  | 1.05 | 23 | 69 | 5466 | Reinforcement for RC, steel |  | 60 | D4 | 0 | 0 | 0 | 0 | 0 | 0 | 0 | 0 | 0
| Civic Offices | Lift 2; in shaft motor traction lift including single openings on all floors floors; architraves controls and in shaft equipment; 3 stops (Services lift elevator car) | 1701086 | 8403444 | 5.2 | Services equipment | Cast iron (proxy) | Construction | 23 | kg | 25 | 44 | 1 | FALSE | 1 | FALSE |  | 1.05 | 23 | 69 | 5466 | Reinforcement for RC, steel |  | 25 | B4B5 | 50.9393 | 2.9862e-06 | 0.23025 | 0.11192 | 0.062993 | 0.00026852 | 645.4011 | 25.8976 | 0.45051
| Civic Offices | Lift 2; in shaft motor traction lift including single openings on all floors floors; architraves controls and in shaft equipment; 3 stops (Services lift elevator car) | 1701086 | 8403444 | 5.2 | Services equipment | Cast iron (proxy) | Construction | 23 | kg | 25 | 44 | 1 | FALSE | 1 | FALSE |  | 1.05 | 23 | 69 | 5466 | Reinforcement for RC, steel |  | 25 | D2 | 0 | 0 | 0 | 0 | 0 | 0 | 0 | 0 | 0
| Civic Offices | Lift 2; in shaft motor traction lift including single openings on all floors floors; architraves controls and in shaft equipment; 3 stops (Services lift elevator car) | 1701086 | 8403444 | 5.2 | Services equipment | Cast iron (proxy) | Construction | 23 | kg | 25 | 44 | 1 | FALSE | 1 | FALSE |  | 1.05 | 23 | 69 | 5466 | Reinforcement for RC, steel |  | 25 | D3 | 0 | 0 | 0 | 0 | 0 | 0 | 0 | 0 | 0
| Civic Offices | Lift 2; in shaft motor traction lift including single openings on all floors floors; architraves controls and in shaft equipment; 3 stops (Services lift elevator car) | 1701086 | 8403444 | 5.2 | Services equipment | Cast iron (proxy) | Construction | 23 | kg | 25 | 44 | 1 | FALSE | 1 | FALSE |  | 1.05 | 23 | 69 | 5466 | Reinforcement for RC, steel |  | 25 | D4 | 0 | 0 | 0 | 0 | 0 | 0 | 0 | 0 | 0
| Civic Offices | Lift 2; in shaft motor traction lift including single openings on all floors floors; architraves controls and in shaft equipment; 3 stops (Services lift elevator car) | 1701086 | 8403444 | 5.2 | Services equipment | Cast iron (proxy) | Construction | 23 | kg | 25 | 44 | 1 | FALSE | 1 | FALSE |  | 1.05 | 23 | 69 | 5466 | Reinforcement for RC, steel |  | 50 | B4B5 | 50.9393 | 2.9862e-06 | 0.23025 | 0.11192 | 0.062993 | 0.00026852 | 645.4011 | 25.8976 | 0.45051
| Civic Offices | Lift 2; in shaft motor traction lift including single openings on all floors floors; architraves controls and in shaft equipment; 3 stops (Services lift elevator car) | 1701086 | 8403444 | 5.2 | Services equipment | Cast iron (proxy) | Construction | 23 | kg | 25 | 44 | 1 | FALSE | 1 | FALSE |  | 1.05 | 23 | 69 | 5466 | Reinforcement for RC, steel |  | 50 | D2 | 0 | 0 | 0 | 0 | 0 | 0 | 0 | 0 | 0
| Civic Offices | Lift 2; in shaft motor traction lift including single openings on all floors floors; architraves controls and in shaft equipment; 3 stops (Services lift elevator car) | 1701086 | 8403444 | 5.2 | Services equipment | Cast iron (proxy) | Construction | 23 | kg | 25 | 44 | 1 | FALSE | 1 | FALSE |  | 1.05 | 23 | 69 | 5466 | Reinforcement for RC, steel |  | 50 | D3 | 0 | 0 | 0 | 0 | 0 | 0 | 0 | 0 | 0
| Civic Offices | Lift 2; in shaft motor traction lift including single openings on all floors floors; architraves controls and in shaft equipment; 3 stops (Services lift elevator car) | 1701086 | 8403444 | 5.2 | Services equipment | Cast iron (proxy) | Construction | 23 | kg | 25 | 44 | 1 | FALSE | 1 | FALSE |  | 1.05 | 23 | 69 | 5466 | Reinforcement for RC, steel |  | 50 | D4 | 0 | 0 | 0 | 0 | 0 | 0 | 0 | 0 | 0
| Civic Offices | Lift 2; in shaft motor traction lift including single openings on all floors floors; architraves controls and in shaft equipment; 3 stops (Services lift elevator car) | 1701086 | 8403445 | 5.2 | Services equipment | Plastic casings etc | Construction | 20 | kg | 25 | 44 | 1 | FALSE | 1 | FALSE |  | 1.07 | 20 | 60 | 5348 | Vapour control layer, polythene |  | 0 | A1A3 | 56.6534 | 1.0803e-06 | 0.24216 | 0.030673 | 0.065512 | 0.00013427 | 1698.8747 | 2.698 | 0.30055
| Civic Offices | Lift 2; in shaft motor traction lift including single openings on all floors floors; architraves controls and in shaft equipment; 3 stops (Services lift elevator car) | 1701086 | 8403445 | 5.2 | Services equipment | Plastic casings etc | Construction | 20 | kg | 25 | 44 | 1 | FALSE | 1 | FALSE |  | 1.07 | 20 | 60 | 5348 | Vapour control layer, polythene |  | 0 | A4 | 0.40546 | 7.2851e-08 | 0.0013276 | 0.00035883 | 0.00022649 | 1.414e-06 | 6.044 | 0.92288 | 0.0016685
| Civic Offices | Lift 2; in shaft motor traction lift including single openings on all floors floors; architraves controls and in shaft equipment; 3 stops (Services lift elevator car) | 1701086 | 8403445 | 5.2 | Services equipment | Plastic casings etc | Construction | 20 | kg | 25 | 44 | 1 | FALSE | 1 | FALSE |  | 1.07 | 20 | 60 | 5348 | Vapour control layer, polythene |  | 0 | A5 | 0.036898 | 1.1736e-09 | 3.3975e-05 | 0.0030956 | 1.1273e-05 | 6.5571e-09 | 0.1074 | 0.224 | 0
| Civic Offices | Lift 2; in shaft motor traction lift including single openings on all floors floors; architraves controls and in shaft equipment; 3 stops (Services lift elevator car) | 1701086 | 8403445 | 5.2 | Services equipment | Plastic casings etc | Construction | 20 | kg | 25 | 44 | 1 | FALSE | 1 | FALSE |  | 1.07 | 20 | 60 | 5348 | Vapour control layer, polythene |  | 0 | D2 | 0 | 0 | 0 | 0 | 0 | 0 | 0 | 0 | 0
| Civic Offices | Lift 2; in shaft motor traction lift including single openings on all floors floors; architraves controls and in shaft equipment; 3 stops (Services lift elevator car) | 1701086 | 8403445 | 5.2 | Services equipment | Plastic casings etc | Construction | 20 | kg | 25 | 44 | 1 | FALSE | 1 | FALSE |  | 1.07 | 20 | 60 | 5348 | Vapour control layer, polythene |  | 0 | D3 | 0 | 0 | 0 | 0 | 0 | 0 | 0 | 0 | 0
| Civic Offices | Lift 2; in shaft motor traction lift including single openings on all floors floors; architraves controls and in shaft equipment; 3 stops (Services lift elevator car) | 1701086 | 8403445 | 5.2 | Services equipment | Plastic casings etc | Construction | 20 | kg | 25 | 44 | 1 | FALSE | 1 | FALSE |  | 1.07 | 20 | 60 | 5348 | Vapour control layer, polythene |  | 0 | D4 | 0 | 0 | 0 | 0 | 0 | 0 | 0 | 0 | 0
| Civic Offices | Lift 2; in shaft motor traction lift including single openings on all floors floors; architraves controls and in shaft equipment; 3 stops (Services lift elevator car) | 1701086 | 8403445 | 5.2 | Services equipment | Plastic casings etc | Construction | 20 | kg | 25 | 44 | 1 | FALSE | 1 | FALSE |  | 1.07 | 20 | 60 | 5348 | Vapour control layer, polythene |  | 60 | C2 | 0 | 0 | 0 | 0 | 0 | 0 | 0 | 0 | 0
| Civic Offices | Lift 2; in shaft motor traction lift including single openings on all floors floors; architraves controls and in shaft equipment; 3 stops (Services lift elevator car) | 1701086 | 8403445 | 5.2 | Services equipment | Plastic casings etc | Construction | 20 | kg | 25 | 44 | 1 | FALSE | 1 | FALSE |  | 1.07 | 20 | 60 | 5348 | Vapour control layer, polythene |  | 60 | C4 | 0.52712 | 1.6766e-08 | 0.00048536 | 0.044223 | 0.00016105 | 9.3672e-08 | 1.5342 | 3.2 | 0.01484
| Civic Offices | Lift 2; in shaft motor traction lift including single openings on all floors floors; architraves controls and in shaft equipment; 3 stops (Services lift elevator car) | 1701086 | 8403445 | 5.2 | Services equipment | Plastic casings etc | Construction | 20 | kg | 25 | 44 | 1 | FALSE | 1 | FALSE |  | 1.07 | 20 | 60 | 5348 | Vapour control layer, polythene |  | 60 | D2 | 0 | 0 | 0 | 0 | 0 | 0 | 0 | 0 | 0
| Civic Offices | Lift 2; in shaft motor traction lift including single openings on all floors floors; architraves controls and in shaft equipment; 3 stops (Services lift elevator car) | 1701086 | 8403445 | 5.2 | Services equipment | Plastic casings etc | Construction | 20 | kg | 25 | 44 | 1 | FALSE | 1 | FALSE |  | 1.07 | 20 | 60 | 5348 | Vapour control layer, polythene |  | 60 | D3 | 0 | 0 | 0 | 0 | 0 | 0 | 0 | 0 | 0
| Civic Offices | Lift 2; in shaft motor traction lift including single openings on all floors floors; architraves controls and in shaft equipment; 3 stops (Services lift elevator car) | 1701086 | 8403445 | 5.2 | Services equipment | Plastic casings etc | Construction | 20 | kg | 25 | 44 | 1 | FALSE | 1 | FALSE |  | 1.07 | 20 | 60 | 5348 | Vapour control layer, polythene |  | 60 | D4 | 0 | 0 | 0 | 0 | 0 | 0 | 0 | 0 | 0
| Civic Offices | Lift 2; in shaft motor traction lift including single openings on all floors floors; architraves controls and in shaft equipment; 3 stops (Services lift elevator car) | 1701086 | 8403445 | 5.2 | Services equipment | Plastic casings etc | Construction | 20 | kg | 25 | 44 | 1 | FALSE | 1 | FALSE |  | 1.07 | 20 | 60 | 5348 | Vapour control layer, polythene |  | 25 | B4B5 | 57.6229 | 1.1711e-06 | 0.244 | 0.07835 | 0.06591 | 0.00013578 | 1706.5604 | 7.0448 | 0.30222
| Civic Offices | Lift 2; in shaft motor traction lift including single openings on all floors floors; architraves controls and in shaft equipment; 3 stops (Services lift elevator car) | 1701086 | 8403445 | 5.2 | Services equipment | Plastic casings etc | Construction | 20 | kg | 25 | 44 | 1 | FALSE | 1 | FALSE |  | 1.07 | 20 | 60 | 5348 | Vapour control layer, polythene |  | 25 | D2 | 0 | 0 | 0 | 0 | 0 | 0 | 0 | 0 | 0
| Civic Offices | Lift 2; in shaft motor traction lift including single openings on all floors floors; architraves controls and in shaft equipment; 3 stops (Services lift elevator car) | 1701086 | 8403445 | 5.2 | Services equipment | Plastic casings etc | Construction | 20 | kg | 25 | 44 | 1 | FALSE | 1 | FALSE |  | 1.07 | 20 | 60 | 5348 | Vapour control layer, polythene |  | 25 | D3 | 0 | 0 | 0 | 0 | 0 | 0 | 0 | 0 | 0
| Civic Offices | Lift 2; in shaft motor traction lift including single openings on all floors floors; architraves controls and in shaft equipment; 3 stops (Services lift elevator car) | 1701086 | 8403445 | 5.2 | Services equipment | Plastic casings etc | Construction | 20 | kg | 25 | 44 | 1 | FALSE | 1 | FALSE |  | 1.07 | 20 | 60 | 5348 | Vapour control layer, polythene |  | 25 | D4 | 0 | 0 | 0 | 0 | 0 | 0 | 0 | 0 | 0
| Civic Offices | Lift 2; in shaft motor traction lift including single openings on all floors floors; architraves controls and in shaft equipment; 3 stops (Services lift elevator car) | 1701086 | 8403445 | 5.2 | Services equipment | Plastic casings etc | Construction | 20 | kg | 25 | 44 | 1 | FALSE | 1 | FALSE |  | 1.07 | 20 | 60 | 5348 | Vapour control layer, polythene |  | 50 | B4B5 | 57.6229 | 1.1711e-06 | 0.244 | 0.07835 | 0.06591 | 0.00013578 | 1706.5604 | 7.0448 | 0.30222
| Civic Offices | Lift 2; in shaft motor traction lift including single openings on all floors floors; architraves controls and in shaft equipment; 3 stops (Services lift elevator car) | 1701086 | 8403445 | 5.2 | Services equipment | Plastic casings etc | Construction | 20 | kg | 25 | 44 | 1 | FALSE | 1 | FALSE |  | 1.07 | 20 | 60 | 5348 | Vapour control layer, polythene |  | 50 | D2 | 0 | 0 | 0 | 0 | 0 | 0 | 0 | 0 | 0
| Civic Offices | Lift 2; in shaft motor traction lift including single openings on all floors floors; architraves controls and in shaft equipment; 3 stops (Services lift elevator car) | 1701086 | 8403445 | 5.2 | Services equipment | Plastic casings etc | Construction | 20 | kg | 25 | 44 | 1 | FALSE | 1 | FALSE |  | 1.07 | 20 | 60 | 5348 | Vapour control layer, polythene |  | 50 | D3 | 0 | 0 | 0 | 0 | 0 | 0 | 0 | 0 | 0
| Civic Offices | Lift 2; in shaft motor traction lift including single openings on all floors floors; architraves controls and in shaft equipment; 3 stops (Services lift elevator car) | 1701086 | 8403445 | 5.2 | Services equipment | Plastic casings etc | Construction | 20 | kg | 25 | 44 | 1 | FALSE | 1 | FALSE |  | 1.07 | 20 | 60 | 5348 | Vapour control layer, polythene |  | 50 | D4 | 0 | 0 | 0 | 0 | 0 | 0 | 0 | 0 | 0
| Civic Offices | Lift 2; in shaft motor traction lift including single openings on all floors floors; architraves controls and in shaft equipment; 3 stops (Services lift elevator car) | 1701086 | 8403446 | 5.2 | Services equipment | Rubber component (proxy) | Construction | 3 | kg | 25 | 44 | 1 | FALSE | 1 | FALSE |  | 1.07 | 3 | 9 | 5138 | Insulation (rigid sheet), EPS |  | 0 | A1A3 | 14.191 | 3.9126e-07 | 0.054046 | 0.0090676 | 0.030893 | 3.3134e-06 | 317.8543 | 5.4714 | 0.07148
| Civic Offices | Lift 2; in shaft motor traction lift including single openings on all floors floors; architraves controls and in shaft equipment; 3 stops (Services lift elevator car) | 1701086 | 8403446 | 5.2 | Services equipment | Rubber component (proxy) | Construction | 3 | kg | 25 | 44 | 1 | FALSE | 1 | FALSE |  | 1.07 | 3 | 9 | 5138 | Insulation (rigid sheet), EPS |  | 0 | A4 | 0.06151 | 1.1052e-08 | 0.0002014 | 5.4437e-05 | 3.4359e-05 | 2.1451e-07 | 0.91691 | 0.14 | 0.00025312
| Civic Offices | Lift 2; in shaft motor traction lift including single openings on all floors floors; architraves controls and in shaft equipment; 3 stops (Services lift elevator car) | 1701086 | 8403446 | 5.2 | Services equipment | Rubber component (proxy) | Construction | 3 | kg | 25 | 44 | 1 | FALSE | 1 | FALSE |  | 1.07 | 3 | 9 | 5138 | Insulation (rigid sheet), EPS |  | 0 | A5 | 0.018052 | 5.7031e-10 | 2.2792e-05 | 0.005747 | 5.5305e-06 | 3.6887e-09 | 0.064127 | 0.0315 | 0
| Civic Offices | Lift 2; in shaft motor traction lift including single openings on all floors floors; architraves controls and in shaft equipment; 3 stops (Services lift elevator car) | 1701086 | 8403446 | 5.2 | Services equipment | Rubber component (proxy) | Construction | 3 | kg | 25 | 44 | 1 | FALSE | 1 | FALSE |  | 1.07 | 3 | 9 | 5138 | Insulation (rigid sheet), EPS |  | 0 | D2 | 0 | 0 | 0 | 0 | 0 | 0 | 0 | 0 | 0
| Civic Offices | Lift 2; in shaft motor traction lift including single openings on all floors floors; architraves controls and in shaft equipment; 3 stops (Services lift elevator car) | 1701086 | 8403446 | 5.2 | Services equipment | Rubber component (proxy) | Construction | 3 | kg | 25 | 44 | 1 | FALSE | 1 | FALSE |  | 1.07 | 3 | 9 | 5138 | Insulation (rigid sheet), EPS |  | 0 | D3 | 0 | 0 | 0 | 0 | 0 | 0 | 0 | 0 | 0
| Civic Offices | Lift 2; in shaft motor traction lift including single openings on all floors floors; architraves controls and in shaft equipment; 3 stops (Services lift elevator car) | 1701086 | 8403446 | 5.2 | Services equipment | Rubber component (proxy) | Construction | 3 | kg | 25 | 44 | 1 | FALSE | 1 | FALSE |  | 1.07 | 3 | 9 | 5138 | Insulation (rigid sheet), EPS |  | 0 | D4 | 0 | 0 | 0 | 0 | 0 | 0 | 0 | 0 | 0
| Civic Offices | Lift 2; in shaft motor traction lift including single openings on all floors floors; architraves controls and in shaft equipment; 3 stops (Services lift elevator car) | 1701086 | 8403446 | 5.2 | Services equipment | Rubber component (proxy) | Construction | 3 | kg | 25 | 44 | 1 | FALSE | 1 | FALSE |  | 1.07 | 3 | 9 | 5138 | Insulation (rigid sheet), EPS |  | 60 | C2 | 0 | 0 | 0 | 0 | 0 | 0 | 0 | 0 | 0
| Civic Offices | Lift 2; in shaft motor traction lift including single openings on all floors floors; architraves controls and in shaft equipment; 3 stops (Services lift elevator car) | 1701086 | 8403446 | 5.2 | Services equipment | Rubber component (proxy) | Construction | 3 | kg | 25 | 44 | 1 | FALSE | 1 | FALSE |  | 1.07 | 3 | 9 | 5138 | Insulation (rigid sheet), EPS |  | 60 | C4 | 0.25788 | 8.1473e-09 | 0.00032561 | 0.0821 | 7.9007e-05 | 5.2696e-08 | 0.9161 | 0.45 | 0.021985
| Civic Offices | Lift 2; in shaft motor traction lift including single openings on all floors floors; architraves controls and in shaft equipment; 3 stops (Services lift elevator car) | 1701086 | 8403446 | 5.2 | Services equipment | Rubber component (proxy) | Construction | 3 | kg | 25 | 44 | 1 | FALSE | 1 | FALSE |  | 1.07 | 3 | 9 | 5138 | Insulation (rigid sheet), EPS |  | 60 | D2 | 0 | 0 | 0 | 0 | 0 | 0 | 0 | 0 | 0
| Civic Offices | Lift 2; in shaft motor traction lift including single openings on all floors floors; architraves controls and in shaft equipment; 3 stops (Services lift elevator car) | 1701086 | 8403446 | 5.2 | Services equipment | Rubber component (proxy) | Construction | 3 | kg | 25 | 44 | 1 | FALSE | 1 | FALSE |  | 1.07 | 3 | 9 | 5138 | Insulation (rigid sheet), EPS |  | 60 | D3 | 0 | 0 | 0 | 0 | 0 | 0 | 0 | 0 | 0
| Civic Offices | Lift 2; in shaft motor traction lift including single openings on all floors floors; architraves controls and in shaft equipment; 3 stops (Services lift elevator car) | 1701086 | 8403446 | 5.2 | Services equipment | Rubber component (proxy) | Construction | 3 | kg | 25 | 44 | 1 | FALSE | 1 | FALSE |  | 1.07 | 3 | 9 | 5138 | Insulation (rigid sheet), EPS |  | 60 | D4 | 0 | 0 | 0 | 0 | 0 | 0 | 0 | 0 | 0
| Civic Offices | Lift 2; in shaft motor traction lift including single openings on all floors floors; architraves controls and in shaft equipment; 3 stops (Services lift elevator car) | 1701086 | 8403446 | 5.2 | Services equipment | Rubber component (proxy) | Construction | 3 | kg | 25 | 44 | 1 | FALSE | 1 | FALSE |  | 1.07 | 3 | 9 | 5138 | Insulation (rigid sheet), EPS |  | 25 | B4B5 | 14.5285 | 4.1103e-07 | 0.054596 | 0.096969 | 0.031012 | 3.5843e-06 | 319.7515 | 6.0929 | 0.071733
| Civic Offices | Lift 2; in shaft motor traction lift including single openings on all floors floors; architraves controls and in shaft equipment; 3 stops (Services lift elevator car) | 1701086 | 8403446 | 5.2 | Services equipment | Rubber component (proxy) | Construction | 3 | kg | 25 | 44 | 1 | FALSE | 1 | FALSE |  | 1.07 | 3 | 9 | 5138 | Insulation (rigid sheet), EPS |  | 25 | D2 | 0 | 0 | 0 | 0 | 0 | 0 | 0 | 0 | 0
| Civic Offices | Lift 2; in shaft motor traction lift including single openings on all floors floors; architraves controls and in shaft equipment; 3 stops (Services lift elevator car) | 1701086 | 8403446 | 5.2 | Services equipment | Rubber component (proxy) | Construction | 3 | kg | 25 | 44 | 1 | FALSE | 1 | FALSE |  | 1.07 | 3 | 9 | 5138 | Insulation (rigid sheet), EPS |  | 25 | D3 | 0 | 0 | 0 | 0 | 0 | 0 | 0 | 0 | 0
| Civic Offices | Lift 2; in shaft motor traction lift including single openings on all floors floors; architraves controls and in shaft equipment; 3 stops (Services lift elevator car) | 1701086 | 8403446 | 5.2 | Services equipment | Rubber component (proxy) | Construction | 3 | kg | 25 | 44 | 1 | FALSE | 1 | FALSE |  | 1.07 | 3 | 9 | 5138 | Insulation (rigid sheet), EPS |  | 25 | D4 | 0 | 0 | 0 | 0 | 0 | 0 | 0 | 0 | 0
| Civic Offices | Lift 2; in shaft motor traction lift including single openings on all floors floors; architraves controls and in shaft equipment; 3 stops (Services lift elevator car) | 1701086 | 8403446 | 5.2 | Services equipment | Rubber component (proxy) | Construction | 3 | kg | 25 | 44 | 1 | FALSE | 1 | FALSE |  | 1.07 | 3 | 9 | 5138 | Insulation (rigid sheet), EPS |  | 50 | B4B5 | 14.5285 | 4.1103e-07 | 0.054596 | 0.096969 | 0.031012 | 3.5843e-06 | 319.7515 | 6.0929 | 0.071733
| Civic Offices | Lift 2; in shaft motor traction lift including single openings on all floors floors; architraves controls and in shaft equipment; 3 stops (Services lift elevator car) | 1701086 | 8403446 | 5.2 | Services equipment | Rubber component (proxy) | Construction | 3 | kg | 25 | 44 | 1 | FALSE | 1 | FALSE |  | 1.07 | 3 | 9 | 5138 | Insulation (rigid sheet), EPS |  | 50 | D2 | 0 | 0 | 0 | 0 | 0 | 0 | 0 | 0 | 0
| Civic Offices | Lift 2; in shaft motor traction lift including single openings on all floors floors; architraves controls and in shaft equipment; 3 stops (Services lift elevator car) | 1701086 | 8403446 | 5.2 | Services equipment | Rubber component (proxy) | Construction | 3 | kg | 25 | 44 | 1 | FALSE | 1 | FALSE |  | 1.07 | 3 | 9 | 5138 | Insulation (rigid sheet), EPS |  | 50 | D3 | 0 | 0 | 0 | 0 | 0 | 0 | 0 | 0 | 0
| Civic Offices | Lift 2; in shaft motor traction lift including single openings on all floors floors; architraves controls and in shaft equipment; 3 stops (Services lift elevator car) | 1701086 | 8403446 | 5.2 | Services equipment | Rubber component (proxy) | Construction | 3 | kg | 25 | 44 | 1 | FALSE | 1 | FALSE |  | 1.07 | 3 | 9 | 5138 | Insulation (rigid sheet), EPS |  | 50 | D4 | 0 | 0 | 0 | 0 | 0 | 0 | 0 | 0 | 0
| Civic Offices | Lift 2; in shaft motor traction lift including single openings on all floors floors; architraves controls and in shaft equipment; 3 stops (Services lift elevator car) | 1701086 | 8403447 | 5.2 | Services equipment | car components and structure | Construction | 835 | kg | 35 | 44 | 1 | FALSE | 1 | FALSE |  | 1.05 | 835 | 1670 | 5535 | Fencing wire, steel (galvanized) |  | 0 | A1A3 | 1915.9577 | 0.00012221 | 9.2144 | 5.9257 | 2.0094 | 0.025594 | 24748.0556 | 5901.3792 | 25.0102
| Civic Offices | Lift 2; in shaft motor traction lift including single openings on all floors floors; architraves controls and in shaft equipment; 3 stops (Services lift elevator car) | 1701086 | 8403447 | 5.2 | Services equipment | car components and structure | Construction | 835 | kg | 35 | 44 | 1 | FALSE | 1 | FALSE |  | 1.05 | 835 | 1670 | 5535 | Fencing wire, steel (galvanized) |  | 0 | A4 | 30.3499 | 3.9503e-06 | 0.15324 | 0.026783 | 0.019467 | 5.9975e-05 | 442.3985 | 140.8789 | 0.12304
| Civic Offices | Lift 2; in shaft motor traction lift including single openings on all floors floors; architraves controls and in shaft equipment; 3 stops (Services lift elevator car) | 1701086 | 8403447 | 5.2 | Services equipment | car components and structure | Construction | 835 | kg | 35 | 44 | 1 | FALSE | 1 | FALSE |  | 1.05 | 835 | 1670 | 5535 | Fencing wire, steel (galvanized) |  | 0 | A5 | 0.021702 | 5.6827e-09 | 0.00015176 | 4.9867e-05 | 2.5183e-05 | 3.0614e-08 | 0.53202 | 6.2625 | 0
| Civic Offices | Lift 2; in shaft motor traction lift including single openings on all floors floors; architraves controls and in shaft equipment; 3 stops (Services lift elevator car) | 1701086 | 8403447 | 5.2 | Services equipment | car components and structure | Construction | 835 | kg | 35 | 44 | 1 | FALSE | 1 | FALSE |  | 1.05 | 835 | 1670 | 5535 | Fencing wire, steel (galvanized) |  | 0 | D2 | 0 | 0 | 0 | 0 | 0 | 0 | 0 | 0 | 0
| Civic Offices | Lift 2; in shaft motor traction lift including single openings on all floors floors; architraves controls and in shaft equipment; 3 stops (Services lift elevator car) | 1701086 | 8403447 | 5.2 | Services equipment | car components and structure | Construction | 835 | kg | 35 | 44 | 1 | FALSE | 1 | FALSE |  | 1.05 | 835 | 1670 | 5535 | Fencing wire, steel (galvanized) |  | 0 | D3 | 0 | 0 | 0 | 0 | 0 | 0 | 0 | 0 | 0
| Civic Offices | Lift 2; in shaft motor traction lift including single openings on all floors floors; architraves controls and in shaft equipment; 3 stops (Services lift elevator car) | 1701086 | 8403447 | 5.2 | Services equipment | car components and structure | Construction | 835 | kg | 35 | 44 | 1 | FALSE | 1 | FALSE |  | 1.05 | 835 | 1670 | 5535 | Fencing wire, steel (galvanized) |  | 0 | D4 | 0 | 0 | 0 | 0 | 0 | 0 | 0 | 0 | 0
| Civic Offices | Lift 2; in shaft motor traction lift including single openings on all floors floors; architraves controls and in shaft equipment; 3 stops (Services lift elevator car) | 1701086 | 8403447 | 5.2 | Services equipment | car components and structure | Construction | 835 | kg | 35 | 44 | 1 | FALSE | 1 | FALSE |  | 1.05 | 835 | 1670 | 5535 | Fencing wire, steel (galvanized) |  | 60 | C2 | 0 | 0 | 0 | 0 | 0 | 0 | 0 | 0 | 0
| Civic Offices | Lift 2; in shaft motor traction lift including single openings on all floors floors; architraves controls and in shaft equipment; 3 stops (Services lift elevator car) | 1701086 | 8403447 | 5.2 | Services equipment | car components and structure | Construction | 835 | kg | 35 | 44 | 1 | FALSE | 1 | FALSE |  | 1.05 | 835 | 1670 | 5535 | Fencing wire, steel (galvanized) |  | 60 | C4 | 0.43403 | 1.1365e-07 | 0.0030351 | 0.00099734 | 0.00050365 | 6.1227e-07 | 10.6405 | 125.25 | 0.021767
| Civic Offices | Lift 2; in shaft motor traction lift including single openings on all floors floors; architraves controls and in shaft equipment; 3 stops (Services lift elevator car) | 1701086 | 8403447 | 5.2 | Services equipment | car components and structure | Construction | 835 | kg | 35 | 44 | 1 | FALSE | 1 | FALSE |  | 1.05 | 835 | 1670 | 5535 | Fencing wire, steel (galvanized) |  | 60 | D2 | 0 | 0 | 0 | 0 | 0 | 0 | 0 | 0 | 0
| Civic Offices | Lift 2; in shaft motor traction lift including single openings on all floors floors; architraves controls and in shaft equipment; 3 stops (Services lift elevator car) | 1701086 | 8403447 | 5.2 | Services equipment | car components and structure | Construction | 835 | kg | 35 | 44 | 1 | FALSE | 1 | FALSE |  | 1.05 | 835 | 1670 | 5535 | Fencing wire, steel (galvanized) |  | 60 | D3 | 0 | 0 | 0 | 0 | 0 | 0 | 0 | 0 | 0
| Civic Offices | Lift 2; in shaft motor traction lift including single openings on all floors floors; architraves controls and in shaft equipment; 3 stops (Services lift elevator car) | 1701086 | 8403447 | 5.2 | Services equipment | car components and structure | Construction | 835 | kg | 35 | 44 | 1 | FALSE | 1 | FALSE |  | 1.05 | 835 | 1670 | 5535 | Fencing wire, steel (galvanized) |  | 60 | D4 | 0 | 0 | 0 | 0 | 0 | 0 | 0 | 0 | 0
| Civic Offices | Lift 2; in shaft motor traction lift including single openings on all floors floors; architraves controls and in shaft equipment; 3 stops (Services lift elevator car) | 1701086 | 8403447 | 5.2 | Services equipment | car components and structure | Construction | 835 | kg | 35 | 44 | 1 | FALSE | 1 | FALSE |  | 1.05 | 835 | 1670 | 5535 | Fencing wire, steel (galvanized) |  | 35 | B4B5 | 1946.7634 | 0.00012627 | 9.3709 | 5.9535 | 2.0294 | 0.025655 | 25201.6266 | 6173.7706 | 25.1332
| Civic Offices | Lift 2; in shaft motor traction lift including single openings on all floors floors; architraves controls and in shaft equipment; 3 stops (Services lift elevator car) | 1701086 | 8403447 | 5.2 | Services equipment | car components and structure | Construction | 835 | kg | 35 | 44 | 1 | FALSE | 1 | FALSE |  | 1.05 | 835 | 1670 | 5535 | Fencing wire, steel (galvanized) |  | 35 | D2 | 0 | 0 | 0 | 0 | 0 | 0 | 0 | 0 | 0
| Civic Offices | Lift 2; in shaft motor traction lift including single openings on all floors floors; architraves controls and in shaft equipment; 3 stops (Services lift elevator car) | 1701086 | 8403447 | 5.2 | Services equipment | car components and structure | Construction | 835 | kg | 35 | 44 | 1 | FALSE | 1 | FALSE |  | 1.05 | 835 | 1670 | 5535 | Fencing wire, steel (galvanized) |  | 35 | D3 | 0 | 0 | 0 | 0 | 0 | 0 | 0 | 0 | 0
| Civic Offices | Lift 2; in shaft motor traction lift including single openings on all floors floors; architraves controls and in shaft equipment; 3 stops (Services lift elevator car) | 1701086 | 8403447 | 5.2 | Services equipment | car components and structure | Construction | 835 | kg | 35 | 44 | 1 | FALSE | 1 | FALSE |  | 1.05 | 835 | 1670 | 5535 | Fencing wire, steel (galvanized) |  | 35 | D4 | 0 | 0 | 0 | 0 | 0 | 0 | 0 | 0 | 0
| Civic Offices | Lift 2; in shaft motor traction lift including single openings on all floors floors; architraves controls and in shaft equipment; 3 stops (Services lift elevator car) | 1701086 | 8403448 | 5.2 | Services equipment | car components | Construction | 64 | kg | 25 | 44 | 1 | FALSE | 1 | FALSE |  | 1.05 | 64 | 192 | 5443 | Cladding sheet (profiled, double skin), stainless steel |  | 0 | A1A3 | 320.4196 | 1.6149e-05 | 1.9473 | 0.57348 | 0.22637 | 0.010058 | 4168.4072 | 395.7069 | 9.8181
| Civic Offices | Lift 2; in shaft motor traction lift including single openings on all floors floors; architraves controls and in shaft equipment; 3 stops (Services lift elevator car) | 1701086 | 8403448 | 5.2 | Services equipment | car components | Construction | 64 | kg | 25 | 44 | 1 | FALSE | 1 | FALSE |  | 1.05 | 64 | 192 | 5443 | Cladding sheet (profiled, double skin), stainless steel |  | 0 | A4 | 2.7892 | 3.8596e-07 | 0.013262 | 0.0024625 | 0.0017507 | 6.2116e-06 | 40.81 | 11.8517 | 0.011336
| Civic Offices | Lift 2; in shaft motor traction lift including single openings on all floors floors; architraves controls and in shaft equipment; 3 stops (Services lift elevator car) | 1701086 | 8403448 | 5.2 | Services equipment | car components | Construction | 64 | kg | 25 | 44 | 1 | FALSE | 1 | FALSE |  | 1.05 | 64 | 192 | 5443 | Cladding sheet (profiled, double skin), stainless steel |  | 0 | A5 | 0.0016634 | 4.3556e-10 | 1.1632e-05 | 3.8221e-06 | 1.9302e-06 | 2.3464e-09 | 0.040778 | 0.48 | 0
| Civic Offices | Lift 2; in shaft motor traction lift including single openings on all floors floors; architraves controls and in shaft equipment; 3 stops (Services lift elevator car) | 1701086 | 8403448 | 5.2 | Services equipment | car components | Construction | 64 | kg | 25 | 44 | 1 | FALSE | 1 | FALSE |  | 1.05 | 64 | 192 | 5443 | Cladding sheet (profiled, double skin), stainless steel |  | 0 | D2 | 0 | 0 | 0 | 0 | 0 | 0 | 0 | 0 | 0
| Civic Offices | Lift 2; in shaft motor traction lift including single openings on all floors floors; architraves controls and in shaft equipment; 3 stops (Services lift elevator car) | 1701086 | 8403448 | 5.2 | Services equipment | car components | Construction | 64 | kg | 25 | 44 | 1 | FALSE | 1 | FALSE |  | 1.05 | 64 | 192 | 5443 | Cladding sheet (profiled, double skin), stainless steel |  | 0 | D3 | 0 | 0 | 0 | 0 | 0 | 0 | 0 | 0 | 0
| Civic Offices | Lift 2; in shaft motor traction lift including single openings on all floors floors; architraves controls and in shaft equipment; 3 stops (Services lift elevator car) | 1701086 | 8403448 | 5.2 | Services equipment | car components | Construction | 64 | kg | 25 | 44 | 1 | FALSE | 1 | FALSE |  | 1.05 | 64 | 192 | 5443 | Cladding sheet (profiled, double skin), stainless steel |  | 0 | D4 | 0 | 0 | 0 | 0 | 0 | 0 | 0 | 0 | 0
| Civic Offices | Lift 2; in shaft motor traction lift including single openings on all floors floors; architraves controls and in shaft equipment; 3 stops (Services lift elevator car) | 1701086 | 8403448 | 5.2 | Services equipment | car components | Construction | 64 | kg | 25 | 44 | 1 | FALSE | 1 | FALSE |  | 1.05 | 64 | 192 | 5443 | Cladding sheet (profiled, double skin), stainless steel |  | 60 | C2 | 0 | 0 | 0 | 0 | 0 | 0 | 0 | 0 | 0
| Civic Offices | Lift 2; in shaft motor traction lift including single openings on all floors floors; architraves controls and in shaft equipment; 3 stops (Services lift elevator car) | 1701086 | 8403448 | 5.2 | Services equipment | car components | Construction | 64 | kg | 25 | 44 | 1 | FALSE | 1 | FALSE |  | 1.05 | 64 | 192 | 5443 | Cladding sheet (profiled, double skin), stainless steel |  | 60 | C4 | 0.033267 | 8.7112e-09 | 0.00023263 | 7.6443e-05 | 3.8603e-05 | 4.6929e-08 | 0.81556 | 9.6 | 0.0016684
| Civic Offices | Lift 2; in shaft motor traction lift including single openings on all floors floors; architraves controls and in shaft equipment; 3 stops (Services lift elevator car) | 1701086 | 8403448 | 5.2 | Services equipment | car components | Construction | 64 | kg | 25 | 44 | 1 | FALSE | 1 | FALSE |  | 1.05 | 64 | 192 | 5443 | Cladding sheet (profiled, double skin), stainless steel |  | 60 | D2 | 0 | 0 | 0 | 0 | 0 | 0 | 0 | 0 | 0
| Civic Offices | Lift 2; in shaft motor traction lift including single openings on all floors floors; architraves controls and in shaft equipment; 3 stops (Services lift elevator car) | 1701086 | 8403448 | 5.2 | Services equipment | car components | Construction | 64 | kg | 25 | 44 | 1 | FALSE | 1 | FALSE |  | 1.05 | 64 | 192 | 5443 | Cladding sheet (profiled, double skin), stainless steel |  | 60 | D3 | 0 | 0 | 0 | 0 | 0 | 0 | 0 | 0 | 0
| Civic Offices | Lift 2; in shaft motor traction lift including single openings on all floors floors; architraves controls and in shaft equipment; 3 stops (Services lift elevator car) | 1701086 | 8403448 | 5.2 | Services equipment | car components | Construction | 64 | kg | 25 | 44 | 1 | FALSE | 1 | FALSE |  | 1.05 | 64 | 192 | 5443 | Cladding sheet (profiled, double skin), stainless steel |  | 60 | D4 | 0 | 0 | 0 | 0 | 0 | 0 | 0 | 0 | 0
| Civic Offices | Lift 2; in shaft motor traction lift including single openings on all floors floors; architraves controls and in shaft equipment; 3 stops (Services lift elevator car) | 1701086 | 8403448 | 5.2 | Services equipment | car components | Construction | 64 | kg | 25 | 44 | 1 | FALSE | 1 | FALSE |  | 1.05 | 64 | 192 | 5443 | Cladding sheet (profiled, double skin), stainless steel |  | 25 | B4B5 | 323.2438 | 1.6544e-05 | 1.9608 | 0.57602 | 0.22816 | 0.010064 | 4210.0735 | 417.6386 | 9.8294
| Civic Offices | Lift 2; in shaft motor traction lift including single openings on all floors floors; architraves controls and in shaft equipment; 3 stops (Services lift elevator car) | 1701086 | 8403448 | 5.2 | Services equipment | car components | Construction | 64 | kg | 25 | 44 | 1 | FALSE | 1 | FALSE |  | 1.05 | 64 | 192 | 5443 | Cladding sheet (profiled, double skin), stainless steel |  | 25 | D2 | 0 | 0 | 0 | 0 | 0 | 0 | 0 | 0 | 0
| Civic Offices | Lift 2; in shaft motor traction lift including single openings on all floors floors; architraves controls and in shaft equipment; 3 stops (Services lift elevator car) | 1701086 | 8403448 | 5.2 | Services equipment | car components | Construction | 64 | kg | 25 | 44 | 1 | FALSE | 1 | FALSE |  | 1.05 | 64 | 192 | 5443 | Cladding sheet (profiled, double skin), stainless steel |  | 25 | D3 | 0 | 0 | 0 | 0 | 0 | 0 | 0 | 0 | 0
| Civic Offices | Lift 2; in shaft motor traction lift including single openings on all floors floors; architraves controls and in shaft equipment; 3 stops (Services lift elevator car) | 1701086 | 8403448 | 5.2 | Services equipment | car components | Construction | 64 | kg | 25 | 44 | 1 | FALSE | 1 | FALSE |  | 1.05 | 64 | 192 | 5443 | Cladding sheet (profiled, double skin), stainless steel |  | 25 | D4 | 0 | 0 | 0 | 0 | 0 | 0 | 0 | 0 | 0
| Civic Offices | Lift 2; in shaft motor traction lift including single openings on all floors floors; architraves controls and in shaft equipment; 3 stops (Services lift elevator car) | 1701086 | 8403448 | 5.2 | Services equipment | car components | Construction | 64 | kg | 25 | 44 | 1 | FALSE | 1 | FALSE |  | 1.05 | 64 | 192 | 5443 | Cladding sheet (profiled, double skin), stainless steel |  | 50 | B4B5 | 323.2438 | 1.6544e-05 | 1.9608 | 0.57602 | 0.22816 | 0.010064 | 4210.0735 | 417.6386 | 9.8294
| Civic Offices | Lift 2; in shaft motor traction lift including single openings on all floors floors; architraves controls and in shaft equipment; 3 stops (Services lift elevator car) | 1701086 | 8403448 | 5.2 | Services equipment | car components | Construction | 64 | kg | 25 | 44 | 1 | FALSE | 1 | FALSE |  | 1.05 | 64 | 192 | 5443 | Cladding sheet (profiled, double skin), stainless steel |  | 50 | D2 | 0 | 0 | 0 | 0 | 0 | 0 | 0 | 0 | 0
| Civic Offices | Lift 2; in shaft motor traction lift including single openings on all floors floors; architraves controls and in shaft equipment; 3 stops (Services lift elevator car) | 1701086 | 8403448 | 5.2 | Services equipment | car components | Construction | 64 | kg | 25 | 44 | 1 | FALSE | 1 | FALSE |  | 1.05 | 64 | 192 | 5443 | Cladding sheet (profiled, double skin), stainless steel |  | 50 | D3 | 0 | 0 | 0 | 0 | 0 | 0 | 0 | 0 | 0
| Civic Offices | Lift 2; in shaft motor traction lift including single openings on all floors floors; architraves controls and in shaft equipment; 3 stops (Services lift elevator car) | 1701086 | 8403448 | 5.2 | Services equipment | car components | Construction | 64 | kg | 25 | 44 | 1 | FALSE | 1 | FALSE |  | 1.05 | 64 | 192 | 5443 | Cladding sheet (profiled, double skin), stainless steel |  | 50 | D4 | 0 | 0 | 0 | 0 | 0 | 0 | 0 | 0 | 0
| Civic Offices | Lift 3; in shaft motor traction lift including dual door openings on all floors; architraves controls and in shaft equipment; 5 stops (Services lift elevator car) | 1701087 | 8403451 | 5.2 | Services equipment | car components | Construction | 23 | kg | 25 | 44 | 1 | FALSE | 1 | FALSE |  | 1.05 | 23 | 69 | 5008 | General sheet, aluminium |  | 0 | A1A3 | 447.8687 | 1.4386e-05 | 3.0702 | 0.68624 | 0.23323 | 0.00038791 | 5563.4804 | 96.0037 | 2.9501
| Civic Offices | Lift 3; in shaft motor traction lift including dual door openings on all floors; architraves controls and in shaft equipment; 5 stops (Services lift elevator car) | 1701087 | 8403451 | 5.2 | Services equipment | car components | Construction | 23 | kg | 25 | 44 | 1 | FALSE | 1 | FALSE |  | 1.05 | 23 | 69 | 5008 | General sheet, aluminium |  | 0 | A4 | 1.1901 | 1.32e-07 | 0.0061656 | 0.0010006 | 0.00076034 | 1.6539e-06 | 17.1839 | 4.6712 | 0.0046947
| Civic Offices | Lift 3; in shaft motor traction lift including dual door openings on all floors; architraves controls and in shaft equipment; 5 stops (Services lift elevator car) | 1701087 | 8403451 | 5.2 | Services equipment | car components | Construction | 23 | kg | 25 | 44 | 1 | FALSE | 1 | FALSE |  | 1.05 | 23 | 69 | 5008 | General sheet, aluminium |  | 0 | A5 | 0.00059777 | 1.5653e-10 | 4.1801e-06 | 1.3736e-06 | 6.9365e-07 | 8.4325e-10 | 0.014655 | 0.1725 | 0
| Civic Offices | Lift 3; in shaft motor traction lift including dual door openings on all floors; architraves controls and in shaft equipment; 5 stops (Services lift elevator car) | 1701087 | 8403451 | 5.2 | Services equipment | car components | Construction | 23 | kg | 25 | 44 | 1 | FALSE | 1 | FALSE |  | 1.05 | 23 | 69 | 5008 | General sheet, aluminium |  | 0 | D2 | 0 | 0 | 0 | 0 | 0 | 0 | 0 | 0 | 0
| Civic Offices | Lift 3; in shaft motor traction lift including dual door openings on all floors; architraves controls and in shaft equipment; 5 stops (Services lift elevator car) | 1701087 | 8403451 | 5.2 | Services equipment | car components | Construction | 23 | kg | 25 | 44 | 1 | FALSE | 1 | FALSE |  | 1.05 | 23 | 69 | 5008 | General sheet, aluminium |  | 0 | D3 | 0 | 0 | 0 | 0 | 0 | 0 | 0 | 0 | 0
| Civic Offices | Lift 3; in shaft motor traction lift including dual door openings on all floors; architraves controls and in shaft equipment; 5 stops (Services lift elevator car) | 1701087 | 8403451 | 5.2 | Services equipment | car components | Construction | 23 | kg | 25 | 44 | 1 | FALSE | 1 | FALSE |  | 1.05 | 23 | 69 | 5008 | General sheet, aluminium |  | 0 | D4 | 0 | 0 | 0 | 0 | 0 | 0 | 0 | 0 | 0
| Civic Offices | Lift 3; in shaft motor traction lift including dual door openings on all floors; architraves controls and in shaft equipment; 5 stops (Services lift elevator car) | 1701087 | 8403451 | 5.2 | Services equipment | car components | Construction | 23 | kg | 25 | 44 | 1 | FALSE | 1 | FALSE |  | 1.05 | 23 | 69 | 5008 | General sheet, aluminium |  | 60 | C2 | 0 | 0 | 0 | 0 | 0 | 0 | 0 | 0 | 0
| Civic Offices | Lift 3; in shaft motor traction lift including dual door openings on all floors; architraves controls and in shaft equipment; 5 stops (Services lift elevator car) | 1701087 | 8403451 | 5.2 | Services equipment | car components | Construction | 23 | kg | 25 | 44 | 1 | FALSE | 1 | FALSE |  | 1.05 | 23 | 69 | 5008 | General sheet, aluminium |  | 60 | C4 | 0.011955 | 3.1306e-09 | 8.3603e-05 | 2.7472e-05 | 1.3873e-05 | 1.6865e-08 | 0.29309 | 3.45 | 0.00059957
| Civic Offices | Lift 3; in shaft motor traction lift including dual door openings on all floors; architraves controls and in shaft equipment; 5 stops (Services lift elevator car) | 1701087 | 8403451 | 5.2 | Services equipment | car components | Construction | 23 | kg | 25 | 44 | 1 | FALSE | 1 | FALSE |  | 1.05 | 23 | 69 | 5008 | General sheet, aluminium |  | 60 | D2 | 0 | 0 | 0 | 0 | 0 | 0 | 0 | 0 | 0
| Civic Offices | Lift 3; in shaft motor traction lift including dual door openings on all floors; architraves controls and in shaft equipment; 5 stops (Services lift elevator car) | 1701087 | 8403451 | 5.2 | Services equipment | car components | Construction | 23 | kg | 25 | 44 | 1 | FALSE | 1 | FALSE |  | 1.05 | 23 | 69 | 5008 | General sheet, aluminium |  | 60 | D3 | 0 | 0 | 0 | 0 | 0 | 0 | 0 | 0 | 0
| Civic Offices | Lift 3; in shaft motor traction lift including dual door openings on all floors; architraves controls and in shaft equipment; 5 stops (Services lift elevator car) | 1701087 | 8403451 | 5.2 | Services equipment | car components | Construction | 23 | kg | 25 | 44 | 1 | FALSE | 1 | FALSE |  | 1.05 | 23 | 69 | 5008 | General sheet, aluminium |  | 60 | D4 | 0 | 0 | 0 | 0 | 0 | 0 | 0 | 0 | 0
| Civic Offices | Lift 3; in shaft motor traction lift including dual door openings on all floors; architraves controls and in shaft equipment; 5 stops (Services lift elevator car) | 1701087 | 8403451 | 5.2 | Services equipment | car components | Construction | 23 | kg | 25 | 44 | 1 | FALSE | 1 | FALSE |  | 1.05 | 23 | 69 | 5008 | General sheet, aluminium |  | 25 | B4B5 | 449.0714 | 1.4521e-05 | 3.0765 | 0.68727 | 0.23401 | 0.00038959 | 5580.9721 | 104.2974 | 2.9548
| Civic Offices | Lift 3; in shaft motor traction lift including dual door openings on all floors; architraves controls and in shaft equipment; 5 stops (Services lift elevator car) | 1701087 | 8403451 | 5.2 | Services equipment | car components | Construction | 23 | kg | 25 | 44 | 1 | FALSE | 1 | FALSE |  | 1.05 | 23 | 69 | 5008 | General sheet, aluminium |  | 25 | D2 | 0 | 0 | 0 | 0 | 0 | 0 | 0 | 0 | 0
| Civic Offices | Lift 3; in shaft motor traction lift including dual door openings on all floors; architraves controls and in shaft equipment; 5 stops (Services lift elevator car) | 1701087 | 8403451 | 5.2 | Services equipment | car components | Construction | 23 | kg | 25 | 44 | 1 | FALSE | 1 | FALSE |  | 1.05 | 23 | 69 | 5008 | General sheet, aluminium |  | 25 | D3 | 0 | 0 | 0 | 0 | 0 | 0 | 0 | 0 | 0
| Civic Offices | Lift 3; in shaft motor traction lift including dual door openings on all floors; architraves controls and in shaft equipment; 5 stops (Services lift elevator car) | 1701087 | 8403451 | 5.2 | Services equipment | car components | Construction | 23 | kg | 25 | 44 | 1 | FALSE | 1 | FALSE |  | 1.05 | 23 | 69 | 5008 | General sheet, aluminium |  | 25 | D4 | 0 | 0 | 0 | 0 | 0 | 0 | 0 | 0 | 0
| Civic Offices | Lift 3; in shaft motor traction lift including dual door openings on all floors; architraves controls and in shaft equipment; 5 stops (Services lift elevator car) | 1701087 | 8403451 | 5.2 | Services equipment | car components | Construction | 23 | kg | 25 | 44 | 1 | FALSE | 1 | FALSE |  | 1.05 | 23 | 69 | 5008 | General sheet, aluminium |  | 50 | B4B5 | 449.0714 | 1.4521e-05 | 3.0765 | 0.68727 | 0.23401 | 0.00038959 | 5580.9721 | 104.2974 | 2.9548
| Civic Offices | Lift 3; in shaft motor traction lift including dual door openings on all floors; architraves controls and in shaft equipment; 5 stops (Services lift elevator car) | 1701087 | 8403451 | 5.2 | Services equipment | car components | Construction | 23 | kg | 25 | 44 | 1 | FALSE | 1 | FALSE |  | 1.05 | 23 | 69 | 5008 | General sheet, aluminium |  | 50 | D2 | 0 | 0 | 0 | 0 | 0 | 0 | 0 | 0 | 0
| Civic Offices | Lift 3; in shaft motor traction lift including dual door openings on all floors; architraves controls and in shaft equipment; 5 stops (Services lift elevator car) | 1701087 | 8403451 | 5.2 | Services equipment | car components | Construction | 23 | kg | 25 | 44 | 1 | FALSE | 1 | FALSE |  | 1.05 | 23 | 69 | 5008 | General sheet, aluminium |  | 50 | D3 | 0 | 0 | 0 | 0 | 0 | 0 | 0 | 0 | 0
| Civic Offices | Lift 3; in shaft motor traction lift including dual door openings on all floors; architraves controls and in shaft equipment; 5 stops (Services lift elevator car) | 1701087 | 8403451 | 5.2 | Services equipment | car components | Construction | 23 | kg | 25 | 44 | 1 | FALSE | 1 | FALSE |  | 1.05 | 23 | 69 | 5008 | General sheet, aluminium |  | 50 | D4 | 0 | 0 | 0 | 0 | 0 | 0 | 0 | 0 | 0
| Civic Offices | Lift 3; in shaft motor traction lift including dual door openings on all floors; architraves controls and in shaft equipment; 5 stops (Services lift elevator car) | 1701087 | 8403452 | 5.2 | Services equipment | other | Construction | 13 | kg | 25 | 44 | 1 | FALSE | 1 | FALSE |  | 1.01 | 13 | 39 | 5357 | Structure, concrete (precast, RC40) |  | 0 | A1A3 | 2.5737 | 9.3931e-08 | 0.0063533 | 0.0015304 | 0.00052018 | 1.2042e-06 | 16.5008 | 1.5359 | 0.0077857
| Civic Offices | Lift 3; in shaft motor traction lift including dual door openings on all floors; architraves controls and in shaft equipment; 5 stops (Services lift elevator car) | 1701087 | 8403452 | 5.2 | Services equipment | other | Construction | 13 | kg | 25 | 44 | 1 | FALSE | 1 | FALSE |  | 1.01 | 13 | 39 | 5357 | Structure, concrete (precast, RC40) |  | 0 | A4 | 0.18092 | 3.2508e-08 | 0.00059241 | 0.00016012 | 0.00010106 | 6.3097e-07 | 2.697 | 0.41181 | 0.00074453
| Civic Offices | Lift 3; in shaft motor traction lift including dual door openings on all floors; architraves controls and in shaft equipment; 5 stops (Services lift elevator car) | 1701087 | 8403452 | 5.2 | Services equipment | other | Construction | 13 | kg | 25 | 44 | 1 | FALSE | 1 | FALSE |  | 1.01 | 13 | 39 | 5357 | Structure, concrete (precast, RC40) |  | 0 | A5 | 3.3745e-05 | 1.1633e-11 | 2.5989e-07 | 6.4172e-08 | 4.4895e-08 | 3.6478e-11 | 0.00098012 | 0.0195 | 0
| Civic Offices | Lift 3; in shaft motor traction lift including dual door openings on all floors; architraves controls and in shaft equipment; 5 stops (Services lift elevator car) | 1701087 | 8403452 | 5.2 | Services equipment | other | Construction | 13 | kg | 25 | 44 | 1 | FALSE | 1 | FALSE |  | 1.01 | 13 | 39 | 5357 | Structure, concrete (precast, RC40) |  | 0 | D2 | 0 | 0 | 0 | 0 | 0 | 0 | 0 | 0 | 0
| Civic Offices | Lift 3; in shaft motor traction lift including dual door openings on all floors; architraves controls and in shaft equipment; 5 stops (Services lift elevator car) | 1701087 | 8403452 | 5.2 | Services equipment | other | Construction | 13 | kg | 25 | 44 | 1 | FALSE | 1 | FALSE |  | 1.01 | 13 | 39 | 5357 | Structure, concrete (precast, RC40) |  | 0 | D3 | 0 | 0 | 0 | 0 | 0 | 0 | 0 | 0 | 0
| Civic Offices | Lift 3; in shaft motor traction lift including dual door openings on all floors; architraves controls and in shaft equipment; 5 stops (Services lift elevator car) | 1701087 | 8403452 | 5.2 | Services equipment | other | Construction | 13 | kg | 25 | 44 | 1 | FALSE | 1 | FALSE |  | 1.01 | 13 | 39 | 5357 | Structure, concrete (precast, RC40) |  | 0 | D4 | 0 | 0 | 0 | 0 | 0 | 0 | 0 | 0 | 0
| Civic Offices | Lift 3; in shaft motor traction lift including dual door openings on all floors; architraves controls and in shaft equipment; 5 stops (Services lift elevator car) | 1701087 | 8403452 | 5.2 | Services equipment | other | Construction | 13 | kg | 25 | 44 | 1 | FALSE | 1 | FALSE |  | 1.01 | 13 | 39 | 5357 | Structure, concrete (precast, RC40) |  | 60 | C2 | 0 | 0 | 0 | 0 | 0 | 0 | 0 | 0 | 0
| Civic Offices | Lift 3; in shaft motor traction lift including dual door openings on all floors; architraves controls and in shaft equipment; 5 stops (Services lift elevator car) | 1701087 | 8403452 | 5.2 | Services equipment | other | Construction | 13 | kg | 25 | 44 | 1 | FALSE | 1 | FALSE |  | 1.01 | 13 | 39 | 5357 | Structure, concrete (precast, RC40) |  | 60 | C4 | 0.0033745 | 1.1633e-09 | 2.5989e-05 | 6.4172e-06 | 4.4895e-06 | 3.6478e-09 | 0.098012 | 1.95 | 0.00031811
| Civic Offices | Lift 3; in shaft motor traction lift including dual door openings on all floors; architraves controls and in shaft equipment; 5 stops (Services lift elevator car) | 1701087 | 8403452 | 5.2 | Services equipment | other | Construction | 13 | kg | 25 | 44 | 1 | FALSE | 1 | FALSE |  | 1.01 | 13 | 39 | 5357 | Structure, concrete (precast, RC40) |  | 60 | D2 | 0 | 0 | 0 | 0 | 0 | 0 | 0 | 0 | 0
| Civic Offices | Lift 3; in shaft motor traction lift including dual door openings on all floors; architraves controls and in shaft equipment; 5 stops (Services lift elevator car) | 1701087 | 8403452 | 5.2 | Services equipment | other | Construction | 13 | kg | 25 | 44 | 1 | FALSE | 1 | FALSE |  | 1.01 | 13 | 39 | 5357 | Structure, concrete (precast, RC40) |  | 60 | D3 | 0 | 0 | 0 | 0 | 0 | 0 | 0 | 0 | 0
| Civic Offices | Lift 3; in shaft motor traction lift including dual door openings on all floors; architraves controls and in shaft equipment; 5 stops (Services lift elevator car) | 1701087 | 8403452 | 5.2 | Services equipment | other | Construction | 13 | kg | 25 | 44 | 1 | FALSE | 1 | FALSE |  | 1.01 | 13 | 39 | 5357 | Structure, concrete (precast, RC40) |  | 60 | D4 | 0 | 0 | 0 | 0 | 0 | 0 | 0 | 0 | 0
| Civic Offices | Lift 3; in shaft motor traction lift including dual door openings on all floors; architraves controls and in shaft equipment; 5 stops (Services lift elevator car) | 1701087 | 8403452 | 5.2 | Services equipment | other | Construction | 13 | kg | 25 | 44 | 1 | FALSE | 1 | FALSE |  | 1.01 | 13 | 39 | 5357 | Structure, concrete (precast, RC40) |  | 25 | B4B5 | 2.758 | 1.2761e-07 | 0.006972 | 0.001697 | 0.00062578 | 1.8389e-06 | 19.2967 | 3.9172 | 0.0085302
| Civic Offices | Lift 3; in shaft motor traction lift including dual door openings on all floors; architraves controls and in shaft equipment; 5 stops (Services lift elevator car) | 1701087 | 8403452 | 5.2 | Services equipment | other | Construction | 13 | kg | 25 | 44 | 1 | FALSE | 1 | FALSE |  | 1.01 | 13 | 39 | 5357 | Structure, concrete (precast, RC40) |  | 25 | D2 | 0 | 0 | 0 | 0 | 0 | 0 | 0 | 0 | 0
| Civic Offices | Lift 3; in shaft motor traction lift including dual door openings on all floors; architraves controls and in shaft equipment; 5 stops (Services lift elevator car) | 1701087 | 8403452 | 5.2 | Services equipment | other | Construction | 13 | kg | 25 | 44 | 1 | FALSE | 1 | FALSE |  | 1.01 | 13 | 39 | 5357 | Structure, concrete (precast, RC40) |  | 25 | D3 | 0 | 0 | 0 | 0 | 0 | 0 | 0 | 0 | 0
| Civic Offices | Lift 3; in shaft motor traction lift including dual door openings on all floors; architraves controls and in shaft equipment; 5 stops (Services lift elevator car) | 1701087 | 8403452 | 5.2 | Services equipment | other | Construction | 13 | kg | 25 | 44 | 1 | FALSE | 1 | FALSE |  | 1.01 | 13 | 39 | 5357 | Structure, concrete (precast, RC40) |  | 25 | D4 | 0 | 0 | 0 | 0 | 0 | 0 | 0 | 0 | 0
| Civic Offices | Lift 3; in shaft motor traction lift including dual door openings on all floors; architraves controls and in shaft equipment; 5 stops (Services lift elevator car) | 1701087 | 8403452 | 5.2 | Services equipment | other | Construction | 13 | kg | 25 | 44 | 1 | FALSE | 1 | FALSE |  | 1.01 | 13 | 39 | 5357 | Structure, concrete (precast, RC40) |  | 50 | B4B5 | 2.758 | 1.2761e-07 | 0.006972 | 0.001697 | 0.00062578 | 1.8389e-06 | 19.2967 | 3.9172 | 0.0085302
| Civic Offices | Lift 3; in shaft motor traction lift including dual door openings on all floors; architraves controls and in shaft equipment; 5 stops (Services lift elevator car) | 1701087 | 8403452 | 5.2 | Services equipment | other | Construction | 13 | kg | 25 | 44 | 1 | FALSE | 1 | FALSE |  | 1.01 | 13 | 39 | 5357 | Structure, concrete (precast, RC40) |  | 50 | D2 | 0 | 0 | 0 | 0 | 0 | 0 | 0 | 0 | 0
| Civic Offices | Lift 3; in shaft motor traction lift including dual door openings on all floors; architraves controls and in shaft equipment; 5 stops (Services lift elevator car) | 1701087 | 8403452 | 5.2 | Services equipment | other | Construction | 13 | kg | 25 | 44 | 1 | FALSE | 1 | FALSE |  | 1.01 | 13 | 39 | 5357 | Structure, concrete (precast, RC40) |  | 50 | D3 | 0 | 0 | 0 | 0 | 0 | 0 | 0 | 0 | 0
| Civic Offices | Lift 3; in shaft motor traction lift including dual door openings on all floors; architraves controls and in shaft equipment; 5 stops (Services lift elevator car) | 1701087 | 8403452 | 5.2 | Services equipment | other | Construction | 13 | kg | 25 | 44 | 1 | FALSE | 1 | FALSE |  | 1.01 | 13 | 39 | 5357 | Structure, concrete (precast, RC40) |  | 50 | D4 | 0 | 0 | 0 | 0 | 0 | 0 | 0 | 0 | 0
| Civic Offices | Lift 3; in shaft motor traction lift including dual door openings on all floors; architraves controls and in shaft equipment; 5 stops (Services lift elevator car) | 1701087 | 8403453 | 5.2 | Services equipment | motors etc | Construction | 80 | kg | 15 | 44 | 1 | FALSE | 1 | FALSE |  | 1.03 | 80 | 320 | 5113 | Cladding sheet (plain), copper |  | 0 | A1A3 | 567.323 | 0.00047147 | 28.8532 | 19.2604 | 1.5949 | 0.13127 | 8608.1311 | 1680.4045 | 18.1344
| Civic Offices | Lift 3; in shaft motor traction lift including dual door openings on all floors; architraves controls and in shaft equipment; 5 stops (Services lift elevator car) | 1701087 | 8403453 | 5.2 | Services equipment | motors etc | Construction | 80 | kg | 15 | 44 | 1 | FALSE | 1 | FALSE |  | 1.03 | 80 | 320 | 5113 | Cladding sheet (plain), copper |  | 0 | A4 | 1.6144 | 2.9007e-07 | 0.0052862 | 0.0014288 | 0.00090182 | 5.6303e-06 | 24.0657 | 3.6747 | 0.0066436
| Civic Offices | Lift 3; in shaft motor traction lift including dual door openings on all floors; architraves controls and in shaft equipment; 5 stops (Services lift elevator car) | 1701087 | 8403453 | 5.2 | Services equipment | motors etc | Construction | 80 | kg | 15 | 44 | 1 | FALSE | 1 | FALSE |  | 1.03 | 80 | 320 | 5113 | Cladding sheet (plain), copper |  | 0 | A5 | 0.0012475 | 3.2667e-10 | 8.7238e-06 | 2.8666e-06 | 1.4476e-06 | 1.7598e-09 | 0.030583 | 0.36 | 0
| Civic Offices | Lift 3; in shaft motor traction lift including dual door openings on all floors; architraves controls and in shaft equipment; 5 stops (Services lift elevator car) | 1701087 | 8403453 | 5.2 | Services equipment | motors etc | Construction | 80 | kg | 15 | 44 | 1 | FALSE | 1 | FALSE |  | 1.03 | 80 | 320 | 5113 | Cladding sheet (plain), copper |  | 0 | D2 | 0 | 0 | 0 | 0 | 0 | 0 | 0 | 0 | 0
| Civic Offices | Lift 3; in shaft motor traction lift including dual door openings on all floors; architraves controls and in shaft equipment; 5 stops (Services lift elevator car) | 1701087 | 8403453 | 5.2 | Services equipment | motors etc | Construction | 80 | kg | 15 | 44 | 1 | FALSE | 1 | FALSE |  | 1.03 | 80 | 320 | 5113 | Cladding sheet (plain), copper |  | 0 | D3 | 0 | 0 | 0 | 0 | 0 | 0 | 0 | 0 | 0
| Civic Offices | Lift 3; in shaft motor traction lift including dual door openings on all floors; architraves controls and in shaft equipment; 5 stops (Services lift elevator car) | 1701087 | 8403453 | 5.2 | Services equipment | motors etc | Construction | 80 | kg | 15 | 44 | 1 | FALSE | 1 | FALSE |  | 1.03 | 80 | 320 | 5113 | Cladding sheet (plain), copper |  | 0 | D4 | 0 | 0 | 0 | 0 | 0 | 0 | 0 | 0 | 0
| Civic Offices | Lift 3; in shaft motor traction lift including dual door openings on all floors; architraves controls and in shaft equipment; 5 stops (Services lift elevator car) | 1701087 | 8403453 | 5.2 | Services equipment | motors etc | Construction | 80 | kg | 15 | 44 | 1 | FALSE | 1 | FALSE |  | 1.03 | 80 | 320 | 5113 | Cladding sheet (plain), copper |  | 60 | C2 | 0 | 0 | 0 | 0 | 0 | 0 | 0 | 0 | 0
| Civic Offices | Lift 3; in shaft motor traction lift including dual door openings on all floors; architraves controls and in shaft equipment; 5 stops (Services lift elevator car) | 1701087 | 8403453 | 5.2 | Services equipment | motors etc | Construction | 80 | kg | 15 | 44 | 1 | FALSE | 1 | FALSE |  | 1.03 | 80 | 320 | 5113 | Cladding sheet (plain), copper |  | 60 | C4 | 0.041584 | 1.0889e-08 | 0.00029079 | 9.5553e-05 | 4.8254e-05 | 5.8661e-08 | 1.0194 | 12 | 0.0020854
| Civic Offices | Lift 3; in shaft motor traction lift including dual door openings on all floors; architraves controls and in shaft equipment; 5 stops (Services lift elevator car) | 1701087 | 8403453 | 5.2 | Services equipment | motors etc | Construction | 80 | kg | 15 | 44 | 1 | FALSE | 1 | FALSE |  | 1.03 | 80 | 320 | 5113 | Cladding sheet (plain), copper |  | 60 | D2 | 0 | 0 | 0 | 0 | 0 | 0 | 0 | 0 | 0
| Civic Offices | Lift 3; in shaft motor traction lift including dual door openings on all floors; architraves controls and in shaft equipment; 5 stops (Services lift elevator car) | 1701087 | 8403453 | 5.2 | Services equipment | motors etc | Construction | 80 | kg | 15 | 44 | 1 | FALSE | 1 | FALSE |  | 1.03 | 80 | 320 | 5113 | Cladding sheet (plain), copper |  | 60 | D3 | 0 | 0 | 0 | 0 | 0 | 0 | 0 | 0 | 0
| Civic Offices | Lift 3; in shaft motor traction lift including dual door openings on all floors; architraves controls and in shaft equipment; 5 stops (Services lift elevator car) | 1701087 | 8403453 | 5.2 | Services equipment | motors etc | Construction | 80 | kg | 15 | 44 | 1 | FALSE | 1 | FALSE |  | 1.03 | 80 | 320 | 5113 | Cladding sheet (plain), copper |  | 60 | D4 | 0 | 0 | 0 | 0 | 0 | 0 | 0 | 0 | 0
| Civic Offices | Lift 3; in shaft motor traction lift including dual door openings on all floors; architraves controls and in shaft equipment; 5 stops (Services lift elevator car) | 1701087 | 8403453 | 5.2 | Services equipment | motors etc | Construction | 80 | kg | 15 | 44 | 1 | FALSE | 1 | FALSE |  | 1.03 | 80 | 320 | 5113 | Cladding sheet (plain), copper |  | 15 | B4B5 | 568.9802 | 0.00047177 | 28.8588 | 19.2619 | 1.5958 | 0.13127 | 8633.2468 | 1696.4391 | 18.1411
| Civic Offices | Lift 3; in shaft motor traction lift including dual door openings on all floors; architraves controls and in shaft equipment; 5 stops (Services lift elevator car) | 1701087 | 8403453 | 5.2 | Services equipment | motors etc | Construction | 80 | kg | 15 | 44 | 1 | FALSE | 1 | FALSE |  | 1.03 | 80 | 320 | 5113 | Cladding sheet (plain), copper |  | 15 | D2 | 0 | 0 | 0 | 0 | 0 | 0 | 0 | 0 | 0
| Civic Offices | Lift 3; in shaft motor traction lift including dual door openings on all floors; architraves controls and in shaft equipment; 5 stops (Services lift elevator car) | 1701087 | 8403453 | 5.2 | Services equipment | motors etc | Construction | 80 | kg | 15 | 44 | 1 | FALSE | 1 | FALSE |  | 1.03 | 80 | 320 | 5113 | Cladding sheet (plain), copper |  | 15 | D3 | 0 | 0 | 0 | 0 | 0 | 0 | 0 | 0 | 0
| Civic Offices | Lift 3; in shaft motor traction lift including dual door openings on all floors; architraves controls and in shaft equipment; 5 stops (Services lift elevator car) | 1701087 | 8403453 | 5.2 | Services equipment | motors etc | Construction | 80 | kg | 15 | 44 | 1 | FALSE | 1 | FALSE |  | 1.03 | 80 | 320 | 5113 | Cladding sheet (plain), copper |  | 15 | D4 | 0 | 0 | 0 | 0 | 0 | 0 | 0 | 0 | 0
| Civic Offices | Lift 3; in shaft motor traction lift including dual door openings on all floors; architraves controls and in shaft equipment; 5 stops (Services lift elevator car) | 1701087 | 8403453 | 5.2 | Services equipment | motors etc | Construction | 80 | kg | 15 | 44 | 1 | FALSE | 1 | FALSE |  | 1.03 | 80 | 320 | 5113 | Cladding sheet (plain), copper |  | 30 | B4B5 | 568.9802 | 0.00047177 | 28.8588 | 19.2619 | 1.5958 | 0.13127 | 8633.2468 | 1696.4391 | 18.1411
| Civic Offices | Lift 3; in shaft motor traction lift including dual door openings on all floors; architraves controls and in shaft equipment; 5 stops (Services lift elevator car) | 1701087 | 8403453 | 5.2 | Services equipment | motors etc | Construction | 80 | kg | 15 | 44 | 1 | FALSE | 1 | FALSE |  | 1.03 | 80 | 320 | 5113 | Cladding sheet (plain), copper |  | 30 | D2 | 0 | 0 | 0 | 0 | 0 | 0 | 0 | 0 | 0
| Civic Offices | Lift 3; in shaft motor traction lift including dual door openings on all floors; architraves controls and in shaft equipment; 5 stops (Services lift elevator car) | 1701087 | 8403453 | 5.2 | Services equipment | motors etc | Construction | 80 | kg | 15 | 44 | 1 | FALSE | 1 | FALSE |  | 1.03 | 80 | 320 | 5113 | Cladding sheet (plain), copper |  | 30 | D3 | 0 | 0 | 0 | 0 | 0 | 0 | 0 | 0 | 0
| Civic Offices | Lift 3; in shaft motor traction lift including dual door openings on all floors; architraves controls and in shaft equipment; 5 stops (Services lift elevator car) | 1701087 | 8403453 | 5.2 | Services equipment | motors etc | Construction | 80 | kg | 15 | 44 | 1 | FALSE | 1 | FALSE |  | 1.03 | 80 | 320 | 5113 | Cladding sheet (plain), copper |  | 30 | D4 | 0 | 0 | 0 | 0 | 0 | 0 | 0 | 0 | 0
| Civic Offices | Lift 3; in shaft motor traction lift including dual door openings on all floors; architraves controls and in shaft equipment; 5 stops (Services lift elevator car) | 1701087 | 8403453 | 5.2 | Services equipment | motors etc | Construction | 80 | kg | 15 | 44 | 1 | FALSE | 1 | FALSE |  | 1.03 | 80 | 320 | 5113 | Cladding sheet (plain), copper |  | 45 | B4B5 | 568.9802 | 0.00047177 | 28.8588 | 19.2619 | 1.5958 | 0.13127 | 8633.2468 | 1696.4391 | 18.1411
| Civic Offices | Lift 3; in shaft motor traction lift including dual door openings on all floors; architraves controls and in shaft equipment; 5 stops (Services lift elevator car) | 1701087 | 8403453 | 5.2 | Services equipment | motors etc | Construction | 80 | kg | 15 | 44 | 1 | FALSE | 1 | FALSE |  | 1.03 | 80 | 320 | 5113 | Cladding sheet (plain), copper |  | 45 | D2 | 0 | 0 | 0 | 0 | 0 | 0 | 0 | 0 | 0
| Civic Offices | Lift 3; in shaft motor traction lift including dual door openings on all floors; architraves controls and in shaft equipment; 5 stops (Services lift elevator car) | 1701087 | 8403453 | 5.2 | Services equipment | motors etc | Construction | 80 | kg | 15 | 44 | 1 | FALSE | 1 | FALSE |  | 1.03 | 80 | 320 | 5113 | Cladding sheet (plain), copper |  | 45 | D3 | 0 | 0 | 0 | 0 | 0 | 0 | 0 | 0 | 0
| Civic Offices | Lift 3; in shaft motor traction lift including dual door openings on all floors; architraves controls and in shaft equipment; 5 stops (Services lift elevator car) | 1701087 | 8403453 | 5.2 | Services equipment | motors etc | Construction | 80 | kg | 15 | 44 | 1 | FALSE | 1 | FALSE |  | 1.03 | 80 | 320 | 5113 | Cladding sheet (plain), copper |  | 45 | D4 | 0 | 0 | 0 | 0 | 0 | 0 | 0 | 0 | 0
| Civic Offices | Lift 3; in shaft motor traction lift including dual door openings on all floors; architraves controls and in shaft equipment; 5 stops (Services lift elevator car) | 1701087 | 8403454 | 5.2 | Services equipment | glass | Construction | 6 | kg | 25 | 44 | 1 | FALSE | 1 | FALSE |  | 1.05 | 6 | 18 | 5490 | General glazing, glass (toughened) |  | 0 | A1A3 | 7.0769 | 6.5251e-07 | 0.067197 | 0.0084732 | 0.0040698 | 4.4934e-05 | 86.6634 | 48.9669 | 0.034499
| Civic Offices | Lift 3; in shaft motor traction lift including dual door openings on all floors; architraves controls and in shaft equipment; 5 stops (Services lift elevator car) | 1701087 | 8403454 | 5.2 | Services equipment | glass | Construction | 6 | kg | 25 | 44 | 1 | FALSE | 1 | FALSE |  | 1.05 | 6 | 18 | 5490 | General glazing, glass (toughened) |  | 0 | A4 | 0.15169 | 2.7921e-08 | 0.00050723 | 0.00013383 | 8.8485e-05 | 3.9948e-07 | 2.2908 | 0.28304 | 0.00062846
| Civic Offices | Lift 3; in shaft motor traction lift including dual door openings on all floors; architraves controls and in shaft equipment; 5 stops (Services lift elevator car) | 1701087 | 8403454 | 5.2 | Services equipment | glass | Construction | 6 | kg | 25 | 44 | 1 | FALSE | 1 | FALSE |  | 1.05 | 6 | 18 | 5490 | General glazing, glass (toughened) |  | 0 | A5 | 0.00046724 | 1.6107e-10 | 3.5985e-06 | 8.8854e-07 | 6.2163e-07 | 5.0508e-10 | 0.013571 | 0.045 | 0
| Civic Offices | Lift 3; in shaft motor traction lift including dual door openings on all floors; architraves controls and in shaft equipment; 5 stops (Services lift elevator car) | 1701087 | 8403454 | 5.2 | Services equipment | glass | Construction | 6 | kg | 25 | 44 | 1 | FALSE | 1 | FALSE |  | 1.05 | 6 | 18 | 5490 | General glazing, glass (toughened) |  | 0 | D2 | 0 | 0 | 0 | 0 | 0 | 0 | 0 | 0 | 0
| Civic Offices | Lift 3; in shaft motor traction lift including dual door openings on all floors; architraves controls and in shaft equipment; 5 stops (Services lift elevator car) | 1701087 | 8403454 | 5.2 | Services equipment | glass | Construction | 6 | kg | 25 | 44 | 1 | FALSE | 1 | FALSE |  | 1.05 | 6 | 18 | 5490 | General glazing, glass (toughened) |  | 0 | D3 | 0 | 0 | 0 | 0 | 0 | 0 | 0 | 0 | 0
| Civic Offices | Lift 3; in shaft motor traction lift including dual door openings on all floors; architraves controls and in shaft equipment; 5 stops (Services lift elevator car) | 1701087 | 8403454 | 5.2 | Services equipment | glass | Construction | 6 | kg | 25 | 44 | 1 | FALSE | 1 | FALSE |  | 1.05 | 6 | 18 | 5490 | General glazing, glass (toughened) |  | 0 | D4 | 0 | 0 | 0 | 0 | 0 | 0 | 0 | 0 | 0
| Civic Offices | Lift 3; in shaft motor traction lift including dual door openings on all floors; architraves controls and in shaft equipment; 5 stops (Services lift elevator car) | 1701087 | 8403454 | 5.2 | Services equipment | glass | Construction | 6 | kg | 25 | 44 | 1 | FALSE | 1 | FALSE |  | 1.05 | 6 | 18 | 5490 | General glazing, glass (toughened) |  | 60 | C2 | 0 | 0 | 0 | 0 | 0 | 0 | 0 | 0 | 0
| Civic Offices | Lift 3; in shaft motor traction lift including dual door openings on all floors; architraves controls and in shaft equipment; 5 stops (Services lift elevator car) | 1701087 | 8403454 | 5.2 | Services equipment | glass | Construction | 6 | kg | 25 | 44 | 1 | FALSE | 1 | FALSE |  | 1.05 | 6 | 18 | 5490 | General glazing, glass (toughened) |  | 60 | C4 | 0.0093447 | 3.2214e-09 | 7.197e-05 | 1.7771e-05 | 1.2433e-05 | 1.0102e-08 | 0.27142 | 0.9 | 0.00088092
| Civic Offices | Lift 3; in shaft motor traction lift including dual door openings on all floors; architraves controls and in shaft equipment; 5 stops (Services lift elevator car) | 1701087 | 8403454 | 5.2 | Services equipment | glass | Construction | 6 | kg | 25 | 44 | 1 | FALSE | 1 | FALSE |  | 1.05 | 6 | 18 | 5490 | General glazing, glass (toughened) |  | 60 | D2 | 0 | 0 | 0 | 0 | 0 | 0 | 0 | 0 | 0
| Civic Offices | Lift 3; in shaft motor traction lift including dual door openings on all floors; architraves controls and in shaft equipment; 5 stops (Services lift elevator car) | 1701087 | 8403454 | 5.2 | Services equipment | glass | Construction | 6 | kg | 25 | 44 | 1 | FALSE | 1 | FALSE |  | 1.05 | 6 | 18 | 5490 | General glazing, glass (toughened) |  | 60 | D3 | 0 | 0 | 0 | 0 | 0 | 0 | 0 | 0 | 0
| Civic Offices | Lift 3; in shaft motor traction lift including dual door openings on all floors; architraves controls and in shaft equipment; 5 stops (Services lift elevator car) | 1701087 | 8403454 | 5.2 | Services equipment | glass | Construction | 6 | kg | 25 | 44 | 1 | FALSE | 1 | FALSE |  | 1.05 | 6 | 18 | 5490 | General glazing, glass (toughened) |  | 60 | D4 | 0 | 0 | 0 | 0 | 0 | 0 | 0 | 0 | 0
| Civic Offices | Lift 3; in shaft motor traction lift including dual door openings on all floors; architraves controls and in shaft equipment; 5 stops (Services lift elevator car) | 1701087 | 8403454 | 5.2 | Services equipment | glass | Construction | 6 | kg | 25 | 44 | 1 | FALSE | 1 | FALSE |  | 1.05 | 6 | 18 | 5490 | General glazing, glass (toughened) |  | 25 | B4B5 | 7.2384 | 6.8381e-07 | 0.06778 | 0.0086257 | 0.0041714 | 4.5344e-05 | 89.2392 | 50.195 | 0.035127
| Civic Offices | Lift 3; in shaft motor traction lift including dual door openings on all floors; architraves controls and in shaft equipment; 5 stops (Services lift elevator car) | 1701087 | 8403454 | 5.2 | Services equipment | glass | Construction | 6 | kg | 25 | 44 | 1 | FALSE | 1 | FALSE |  | 1.05 | 6 | 18 | 5490 | General glazing, glass (toughened) |  | 25 | D2 | 0 | 0 | 0 | 0 | 0 | 0 | 0 | 0 | 0
| Civic Offices | Lift 3; in shaft motor traction lift including dual door openings on all floors; architraves controls and in shaft equipment; 5 stops (Services lift elevator car) | 1701087 | 8403454 | 5.2 | Services equipment | glass | Construction | 6 | kg | 25 | 44 | 1 | FALSE | 1 | FALSE |  | 1.05 | 6 | 18 | 5490 | General glazing, glass (toughened) |  | 25 | D3 | 0 | 0 | 0 | 0 | 0 | 0 | 0 | 0 | 0
| Civic Offices | Lift 3; in shaft motor traction lift including dual door openings on all floors; architraves controls and in shaft equipment; 5 stops (Services lift elevator car) | 1701087 | 8403454 | 5.2 | Services equipment | glass | Construction | 6 | kg | 25 | 44 | 1 | FALSE | 1 | FALSE |  | 1.05 | 6 | 18 | 5490 | General glazing, glass (toughened) |  | 25 | D4 | 0 | 0 | 0 | 0 | 0 | 0 | 0 | 0 | 0
| Civic Offices | Lift 3; in shaft motor traction lift including dual door openings on all floors; architraves controls and in shaft equipment; 5 stops (Services lift elevator car) | 1701087 | 8403454 | 5.2 | Services equipment | glass | Construction | 6 | kg | 25 | 44 | 1 | FALSE | 1 | FALSE |  | 1.05 | 6 | 18 | 5490 | General glazing, glass (toughened) |  | 50 | B4B5 | 7.2384 | 6.8381e-07 | 0.06778 | 0.0086257 | 0.0041714 | 4.5344e-05 | 89.2392 | 50.195 | 0.035127
| Civic Offices | Lift 3; in shaft motor traction lift including dual door openings on all floors; architraves controls and in shaft equipment; 5 stops (Services lift elevator car) | 1701087 | 8403454 | 5.2 | Services equipment | glass | Construction | 6 | kg | 25 | 44 | 1 | FALSE | 1 | FALSE |  | 1.05 | 6 | 18 | 5490 | General glazing, glass (toughened) |  | 50 | D2 | 0 | 0 | 0 | 0 | 0 | 0 | 0 | 0 | 0
| Civic Offices | Lift 3; in shaft motor traction lift including dual door openings on all floors; architraves controls and in shaft equipment; 5 stops (Services lift elevator car) | 1701087 | 8403454 | 5.2 | Services equipment | glass | Construction | 6 | kg | 25 | 44 | 1 | FALSE | 1 | FALSE |  | 1.05 | 6 | 18 | 5490 | General glazing, glass (toughened) |  | 50 | D3 | 0 | 0 | 0 | 0 | 0 | 0 | 0 | 0 | 0
| Civic Offices | Lift 3; in shaft motor traction lift including dual door openings on all floors; architraves controls and in shaft equipment; 5 stops (Services lift elevator car) | 1701087 | 8403454 | 5.2 | Services equipment | glass | Construction | 6 | kg | 25 | 44 | 1 | FALSE | 1 | FALSE |  | 1.05 | 6 | 18 | 5490 | General glazing, glass (toughened) |  | 50 | D4 | 0 | 0 | 0 | 0 | 0 | 0 | 0 | 0 | 0
| Civic Offices | Lift 3; in shaft motor traction lift including dual door openings on all floors; architraves controls and in shaft equipment; 5 stops (Services lift elevator car) | 1701087 | 8403455 | 5.2 | Services equipment | component | Construction | 3 | kg | 25 | 44 | 1 | FALSE | 1 | FALSE |  | 1.05 | 3 | 9 | 5109 | Cladding sheet (outer sheet of composite panel), copper |  | 0 | A1A3 | 21.6877 | 1.8024e-05 | 1.103 | 0.73629 | 0.06097 | 0.0050181 | 329.073 | 64.2388 | 0.69325
| Civic Offices | Lift 3; in shaft motor traction lift including dual door openings on all floors; architraves controls and in shaft equipment; 5 stops (Services lift elevator car) | 1701087 | 8403455 | 5.2 | Services equipment | component | Construction | 3 | kg | 25 | 44 | 1 | FALSE | 1 | FALSE |  | 1.05 | 3 | 9 | 5109 | Cladding sheet (outer sheet of composite panel), copper |  | 0 | A4 | 0.061717 | 1.1089e-08 | 0.00020208 | 5.4619e-05 | 3.4475e-05 | 2.1524e-07 | 0.91999 | 0.14048 | 0.00025397
| Civic Offices | Lift 3; in shaft motor traction lift including dual door openings on all floors; architraves controls and in shaft equipment; 5 stops (Services lift elevator car) | 1701087 | 8403455 | 5.2 | Services equipment | component | Construction | 3 | kg | 25 | 44 | 1 | FALSE | 1 | FALSE |  | 1.05 | 3 | 9 | 5109 | Cladding sheet (outer sheet of composite panel), copper |  | 0 | A5 | 7.797e-05 | 2.0417e-11 | 5.4524e-07 | 1.7916e-07 | 9.0476e-08 | 1.0999e-10 | 0.0019115 | 0.0225 | 0
| Civic Offices | Lift 3; in shaft motor traction lift including dual door openings on all floors; architraves controls and in shaft equipment; 5 stops (Services lift elevator car) | 1701087 | 8403455 | 5.2 | Services equipment | component | Construction | 3 | kg | 25 | 44 | 1 | FALSE | 1 | FALSE |  | 1.05 | 3 | 9 | 5109 | Cladding sheet (outer sheet of composite panel), copper |  | 0 | D2 | 0 | 0 | 0 | 0 | 0 | 0 | 0 | 0 | 0
| Civic Offices | Lift 3; in shaft motor traction lift including dual door openings on all floors; architraves controls and in shaft equipment; 5 stops (Services lift elevator car) | 1701087 | 8403455 | 5.2 | Services equipment | component | Construction | 3 | kg | 25 | 44 | 1 | FALSE | 1 | FALSE |  | 1.05 | 3 | 9 | 5109 | Cladding sheet (outer sheet of composite panel), copper |  | 0 | D3 | 0 | 0 | 0 | 0 | 0 | 0 | 0 | 0 | 0
| Civic Offices | Lift 3; in shaft motor traction lift including dual door openings on all floors; architraves controls and in shaft equipment; 5 stops (Services lift elevator car) | 1701087 | 8403455 | 5.2 | Services equipment | component | Construction | 3 | kg | 25 | 44 | 1 | FALSE | 1 | FALSE |  | 1.05 | 3 | 9 | 5109 | Cladding sheet (outer sheet of composite panel), copper |  | 0 | D4 | 0 | 0 | 0 | 0 | 0 | 0 | 0 | 0 | 0
| Civic Offices | Lift 3; in shaft motor traction lift including dual door openings on all floors; architraves controls and in shaft equipment; 5 stops (Services lift elevator car) | 1701087 | 8403455 | 5.2 | Services equipment | component | Construction | 3 | kg | 25 | 44 | 1 | FALSE | 1 | FALSE |  | 1.05 | 3 | 9 | 5109 | Cladding sheet (outer sheet of composite panel), copper |  | 60 | C2 | 0 | 0 | 0 | 0 | 0 | 0 | 0 | 0 | 0
| Civic Offices | Lift 3; in shaft motor traction lift including dual door openings on all floors; architraves controls and in shaft equipment; 5 stops (Services lift elevator car) | 1701087 | 8403455 | 5.2 | Services equipment | component | Construction | 3 | kg | 25 | 44 | 1 | FALSE | 1 | FALSE |  | 1.05 | 3 | 9 | 5109 | Cladding sheet (outer sheet of composite panel), copper |  | 60 | C4 | 0.0015594 | 4.0834e-10 | 1.0905e-05 | 3.5833e-06 | 1.8095e-06 | 2.1998e-09 | 0.038229 | 0.45 | 7.8204e-05
| Civic Offices | Lift 3; in shaft motor traction lift including dual door openings on all floors; architraves controls and in shaft equipment; 5 stops (Services lift elevator car) | 1701087 | 8403455 | 5.2 | Services equipment | component | Construction | 3 | kg | 25 | 44 | 1 | FALSE | 1 | FALSE |  | 1.05 | 3 | 9 | 5109 | Cladding sheet (outer sheet of composite panel), copper |  | 60 | D2 | 0 | 0 | 0 | 0 | 0 | 0 | 0 | 0 | 0
| Civic Offices | Lift 3; in shaft motor traction lift including dual door openings on all floors; architraves controls and in shaft equipment; 5 stops (Services lift elevator car) | 1701087 | 8403455 | 5.2 | Services equipment | component | Construction | 3 | kg | 25 | 44 | 1 | FALSE | 1 | FALSE |  | 1.05 | 3 | 9 | 5109 | Cladding sheet (outer sheet of composite panel), copper |  | 60 | D3 | 0 | 0 | 0 | 0 | 0 | 0 | 0 | 0 | 0
| Civic Offices | Lift 3; in shaft motor traction lift including dual door openings on all floors; architraves controls and in shaft equipment; 5 stops (Services lift elevator car) | 1701087 | 8403455 | 5.2 | Services equipment | component | Construction | 3 | kg | 25 | 44 | 1 | FALSE | 1 | FALSE |  | 1.05 | 3 | 9 | 5109 | Cladding sheet (outer sheet of composite panel), copper |  | 60 | D4 | 0 | 0 | 0 | 0 | 0 | 0 | 0 | 0 | 0
| Civic Offices | Lift 3; in shaft motor traction lift including dual door openings on all floors; architraves controls and in shaft equipment; 5 stops (Services lift elevator car) | 1701087 | 8403455 | 5.2 | Services equipment | component | Construction | 3 | kg | 25 | 44 | 1 | FALSE | 1 | FALSE |  | 1.05 | 3 | 9 | 5109 | Cladding sheet (outer sheet of composite panel), copper |  | 25 | B4B5 | 21.7511 | 1.8035e-05 | 1.1032 | 0.73635 | 0.061006 | 0.0050184 | 330.0331 | 64.8517 | 0.6935
| Civic Offices | Lift 3; in shaft motor traction lift including dual door openings on all floors; architraves controls and in shaft equipment; 5 stops (Services lift elevator car) | 1701087 | 8403455 | 5.2 | Services equipment | component | Construction | 3 | kg | 25 | 44 | 1 | FALSE | 1 | FALSE |  | 1.05 | 3 | 9 | 5109 | Cladding sheet (outer sheet of composite panel), copper |  | 25 | D2 | 0 | 0 | 0 | 0 | 0 | 0 | 0 | 0 | 0
| Civic Offices | Lift 3; in shaft motor traction lift including dual door openings on all floors; architraves controls and in shaft equipment; 5 stops (Services lift elevator car) | 1701087 | 8403455 | 5.2 | Services equipment | component | Construction | 3 | kg | 25 | 44 | 1 | FALSE | 1 | FALSE |  | 1.05 | 3 | 9 | 5109 | Cladding sheet (outer sheet of composite panel), copper |  | 25 | D3 | 0 | 0 | 0 | 0 | 0 | 0 | 0 | 0 | 0
| Civic Offices | Lift 3; in shaft motor traction lift including dual door openings on all floors; architraves controls and in shaft equipment; 5 stops (Services lift elevator car) | 1701087 | 8403455 | 5.2 | Services equipment | component | Construction | 3 | kg | 25 | 44 | 1 | FALSE | 1 | FALSE |  | 1.05 | 3 | 9 | 5109 | Cladding sheet (outer sheet of composite panel), copper |  | 25 | D4 | 0 | 0 | 0 | 0 | 0 | 0 | 0 | 0 | 0
| Civic Offices | Lift 3; in shaft motor traction lift including dual door openings on all floors; architraves controls and in shaft equipment; 5 stops (Services lift elevator car) | 1701087 | 8403455 | 5.2 | Services equipment | component | Construction | 3 | kg | 25 | 44 | 1 | FALSE | 1 | FALSE |  | 1.05 | 3 | 9 | 5109 | Cladding sheet (outer sheet of composite panel), copper |  | 50 | B4B5 | 21.7511 | 1.8035e-05 | 1.1032 | 0.73635 | 0.061006 | 0.0050184 | 330.0331 | 64.8517 | 0.6935
| Civic Offices | Lift 3; in shaft motor traction lift including dual door openings on all floors; architraves controls and in shaft equipment; 5 stops (Services lift elevator car) | 1701087 | 8403455 | 5.2 | Services equipment | component | Construction | 3 | kg | 25 | 44 | 1 | FALSE | 1 | FALSE |  | 1.05 | 3 | 9 | 5109 | Cladding sheet (outer sheet of composite panel), copper |  | 50 | D2 | 0 | 0 | 0 | 0 | 0 | 0 | 0 | 0 | 0
| Civic Offices | Lift 3; in shaft motor traction lift including dual door openings on all floors; architraves controls and in shaft equipment; 5 stops (Services lift elevator car) | 1701087 | 8403455 | 5.2 | Services equipment | component | Construction | 3 | kg | 25 | 44 | 1 | FALSE | 1 | FALSE |  | 1.05 | 3 | 9 | 5109 | Cladding sheet (outer sheet of composite panel), copper |  | 50 | D3 | 0 | 0 | 0 | 0 | 0 | 0 | 0 | 0 | 0
| Civic Offices | Lift 3; in shaft motor traction lift including dual door openings on all floors; architraves controls and in shaft equipment; 5 stops (Services lift elevator car) | 1701087 | 8403455 | 5.2 | Services equipment | component | Construction | 3 | kg | 25 | 44 | 1 | FALSE | 1 | FALSE |  | 1.05 | 3 | 9 | 5109 | Cladding sheet (outer sheet of composite panel), copper |  | 50 | D4 | 0 | 0 | 0 | 0 | 0 | 0 | 0 | 0 | 0
| Civic Offices | Lift 3; in shaft motor traction lift including dual door openings on all floors; architraves controls and in shaft equipment; 5 stops (Services lift elevator car) | 1701087 | 8403456 | 5.2 | Services equipment | Cast iron (proxy) | Construction | 23 | kg | 25 | 44 | 1 | FALSE | 1 | FALSE |  | 1.05 | 23 | 69 | 5466 | Reinforcement for RC, steel |  | 0 | A1A3 | 49.9244 | 2.8442e-06 | 0.22539 | 0.111 | 0.062349 | 0.00026627 | 630.4273 | 18.0159 | 0.44643
| Civic Offices | Lift 3; in shaft motor traction lift including dual door openings on all floors; architraves controls and in shaft equipment; 5 stops (Services lift elevator car) | 1701087 | 8403456 | 5.2 | Services equipment | Cast iron (proxy) | Construction | 23 | kg | 25 | 44 | 1 | FALSE | 1 | FALSE |  | 1.05 | 23 | 69 | 5466 | Reinforcement for RC, steel |  | 0 | A4 | 1.0024 | 1.387e-07 | 0.0047659 | 0.00088498 | 0.00062917 | 2.2323e-06 | 14.6661 | 4.2592 | 0.0040737
| Civic Offices | Lift 3; in shaft motor traction lift including dual door openings on all floors; architraves controls and in shaft equipment; 5 stops (Services lift elevator car) | 1701087 | 8403456 | 5.2 | Services equipment | Cast iron (proxy) | Construction | 23 | kg | 25 | 44 | 1 | FALSE | 1 | FALSE |  | 1.05 | 23 | 69 | 5466 | Reinforcement for RC, steel |  | 0 | A5 | 0.00059777 | 1.5653e-10 | 4.1801e-06 | 1.3736e-06 | 6.9365e-07 | 8.4325e-10 | 0.014655 | 0.1725 | 0
| Civic Offices | Lift 3; in shaft motor traction lift including dual door openings on all floors; architraves controls and in shaft equipment; 5 stops (Services lift elevator car) | 1701087 | 8403456 | 5.2 | Services equipment | Cast iron (proxy) | Construction | 23 | kg | 25 | 44 | 1 | FALSE | 1 | FALSE |  | 1.05 | 23 | 69 | 5466 | Reinforcement for RC, steel |  | 0 | D2 | 0 | 0 | 0 | 0 | 0 | 0 | 0 | 0 | 0
| Civic Offices | Lift 3; in shaft motor traction lift including dual door openings on all floors; architraves controls and in shaft equipment; 5 stops (Services lift elevator car) | 1701087 | 8403456 | 5.2 | Services equipment | Cast iron (proxy) | Construction | 23 | kg | 25 | 44 | 1 | FALSE | 1 | FALSE |  | 1.05 | 23 | 69 | 5466 | Reinforcement for RC, steel |  | 0 | D3 | 0 | 0 | 0 | 0 | 0 | 0 | 0 | 0 | 0
| Civic Offices | Lift 3; in shaft motor traction lift including dual door openings on all floors; architraves controls and in shaft equipment; 5 stops (Services lift elevator car) | 1701087 | 8403456 | 5.2 | Services equipment | Cast iron (proxy) | Construction | 23 | kg | 25 | 44 | 1 | FALSE | 1 | FALSE |  | 1.05 | 23 | 69 | 5466 | Reinforcement for RC, steel |  | 0 | D4 | 0 | 0 | 0 | 0 | 0 | 0 | 0 | 0 | 0
| Civic Offices | Lift 3; in shaft motor traction lift including dual door openings on all floors; architraves controls and in shaft equipment; 5 stops (Services lift elevator car) | 1701087 | 8403456 | 5.2 | Services equipment | Cast iron (proxy) | Construction | 23 | kg | 25 | 44 | 1 | FALSE | 1 | FALSE |  | 1.05 | 23 | 69 | 5466 | Reinforcement for RC, steel |  | 60 | C2 | 0 | 0 | 0 | 0 | 0 | 0 | 0 | 0 | 0
| Civic Offices | Lift 3; in shaft motor traction lift including dual door openings on all floors; architraves controls and in shaft equipment; 5 stops (Services lift elevator car) | 1701087 | 8403456 | 5.2 | Services equipment | Cast iron (proxy) | Construction | 23 | kg | 25 | 44 | 1 | FALSE | 1 | FALSE |  | 1.05 | 23 | 69 | 5466 | Reinforcement for RC, steel |  | 60 | C4 | 0.011955 | 3.1306e-09 | 8.3603e-05 | 2.7472e-05 | 1.3873e-05 | 1.6865e-08 | 0.29309 | 3.45 | 0.00059957
| Civic Offices | Lift 3; in shaft motor traction lift including dual door openings on all floors; architraves controls and in shaft equipment; 5 stops (Services lift elevator car) | 1701087 | 8403456 | 5.2 | Services equipment | Cast iron (proxy) | Construction | 23 | kg | 25 | 44 | 1 | FALSE | 1 | FALSE |  | 1.05 | 23 | 69 | 5466 | Reinforcement for RC, steel |  | 60 | D2 | 0 | 0 | 0 | 0 | 0 | 0 | 0 | 0 | 0
| Civic Offices | Lift 3; in shaft motor traction lift including dual door openings on all floors; architraves controls and in shaft equipment; 5 stops (Services lift elevator car) | 1701087 | 8403456 | 5.2 | Services equipment | Cast iron (proxy) | Construction | 23 | kg | 25 | 44 | 1 | FALSE | 1 | FALSE |  | 1.05 | 23 | 69 | 5466 | Reinforcement for RC, steel |  | 60 | D3 | 0 | 0 | 0 | 0 | 0 | 0 | 0 | 0 | 0
| Civic Offices | Lift 3; in shaft motor traction lift including dual door openings on all floors; architraves controls and in shaft equipment; 5 stops (Services lift elevator car) | 1701087 | 8403456 | 5.2 | Services equipment | Cast iron (proxy) | Construction | 23 | kg | 25 | 44 | 1 | FALSE | 1 | FALSE |  | 1.05 | 23 | 69 | 5466 | Reinforcement for RC, steel |  | 60 | D4 | 0 | 0 | 0 | 0 | 0 | 0 | 0 | 0 | 0
| Civic Offices | Lift 3; in shaft motor traction lift including dual door openings on all floors; architraves controls and in shaft equipment; 5 stops (Services lift elevator car) | 1701087 | 8403456 | 5.2 | Services equipment | Cast iron (proxy) | Construction | 23 | kg | 25 | 44 | 1 | FALSE | 1 | FALSE |  | 1.05 | 23 | 69 | 5466 | Reinforcement for RC, steel |  | 25 | B4B5 | 50.9393 | 2.9862e-06 | 0.23025 | 0.11192 | 0.062993 | 0.00026852 | 645.4011 | 25.8976 | 0.45051
| Civic Offices | Lift 3; in shaft motor traction lift including dual door openings on all floors; architraves controls and in shaft equipment; 5 stops (Services lift elevator car) | 1701087 | 8403456 | 5.2 | Services equipment | Cast iron (proxy) | Construction | 23 | kg | 25 | 44 | 1 | FALSE | 1 | FALSE |  | 1.05 | 23 | 69 | 5466 | Reinforcement for RC, steel |  | 25 | D2 | 0 | 0 | 0 | 0 | 0 | 0 | 0 | 0 | 0
| Civic Offices | Lift 3; in shaft motor traction lift including dual door openings on all floors; architraves controls and in shaft equipment; 5 stops (Services lift elevator car) | 1701087 | 8403456 | 5.2 | Services equipment | Cast iron (proxy) | Construction | 23 | kg | 25 | 44 | 1 | FALSE | 1 | FALSE |  | 1.05 | 23 | 69 | 5466 | Reinforcement for RC, steel |  | 25 | D3 | 0 | 0 | 0 | 0 | 0 | 0 | 0 | 0 | 0
| Civic Offices | Lift 3; in shaft motor traction lift including dual door openings on all floors; architraves controls and in shaft equipment; 5 stops (Services lift elevator car) | 1701087 | 8403456 | 5.2 | Services equipment | Cast iron (proxy) | Construction | 23 | kg | 25 | 44 | 1 | FALSE | 1 | FALSE |  | 1.05 | 23 | 69 | 5466 | Reinforcement for RC, steel |  | 25 | D4 | 0 | 0 | 0 | 0 | 0 | 0 | 0 | 0 | 0
| Civic Offices | Lift 3; in shaft motor traction lift including dual door openings on all floors; architraves controls and in shaft equipment; 5 stops (Services lift elevator car) | 1701087 | 8403456 | 5.2 | Services equipment | Cast iron (proxy) | Construction | 23 | kg | 25 | 44 | 1 | FALSE | 1 | FALSE |  | 1.05 | 23 | 69 | 5466 | Reinforcement for RC, steel |  | 50 | B4B5 | 50.9393 | 2.9862e-06 | 0.23025 | 0.11192 | 0.062993 | 0.00026852 | 645.4011 | 25.8976 | 0.45051
| Civic Offices | Lift 3; in shaft motor traction lift including dual door openings on all floors; architraves controls and in shaft equipment; 5 stops (Services lift elevator car) | 1701087 | 8403456 | 5.2 | Services equipment | Cast iron (proxy) | Construction | 23 | kg | 25 | 44 | 1 | FALSE | 1 | FALSE |  | 1.05 | 23 | 69 | 5466 | Reinforcement for RC, steel |  | 50 | D2 | 0 | 0 | 0 | 0 | 0 | 0 | 0 | 0 | 0
| Civic Offices | Lift 3; in shaft motor traction lift including dual door openings on all floors; architraves controls and in shaft equipment; 5 stops (Services lift elevator car) | 1701087 | 8403456 | 5.2 | Services equipment | Cast iron (proxy) | Construction | 23 | kg | 25 | 44 | 1 | FALSE | 1 | FALSE |  | 1.05 | 23 | 69 | 5466 | Reinforcement for RC, steel |  | 50 | D3 | 0 | 0 | 0 | 0 | 0 | 0 | 0 | 0 | 0
| Civic Offices | Lift 3; in shaft motor traction lift including dual door openings on all floors; architraves controls and in shaft equipment; 5 stops (Services lift elevator car) | 1701087 | 8403456 | 5.2 | Services equipment | Cast iron (proxy) | Construction | 23 | kg | 25 | 44 | 1 | FALSE | 1 | FALSE |  | 1.05 | 23 | 69 | 5466 | Reinforcement for RC, steel |  | 50 | D4 | 0 | 0 | 0 | 0 | 0 | 0 | 0 | 0 | 0
| Civic Offices | Lift 3; in shaft motor traction lift including dual door openings on all floors; architraves controls and in shaft equipment; 5 stops (Services lift elevator car) | 1701087 | 8403457 | 5.2 | Services equipment | Plastic casings etc | Construction | 20 | kg | 25 | 44 | 1 | FALSE | 1 | FALSE |  | 1.07 | 20 | 60 | 5348 | Vapour control layer, polythene |  | 0 | A1A3 | 56.6534 | 1.0803e-06 | 0.24216 | 0.030673 | 0.065512 | 0.00013427 | 1698.8747 | 2.698 | 0.30055
| Civic Offices | Lift 3; in shaft motor traction lift including dual door openings on all floors; architraves controls and in shaft equipment; 5 stops (Services lift elevator car) | 1701087 | 8403457 | 5.2 | Services equipment | Plastic casings etc | Construction | 20 | kg | 25 | 44 | 1 | FALSE | 1 | FALSE |  | 1.07 | 20 | 60 | 5348 | Vapour control layer, polythene |  | 0 | A4 | 0.40546 | 7.2851e-08 | 0.0013276 | 0.00035883 | 0.00022649 | 1.414e-06 | 6.044 | 0.92288 | 0.0016685
| Civic Offices | Lift 3; in shaft motor traction lift including dual door openings on all floors; architraves controls and in shaft equipment; 5 stops (Services lift elevator car) | 1701087 | 8403457 | 5.2 | Services equipment | Plastic casings etc | Construction | 20 | kg | 25 | 44 | 1 | FALSE | 1 | FALSE |  | 1.07 | 20 | 60 | 5348 | Vapour control layer, polythene |  | 0 | A5 | 0.036898 | 1.1736e-09 | 3.3975e-05 | 0.0030956 | 1.1273e-05 | 6.5571e-09 | 0.1074 | 0.224 | 0
| Civic Offices | Lift 3; in shaft motor traction lift including dual door openings on all floors; architraves controls and in shaft equipment; 5 stops (Services lift elevator car) | 1701087 | 8403457 | 5.2 | Services equipment | Plastic casings etc | Construction | 20 | kg | 25 | 44 | 1 | FALSE | 1 | FALSE |  | 1.07 | 20 | 60 | 5348 | Vapour control layer, polythene |  | 0 | D2 | 0 | 0 | 0 | 0 | 0 | 0 | 0 | 0 | 0
| Civic Offices | Lift 3; in shaft motor traction lift including dual door openings on all floors; architraves controls and in shaft equipment; 5 stops (Services lift elevator car) | 1701087 | 8403457 | 5.2 | Services equipment | Plastic casings etc | Construction | 20 | kg | 25 | 44 | 1 | FALSE | 1 | FALSE |  | 1.07 | 20 | 60 | 5348 | Vapour control layer, polythene |  | 0 | D3 | 0 | 0 | 0 | 0 | 0 | 0 | 0 | 0 | 0
| Civic Offices | Lift 3; in shaft motor traction lift including dual door openings on all floors; architraves controls and in shaft equipment; 5 stops (Services lift elevator car) | 1701087 | 8403457 | 5.2 | Services equipment | Plastic casings etc | Construction | 20 | kg | 25 | 44 | 1 | FALSE | 1 | FALSE |  | 1.07 | 20 | 60 | 5348 | Vapour control layer, polythene |  | 0 | D4 | 0 | 0 | 0 | 0 | 0 | 0 | 0 | 0 | 0
| Civic Offices | Lift 3; in shaft motor traction lift including dual door openings on all floors; architraves controls and in shaft equipment; 5 stops (Services lift elevator car) | 1701087 | 8403457 | 5.2 | Services equipment | Plastic casings etc | Construction | 20 | kg | 25 | 44 | 1 | FALSE | 1 | FALSE |  | 1.07 | 20 | 60 | 5348 | Vapour control layer, polythene |  | 60 | C2 | 0 | 0 | 0 | 0 | 0 | 0 | 0 | 0 | 0
| Civic Offices | Lift 3; in shaft motor traction lift including dual door openings on all floors; architraves controls and in shaft equipment; 5 stops (Services lift elevator car) | 1701087 | 8403457 | 5.2 | Services equipment | Plastic casings etc | Construction | 20 | kg | 25 | 44 | 1 | FALSE | 1 | FALSE |  | 1.07 | 20 | 60 | 5348 | Vapour control layer, polythene |  | 60 | C4 | 0.52712 | 1.6766e-08 | 0.00048536 | 0.044223 | 0.00016105 | 9.3672e-08 | 1.5342 | 3.2 | 0.01484
| Civic Offices | Lift 3; in shaft motor traction lift including dual door openings on all floors; architraves controls and in shaft equipment; 5 stops (Services lift elevator car) | 1701087 | 8403457 | 5.2 | Services equipment | Plastic casings etc | Construction | 20 | kg | 25 | 44 | 1 | FALSE | 1 | FALSE |  | 1.07 | 20 | 60 | 5348 | Vapour control layer, polythene |  | 60 | D2 | 0 | 0 | 0 | 0 | 0 | 0 | 0 | 0 | 0
| Civic Offices | Lift 3; in shaft motor traction lift including dual door openings on all floors; architraves controls and in shaft equipment; 5 stops (Services lift elevator car) | 1701087 | 8403457 | 5.2 | Services equipment | Plastic casings etc | Construction | 20 | kg | 25 | 44 | 1 | FALSE | 1 | FALSE |  | 1.07 | 20 | 60 | 5348 | Vapour control layer, polythene |  | 60 | D3 | 0 | 0 | 0 | 0 | 0 | 0 | 0 | 0 | 0
| Civic Offices | Lift 3; in shaft motor traction lift including dual door openings on all floors; architraves controls and in shaft equipment; 5 stops (Services lift elevator car) | 1701087 | 8403457 | 5.2 | Services equipment | Plastic casings etc | Construction | 20 | kg | 25 | 44 | 1 | FALSE | 1 | FALSE |  | 1.07 | 20 | 60 | 5348 | Vapour control layer, polythene |  | 60 | D4 | 0 | 0 | 0 | 0 | 0 | 0 | 0 | 0 | 0
| Civic Offices | Lift 3; in shaft motor traction lift including dual door openings on all floors; architraves controls and in shaft equipment; 5 stops (Services lift elevator car) | 1701087 | 8403457 | 5.2 | Services equipment | Plastic casings etc | Construction | 20 | kg | 25 | 44 | 1 | FALSE | 1 | FALSE |  | 1.07 | 20 | 60 | 5348 | Vapour control layer, polythene |  | 25 | B4B5 | 57.6229 | 1.1711e-06 | 0.244 | 0.07835 | 0.06591 | 0.00013578 | 1706.5604 | 7.0448 | 0.30222
| Civic Offices | Lift 3; in shaft motor traction lift including dual door openings on all floors; architraves controls and in shaft equipment; 5 stops (Services lift elevator car) | 1701087 | 8403457 | 5.2 | Services equipment | Plastic casings etc | Construction | 20 | kg | 25 | 44 | 1 | FALSE | 1 | FALSE |  | 1.07 | 20 | 60 | 5348 | Vapour control layer, polythene |  | 25 | D2 | 0 | 0 | 0 | 0 | 0 | 0 | 0 | 0 | 0
| Civic Offices | Lift 3; in shaft motor traction lift including dual door openings on all floors; architraves controls and in shaft equipment; 5 stops (Services lift elevator car) | 1701087 | 8403457 | 5.2 | Services equipment | Plastic casings etc | Construction | 20 | kg | 25 | 44 | 1 | FALSE | 1 | FALSE |  | 1.07 | 20 | 60 | 5348 | Vapour control layer, polythene |  | 25 | D3 | 0 | 0 | 0 | 0 | 0 | 0 | 0 | 0 | 0
| Civic Offices | Lift 3; in shaft motor traction lift including dual door openings on all floors; architraves controls and in shaft equipment; 5 stops (Services lift elevator car) | 1701087 | 8403457 | 5.2 | Services equipment | Plastic casings etc | Construction | 20 | kg | 25 | 44 | 1 | FALSE | 1 | FALSE |  | 1.07 | 20 | 60 | 5348 | Vapour control layer, polythene |  | 25 | D4 | 0 | 0 | 0 | 0 | 0 | 0 | 0 | 0 | 0
| Civic Offices | Lift 3; in shaft motor traction lift including dual door openings on all floors; architraves controls and in shaft equipment; 5 stops (Services lift elevator car) | 1701087 | 8403457 | 5.2 | Services equipment | Plastic casings etc | Construction | 20 | kg | 25 | 44 | 1 | FALSE | 1 | FALSE |  | 1.07 | 20 | 60 | 5348 | Vapour control layer, polythene |  | 50 | B4B5 | 57.6229 | 1.1711e-06 | 0.244 | 0.07835 | 0.06591 | 0.00013578 | 1706.5604 | 7.0448 | 0.30222
| Civic Offices | Lift 3; in shaft motor traction lift including dual door openings on all floors; architraves controls and in shaft equipment; 5 stops (Services lift elevator car) | 1701087 | 8403457 | 5.2 | Services equipment | Plastic casings etc | Construction | 20 | kg | 25 | 44 | 1 | FALSE | 1 | FALSE |  | 1.07 | 20 | 60 | 5348 | Vapour control layer, polythene |  | 50 | D2 | 0 | 0 | 0 | 0 | 0 | 0 | 0 | 0 | 0
| Civic Offices | Lift 3; in shaft motor traction lift including dual door openings on all floors; architraves controls and in shaft equipment; 5 stops (Services lift elevator car) | 1701087 | 8403457 | 5.2 | Services equipment | Plastic casings etc | Construction | 20 | kg | 25 | 44 | 1 | FALSE | 1 | FALSE |  | 1.07 | 20 | 60 | 5348 | Vapour control layer, polythene |  | 50 | D3 | 0 | 0 | 0 | 0 | 0 | 0 | 0 | 0 | 0
| Civic Offices | Lift 3; in shaft motor traction lift including dual door openings on all floors; architraves controls and in shaft equipment; 5 stops (Services lift elevator car) | 1701087 | 8403457 | 5.2 | Services equipment | Plastic casings etc | Construction | 20 | kg | 25 | 44 | 1 | FALSE | 1 | FALSE |  | 1.07 | 20 | 60 | 5348 | Vapour control layer, polythene |  | 50 | D4 | 0 | 0 | 0 | 0 | 0 | 0 | 0 | 0 | 0
| Civic Offices | Lift 3; in shaft motor traction lift including dual door openings on all floors; architraves controls and in shaft equipment; 5 stops (Services lift elevator car) | 1701087 | 8403458 | 5.2 | Services equipment | Rubber component (proxy) | Construction | 3 | kg | 25 | 44 | 1 | FALSE | 1 | FALSE |  | 1.07 | 3 | 9 | 5138 | Insulation (rigid sheet), EPS |  | 0 | A1A3 | 14.191 | 3.9126e-07 | 0.054046 | 0.0090676 | 0.030893 | 3.3134e-06 | 317.8543 | 5.4714 | 0.07148
| Civic Offices | Lift 3; in shaft motor traction lift including dual door openings on all floors; architraves controls and in shaft equipment; 5 stops (Services lift elevator car) | 1701087 | 8403458 | 5.2 | Services equipment | Rubber component (proxy) | Construction | 3 | kg | 25 | 44 | 1 | FALSE | 1 | FALSE |  | 1.07 | 3 | 9 | 5138 | Insulation (rigid sheet), EPS |  | 0 | A4 | 0.06151 | 1.1052e-08 | 0.0002014 | 5.4437e-05 | 3.4359e-05 | 2.1451e-07 | 0.91691 | 0.14 | 0.00025312
| Civic Offices | Lift 3; in shaft motor traction lift including dual door openings on all floors; architraves controls and in shaft equipment; 5 stops (Services lift elevator car) | 1701087 | 8403458 | 5.2 | Services equipment | Rubber component (proxy) | Construction | 3 | kg | 25 | 44 | 1 | FALSE | 1 | FALSE |  | 1.07 | 3 | 9 | 5138 | Insulation (rigid sheet), EPS |  | 0 | A5 | 0.018052 | 5.7031e-10 | 2.2792e-05 | 0.005747 | 5.5305e-06 | 3.6887e-09 | 0.064127 | 0.0315 | 0
| Civic Offices | Lift 3; in shaft motor traction lift including dual door openings on all floors; architraves controls and in shaft equipment; 5 stops (Services lift elevator car) | 1701087 | 8403458 | 5.2 | Services equipment | Rubber component (proxy) | Construction | 3 | kg | 25 | 44 | 1 | FALSE | 1 | FALSE |  | 1.07 | 3 | 9 | 5138 | Insulation (rigid sheet), EPS |  | 0 | D2 | 0 | 0 | 0 | 0 | 0 | 0 | 0 | 0 | 0
| Civic Offices | Lift 3; in shaft motor traction lift including dual door openings on all floors; architraves controls and in shaft equipment; 5 stops (Services lift elevator car) | 1701087 | 8403458 | 5.2 | Services equipment | Rubber component (proxy) | Construction | 3 | kg | 25 | 44 | 1 | FALSE | 1 | FALSE |  | 1.07 | 3 | 9 | 5138 | Insulation (rigid sheet), EPS |  | 0 | D3 | 0 | 0 | 0 | 0 | 0 | 0 | 0 | 0 | 0
| Civic Offices | Lift 3; in shaft motor traction lift including dual door openings on all floors; architraves controls and in shaft equipment; 5 stops (Services lift elevator car) | 1701087 | 8403458 | 5.2 | Services equipment | Rubber component (proxy) | Construction | 3 | kg | 25 | 44 | 1 | FALSE | 1 | FALSE |  | 1.07 | 3 | 9 | 5138 | Insulation (rigid sheet), EPS |  | 0 | D4 | 0 | 0 | 0 | 0 | 0 | 0 | 0 | 0 | 0
| Civic Offices | Lift 3; in shaft motor traction lift including dual door openings on all floors; architraves controls and in shaft equipment; 5 stops (Services lift elevator car) | 1701087 | 8403458 | 5.2 | Services equipment | Rubber component (proxy) | Construction | 3 | kg | 25 | 44 | 1 | FALSE | 1 | FALSE |  | 1.07 | 3 | 9 | 5138 | Insulation (rigid sheet), EPS |  | 60 | C2 | 0 | 0 | 0 | 0 | 0 | 0 | 0 | 0 | 0
| Civic Offices | Lift 3; in shaft motor traction lift including dual door openings on all floors; architraves controls and in shaft equipment; 5 stops (Services lift elevator car) | 1701087 | 8403458 | 5.2 | Services equipment | Rubber component (proxy) | Construction | 3 | kg | 25 | 44 | 1 | FALSE | 1 | FALSE |  | 1.07 | 3 | 9 | 5138 | Insulation (rigid sheet), EPS |  | 60 | C4 | 0.25788 | 8.1473e-09 | 0.00032561 | 0.0821 | 7.9007e-05 | 5.2696e-08 | 0.9161 | 0.45 | 0.021985
| Civic Offices | Lift 3; in shaft motor traction lift including dual door openings on all floors; architraves controls and in shaft equipment; 5 stops (Services lift elevator car) | 1701087 | 8403458 | 5.2 | Services equipment | Rubber component (proxy) | Construction | 3 | kg | 25 | 44 | 1 | FALSE | 1 | FALSE |  | 1.07 | 3 | 9 | 5138 | Insulation (rigid sheet), EPS |  | 60 | D2 | 0 | 0 | 0 | 0 | 0 | 0 | 0 | 0 | 0
| Civic Offices | Lift 3; in shaft motor traction lift including dual door openings on all floors; architraves controls and in shaft equipment; 5 stops (Services lift elevator car) | 1701087 | 8403458 | 5.2 | Services equipment | Rubber component (proxy) | Construction | 3 | kg | 25 | 44 | 1 | FALSE | 1 | FALSE |  | 1.07 | 3 | 9 | 5138 | Insulation (rigid sheet), EPS |  | 60 | D3 | 0 | 0 | 0 | 0 | 0 | 0 | 0 | 0 | 0
| Civic Offices | Lift 3; in shaft motor traction lift including dual door openings on all floors; architraves controls and in shaft equipment; 5 stops (Services lift elevator car) | 1701087 | 8403458 | 5.2 | Services equipment | Rubber component (proxy) | Construction | 3 | kg | 25 | 44 | 1 | FALSE | 1 | FALSE |  | 1.07 | 3 | 9 | 5138 | Insulation (rigid sheet), EPS |  | 60 | D4 | 0 | 0 | 0 | 0 | 0 | 0 | 0 | 0 | 0
| Civic Offices | Lift 3; in shaft motor traction lift including dual door openings on all floors; architraves controls and in shaft equipment; 5 stops (Services lift elevator car) | 1701087 | 8403458 | 5.2 | Services equipment | Rubber component (proxy) | Construction | 3 | kg | 25 | 44 | 1 | FALSE | 1 | FALSE |  | 1.07 | 3 | 9 | 5138 | Insulation (rigid sheet), EPS |  | 25 | B4B5 | 14.5285 | 4.1103e-07 | 0.054596 | 0.096969 | 0.031012 | 3.5843e-06 | 319.7515 | 6.0929 | 0.071733
| Civic Offices | Lift 3; in shaft motor traction lift including dual door openings on all floors; architraves controls and in shaft equipment; 5 stops (Services lift elevator car) | 1701087 | 8403458 | 5.2 | Services equipment | Rubber component (proxy) | Construction | 3 | kg | 25 | 44 | 1 | FALSE | 1 | FALSE |  | 1.07 | 3 | 9 | 5138 | Insulation (rigid sheet), EPS |  | 25 | D2 | 0 | 0 | 0 | 0 | 0 | 0 | 0 | 0 | 0
| Civic Offices | Lift 3; in shaft motor traction lift including dual door openings on all floors; architraves controls and in shaft equipment; 5 stops (Services lift elevator car) | 1701087 | 8403458 | 5.2 | Services equipment | Rubber component (proxy) | Construction | 3 | kg | 25 | 44 | 1 | FALSE | 1 | FALSE |  | 1.07 | 3 | 9 | 5138 | Insulation (rigid sheet), EPS |  | 25 | D3 | 0 | 0 | 0 | 0 | 0 | 0 | 0 | 0 | 0
| Civic Offices | Lift 3; in shaft motor traction lift including dual door openings on all floors; architraves controls and in shaft equipment; 5 stops (Services lift elevator car) | 1701087 | 8403458 | 5.2 | Services equipment | Rubber component (proxy) | Construction | 3 | kg | 25 | 44 | 1 | FALSE | 1 | FALSE |  | 1.07 | 3 | 9 | 5138 | Insulation (rigid sheet), EPS |  | 25 | D4 | 0 | 0 | 0 | 0 | 0 | 0 | 0 | 0 | 0
| Civic Offices | Lift 3; in shaft motor traction lift including dual door openings on all floors; architraves controls and in shaft equipment; 5 stops (Services lift elevator car) | 1701087 | 8403458 | 5.2 | Services equipment | Rubber component (proxy) | Construction | 3 | kg | 25 | 44 | 1 | FALSE | 1 | FALSE |  | 1.07 | 3 | 9 | 5138 | Insulation (rigid sheet), EPS |  | 50 | B4B5 | 14.5285 | 4.1103e-07 | 0.054596 | 0.096969 | 0.031012 | 3.5843e-06 | 319.7515 | 6.0929 | 0.071733
| Civic Offices | Lift 3; in shaft motor traction lift including dual door openings on all floors; architraves controls and in shaft equipment; 5 stops (Services lift elevator car) | 1701087 | 8403458 | 5.2 | Services equipment | Rubber component (proxy) | Construction | 3 | kg | 25 | 44 | 1 | FALSE | 1 | FALSE |  | 1.07 | 3 | 9 | 5138 | Insulation (rigid sheet), EPS |  | 50 | D2 | 0 | 0 | 0 | 0 | 0 | 0 | 0 | 0 | 0
| Civic Offices | Lift 3; in shaft motor traction lift including dual door openings on all floors; architraves controls and in shaft equipment; 5 stops (Services lift elevator car) | 1701087 | 8403458 | 5.2 | Services equipment | Rubber component (proxy) | Construction | 3 | kg | 25 | 44 | 1 | FALSE | 1 | FALSE |  | 1.07 | 3 | 9 | 5138 | Insulation (rigid sheet), EPS |  | 50 | D3 | 0 | 0 | 0 | 0 | 0 | 0 | 0 | 0 | 0
| Civic Offices | Lift 3; in shaft motor traction lift including dual door openings on all floors; architraves controls and in shaft equipment; 5 stops (Services lift elevator car) | 1701087 | 8403458 | 5.2 | Services equipment | Rubber component (proxy) | Construction | 3 | kg | 25 | 44 | 1 | FALSE | 1 | FALSE |  | 1.07 | 3 | 9 | 5138 | Insulation (rigid sheet), EPS |  | 50 | D4 | 0 | 0 | 0 | 0 | 0 | 0 | 0 | 0 | 0
| Civic Offices | Lift 3; in shaft motor traction lift including dual door openings on all floors; architraves controls and in shaft equipment; 5 stops (Services lift elevator car) | 1701087 | 8403459 | 5.2 | Services equipment | car components and structure | Construction | 835 | kg | 35 | 44 | 1 | FALSE | 1 | FALSE |  | 1.05 | 835 | 1670 | 5535 | Fencing wire, steel (galvanized) |  | 0 | A1A3 | 1915.9577 | 0.00012221 | 9.2144 | 5.9257 | 2.0094 | 0.025594 | 24748.0556 | 5901.3792 | 25.0102
| Civic Offices | Lift 3; in shaft motor traction lift including dual door openings on all floors; architraves controls and in shaft equipment; 5 stops (Services lift elevator car) | 1701087 | 8403459 | 5.2 | Services equipment | car components and structure | Construction | 835 | kg | 35 | 44 | 1 | FALSE | 1 | FALSE |  | 1.05 | 835 | 1670 | 5535 | Fencing wire, steel (galvanized) |  | 0 | A4 | 30.3499 | 3.9503e-06 | 0.15324 | 0.026783 | 0.019467 | 5.9975e-05 | 442.3985 | 140.8789 | 0.12304
| Civic Offices | Lift 3; in shaft motor traction lift including dual door openings on all floors; architraves controls and in shaft equipment; 5 stops (Services lift elevator car) | 1701087 | 8403459 | 5.2 | Services equipment | car components and structure | Construction | 835 | kg | 35 | 44 | 1 | FALSE | 1 | FALSE |  | 1.05 | 835 | 1670 | 5535 | Fencing wire, steel (galvanized) |  | 0 | A5 | 0.021702 | 5.6827e-09 | 0.00015176 | 4.9867e-05 | 2.5183e-05 | 3.0614e-08 | 0.53202 | 6.2625 | 0
| Civic Offices | Lift 3; in shaft motor traction lift including dual door openings on all floors; architraves controls and in shaft equipment; 5 stops (Services lift elevator car) | 1701087 | 8403459 | 5.2 | Services equipment | car components and structure | Construction | 835 | kg | 35 | 44 | 1 | FALSE | 1 | FALSE |  | 1.05 | 835 | 1670 | 5535 | Fencing wire, steel (galvanized) |  | 0 | D2 | 0 | 0 | 0 | 0 | 0 | 0 | 0 | 0 | 0
| Civic Offices | Lift 3; in shaft motor traction lift including dual door openings on all floors; architraves controls and in shaft equipment; 5 stops (Services lift elevator car) | 1701087 | 8403459 | 5.2 | Services equipment | car components and structure | Construction | 835 | kg | 35 | 44 | 1 | FALSE | 1 | FALSE |  | 1.05 | 835 | 1670 | 5535 | Fencing wire, steel (galvanized) |  | 0 | D3 | 0 | 0 | 0 | 0 | 0 | 0 | 0 | 0 | 0
| Civic Offices | Lift 3; in shaft motor traction lift including dual door openings on all floors; architraves controls and in shaft equipment; 5 stops (Services lift elevator car) | 1701087 | 8403459 | 5.2 | Services equipment | car components and structure | Construction | 835 | kg | 35 | 44 | 1 | FALSE | 1 | FALSE |  | 1.05 | 835 | 1670 | 5535 | Fencing wire, steel (galvanized) |  | 0 | D4 | 0 | 0 | 0 | 0 | 0 | 0 | 0 | 0 | 0
| Civic Offices | Lift 3; in shaft motor traction lift including dual door openings on all floors; architraves controls and in shaft equipment; 5 stops (Services lift elevator car) | 1701087 | 8403459 | 5.2 | Services equipment | car components and structure | Construction | 835 | kg | 35 | 44 | 1 | FALSE | 1 | FALSE |  | 1.05 | 835 | 1670 | 5535 | Fencing wire, steel (galvanized) |  | 60 | C2 | 0 | 0 | 0 | 0 | 0 | 0 | 0 | 0 | 0
| Civic Offices | Lift 3; in shaft motor traction lift including dual door openings on all floors; architraves controls and in shaft equipment; 5 stops (Services lift elevator car) | 1701087 | 8403459 | 5.2 | Services equipment | car components and structure | Construction | 835 | kg | 35 | 44 | 1 | FALSE | 1 | FALSE |  | 1.05 | 835 | 1670 | 5535 | Fencing wire, steel (galvanized) |  | 60 | C4 | 0.43403 | 1.1365e-07 | 0.0030351 | 0.00099734 | 0.00050365 | 6.1227e-07 | 10.6405 | 125.25 | 0.021767
| Civic Offices | Lift 3; in shaft motor traction lift including dual door openings on all floors; architraves controls and in shaft equipment; 5 stops (Services lift elevator car) | 1701087 | 8403459 | 5.2 | Services equipment | car components and structure | Construction | 835 | kg | 35 | 44 | 1 | FALSE | 1 | FALSE |  | 1.05 | 835 | 1670 | 5535 | Fencing wire, steel (galvanized) |  | 60 | D2 | 0 | 0 | 0 | 0 | 0 | 0 | 0 | 0 | 0
| Civic Offices | Lift 3; in shaft motor traction lift including dual door openings on all floors; architraves controls and in shaft equipment; 5 stops (Services lift elevator car) | 1701087 | 8403459 | 5.2 | Services equipment | car components and structure | Construction | 835 | kg | 35 | 44 | 1 | FALSE | 1 | FALSE |  | 1.05 | 835 | 1670 | 5535 | Fencing wire, steel (galvanized) |  | 60 | D3 | 0 | 0 | 0 | 0 | 0 | 0 | 0 | 0 | 0
| Civic Offices | Lift 3; in shaft motor traction lift including dual door openings on all floors; architraves controls and in shaft equipment; 5 stops (Services lift elevator car) | 1701087 | 8403459 | 5.2 | Services equipment | car components and structure | Construction | 835 | kg | 35 | 44 | 1 | FALSE | 1 | FALSE |  | 1.05 | 835 | 1670 | 5535 | Fencing wire, steel (galvanized) |  | 60 | D4 | 0 | 0 | 0 | 0 | 0 | 0 | 0 | 0 | 0
| Civic Offices | Lift 3; in shaft motor traction lift including dual door openings on all floors; architraves controls and in shaft equipment; 5 stops (Services lift elevator car) | 1701087 | 8403459 | 5.2 | Services equipment | car components and structure | Construction | 835 | kg | 35 | 44 | 1 | FALSE | 1 | FALSE |  | 1.05 | 835 | 1670 | 5535 | Fencing wire, steel (galvanized) |  | 35 | B4B5 | 1946.7634 | 0.00012627 | 9.3709 | 5.9535 | 2.0294 | 0.025655 | 25201.6266 | 6173.7706 | 25.1332
| Civic Offices | Lift 3; in shaft motor traction lift including dual door openings on all floors; architraves controls and in shaft equipment; 5 stops (Services lift elevator car) | 1701087 | 8403459 | 5.2 | Services equipment | car components and structure | Construction | 835 | kg | 35 | 44 | 1 | FALSE | 1 | FALSE |  | 1.05 | 835 | 1670 | 5535 | Fencing wire, steel (galvanized) |  | 35 | D2 | 0 | 0 | 0 | 0 | 0 | 0 | 0 | 0 | 0
| Civic Offices | Lift 3; in shaft motor traction lift including dual door openings on all floors; architraves controls and in shaft equipment; 5 stops (Services lift elevator car) | 1701087 | 8403459 | 5.2 | Services equipment | car components and structure | Construction | 835 | kg | 35 | 44 | 1 | FALSE | 1 | FALSE |  | 1.05 | 835 | 1670 | 5535 | Fencing wire, steel (galvanized) |  | 35 | D3 | 0 | 0 | 0 | 0 | 0 | 0 | 0 | 0 | 0
| Civic Offices | Lift 3; in shaft motor traction lift including dual door openings on all floors; architraves controls and in shaft equipment; 5 stops (Services lift elevator car) | 1701087 | 8403459 | 5.2 | Services equipment | car components and structure | Construction | 835 | kg | 35 | 44 | 1 | FALSE | 1 | FALSE |  | 1.05 | 835 | 1670 | 5535 | Fencing wire, steel (galvanized) |  | 35 | D4 | 0 | 0 | 0 | 0 | 0 | 0 | 0 | 0 | 0
| Civic Offices | Lift 3; in shaft motor traction lift including dual door openings on all floors; architraves controls and in shaft equipment; 5 stops (Services lift elevator car) | 1701087 | 8403460 | 5.2 | Services equipment | car components | Construction | 64 | kg | 25 | 44 | 1 | FALSE | 1 | FALSE |  | 1.05 | 64 | 192 | 5443 | Cladding sheet (profiled, double skin), stainless steel |  | 0 | A1A3 | 320.4196 | 1.6149e-05 | 1.9473 | 0.57348 | 0.22637 | 0.010058 | 4168.4072 | 395.7069 | 9.8181
| Civic Offices | Lift 3; in shaft motor traction lift including dual door openings on all floors; architraves controls and in shaft equipment; 5 stops (Services lift elevator car) | 1701087 | 8403460 | 5.2 | Services equipment | car components | Construction | 64 | kg | 25 | 44 | 1 | FALSE | 1 | FALSE |  | 1.05 | 64 | 192 | 5443 | Cladding sheet (profiled, double skin), stainless steel |  | 0 | A4 | 2.7892 | 3.8596e-07 | 0.013262 | 0.0024625 | 0.0017507 | 6.2116e-06 | 40.81 | 11.8517 | 0.011336
| Civic Offices | Lift 3; in shaft motor traction lift including dual door openings on all floors; architraves controls and in shaft equipment; 5 stops (Services lift elevator car) | 1701087 | 8403460 | 5.2 | Services equipment | car components | Construction | 64 | kg | 25 | 44 | 1 | FALSE | 1 | FALSE |  | 1.05 | 64 | 192 | 5443 | Cladding sheet (profiled, double skin), stainless steel |  | 0 | A5 | 0.0016634 | 4.3556e-10 | 1.1632e-05 | 3.8221e-06 | 1.9302e-06 | 2.3464e-09 | 0.040778 | 0.48 | 0
| Civic Offices | Lift 3; in shaft motor traction lift including dual door openings on all floors; architraves controls and in shaft equipment; 5 stops (Services lift elevator car) | 1701087 | 8403460 | 5.2 | Services equipment | car components | Construction | 64 | kg | 25 | 44 | 1 | FALSE | 1 | FALSE |  | 1.05 | 64 | 192 | 5443 | Cladding sheet (profiled, double skin), stainless steel |  | 0 | D2 | 0 | 0 | 0 | 0 | 0 | 0 | 0 | 0 | 0
| Civic Offices | Lift 3; in shaft motor traction lift including dual door openings on all floors; architraves controls and in shaft equipment; 5 stops (Services lift elevator car) | 1701087 | 8403460 | 5.2 | Services equipment | car components | Construction | 64 | kg | 25 | 44 | 1 | FALSE | 1 | FALSE |  | 1.05 | 64 | 192 | 5443 | Cladding sheet (profiled, double skin), stainless steel |  | 0 | D3 | 0 | 0 | 0 | 0 | 0 | 0 | 0 | 0 | 0
| Civic Offices | Lift 3; in shaft motor traction lift including dual door openings on all floors; architraves controls and in shaft equipment; 5 stops (Services lift elevator car) | 1701087 | 8403460 | 5.2 | Services equipment | car components | Construction | 64 | kg | 25 | 44 | 1 | FALSE | 1 | FALSE |  | 1.05 | 64 | 192 | 5443 | Cladding sheet (profiled, double skin), stainless steel |  | 0 | D4 | 0 | 0 | 0 | 0 | 0 | 0 | 0 | 0 | 0
| Civic Offices | Lift 3; in shaft motor traction lift including dual door openings on all floors; architraves controls and in shaft equipment; 5 stops (Services lift elevator car) | 1701087 | 8403460 | 5.2 | Services equipment | car components | Construction | 64 | kg | 25 | 44 | 1 | FALSE | 1 | FALSE |  | 1.05 | 64 | 192 | 5443 | Cladding sheet (profiled, double skin), stainless steel |  | 60 | C2 | 0 | 0 | 0 | 0 | 0 | 0 | 0 | 0 | 0
| Civic Offices | Lift 3; in shaft motor traction lift including dual door openings on all floors; architraves controls and in shaft equipment; 5 stops (Services lift elevator car) | 1701087 | 8403460 | 5.2 | Services equipment | car components | Construction | 64 | kg | 25 | 44 | 1 | FALSE | 1 | FALSE |  | 1.05 | 64 | 192 | 5443 | Cladding sheet (profiled, double skin), stainless steel |  | 60 | C4 | 0.033267 | 8.7112e-09 | 0.00023263 | 7.6443e-05 | 3.8603e-05 | 4.6929e-08 | 0.81556 | 9.6 | 0.0016684
| Civic Offices | Lift 3; in shaft motor traction lift including dual door openings on all floors; architraves controls and in shaft equipment; 5 stops (Services lift elevator car) | 1701087 | 8403460 | 5.2 | Services equipment | car components | Construction | 64 | kg | 25 | 44 | 1 | FALSE | 1 | FALSE |  | 1.05 | 64 | 192 | 5443 | Cladding sheet (profiled, double skin), stainless steel |  | 60 | D2 | 0 | 0 | 0 | 0 | 0 | 0 | 0 | 0 | 0
| Civic Offices | Lift 3; in shaft motor traction lift including dual door openings on all floors; architraves controls and in shaft equipment; 5 stops (Services lift elevator car) | 1701087 | 8403460 | 5.2 | Services equipment | car components | Construction | 64 | kg | 25 | 44 | 1 | FALSE | 1 | FALSE |  | 1.05 | 64 | 192 | 5443 | Cladding sheet (profiled, double skin), stainless steel |  | 60 | D3 | 0 | 0 | 0 | 0 | 0 | 0 | 0 | 0 | 0
| Civic Offices | Lift 3; in shaft motor traction lift including dual door openings on all floors; architraves controls and in shaft equipment; 5 stops (Services lift elevator car) | 1701087 | 8403460 | 5.2 | Services equipment | car components | Construction | 64 | kg | 25 | 44 | 1 | FALSE | 1 | FALSE |  | 1.05 | 64 | 192 | 5443 | Cladding sheet (profiled, double skin), stainless steel |  | 60 | D4 | 0 | 0 | 0 | 0 | 0 | 0 | 0 | 0 | 0
| Civic Offices | Lift 3; in shaft motor traction lift including dual door openings on all floors; architraves controls and in shaft equipment; 5 stops (Services lift elevator car) | 1701087 | 8403460 | 5.2 | Services equipment | car components | Construction | 64 | kg | 25 | 44 | 1 | FALSE | 1 | FALSE |  | 1.05 | 64 | 192 | 5443 | Cladding sheet (profiled, double skin), stainless steel |  | 25 | B4B5 | 323.2438 | 1.6544e-05 | 1.9608 | 0.57602 | 0.22816 | 0.010064 | 4210.0735 | 417.6386 | 9.8294
| Civic Offices | Lift 3; in shaft motor traction lift including dual door openings on all floors; architraves controls and in shaft equipment; 5 stops (Services lift elevator car) | 1701087 | 8403460 | 5.2 | Services equipment | car components | Construction | 64 | kg | 25 | 44 | 1 | FALSE | 1 | FALSE |  | 1.05 | 64 | 192 | 5443 | Cladding sheet (profiled, double skin), stainless steel |  | 25 | D2 | 0 | 0 | 0 | 0 | 0 | 0 | 0 | 0 | 0
| Civic Offices | Lift 3; in shaft motor traction lift including dual door openings on all floors; architraves controls and in shaft equipment; 5 stops (Services lift elevator car) | 1701087 | 8403460 | 5.2 | Services equipment | car components | Construction | 64 | kg | 25 | 44 | 1 | FALSE | 1 | FALSE |  | 1.05 | 64 | 192 | 5443 | Cladding sheet (profiled, double skin), stainless steel |  | 25 | D3 | 0 | 0 | 0 | 0 | 0 | 0 | 0 | 0 | 0
| Civic Offices | Lift 3; in shaft motor traction lift including dual door openings on all floors; architraves controls and in shaft equipment; 5 stops (Services lift elevator car) | 1701087 | 8403460 | 5.2 | Services equipment | car components | Construction | 64 | kg | 25 | 44 | 1 | FALSE | 1 | FALSE |  | 1.05 | 64 | 192 | 5443 | Cladding sheet (profiled, double skin), stainless steel |  | 25 | D4 | 0 | 0 | 0 | 0 | 0 | 0 | 0 | 0 | 0
| Civic Offices | Lift 3; in shaft motor traction lift including dual door openings on all floors; architraves controls and in shaft equipment; 5 stops (Services lift elevator car) | 1701087 | 8403460 | 5.2 | Services equipment | car components | Construction | 64 | kg | 25 | 44 | 1 | FALSE | 1 | FALSE |  | 1.05 | 64 | 192 | 5443 | Cladding sheet (profiled, double skin), stainless steel |  | 50 | B4B5 | 323.2438 | 1.6544e-05 | 1.9608 | 0.57602 | 0.22816 | 0.010064 | 4210.0735 | 417.6386 | 9.8294
| Civic Offices | Lift 3; in shaft motor traction lift including dual door openings on all floors; architraves controls and in shaft equipment; 5 stops (Services lift elevator car) | 1701087 | 8403460 | 5.2 | Services equipment | car components | Construction | 64 | kg | 25 | 44 | 1 | FALSE | 1 | FALSE |  | 1.05 | 64 | 192 | 5443 | Cladding sheet (profiled, double skin), stainless steel |  | 50 | D2 | 0 | 0 | 0 | 0 | 0 | 0 | 0 | 0 | 0
| Civic Offices | Lift 3; in shaft motor traction lift including dual door openings on all floors; architraves controls and in shaft equipment; 5 stops (Services lift elevator car) | 1701087 | 8403460 | 5.2 | Services equipment | car components | Construction | 64 | kg | 25 | 44 | 1 | FALSE | 1 | FALSE |  | 1.05 | 64 | 192 | 5443 | Cladding sheet (profiled, double skin), stainless steel |  | 50 | D3 | 0 | 0 | 0 | 0 | 0 | 0 | 0 | 0 | 0
| Civic Offices | Lift 3; in shaft motor traction lift including dual door openings on all floors; architraves controls and in shaft equipment; 5 stops (Services lift elevator car) | 1701087 | 8403460 | 5.2 | Services equipment | car components | Construction | 64 | kg | 25 | 44 | 1 | FALSE | 1 | FALSE |  | 1.05 | 64 | 192 | 5443 | Cladding sheet (profiled, double skin), stainless steel |  | 50 | D4 | 0 | 0 | 0 | 0 | 0 | 0 | 0 | 0 | 0
| Civic Offices | Landscaping concrete paving slabs 63mm | 1701089 | 8403464 | 8.2 | Roads, paths and pavings | pavers | Construction | 67074.6447 | Area Calculation | 60 | 44 | 1 | FALSE | 1 | FALSE |  | 1.1 | 67074.6447 | 67074.6447 | 5111 | Landscape hard surfacing (paving), concrete (slabs) |  | 0 | A1A3 | 7692.4408 | 0.00052389 | 26.7594 | 8.3413 | 3.3161 | 0.025229 | 63740.6725 | 7172.9042 | 32.4612
| Civic Offices | Landscaping concrete paving slabs 63mm | 1701089 | 8403464 | 8.2 | Roads, paths and pavings | pavers | Construction | 67074.6447 | Area Calculation | 60 | 44 | 1 | FALSE | 1 | FALSE |  | 1.1 | 67074.6447 | 67074.6447 | 5111 | Landscape hard surfacing (paving), concrete (slabs) |  | 0 | A4 | 1016.6731 | 0.00018267 | 3.3289 | 0.89976 | 0.56791 | 0.0035456 | 15155.1659 | 2314.0831 | 4.1838
| Civic Offices | Landscaping concrete paving slabs 63mm | 1701089 | 8403464 | 8.2 | Roads, paths and pavings | pavers | Construction | 67074.6447 | Area Calculation | 60 | 44 | 1 | FALSE | 1 | FALSE |  | 1.1 | 67074.6447 | 67074.6447 | 5111 | Landscape hard surfacing (paving), concrete (slabs) |  | 0 | A5 | 1.7411 | 6.002e-07 | 0.013409 | 0.003311 | 0.0023164 | 1.8821e-06 | 50.57 | 1006.1197 | 0
| Civic Offices | Landscaping concrete paving slabs 63mm | 1701089 | 8403464 | 8.2 | Roads, paths and pavings | pavers | Construction | 67074.6447 | Area Calculation | 60 | 44 | 1 | FALSE | 1 | FALSE |  | 1.1 | 67074.6447 | 67074.6447 | 5111 | Landscape hard surfacing (paving), concrete (slabs) |  | 0 | D2 | 0 | 0 | 0 | 0 | 0 | 0 | 0 | 0 | 0
| Civic Offices | Landscaping concrete paving slabs 63mm | 1701089 | 8403464 | 8.2 | Roads, paths and pavings | pavers | Construction | 67074.6447 | Area Calculation | 60 | 44 | 1 | FALSE | 1 | FALSE |  | 1.1 | 67074.6447 | 67074.6447 | 5111 | Landscape hard surfacing (paving), concrete (slabs) |  | 0 | D3 | 0 | 0 | 0 | 0 | 0 | 0 | 0 | 0 | 0
| Civic Offices | Landscaping concrete paving slabs 63mm | 1701089 | 8403464 | 8.2 | Roads, paths and pavings | pavers | Construction | 67074.6447 | Area Calculation | 60 | 44 | 1 | FALSE | 1 | FALSE |  | 1.1 | 67074.6447 | 67074.6447 | 5111 | Landscape hard surfacing (paving), concrete (slabs) |  | 0 | D4 | 0 | 0 | 0 | 0 | 0 | 0 | 0 | 0 | 0
| Civic Offices | Landscaping concrete paving slabs 63mm | 1701089 | 8403464 | 8.2 | Roads, paths and pavings | pavers | Construction | 67074.6447 | Area Calculation | 60 | 44 | 1 | FALSE | 1 | FALSE |  | 1.1 | 67074.6447 | 67074.6447 | 5111 | Landscape hard surfacing (paving), concrete (slabs) |  | 60 | C2 | 0 | 0 | 0 | 0 | 0 | 0 | 0 | 0 | 0
| Civic Offices | Landscaping concrete paving slabs 63mm | 1701089 | 8403464 | 8.2 | Roads, paths and pavings | pavers | Construction | 67074.6447 | Area Calculation | 60 | 44 | 1 | FALSE | 1 | FALSE |  | 1.1 | 67074.6447 | 67074.6447 | 5111 | Landscape hard surfacing (paving), concrete (slabs) |  | 60 | C4 | 17.411 | 6.002e-06 | 0.13409 | 0.03311 | 0.023164 | 1.8821e-05 | 505.6996 | 10061.1967 | 1.6413
| Civic Offices | Landscaping concrete paving slabs 63mm | 1701089 | 8403464 | 8.2 | Roads, paths and pavings | pavers | Construction | 67074.6447 | Area Calculation | 60 | 44 | 1 | FALSE | 1 | FALSE |  | 1.1 | 67074.6447 | 67074.6447 | 5111 | Landscape hard surfacing (paving), concrete (slabs) |  | 60 | D2 | 0 | 0 | 0 | 0 | 0 | 0 | 0 | 0 | 0
| Civic Offices | Landscaping concrete paving slabs 63mm | 1701089 | 8403464 | 8.2 | Roads, paths and pavings | pavers | Construction | 67074.6447 | Area Calculation | 60 | 44 | 1 | FALSE | 1 | FALSE |  | 1.1 | 67074.6447 | 67074.6447 | 5111 | Landscape hard surfacing (paving), concrete (slabs) |  | 60 | D3 | 0 | 0 | 0 | 0 | 0 | 0 | 0 | 0 | 0
| Civic Offices | Landscaping concrete paving slabs 63mm | 1701089 | 8403464 | 8.2 | Roads, paths and pavings | pavers | Construction | 67074.6447 | Area Calculation | 60 | 44 | 1 | FALSE | 1 | FALSE |  | 1.1 | 67074.6447 | 67074.6447 | 5111 | Landscape hard surfacing (paving), concrete (slabs) |  | 60 | D4 | 0 | 0 | 0 | 0 | 0 | 0 | 0 | 0 | 0
| Civic Offices | Landscaping aggregate loose gravel sub-base (m3) | 1701091 | 8403465 | 8.2 | Roads, paths and pavings | gravel 50mm | Construction | 23.45 | m3 | 50 | 44 | 1 | FALSE | 1 | FALSE |  | 1.1 | 37520 | 75040 | 5209 | Landscape hard surfacing (loose surfacing), Gravel (50mm) |  | 0 | A1A3 | 149.6539 | 1.6405e-05 | 0.96113 | 0.24934 | 0.13183 | 0.0007953 | 2182.5936 | 776.3263 | 2.3716
| Civic Offices | Landscaping aggregate loose gravel sub-base (m3) | 1701091 | 8403465 | 8.2 | Roads, paths and pavings | gravel 50mm | Construction | 23.45 | m3 | 50 | 44 | 1 | FALSE | 1 | FALSE |  | 1.1 | 37520 | 75040 | 5209 | Landscape hard surfacing (loose surfacing), Gravel (50mm) |  | 0 | A4 | 435.4135 | 7.8233e-05 | 1.4257 | 0.38534 | 0.24322 | 0.0015185 | 6490.5462 | 991.059 | 1.7918
| Civic Offices | Landscaping aggregate loose gravel sub-base (m3) | 1701091 | 8403465 | 8.2 | Roads, paths and pavings | gravel 50mm | Construction | 23.45 | m3 | 50 | 44 | 1 | FALSE | 1 | FALSE |  | 1.1 | 37520 | 75040 | 5209 | Landscape hard surfacing (loose surfacing), Gravel (50mm) |  | 0 | A5 | 2.9218 | 1.0072e-06 | 0.022503 | 0.0055563 | 0.0038873 | 3.1584e-06 | 84.863 | 562.8 | 0
| Civic Offices | Landscaping aggregate loose gravel sub-base (m3) | 1701091 | 8403465 | 8.2 | Roads, paths and pavings | gravel 50mm | Construction | 23.45 | m3 | 50 | 44 | 1 | FALSE | 1 | FALSE |  | 1.1 | 37520 | 75040 | 5209 | Landscape hard surfacing (loose surfacing), Gravel (50mm) |  | 0 | D2 | 0 | 0 | 0 | 0 | 0 | 0 | 0 | 0 | 0
| Civic Offices | Landscaping aggregate loose gravel sub-base (m3) | 1701091 | 8403465 | 8.2 | Roads, paths and pavings | gravel 50mm | Construction | 23.45 | m3 | 50 | 44 | 1 | FALSE | 1 | FALSE |  | 1.1 | 37520 | 75040 | 5209 | Landscape hard surfacing (loose surfacing), Gravel (50mm) |  | 0 | D3 | 0 | 0 | 0 | 0 | 0 | 0 | 0 | 0 | 0
| Civic Offices | Landscaping aggregate loose gravel sub-base (m3) | 1701091 | 8403465 | 8.2 | Roads, paths and pavings | gravel 50mm | Construction | 23.45 | m3 | 50 | 44 | 1 | FALSE | 1 | FALSE |  | 1.1 | 37520 | 75040 | 5209 | Landscape hard surfacing (loose surfacing), Gravel (50mm) |  | 0 | D4 | 0 | 0 | 0 | 0 | 0 | 0 | 0 | 0 | 0
| Civic Offices | Landscaping aggregate loose gravel sub-base (m3) | 1701091 | 8403465 | 8.2 | Roads, paths and pavings | gravel 50mm | Construction | 23.45 | m3 | 50 | 44 | 1 | FALSE | 1 | FALSE |  | 1.1 | 37520 | 75040 | 5209 | Landscape hard surfacing (loose surfacing), Gravel (50mm) |  | 60 | C2 | 0 | 0 | 0 | 0 | 0 | 0 | 0 | 0 | 0
| Civic Offices | Landscaping aggregate loose gravel sub-base (m3) | 1701091 | 8403465 | 8.2 | Roads, paths and pavings | gravel 50mm | Construction | 23.45 | m3 | 50 | 44 | 1 | FALSE | 1 | FALSE |  | 1.1 | 37520 | 75040 | 5209 | Landscape hard surfacing (loose surfacing), Gravel (50mm) |  | 60 | C4 | 48.6964 | 1.6787e-05 | 0.37504 | 0.092605 | 0.064788 | 5.264e-05 | 1414.3832 | 5628 | 4.5906
| Civic Offices | Landscaping aggregate loose gravel sub-base (m3) | 1701091 | 8403465 | 8.2 | Roads, paths and pavings | gravel 50mm | Construction | 23.45 | m3 | 50 | 44 | 1 | FALSE | 1 | FALSE |  | 1.1 | 37520 | 75040 | 5209 | Landscape hard surfacing (loose surfacing), Gravel (50mm) |  | 60 | D2 | 0 | 0 | 0 | 0 | 0 | 0 | 0 | 0 | 0
| Civic Offices | Landscaping aggregate loose gravel sub-base (m3) | 1701091 | 8403465 | 8.2 | Roads, paths and pavings | gravel 50mm | Construction | 23.45 | m3 | 50 | 44 | 1 | FALSE | 1 | FALSE |  | 1.1 | 37520 | 75040 | 5209 | Landscape hard surfacing (loose surfacing), Gravel (50mm) |  | 60 | D3 | 0 | 0 | 0 | 0 | 0 | 0 | 0 | 0 | 0
| Civic Offices | Landscaping aggregate loose gravel sub-base (m3) | 1701091 | 8403465 | 8.2 | Roads, paths and pavings | gravel 50mm | Construction | 23.45 | m3 | 50 | 44 | 1 | FALSE | 1 | FALSE |  | 1.1 | 37520 | 75040 | 5209 | Landscape hard surfacing (loose surfacing), Gravel (50mm) |  | 60 | D4 | 0 | 0 | 0 | 0 | 0 | 0 | 0 | 0 | 0
| Civic Offices | Landscaping aggregate loose gravel sub-base (m3) | 1701091 | 8403465 | 8.2 | Roads, paths and pavings | gravel 50mm | Construction | 23.45 | m3 | 50 | 44 | 1 | FALSE | 1 | FALSE |  | 1.1 | 37520 | 75040 | 5209 | Landscape hard surfacing (loose surfacing), Gravel (50mm) |  | 50 | B4B5 | 638.6334 | 0.0001131 | 2.7994 | 0.73655 | 0.44632 | 0.0023717 | 10228.9614 | 7958.1853 | 4.1633
| Civic Offices | Landscaping aggregate loose gravel sub-base (m3) | 1701091 | 8403465 | 8.2 | Roads, paths and pavings | gravel 50mm | Construction | 23.45 | m3 | 50 | 44 | 1 | FALSE | 1 | FALSE |  | 1.1 | 37520 | 75040 | 5209 | Landscape hard surfacing (loose surfacing), Gravel (50mm) |  | 50 | D2 | 0 | 0 | 0 | 0 | 0 | 0 | 0 | 0 | 0
| Civic Offices | Landscaping aggregate loose gravel sub-base (m3) | 1701091 | 8403465 | 8.2 | Roads, paths and pavings | gravel 50mm | Construction | 23.45 | m3 | 50 | 44 | 1 | FALSE | 1 | FALSE |  | 1.1 | 37520 | 75040 | 5209 | Landscape hard surfacing (loose surfacing), Gravel (50mm) |  | 50 | D3 | 0 | 0 | 0 | 0 | 0 | 0 | 0 | 0 | 0
| Civic Offices | Landscaping aggregate loose gravel sub-base (m3) | 1701091 | 8403465 | 8.2 | Roads, paths and pavings | gravel 50mm | Construction | 23.45 | m3 | 50 | 44 | 1 | FALSE | 1 | FALSE |  | 1.1 | 37520 | 75040 | 5209 | Landscape hard surfacing (loose surfacing), Gravel (50mm) |  | 50 | D4 | 0 | 0 | 0 | 0 | 0 | 0 | 0 | 0 | 0
| Civic Offices | Paved areas granite sets. (Landscaping granite slabs) | 1701092 | 8403467 | 8.2 | Roads, paths and pavings | pavers | Construction | 2093.91 | Area Calculation | 60 | 44 | 1 | FALSE | 1 | FALSE |  | 1.1 | 2093.91 | 2093.91 | 5104 | Landscape hard surfacing (paving), Granite (setts, Chinese) |  | 0 | A1A3 | 1674.6812 | 4.8944e-05 | 9.4517 | 1.5251 | 0.71434 | 0.00028791 | 21569.3608 | 15502.9875 | 6.1928
| Civic Offices | Paved areas granite sets. (Landscaping granite slabs) | 1701092 | 8403467 | 8.2 | Roads, paths and pavings | pavers | Construction | 2093.91 | Area Calculation | 60 | 44 | 1 | FALSE | 1 | FALSE |  | 1.1 | 2093.91 | 2093.91 | 5104 | Landscape hard surfacing (paving), Granite (setts, Chinese) |  | 0 | A4 | 570.2685 | 9.3247e-05 | 11.6546 | 1.2895 | 0.81557 | 0.00025323 | 8147.1354 | 1426.5138 | 3.5923
| Civic Offices | Paved areas granite sets. (Landscaping granite slabs) | 1701092 | 8403467 | 8.2 | Roads, paths and pavings | pavers | Construction | 2093.91 | Area Calculation | 60 | 44 | 1 | FALSE | 1 | FALSE |  | 1.1 | 2093.91 | 2093.91 | 5104 | Landscape hard surfacing (paving), Granite (setts, Chinese) |  | 0 | A5 | 0.27176 | 9.3684e-08 | 0.002093 | 0.00051681 | 0.00036157 | 2.9377e-07 | 7.8934 | 31.4087 | 0
| Civic Offices | Paved areas granite sets. (Landscaping granite slabs) | 1701092 | 8403467 | 8.2 | Roads, paths and pavings | pavers | Construction | 2093.91 | Area Calculation | 60 | 44 | 1 | FALSE | 1 | FALSE |  | 1.1 | 2093.91 | 2093.91 | 5104 | Landscape hard surfacing (paving), Granite (setts, Chinese) |  | 0 | D2 | 0 | 0 | 0 | 0 | 0 | 0 | 0 | 0 | 0
| Civic Offices | Paved areas granite sets. (Landscaping granite slabs) | 1701092 | 8403467 | 8.2 | Roads, paths and pavings | pavers | Construction | 2093.91 | Area Calculation | 60 | 44 | 1 | FALSE | 1 | FALSE |  | 1.1 | 2093.91 | 2093.91 | 5104 | Landscape hard surfacing (paving), Granite (setts, Chinese) |  | 0 | D3 | 0 | 0 | 0 | 0 | 0 | 0 | 0 | 0 | 0
| Civic Offices | Paved areas granite sets. (Landscaping granite slabs) | 1701092 | 8403467 | 8.2 | Roads, paths and pavings | pavers | Construction | 2093.91 | Area Calculation | 60 | 44 | 1 | FALSE | 1 | FALSE |  | 1.1 | 2093.91 | 2093.91 | 5104 | Landscape hard surfacing (paving), Granite (setts, Chinese) |  | 0 | D4 | 0 | 0 | 0 | 0 | 0 | 0 | 0 | 0 | 0
| Civic Offices | Paved areas granite sets. (Landscaping granite slabs) | 1701092 | 8403467 | 8.2 | Roads, paths and pavings | pavers | Construction | 2093.91 | Area Calculation | 60 | 44 | 1 | FALSE | 1 | FALSE |  | 1.1 | 2093.91 | 2093.91 | 5104 | Landscape hard surfacing (paving), Granite (setts, Chinese) |  | 60 | C2 | 0 | 0 | 0 | 0 | 0 | 0 | 0 | 0 | 0
| Civic Offices | Paved areas granite sets. (Landscaping granite slabs) | 1701092 | 8403467 | 8.2 | Roads, paths and pavings | pavers | Construction | 2093.91 | Area Calculation | 60 | 44 | 1 | FALSE | 1 | FALSE |  | 1.1 | 2093.91 | 2093.91 | 5104 | Landscape hard surfacing (paving), Granite (setts, Chinese) |  | 60 | C4 | 2.7176 | 9.3684e-07 | 0.02093 | 0.0051681 | 0.0036157 | 2.9377e-06 | 78.9337 | 314.0865 | 0.25619
| Civic Offices | Paved areas granite sets. (Landscaping granite slabs) | 1701092 | 8403467 | 8.2 | Roads, paths and pavings | pavers | Construction | 2093.91 | Area Calculation | 60 | 44 | 1 | FALSE | 1 | FALSE |  | 1.1 | 2093.91 | 2093.91 | 5104 | Landscape hard surfacing (paving), Granite (setts, Chinese) |  | 60 | D2 | 0 | 0 | 0 | 0 | 0 | 0 | 0 | 0 | 0
| Civic Offices | Paved areas granite sets. (Landscaping granite slabs) | 1701092 | 8403467 | 8.2 | Roads, paths and pavings | pavers | Construction | 2093.91 | Area Calculation | 60 | 44 | 1 | FALSE | 1 | FALSE |  | 1.1 | 2093.91 | 2093.91 | 5104 | Landscape hard surfacing (paving), Granite (setts, Chinese) |  | 60 | D3 | 0 | 0 | 0 | 0 | 0 | 0 | 0 | 0 | 0
| Civic Offices | Paved areas granite sets. (Landscaping granite slabs) | 1701092 | 8403467 | 8.2 | Roads, paths and pavings | pavers | Construction | 2093.91 | Area Calculation | 60 | 44 | 1 | FALSE | 1 | FALSE |  | 1.1 | 2093.91 | 2093.91 | 5104 | Landscape hard surfacing (paving), Granite (setts, Chinese) |  | 60 | D4 | 0 | 0 | 0 | 0 | 0 | 0 | 0 | 0 | 0
| Civic Offices | Fencing: detailsnominal allowance for 1.8m high design to be determined. (Landscaping iron fence) | 1701093 | 8403469 | 8.2 | Roads, paths and pavings | Fence Post leading upright | Construction | 19.3789 | Linear length Calculation | 35 | 44 | 1 | FALSE | 1 | FALSE |  | 1.05 | 19.3789 | 38.7578 | 5168 | Fencing (posts, square section), steel (galvanized) |  | 0 | A1A3 | 52.8723 | 3.5941e-06 | 0.86431 | 0.26979 | 0.050862 | 0.012468 | 711.7592 | 39.9498 | 1.0301
| Civic Offices | Fencing: detailsnominal allowance for 1.8m high design to be determined. (Landscaping iron fence) | 1701093 | 8403469 | 8.2 | Roads, paths and pavings | Fence Post leading upright | Construction | 19.3789 | Linear length Calculation | 35 | 44 | 1 | FALSE | 1 | FALSE |  | 1.05 | 19.3789 | 38.7578 | 5168 | Fencing (posts, square section), steel (galvanized) |  | 0 | A4 | 0.84456 | 1.1687e-07 | 0.0040156 | 0.00074565 | 0.00053012 | 1.8808e-06 | 12.3571 | 3.5886 | 0.0034324
| Civic Offices | Fencing: detailsnominal allowance for 1.8m high design to be determined. (Landscaping iron fence) | 1701093 | 8403469 | 8.2 | Roads, paths and pavings | Fence Post leading upright | Construction | 19.3789 | Linear length Calculation | 35 | 44 | 1 | FALSE | 1 | FALSE |  | 1.05 | 19.3789 | 38.7578 | 5168 | Fencing (posts, square section), steel (galvanized) |  | 0 | A5 | 0.00050366 | 1.3188e-10 | 3.522e-06 | 1.1573e-06 | 5.8444e-07 | 7.1049e-10 | 0.012347 | 0.14534 | 0
| Civic Offices | Fencing: detailsnominal allowance for 1.8m high design to be determined. (Landscaping iron fence) | 1701093 | 8403469 | 8.2 | Roads, paths and pavings | Fence Post leading upright | Construction | 19.3789 | Linear length Calculation | 35 | 44 | 1 | FALSE | 1 | FALSE |  | 1.05 | 19.3789 | 38.7578 | 5168 | Fencing (posts, square section), steel (galvanized) |  | 0 | D2 | 0 | 0 | 0 | 0 | 0 | 0 | 0 | 0 | 0
| Civic Offices | Fencing: detailsnominal allowance for 1.8m high design to be determined. (Landscaping iron fence) | 1701093 | 8403469 | 8.2 | Roads, paths and pavings | Fence Post leading upright | Construction | 19.3789 | Linear length Calculation | 35 | 44 | 1 | FALSE | 1 | FALSE |  | 1.05 | 19.3789 | 38.7578 | 5168 | Fencing (posts, square section), steel (galvanized) |  | 0 | D3 | 0 | 0 | 0 | 0 | 0 | 0 | 0 | 0 | 0
| Civic Offices | Fencing: detailsnominal allowance for 1.8m high design to be determined. (Landscaping iron fence) | 1701093 | 8403469 | 8.2 | Roads, paths and pavings | Fence Post leading upright | Construction | 19.3789 | Linear length Calculation | 35 | 44 | 1 | FALSE | 1 | FALSE |  | 1.05 | 19.3789 | 38.7578 | 5168 | Fencing (posts, square section), steel (galvanized) |  | 0 | D4 | 0 | 0 | 0 | 0 | 0 | 0 | 0 | 0 | 0
| Civic Offices | Fencing: detailsnominal allowance for 1.8m high design to be determined. (Landscaping iron fence) | 1701093 | 8403469 | 8.2 | Roads, paths and pavings | Fence Post leading upright | Construction | 19.3789 | Linear length Calculation | 35 | 44 | 1 | FALSE | 1 | FALSE |  | 1.05 | 19.3789 | 38.7578 | 5168 | Fencing (posts, square section), steel (galvanized) |  | 60 | C2 | 0 | 0 | 0 | 0 | 0 | 0 | 0 | 0 | 0
| Civic Offices | Fencing: detailsnominal allowance for 1.8m high design to be determined. (Landscaping iron fence) | 1701093 | 8403469 | 8.2 | Roads, paths and pavings | Fence Post leading upright | Construction | 19.3789 | Linear length Calculation | 35 | 44 | 1 | FALSE | 1 | FALSE |  | 1.05 | 19.3789 | 38.7578 | 5168 | Fencing (posts, square section), steel (galvanized) |  | 60 | C4 | 0.010073 | 2.6377e-09 | 7.044e-05 | 2.3146e-05 | 1.1689e-05 | 1.421e-08 | 0.24695 | 2.9068 | 0.00050517
| Civic Offices | Fencing: detailsnominal allowance for 1.8m high design to be determined. (Landscaping iron fence) | 1701093 | 8403469 | 8.2 | Roads, paths and pavings | Fence Post leading upright | Construction | 19.3789 | Linear length Calculation | 35 | 44 | 1 | FALSE | 1 | FALSE |  | 1.05 | 19.3789 | 38.7578 | 5168 | Fencing (posts, square section), steel (galvanized) |  | 60 | D2 | 0 | 0 | 0 | 0 | 0 | 0 | 0 | 0 | 0
| Civic Offices | Fencing: detailsnominal allowance for 1.8m high design to be determined. (Landscaping iron fence) | 1701093 | 8403469 | 8.2 | Roads, paths and pavings | Fence Post leading upright | Construction | 19.3789 | Linear length Calculation | 35 | 44 | 1 | FALSE | 1 | FALSE |  | 1.05 | 19.3789 | 38.7578 | 5168 | Fencing (posts, square section), steel (galvanized) |  | 60 | D3 | 0 | 0 | 0 | 0 | 0 | 0 | 0 | 0 | 0
| Civic Offices | Fencing: detailsnominal allowance for 1.8m high design to be determined. (Landscaping iron fence) | 1701093 | 8403469 | 8.2 | Roads, paths and pavings | Fence Post leading upright | Construction | 19.3789 | Linear length Calculation | 35 | 44 | 1 | FALSE | 1 | FALSE |  | 1.05 | 19.3789 | 38.7578 | 5168 | Fencing (posts, square section), steel (galvanized) |  | 60 | D4 | 0 | 0 | 0 | 0 | 0 | 0 | 0 | 0 | 0
| Civic Offices | Fencing: detailsnominal allowance for 1.8m high design to be determined. (Landscaping iron fence) | 1701093 | 8403469 | 8.2 | Roads, paths and pavings | Fence Post leading upright | Construction | 19.3789 | Linear length Calculation | 35 | 44 | 1 | FALSE | 1 | FALSE |  | 1.05 | 19.3789 | 38.7578 | 5168 | Fencing (posts, square section), steel (galvanized) |  | 35 | B4B5 | 53.7275 | 3.7137e-06 | 0.8684 | 0.27056 | 0.051404 | 0.012469 | 724.3755 | 46.5906 | 1.0336
| Civic Offices | Fencing: detailsnominal allowance for 1.8m high design to be determined. (Landscaping iron fence) | 1701093 | 8403469 | 8.2 | Roads, paths and pavings | Fence Post leading upright | Construction | 19.3789 | Linear length Calculation | 35 | 44 | 1 | FALSE | 1 | FALSE |  | 1.05 | 19.3789 | 38.7578 | 5168 | Fencing (posts, square section), steel (galvanized) |  | 35 | D2 | 0 | 0 | 0 | 0 | 0 | 0 | 0 | 0 | 0
| Civic Offices | Fencing: detailsnominal allowance for 1.8m high design to be determined. (Landscaping iron fence) | 1701093 | 8403469 | 8.2 | Roads, paths and pavings | Fence Post leading upright | Construction | 19.3789 | Linear length Calculation | 35 | 44 | 1 | FALSE | 1 | FALSE |  | 1.05 | 19.3789 | 38.7578 | 5168 | Fencing (posts, square section), steel (galvanized) |  | 35 | D3 | 0 | 0 | 0 | 0 | 0 | 0 | 0 | 0 | 0
| Civic Offices | Fencing: detailsnominal allowance for 1.8m high design to be determined. (Landscaping iron fence) | 1701093 | 8403469 | 8.2 | Roads, paths and pavings | Fence Post leading upright | Construction | 19.3789 | Linear length Calculation | 35 | 44 | 1 | FALSE | 1 | FALSE |  | 1.05 | 19.3789 | 38.7578 | 5168 | Fencing (posts, square section), steel (galvanized) |  | 35 | D4 | 0 | 0 | 0 | 0 | 0 | 0 | 0 | 0 | 0
| Civic Offices | Fencing: detailsnominal allowance for 1.8m high design to be determined. (Landscaping iron fence) | 1701093 | 8403470 | 8.2 | Roads, paths and pavings | fence posts small uprights | Construction | 21.5321 | Linear length Calculation | 35 | 44 | 1 | FALSE | 1 | FALSE |  | 1.05 | 21.5321 | 43.0642 | 5168 | Fencing (posts, square section), steel (galvanized) |  | 0 | A1A3 | 58.747 | 3.9934e-06 | 0.96035 | 0.29977 | 0.056513 | 0.013853 | 790.8435 | 44.3886 | 1.1446
| Civic Offices | Fencing: detailsnominal allowance for 1.8m high design to be determined. (Landscaping iron fence) | 1701093 | 8403470 | 8.2 | Roads, paths and pavings | fence posts small uprights | Construction | 21.5321 | Linear length Calculation | 35 | 44 | 1 | FALSE | 1 | FALSE |  | 1.05 | 21.5321 | 43.0642 | 5168 | Fencing (posts, square section), steel (galvanized) |  | 0 | A4 | 0.9384 | 1.2985e-07 | 0.0044617 | 0.00082849 | 0.00058902 | 2.0898e-06 | 13.7301 | 3.9874 | 0.0038137
| Civic Offices | Fencing: detailsnominal allowance for 1.8m high design to be determined. (Landscaping iron fence) | 1701093 | 8403470 | 8.2 | Roads, paths and pavings | fence posts small uprights | Construction | 21.5321 | Linear length Calculation | 35 | 44 | 1 | FALSE | 1 | FALSE |  | 1.05 | 21.5321 | 43.0642 | 5168 | Fencing (posts, square section), steel (galvanized) |  | 0 | A5 | 0.00055962 | 1.4654e-10 | 3.9134e-06 | 1.2859e-06 | 6.4938e-07 | 7.8943e-10 | 0.013719 | 0.16149 | 0
| Civic Offices | Fencing: detailsnominal allowance for 1.8m high design to be determined. (Landscaping iron fence) | 1701093 | 8403470 | 8.2 | Roads, paths and pavings | fence posts small uprights | Construction | 21.5321 | Linear length Calculation | 35 | 44 | 1 | FALSE | 1 | FALSE |  | 1.05 | 21.5321 | 43.0642 | 5168 | Fencing (posts, square section), steel (galvanized) |  | 0 | D2 | 0 | 0 | 0 | 0 | 0 | 0 | 0 | 0 | 0
| Civic Offices | Fencing: detailsnominal allowance for 1.8m high design to be determined. (Landscaping iron fence) | 1701093 | 8403470 | 8.2 | Roads, paths and pavings | fence posts small uprights | Construction | 21.5321 | Linear length Calculation | 35 | 44 | 1 | FALSE | 1 | FALSE |  | 1.05 | 21.5321 | 43.0642 | 5168 | Fencing (posts, square section), steel (galvanized) |  | 0 | D3 | 0 | 0 | 0 | 0 | 0 | 0 | 0 | 0 | 0
| Civic Offices | Fencing: detailsnominal allowance for 1.8m high design to be determined. (Landscaping iron fence) | 1701093 | 8403470 | 8.2 | Roads, paths and pavings | fence posts small uprights | Construction | 21.5321 | Linear length Calculation | 35 | 44 | 1 | FALSE | 1 | FALSE |  | 1.05 | 21.5321 | 43.0642 | 5168 | Fencing (posts, square section), steel (galvanized) |  | 0 | D4 | 0 | 0 | 0 | 0 | 0 | 0 | 0 | 0 | 0
| Civic Offices | Fencing: detailsnominal allowance for 1.8m high design to be determined. (Landscaping iron fence) | 1701093 | 8403470 | 8.2 | Roads, paths and pavings | fence posts small uprights | Construction | 21.5321 | Linear length Calculation | 35 | 44 | 1 | FALSE | 1 | FALSE |  | 1.05 | 21.5321 | 43.0642 | 5168 | Fencing (posts, square section), steel (galvanized) |  | 60 | C2 | 0 | 0 | 0 | 0 | 0 | 0 | 0 | 0 | 0
| Civic Offices | Fencing: detailsnominal allowance for 1.8m high design to be determined. (Landscaping iron fence) | 1701093 | 8403470 | 8.2 | Roads, paths and pavings | fence posts small uprights | Construction | 21.5321 | Linear length Calculation | 35 | 44 | 1 | FALSE | 1 | FALSE |  | 1.05 | 21.5321 | 43.0642 | 5168 | Fencing (posts, square section), steel (galvanized) |  | 60 | C4 | 0.011192 | 2.9308e-09 | 7.8267e-05 | 2.5718e-05 | 1.2988e-05 | 1.5789e-08 | 0.27439 | 3.2298 | 0.0005613
| Civic Offices | Fencing: detailsnominal allowance for 1.8m high design to be determined. (Landscaping iron fence) | 1701093 | 8403470 | 8.2 | Roads, paths and pavings | fence posts small uprights | Construction | 21.5321 | Linear length Calculation | 35 | 44 | 1 | FALSE | 1 | FALSE |  | 1.05 | 21.5321 | 43.0642 | 5168 | Fencing (posts, square section), steel (galvanized) |  | 60 | D2 | 0 | 0 | 0 | 0 | 0 | 0 | 0 | 0 | 0
| Civic Offices | Fencing: detailsnominal allowance for 1.8m high design to be determined. (Landscaping iron fence) | 1701093 | 8403470 | 8.2 | Roads, paths and pavings | fence posts small uprights | Construction | 21.5321 | Linear length Calculation | 35 | 44 | 1 | FALSE | 1 | FALSE |  | 1.05 | 21.5321 | 43.0642 | 5168 | Fencing (posts, square section), steel (galvanized) |  | 60 | D3 | 0 | 0 | 0 | 0 | 0 | 0 | 0 | 0 | 0
| Civic Offices | Fencing: detailsnominal allowance for 1.8m high design to be determined. (Landscaping iron fence) | 1701093 | 8403470 | 8.2 | Roads, paths and pavings | fence posts small uprights | Construction | 21.5321 | Linear length Calculation | 35 | 44 | 1 | FALSE | 1 | FALSE |  | 1.05 | 21.5321 | 43.0642 | 5168 | Fencing (posts, square section), steel (galvanized) |  | 60 | D4 | 0 | 0 | 0 | 0 | 0 | 0 | 0 | 0 | 0
| Civic Offices | Fencing: detailsnominal allowance for 1.8m high design to be determined. (Landscaping iron fence) | 1701093 | 8403470 | 8.2 | Roads, paths and pavings | fence posts small uprights | Construction | 21.5321 | Linear length Calculation | 35 | 44 | 1 | FALSE | 1 | FALSE |  | 1.05 | 21.5321 | 43.0642 | 5168 | Fencing (posts, square section), steel (galvanized) |  | 35 | B4B5 | 59.6972 | 4.1263e-06 | 0.96489 | 0.30062 | 0.057116 | 0.013855 | 804.8617 | 51.7673 | 1.1484
| Civic Offices | Fencing: detailsnominal allowance for 1.8m high design to be determined. (Landscaping iron fence) | 1701093 | 8403470 | 8.2 | Roads, paths and pavings | fence posts small uprights | Construction | 21.5321 | Linear length Calculation | 35 | 44 | 1 | FALSE | 1 | FALSE |  | 1.05 | 21.5321 | 43.0642 | 5168 | Fencing (posts, square section), steel (galvanized) |  | 35 | D2 | 0 | 0 | 0 | 0 | 0 | 0 | 0 | 0 | 0
| Civic Offices | Fencing: detailsnominal allowance for 1.8m high design to be determined. (Landscaping iron fence) | 1701093 | 8403470 | 8.2 | Roads, paths and pavings | fence posts small uprights | Construction | 21.5321 | Linear length Calculation | 35 | 44 | 1 | FALSE | 1 | FALSE |  | 1.05 | 21.5321 | 43.0642 | 5168 | Fencing (posts, square section), steel (galvanized) |  | 35 | D3 | 0 | 0 | 0 | 0 | 0 | 0 | 0 | 0 | 0
| Civic Offices | Fencing: detailsnominal allowance for 1.8m high design to be determined. (Landscaping iron fence) | 1701093 | 8403470 | 8.2 | Roads, paths and pavings | fence posts small uprights | Construction | 21.5321 | Linear length Calculation | 35 | 44 | 1 | FALSE | 1 | FALSE |  | 1.05 | 21.5321 | 43.0642 | 5168 | Fencing (posts, square section), steel (galvanized) |  | 35 | D4 | 0 | 0 | 0 | 0 | 0 | 0 | 0 | 0 | 0
| Civic Offices | Fencing: detailsnominal allowance for 1.8m high design to be determined. (Landscaping iron fence) | 1701093 | 8403471 | 8.2 | Roads, paths and pavings | fence post footing | Construction | 403.2 | Count | 80 | 44 | 1 | FALSE | 1 | FALSE |  | 1.05 | 403.2 | 403.2 | 5246 | Structure, concrete (in-situ, GEN1, excl. reinforcement) |  | 0 | A1A3 | 36.9628 | 1.2871e-06 | 0.077993 | 0.019247 | 0.0074776 | 1.731e-05 | 195.6052 | 15.0822 | 0.11648
| Civic Offices | Fencing: detailsnominal allowance for 1.8m high design to be determined. (Landscaping iron fence) | 1701093 | 8403471 | 8.2 | Roads, paths and pavings | fence post footing | Construction | 403.2 | Count | 80 | 44 | 1 | FALSE | 1 | FALSE |  | 1.05 | 403.2 | 403.2 | 5246 | Structure, concrete (in-situ, GEN1, excl. reinforcement) |  | 0 | A4 | 5.8336 | 1.0482e-06 | 0.019101 | 0.0051628 | 0.0032587 | 2.0345e-05 | 86.96 | 13.2782 | 0.024006
| Civic Offices | Fencing: detailsnominal allowance for 1.8m high design to be determined. (Landscaping iron fence) | 1701093 | 8403471 | 8.2 | Roads, paths and pavings | fence post footing | Construction | 403.2 | Count | 80 | 44 | 1 | FALSE | 1 | FALSE |  | 1.05 | 403.2 | 403.2 | 5246 | Structure, concrete (in-situ, GEN1, excl. reinforcement) |  | 0 | A5 | 0.005233 | 1.804e-09 | 4.0303e-05 | 9.9516e-06 | 6.9623e-06 | 5.6568e-09 | 0.15199 | 3.024 | 0
| Civic Offices | Fencing: detailsnominal allowance for 1.8m high design to be determined. (Landscaping iron fence) | 1701093 | 8403471 | 8.2 | Roads, paths and pavings | fence post footing | Construction | 403.2 | Count | 80 | 44 | 1 | FALSE | 1 | FALSE |  | 1.05 | 403.2 | 403.2 | 5246 | Structure, concrete (in-situ, GEN1, excl. reinforcement) |  | 0 | D2 | 0 | 0 | 0 | 0 | 0 | 0 | 0 | 0 | 0
| Civic Offices | Fencing: detailsnominal allowance for 1.8m high design to be determined. (Landscaping iron fence) | 1701093 | 8403471 | 8.2 | Roads, paths and pavings | fence post footing | Construction | 403.2 | Count | 80 | 44 | 1 | FALSE | 1 | FALSE |  | 1.05 | 403.2 | 403.2 | 5246 | Structure, concrete (in-situ, GEN1, excl. reinforcement) |  | 0 | D3 | 0 | 0 | 0 | 0 | 0 | 0 | 0 | 0 | 0
| Civic Offices | Fencing: detailsnominal allowance for 1.8m high design to be determined. (Landscaping iron fence) | 1701093 | 8403471 | 8.2 | Roads, paths and pavings | fence post footing | Construction | 403.2 | Count | 80 | 44 | 1 | FALSE | 1 | FALSE |  | 1.05 | 403.2 | 403.2 | 5246 | Structure, concrete (in-situ, GEN1, excl. reinforcement) |  | 0 | D4 | 0 | 0 | 0 | 0 | 0 | 0 | 0 | 0 | 0
| Civic Offices | Fencing: detailsnominal allowance for 1.8m high design to be determined. (Landscaping iron fence) | 1701093 | 8403471 | 8.2 | Roads, paths and pavings | fence post footing | Construction | 403.2 | Count | 80 | 44 | 1 | FALSE | 1 | FALSE |  | 1.05 | 403.2 | 403.2 | 5246 | Structure, concrete (in-situ, GEN1, excl. reinforcement) |  | 60 | C2 | 0 | 0 | 0 | 0 | 0 | 0 | 0 | 0 | 0
| Civic Offices | Fencing: detailsnominal allowance for 1.8m high design to be determined. (Landscaping iron fence) | 1701093 | 8403471 | 8.2 | Roads, paths and pavings | fence post footing | Construction | 403.2 | Count | 80 | 44 | 1 | FALSE | 1 | FALSE |  | 1.05 | 403.2 | 403.2 | 5246 | Structure, concrete (in-situ, GEN1, excl. reinforcement) |  | 60 | C4 | 0.10466 | 3.6079e-08 | 0.00080606 | 0.00019903 | 0.00013925 | 1.1314e-07 | 3.0399 | 60.48 | 0.0098663
| Civic Offices | Fencing: detailsnominal allowance for 1.8m high design to be determined. (Landscaping iron fence) | 1701093 | 8403471 | 8.2 | Roads, paths and pavings | fence post footing | Construction | 403.2 | Count | 80 | 44 | 1 | FALSE | 1 | FALSE |  | 1.05 | 403.2 | 403.2 | 5246 | Structure, concrete (in-situ, GEN1, excl. reinforcement) |  | 60 | D2 | 0 | 0 | 0 | 0 | 0 | 0 | 0 | 0 | 0
| Civic Offices | Fencing: detailsnominal allowance for 1.8m high design to be determined. (Landscaping iron fence) | 1701093 | 8403471 | 8.2 | Roads, paths and pavings | fence post footing | Construction | 403.2 | Count | 80 | 44 | 1 | FALSE | 1 | FALSE |  | 1.05 | 403.2 | 403.2 | 5246 | Structure, concrete (in-situ, GEN1, excl. reinforcement) |  | 60 | D3 | 0 | 0 | 0 | 0 | 0 | 0 | 0 | 0 | 0
| Civic Offices | Fencing: detailsnominal allowance for 1.8m high design to be determined. (Landscaping iron fence) | 1701093 | 8403471 | 8.2 | Roads, paths and pavings | fence post footing | Construction | 403.2 | Count | 80 | 44 | 1 | FALSE | 1 | FALSE |  | 1.05 | 403.2 | 403.2 | 5246 | Structure, concrete (in-situ, GEN1, excl. reinforcement) |  | 60 | D4 | 0 | 0 | 0 | 0 | 0 | 0 | 0 | 0 | 0
| Civic Offices | Retaining walls / structures: approx free height 500mm as part of set of three retaining structures to achieve overall retained height of 1.5m details of structure to be confirmed (External wall structure limestone (250mm)) | 1701094 | 8403475 | 2.5 | External walls | mortar | Construction | 4486.59 | Area Calculation | 80 | 44 | 1 | FALSE | 1 | FALSE |  | 1.04 | 4486.59 | 4486.59 | 5094 | Mortar, cement:sand (1:4) |  | 0 | A1A3 | 762.636 | 2.6867e-05 | 1.7992 | 0.4762 | 0.16258 | 0.00039583 | 4578.1265 | 178.2432 | 2.3629
| Civic Offices | Retaining walls / structures: approx free height 500mm as part of set of three retaining structures to achieve overall retained height of 1.5m details of structure to be confirmed (External wall structure limestone (250mm)) | 1701094 | 8403475 | 2.5 | External walls | mortar | Construction | 4486.59 | Area Calculation | 80 | 44 | 1 | FALSE | 1 | FALSE |  | 1.04 | 4486.59 | 4486.59 | 5094 | Mortar, cement:sand (1:4) |  | 0 | A4 | 64.2954 | 1.1552e-05 | 0.21053 | 0.056902 | 0.035915 | 0.00022423 | 958.4277 | 146.3449 | 0.26458
| Civic Offices | Retaining walls / structures: approx free height 500mm as part of set of three retaining structures to achieve overall retained height of 1.5m details of structure to be confirmed (External wall structure limestone (250mm)) | 1701094 | 8403475 | 2.5 | External walls | mortar | Construction | 4486.59 | Area Calculation | 80 | 44 | 1 | FALSE | 1 | FALSE |  | 1.04 | 4486.59 | 4486.59 | 5094 | Mortar, cement:sand (1:4) |  | 0 | A5 | 0.046584 | 1.6059e-08 | 0.00035878 | 8.8589e-05 | 6.1978e-05 | 5.0357e-08 | 1.353 | 26.9195 | 0
| Civic Offices | Retaining walls / structures: approx free height 500mm as part of set of three retaining structures to achieve overall retained height of 1.5m details of structure to be confirmed (External wall structure limestone (250mm)) | 1701094 | 8403475 | 2.5 | External walls | mortar | Construction | 4486.59 | Area Calculation | 80 | 44 | 1 | FALSE | 1 | FALSE |  | 1.04 | 4486.59 | 4486.59 | 5094 | Mortar, cement:sand (1:4) |  | 0 | D2 | 0 | 0 | 0 | 0 | 0 | 0 | 0 | 0 | 0
| Civic Offices | Retaining walls / structures: approx free height 500mm as part of set of three retaining structures to achieve overall retained height of 1.5m details of structure to be confirmed (External wall structure limestone (250mm)) | 1701094 | 8403475 | 2.5 | External walls | mortar | Construction | 4486.59 | Area Calculation | 80 | 44 | 1 | FALSE | 1 | FALSE |  | 1.04 | 4486.59 | 4486.59 | 5094 | Mortar, cement:sand (1:4) |  | 0 | D3 | 0 | 0 | 0 | 0 | 0 | 0 | 0 | 0 | 0
| Civic Offices | Retaining walls / structures: approx free height 500mm as part of set of three retaining structures to achieve overall retained height of 1.5m details of structure to be confirmed (External wall structure limestone (250mm)) | 1701094 | 8403475 | 2.5 | External walls | mortar | Construction | 4486.59 | Area Calculation | 80 | 44 | 1 | FALSE | 1 | FALSE |  | 1.04 | 4486.59 | 4486.59 | 5094 | Mortar, cement:sand (1:4) |  | 0 | D4 | 0 | 0 | 0 | 0 | 0 | 0 | 0 | 0 | 0
| Civic Offices | Retaining walls / structures: approx free height 500mm as part of set of three retaining structures to achieve overall retained height of 1.5m details of structure to be confirmed (External wall structure limestone (250mm)) | 1701094 | 8403475 | 2.5 | External walls | mortar | Construction | 4486.59 | Area Calculation | 80 | 44 | 1 | FALSE | 1 | FALSE |  | 1.04 | 4486.59 | 4486.59 | 5094 | Mortar, cement:sand (1:4) |  | 60 | C2 | 0 | 0 | 0 | 0 | 0 | 0 | 0 | 0 | 0
| Civic Offices | Retaining walls / structures: approx free height 500mm as part of set of three retaining structures to achieve overall retained height of 1.5m details of structure to be confirmed (External wall structure limestone (250mm)) | 1701094 | 8403475 | 2.5 | External walls | mortar | Construction | 4486.59 | Area Calculation | 80 | 44 | 1 | FALSE | 1 | FALSE |  | 1.04 | 4486.59 | 4486.59 | 5094 | Mortar, cement:sand (1:4) |  | 60 | C4 | 1.1646 | 4.0147e-07 | 0.0089694 | 0.0022147 | 0.0015494 | 1.2589e-06 | 33.826 | 672.9885 | 0.10979
| Civic Offices | Retaining walls / structures: approx free height 500mm as part of set of three retaining structures to achieve overall retained height of 1.5m details of structure to be confirmed (External wall structure limestone (250mm)) | 1701094 | 8403475 | 2.5 | External walls | mortar | Construction | 4486.59 | Area Calculation | 80 | 44 | 1 | FALSE | 1 | FALSE |  | 1.04 | 4486.59 | 4486.59 | 5094 | Mortar, cement:sand (1:4) |  | 60 | D2 | 0 | 0 | 0 | 0 | 0 | 0 | 0 | 0 | 0
| Civic Offices | Retaining walls / structures: approx free height 500mm as part of set of three retaining structures to achieve overall retained height of 1.5m details of structure to be confirmed (External wall structure limestone (250mm)) | 1701094 | 8403475 | 2.5 | External walls | mortar | Construction | 4486.59 | Area Calculation | 80 | 44 | 1 | FALSE | 1 | FALSE |  | 1.04 | 4486.59 | 4486.59 | 5094 | Mortar, cement:sand (1:4) |  | 60 | D3 | 0 | 0 | 0 | 0 | 0 | 0 | 0 | 0 | 0
| Civic Offices | Retaining walls / structures: approx free height 500mm as part of set of three retaining structures to achieve overall retained height of 1.5m details of structure to be confirmed (External wall structure limestone (250mm)) | 1701094 | 8403475 | 2.5 | External walls | mortar | Construction | 4486.59 | Area Calculation | 80 | 44 | 1 | FALSE | 1 | FALSE |  | 1.04 | 4486.59 | 4486.59 | 5094 | Mortar, cement:sand (1:4) |  | 60 | D4 | 0 | 0 | 0 | 0 | 0 | 0 | 0 | 0 | 0
| Civic Offices | Retaining walls / structures: approx free height 500mm as part of set of three retaining structures to achieve overall retained height of 1.5m details of structure to be confirmed (External wall structure limestone (250mm)) | 1701094 | 8403475 | 2.5 | External walls | mortar | Construction | 4486.59 | Area Calculation | 80 | 44 | 1 | FALSE | 1 | FALSE |  | 1.04 | 4486.59 | 4486.59 | 5094 | Mortar, cement:sand (1:4) |  | 1 | B1 | -3.4645 | [7 empty] | -0.0065604
| Civic Offices | Retaining walls / structures: approx free height 500mm as part of set of three retaining structures to achieve overall retained height of 1.5m details of structure to be confirmed (External wall structure limestone (250mm)) | 1701094 | 8403475 | 2.5 | External walls | mortar | Construction | 4486.59 | Area Calculation | 80 | 44 | 1 | FALSE | 1 | FALSE |  | 1.04 | 4486.59 | 4486.59 | 5094 | Mortar, cement:sand (1:4) |  | 2 | B1 | -3.4645 | [7 empty] | -0.0065604
| Civic Offices | Retaining walls / structures: approx free height 500mm as part of set of three retaining structures to achieve overall retained height of 1.5m details of structure to be confirmed (External wall structure limestone (250mm)) | 1701094 | 8403475 | 2.5 | External walls | mortar | Construction | 4486.59 | Area Calculation | 80 | 44 | 1 | FALSE | 1 | FALSE |  | 1.04 | 4486.59 | 4486.59 | 5094 | Mortar, cement:sand (1:4) |  | 3 | B1 | -3.4645 | [7 empty] | -0.0065604
| Civic Offices | Retaining walls / structures: approx free height 500mm as part of set of three retaining structures to achieve overall retained height of 1.5m details of structure to be confirmed (External wall structure limestone (250mm)) | 1701094 | 8403475 | 2.5 | External walls | mortar | Construction | 4486.59 | Area Calculation | 80 | 44 | 1 | FALSE | 1 | FALSE |  | 1.04 | 4486.59 | 4486.59 | 5094 | Mortar, cement:sand (1:4) |  | 4 | B1 | -3.4645 | [7 empty] | -0.0065604
| Civic Offices | Retaining walls / structures: approx free height 500mm as part of set of three retaining structures to achieve overall retained height of 1.5m details of structure to be confirmed (External wall structure limestone (250mm)) | 1701094 | 8403475 | 2.5 | External walls | mortar | Construction | 4486.59 | Area Calculation | 80 | 44 | 1 | FALSE | 1 | FALSE |  | 1.04 | 4486.59 | 4486.59 | 5094 | Mortar, cement:sand (1:4) |  | 5 | B1 | -3.4645 | [7 empty] | -0.0065604
| Civic Offices | Retaining walls / structures: approx free height 500mm as part of set of three retaining structures to achieve overall retained height of 1.5m details of structure to be confirmed (External wall structure limestone (250mm)) | 1701094 | 8403475 | 2.5 | External walls | mortar | Construction | 4486.59 | Area Calculation | 80 | 44 | 1 | FALSE | 1 | FALSE |  | 1.04 | 4486.59 | 4486.59 | 5094 | Mortar, cement:sand (1:4) |  | 6 | B1 | -3.4645 | [7 empty] | -0.0065604
| Civic Offices | Retaining walls / structures: approx free height 500mm as part of set of three retaining structures to achieve overall retained height of 1.5m details of structure to be confirmed (External wall structure limestone (250mm)) | 1701094 | 8403475 | 2.5 | External walls | mortar | Construction | 4486.59 | Area Calculation | 80 | 44 | 1 | FALSE | 1 | FALSE |  | 1.04 | 4486.59 | 4486.59 | 5094 | Mortar, cement:sand (1:4) |  | 7 | B1 | -3.4645 | [7 empty] | -0.0065604
| Civic Offices | Retaining walls / structures: approx free height 500mm as part of set of three retaining structures to achieve overall retained height of 1.5m details of structure to be confirmed (External wall structure limestone (250mm)) | 1701094 | 8403475 | 2.5 | External walls | mortar | Construction | 4486.59 | Area Calculation | 80 | 44 | 1 | FALSE | 1 | FALSE |  | 1.04 | 4486.59 | 4486.59 | 5094 | Mortar, cement:sand (1:4) |  | 8 | B1 | -3.4645 | [7 empty] | -0.0065604
| Civic Offices | Retaining walls / structures: approx free height 500mm as part of set of three retaining structures to achieve overall retained height of 1.5m details of structure to be confirmed (External wall structure limestone (250mm)) | 1701094 | 8403475 | 2.5 | External walls | mortar | Construction | 4486.59 | Area Calculation | 80 | 44 | 1 | FALSE | 1 | FALSE |  | 1.04 | 4486.59 | 4486.59 | 5094 | Mortar, cement:sand (1:4) |  | 9 | B1 | -3.4645 | [7 empty] | -0.0065604
| Civic Offices | Retaining walls / structures: approx free height 500mm as part of set of three retaining structures to achieve overall retained height of 1.5m details of structure to be confirmed (External wall structure limestone (250mm)) | 1701094 | 8403475 | 2.5 | External walls | mortar | Construction | 4486.59 | Area Calculation | 80 | 44 | 1 | FALSE | 1 | FALSE |  | 1.04 | 4486.59 | 4486.59 | 5094 | Mortar, cement:sand (1:4) |  | 10 | B1 | -3.4645 | [7 empty] | -0.0065604
| Civic Offices | Retaining walls / structures: approx free height 500mm as part of set of three retaining structures to achieve overall retained height of 1.5m details of structure to be confirmed (External wall structure limestone (250mm)) | 1701094 | 8403475 | 2.5 | External walls | mortar | Construction | 4486.59 | Area Calculation | 80 | 44 | 1 | FALSE | 1 | FALSE |  | 1.04 | 4486.59 | 4486.59 | 5094 | Mortar, cement:sand (1:4) |  | 11 | B1 | -3.4645 | [7 empty] | -0.0065604
| Civic Offices | Retaining walls / structures: approx free height 500mm as part of set of three retaining structures to achieve overall retained height of 1.5m details of structure to be confirmed (External wall structure limestone (250mm)) | 1701094 | 8403475 | 2.5 | External walls | mortar | Construction | 4486.59 | Area Calculation | 80 | 44 | 1 | FALSE | 1 | FALSE |  | 1.04 | 4486.59 | 4486.59 | 5094 | Mortar, cement:sand (1:4) |  | 12 | B1 | -3.4645 | [7 empty] | -0.0065604
| Civic Offices | Retaining walls / structures: approx free height 500mm as part of set of three retaining structures to achieve overall retained height of 1.5m details of structure to be confirmed (External wall structure limestone (250mm)) | 1701094 | 8403475 | 2.5 | External walls | mortar | Construction | 4486.59 | Area Calculation | 80 | 44 | 1 | FALSE | 1 | FALSE |  | 1.04 | 4486.59 | 4486.59 | 5094 | Mortar, cement:sand (1:4) |  | 13 | B1 | -3.4645 | [7 empty] | -0.0065604
| Civic Offices | Retaining walls / structures: approx free height 500mm as part of set of three retaining structures to achieve overall retained height of 1.5m details of structure to be confirmed (External wall structure limestone (250mm)) | 1701094 | 8403475 | 2.5 | External walls | mortar | Construction | 4486.59 | Area Calculation | 80 | 44 | 1 | FALSE | 1 | FALSE |  | 1.04 | 4486.59 | 4486.59 | 5094 | Mortar, cement:sand (1:4) |  | 14 | B1 | -3.4645 | [7 empty] | -0.0065604
| Civic Offices | Retaining walls / structures: approx free height 500mm as part of set of three retaining structures to achieve overall retained height of 1.5m details of structure to be confirmed (External wall structure limestone (250mm)) | 1701094 | 8403475 | 2.5 | External walls | mortar | Construction | 4486.59 | Area Calculation | 80 | 44 | 1 | FALSE | 1 | FALSE |  | 1.04 | 4486.59 | 4486.59 | 5094 | Mortar, cement:sand (1:4) |  | 15 | B1 | -3.4645 | [7 empty] | -0.0065604
| Civic Offices | Retaining walls / structures: approx free height 500mm as part of set of three retaining structures to achieve overall retained height of 1.5m details of structure to be confirmed (External wall structure limestone (250mm)) | 1701094 | 8403475 | 2.5 | External walls | mortar | Construction | 4486.59 | Area Calculation | 80 | 44 | 1 | FALSE | 1 | FALSE |  | 1.04 | 4486.59 | 4486.59 | 5094 | Mortar, cement:sand (1:4) |  | 16 | B1 | -3.4645 | [7 empty] | -0.0065604
| Civic Offices | Retaining walls / structures: approx free height 500mm as part of set of three retaining structures to achieve overall retained height of 1.5m details of structure to be confirmed (External wall structure limestone (250mm)) | 1701094 | 8403475 | 2.5 | External walls | mortar | Construction | 4486.59 | Area Calculation | 80 | 44 | 1 | FALSE | 1 | FALSE |  | 1.04 | 4486.59 | 4486.59 | 5094 | Mortar, cement:sand (1:4) |  | 17 | B1 | -3.4645 | [7 empty] | -0.0065604
| Civic Offices | Retaining walls / structures: approx free height 500mm as part of set of three retaining structures to achieve overall retained height of 1.5m details of structure to be confirmed (External wall structure limestone (250mm)) | 1701094 | 8403475 | 2.5 | External walls | mortar | Construction | 4486.59 | Area Calculation | 80 | 44 | 1 | FALSE | 1 | FALSE |  | 1.04 | 4486.59 | 4486.59 | 5094 | Mortar, cement:sand (1:4) |  | 18 | B1 | -3.4645 | [7 empty] | -0.0065604
| Civic Offices | Retaining walls / structures: approx free height 500mm as part of set of three retaining structures to achieve overall retained height of 1.5m details of structure to be confirmed (External wall structure limestone (250mm)) | 1701094 | 8403475 | 2.5 | External walls | mortar | Construction | 4486.59 | Area Calculation | 80 | 44 | 1 | FALSE | 1 | FALSE |  | 1.04 | 4486.59 | 4486.59 | 5094 | Mortar, cement:sand (1:4) |  | 19 | B1 | -3.4645 | [7 empty] | -0.0065604
| Civic Offices | Retaining walls / structures: approx free height 500mm as part of set of three retaining structures to achieve overall retained height of 1.5m details of structure to be confirmed (External wall structure limestone (250mm)) | 1701094 | 8403475 | 2.5 | External walls | mortar | Construction | 4486.59 | Area Calculation | 80 | 44 | 1 | FALSE | 1 | FALSE |  | 1.04 | 4486.59 | 4486.59 | 5094 | Mortar, cement:sand (1:4) |  | 20 | B1 | -3.4645 | [7 empty] | -0.0065604
| Civic Offices | Retaining walls / structures: approx free height 500mm as part of set of three retaining structures to achieve overall retained height of 1.5m details of structure to be confirmed (External wall structure limestone (250mm)) | 1701094 | 8403475 | 2.5 | External walls | mortar | Construction | 4486.59 | Area Calculation | 80 | 44 | 1 | FALSE | 1 | FALSE |  | 1.04 | 4486.59 | 4486.59 | 5094 | Mortar, cement:sand (1:4) |  | 21 | B1 | -3.4645 | [7 empty] | -0.0065604
| Civic Offices | Retaining walls / structures: approx free height 500mm as part of set of three retaining structures to achieve overall retained height of 1.5m details of structure to be confirmed (External wall structure limestone (250mm)) | 1701094 | 8403475 | 2.5 | External walls | mortar | Construction | 4486.59 | Area Calculation | 80 | 44 | 1 | FALSE | 1 | FALSE |  | 1.04 | 4486.59 | 4486.59 | 5094 | Mortar, cement:sand (1:4) |  | 22 | B1 | -3.4645 | [7 empty] | -0.0065604
| Civic Offices | Retaining walls / structures: approx free height 500mm as part of set of three retaining structures to achieve overall retained height of 1.5m details of structure to be confirmed (External wall structure limestone (250mm)) | 1701094 | 8403475 | 2.5 | External walls | mortar | Construction | 4486.59 | Area Calculation | 80 | 44 | 1 | FALSE | 1 | FALSE |  | 1.04 | 4486.59 | 4486.59 | 5094 | Mortar, cement:sand (1:4) |  | 23 | B1 | -3.4645 | [7 empty] | -0.0065604
| Civic Offices | Retaining walls / structures: approx free height 500mm as part of set of three retaining structures to achieve overall retained height of 1.5m details of structure to be confirmed (External wall structure limestone (250mm)) | 1701094 | 8403475 | 2.5 | External walls | mortar | Construction | 4486.59 | Area Calculation | 80 | 44 | 1 | FALSE | 1 | FALSE |  | 1.04 | 4486.59 | 4486.59 | 5094 | Mortar, cement:sand (1:4) |  | 24 | B1 | -3.4645 | [7 empty] | -0.0065604
| Civic Offices | Retaining walls / structures: approx free height 500mm as part of set of three retaining structures to achieve overall retained height of 1.5m details of structure to be confirmed (External wall structure limestone (250mm)) | 1701094 | 8403475 | 2.5 | External walls | mortar | Construction | 4486.59 | Area Calculation | 80 | 44 | 1 | FALSE | 1 | FALSE |  | 1.04 | 4486.59 | 4486.59 | 5094 | Mortar, cement:sand (1:4) |  | 25 | B1 | -3.4645 | [7 empty] | -0.0065604
| Civic Offices | Retaining walls / structures: approx free height 500mm as part of set of three retaining structures to achieve overall retained height of 1.5m details of structure to be confirmed (External wall structure limestone (250mm)) | 1701094 | 8403475 | 2.5 | External walls | mortar | Construction | 4486.59 | Area Calculation | 80 | 44 | 1 | FALSE | 1 | FALSE |  | 1.04 | 4486.59 | 4486.59 | 5094 | Mortar, cement:sand (1:4) |  | 26 | B1 | -3.4645 | [7 empty] | -0.0065604
| Civic Offices | Retaining walls / structures: approx free height 500mm as part of set of three retaining structures to achieve overall retained height of 1.5m details of structure to be confirmed (External wall structure limestone (250mm)) | 1701094 | 8403475 | 2.5 | External walls | mortar | Construction | 4486.59 | Area Calculation | 80 | 44 | 1 | FALSE | 1 | FALSE |  | 1.04 | 4486.59 | 4486.59 | 5094 | Mortar, cement:sand (1:4) |  | 27 | B1 | -3.4645 | [7 empty] | -0.0065604
| Civic Offices | Retaining walls / structures: approx free height 500mm as part of set of three retaining structures to achieve overall retained height of 1.5m details of structure to be confirmed (External wall structure limestone (250mm)) | 1701094 | 8403475 | 2.5 | External walls | mortar | Construction | 4486.59 | Area Calculation | 80 | 44 | 1 | FALSE | 1 | FALSE |  | 1.04 | 4486.59 | 4486.59 | 5094 | Mortar, cement:sand (1:4) |  | 28 | B1 | -3.4645 | [7 empty] | -0.0065604
| Civic Offices | Retaining walls / structures: approx free height 500mm as part of set of three retaining structures to achieve overall retained height of 1.5m details of structure to be confirmed (External wall structure limestone (250mm)) | 1701094 | 8403475 | 2.5 | External walls | mortar | Construction | 4486.59 | Area Calculation | 80 | 44 | 1 | FALSE | 1 | FALSE |  | 1.04 | 4486.59 | 4486.59 | 5094 | Mortar, cement:sand (1:4) |  | 29 | B1 | -3.4645 | [7 empty] | -0.0065604
| Civic Offices | Retaining walls / structures: approx free height 500mm as part of set of three retaining structures to achieve overall retained height of 1.5m details of structure to be confirmed (External wall structure limestone (250mm)) | 1701094 | 8403475 | 2.5 | External walls | mortar | Construction | 4486.59 | Area Calculation | 80 | 44 | 1 | FALSE | 1 | FALSE |  | 1.04 | 4486.59 | 4486.59 | 5094 | Mortar, cement:sand (1:4) |  | 30 | B1 | -3.4645 | [7 empty] | -0.0065604
| Civic Offices | Retaining walls / structures: approx free height 500mm as part of set of three retaining structures to achieve overall retained height of 1.5m details of structure to be confirmed (External wall structure limestone (250mm)) | 1701094 | 8403475 | 2.5 | External walls | mortar | Construction | 4486.59 | Area Calculation | 80 | 44 | 1 | FALSE | 1 | FALSE |  | 1.04 | 4486.59 | 4486.59 | 5094 | Mortar, cement:sand (1:4) |  | 31 | B1 | -3.4645 | [7 empty] | -0.0065604
| Civic Offices | Retaining walls / structures: approx free height 500mm as part of set of three retaining structures to achieve overall retained height of 1.5m details of structure to be confirmed (External wall structure limestone (250mm)) | 1701094 | 8403475 | 2.5 | External walls | mortar | Construction | 4486.59 | Area Calculation | 80 | 44 | 1 | FALSE | 1 | FALSE |  | 1.04 | 4486.59 | 4486.59 | 5094 | Mortar, cement:sand (1:4) |  | 32 | B1 | -3.4645 | [7 empty] | -0.0065604
| Civic Offices | Retaining walls / structures: approx free height 500mm as part of set of three retaining structures to achieve overall retained height of 1.5m details of structure to be confirmed (External wall structure limestone (250mm)) | 1701094 | 8403475 | 2.5 | External walls | mortar | Construction | 4486.59 | Area Calculation | 80 | 44 | 1 | FALSE | 1 | FALSE |  | 1.04 | 4486.59 | 4486.59 | 5094 | Mortar, cement:sand (1:4) |  | 33 | B1 | -3.4645 | [7 empty] | -0.0065604
| Civic Offices | Retaining walls / structures: approx free height 500mm as part of set of three retaining structures to achieve overall retained height of 1.5m details of structure to be confirmed (External wall structure limestone (250mm)) | 1701094 | 8403475 | 2.5 | External walls | mortar | Construction | 4486.59 | Area Calculation | 80 | 44 | 1 | FALSE | 1 | FALSE |  | 1.04 | 4486.59 | 4486.59 | 5094 | Mortar, cement:sand (1:4) |  | 34 | B1 | -3.4645 | [7 empty] | -0.0065604
| Civic Offices | Retaining walls / structures: approx free height 500mm as part of set of three retaining structures to achieve overall retained height of 1.5m details of structure to be confirmed (External wall structure limestone (250mm)) | 1701094 | 8403475 | 2.5 | External walls | mortar | Construction | 4486.59 | Area Calculation | 80 | 44 | 1 | FALSE | 1 | FALSE |  | 1.04 | 4486.59 | 4486.59 | 5094 | Mortar, cement:sand (1:4) |  | 35 | B1 | -3.4645 | [7 empty] | -0.0065604
| Civic Offices | Retaining walls / structures: approx free height 500mm as part of set of three retaining structures to achieve overall retained height of 1.5m details of structure to be confirmed (External wall structure limestone (250mm)) | 1701094 | 8403475 | 2.5 | External walls | mortar | Construction | 4486.59 | Area Calculation | 80 | 44 | 1 | FALSE | 1 | FALSE |  | 1.04 | 4486.59 | 4486.59 | 5094 | Mortar, cement:sand (1:4) |  | 36 | B1 | -3.4645 | [7 empty] | -0.0065604
| Civic Offices | Retaining walls / structures: approx free height 500mm as part of set of three retaining structures to achieve overall retained height of 1.5m details of structure to be confirmed (External wall structure limestone (250mm)) | 1701094 | 8403475 | 2.5 | External walls | mortar | Construction | 4486.59 | Area Calculation | 80 | 44 | 1 | FALSE | 1 | FALSE |  | 1.04 | 4486.59 | 4486.59 | 5094 | Mortar, cement:sand (1:4) |  | 37 | B1 | -3.4645 | [7 empty] | -0.0065604
| Civic Offices | Retaining walls / structures: approx free height 500mm as part of set of three retaining structures to achieve overall retained height of 1.5m details of structure to be confirmed (External wall structure limestone (250mm)) | 1701094 | 8403475 | 2.5 | External walls | mortar | Construction | 4486.59 | Area Calculation | 80 | 44 | 1 | FALSE | 1 | FALSE |  | 1.04 | 4486.59 | 4486.59 | 5094 | Mortar, cement:sand (1:4) |  | 38 | B1 | -3.4645 | [7 empty] | -0.0065604
| Civic Offices | Retaining walls / structures: approx free height 500mm as part of set of three retaining structures to achieve overall retained height of 1.5m details of structure to be confirmed (External wall structure limestone (250mm)) | 1701094 | 8403475 | 2.5 | External walls | mortar | Construction | 4486.59 | Area Calculation | 80 | 44 | 1 | FALSE | 1 | FALSE |  | 1.04 | 4486.59 | 4486.59 | 5094 | Mortar, cement:sand (1:4) |  | 39 | B1 | -3.4645 | [7 empty] | -0.0065604
| Civic Offices | Retaining walls / structures: approx free height 500mm as part of set of three retaining structures to achieve overall retained height of 1.5m details of structure to be confirmed (External wall structure limestone (250mm)) | 1701094 | 8403475 | 2.5 | External walls | mortar | Construction | 4486.59 | Area Calculation | 80 | 44 | 1 | FALSE | 1 | FALSE |  | 1.04 | 4486.59 | 4486.59 | 5094 | Mortar, cement:sand (1:4) |  | 40 | B1 | -3.4645 | [7 empty] | -0.0065604
| Civic Offices | Retaining walls / structures: approx free height 500mm as part of set of three retaining structures to achieve overall retained height of 1.5m details of structure to be confirmed (External wall structure limestone (250mm)) | 1701094 | 8403475 | 2.5 | External walls | mortar | Construction | 4486.59 | Area Calculation | 80 | 44 | 1 | FALSE | 1 | FALSE |  | 1.04 | 4486.59 | 4486.59 | 5094 | Mortar, cement:sand (1:4) |  | 41 | B1 | -3.4645 | [7 empty] | -0.0065604
| Civic Offices | Retaining walls / structures: approx free height 500mm as part of set of three retaining structures to achieve overall retained height of 1.5m details of structure to be confirmed (External wall structure limestone (250mm)) | 1701094 | 8403475 | 2.5 | External walls | mortar | Construction | 4486.59 | Area Calculation | 80 | 44 | 1 | FALSE | 1 | FALSE |  | 1.04 | 4486.59 | 4486.59 | 5094 | Mortar, cement:sand (1:4) |  | 42 | B1 | -3.4645 | [7 empty] | -0.0065604
| Civic Offices | Retaining walls / structures: approx free height 500mm as part of set of three retaining structures to achieve overall retained height of 1.5m details of structure to be confirmed (External wall structure limestone (250mm)) | 1701094 | 8403475 | 2.5 | External walls | mortar | Construction | 4486.59 | Area Calculation | 80 | 44 | 1 | FALSE | 1 | FALSE |  | 1.04 | 4486.59 | 4486.59 | 5094 | Mortar, cement:sand (1:4) |  | 43 | B1 | -3.4645 | [7 empty] | -0.0065604
| Civic Offices | Retaining walls / structures: approx free height 500mm as part of set of three retaining structures to achieve overall retained height of 1.5m details of structure to be confirmed (External wall structure limestone (250mm)) | 1701094 | 8403475 | 2.5 | External walls | mortar | Construction | 4486.59 | Area Calculation | 80 | 44 | 1 | FALSE | 1 | FALSE |  | 1.04 | 4486.59 | 4486.59 | 5094 | Mortar, cement:sand (1:4) |  | 44 | B1 | -3.4645 | [7 empty] | -0.0065604
| Civic Offices | Retaining walls / structures: approx free height 500mm as part of set of three retaining structures to achieve overall retained height of 1.5m details of structure to be confirmed (External wall structure limestone (250mm)) | 1701094 | 8403475 | 2.5 | External walls | mortar | Construction | 4486.59 | Area Calculation | 80 | 44 | 1 | FALSE | 1 | FALSE |  | 1.04 | 4486.59 | 4486.59 | 5094 | Mortar, cement:sand (1:4) |  | 45 | B1 | -3.4645 | [7 empty] | -0.0065604
| Civic Offices | Retaining walls / structures: approx free height 500mm as part of set of three retaining structures to achieve overall retained height of 1.5m details of structure to be confirmed (External wall structure limestone (250mm)) | 1701094 | 8403475 | 2.5 | External walls | mortar | Construction | 4486.59 | Area Calculation | 80 | 44 | 1 | FALSE | 1 | FALSE |  | 1.04 | 4486.59 | 4486.59 | 5094 | Mortar, cement:sand (1:4) |  | 46 | B1 | -3.4645 | [7 empty] | -0.0065604
| Civic Offices | Retaining walls / structures: approx free height 500mm as part of set of three retaining structures to achieve overall retained height of 1.5m details of structure to be confirmed (External wall structure limestone (250mm)) | 1701094 | 8403475 | 2.5 | External walls | mortar | Construction | 4486.59 | Area Calculation | 80 | 44 | 1 | FALSE | 1 | FALSE |  | 1.04 | 4486.59 | 4486.59 | 5094 | Mortar, cement:sand (1:4) |  | 47 | B1 | -3.4645 | [7 empty] | -0.0065604
| Civic Offices | Retaining walls / structures: approx free height 500mm as part of set of three retaining structures to achieve overall retained height of 1.5m details of structure to be confirmed (External wall structure limestone (250mm)) | 1701094 | 8403475 | 2.5 | External walls | mortar | Construction | 4486.59 | Area Calculation | 80 | 44 | 1 | FALSE | 1 | FALSE |  | 1.04 | 4486.59 | 4486.59 | 5094 | Mortar, cement:sand (1:4) |  | 48 | B1 | -3.4645 | [7 empty] | -0.0065604
| Civic Offices | Retaining walls / structures: approx free height 500mm as part of set of three retaining structures to achieve overall retained height of 1.5m details of structure to be confirmed (External wall structure limestone (250mm)) | 1701094 | 8403475 | 2.5 | External walls | mortar | Construction | 4486.59 | Area Calculation | 80 | 44 | 1 | FALSE | 1 | FALSE |  | 1.04 | 4486.59 | 4486.59 | 5094 | Mortar, cement:sand (1:4) |  | 49 | B1 | -3.4645 | [7 empty] | -0.0065604
| Civic Offices | Retaining walls / structures: approx free height 500mm as part of set of three retaining structures to achieve overall retained height of 1.5m details of structure to be confirmed (External wall structure limestone (250mm)) | 1701094 | 8403475 | 2.5 | External walls | mortar | Construction | 4486.59 | Area Calculation | 80 | 44 | 1 | FALSE | 1 | FALSE |  | 1.04 | 4486.59 | 4486.59 | 5094 | Mortar, cement:sand (1:4) |  | 50 | B1 | -3.4645 | [7 empty] | -0.0065604
| Civic Offices | Retaining walls / structures: approx free height 500mm as part of set of three retaining structures to achieve overall retained height of 1.5m details of structure to be confirmed (External wall structure limestone (250mm)) | 1701094 | 8403475 | 2.5 | External walls | mortar | Construction | 4486.59 | Area Calculation | 80 | 44 | 1 | FALSE | 1 | FALSE |  | 1.04 | 4486.59 | 4486.59 | 5094 | Mortar, cement:sand (1:4) |  | 51 | B1 | -3.4645 | [7 empty] | -0.0065604
| Civic Offices | Retaining walls / structures: approx free height 500mm as part of set of three retaining structures to achieve overall retained height of 1.5m details of structure to be confirmed (External wall structure limestone (250mm)) | 1701094 | 8403475 | 2.5 | External walls | mortar | Construction | 4486.59 | Area Calculation | 80 | 44 | 1 | FALSE | 1 | FALSE |  | 1.04 | 4486.59 | 4486.59 | 5094 | Mortar, cement:sand (1:4) |  | 52 | B1 | -3.4645 | [7 empty] | -0.0065604
| Civic Offices | Retaining walls / structures: approx free height 500mm as part of set of three retaining structures to achieve overall retained height of 1.5m details of structure to be confirmed (External wall structure limestone (250mm)) | 1701094 | 8403475 | 2.5 | External walls | mortar | Construction | 4486.59 | Area Calculation | 80 | 44 | 1 | FALSE | 1 | FALSE |  | 1.04 | 4486.59 | 4486.59 | 5094 | Mortar, cement:sand (1:4) |  | 53 | B1 | -3.4645 | [7 empty] | -0.0065604
| Civic Offices | Retaining walls / structures: approx free height 500mm as part of set of three retaining structures to achieve overall retained height of 1.5m details of structure to be confirmed (External wall structure limestone (250mm)) | 1701094 | 8403475 | 2.5 | External walls | mortar | Construction | 4486.59 | Area Calculation | 80 | 44 | 1 | FALSE | 1 | FALSE |  | 1.04 | 4486.59 | 4486.59 | 5094 | Mortar, cement:sand (1:4) |  | 54 | B1 | -3.4645 | [7 empty] | -0.0065604
| Civic Offices | Retaining walls / structures: approx free height 500mm as part of set of three retaining structures to achieve overall retained height of 1.5m details of structure to be confirmed (External wall structure limestone (250mm)) | 1701094 | 8403475 | 2.5 | External walls | mortar | Construction | 4486.59 | Area Calculation | 80 | 44 | 1 | FALSE | 1 | FALSE |  | 1.04 | 4486.59 | 4486.59 | 5094 | Mortar, cement:sand (1:4) |  | 55 | B1 | -3.4645 | [7 empty] | -0.0065604
| Civic Offices | Retaining walls / structures: approx free height 500mm as part of set of three retaining structures to achieve overall retained height of 1.5m details of structure to be confirmed (External wall structure limestone (250mm)) | 1701094 | 8403475 | 2.5 | External walls | mortar | Construction | 4486.59 | Area Calculation | 80 | 44 | 1 | FALSE | 1 | FALSE |  | 1.04 | 4486.59 | 4486.59 | 5094 | Mortar, cement:sand (1:4) |  | 56 | B1 | -3.4645 | [7 empty] | -0.0065604
| Civic Offices | Retaining walls / structures: approx free height 500mm as part of set of three retaining structures to achieve overall retained height of 1.5m details of structure to be confirmed (External wall structure limestone (250mm)) | 1701094 | 8403475 | 2.5 | External walls | mortar | Construction | 4486.59 | Area Calculation | 80 | 44 | 1 | FALSE | 1 | FALSE |  | 1.04 | 4486.59 | 4486.59 | 5094 | Mortar, cement:sand (1:4) |  | 57 | B1 | -3.4645 | [7 empty] | -0.0065604
| Civic Offices | Retaining walls / structures: approx free height 500mm as part of set of three retaining structures to achieve overall retained height of 1.5m details of structure to be confirmed (External wall structure limestone (250mm)) | 1701094 | 8403475 | 2.5 | External walls | mortar | Construction | 4486.59 | Area Calculation | 80 | 44 | 1 | FALSE | 1 | FALSE |  | 1.04 | 4486.59 | 4486.59 | 5094 | Mortar, cement:sand (1:4) |  | 58 | B1 | -3.4645 | [7 empty] | -0.0065604
| Civic Offices | Retaining walls / structures: approx free height 500mm as part of set of three retaining structures to achieve overall retained height of 1.5m details of structure to be confirmed (External wall structure limestone (250mm)) | 1701094 | 8403475 | 2.5 | External walls | mortar | Construction | 4486.59 | Area Calculation | 80 | 44 | 1 | FALSE | 1 | FALSE |  | 1.04 | 4486.59 | 4486.59 | 5094 | Mortar, cement:sand (1:4) |  | 59 | B1 | -3.4645 | [7 empty] | -0.0065604
| Civic Offices | Retaining walls / structures: approx free height 500mm as part of set of three retaining structures to achieve overall retained height of 1.5m details of structure to be confirmed (External wall structure limestone (250mm)) | 1701094 | 8403475 | 2.5 | External walls | mortar | Construction | 4486.59 | Area Calculation | 80 | 44 | 1 | FALSE | 1 | FALSE |  | 1.04 | 4486.59 | 4486.59 | 5094 | Mortar, cement:sand (1:4) |  | 60 | B1 | -3.4645 | [7 empty] | -0.0065604
| Civic Offices | Retaining walls / structures: approx free height 500mm as part of set of three retaining structures to achieve overall retained height of 1.5m details of structure to be confirmed (External wall structure limestone (250mm)) | 1701094 | 8403476 | 2.5 | External walls | limestone | Construction | 71122.5 | Area Calculation | 70 | 44 | 1 | FALSE | 1 | FALSE |  | 1.05 | 71122.5 | 71122.5 | 5291 | Cladding panel, limestone (split face) |  | 0 | A1A3 | 48298.3208 | 0.0043633 | 285.0454 | 66.9325 | 25.3644 | 0.049552 | 733516.1795 | 50840.1644 | 201.0762
| Civic Offices | Retaining walls / structures: approx free height 500mm as part of set of three retaining structures to achieve overall retained height of 1.5m details of structure to be confirmed (External wall structure limestone (250mm)) | 1701094 | 8403476 | 2.5 | External walls | limestone | Construction | 71122.5 | Area Calculation | 70 | 44 | 1 | FALSE | 1 | FALSE |  | 1.05 | 71122.5 | 71122.5 | 5291 | Cladding panel, limestone (split face) |  | 0 | A4 | 787.8484 | 0.00014156 | 2.5797 | 0.69725 | 0.44009 | 0.0027476 | 11744.1624 | 1793.2478 | 3.2421
| Civic Offices | Retaining walls / structures: approx free height 500mm as part of set of three retaining structures to achieve overall retained height of 1.5m details of structure to be confirmed (External wall structure limestone (250mm)) | 1701094 | 8403476 | 2.5 | External walls | limestone | Construction | 71122.5 | Area Calculation | 70 | 44 | 1 | FALSE | 1 | FALSE |  | 1.05 | 71122.5 | 71122.5 | 5291 | Cladding panel, limestone (split face) |  | 0 | A5 | 4.6154 | 1.591e-06 | 0.035546 | 0.0087771 | 0.0061405 | 4.9892e-06 | 134.0545 | 533.4188 | 0
| Civic Offices | Retaining walls / structures: approx free height 500mm as part of set of three retaining structures to achieve overall retained height of 1.5m details of structure to be confirmed (External wall structure limestone (250mm)) | 1701094 | 8403476 | 2.5 | External walls | limestone | Construction | 71122.5 | Area Calculation | 70 | 44 | 1 | FALSE | 1 | FALSE |  | 1.05 | 71122.5 | 71122.5 | 5291 | Cladding panel, limestone (split face) |  | 0 | D2 | 0 | 0 | 0 | 0 | 0 | 0 | 0 | 0 | 0
| Civic Offices | Retaining walls / structures: approx free height 500mm as part of set of three retaining structures to achieve overall retained height of 1.5m details of structure to be confirmed (External wall structure limestone (250mm)) | 1701094 | 8403476 | 2.5 | External walls | limestone | Construction | 71122.5 | Area Calculation | 70 | 44 | 1 | FALSE | 1 | FALSE |  | 1.05 | 71122.5 | 71122.5 | 5291 | Cladding panel, limestone (split face) |  | 0 | D3 | 0 | 0 | 0 | 0 | 0 | 0 | 0 | 0 | 0
| Civic Offices | Retaining walls / structures: approx free height 500mm as part of set of three retaining structures to achieve overall retained height of 1.5m details of structure to be confirmed (External wall structure limestone (250mm)) | 1701094 | 8403476 | 2.5 | External walls | limestone | Construction | 71122.5 | Area Calculation | 70 | 44 | 1 | FALSE | 1 | FALSE |  | 1.05 | 71122.5 | 71122.5 | 5291 | Cladding panel, limestone (split face) |  | 0 | D4 | 0 | 0 | 0 | 0 | 0 | 0 | 0 | 0 | 0
| Civic Offices | Retaining walls / structures: approx free height 500mm as part of set of three retaining structures to achieve overall retained height of 1.5m details of structure to be confirmed (External wall structure limestone (250mm)) | 1701094 | 8403476 | 2.5 | External walls | limestone | Construction | 71122.5 | Area Calculation | 70 | 44 | 1 | FALSE | 1 | FALSE |  | 1.05 | 71122.5 | 71122.5 | 5291 | Cladding panel, limestone (split face) |  | 60 | C2 | 0 | 0 | 0 | 0 | 0 | 0 | 0 | 0 | 0
| Civic Offices | Retaining walls / structures: approx free height 500mm as part of set of three retaining structures to achieve overall retained height of 1.5m details of structure to be confirmed (External wall structure limestone (250mm)) | 1701094 | 8403476 | 2.5 | External walls | limestone | Construction | 71122.5 | Area Calculation | 70 | 44 | 1 | FALSE | 1 | FALSE |  | 1.05 | 71122.5 | 71122.5 | 5291 | Cladding panel, limestone (split face) |  | 60 | C4 | 92.3084 | 3.1821e-05 | 0.71093 | 0.17554 | 0.12281 | 9.9784e-05 | 2681.0892 | 10668.375 | 8.7019
| Civic Offices | Retaining walls / structures: approx free height 500mm as part of set of three retaining structures to achieve overall retained height of 1.5m details of structure to be confirmed (External wall structure limestone (250mm)) | 1701094 | 8403476 | 2.5 | External walls | limestone | Construction | 71122.5 | Area Calculation | 70 | 44 | 1 | FALSE | 1 | FALSE |  | 1.05 | 71122.5 | 71122.5 | 5291 | Cladding panel, limestone (split face) |  | 60 | D2 | 0 | 0 | 0 | 0 | 0 | 0 | 0 | 0 | 0
| Civic Offices | Retaining walls / structures: approx free height 500mm as part of set of three retaining structures to achieve overall retained height of 1.5m details of structure to be confirmed (External wall structure limestone (250mm)) | 1701094 | 8403476 | 2.5 | External walls | limestone | Construction | 71122.5 | Area Calculation | 70 | 44 | 1 | FALSE | 1 | FALSE |  | 1.05 | 71122.5 | 71122.5 | 5291 | Cladding panel, limestone (split face) |  | 60 | D3 | 0 | 0 | 0 | 0 | 0 | 0 | 0 | 0 | 0
| Civic Offices | Retaining walls / structures: approx free height 500mm as part of set of three retaining structures to achieve overall retained height of 1.5m details of structure to be confirmed (External wall structure limestone (250mm)) | 1701094 | 8403476 | 2.5 | External walls | limestone | Construction | 71122.5 | Area Calculation | 70 | 44 | 1 | FALSE | 1 | FALSE |  | 1.05 | 71122.5 | 71122.5 | 5291 | Cladding panel, limestone (split face) |  | 60 | D4 | 0 | 0 | 0 | 0 | 0 | 0 | 0 | 0 | 0
| Civic Offices | Fittings steel rail 50mm | 1701097 | 8403479 | 4.1 | Fittings, furnishings and equipment | Hollow Steel Handrail (50mm diam) 2mm gauge | Construction | 7.3824 | Linear length Calculation | 80 | 44 | 1 | FALSE | 1 | FALSE |  | 1.01 | 7.3824 | 7.3824 | 5238 | Structure, steel (hot rolled) |  | 0 | A1A3 | 13.2832 | 7.8377e-07 | 0.065517 | 0.044905 | 0.013922 | 0.00020264 | 169.3083 | 6.6957 | 0.17591
| Civic Offices | Fittings steel rail 50mm | 1701097 | 8403479 | 4.1 | Fittings, furnishings and equipment | Hollow Steel Handrail (50mm diam) 2mm gauge | Construction | 7.3824 | Linear length Calculation | 80 | 44 | 1 | FALSE | 1 | FALSE |  | 1.01 | 7.3824 | 7.3824 | 5238 | Structure, steel (hot rolled) |  | 0 | A4 | 0.30948 | 4.2825e-08 | 0.0014715 | 0.00027323 | 0.00019426 | 6.8921e-07 | 4.5281 | 1.315 | 0.0012578
| Civic Offices | Fittings steel rail 50mm | 1701097 | 8403479 | 4.1 | Fittings, furnishings and equipment | Hollow Steel Handrail (50mm diam) 2mm gauge | Construction | 7.3824 | Linear length Calculation | 80 | 44 | 1 | FALSE | 1 | FALSE |  | 1.01 | 7.3824 | 7.3824 | 5238 | Structure, steel (hot rolled) |  | 0 | A5 | 3.8374e-05 | 1.0048e-11 | 2.6834e-07 | 8.8177e-08 | 4.4529e-08 | 5.4132e-11 | 0.00094075 | 0.011074 | 0
| Civic Offices | Fittings steel rail 50mm | 1701097 | 8403479 | 4.1 | Fittings, furnishings and equipment | Hollow Steel Handrail (50mm diam) 2mm gauge | Construction | 7.3824 | Linear length Calculation | 80 | 44 | 1 | FALSE | 1 | FALSE |  | 1.01 | 7.3824 | 7.3824 | 5238 | Structure, steel (hot rolled) |  | 0 | D2 | 0 | 0 | 0 | 0 | 0 | 0 | 0 | 0 | 0
| Civic Offices | Fittings steel rail 50mm | 1701097 | 8403479 | 4.1 | Fittings, furnishings and equipment | Hollow Steel Handrail (50mm diam) 2mm gauge | Construction | 7.3824 | Linear length Calculation | 80 | 44 | 1 | FALSE | 1 | FALSE |  | 1.01 | 7.3824 | 7.3824 | 5238 | Structure, steel (hot rolled) |  | 0 | D3 | 0 | 0 | 0 | 0 | 0 | 0 | 0 | 0 | 0
| Civic Offices | Fittings steel rail 50mm | 1701097 | 8403479 | 4.1 | Fittings, furnishings and equipment | Hollow Steel Handrail (50mm diam) 2mm gauge | Construction | 7.3824 | Linear length Calculation | 80 | 44 | 1 | FALSE | 1 | FALSE |  | 1.01 | 7.3824 | 7.3824 | 5238 | Structure, steel (hot rolled) |  | 0 | D4 | 0 | 0 | 0 | 0 | 0 | 0 | 0 | 0 | 0
| Civic Offices | Fittings steel rail 50mm | 1701097 | 8403479 | 4.1 | Fittings, furnishings and equipment | Hollow Steel Handrail (50mm diam) 2mm gauge | Construction | 7.3824 | Linear length Calculation | 80 | 44 | 1 | FALSE | 1 | FALSE |  | 1.01 | 7.3824 | 7.3824 | 5238 | Structure, steel (hot rolled) |  | 60 | C2 | 0 | 0 | 0 | 0 | 0 | 0 | 0 | 0 | 0
| Civic Offices | Fittings steel rail 50mm | 1701097 | 8403479 | 4.1 | Fittings, furnishings and equipment | Hollow Steel Handrail (50mm diam) 2mm gauge | Construction | 7.3824 | Linear length Calculation | 80 | 44 | 1 | FALSE | 1 | FALSE |  | 1.01 | 7.3824 | 7.3824 | 5238 | Structure, steel (hot rolled) |  | 60 | C4 | 0.0038374 | 1.0048e-09 | 2.6834e-05 | 8.8177e-06 | 4.4529e-06 | 5.4132e-09 | 0.094075 | 1.1074 | 0.00019245
| Civic Offices | Fittings steel rail 50mm | 1701097 | 8403479 | 4.1 | Fittings, furnishings and equipment | Hollow Steel Handrail (50mm diam) 2mm gauge | Construction | 7.3824 | Linear length Calculation | 80 | 44 | 1 | FALSE | 1 | FALSE |  | 1.01 | 7.3824 | 7.3824 | 5238 | Structure, steel (hot rolled) |  | 60 | D2 | 0 | 0 | 0 | 0 | 0 | 0 | 0 | 0 | 0
| Civic Offices | Fittings steel rail 50mm | 1701097 | 8403479 | 4.1 | Fittings, furnishings and equipment | Hollow Steel Handrail (50mm diam) 2mm gauge | Construction | 7.3824 | Linear length Calculation | 80 | 44 | 1 | FALSE | 1 | FALSE |  | 1.01 | 7.3824 | 7.3824 | 5238 | Structure, steel (hot rolled) |  | 60 | D3 | 0 | 0 | 0 | 0 | 0 | 0 | 0 | 0 | 0
| Civic Offices | Fittings steel rail 50mm | 1701097 | 8403479 | 4.1 | Fittings, furnishings and equipment | Hollow Steel Handrail (50mm diam) 2mm gauge | Construction | 7.3824 | Linear length Calculation | 80 | 44 | 1 | FALSE | 1 | FALSE |  | 1.01 | 7.3824 | 7.3824 | 5238 | Structure, steel (hot rolled) |  | 60 | D4 | 0 | 0 | 0 | 0 | 0 | 0 | 0 | 0 | 0
| Civic Offices | Benches built into landscaping (Fittings bench painted galv steel) | 1701098 | 8403481 | 4.1 | Fittings, furnishings and equipment | Steel frame | Construction | 0.013322 | m3 | 20 | 44 | 1 | FALSE | 1 | FALSE |  | 1.05 | 104.3512 | 313.0537 | 5168 | Fencing (posts, square section), steel (galvanized) |  | 0 | A1A3 | 284.7066 | 1.9353e-05 | 4.6541 | 1.4528 | 0.27388 | 0.067135 | 3832.6756 | 215.1213 | 5.547
| Civic Offices | Benches built into landscaping (Fittings bench painted galv steel) | 1701098 | 8403481 | 4.1 | Fittings, furnishings and equipment | Steel frame | Construction | 0.013322 | m3 | 20 | 44 | 1 | FALSE | 1 | FALSE |  | 1.05 | 104.3512 | 313.0537 | 5168 | Fencing (posts, square section), steel (galvanized) |  | 0 | A4 | 4.5478 | 6.2931e-07 | 0.021623 | 0.0040151 | 0.0028546 | 1.0128e-05 | 66.5402 | 19.3241 | 0.018483
| Civic Offices | Benches built into landscaping (Fittings bench painted galv steel) | 1701098 | 8403481 | 4.1 | Fittings, furnishings and equipment | Steel frame | Construction | 0.013322 | m3 | 20 | 44 | 1 | FALSE | 1 | FALSE |  | 1.05 | 104.3512 | 313.0537 | 5168 | Fencing (posts, square section), steel (galvanized) |  | 0 | A5 | 0.0027121 | 7.1017e-10 | 1.8965e-05 | 6.2319e-06 | 3.1471e-06 | 3.8258e-09 | 0.066488 | 0.78263 | 0
| Civic Offices | Benches built into landscaping (Fittings bench painted galv steel) | 1701098 | 8403481 | 4.1 | Fittings, furnishings and equipment | Steel frame | Construction | 0.013322 | m3 | 20 | 44 | 1 | FALSE | 1 | FALSE |  | 1.05 | 104.3512 | 313.0537 | 5168 | Fencing (posts, square section), steel (galvanized) |  | 0 | D2 | 0 | 0 | 0 | 0 | 0 | 0 | 0 | 0 | 0
| Civic Offices | Benches built into landscaping (Fittings bench painted galv steel) | 1701098 | 8403481 | 4.1 | Fittings, furnishings and equipment | Steel frame | Construction | 0.013322 | m3 | 20 | 44 | 1 | FALSE | 1 | FALSE |  | 1.05 | 104.3512 | 313.0537 | 5168 | Fencing (posts, square section), steel (galvanized) |  | 0 | D3 | 0 | 0 | 0 | 0 | 0 | 0 | 0 | 0 | 0
| Civic Offices | Benches built into landscaping (Fittings bench painted galv steel) | 1701098 | 8403481 | 4.1 | Fittings, furnishings and equipment | Steel frame | Construction | 0.013322 | m3 | 20 | 44 | 1 | FALSE | 1 | FALSE |  | 1.05 | 104.3512 | 313.0537 | 5168 | Fencing (posts, square section), steel (galvanized) |  | 0 | D4 | 0 | 0 | 0 | 0 | 0 | 0 | 0 | 0 | 0
| Civic Offices | Benches built into landscaping (Fittings bench painted galv steel) | 1701098 | 8403481 | 4.1 | Fittings, furnishings and equipment | Steel frame | Construction | 0.013322 | m3 | 20 | 44 | 1 | FALSE | 1 | FALSE |  | 1.05 | 104.3512 | 313.0537 | 5168 | Fencing (posts, square section), steel (galvanized) |  | 60 | C2 | 0 | 0 | 0 | 0 | 0 | 0 | 0 | 0 | 0
| Civic Offices | Benches built into landscaping (Fittings bench painted galv steel) | 1701098 | 8403481 | 4.1 | Fittings, furnishings and equipment | Steel frame | Construction | 0.013322 | m3 | 20 | 44 | 1 | FALSE | 1 | FALSE |  | 1.05 | 104.3512 | 313.0537 | 5168 | Fencing (posts, square section), steel (galvanized) |  | 60 | C4 | 0.054242 | 1.4203e-08 | 0.00037931 | 0.00012464 | 6.2942e-05 | 7.6516e-08 | 1.3298 | 15.6527 | 0.0027202
| Civic Offices | Benches built into landscaping (Fittings bench painted galv steel) | 1701098 | 8403481 | 4.1 | Fittings, furnishings and equipment | Steel frame | Construction | 0.013322 | m3 | 20 | 44 | 1 | FALSE | 1 | FALSE |  | 1.05 | 104.3512 | 313.0537 | 5168 | Fencing (posts, square section), steel (galvanized) |  | 60 | D2 | 0 | 0 | 0 | 0 | 0 | 0 | 0 | 0 | 0
| Civic Offices | Benches built into landscaping (Fittings bench painted galv steel) | 1701098 | 8403481 | 4.1 | Fittings, furnishings and equipment | Steel frame | Construction | 0.013322 | m3 | 20 | 44 | 1 | FALSE | 1 | FALSE |  | 1.05 | 104.3512 | 313.0537 | 5168 | Fencing (posts, square section), steel (galvanized) |  | 60 | D3 | 0 | 0 | 0 | 0 | 0 | 0 | 0 | 0 | 0
| Civic Offices | Benches built into landscaping (Fittings bench painted galv steel) | 1701098 | 8403481 | 4.1 | Fittings, furnishings and equipment | Steel frame | Construction | 0.013322 | m3 | 20 | 44 | 1 | FALSE | 1 | FALSE |  | 1.05 | 104.3512 | 313.0537 | 5168 | Fencing (posts, square section), steel (galvanized) |  | 60 | D4 | 0 | 0 | 0 | 0 | 0 | 0 | 0 | 0 | 0
| Civic Offices | Benches built into landscaping (Fittings bench painted galv steel) | 1701098 | 8403481 | 4.1 | Fittings, furnishings and equipment | Steel frame | Construction | 0.013322 | m3 | 20 | 44 | 1 | FALSE | 1 | FALSE |  | 1.05 | 104.3512 | 313.0537 | 5168 | Fencing (posts, square section), steel (galvanized) |  | 20 | B4B5 | 289.3113 | 1.9998e-05 | 4.6762 | 1.4569 | 0.2768 | 0.067145 | 3900.6121 | 250.8807 | 5.5655
| Civic Offices | Benches built into landscaping (Fittings bench painted galv steel) | 1701098 | 8403481 | 4.1 | Fittings, furnishings and equipment | Steel frame | Construction | 0.013322 | m3 | 20 | 44 | 1 | FALSE | 1 | FALSE |  | 1.05 | 104.3512 | 313.0537 | 5168 | Fencing (posts, square section), steel (galvanized) |  | 20 | D2 | 0 | 0 | 0 | 0 | 0 | 0 | 0 | 0 | 0
| Civic Offices | Benches built into landscaping (Fittings bench painted galv steel) | 1701098 | 8403481 | 4.1 | Fittings, furnishings and equipment | Steel frame | Construction | 0.013322 | m3 | 20 | 44 | 1 | FALSE | 1 | FALSE |  | 1.05 | 104.3512 | 313.0537 | 5168 | Fencing (posts, square section), steel (galvanized) |  | 20 | D3 | 0 | 0 | 0 | 0 | 0 | 0 | 0 | 0 | 0
| Civic Offices | Benches built into landscaping (Fittings bench painted galv steel) | 1701098 | 8403481 | 4.1 | Fittings, furnishings and equipment | Steel frame | Construction | 0.013322 | m3 | 20 | 44 | 1 | FALSE | 1 | FALSE |  | 1.05 | 104.3512 | 313.0537 | 5168 | Fencing (posts, square section), steel (galvanized) |  | 20 | D4 | 0 | 0 | 0 | 0 | 0 | 0 | 0 | 0 | 0
| Civic Offices | Benches built into landscaping (Fittings bench painted galv steel) | 1701098 | 8403481 | 4.1 | Fittings, furnishings and equipment | Steel frame | Construction | 0.013322 | m3 | 20 | 44 | 1 | FALSE | 1 | FALSE |  | 1.05 | 104.3512 | 313.0537 | 5168 | Fencing (posts, square section), steel (galvanized) |  | 40 | B4B5 | 289.3113 | 1.9998e-05 | 4.6762 | 1.4569 | 0.2768 | 0.067145 | 3900.6121 | 250.8807 | 5.5655
| Civic Offices | Benches built into landscaping (Fittings bench painted galv steel) | 1701098 | 8403481 | 4.1 | Fittings, furnishings and equipment | Steel frame | Construction | 0.013322 | m3 | 20 | 44 | 1 | FALSE | 1 | FALSE |  | 1.05 | 104.3512 | 313.0537 | 5168 | Fencing (posts, square section), steel (galvanized) |  | 40 | D2 | 0 | 0 | 0 | 0 | 0 | 0 | 0 | 0 | 0
| Civic Offices | Benches built into landscaping (Fittings bench painted galv steel) | 1701098 | 8403481 | 4.1 | Fittings, furnishings and equipment | Steel frame | Construction | 0.013322 | m3 | 20 | 44 | 1 | FALSE | 1 | FALSE |  | 1.05 | 104.3512 | 313.0537 | 5168 | Fencing (posts, square section), steel (galvanized) |  | 40 | D3 | 0 | 0 | 0 | 0 | 0 | 0 | 0 | 0 | 0
| Civic Offices | Benches built into landscaping (Fittings bench painted galv steel) | 1701098 | 8403481 | 4.1 | Fittings, furnishings and equipment | Steel frame | Construction | 0.013322 | m3 | 20 | 44 | 1 | FALSE | 1 | FALSE |  | 1.05 | 104.3512 | 313.0537 | 5168 | Fencing (posts, square section), steel (galvanized) |  | 40 | D4 | 0 | 0 | 0 | 0 | 0 | 0 | 0 | 0 | 0
| Civic Offices | Benches built into landscaping (Fittings bench painted galv steel) | 1701098 | 8403482 | 4.1 | Fittings, furnishings and equipment | Bolts etc | Construction | 0.8 | kg | 20 | 44 | 1 | FALSE | 1 | FALSE |  | 1.01 | 0.8 | 2.4 | 5459 | Lattice beam (timber and steel) web, steel (galvanized) |  | 0 | A1A3 | 2.0995 | 1.4272e-07 | 0.034321 | 0.010713 | 0.0020197 | 0.00049508 | 28.2635 | 1.5864 | 0.040906
| Civic Offices | Benches built into landscaping (Fittings bench painted galv steel) | 1701098 | 8403482 | 4.1 | Fittings, furnishings and equipment | Bolts etc | Construction | 0.8 | kg | 20 | 44 | 1 | FALSE | 1 | FALSE |  | 1.01 | 0.8 | 2.4 | 5459 | Lattice beam (timber and steel) web, steel (galvanized) |  | 0 | A4 | 0.033537 | 4.6407e-09 | 0.00015946 | 2.9609e-05 | 2.1051e-05 | 7.4687e-08 | 0.49069 | 0.1425 | 0.0001363
| Civic Offices | Benches built into landscaping (Fittings bench painted galv steel) | 1701098 | 8403482 | 4.1 | Fittings, furnishings and equipment | Bolts etc | Construction | 0.8 | kg | 20 | 44 | 1 | FALSE | 1 | FALSE |  | 1.01 | 0.8 | 2.4 | 5459 | Lattice beam (timber and steel) web, steel (galvanized) |  | 0 | A5 | 4.1584e-06 | 1.0889e-12 | 2.9079e-08 | 9.5553e-09 | 4.8254e-09 | 5.8661e-12 | 0.00010194 | 0.0012 | 0
| Civic Offices | Benches built into landscaping (Fittings bench painted galv steel) | 1701098 | 8403482 | 4.1 | Fittings, furnishings and equipment | Bolts etc | Construction | 0.8 | kg | 20 | 44 | 1 | FALSE | 1 | FALSE |  | 1.01 | 0.8 | 2.4 | 5459 | Lattice beam (timber and steel) web, steel (galvanized) |  | 0 | D2 | 0 | 0 | 0 | 0 | 0 | 0 | 0 | 0 | 0
| Civic Offices | Benches built into landscaping (Fittings bench painted galv steel) | 1701098 | 8403482 | 4.1 | Fittings, furnishings and equipment | Bolts etc | Construction | 0.8 | kg | 20 | 44 | 1 | FALSE | 1 | FALSE |  | 1.01 | 0.8 | 2.4 | 5459 | Lattice beam (timber and steel) web, steel (galvanized) |  | 0 | D3 | 0 | 0 | 0 | 0 | 0 | 0 | 0 | 0 | 0
| Civic Offices | Benches built into landscaping (Fittings bench painted galv steel) | 1701098 | 8403482 | 4.1 | Fittings, furnishings and equipment | Bolts etc | Construction | 0.8 | kg | 20 | 44 | 1 | FALSE | 1 | FALSE |  | 1.01 | 0.8 | 2.4 | 5459 | Lattice beam (timber and steel) web, steel (galvanized) |  | 0 | D4 | 0 | 0 | 0 | 0 | 0 | 0 | 0 | 0 | 0
| Civic Offices | Benches built into landscaping (Fittings bench painted galv steel) | 1701098 | 8403482 | 4.1 | Fittings, furnishings and equipment | Bolts etc | Construction | 0.8 | kg | 20 | 44 | 1 | FALSE | 1 | FALSE |  | 1.01 | 0.8 | 2.4 | 5459 | Lattice beam (timber and steel) web, steel (galvanized) |  | 60 | C2 | 0 | 0 | 0 | 0 | 0 | 0 | 0 | 0 | 0
| Civic Offices | Benches built into landscaping (Fittings bench painted galv steel) | 1701098 | 8403482 | 4.1 | Fittings, furnishings and equipment | Bolts etc | Construction | 0.8 | kg | 20 | 44 | 1 | FALSE | 1 | FALSE |  | 1.01 | 0.8 | 2.4 | 5459 | Lattice beam (timber and steel) web, steel (galvanized) |  | 60 | C4 | 0.00041584 | 1.0889e-10 | 2.9079e-06 | 9.5553e-07 | 4.8254e-07 | 5.8661e-10 | 0.010194 | 0.12 | 2.0854e-05
| Civic Offices | Benches built into landscaping (Fittings bench painted galv steel) | 1701098 | 8403482 | 4.1 | Fittings, furnishings and equipment | Bolts etc | Construction | 0.8 | kg | 20 | 44 | 1 | FALSE | 1 | FALSE |  | 1.01 | 0.8 | 2.4 | 5459 | Lattice beam (timber and steel) web, steel (galvanized) |  | 60 | D2 | 0 | 0 | 0 | 0 | 0 | 0 | 0 | 0 | 0
| Civic Offices | Benches built into landscaping (Fittings bench painted galv steel) | 1701098 | 8403482 | 4.1 | Fittings, furnishings and equipment | Bolts etc | Construction | 0.8 | kg | 20 | 44 | 1 | FALSE | 1 | FALSE |  | 1.01 | 0.8 | 2.4 | 5459 | Lattice beam (timber and steel) web, steel (galvanized) |  | 60 | D3 | 0 | 0 | 0 | 0 | 0 | 0 | 0 | 0 | 0
| Civic Offices | Benches built into landscaping (Fittings bench painted galv steel) | 1701098 | 8403482 | 4.1 | Fittings, furnishings and equipment | Bolts etc | Construction | 0.8 | kg | 20 | 44 | 1 | FALSE | 1 | FALSE |  | 1.01 | 0.8 | 2.4 | 5459 | Lattice beam (timber and steel) web, steel (galvanized) |  | 60 | D4 | 0 | 0 | 0 | 0 | 0 | 0 | 0 | 0 | 0
| Civic Offices | Benches built into landscaping (Fittings bench painted galv steel) | 1701098 | 8403482 | 4.1 | Fittings, furnishings and equipment | Bolts etc | Construction | 0.8 | kg | 20 | 44 | 1 | FALSE | 1 | FALSE |  | 1.01 | 0.8 | 2.4 | 5459 | Lattice beam (timber and steel) web, steel (galvanized) |  | 20 | B4B5 | 2.1335 | 1.4747e-07 | 0.034484 | 0.010744 | 0.0020412 | 0.00049515 | 28.7645 | 1.8501 | 0.041042
| Civic Offices | Benches built into landscaping (Fittings bench painted galv steel) | 1701098 | 8403482 | 4.1 | Fittings, furnishings and equipment | Bolts etc | Construction | 0.8 | kg | 20 | 44 | 1 | FALSE | 1 | FALSE |  | 1.01 | 0.8 | 2.4 | 5459 | Lattice beam (timber and steel) web, steel (galvanized) |  | 20 | D2 | 0 | 0 | 0 | 0 | 0 | 0 | 0 | 0 | 0
| Civic Offices | Benches built into landscaping (Fittings bench painted galv steel) | 1701098 | 8403482 | 4.1 | Fittings, furnishings and equipment | Bolts etc | Construction | 0.8 | kg | 20 | 44 | 1 | FALSE | 1 | FALSE |  | 1.01 | 0.8 | 2.4 | 5459 | Lattice beam (timber and steel) web, steel (galvanized) |  | 20 | D3 | 0 | 0 | 0 | 0 | 0 | 0 | 0 | 0 | 0
| Civic Offices | Benches built into landscaping (Fittings bench painted galv steel) | 1701098 | 8403482 | 4.1 | Fittings, furnishings and equipment | Bolts etc | Construction | 0.8 | kg | 20 | 44 | 1 | FALSE | 1 | FALSE |  | 1.01 | 0.8 | 2.4 | 5459 | Lattice beam (timber and steel) web, steel (galvanized) |  | 20 | D4 | 0 | 0 | 0 | 0 | 0 | 0 | 0 | 0 | 0
| Civic Offices | Benches built into landscaping (Fittings bench painted galv steel) | 1701098 | 8403482 | 4.1 | Fittings, furnishings and equipment | Bolts etc | Construction | 0.8 | kg | 20 | 44 | 1 | FALSE | 1 | FALSE |  | 1.01 | 0.8 | 2.4 | 5459 | Lattice beam (timber and steel) web, steel (galvanized) |  | 40 | B4B5 | 2.1335 | 1.4747e-07 | 0.034484 | 0.010744 | 0.0020412 | 0.00049515 | 28.7645 | 1.8501 | 0.041042
| Civic Offices | Benches built into landscaping (Fittings bench painted galv steel) | 1701098 | 8403482 | 4.1 | Fittings, furnishings and equipment | Bolts etc | Construction | 0.8 | kg | 20 | 44 | 1 | FALSE | 1 | FALSE |  | 1.01 | 0.8 | 2.4 | 5459 | Lattice beam (timber and steel) web, steel (galvanized) |  | 40 | D2 | 0 | 0 | 0 | 0 | 0 | 0 | 0 | 0 | 0
| Civic Offices | Benches built into landscaping (Fittings bench painted galv steel) | 1701098 | 8403482 | 4.1 | Fittings, furnishings and equipment | Bolts etc | Construction | 0.8 | kg | 20 | 44 | 1 | FALSE | 1 | FALSE |  | 1.01 | 0.8 | 2.4 | 5459 | Lattice beam (timber and steel) web, steel (galvanized) |  | 40 | D3 | 0 | 0 | 0 | 0 | 0 | 0 | 0 | 0 | 0
| Civic Offices | Benches built into landscaping (Fittings bench painted galv steel) | 1701098 | 8403482 | 4.1 | Fittings, furnishings and equipment | Bolts etc | Construction | 0.8 | kg | 20 | 44 | 1 | FALSE | 1 | FALSE |  | 1.01 | 0.8 | 2.4 | 5459 | Lattice beam (timber and steel) web, steel (galvanized) |  | 40 | D4 | 0 | 0 | 0 | 0 | 0 | 0 | 0 | 0 | 0
| Civic Offices | Benches built into landscaping (Fittings bench painted galv steel) | 1701098 | 8403483 | 4.1 | Fittings, furnishings and equipment | timber | Construction | 0.062118 | m3 | 20 | 44 | 1 | FALSE | 1 | FALSE |  | 1.07 | 27.6707 | 83.0122 | 5452 | Floor finish, timber (hardwood, solid) |  | 0 | A1A3 | -73.4183 | 7.0482e-07 | 0.032839 | 0.010458 | 0.011085 | 1.7227e-05 | 83.4352 | 166.2133 | -0.1207
| Civic Offices | Benches built into landscaping (Fittings bench painted galv steel) | 1701098 | 8403483 | 4.1 | Fittings, furnishings and equipment | timber | Construction | 0.062118 | m3 | 20 | 44 | 1 | FALSE | 1 | FALSE |  | 1.07 | 27.6707 | 83.0122 | 5452 | Floor finish, timber (hardwood, solid) |  | 0 | A4 | 2.1694 | 2.0833e-07 | 0.041014 | 0.0039094 | 0.0032205 | 1.9839e-06 | 31.5785 | 5.4335 | 0.012892
| Civic Offices | Benches built into landscaping (Fittings bench painted galv steel) | 1701098 | 8403483 | 4.1 | Fittings, furnishings and equipment | timber | Construction | 0.062118 | m3 | 20 | 44 | 1 | FALSE | 1 | FALSE |  | 1.07 | 27.6707 | 83.0122 | 5452 | Floor finish, timber (hardwood, solid) |  | 0 | A5 | 0.024344 | 7.9943e-10 | 2.132e-05 | 0.001004 | 7.551e-06 | 4.3812e-09 | 0.07401 | 0.18401 | 0
| Civic Offices | Benches built into landscaping (Fittings bench painted galv steel) | 1701098 | 8403483 | 4.1 | Fittings, furnishings and equipment | timber | Construction | 0.062118 | m3 | 20 | 44 | 1 | FALSE | 1 | FALSE |  | 1.07 | 27.6707 | 83.0122 | 5452 | Floor finish, timber (hardwood, solid) |  | 0 | D2 | 0 | 0 | 0 | 0 | 0 | 0 | 0 | 0 | 0
| Civic Offices | Benches built into landscaping (Fittings bench painted galv steel) | 1701098 | 8403483 | 4.1 | Fittings, furnishings and equipment | timber | Construction | 0.062118 | m3 | 20 | 44 | 1 | FALSE | 1 | FALSE |  | 1.07 | 27.6707 | 83.0122 | 5452 | Floor finish, timber (hardwood, solid) |  | 0 | D3 | 0 | 0 | 0 | 0 | 0 | 0 | 0 | 0 | 0
| Civic Offices | Benches built into landscaping (Fittings bench painted galv steel) | 1701098 | 8403483 | 4.1 | Fittings, furnishings and equipment | timber | Construction | 0.062118 | m3 | 20 | 44 | 1 | FALSE | 1 | FALSE |  | 1.07 | 27.6707 | 83.0122 | 5452 | Floor finish, timber (hardwood, solid) |  | 0 | D4 | 0 | 0 | 0 | 0 | 0 | 0 | 0 | 0 | 0
| Civic Offices | Benches built into landscaping (Fittings bench painted galv steel) | 1701098 | 8403483 | 4.1 | Fittings, furnishings and equipment | timber | Construction | 0.062118 | m3 | 20 | 44 | 1 | FALSE | 1 | FALSE |  | 1.07 | 27.6707 | 83.0122 | 5452 | Floor finish, timber (hardwood, solid) |  | 60 | C2 | 0 | 0 | 0 | 0 | 0 | 0 | 0 | 0 | 0
| Civic Offices | Benches built into landscaping (Fittings bench painted galv steel) | 1701098 | 8403483 | 4.1 | Fittings, furnishings and equipment | timber | Construction | 0.062118 | m3 | 20 | 44 | 1 | FALSE | 1 | FALSE |  | 1.07 | 27.6707 | 83.0122 | 5452 | Floor finish, timber (hardwood, solid) |  | 60 | C4 | 0.34777 | 1.142e-08 | 0.00030457 | 0.014343 | 0.00010787 | 6.2589e-08 | 1.0573 | 2.6287 | 0.0062469
| Civic Offices | Benches built into landscaping (Fittings bench painted galv steel) | 1701098 | 8403483 | 4.1 | Fittings, furnishings and equipment | timber | Construction | 0.062118 | m3 | 20 | 44 | 1 | FALSE | 1 | FALSE |  | 1.07 | 27.6707 | 83.0122 | 5452 | Floor finish, timber (hardwood, solid) |  | 60 | D2 | 0 | 0 | 0 | 0 | 0 | 0 | 0 | 0 | 0
| Civic Offices | Benches built into landscaping (Fittings bench painted galv steel) | 1701098 | 8403483 | 4.1 | Fittings, furnishings and equipment | timber | Construction | 0.062118 | m3 | 20 | 44 | 1 | FALSE | 1 | FALSE |  | 1.07 | 27.6707 | 83.0122 | 5452 | Floor finish, timber (hardwood, solid) |  | 60 | D3 | 0 | 0 | 0 | 0 | 0 | 0 | 0 | 0 | 0
| Civic Offices | Benches built into landscaping (Fittings bench painted galv steel) | 1701098 | 8403483 | 4.1 | Fittings, furnishings and equipment | timber | Construction | 0.062118 | m3 | 20 | 44 | 1 | FALSE | 1 | FALSE |  | 1.07 | 27.6707 | 83.0122 | 5452 | Floor finish, timber (hardwood, solid) |  | 60 | D4 | 0 | 0 | 0 | 0 | 0 | 0 | 0 | 0 | 0
| Civic Offices | Benches built into landscaping (Fittings bench painted galv steel) | 1701098 | 8403483 | 4.1 | Fittings, furnishings and equipment | timber | Construction | 0.062118 | m3 | 20 | 44 | 1 | FALSE | 1 | FALSE |  | 1.07 | 27.6707 | 83.0122 | 5452 | Floor finish, timber (hardwood, solid) |  | 20 | B4B5 | -70.8768 | 9.2538e-07 | 0.074179 | 0.029714 | 0.014421 | 1.9278e-05 | 116.1451 | 174.4595 | -0.10781
| Civic Offices | Benches built into landscaping (Fittings bench painted galv steel) | 1701098 | 8403483 | 4.1 | Fittings, furnishings and equipment | timber | Construction | 0.062118 | m3 | 20 | 44 | 1 | FALSE | 1 | FALSE |  | 1.07 | 27.6707 | 83.0122 | 5452 | Floor finish, timber (hardwood, solid) |  | 20 | D2 | 0 | 0 | 0 | 0 | 0 | 0 | 0 | 0 | 0
| Civic Offices | Benches built into landscaping (Fittings bench painted galv steel) | 1701098 | 8403483 | 4.1 | Fittings, furnishings and equipment | timber | Construction | 0.062118 | m3 | 20 | 44 | 1 | FALSE | 1 | FALSE |  | 1.07 | 27.6707 | 83.0122 | 5452 | Floor finish, timber (hardwood, solid) |  | 20 | D3 | 0 | 0 | 0 | 0 | 0 | 0 | 0 | 0 | 0
| Civic Offices | Benches built into landscaping (Fittings bench painted galv steel) | 1701098 | 8403483 | 4.1 | Fittings, furnishings and equipment | timber | Construction | 0.062118 | m3 | 20 | 44 | 1 | FALSE | 1 | FALSE |  | 1.07 | 27.6707 | 83.0122 | 5452 | Floor finish, timber (hardwood, solid) |  | 20 | D4 | 0 | 0 | 0 | 0 | 0 | 0 | 0 | 0 | 0
| Civic Offices | Benches built into landscaping (Fittings bench painted galv steel) | 1701098 | 8403483 | 4.1 | Fittings, furnishings and equipment | timber | Construction | 0.062118 | m3 | 20 | 44 | 1 | FALSE | 1 | FALSE |  | 1.07 | 27.6707 | 83.0122 | 5452 | Floor finish, timber (hardwood, solid) |  | 40 | B4B5 | -70.8768 | 9.2538e-07 | 0.074179 | 0.029714 | 0.014421 | 1.9278e-05 | 116.1451 | 174.4595 | -0.10781
| Civic Offices | Benches built into landscaping (Fittings bench painted galv steel) | 1701098 | 8403483 | 4.1 | Fittings, furnishings and equipment | timber | Construction | 0.062118 | m3 | 20 | 44 | 1 | FALSE | 1 | FALSE |  | 1.07 | 27.6707 | 83.0122 | 5452 | Floor finish, timber (hardwood, solid) |  | 40 | D2 | 0 | 0 | 0 | 0 | 0 | 0 | 0 | 0 | 0
| Civic Offices | Benches built into landscaping (Fittings bench painted galv steel) | 1701098 | 8403483 | 4.1 | Fittings, furnishings and equipment | timber | Construction | 0.062118 | m3 | 20 | 44 | 1 | FALSE | 1 | FALSE |  | 1.07 | 27.6707 | 83.0122 | 5452 | Floor finish, timber (hardwood, solid) |  | 40 | D3 | 0 | 0 | 0 | 0 | 0 | 0 | 0 | 0 | 0
| Civic Offices | Benches built into landscaping (Fittings bench painted galv steel) | 1701098 | 8403483 | 4.1 | Fittings, furnishings and equipment | timber | Construction | 0.062118 | m3 | 20 | 44 | 1 | FALSE | 1 | FALSE |  | 1.07 | 27.6707 | 83.0122 | 5452 | Floor finish, timber (hardwood, solid) |  | 40 | D4 | 0 | 0 | 0 | 0 | 0 | 0 | 0 | 0 | 0
| Civic Offices | Internal wall finish paint (emulsion) | 1701100 | 8403485 | 3.1 | Wall finishes | Paint | Construction | 1.4532 | Area Calculation | 5 | 44 | 1 | FALSE | 1 | FALSE |  | 1.06 | 1.4532 | 17.4387 | 5134 | Paint, emulsion |  | 0 | A1A3 | 5.7586 | 9.0888e-07 | 0.064884 | 0.025517 | 0.0069908 | 5.9395e-05 | 110.5666 | 4.6028 | 0.071426
| Civic Offices | Internal wall finish paint (emulsion) | 1701100 | 8403485 | 3.1 | Wall finishes | Paint | Construction | 1.4532 | Area Calculation | 5 | 44 | 1 | FALSE | 1 | FALSE |  | 1.06 | 1.4532 | 17.4387 | 5134 | Paint, emulsion |  | 0 | A4 | 0.029517 | 5.3036e-09 | 9.665e-05 | 2.6123e-05 | 1.6488e-05 | 1.0294e-07 | 0.44 | 0.067186 | 0.00012147
| Civic Offices | Internal wall finish paint (emulsion) | 1701100 | 8403485 | 3.1 | Wall finishes | Paint | Construction | 1.4532 | Area Calculation | 5 | 44 | 1 | FALSE | 1 | FALSE |  | 1.06 | 1.4532 | 17.4387 | 5134 | Paint, emulsion |  | 0 | A5 | 0.0035859 | 2.2619e-10 | 8.0634e-06 | 0.00016956 | 1.5223e-06 | 1.223e-09 | 0.021322 | 0.034005 | 0
| Civic Offices | Internal wall finish paint (emulsion) | 1701100 | 8403485 | 3.1 | Wall finishes | Paint | Construction | 1.4532 | Area Calculation | 5 | 44 | 1 | FALSE | 1 | FALSE |  | 1.06 | 1.4532 | 17.4387 | 5134 | Paint, emulsion |  | 0 | D2 | 0 | 0 | 0 | 0 | 0 | 0 | 0 | 0 | 0
| Civic Offices | Internal wall finish paint (emulsion) | 1701100 | 8403485 | 3.1 | Wall finishes | Paint | Construction | 1.4532 | Area Calculation | 5 | 44 | 1 | FALSE | 1 | FALSE |  | 1.06 | 1.4532 | 17.4387 | 5134 | Paint, emulsion |  | 0 | D3 | 0 | 0 | 0 | 0 | 0 | 0 | 0 | 0 | 0
| Civic Offices | Internal wall finish paint (emulsion) | 1701100 | 8403485 | 3.1 | Wall finishes | Paint | Construction | 1.4532 | Area Calculation | 5 | 44 | 1 | FALSE | 1 | FALSE |  | 1.06 | 1.4532 | 17.4387 | 5134 | Paint, emulsion |  | 0 | D4 | 0 | 0 | 0 | 0 | 0 | 0 | 0 | 0 | 0
| Civic Offices | Internal wall finish paint (emulsion) | 1701100 | 8403485 | 3.1 | Wall finishes | Paint | Construction | 1.4532 | Area Calculation | 5 | 44 | 1 | FALSE | 1 | FALSE |  | 1.06 | 1.4532 | 17.4387 | 5134 | Paint, emulsion |  | 60 | C2 | 0 | 0 | 0 | 0 | 0 | 0 | 0 | 0 | 0
| Civic Offices | Internal wall finish paint (emulsion) | 1701100 | 8403485 | 3.1 | Wall finishes | Paint | Construction | 1.4532 | Area Calculation | 5 | 44 | 1 | FALSE | 1 | FALSE |  | 1.06 | 1.4532 | 17.4387 | 5134 | Paint, emulsion |  | 60 | C4 | 0.059766 | 3.7698e-09 | 0.00013439 | 0.0028261 | 2.5371e-05 | 2.0383e-08 | 0.35537 | 0.56676 | 0.0014981
| Civic Offices | Internal wall finish paint (emulsion) | 1701100 | 8403485 | 3.1 | Wall finishes | Paint | Construction | 1.4532 | Area Calculation | 5 | 44 | 1 | FALSE | 1 | FALSE |  | 1.06 | 1.4532 | 17.4387 | 5134 | Paint, emulsion |  | 60 | D2 | 0 | 0 | 0 | 0 | 0 | 0 | 0 | 0 | 0
| Civic Offices | Internal wall finish paint (emulsion) | 1701100 | 8403485 | 3.1 | Wall finishes | Paint | Construction | 1.4532 | Area Calculation | 5 | 44 | 1 | FALSE | 1 | FALSE |  | 1.06 | 1.4532 | 17.4387 | 5134 | Paint, emulsion |  | 60 | D3 | 0 | 0 | 0 | 0 | 0 | 0 | 0 | 0 | 0
| Civic Offices | Internal wall finish paint (emulsion) | 1701100 | 8403485 | 3.1 | Wall finishes | Paint | Construction | 1.4532 | Area Calculation | 5 | 44 | 1 | FALSE | 1 | FALSE |  | 1.06 | 1.4532 | 17.4387 | 5134 | Paint, emulsion |  | 60 | D4 | 0 | 0 | 0 | 0 | 0 | 0 | 0 | 0 | 0
| Civic Offices | Internal wall finish paint (emulsion) | 1701100 | 8403485 | 3.1 | Wall finishes | Paint | Construction | 1.4532 | Area Calculation | 5 | 44 | 1 | FALSE | 1 | FALSE |  | 1.06 | 1.4532 | 17.4387 | 5134 | Paint, emulsion |  | 5 | B4B5 | 5.8515 | 9.1818e-07 | 0.065123 | 0.028539 | 0.0070342 | 5.952e-05 | 111.3833 | 5.2707 | 0.071548
| Civic Offices | Internal wall finish paint (emulsion) | 1701100 | 8403485 | 3.1 | Wall finishes | Paint | Construction | 1.4532 | Area Calculation | 5 | 44 | 1 | FALSE | 1 | FALSE |  | 1.06 | 1.4532 | 17.4387 | 5134 | Paint, emulsion |  | 5 | D2 | 0 | 0 | 0 | 0 | 0 | 0 | 0 | 0 | 0
| Civic Offices | Internal wall finish paint (emulsion) | 1701100 | 8403485 | 3.1 | Wall finishes | Paint | Construction | 1.4532 | Area Calculation | 5 | 44 | 1 | FALSE | 1 | FALSE |  | 1.06 | 1.4532 | 17.4387 | 5134 | Paint, emulsion |  | 5 | D3 | 0 | 0 | 0 | 0 | 0 | 0 | 0 | 0 | 0
| Civic Offices | Internal wall finish paint (emulsion) | 1701100 | 8403485 | 3.1 | Wall finishes | Paint | Construction | 1.4532 | Area Calculation | 5 | 44 | 1 | FALSE | 1 | FALSE |  | 1.06 | 1.4532 | 17.4387 | 5134 | Paint, emulsion |  | 5 | D4 | 0 | 0 | 0 | 0 | 0 | 0 | 0 | 0 | 0
| Civic Offices | Internal wall finish paint (emulsion) | 1701100 | 8403485 | 3.1 | Wall finishes | Paint | Construction | 1.4532 | Area Calculation | 5 | 44 | 1 | FALSE | 1 | FALSE |  | 1.06 | 1.4532 | 17.4387 | 5134 | Paint, emulsion |  | 10 | B4B5 | 5.8515 | 9.1818e-07 | 0.065123 | 0.028539 | 0.0070342 | 5.952e-05 | 111.3833 | 5.2707 | 0.071548
| Civic Offices | Internal wall finish paint (emulsion) | 1701100 | 8403485 | 3.1 | Wall finishes | Paint | Construction | 1.4532 | Area Calculation | 5 | 44 | 1 | FALSE | 1 | FALSE |  | 1.06 | 1.4532 | 17.4387 | 5134 | Paint, emulsion |  | 10 | D2 | 0 | 0 | 0 | 0 | 0 | 0 | 0 | 0 | 0
| Civic Offices | Internal wall finish paint (emulsion) | 1701100 | 8403485 | 3.1 | Wall finishes | Paint | Construction | 1.4532 | Area Calculation | 5 | 44 | 1 | FALSE | 1 | FALSE |  | 1.06 | 1.4532 | 17.4387 | 5134 | Paint, emulsion |  | 10 | D3 | 0 | 0 | 0 | 0 | 0 | 0 | 0 | 0 | 0
| Civic Offices | Internal wall finish paint (emulsion) | 1701100 | 8403485 | 3.1 | Wall finishes | Paint | Construction | 1.4532 | Area Calculation | 5 | 44 | 1 | FALSE | 1 | FALSE |  | 1.06 | 1.4532 | 17.4387 | 5134 | Paint, emulsion |  | 10 | D4 | 0 | 0 | 0 | 0 | 0 | 0 | 0 | 0 | 0
| Civic Offices | Internal wall finish paint (emulsion) | 1701100 | 8403485 | 3.1 | Wall finishes | Paint | Construction | 1.4532 | Area Calculation | 5 | 44 | 1 | FALSE | 1 | FALSE |  | 1.06 | 1.4532 | 17.4387 | 5134 | Paint, emulsion |  | 15 | B4B5 | 5.8515 | 9.1818e-07 | 0.065123 | 0.028539 | 0.0070342 | 5.952e-05 | 111.3833 | 5.2707 | 0.071548
| Civic Offices | Internal wall finish paint (emulsion) | 1701100 | 8403485 | 3.1 | Wall finishes | Paint | Construction | 1.4532 | Area Calculation | 5 | 44 | 1 | FALSE | 1 | FALSE |  | 1.06 | 1.4532 | 17.4387 | 5134 | Paint, emulsion |  | 15 | D2 | 0 | 0 | 0 | 0 | 0 | 0 | 0 | 0 | 0
| Civic Offices | Internal wall finish paint (emulsion) | 1701100 | 8403485 | 3.1 | Wall finishes | Paint | Construction | 1.4532 | Area Calculation | 5 | 44 | 1 | FALSE | 1 | FALSE |  | 1.06 | 1.4532 | 17.4387 | 5134 | Paint, emulsion |  | 15 | D3 | 0 | 0 | 0 | 0 | 0 | 0 | 0 | 0 | 0
| Civic Offices | Internal wall finish paint (emulsion) | 1701100 | 8403485 | 3.1 | Wall finishes | Paint | Construction | 1.4532 | Area Calculation | 5 | 44 | 1 | FALSE | 1 | FALSE |  | 1.06 | 1.4532 | 17.4387 | 5134 | Paint, emulsion |  | 15 | D4 | 0 | 0 | 0 | 0 | 0 | 0 | 0 | 0 | 0
| Civic Offices | Internal wall finish paint (emulsion) | 1701100 | 8403485 | 3.1 | Wall finishes | Paint | Construction | 1.4532 | Area Calculation | 5 | 44 | 1 | FALSE | 1 | FALSE |  | 1.06 | 1.4532 | 17.4387 | 5134 | Paint, emulsion |  | 20 | B4B5 | 5.8515 | 9.1818e-07 | 0.065123 | 0.028539 | 0.0070342 | 5.952e-05 | 111.3833 | 5.2707 | 0.071548
| Civic Offices | Internal wall finish paint (emulsion) | 1701100 | 8403485 | 3.1 | Wall finishes | Paint | Construction | 1.4532 | Area Calculation | 5 | 44 | 1 | FALSE | 1 | FALSE |  | 1.06 | 1.4532 | 17.4387 | 5134 | Paint, emulsion |  | 20 | D2 | 0 | 0 | 0 | 0 | 0 | 0 | 0 | 0 | 0
| Civic Offices | Internal wall finish paint (emulsion) | 1701100 | 8403485 | 3.1 | Wall finishes | Paint | Construction | 1.4532 | Area Calculation | 5 | 44 | 1 | FALSE | 1 | FALSE |  | 1.06 | 1.4532 | 17.4387 | 5134 | Paint, emulsion |  | 20 | D3 | 0 | 0 | 0 | 0 | 0 | 0 | 0 | 0 | 0
| Civic Offices | Internal wall finish paint (emulsion) | 1701100 | 8403485 | 3.1 | Wall finishes | Paint | Construction | 1.4532 | Area Calculation | 5 | 44 | 1 | FALSE | 1 | FALSE |  | 1.06 | 1.4532 | 17.4387 | 5134 | Paint, emulsion |  | 20 | D4 | 0 | 0 | 0 | 0 | 0 | 0 | 0 | 0 | 0
| Civic Offices | Internal wall finish paint (emulsion) | 1701100 | 8403485 | 3.1 | Wall finishes | Paint | Construction | 1.4532 | Area Calculation | 5 | 44 | 1 | FALSE | 1 | FALSE |  | 1.06 | 1.4532 | 17.4387 | 5134 | Paint, emulsion |  | 25 | B4B5 | 5.8515 | 9.1818e-07 | 0.065123 | 0.028539 | 0.0070342 | 5.952e-05 | 111.3833 | 5.2707 | 0.071548
| Civic Offices | Internal wall finish paint (emulsion) | 1701100 | 8403485 | 3.1 | Wall finishes | Paint | Construction | 1.4532 | Area Calculation | 5 | 44 | 1 | FALSE | 1 | FALSE |  | 1.06 | 1.4532 | 17.4387 | 5134 | Paint, emulsion |  | 25 | D2 | 0 | 0 | 0 | 0 | 0 | 0 | 0 | 0 | 0
| Civic Offices | Internal wall finish paint (emulsion) | 1701100 | 8403485 | 3.1 | Wall finishes | Paint | Construction | 1.4532 | Area Calculation | 5 | 44 | 1 | FALSE | 1 | FALSE |  | 1.06 | 1.4532 | 17.4387 | 5134 | Paint, emulsion |  | 25 | D3 | 0 | 0 | 0 | 0 | 0 | 0 | 0 | 0 | 0
| Civic Offices | Internal wall finish paint (emulsion) | 1701100 | 8403485 | 3.1 | Wall finishes | Paint | Construction | 1.4532 | Area Calculation | 5 | 44 | 1 | FALSE | 1 | FALSE |  | 1.06 | 1.4532 | 17.4387 | 5134 | Paint, emulsion |  | 25 | D4 | 0 | 0 | 0 | 0 | 0 | 0 | 0 | 0 | 0
| Civic Offices | Internal wall finish paint (emulsion) | 1701100 | 8403485 | 3.1 | Wall finishes | Paint | Construction | 1.4532 | Area Calculation | 5 | 44 | 1 | FALSE | 1 | FALSE |  | 1.06 | 1.4532 | 17.4387 | 5134 | Paint, emulsion |  | 30 | B4B5 | 5.8515 | 9.1818e-07 | 0.065123 | 0.028539 | 0.0070342 | 5.952e-05 | 111.3833 | 5.2707 | 0.071548
| Civic Offices | Internal wall finish paint (emulsion) | 1701100 | 8403485 | 3.1 | Wall finishes | Paint | Construction | 1.4532 | Area Calculation | 5 | 44 | 1 | FALSE | 1 | FALSE |  | 1.06 | 1.4532 | 17.4387 | 5134 | Paint, emulsion |  | 30 | D2 | 0 | 0 | 0 | 0 | 0 | 0 | 0 | 0 | 0
| Civic Offices | Internal wall finish paint (emulsion) | 1701100 | 8403485 | 3.1 | Wall finishes | Paint | Construction | 1.4532 | Area Calculation | 5 | 44 | 1 | FALSE | 1 | FALSE |  | 1.06 | 1.4532 | 17.4387 | 5134 | Paint, emulsion |  | 30 | D3 | 0 | 0 | 0 | 0 | 0 | 0 | 0 | 0 | 0
| Civic Offices | Internal wall finish paint (emulsion) | 1701100 | 8403485 | 3.1 | Wall finishes | Paint | Construction | 1.4532 | Area Calculation | 5 | 44 | 1 | FALSE | 1 | FALSE |  | 1.06 | 1.4532 | 17.4387 | 5134 | Paint, emulsion |  | 30 | D4 | 0 | 0 | 0 | 0 | 0 | 0 | 0 | 0 | 0
| Civic Offices | Internal wall finish paint (emulsion) | 1701100 | 8403485 | 3.1 | Wall finishes | Paint | Construction | 1.4532 | Area Calculation | 5 | 44 | 1 | FALSE | 1 | FALSE |  | 1.06 | 1.4532 | 17.4387 | 5134 | Paint, emulsion |  | 35 | B4B5 | 5.8515 | 9.1818e-07 | 0.065123 | 0.028539 | 0.0070342 | 5.952e-05 | 111.3833 | 5.2707 | 0.071548
| Civic Offices | Internal wall finish paint (emulsion) | 1701100 | 8403485 | 3.1 | Wall finishes | Paint | Construction | 1.4532 | Area Calculation | 5 | 44 | 1 | FALSE | 1 | FALSE |  | 1.06 | 1.4532 | 17.4387 | 5134 | Paint, emulsion |  | 35 | D2 | 0 | 0 | 0 | 0 | 0 | 0 | 0 | 0 | 0
| Civic Offices | Internal wall finish paint (emulsion) | 1701100 | 8403485 | 3.1 | Wall finishes | Paint | Construction | 1.4532 | Area Calculation | 5 | 44 | 1 | FALSE | 1 | FALSE |  | 1.06 | 1.4532 | 17.4387 | 5134 | Paint, emulsion |  | 35 | D3 | 0 | 0 | 0 | 0 | 0 | 0 | 0 | 0 | 0
| Civic Offices | Internal wall finish paint (emulsion) | 1701100 | 8403485 | 3.1 | Wall finishes | Paint | Construction | 1.4532 | Area Calculation | 5 | 44 | 1 | FALSE | 1 | FALSE |  | 1.06 | 1.4532 | 17.4387 | 5134 | Paint, emulsion |  | 35 | D4 | 0 | 0 | 0 | 0 | 0 | 0 | 0 | 0 | 0
| Civic Offices | Internal wall finish paint (emulsion) | 1701100 | 8403485 | 3.1 | Wall finishes | Paint | Construction | 1.4532 | Area Calculation | 5 | 44 | 1 | FALSE | 1 | FALSE |  | 1.06 | 1.4532 | 17.4387 | 5134 | Paint, emulsion |  | 40 | B4B5 | 5.8515 | 9.1818e-07 | 0.065123 | 0.028539 | 0.0070342 | 5.952e-05 | 111.3833 | 5.2707 | 0.071548
| Civic Offices | Internal wall finish paint (emulsion) | 1701100 | 8403485 | 3.1 | Wall finishes | Paint | Construction | 1.4532 | Area Calculation | 5 | 44 | 1 | FALSE | 1 | FALSE |  | 1.06 | 1.4532 | 17.4387 | 5134 | Paint, emulsion |  | 40 | D2 | 0 | 0 | 0 | 0 | 0 | 0 | 0 | 0 | 0
| Civic Offices | Internal wall finish paint (emulsion) | 1701100 | 8403485 | 3.1 | Wall finishes | Paint | Construction | 1.4532 | Area Calculation | 5 | 44 | 1 | FALSE | 1 | FALSE |  | 1.06 | 1.4532 | 17.4387 | 5134 | Paint, emulsion |  | 40 | D3 | 0 | 0 | 0 | 0 | 0 | 0 | 0 | 0 | 0
| Civic Offices | Internal wall finish paint (emulsion) | 1701100 | 8403485 | 3.1 | Wall finishes | Paint | Construction | 1.4532 | Area Calculation | 5 | 44 | 1 | FALSE | 1 | FALSE |  | 1.06 | 1.4532 | 17.4387 | 5134 | Paint, emulsion |  | 40 | D4 | 0 | 0 | 0 | 0 | 0 | 0 | 0 | 0 | 0
| Civic Offices | Internal wall finish paint (emulsion) | 1701100 | 8403485 | 3.1 | Wall finishes | Paint | Construction | 1.4532 | Area Calculation | 5 | 44 | 1 | FALSE | 1 | FALSE |  | 1.06 | 1.4532 | 17.4387 | 5134 | Paint, emulsion |  | 45 | B4B5 | 5.8515 | 9.1818e-07 | 0.065123 | 0.028539 | 0.0070342 | 5.952e-05 | 111.3833 | 5.2707 | 0.071548
| Civic Offices | Internal wall finish paint (emulsion) | 1701100 | 8403485 | 3.1 | Wall finishes | Paint | Construction | 1.4532 | Area Calculation | 5 | 44 | 1 | FALSE | 1 | FALSE |  | 1.06 | 1.4532 | 17.4387 | 5134 | Paint, emulsion |  | 45 | D2 | 0 | 0 | 0 | 0 | 0 | 0 | 0 | 0 | 0
| Civic Offices | Internal wall finish paint (emulsion) | 1701100 | 8403485 | 3.1 | Wall finishes | Paint | Construction | 1.4532 | Area Calculation | 5 | 44 | 1 | FALSE | 1 | FALSE |  | 1.06 | 1.4532 | 17.4387 | 5134 | Paint, emulsion |  | 45 | D3 | 0 | 0 | 0 | 0 | 0 | 0 | 0 | 0 | 0
| Civic Offices | Internal wall finish paint (emulsion) | 1701100 | 8403485 | 3.1 | Wall finishes | Paint | Construction | 1.4532 | Area Calculation | 5 | 44 | 1 | FALSE | 1 | FALSE |  | 1.06 | 1.4532 | 17.4387 | 5134 | Paint, emulsion |  | 45 | D4 | 0 | 0 | 0 | 0 | 0 | 0 | 0 | 0 | 0
| Civic Offices | Internal wall finish paint (emulsion) | 1701100 | 8403485 | 3.1 | Wall finishes | Paint | Construction | 1.4532 | Area Calculation | 5 | 44 | 1 | FALSE | 1 | FALSE |  | 1.06 | 1.4532 | 17.4387 | 5134 | Paint, emulsion |  | 50 | B4B5 | 5.8515 | 9.1818e-07 | 0.065123 | 0.028539 | 0.0070342 | 5.952e-05 | 111.3833 | 5.2707 | 0.071548
| Civic Offices | Internal wall finish paint (emulsion) | 1701100 | 8403485 | 3.1 | Wall finishes | Paint | Construction | 1.4532 | Area Calculation | 5 | 44 | 1 | FALSE | 1 | FALSE |  | 1.06 | 1.4532 | 17.4387 | 5134 | Paint, emulsion |  | 50 | D2 | 0 | 0 | 0 | 0 | 0 | 0 | 0 | 0 | 0
| Civic Offices | Internal wall finish paint (emulsion) | 1701100 | 8403485 | 3.1 | Wall finishes | Paint | Construction | 1.4532 | Area Calculation | 5 | 44 | 1 | FALSE | 1 | FALSE |  | 1.06 | 1.4532 | 17.4387 | 5134 | Paint, emulsion |  | 50 | D3 | 0 | 0 | 0 | 0 | 0 | 0 | 0 | 0 | 0
| Civic Offices | Internal wall finish paint (emulsion) | 1701100 | 8403485 | 3.1 | Wall finishes | Paint | Construction | 1.4532 | Area Calculation | 5 | 44 | 1 | FALSE | 1 | FALSE |  | 1.06 | 1.4532 | 17.4387 | 5134 | Paint, emulsion |  | 50 | D4 | 0 | 0 | 0 | 0 | 0 | 0 | 0 | 0 | 0
| Civic Offices | Internal wall finish paint (emulsion) | 1701100 | 8403485 | 3.1 | Wall finishes | Paint | Construction | 1.4532 | Area Calculation | 5 | 44 | 1 | FALSE | 1 | FALSE |  | 1.06 | 1.4532 | 17.4387 | 5134 | Paint, emulsion |  | 55 | B4B5 | 5.8515 | 9.1818e-07 | 0.065123 | 0.028539 | 0.0070342 | 5.952e-05 | 111.3833 | 5.2707 | 0.071548
| Civic Offices | Internal wall finish paint (emulsion) | 1701100 | 8403485 | 3.1 | Wall finishes | Paint | Construction | 1.4532 | Area Calculation | 5 | 44 | 1 | FALSE | 1 | FALSE |  | 1.06 | 1.4532 | 17.4387 | 5134 | Paint, emulsion |  | 55 | D2 | 0 | 0 | 0 | 0 | 0 | 0 | 0 | 0 | 0
| Civic Offices | Internal wall finish paint (emulsion) | 1701100 | 8403485 | 3.1 | Wall finishes | Paint | Construction | 1.4532 | Area Calculation | 5 | 44 | 1 | FALSE | 1 | FALSE |  | 1.06 | 1.4532 | 17.4387 | 5134 | Paint, emulsion |  | 55 | D3 | 0 | 0 | 0 | 0 | 0 | 0 | 0 | 0 | 0
| Civic Offices | Internal wall finish paint (emulsion) | 1701100 | 8403485 | 3.1 | Wall finishes | Paint | Construction | 1.4532 | Area Calculation | 5 | 44 | 1 | FALSE | 1 | FALSE |  | 1.06 | 1.4532 | 17.4387 | 5134 | Paint, emulsion |  | 55 | D4 | 0 | 0 | 0 | 0 | 0 | 0 | 0 | 0 | 0
| Civic Offices | Internal wall finish paint (emulsion) | 1701103 | 8403487 | 3.1 | Wall finishes | Paint | Construction | 3.0627 | Area Calculation | 5 | 44 | 1 | FALSE | 1 | FALSE |  | 1.06 | 3.0627 | 36.7525 | 5134 | Paint, emulsion |  | 0 | A1A3 | 12.1365 | 1.9155e-06 | 0.13675 | 0.053778 | 0.014733 | 0.00012518 | 233.0223 | 9.7005 | 0.15053
| Civic Offices | Internal wall finish paint (emulsion) | 1701103 | 8403487 | 3.1 | Wall finishes | Paint | Construction | 3.0627 | Area Calculation | 5 | 44 | 1 | FALSE | 1 | FALSE |  | 1.06 | 3.0627 | 36.7525 | 5134 | Paint, emulsion |  | 0 | A4 | 0.062209 | 1.1177e-08 | 0.00020369 | 5.5055e-05 | 3.475e-05 | 2.1695e-07 | 0.92732 | 0.1416 | 0.000256
| Civic Offices | Internal wall finish paint (emulsion) | 1701103 | 8403487 | 3.1 | Wall finishes | Paint | Construction | 3.0627 | Area Calculation | 5 | 44 | 1 | FALSE | 1 | FALSE |  | 1.06 | 3.0627 | 36.7525 | 5134 | Paint, emulsion |  | 0 | A5 | 0.0075575 | 4.767e-10 | 1.6994e-05 | 0.00035736 | 3.2082e-06 | 2.5775e-09 | 0.044937 | 0.071667 | 0
| Civic Offices | Internal wall finish paint (emulsion) | 1701103 | 8403487 | 3.1 | Wall finishes | Paint | Construction | 3.0627 | Area Calculation | 5 | 44 | 1 | FALSE | 1 | FALSE |  | 1.06 | 3.0627 | 36.7525 | 5134 | Paint, emulsion |  | 0 | D2 | 0 | 0 | 0 | 0 | 0 | 0 | 0 | 0 | 0
| Civic Offices | Internal wall finish paint (emulsion) | 1701103 | 8403487 | 3.1 | Wall finishes | Paint | Construction | 3.0627 | Area Calculation | 5 | 44 | 1 | FALSE | 1 | FALSE |  | 1.06 | 3.0627 | 36.7525 | 5134 | Paint, emulsion |  | 0 | D3 | 0 | 0 | 0 | 0 | 0 | 0 | 0 | 0 | 0
| Civic Offices | Internal wall finish paint (emulsion) | 1701103 | 8403487 | 3.1 | Wall finishes | Paint | Construction | 3.0627 | Area Calculation | 5 | 44 | 1 | FALSE | 1 | FALSE |  | 1.06 | 3.0627 | 36.7525 | 5134 | Paint, emulsion |  | 0 | D4 | 0 | 0 | 0 | 0 | 0 | 0 | 0 | 0 | 0
| Civic Offices | Internal wall finish paint (emulsion) | 1701103 | 8403487 | 3.1 | Wall finishes | Paint | Construction | 3.0627 | Area Calculation | 5 | 44 | 1 | FALSE | 1 | FALSE |  | 1.06 | 3.0627 | 36.7525 | 5134 | Paint, emulsion |  | 60 | C2 | 0 | 0 | 0 | 0 | 0 | 0 | 0 | 0 | 0
| Civic Offices | Internal wall finish paint (emulsion) | 1701103 | 8403487 | 3.1 | Wall finishes | Paint | Construction | 3.0627 | Area Calculation | 5 | 44 | 1 | FALSE | 1 | FALSE |  | 1.06 | 3.0627 | 36.7525 | 5134 | Paint, emulsion |  | 60 | C4 | 0.12596 | 7.9451e-09 | 0.00028323 | 0.005956 | 5.3471e-05 | 4.2958e-08 | 0.74894 | 1.1945 | 0.0031573
| Civic Offices | Internal wall finish paint (emulsion) | 1701103 | 8403487 | 3.1 | Wall finishes | Paint | Construction | 3.0627 | Area Calculation | 5 | 44 | 1 | FALSE | 1 | FALSE |  | 1.06 | 3.0627 | 36.7525 | 5134 | Paint, emulsion |  | 60 | D2 | 0 | 0 | 0 | 0 | 0 | 0 | 0 | 0 | 0
| Civic Offices | Internal wall finish paint (emulsion) | 1701103 | 8403487 | 3.1 | Wall finishes | Paint | Construction | 3.0627 | Area Calculation | 5 | 44 | 1 | FALSE | 1 | FALSE |  | 1.06 | 3.0627 | 36.7525 | 5134 | Paint, emulsion |  | 60 | D3 | 0 | 0 | 0 | 0 | 0 | 0 | 0 | 0 | 0
| Civic Offices | Internal wall finish paint (emulsion) | 1701103 | 8403487 | 3.1 | Wall finishes | Paint | Construction | 3.0627 | Area Calculation | 5 | 44 | 1 | FALSE | 1 | FALSE |  | 1.06 | 3.0627 | 36.7525 | 5134 | Paint, emulsion |  | 60 | D4 | 0 | 0 | 0 | 0 | 0 | 0 | 0 | 0 | 0
| Civic Offices | Internal wall finish paint (emulsion) | 1701103 | 8403487 | 3.1 | Wall finishes | Paint | Construction | 3.0627 | Area Calculation | 5 | 44 | 1 | FALSE | 1 | FALSE |  | 1.06 | 3.0627 | 36.7525 | 5134 | Paint, emulsion |  | 5 | B4B5 | 12.3322 | 1.9351e-06 | 0.13725 | 0.060146 | 0.014825 | 0.00012544 | 234.7435 | 11.1082 | 0.15079
| Civic Offices | Internal wall finish paint (emulsion) | 1701103 | 8403487 | 3.1 | Wall finishes | Paint | Construction | 3.0627 | Area Calculation | 5 | 44 | 1 | FALSE | 1 | FALSE |  | 1.06 | 3.0627 | 36.7525 | 5134 | Paint, emulsion |  | 5 | D2 | 0 | 0 | 0 | 0 | 0 | 0 | 0 | 0 | 0
| Civic Offices | Internal wall finish paint (emulsion) | 1701103 | 8403487 | 3.1 | Wall finishes | Paint | Construction | 3.0627 | Area Calculation | 5 | 44 | 1 | FALSE | 1 | FALSE |  | 1.06 | 3.0627 | 36.7525 | 5134 | Paint, emulsion |  | 5 | D3 | 0 | 0 | 0 | 0 | 0 | 0 | 0 | 0 | 0
| Civic Offices | Internal wall finish paint (emulsion) | 1701103 | 8403487 | 3.1 | Wall finishes | Paint | Construction | 3.0627 | Area Calculation | 5 | 44 | 1 | FALSE | 1 | FALSE |  | 1.06 | 3.0627 | 36.7525 | 5134 | Paint, emulsion |  | 5 | D4 | 0 | 0 | 0 | 0 | 0 | 0 | 0 | 0 | 0
| Civic Offices | Internal wall finish paint (emulsion) | 1701103 | 8403487 | 3.1 | Wall finishes | Paint | Construction | 3.0627 | Area Calculation | 5 | 44 | 1 | FALSE | 1 | FALSE |  | 1.06 | 3.0627 | 36.7525 | 5134 | Paint, emulsion |  | 10 | B4B5 | 12.3322 | 1.9351e-06 | 0.13725 | 0.060146 | 0.014825 | 0.00012544 | 234.7435 | 11.1082 | 0.15079
| Civic Offices | Internal wall finish paint (emulsion) | 1701103 | 8403487 | 3.1 | Wall finishes | Paint | Construction | 3.0627 | Area Calculation | 5 | 44 | 1 | FALSE | 1 | FALSE |  | 1.06 | 3.0627 | 36.7525 | 5134 | Paint, emulsion |  | 10 | D2 | 0 | 0 | 0 | 0 | 0 | 0 | 0 | 0 | 0
| Civic Offices | Internal wall finish paint (emulsion) | 1701103 | 8403487 | 3.1 | Wall finishes | Paint | Construction | 3.0627 | Area Calculation | 5 | 44 | 1 | FALSE | 1 | FALSE |  | 1.06 | 3.0627 | 36.7525 | 5134 | Paint, emulsion |  | 10 | D3 | 0 | 0 | 0 | 0 | 0 | 0 | 0 | 0 | 0
| Civic Offices | Internal wall finish paint (emulsion) | 1701103 | 8403487 | 3.1 | Wall finishes | Paint | Construction | 3.0627 | Area Calculation | 5 | 44 | 1 | FALSE | 1 | FALSE |  | 1.06 | 3.0627 | 36.7525 | 5134 | Paint, emulsion |  | 10 | D4 | 0 | 0 | 0 | 0 | 0 | 0 | 0 | 0 | 0
| Civic Offices | Internal wall finish paint (emulsion) | 1701103 | 8403487 | 3.1 | Wall finishes | Paint | Construction | 3.0627 | Area Calculation | 5 | 44 | 1 | FALSE | 1 | FALSE |  | 1.06 | 3.0627 | 36.7525 | 5134 | Paint, emulsion |  | 15 | B4B5 | 12.3322 | 1.9351e-06 | 0.13725 | 0.060146 | 0.014825 | 0.00012544 | 234.7435 | 11.1082 | 0.15079
| Civic Offices | Internal wall finish paint (emulsion) | 1701103 | 8403487 | 3.1 | Wall finishes | Paint | Construction | 3.0627 | Area Calculation | 5 | 44 | 1 | FALSE | 1 | FALSE |  | 1.06 | 3.0627 | 36.7525 | 5134 | Paint, emulsion |  | 15 | D2 | 0 | 0 | 0 | 0 | 0 | 0 | 0 | 0 | 0
| Civic Offices | Internal wall finish paint (emulsion) | 1701103 | 8403487 | 3.1 | Wall finishes | Paint | Construction | 3.0627 | Area Calculation | 5 | 44 | 1 | FALSE | 1 | FALSE |  | 1.06 | 3.0627 | 36.7525 | 5134 | Paint, emulsion |  | 15 | D3 | 0 | 0 | 0 | 0 | 0 | 0 | 0 | 0 | 0
| Civic Offices | Internal wall finish paint (emulsion) | 1701103 | 8403487 | 3.1 | Wall finishes | Paint | Construction | 3.0627 | Area Calculation | 5 | 44 | 1 | FALSE | 1 | FALSE |  | 1.06 | 3.0627 | 36.7525 | 5134 | Paint, emulsion |  | 15 | D4 | 0 | 0 | 0 | 0 | 0 | 0 | 0 | 0 | 0
| Civic Offices | Internal wall finish paint (emulsion) | 1701103 | 8403487 | 3.1 | Wall finishes | Paint | Construction | 3.0627 | Area Calculation | 5 | 44 | 1 | FALSE | 1 | FALSE |  | 1.06 | 3.0627 | 36.7525 | 5134 | Paint, emulsion |  | 20 | B4B5 | 12.3322 | 1.9351e-06 | 0.13725 | 0.060146 | 0.014825 | 0.00012544 | 234.7435 | 11.1082 | 0.15079
| Civic Offices | Internal wall finish paint (emulsion) | 1701103 | 8403487 | 3.1 | Wall finishes | Paint | Construction | 3.0627 | Area Calculation | 5 | 44 | 1 | FALSE | 1 | FALSE |  | 1.06 | 3.0627 | 36.7525 | 5134 | Paint, emulsion |  | 20 | D2 | 0 | 0 | 0 | 0 | 0 | 0 | 0 | 0 | 0
| Civic Offices | Internal wall finish paint (emulsion) | 1701103 | 8403487 | 3.1 | Wall finishes | Paint | Construction | 3.0627 | Area Calculation | 5 | 44 | 1 | FALSE | 1 | FALSE |  | 1.06 | 3.0627 | 36.7525 | 5134 | Paint, emulsion |  | 20 | D3 | 0 | 0 | 0 | 0 | 0 | 0 | 0 | 0 | 0
| Civic Offices | Internal wall finish paint (emulsion) | 1701103 | 8403487 | 3.1 | Wall finishes | Paint | Construction | 3.0627 | Area Calculation | 5 | 44 | 1 | FALSE | 1 | FALSE |  | 1.06 | 3.0627 | 36.7525 | 5134 | Paint, emulsion |  | 20 | D4 | 0 | 0 | 0 | 0 | 0 | 0 | 0 | 0 | 0
| Civic Offices | Internal wall finish paint (emulsion) | 1701103 | 8403487 | 3.1 | Wall finishes | Paint | Construction | 3.0627 | Area Calculation | 5 | 44 | 1 | FALSE | 1 | FALSE |  | 1.06 | 3.0627 | 36.7525 | 5134 | Paint, emulsion |  | 25 | B4B5 | 12.3322 | 1.9351e-06 | 0.13725 | 0.060146 | 0.014825 | 0.00012544 | 234.7435 | 11.1082 | 0.15079
| Civic Offices | Internal wall finish paint (emulsion) | 1701103 | 8403487 | 3.1 | Wall finishes | Paint | Construction | 3.0627 | Area Calculation | 5 | 44 | 1 | FALSE | 1 | FALSE |  | 1.06 | 3.0627 | 36.7525 | 5134 | Paint, emulsion |  | 25 | D2 | 0 | 0 | 0 | 0 | 0 | 0 | 0 | 0 | 0
| Civic Offices | Internal wall finish paint (emulsion) | 1701103 | 8403487 | 3.1 | Wall finishes | Paint | Construction | 3.0627 | Area Calculation | 5 | 44 | 1 | FALSE | 1 | FALSE |  | 1.06 | 3.0627 | 36.7525 | 5134 | Paint, emulsion |  | 25 | D3 | 0 | 0 | 0 | 0 | 0 | 0 | 0 | 0 | 0
| Civic Offices | Internal wall finish paint (emulsion) | 1701103 | 8403487 | 3.1 | Wall finishes | Paint | Construction | 3.0627 | Area Calculation | 5 | 44 | 1 | FALSE | 1 | FALSE |  | 1.06 | 3.0627 | 36.7525 | 5134 | Paint, emulsion |  | 25 | D4 | 0 | 0 | 0 | 0 | 0 | 0 | 0 | 0 | 0
| Civic Offices | Internal wall finish paint (emulsion) | 1701103 | 8403487 | 3.1 | Wall finishes | Paint | Construction | 3.0627 | Area Calculation | 5 | 44 | 1 | FALSE | 1 | FALSE |  | 1.06 | 3.0627 | 36.7525 | 5134 | Paint, emulsion |  | 30 | B4B5 | 12.3322 | 1.9351e-06 | 0.13725 | 0.060146 | 0.014825 | 0.00012544 | 234.7435 | 11.1082 | 0.15079
| Civic Offices | Internal wall finish paint (emulsion) | 1701103 | 8403487 | 3.1 | Wall finishes | Paint | Construction | 3.0627 | Area Calculation | 5 | 44 | 1 | FALSE | 1 | FALSE |  | 1.06 | 3.0627 | 36.7525 | 5134 | Paint, emulsion |  | 30 | D2 | 0 | 0 | 0 | 0 | 0 | 0 | 0 | 0 | 0
| Civic Offices | Internal wall finish paint (emulsion) | 1701103 | 8403487 | 3.1 | Wall finishes | Paint | Construction | 3.0627 | Area Calculation | 5 | 44 | 1 | FALSE | 1 | FALSE |  | 1.06 | 3.0627 | 36.7525 | 5134 | Paint, emulsion |  | 30 | D3 | 0 | 0 | 0 | 0 | 0 | 0 | 0 | 0 | 0
| Civic Offices | Internal wall finish paint (emulsion) | 1701103 | 8403487 | 3.1 | Wall finishes | Paint | Construction | 3.0627 | Area Calculation | 5 | 44 | 1 | FALSE | 1 | FALSE |  | 1.06 | 3.0627 | 36.7525 | 5134 | Paint, emulsion |  | 30 | D4 | 0 | 0 | 0 | 0 | 0 | 0 | 0 | 0 | 0
| Civic Offices | Internal wall finish paint (emulsion) | 1701103 | 8403487 | 3.1 | Wall finishes | Paint | Construction | 3.0627 | Area Calculation | 5 | 44 | 1 | FALSE | 1 | FALSE |  | 1.06 | 3.0627 | 36.7525 | 5134 | Paint, emulsion |  | 35 | B4B5 | 12.3322 | 1.9351e-06 | 0.13725 | 0.060146 | 0.014825 | 0.00012544 | 234.7435 | 11.1082 | 0.15079
| Civic Offices | Internal wall finish paint (emulsion) | 1701103 | 8403487 | 3.1 | Wall finishes | Paint | Construction | 3.0627 | Area Calculation | 5 | 44 | 1 | FALSE | 1 | FALSE |  | 1.06 | 3.0627 | 36.7525 | 5134 | Paint, emulsion |  | 35 | D2 | 0 | 0 | 0 | 0 | 0 | 0 | 0 | 0 | 0
| Civic Offices | Internal wall finish paint (emulsion) | 1701103 | 8403487 | 3.1 | Wall finishes | Paint | Construction | 3.0627 | Area Calculation | 5 | 44 | 1 | FALSE | 1 | FALSE |  | 1.06 | 3.0627 | 36.7525 | 5134 | Paint, emulsion |  | 35 | D3 | 0 | 0 | 0 | 0 | 0 | 0 | 0 | 0 | 0
| Civic Offices | Internal wall finish paint (emulsion) | 1701103 | 8403487 | 3.1 | Wall finishes | Paint | Construction | 3.0627 | Area Calculation | 5 | 44 | 1 | FALSE | 1 | FALSE |  | 1.06 | 3.0627 | 36.7525 | 5134 | Paint, emulsion |  | 35 | D4 | 0 | 0 | 0 | 0 | 0 | 0 | 0 | 0 | 0
| Civic Offices | Internal wall finish paint (emulsion) | 1701103 | 8403487 | 3.1 | Wall finishes | Paint | Construction | 3.0627 | Area Calculation | 5 | 44 | 1 | FALSE | 1 | FALSE |  | 1.06 | 3.0627 | 36.7525 | 5134 | Paint, emulsion |  | 40 | B4B5 | 12.3322 | 1.9351e-06 | 0.13725 | 0.060146 | 0.014825 | 0.00012544 | 234.7435 | 11.1082 | 0.15079
| Civic Offices | Internal wall finish paint (emulsion) | 1701103 | 8403487 | 3.1 | Wall finishes | Paint | Construction | 3.0627 | Area Calculation | 5 | 44 | 1 | FALSE | 1 | FALSE |  | 1.06 | 3.0627 | 36.7525 | 5134 | Paint, emulsion |  | 40 | D2 | 0 | 0 | 0 | 0 | 0 | 0 | 0 | 0 | 0
| Civic Offices | Internal wall finish paint (emulsion) | 1701103 | 8403487 | 3.1 | Wall finishes | Paint | Construction | 3.0627 | Area Calculation | 5 | 44 | 1 | FALSE | 1 | FALSE |  | 1.06 | 3.0627 | 36.7525 | 5134 | Paint, emulsion |  | 40 | D3 | 0 | 0 | 0 | 0 | 0 | 0 | 0 | 0 | 0
| Civic Offices | Internal wall finish paint (emulsion) | 1701103 | 8403487 | 3.1 | Wall finishes | Paint | Construction | 3.0627 | Area Calculation | 5 | 44 | 1 | FALSE | 1 | FALSE |  | 1.06 | 3.0627 | 36.7525 | 5134 | Paint, emulsion |  | 40 | D4 | 0 | 0 | 0 | 0 | 0 | 0 | 0 | 0 | 0
| Civic Offices | Internal wall finish paint (emulsion) | 1701103 | 8403487 | 3.1 | Wall finishes | Paint | Construction | 3.0627 | Area Calculation | 5 | 44 | 1 | FALSE | 1 | FALSE |  | 1.06 | 3.0627 | 36.7525 | 5134 | Paint, emulsion |  | 45 | B4B5 | 12.3322 | 1.9351e-06 | 0.13725 | 0.060146 | 0.014825 | 0.00012544 | 234.7435 | 11.1082 | 0.15079
| Civic Offices | Internal wall finish paint (emulsion) | 1701103 | 8403487 | 3.1 | Wall finishes | Paint | Construction | 3.0627 | Area Calculation | 5 | 44 | 1 | FALSE | 1 | FALSE |  | 1.06 | 3.0627 | 36.7525 | 5134 | Paint, emulsion |  | 45 | D2 | 0 | 0 | 0 | 0 | 0 | 0 | 0 | 0 | 0
| Civic Offices | Internal wall finish paint (emulsion) | 1701103 | 8403487 | 3.1 | Wall finishes | Paint | Construction | 3.0627 | Area Calculation | 5 | 44 | 1 | FALSE | 1 | FALSE |  | 1.06 | 3.0627 | 36.7525 | 5134 | Paint, emulsion |  | 45 | D3 | 0 | 0 | 0 | 0 | 0 | 0 | 0 | 0 | 0
| Civic Offices | Internal wall finish paint (emulsion) | 1701103 | 8403487 | 3.1 | Wall finishes | Paint | Construction | 3.0627 | Area Calculation | 5 | 44 | 1 | FALSE | 1 | FALSE |  | 1.06 | 3.0627 | 36.7525 | 5134 | Paint, emulsion |  | 45 | D4 | 0 | 0 | 0 | 0 | 0 | 0 | 0 | 0 | 0
| Civic Offices | Internal wall finish paint (emulsion) | 1701103 | 8403487 | 3.1 | Wall finishes | Paint | Construction | 3.0627 | Area Calculation | 5 | 44 | 1 | FALSE | 1 | FALSE |  | 1.06 | 3.0627 | 36.7525 | 5134 | Paint, emulsion |  | 50 | B4B5 | 12.3322 | 1.9351e-06 | 0.13725 | 0.060146 | 0.014825 | 0.00012544 | 234.7435 | 11.1082 | 0.15079
| Civic Offices | Internal wall finish paint (emulsion) | 1701103 | 8403487 | 3.1 | Wall finishes | Paint | Construction | 3.0627 | Area Calculation | 5 | 44 | 1 | FALSE | 1 | FALSE |  | 1.06 | 3.0627 | 36.7525 | 5134 | Paint, emulsion |  | 50 | D2 | 0 | 0 | 0 | 0 | 0 | 0 | 0 | 0 | 0
| Civic Offices | Internal wall finish paint (emulsion) | 1701103 | 8403487 | 3.1 | Wall finishes | Paint | Construction | 3.0627 | Area Calculation | 5 | 44 | 1 | FALSE | 1 | FALSE |  | 1.06 | 3.0627 | 36.7525 | 5134 | Paint, emulsion |  | 50 | D3 | 0 | 0 | 0 | 0 | 0 | 0 | 0 | 0 | 0
| Civic Offices | Internal wall finish paint (emulsion) | 1701103 | 8403487 | 3.1 | Wall finishes | Paint | Construction | 3.0627 | Area Calculation | 5 | 44 | 1 | FALSE | 1 | FALSE |  | 1.06 | 3.0627 | 36.7525 | 5134 | Paint, emulsion |  | 50 | D4 | 0 | 0 | 0 | 0 | 0 | 0 | 0 | 0 | 0
| Civic Offices | Internal wall finish paint (emulsion) | 1701103 | 8403487 | 3.1 | Wall finishes | Paint | Construction | 3.0627 | Area Calculation | 5 | 44 | 1 | FALSE | 1 | FALSE |  | 1.06 | 3.0627 | 36.7525 | 5134 | Paint, emulsion |  | 55 | B4B5 | 12.3322 | 1.9351e-06 | 0.13725 | 0.060146 | 0.014825 | 0.00012544 | 234.7435 | 11.1082 | 0.15079
| Civic Offices | Internal wall finish paint (emulsion) | 1701103 | 8403487 | 3.1 | Wall finishes | Paint | Construction | 3.0627 | Area Calculation | 5 | 44 | 1 | FALSE | 1 | FALSE |  | 1.06 | 3.0627 | 36.7525 | 5134 | Paint, emulsion |  | 55 | D2 | 0 | 0 | 0 | 0 | 0 | 0 | 0 | 0 | 0
| Civic Offices | Internal wall finish paint (emulsion) | 1701103 | 8403487 | 3.1 | Wall finishes | Paint | Construction | 3.0627 | Area Calculation | 5 | 44 | 1 | FALSE | 1 | FALSE |  | 1.06 | 3.0627 | 36.7525 | 5134 | Paint, emulsion |  | 55 | D3 | 0 | 0 | 0 | 0 | 0 | 0 | 0 | 0 | 0
| Civic Offices | Internal wall finish paint (emulsion) | 1701103 | 8403487 | 3.1 | Wall finishes | Paint | Construction | 3.0627 | Area Calculation | 5 | 44 | 1 | FALSE | 1 | FALSE |  | 1.06 | 3.0627 | 36.7525 | 5134 | Paint, emulsion |  | 55 | D4 | 0 | 0 | 0 | 0 | 0 | 0 | 0 | 0 | 0
| Civic Offices | Nominal allwoance for external door and steps from cafe are to cafe bin store (Door steel door and steel frame hollow) | 1701105 | 8403489 | 2.8 | Internal doors | Door frame | Construction | 23.499 | Linear length Calculation | 20 | 44 | 1 | FALSE | 1 | FALSE |  | 1.01 | 23.499 | 70.497 | 5355 | Door frame (hollow), steel (coated/protected) |  | 0 | A1A3 | 54.8979 | 4.0331e-06 | 0.38156 | 0.16143 | 0.056729 | 0.00065183 | 751.6401 | 46.598 | 0.63441
| Civic Offices | Nominal allwoance for external door and steps from cafe are to cafe bin store (Door steel door and steel frame hollow) | 1701105 | 8403489 | 2.8 | Internal doors | Door frame | Construction | 23.499 | Linear length Calculation | 20 | 44 | 1 | FALSE | 1 | FALSE |  | 1.01 | 23.499 | 70.497 | 5355 | Door frame (hollow), steel (coated/protected) |  | 0 | A4 | 0.98511 | 1.3632e-07 | 0.0046838 | 0.00086973 | 0.00061833 | 2.1938e-06 | 14.4134 | 4.1858 | 0.0040036
| Civic Offices | Nominal allwoance for external door and steps from cafe are to cafe bin store (Door steel door and steel frame hollow) | 1701105 | 8403489 | 2.8 | Internal doors | Door frame | Construction | 23.499 | Linear length Calculation | 20 | 44 | 1 | FALSE | 1 | FALSE |  | 1.01 | 23.499 | 70.497 | 5355 | Door frame (hollow), steel (coated/protected) |  | 0 | A5 | 0.00012215 | 3.1985e-11 | 8.5417e-07 | 2.8068e-07 | 1.4174e-07 | 1.7231e-10 | 0.0029945 | 0.035249 | 0
| Civic Offices | Nominal allwoance for external door and steps from cafe are to cafe bin store (Door steel door and steel frame hollow) | 1701105 | 8403489 | 2.8 | Internal doors | Door frame | Construction | 23.499 | Linear length Calculation | 20 | 44 | 1 | FALSE | 1 | FALSE |  | 1.01 | 23.499 | 70.497 | 5355 | Door frame (hollow), steel (coated/protected) |  | 0 | D2 | 0 | 0 | 0 | 0 | 0 | 0 | 0 | 0 | 0
| Civic Offices | Nominal allwoance for external door and steps from cafe are to cafe bin store (Door steel door and steel frame hollow) | 1701105 | 8403489 | 2.8 | Internal doors | Door frame | Construction | 23.499 | Linear length Calculation | 20 | 44 | 1 | FALSE | 1 | FALSE |  | 1.01 | 23.499 | 70.497 | 5355 | Door frame (hollow), steel (coated/protected) |  | 0 | D3 | 0 | 0 | 0 | 0 | 0 | 0 | 0 | 0 | 0
| Civic Offices | Nominal allwoance for external door and steps from cafe are to cafe bin store (Door steel door and steel frame hollow) | 1701105 | 8403489 | 2.8 | Internal doors | Door frame | Construction | 23.499 | Linear length Calculation | 20 | 44 | 1 | FALSE | 1 | FALSE |  | 1.01 | 23.499 | 70.497 | 5355 | Door frame (hollow), steel (coated/protected) |  | 0 | D4 | 0 | 0 | 0 | 0 | 0 | 0 | 0 | 0 | 0
| Civic Offices | Nominal allwoance for external door and steps from cafe are to cafe bin store (Door steel door and steel frame hollow) | 1701105 | 8403489 | 2.8 | Internal doors | Door frame | Construction | 23.499 | Linear length Calculation | 20 | 44 | 1 | FALSE | 1 | FALSE |  | 1.01 | 23.499 | 70.497 | 5355 | Door frame (hollow), steel (coated/protected) |  | 60 | C2 | 0 | 0 | 0 | 0 | 0 | 0 | 0 | 0 | 0
| Civic Offices | Nominal allwoance for external door and steps from cafe are to cafe bin store (Door steel door and steel frame hollow) | 1701105 | 8403489 | 2.8 | Internal doors | Door frame | Construction | 23.499 | Linear length Calculation | 20 | 44 | 1 | FALSE | 1 | FALSE |  | 1.01 | 23.499 | 70.497 | 5355 | Door frame (hollow), steel (coated/protected) |  | 60 | C4 | 0.012215 | 3.1985e-09 | 8.5417e-05 | 2.8068e-05 | 1.4174e-05 | 1.7231e-08 | 0.29945 | 3.5248 | 0.00061257
| Civic Offices | Nominal allwoance for external door and steps from cafe are to cafe bin store (Door steel door and steel frame hollow) | 1701105 | 8403489 | 2.8 | Internal doors | Door frame | Construction | 23.499 | Linear length Calculation | 20 | 44 | 1 | FALSE | 1 | FALSE |  | 1.01 | 23.499 | 70.497 | 5355 | Door frame (hollow), steel (coated/protected) |  | 60 | D2 | 0 | 0 | 0 | 0 | 0 | 0 | 0 | 0 | 0
| Civic Offices | Nominal allwoance for external door and steps from cafe are to cafe bin store (Door steel door and steel frame hollow) | 1701105 | 8403489 | 2.8 | Internal doors | Door frame | Construction | 23.499 | Linear length Calculation | 20 | 44 | 1 | FALSE | 1 | FALSE |  | 1.01 | 23.499 | 70.497 | 5355 | Door frame (hollow), steel (coated/protected) |  | 60 | D3 | 0 | 0 | 0 | 0 | 0 | 0 | 0 | 0 | 0
| Civic Offices | Nominal allwoance for external door and steps from cafe are to cafe bin store (Door steel door and steel frame hollow) | 1701105 | 8403489 | 2.8 | Internal doors | Door frame | Construction | 23.499 | Linear length Calculation | 20 | 44 | 1 | FALSE | 1 | FALSE |  | 1.01 | 23.499 | 70.497 | 5355 | Door frame (hollow), steel (coated/protected) |  | 60 | D4 | 0 | 0 | 0 | 0 | 0 | 0 | 0 | 0 | 0
| Civic Offices | Nominal allwoance for external door and steps from cafe are to cafe bin store (Door steel door and steel frame hollow) | 1701105 | 8403489 | 2.8 | Internal doors | Door frame | Construction | 23.499 | Linear length Calculation | 20 | 44 | 1 | FALSE | 1 | FALSE |  | 1.01 | 23.499 | 70.497 | 5355 | Door frame (hollow), steel (coated/protected) |  | 20 | B4B5 | 55.8953 | 4.1727e-06 | 0.38633 | 0.16232 | 0.057362 | 0.00065404 | 766.356 | 54.3439 | 0.63842
| Civic Offices | Nominal allwoance for external door and steps from cafe are to cafe bin store (Door steel door and steel frame hollow) | 1701105 | 8403489 | 2.8 | Internal doors | Door frame | Construction | 23.499 | Linear length Calculation | 20 | 44 | 1 | FALSE | 1 | FALSE |  | 1.01 | 23.499 | 70.497 | 5355 | Door frame (hollow), steel (coated/protected) |  | 20 | D2 | 0 | 0 | 0 | 0 | 0 | 0 | 0 | 0 | 0
| Civic Offices | Nominal allwoance for external door and steps from cafe are to cafe bin store (Door steel door and steel frame hollow) | 1701105 | 8403489 | 2.8 | Internal doors | Door frame | Construction | 23.499 | Linear length Calculation | 20 | 44 | 1 | FALSE | 1 | FALSE |  | 1.01 | 23.499 | 70.497 | 5355 | Door frame (hollow), steel (coated/protected) |  | 20 | D3 | 0 | 0 | 0 | 0 | 0 | 0 | 0 | 0 | 0
| Civic Offices | Nominal allwoance for external door and steps from cafe are to cafe bin store (Door steel door and steel frame hollow) | 1701105 | 8403489 | 2.8 | Internal doors | Door frame | Construction | 23.499 | Linear length Calculation | 20 | 44 | 1 | FALSE | 1 | FALSE |  | 1.01 | 23.499 | 70.497 | 5355 | Door frame (hollow), steel (coated/protected) |  | 20 | D4 | 0 | 0 | 0 | 0 | 0 | 0 | 0 | 0 | 0
| Civic Offices | Nominal allwoance for external door and steps from cafe are to cafe bin store (Door steel door and steel frame hollow) | 1701105 | 8403489 | 2.8 | Internal doors | Door frame | Construction | 23.499 | Linear length Calculation | 20 | 44 | 1 | FALSE | 1 | FALSE |  | 1.01 | 23.499 | 70.497 | 5355 | Door frame (hollow), steel (coated/protected) |  | 40 | B4B5 | 55.8953 | 4.1727e-06 | 0.38633 | 0.16232 | 0.057362 | 0.00065404 | 766.356 | 54.3439 | 0.63842
| Civic Offices | Nominal allwoance for external door and steps from cafe are to cafe bin store (Door steel door and steel frame hollow) | 1701105 | 8403489 | 2.8 | Internal doors | Door frame | Construction | 23.499 | Linear length Calculation | 20 | 44 | 1 | FALSE | 1 | FALSE |  | 1.01 | 23.499 | 70.497 | 5355 | Door frame (hollow), steel (coated/protected) |  | 40 | D2 | 0 | 0 | 0 | 0 | 0 | 0 | 0 | 0 | 0
| Civic Offices | Nominal allwoance for external door and steps from cafe are to cafe bin store (Door steel door and steel frame hollow) | 1701105 | 8403489 | 2.8 | Internal doors | Door frame | Construction | 23.499 | Linear length Calculation | 20 | 44 | 1 | FALSE | 1 | FALSE |  | 1.01 | 23.499 | 70.497 | 5355 | Door frame (hollow), steel (coated/protected) |  | 40 | D3 | 0 | 0 | 0 | 0 | 0 | 0 | 0 | 0 | 0
| Civic Offices | Nominal allwoance for external door and steps from cafe are to cafe bin store (Door steel door and steel frame hollow) | 1701105 | 8403489 | 2.8 | Internal doors | Door frame | Construction | 23.499 | Linear length Calculation | 20 | 44 | 1 | FALSE | 1 | FALSE |  | 1.01 | 23.499 | 70.497 | 5355 | Door frame (hollow), steel (coated/protected) |  | 40 | D4 | 0 | 0 | 0 | 0 | 0 | 0 | 0 | 0 | 0
| Civic Offices | Nominal allwoance for external door and steps from cafe are to cafe bin store (Door steel door and steel frame hollow) | 1701105 | 8403490 | 2.8 | Internal doors | door | Construction | 33.2903 | Area Calculation | 80 | 44 | 1 | FALSE | 1 | FALSE |  | 1.05 | 33.2903 | 33.2903 | 5135 | General sheet, steel (enamelled) |  | 0 | A1A3 | 113.3175 | 7.0405e-06 | 0.58601 | 0.32284 | 0.092616 | 0.0034845 | 1549.2203 | 68.6282 | 1.1451
| Civic Offices | Nominal allwoance for external door and steps from cafe are to cafe bin store (Door steel door and steel frame hollow) | 1701105 | 8403490 | 2.8 | Internal doors | door | Construction | 33.2903 | Area Calculation | 80 | 44 | 1 | FALSE | 1 | FALSE |  | 1.05 | 33.2903 | 33.2903 | 5135 | General sheet, steel (enamelled) |  | 0 | A4 | 1.4508 | 2.0076e-07 | 0.0068982 | 0.0012809 | 0.00091067 | 3.231e-06 | 21.2277 | 6.1648 | 0.0058963
| Civic Offices | Nominal allwoance for external door and steps from cafe are to cafe bin store (Door steel door and steel frame hollow) | 1701105 | 8403490 | 2.8 | Internal doors | door | Construction | 33.2903 | Area Calculation | 80 | 44 | 1 | FALSE | 1 | FALSE |  | 1.05 | 33.2903 | 33.2903 | 5135 | General sheet, steel (enamelled) |  | 0 | A5 | 0.00086521 | 2.2656e-10 | 6.0504e-06 | 1.9881e-06 | 1.004e-06 | 1.2205e-09 | 0.021211 | 0.24968 | 0
| Civic Offices | Nominal allwoance for external door and steps from cafe are to cafe bin store (Door steel door and steel frame hollow) | 1701105 | 8403490 | 2.8 | Internal doors | door | Construction | 33.2903 | Area Calculation | 80 | 44 | 1 | FALSE | 1 | FALSE |  | 1.05 | 33.2903 | 33.2903 | 5135 | General sheet, steel (enamelled) |  | 0 | D2 | 0 | 0 | 0 | 0 | 0 | 0 | 0 | 0 | 0
| Civic Offices | Nominal allwoance for external door and steps from cafe are to cafe bin store (Door steel door and steel frame hollow) | 1701105 | 8403490 | 2.8 | Internal doors | door | Construction | 33.2903 | Area Calculation | 80 | 44 | 1 | FALSE | 1 | FALSE |  | 1.05 | 33.2903 | 33.2903 | 5135 | General sheet, steel (enamelled) |  | 0 | D3 | 0 | 0 | 0 | 0 | 0 | 0 | 0 | 0 | 0
| Civic Offices | Nominal allwoance for external door and steps from cafe are to cafe bin store (Door steel door and steel frame hollow) | 1701105 | 8403490 | 2.8 | Internal doors | door | Construction | 33.2903 | Area Calculation | 80 | 44 | 1 | FALSE | 1 | FALSE |  | 1.05 | 33.2903 | 33.2903 | 5135 | General sheet, steel (enamelled) |  | 0 | D4 | 0 | 0 | 0 | 0 | 0 | 0 | 0 | 0 | 0
| Civic Offices | Nominal allwoance for external door and steps from cafe are to cafe bin store (Door steel door and steel frame hollow) | 1701105 | 8403490 | 2.8 | Internal doors | door | Construction | 33.2903 | Area Calculation | 80 | 44 | 1 | FALSE | 1 | FALSE |  | 1.05 | 33.2903 | 33.2903 | 5135 | General sheet, steel (enamelled) |  | 60 | C2 | 0 | 0 | 0 | 0 | 0 | 0 | 0 | 0 | 0
| Civic Offices | Nominal allwoance for external door and steps from cafe are to cafe bin store (Door steel door and steel frame hollow) | 1701105 | 8403490 | 2.8 | Internal doors | door | Construction | 33.2903 | Area Calculation | 80 | 44 | 1 | FALSE | 1 | FALSE |  | 1.05 | 33.2903 | 33.2903 | 5135 | General sheet, steel (enamelled) |  | 60 | C4 | 0.017304 | 4.5312e-09 | 0.00012101 | 3.9762e-05 | 2.008e-05 | 2.441e-08 | 0.42422 | 4.9935 | 0.00086781
| Civic Offices | Nominal allwoance for external door and steps from cafe are to cafe bin store (Door steel door and steel frame hollow) | 1701105 | 8403490 | 2.8 | Internal doors | door | Construction | 33.2903 | Area Calculation | 80 | 44 | 1 | FALSE | 1 | FALSE |  | 1.05 | 33.2903 | 33.2903 | 5135 | General sheet, steel (enamelled) |  | 60 | D2 | 0 | 0 | 0 | 0 | 0 | 0 | 0 | 0 | 0
| Civic Offices | Nominal allwoance for external door and steps from cafe are to cafe bin store (Door steel door and steel frame hollow) | 1701105 | 8403490 | 2.8 | Internal doors | door | Construction | 33.2903 | Area Calculation | 80 | 44 | 1 | FALSE | 1 | FALSE |  | 1.05 | 33.2903 | 33.2903 | 5135 | General sheet, steel (enamelled) |  | 60 | D3 | 0 | 0 | 0 | 0 | 0 | 0 | 0 | 0 | 0
| Civic Offices | Nominal allwoance for external door and steps from cafe are to cafe bin store (Door steel door and steel frame hollow) | 1701105 | 8403490 | 2.8 | Internal doors | door | Construction | 33.2903 | Area Calculation | 80 | 44 | 1 | FALSE | 1 | FALSE |  | 1.05 | 33.2903 | 33.2903 | 5135 | General sheet, steel (enamelled) |  | 60 | D4 | 0 | 0 | 0 | 0 | 0 | 0 | 0 | 0 | 0
| Civic Offices | Door Ironmongery | 1701106 | 8403492 | 2.8 | Internal doors | handles etc | Construction | 1 | kg | 15 | 44 | 1 | FALSE | 1 | FALSE |  | 1.01 | 1 | 4 | 5213 | Door furniture/hardware, steel (coated/protected) |  | 0 | A1A3 | 2.5171 | 1.7268e-07 | 0.04224 | 0.013157 | 0.0025371 | 0.00061857 | 33.9806 | 1.983 | 0.050468
| Civic Offices | Door Ironmongery | 1701106 | 8403492 | 2.8 | Internal doors | handles etc | Construction | 1 | kg | 15 | 44 | 1 | FALSE | 1 | FALSE |  | 1.01 | 1 | 4 | 5213 | Door furniture/hardware, steel (coated/protected) |  | 0 | A4 | 0.041921 | 5.8009e-09 | 0.00019932 | 3.7011e-05 | 2.6313e-05 | 9.3358e-08 | 0.61336 | 0.17813 | 0.00017037
| Civic Offices | Door Ironmongery | 1701106 | 8403492 | 2.8 | Internal doors | handles etc | Construction | 1 | kg | 15 | 44 | 1 | FALSE | 1 | FALSE |  | 1.01 | 1 | 4 | 5213 | Door furniture/hardware, steel (coated/protected) |  | 0 | A5 | 5.198e-06 | 1.3611e-12 | 3.6349e-08 | 1.1944e-08 | 6.0317e-09 | 7.3326e-12 | 0.00012743 | 0.0015 | 0
| Civic Offices | Door Ironmongery | 1701106 | 8403492 | 2.8 | Internal doors | handles etc | Construction | 1 | kg | 15 | 44 | 1 | FALSE | 1 | FALSE |  | 1.01 | 1 | 4 | 5213 | Door furniture/hardware, steel (coated/protected) |  | 0 | D2 | 0 | 0 | 0 | 0 | 0 | 0 | 0 | 0 | 0
| Civic Offices | Door Ironmongery | 1701106 | 8403492 | 2.8 | Internal doors | handles etc | Construction | 1 | kg | 15 | 44 | 1 | FALSE | 1 | FALSE |  | 1.01 | 1 | 4 | 5213 | Door furniture/hardware, steel (coated/protected) |  | 0 | D3 | 0 | 0 | 0 | 0 | 0 | 0 | 0 | 0 | 0
| Civic Offices | Door Ironmongery | 1701106 | 8403492 | 2.8 | Internal doors | handles etc | Construction | 1 | kg | 15 | 44 | 1 | FALSE | 1 | FALSE |  | 1.01 | 1 | 4 | 5213 | Door furniture/hardware, steel (coated/protected) |  | 0 | D4 | 0 | 0 | 0 | 0 | 0 | 0 | 0 | 0 | 0
| Civic Offices | Door Ironmongery | 1701106 | 8403492 | 2.8 | Internal doors | handles etc | Construction | 1 | kg | 15 | 44 | 1 | FALSE | 1 | FALSE |  | 1.01 | 1 | 4 | 5213 | Door furniture/hardware, steel (coated/protected) |  | 60 | C2 | 0 | 0 | 0 | 0 | 0 | 0 | 0 | 0 | 0
| Civic Offices | Door Ironmongery | 1701106 | 8403492 | 2.8 | Internal doors | handles etc | Construction | 1 | kg | 15 | 44 | 1 | FALSE | 1 | FALSE |  | 1.01 | 1 | 4 | 5213 | Door furniture/hardware, steel (coated/protected) |  | 60 | C4 | 0.0005198 | 1.3611e-10 | 3.6349e-06 | 1.1944e-06 | 6.0317e-07 | 7.3326e-10 | 0.012743 | 0.15 | 2.6068e-05
| Civic Offices | Door Ironmongery | 1701106 | 8403492 | 2.8 | Internal doors | handles etc | Construction | 1 | kg | 15 | 44 | 1 | FALSE | 1 | FALSE |  | 1.01 | 1 | 4 | 5213 | Door furniture/hardware, steel (coated/protected) |  | 60 | D2 | 0 | 0 | 0 | 0 | 0 | 0 | 0 | 0 | 0
| Civic Offices | Door Ironmongery | 1701106 | 8403492 | 2.8 | Internal doors | handles etc | Construction | 1 | kg | 15 | 44 | 1 | FALSE | 1 | FALSE |  | 1.01 | 1 | 4 | 5213 | Door furniture/hardware, steel (coated/protected) |  | 60 | D3 | 0 | 0 | 0 | 0 | 0 | 0 | 0 | 0 | 0
| Civic Offices | Door Ironmongery | 1701106 | 8403492 | 2.8 | Internal doors | handles etc | Construction | 1 | kg | 15 | 44 | 1 | FALSE | 1 | FALSE |  | 1.01 | 1 | 4 | 5213 | Door furniture/hardware, steel (coated/protected) |  | 60 | D4 | 0 | 0 | 0 | 0 | 0 | 0 | 0 | 0 | 0
| Civic Offices | Door Ironmongery | 1701106 | 8403492 | 2.8 | Internal doors | handles etc | Construction | 1 | kg | 15 | 44 | 1 | FALSE | 1 | FALSE |  | 1.01 | 1 | 4 | 5213 | Door furniture/hardware, steel (coated/protected) |  | 15 | B4B5 | 2.5596 | 1.7862e-07 | 0.042443 | 0.013195 | 0.002564 | 0.00061866 | 34.6069 | 2.3126 | 0.050638
| Civic Offices | Door Ironmongery | 1701106 | 8403492 | 2.8 | Internal doors | handles etc | Construction | 1 | kg | 15 | 44 | 1 | FALSE | 1 | FALSE |  | 1.01 | 1 | 4 | 5213 | Door furniture/hardware, steel (coated/protected) |  | 15 | D2 | 0 | 0 | 0 | 0 | 0 | 0 | 0 | 0 | 0
| Civic Offices | Door Ironmongery | 1701106 | 8403492 | 2.8 | Internal doors | handles etc | Construction | 1 | kg | 15 | 44 | 1 | FALSE | 1 | FALSE |  | 1.01 | 1 | 4 | 5213 | Door furniture/hardware, steel (coated/protected) |  | 15 | D3 | 0 | 0 | 0 | 0 | 0 | 0 | 0 | 0 | 0
| Civic Offices | Door Ironmongery | 1701106 | 8403492 | 2.8 | Internal doors | handles etc | Construction | 1 | kg | 15 | 44 | 1 | FALSE | 1 | FALSE |  | 1.01 | 1 | 4 | 5213 | Door furniture/hardware, steel (coated/protected) |  | 15 | D4 | 0 | 0 | 0 | 0 | 0 | 0 | 0 | 0 | 0
| Civic Offices | Door Ironmongery | 1701106 | 8403492 | 2.8 | Internal doors | handles etc | Construction | 1 | kg | 15 | 44 | 1 | FALSE | 1 | FALSE |  | 1.01 | 1 | 4 | 5213 | Door furniture/hardware, steel (coated/protected) |  | 30 | B4B5 | 2.5596 | 1.7862e-07 | 0.042443 | 0.013195 | 0.002564 | 0.00061866 | 34.6069 | 2.3126 | 0.050638
| Civic Offices | Door Ironmongery | 1701106 | 8403492 | 2.8 | Internal doors | handles etc | Construction | 1 | kg | 15 | 44 | 1 | FALSE | 1 | FALSE |  | 1.01 | 1 | 4 | 5213 | Door furniture/hardware, steel (coated/protected) |  | 30 | D2 | 0 | 0 | 0 | 0 | 0 | 0 | 0 | 0 | 0
| Civic Offices | Door Ironmongery | 1701106 | 8403492 | 2.8 | Internal doors | handles etc | Construction | 1 | kg | 15 | 44 | 1 | FALSE | 1 | FALSE |  | 1.01 | 1 | 4 | 5213 | Door furniture/hardware, steel (coated/protected) |  | 30 | D3 | 0 | 0 | 0 | 0 | 0 | 0 | 0 | 0 | 0
| Civic Offices | Door Ironmongery | 1701106 | 8403492 | 2.8 | Internal doors | handles etc | Construction | 1 | kg | 15 | 44 | 1 | FALSE | 1 | FALSE |  | 1.01 | 1 | 4 | 5213 | Door furniture/hardware, steel (coated/protected) |  | 30 | D4 | 0 | 0 | 0 | 0 | 0 | 0 | 0 | 0 | 0
| Civic Offices | Door Ironmongery | 1701106 | 8403492 | 2.8 | Internal doors | handles etc | Construction | 1 | kg | 15 | 44 | 1 | FALSE | 1 | FALSE |  | 1.01 | 1 | 4 | 5213 | Door furniture/hardware, steel (coated/protected) |  | 45 | B4B5 | 2.5596 | 1.7862e-07 | 0.042443 | 0.013195 | 0.002564 | 0.00061866 | 34.6069 | 2.3126 | 0.050638
| Civic Offices | Door Ironmongery | 1701106 | 8403492 | 2.8 | Internal doors | handles etc | Construction | 1 | kg | 15 | 44 | 1 | FALSE | 1 | FALSE |  | 1.01 | 1 | 4 | 5213 | Door furniture/hardware, steel (coated/protected) |  | 45 | D2 | 0 | 0 | 0 | 0 | 0 | 0 | 0 | 0 | 0
| Civic Offices | Door Ironmongery | 1701106 | 8403492 | 2.8 | Internal doors | handles etc | Construction | 1 | kg | 15 | 44 | 1 | FALSE | 1 | FALSE |  | 1.01 | 1 | 4 | 5213 | Door furniture/hardware, steel (coated/protected) |  | 45 | D3 | 0 | 0 | 0 | 0 | 0 | 0 | 0 | 0 | 0
| Civic Offices | Door Ironmongery | 1701106 | 8403492 | 2.8 | Internal doors | handles etc | Construction | 1 | kg | 15 | 44 | 1 | FALSE | 1 | FALSE |  | 1.01 | 1 | 4 | 5213 | Door furniture/hardware, steel (coated/protected) |  | 45 | D4 | 0 | 0 | 0 | 0 | 0 | 0 | 0 | 0 | 0
| Civic Offices | Assembly only cleaning (internal office) | 1701112 | 8403508 | 5.2 | Services equipment | Sundries | Construction | 0.229 | kg | 70 | 44 | 1 | FALSE | 1 | FALSE |  | 1.1 | 0.229 | 0.229 | 5052 | Membrane (breather), polypropylene |  | 0 | A1A3 | 1.3838 | 3.1601e-08 | 0.0077936 | 0.0022411 | 0.00092589 | 1.6237e-06 | 30.1272 | 0.11954 | 0.0068271
| Civic Offices | Assembly only cleaning (internal office) | 1701112 | 8403508 | 5.2 | Services equipment | Sundries | Construction | 0.229 | kg | 70 | 44 | 1 | FALSE | 1 | FALSE |  | 1.1 | 0.229 | 0.229 | 5052 | Membrane (breather), polypropylene |  | 0 | A4 | 0.0047727 | 8.5753e-10 | 1.5627e-05 | 4.2238e-06 | 2.666e-06 | 1.6645e-08 | 0.071144 | 0.010863 | 1.964e-05
| Civic Offices | Assembly only cleaning (internal office) | 1701112 | 8403508 | 5.2 | Services equipment | Sundries | Construction | 0.229 | kg | 70 | 44 | 1 | FALSE | 1 | FALSE |  | 1.1 | 0.229 | 0.229 | 5052 | Membrane (breather), polypropylene |  | 0 | A5 | 0.00060355 | 1.9197e-11 | 5.5574e-07 | 5.0635e-05 | 1.844e-07 | 1.0725e-10 | 0.0017567 | 0.003664 | 0
| Civic Offices | Assembly only cleaning (internal office) | 1701112 | 8403508 | 5.2 | Services equipment | Sundries | Construction | 0.229 | kg | 70 | 44 | 1 | FALSE | 1 | FALSE |  | 1.1 | 0.229 | 0.229 | 5052 | Membrane (breather), polypropylene |  | 0 | D2 | 0 | 0 | 0 | 0 | 0 | 0 | 0 | 0 | 0
| Civic Offices | Assembly only cleaning (internal office) | 1701112 | 8403508 | 5.2 | Services equipment | Sundries | Construction | 0.229 | kg | 70 | 44 | 1 | FALSE | 1 | FALSE |  | 1.1 | 0.229 | 0.229 | 5052 | Membrane (breather), polypropylene |  | 0 | D3 | 0 | 0 | 0 | 0 | 0 | 0 | 0 | 0 | 0
| Civic Offices | Assembly only cleaning (internal office) | 1701112 | 8403508 | 5.2 | Services equipment | Sundries | Construction | 0.229 | kg | 70 | 44 | 1 | FALSE | 1 | FALSE |  | 1.1 | 0.229 | 0.229 | 5052 | Membrane (breather), polypropylene |  | 0 | D4 | 0 | 0 | 0 | 0 | 0 | 0 | 0 | 0 | 0
| Civic Offices | Assembly only cleaning (internal office) | 1701112 | 8403508 | 5.2 | Services equipment | Sundries | Construction | 0.229 | kg | 70 | 44 | 1 | FALSE | 1 | FALSE |  | 1.1 | 0.229 | 0.229 | 5052 | Membrane (breather), polypropylene |  | 60 | C2 | 0 | 0 | 0 | 0 | 0 | 0 | 0 | 0 | 0
| Civic Offices | Assembly only cleaning (internal office) | 1701112 | 8403508 | 5.2 | Services equipment | Sundries | Construction | 0.229 | kg | 70 | 44 | 1 | FALSE | 1 | FALSE |  | 1.1 | 0.229 | 0.229 | 5052 | Membrane (breather), polypropylene |  | 60 | C4 | 0.0060355 | 1.9197e-10 | 5.5574e-06 | 0.00050635 | 1.844e-06 | 1.0725e-09 | 0.017567 | 0.03664 | 0.00016991
| Civic Offices | Assembly only cleaning (internal office) | 1701112 | 8403508 | 5.2 | Services equipment | Sundries | Construction | 0.229 | kg | 70 | 44 | 1 | FALSE | 1 | FALSE |  | 1.1 | 0.229 | 0.229 | 5052 | Membrane (breather), polypropylene |  | 60 | D2 | 0 | 0 | 0 | 0 | 0 | 0 | 0 | 0 | 0
| Civic Offices | Assembly only cleaning (internal office) | 1701112 | 8403508 | 5.2 | Services equipment | Sundries | Construction | 0.229 | kg | 70 | 44 | 1 | FALSE | 1 | FALSE |  | 1.1 | 0.229 | 0.229 | 5052 | Membrane (breather), polypropylene |  | 60 | D3 | 0 | 0 | 0 | 0 | 0 | 0 | 0 | 0 | 0
| Civic Offices | Assembly only cleaning (internal office) | 1701112 | 8403508 | 5.2 | Services equipment | Sundries | Construction | 0.229 | kg | 70 | 44 | 1 | FALSE | 1 | FALSE |  | 1.1 | 0.229 | 0.229 | 5052 | Membrane (breather), polypropylene |  | 60 | D4 | 0 | 0 | 0 | 0 | 0 | 0 | 0 | 0 | 0
| Civic Offices | Fittings: Council chamber kitchenette base cabinets worktop wall abinets ironmongery internals plinths and pelmets (Fittings and Furnishings components (£ spent)) | 1701188 | 8403865 | 4.1.1 | General fittings, furnishings and equipment | Fittings General | Construction | 84.6597 | kg | 20 | 44 | 1 | FALSE | 1 | FALSE |  | 1.1 | 84.6597 | 253.979 | 5052 | Membrane (breather), polypropylene |  | 0 | A1A3 | 511.5808 | 1.1682e-05 | 2.8812 | 0.82853 | 0.34229 | 0.00060028 | 11137.8148 | 44.1916 | 2.5239
| Civic Offices | Fittings: Council chamber kitchenette base cabinets worktop wall abinets ironmongery internals plinths and pelmets (Fittings and Furnishings components (£ spent)) | 1701188 | 8403865 | 4.1.1 | General fittings, furnishings and equipment | Fittings General | Construction | 84.6597 | kg | 20 | 44 | 1 | FALSE | 1 | FALSE |  | 1.1 | 84.6597 | 253.979 | 5052 | Membrane (breather), polypropylene |  | 0 | A4 | 1.7644 | 3.1702e-07 | 0.0057773 | 0.0015615 | 0.00098561 | 6.1534e-06 | 26.3016 | 4.0161 | 0.0072608
| Civic Offices | Fittings: Council chamber kitchenette base cabinets worktop wall abinets ironmongery internals plinths and pelmets (Fittings and Furnishings components (£ spent)) | 1701188 | 8403865 | 4.1.1 | General fittings, furnishings and equipment | Fittings General | Construction | 84.6597 | kg | 20 | 44 | 1 | FALSE | 1 | FALSE |  | 1.1 | 84.6597 | 253.979 | 5052 | Membrane (breather), polypropylene |  | 0 | A5 | 0.22313 | 7.097e-09 | 0.00020545 | 0.01872 | 6.8171e-05 | 3.9651e-08 | 0.64944 | 1.3546 | 0
| Civic Offices | Fittings: Council chamber kitchenette base cabinets worktop wall abinets ironmongery internals plinths and pelmets (Fittings and Furnishings components (£ spent)) | 1701188 | 8403865 | 4.1.1 | General fittings, furnishings and equipment | Fittings General | Construction | 84.6597 | kg | 20 | 44 | 1 | FALSE | 1 | FALSE |  | 1.1 | 84.6597 | 253.979 | 5052 | Membrane (breather), polypropylene |  | 0 | D2 | 0 | 0 | 0 | 0 | 0 | 0 | 0 | 0 | 0
| Civic Offices | Fittings: Council chamber kitchenette base cabinets worktop wall abinets ironmongery internals plinths and pelmets (Fittings and Furnishings components (£ spent)) | 1701188 | 8403865 | 4.1.1 | General fittings, furnishings and equipment | Fittings General | Construction | 84.6597 | kg | 20 | 44 | 1 | FALSE | 1 | FALSE |  | 1.1 | 84.6597 | 253.979 | 5052 | Membrane (breather), polypropylene |  | 0 | D3 | 0 | 0 | 0 | 0 | 0 | 0 | 0 | 0 | 0
| Civic Offices | Fittings: Council chamber kitchenette base cabinets worktop wall abinets ironmongery internals plinths and pelmets (Fittings and Furnishings components (£ spent)) | 1701188 | 8403865 | 4.1.1 | General fittings, furnishings and equipment | Fittings General | Construction | 84.6597 | kg | 20 | 44 | 1 | FALSE | 1 | FALSE |  | 1.1 | 84.6597 | 253.979 | 5052 | Membrane (breather), polypropylene |  | 0 | D4 | 0 | 0 | 0 | 0 | 0 | 0 | 0 | 0 | 0
| Civic Offices | Fittings: Council chamber kitchenette base cabinets worktop wall abinets ironmongery internals plinths and pelmets (Fittings and Furnishings components (£ spent)) | 1701188 | 8403865 | 4.1.1 | General fittings, furnishings and equipment | Fittings General | Construction | 84.6597 | kg | 20 | 44 | 1 | FALSE | 1 | FALSE |  | 1.1 | 84.6597 | 253.979 | 5052 | Membrane (breather), polypropylene |  | 60 | C2 | 0 | 0 | 0 | 0 | 0 | 0 | 0 | 0 | 0
| Civic Offices | Fittings: Council chamber kitchenette base cabinets worktop wall abinets ironmongery internals plinths and pelmets (Fittings and Furnishings components (£ spent)) | 1701188 | 8403865 | 4.1.1 | General fittings, furnishings and equipment | Fittings General | Construction | 84.6597 | kg | 20 | 44 | 1 | FALSE | 1 | FALSE |  | 1.1 | 84.6597 | 253.979 | 5052 | Membrane (breather), polypropylene |  | 60 | C4 | 2.2313 | 7.097e-08 | 0.0020545 | 0.1872 | 0.00068171 | 3.9651e-07 | 6.4944 | 13.5455 | 0.062816
| Civic Offices | Fittings: Council chamber kitchenette base cabinets worktop wall abinets ironmongery internals plinths and pelmets (Fittings and Furnishings components (£ spent)) | 1701188 | 8403865 | 4.1.1 | General fittings, furnishings and equipment | Fittings General | Construction | 84.6597 | kg | 20 | 44 | 1 | FALSE | 1 | FALSE |  | 1.1 | 84.6597 | 253.979 | 5052 | Membrane (breather), polypropylene |  | 60 | D2 | 0 | 0 | 0 | 0 | 0 | 0 | 0 | 0 | 0
| Civic Offices | Fittings: Council chamber kitchenette base cabinets worktop wall abinets ironmongery internals plinths and pelmets (Fittings and Furnishings components (£ spent)) | 1701188 | 8403865 | 4.1.1 | General fittings, furnishings and equipment | Fittings General | Construction | 84.6597 | kg | 20 | 44 | 1 | FALSE | 1 | FALSE |  | 1.1 | 84.6597 | 253.979 | 5052 | Membrane (breather), polypropylene |  | 60 | D3 | 0 | 0 | 0 | 0 | 0 | 0 | 0 | 0 | 0
| Civic Offices | Fittings: Council chamber kitchenette base cabinets worktop wall abinets ironmongery internals plinths and pelmets (Fittings and Furnishings components (£ spent)) | 1701188 | 8403865 | 4.1.1 | General fittings, furnishings and equipment | Fittings General | Construction | 84.6597 | kg | 20 | 44 | 1 | FALSE | 1 | FALSE |  | 1.1 | 84.6597 | 253.979 | 5052 | Membrane (breather), polypropylene |  | 60 | D4 | 0 | 0 | 0 | 0 | 0 | 0 | 0 | 0 | 0
| Civic Offices | Fittings: Council chamber kitchenette base cabinets worktop wall abinets ironmongery internals plinths and pelmets (Fittings and Furnishings components (£ spent)) | 1701188 | 8403865 | 4.1.1 | General fittings, furnishings and equipment | Fittings General | Construction | 84.6597 | kg | 20 | 44 | 1 | FALSE | 1 | FALSE |  | 1.1 | 84.6597 | 253.979 | 5052 | Membrane (breather), polypropylene |  | 20 | B4B5 | 515.7996 | 1.2078e-05 | 2.8893 | 1.036 | 0.34403 | 0.00060687 | 11171.2602 | 63.1077 | 2.5312
| Civic Offices | Fittings: Council chamber kitchenette base cabinets worktop wall abinets ironmongery internals plinths and pelmets (Fittings and Furnishings components (£ spent)) | 1701188 | 8403865 | 4.1.1 | General fittings, furnishings and equipment | Fittings General | Construction | 84.6597 | kg | 20 | 44 | 1 | FALSE | 1 | FALSE |  | 1.1 | 84.6597 | 253.979 | 5052 | Membrane (breather), polypropylene |  | 20 | D2 | 0 | 0 | 0 | 0 | 0 | 0 | 0 | 0 | 0
| Civic Offices | Fittings: Council chamber kitchenette base cabinets worktop wall abinets ironmongery internals plinths and pelmets (Fittings and Furnishings components (£ spent)) | 1701188 | 8403865 | 4.1.1 | General fittings, furnishings and equipment | Fittings General | Construction | 84.6597 | kg | 20 | 44 | 1 | FALSE | 1 | FALSE |  | 1.1 | 84.6597 | 253.979 | 5052 | Membrane (breather), polypropylene |  | 20 | D3 | 0 | 0 | 0 | 0 | 0 | 0 | 0 | 0 | 0
| Civic Offices | Fittings: Council chamber kitchenette base cabinets worktop wall abinets ironmongery internals plinths and pelmets (Fittings and Furnishings components (£ spent)) | 1701188 | 8403865 | 4.1.1 | General fittings, furnishings and equipment | Fittings General | Construction | 84.6597 | kg | 20 | 44 | 1 | FALSE | 1 | FALSE |  | 1.1 | 84.6597 | 253.979 | 5052 | Membrane (breather), polypropylene |  | 20 | D4 | 0 | 0 | 0 | 0 | 0 | 0 | 0 | 0 | 0
| Civic Offices | Fittings: Council chamber kitchenette base cabinets worktop wall abinets ironmongery internals plinths and pelmets (Fittings and Furnishings components (£ spent)) | 1701188 | 8403865 | 4.1.1 | General fittings, furnishings and equipment | Fittings General | Construction | 84.6597 | kg | 20 | 44 | 1 | FALSE | 1 | FALSE |  | 1.1 | 84.6597 | 253.979 | 5052 | Membrane (breather), polypropylene |  | 40 | B4B5 | 515.7996 | 1.2078e-05 | 2.8893 | 1.036 | 0.34403 | 0.00060687 | 11171.2602 | 63.1077 | 2.5312
| Civic Offices | Fittings: Council chamber kitchenette base cabinets worktop wall abinets ironmongery internals plinths and pelmets (Fittings and Furnishings components (£ spent)) | 1701188 | 8403865 | 4.1.1 | General fittings, furnishings and equipment | Fittings General | Construction | 84.6597 | kg | 20 | 44 | 1 | FALSE | 1 | FALSE |  | 1.1 | 84.6597 | 253.979 | 5052 | Membrane (breather), polypropylene |  | 40 | D2 | 0 | 0 | 0 | 0 | 0 | 0 | 0 | 0 | 0
| Civic Offices | Fittings: Council chamber kitchenette base cabinets worktop wall abinets ironmongery internals plinths and pelmets (Fittings and Furnishings components (£ spent)) | 1701188 | 8403865 | 4.1.1 | General fittings, furnishings and equipment | Fittings General | Construction | 84.6597 | kg | 20 | 44 | 1 | FALSE | 1 | FALSE |  | 1.1 | 84.6597 | 253.979 | 5052 | Membrane (breather), polypropylene |  | 40 | D3 | 0 | 0 | 0 | 0 | 0 | 0 | 0 | 0 | 0
| Civic Offices | Fittings: Council chamber kitchenette base cabinets worktop wall abinets ironmongery internals plinths and pelmets (Fittings and Furnishings components (£ spent)) | 1701188 | 8403865 | 4.1.1 | General fittings, furnishings and equipment | Fittings General | Construction | 84.6597 | kg | 20 | 44 | 1 | FALSE | 1 | FALSE |  | 1.1 | 84.6597 | 253.979 | 5052 | Membrane (breather), polypropylene |  | 40 | D4 | 0 | 0 | 0 | 0 | 0 | 0 | 0 | 0 | 0
| Civic Offices | Fittings: Council chamber kitchenette base cabinets worktop wall abinets ironmongery internals plinths and pelmets (Fittings and Furnishings components (£ spent)) | 1701188 | 8403866 | 4.1.1 | General fittings, furnishings and equipment | Fittings General | Construction | 169.3193 | kg | 20 | 44 | 1 | FALSE | 1 | FALSE |  | 1.05 | 169.3193 | 507.958 | 5443 | Cladding sheet (profiled, double skin), stainless steel |  | 0 | A1A3 | 847.7069 | 4.2723e-05 | 5.1518 | 1.5172 | 0.59889 | 0.02661 | 11027.9991 | 1046.888 | 25.9748
| Civic Offices | Fittings: Council chamber kitchenette base cabinets worktop wall abinets ironmongery internals plinths and pelmets (Fittings and Furnishings components (£ spent)) | 1701188 | 8403866 | 4.1.1 | General fittings, furnishings and equipment | Fittings General | Construction | 169.3193 | kg | 20 | 44 | 1 | FALSE | 1 | FALSE |  | 1.05 | 169.3193 | 507.958 | 5443 | Cladding sheet (profiled, double skin), stainless steel |  | 0 | A4 | 7.3792 | 1.0211e-06 | 0.035085 | 0.0065149 | 0.0046318 | 1.6433e-05 | 107.9675 | 31.3551 | 0.02999
| Civic Offices | Fittings: Council chamber kitchenette base cabinets worktop wall abinets ironmongery internals plinths and pelmets (Fittings and Furnishings components (£ spent)) | 1701188 | 8403866 | 4.1.1 | General fittings, furnishings and equipment | Fittings General | Construction | 169.3193 | kg | 20 | 44 | 1 | FALSE | 1 | FALSE |  | 1.05 | 169.3193 | 507.958 | 5443 | Cladding sheet (profiled, double skin), stainless steel |  | 0 | A5 | 0.0044006 | 1.1523e-09 | 3.0773e-05 | 1.0112e-05 | 5.1064e-06 | 6.2077e-09 | 0.10788 | 1.2699 | 0
| Civic Offices | Fittings: Council chamber kitchenette base cabinets worktop wall abinets ironmongery internals plinths and pelmets (Fittings and Furnishings components (£ spent)) | 1701188 | 8403866 | 4.1.1 | General fittings, furnishings and equipment | Fittings General | Construction | 169.3193 | kg | 20 | 44 | 1 | FALSE | 1 | FALSE |  | 1.05 | 169.3193 | 507.958 | 5443 | Cladding sheet (profiled, double skin), stainless steel |  | 0 | D2 | 0 | 0 | 0 | 0 | 0 | 0 | 0 | 0 | 0
| Civic Offices | Fittings: Council chamber kitchenette base cabinets worktop wall abinets ironmongery internals plinths and pelmets (Fittings and Furnishings components (£ spent)) | 1701188 | 8403866 | 4.1.1 | General fittings, furnishings and equipment | Fittings General | Construction | 169.3193 | kg | 20 | 44 | 1 | FALSE | 1 | FALSE |  | 1.05 | 169.3193 | 507.958 | 5443 | Cladding sheet (profiled, double skin), stainless steel |  | 0 | D3 | 0 | 0 | 0 | 0 | 0 | 0 | 0 | 0 | 0
| Civic Offices | Fittings: Council chamber kitchenette base cabinets worktop wall abinets ironmongery internals plinths and pelmets (Fittings and Furnishings components (£ spent)) | 1701188 | 8403866 | 4.1.1 | General fittings, furnishings and equipment | Fittings General | Construction | 169.3193 | kg | 20 | 44 | 1 | FALSE | 1 | FALSE |  | 1.05 | 169.3193 | 507.958 | 5443 | Cladding sheet (profiled, double skin), stainless steel |  | 0 | D4 | 0 | 0 | 0 | 0 | 0 | 0 | 0 | 0 | 0
| Civic Offices | Fittings: Council chamber kitchenette base cabinets worktop wall abinets ironmongery internals plinths and pelmets (Fittings and Furnishings components (£ spent)) | 1701188 | 8403866 | 4.1.1 | General fittings, furnishings and equipment | Fittings General | Construction | 169.3193 | kg | 20 | 44 | 1 | FALSE | 1 | FALSE |  | 1.05 | 169.3193 | 507.958 | 5443 | Cladding sheet (profiled, double skin), stainless steel |  | 60 | C2 | 0 | 0 | 0 | 0 | 0 | 0 | 0 | 0 | 0
| Civic Offices | Fittings: Council chamber kitchenette base cabinets worktop wall abinets ironmongery internals plinths and pelmets (Fittings and Furnishings components (£ spent)) | 1701188 | 8403866 | 4.1.1 | General fittings, furnishings and equipment | Fittings General | Construction | 169.3193 | kg | 20 | 44 | 1 | FALSE | 1 | FALSE |  | 1.05 | 169.3193 | 507.958 | 5443 | Cladding sheet (profiled, double skin), stainless steel |  | 60 | C4 | 0.088012 | 2.3046e-08 | 0.00061546 | 0.00020224 | 0.00010213 | 1.2415e-07 | 2.1577 | 25.3979 | 0.0044138
| Civic Offices | Fittings: Council chamber kitchenette base cabinets worktop wall abinets ironmongery internals plinths and pelmets (Fittings and Furnishings components (£ spent)) | 1701188 | 8403866 | 4.1.1 | General fittings, furnishings and equipment | Fittings General | Construction | 169.3193 | kg | 20 | 44 | 1 | FALSE | 1 | FALSE |  | 1.05 | 169.3193 | 507.958 | 5443 | Cladding sheet (profiled, double skin), stainless steel |  | 60 | D2 | 0 | 0 | 0 | 0 | 0 | 0 | 0 | 0 | 0
| Civic Offices | Fittings: Council chamber kitchenette base cabinets worktop wall abinets ironmongery internals plinths and pelmets (Fittings and Furnishings components (£ spent)) | 1701188 | 8403866 | 4.1.1 | General fittings, furnishings and equipment | Fittings General | Construction | 169.3193 | kg | 20 | 44 | 1 | FALSE | 1 | FALSE |  | 1.05 | 169.3193 | 507.958 | 5443 | Cladding sheet (profiled, double skin), stainless steel |  | 60 | D3 | 0 | 0 | 0 | 0 | 0 | 0 | 0 | 0 | 0
| Civic Offices | Fittings: Council chamber kitchenette base cabinets worktop wall abinets ironmongery internals plinths and pelmets (Fittings and Furnishings components (£ spent)) | 1701188 | 8403866 | 4.1.1 | General fittings, furnishings and equipment | Fittings General | Construction | 169.3193 | kg | 20 | 44 | 1 | FALSE | 1 | FALSE |  | 1.05 | 169.3193 | 507.958 | 5443 | Cladding sheet (profiled, double skin), stainless steel |  | 60 | D4 | 0 | 0 | 0 | 0 | 0 | 0 | 0 | 0 | 0
| Civic Offices | Fittings: Council chamber kitchenette base cabinets worktop wall abinets ironmongery internals plinths and pelmets (Fittings and Furnishings components (£ spent)) | 1701188 | 8403866 | 4.1.1 | General fittings, furnishings and equipment | Fittings General | Construction | 169.3193 | kg | 20 | 44 | 1 | FALSE | 1 | FALSE |  | 1.05 | 169.3193 | 507.958 | 5443 | Cladding sheet (profiled, double skin), stainless steel |  | 20 | B4B5 | 855.1784 | 4.3768e-05 | 5.1876 | 1.5239 | 0.60363 | 0.026626 | 11138.2321 | 1104.9109 | 26.0048
| Civic Offices | Fittings: Council chamber kitchenette base cabinets worktop wall abinets ironmongery internals plinths and pelmets (Fittings and Furnishings components (£ spent)) | 1701188 | 8403866 | 4.1.1 | General fittings, furnishings and equipment | Fittings General | Construction | 169.3193 | kg | 20 | 44 | 1 | FALSE | 1 | FALSE |  | 1.05 | 169.3193 | 507.958 | 5443 | Cladding sheet (profiled, double skin), stainless steel |  | 20 | D2 | 0 | 0 | 0 | 0 | 0 | 0 | 0 | 0 | 0
| Civic Offices | Fittings: Council chamber kitchenette base cabinets worktop wall abinets ironmongery internals plinths and pelmets (Fittings and Furnishings components (£ spent)) | 1701188 | 8403866 | 4.1.1 | General fittings, furnishings and equipment | Fittings General | Construction | 169.3193 | kg | 20 | 44 | 1 | FALSE | 1 | FALSE |  | 1.05 | 169.3193 | 507.958 | 5443 | Cladding sheet (profiled, double skin), stainless steel |  | 20 | D3 | 0 | 0 | 0 | 0 | 0 | 0 | 0 | 0 | 0
| Civic Offices | Fittings: Council chamber kitchenette base cabinets worktop wall abinets ironmongery internals plinths and pelmets (Fittings and Furnishings components (£ spent)) | 1701188 | 8403866 | 4.1.1 | General fittings, furnishings and equipment | Fittings General | Construction | 169.3193 | kg | 20 | 44 | 1 | FALSE | 1 | FALSE |  | 1.05 | 169.3193 | 507.958 | 5443 | Cladding sheet (profiled, double skin), stainless steel |  | 20 | D4 | 0 | 0 | 0 | 0 | 0 | 0 | 0 | 0 | 0
| Civic Offices | Fittings: Council chamber kitchenette base cabinets worktop wall abinets ironmongery internals plinths and pelmets (Fittings and Furnishings components (£ spent)) | 1701188 | 8403866 | 4.1.1 | General fittings, furnishings and equipment | Fittings General | Construction | 169.3193 | kg | 20 | 44 | 1 | FALSE | 1 | FALSE |  | 1.05 | 169.3193 | 507.958 | 5443 | Cladding sheet (profiled, double skin), stainless steel |  | 40 | B4B5 | 855.1784 | 4.3768e-05 | 5.1876 | 1.5239 | 0.60363 | 0.026626 | 11138.2321 | 1104.9109 | 26.0048
| Civic Offices | Fittings: Council chamber kitchenette base cabinets worktop wall abinets ironmongery internals plinths and pelmets (Fittings and Furnishings components (£ spent)) | 1701188 | 8403866 | 4.1.1 | General fittings, furnishings and equipment | Fittings General | Construction | 169.3193 | kg | 20 | 44 | 1 | FALSE | 1 | FALSE |  | 1.05 | 169.3193 | 507.958 | 5443 | Cladding sheet (profiled, double skin), stainless steel |  | 40 | D2 | 0 | 0 | 0 | 0 | 0 | 0 | 0 | 0 | 0
| Civic Offices | Fittings: Council chamber kitchenette base cabinets worktop wall abinets ironmongery internals plinths and pelmets (Fittings and Furnishings components (£ spent)) | 1701188 | 8403866 | 4.1.1 | General fittings, furnishings and equipment | Fittings General | Construction | 169.3193 | kg | 20 | 44 | 1 | FALSE | 1 | FALSE |  | 1.05 | 169.3193 | 507.958 | 5443 | Cladding sheet (profiled, double skin), stainless steel |  | 40 | D3 | 0 | 0 | 0 | 0 | 0 | 0 | 0 | 0 | 0
| Civic Offices | Fittings: Council chamber kitchenette base cabinets worktop wall abinets ironmongery internals plinths and pelmets (Fittings and Furnishings components (£ spent)) | 1701188 | 8403866 | 4.1.1 | General fittings, furnishings and equipment | Fittings General | Construction | 169.3193 | kg | 20 | 44 | 1 | FALSE | 1 | FALSE |  | 1.05 | 169.3193 | 507.958 | 5443 | Cladding sheet (profiled, double skin), stainless steel |  | 40 | D4 | 0 | 0 | 0 | 0 | 0 | 0 | 0 | 0 | 0
| Civic Offices | Fittings: Council chamber kitchenette base cabinets worktop wall abinets ironmongery internals plinths and pelmets (Fittings and Furnishings components (£ spent)) | 1701188 | 8403867 | 4.1.1 | General fittings, furnishings and equipment | Fittings General | Construction | 42.3298 | kg | 20 | 44 | 1 | FALSE | 1 | FALSE |  | 1.05 | 42.3298 | 126.9895 | 5008 | General sheet, aluminium |  | 0 | A1A3 | 824.27 | 2.6476e-05 | 5.6505 | 1.263 | 0.42925 | 0.00071393 | 10239.1827 | 176.6879 | 5.4295
| Civic Offices | Fittings: Council chamber kitchenette base cabinets worktop wall abinets ironmongery internals plinths and pelmets (Fittings and Furnishings components (£ spent)) | 1701188 | 8403867 | 4.1.1 | General fittings, furnishings and equipment | Fittings General | Construction | 42.3298 | kg | 20 | 44 | 1 | FALSE | 1 | FALSE |  | 1.05 | 42.3298 | 126.9895 | 5008 | General sheet, aluminium |  | 0 | A4 | 2.1903 | 2.4293e-07 | 0.011347 | 0.0018415 | 0.0013994 | 3.0439e-06 | 31.6258 | 8.5971 | 0.0086403
| Civic Offices | Fittings: Council chamber kitchenette base cabinets worktop wall abinets ironmongery internals plinths and pelmets (Fittings and Furnishings components (£ spent)) | 1701188 | 8403867 | 4.1.1 | General fittings, furnishings and equipment | Fittings General | Construction | 42.3298 | kg | 20 | 44 | 1 | FALSE | 1 | FALSE |  | 1.05 | 42.3298 | 126.9895 | 5008 | General sheet, aluminium |  | 0 | A5 | 0.0011002 | 2.8808e-10 | 7.6933e-06 | 2.528e-06 | 1.2766e-06 | 1.5519e-09 | 0.026971 | 0.31747 | 0
| Civic Offices | Fittings: Council chamber kitchenette base cabinets worktop wall abinets ironmongery internals plinths and pelmets (Fittings and Furnishings components (£ spent)) | 1701188 | 8403867 | 4.1.1 | General fittings, furnishings and equipment | Fittings General | Construction | 42.3298 | kg | 20 | 44 | 1 | FALSE | 1 | FALSE |  | 1.05 | 42.3298 | 126.9895 | 5008 | General sheet, aluminium |  | 0 | D2 | 0 | 0 | 0 | 0 | 0 | 0 | 0 | 0 | 0
| Civic Offices | Fittings: Council chamber kitchenette base cabinets worktop wall abinets ironmongery internals plinths and pelmets (Fittings and Furnishings components (£ spent)) | 1701188 | 8403867 | 4.1.1 | General fittings, furnishings and equipment | Fittings General | Construction | 42.3298 | kg | 20 | 44 | 1 | FALSE | 1 | FALSE |  | 1.05 | 42.3298 | 126.9895 | 5008 | General sheet, aluminium |  | 0 | D3 | 0 | 0 | 0 | 0 | 0 | 0 | 0 | 0 | 0
| Civic Offices | Fittings: Council chamber kitchenette base cabinets worktop wall abinets ironmongery internals plinths and pelmets (Fittings and Furnishings components (£ spent)) | 1701188 | 8403867 | 4.1.1 | General fittings, furnishings and equipment | Fittings General | Construction | 42.3298 | kg | 20 | 44 | 1 | FALSE | 1 | FALSE |  | 1.05 | 42.3298 | 126.9895 | 5008 | General sheet, aluminium |  | 0 | D4 | 0 | 0 | 0 | 0 | 0 | 0 | 0 | 0 | 0
| Civic Offices | Fittings: Council chamber kitchenette base cabinets worktop wall abinets ironmongery internals plinths and pelmets (Fittings and Furnishings components (£ spent)) | 1701188 | 8403867 | 4.1.1 | General fittings, furnishings and equipment | Fittings General | Construction | 42.3298 | kg | 20 | 44 | 1 | FALSE | 1 | FALSE |  | 1.05 | 42.3298 | 126.9895 | 5008 | General sheet, aluminium |  | 60 | C2 | 0 | 0 | 0 | 0 | 0 | 0 | 0 | 0 | 0
| Civic Offices | Fittings: Council chamber kitchenette base cabinets worktop wall abinets ironmongery internals plinths and pelmets (Fittings and Furnishings components (£ spent)) | 1701188 | 8403867 | 4.1.1 | General fittings, furnishings and equipment | Fittings General | Construction | 42.3298 | kg | 20 | 44 | 1 | FALSE | 1 | FALSE |  | 1.05 | 42.3298 | 126.9895 | 5008 | General sheet, aluminium |  | 60 | C4 | 0.022003 | 5.7616e-09 | 0.00015387 | 5.0559e-05 | 2.5532e-05 | 3.1039e-08 | 0.53941 | 6.3495 | 0.0011035
| Civic Offices | Fittings: Council chamber kitchenette base cabinets worktop wall abinets ironmongery internals plinths and pelmets (Fittings and Furnishings components (£ spent)) | 1701188 | 8403867 | 4.1.1 | General fittings, furnishings and equipment | Fittings General | Construction | 42.3298 | kg | 20 | 44 | 1 | FALSE | 1 | FALSE |  | 1.05 | 42.3298 | 126.9895 | 5008 | General sheet, aluminium |  | 60 | D2 | 0 | 0 | 0 | 0 | 0 | 0 | 0 | 0 | 0
| Civic Offices | Fittings: Council chamber kitchenette base cabinets worktop wall abinets ironmongery internals plinths and pelmets (Fittings and Furnishings components (£ spent)) | 1701188 | 8403867 | 4.1.1 | General fittings, furnishings and equipment | Fittings General | Construction | 42.3298 | kg | 20 | 44 | 1 | FALSE | 1 | FALSE |  | 1.05 | 42.3298 | 126.9895 | 5008 | General sheet, aluminium |  | 60 | D3 | 0 | 0 | 0 | 0 | 0 | 0 | 0 | 0 | 0
| Civic Offices | Fittings: Council chamber kitchenette base cabinets worktop wall abinets ironmongery internals plinths and pelmets (Fittings and Furnishings components (£ spent)) | 1701188 | 8403867 | 4.1.1 | General fittings, furnishings and equipment | Fittings General | Construction | 42.3298 | kg | 20 | 44 | 1 | FALSE | 1 | FALSE |  | 1.05 | 42.3298 | 126.9895 | 5008 | General sheet, aluminium |  | 60 | D4 | 0 | 0 | 0 | 0 | 0 | 0 | 0 | 0 | 0
| Civic Offices | Fittings: Council chamber kitchenette base cabinets worktop wall abinets ironmongery internals plinths and pelmets (Fittings and Furnishings components (£ spent)) | 1701188 | 8403867 | 4.1.1 | General fittings, furnishings and equipment | Fittings General | Construction | 42.3298 | kg | 20 | 44 | 1 | FALSE | 1 | FALSE |  | 1.05 | 42.3298 | 126.9895 | 5008 | General sheet, aluminium |  | 20 | B4B5 | 826.4833 | 2.6725e-05 | 5.662 | 1.2649 | 0.43067 | 0.000717 | 10271.3749 | 191.9519 | 5.4382
| Civic Offices | Fittings: Council chamber kitchenette base cabinets worktop wall abinets ironmongery internals plinths and pelmets (Fittings and Furnishings components (£ spent)) | 1701188 | 8403867 | 4.1.1 | General fittings, furnishings and equipment | Fittings General | Construction | 42.3298 | kg | 20 | 44 | 1 | FALSE | 1 | FALSE |  | 1.05 | 42.3298 | 126.9895 | 5008 | General sheet, aluminium |  | 20 | D2 | 0 | 0 | 0 | 0 | 0 | 0 | 0 | 0 | 0
| Civic Offices | Fittings: Council chamber kitchenette base cabinets worktop wall abinets ironmongery internals plinths and pelmets (Fittings and Furnishings components (£ spent)) | 1701188 | 8403867 | 4.1.1 | General fittings, furnishings and equipment | Fittings General | Construction | 42.3298 | kg | 20 | 44 | 1 | FALSE | 1 | FALSE |  | 1.05 | 42.3298 | 126.9895 | 5008 | General sheet, aluminium |  | 20 | D3 | 0 | 0 | 0 | 0 | 0 | 0 | 0 | 0 | 0
| Civic Offices | Fittings: Council chamber kitchenette base cabinets worktop wall abinets ironmongery internals plinths and pelmets (Fittings and Furnishings components (£ spent)) | 1701188 | 8403867 | 4.1.1 | General fittings, furnishings and equipment | Fittings General | Construction | 42.3298 | kg | 20 | 44 | 1 | FALSE | 1 | FALSE |  | 1.05 | 42.3298 | 126.9895 | 5008 | General sheet, aluminium |  | 20 | D4 | 0 | 0 | 0 | 0 | 0 | 0 | 0 | 0 | 0
| Civic Offices | Fittings: Council chamber kitchenette base cabinets worktop wall abinets ironmongery internals plinths and pelmets (Fittings and Furnishings components (£ spent)) | 1701188 | 8403867 | 4.1.1 | General fittings, furnishings and equipment | Fittings General | Construction | 42.3298 | kg | 20 | 44 | 1 | FALSE | 1 | FALSE |  | 1.05 | 42.3298 | 126.9895 | 5008 | General sheet, aluminium |  | 40 | B4B5 | 826.4833 | 2.6725e-05 | 5.662 | 1.2649 | 0.43067 | 0.000717 | 10271.3749 | 191.9519 | 5.4382
| Civic Offices | Fittings: Council chamber kitchenette base cabinets worktop wall abinets ironmongery internals plinths and pelmets (Fittings and Furnishings components (£ spent)) | 1701188 | 8403867 | 4.1.1 | General fittings, furnishings and equipment | Fittings General | Construction | 42.3298 | kg | 20 | 44 | 1 | FALSE | 1 | FALSE |  | 1.05 | 42.3298 | 126.9895 | 5008 | General sheet, aluminium |  | 40 | D2 | 0 | 0 | 0 | 0 | 0 | 0 | 0 | 0 | 0
| Civic Offices | Fittings: Council chamber kitchenette base cabinets worktop wall abinets ironmongery internals plinths and pelmets (Fittings and Furnishings components (£ spent)) | 1701188 | 8403867 | 4.1.1 | General fittings, furnishings and equipment | Fittings General | Construction | 42.3298 | kg | 20 | 44 | 1 | FALSE | 1 | FALSE |  | 1.05 | 42.3298 | 126.9895 | 5008 | General sheet, aluminium |  | 40 | D3 | 0 | 0 | 0 | 0 | 0 | 0 | 0 | 0 | 0
| Civic Offices | Fittings: Council chamber kitchenette base cabinets worktop wall abinets ironmongery internals plinths and pelmets (Fittings and Furnishings components (£ spent)) | 1701188 | 8403867 | 4.1.1 | General fittings, furnishings and equipment | Fittings General | Construction | 42.3298 | kg | 20 | 44 | 1 | FALSE | 1 | FALSE |  | 1.05 | 42.3298 | 126.9895 | 5008 | General sheet, aluminium |  | 40 | D4 | 0 | 0 | 0 | 0 | 0 | 0 | 0 | 0 | 0
| Civic Offices | Fittings: Council chamber kitchenette base cabinets worktop wall abinets ironmongery internals plinths and pelmets (Fittings and Furnishings components (£ spent)) | 1701188 | 8403868 | 4.1.1 | General fittings, furnishings and equipment | Fittings General | Construction | 42.3298 | kg | 20 | 44 | 1 | FALSE | 1 | FALSE |  | 1.03 | 42.3298 | 126.9895 | 5113 | Cladding sheet (plain), copper |  | 0 | A1A3 | 300.1836 | 0.00024947 | 15.2669 | 10.1911 | 0.84389 | 0.069457 | 4554.7595 | 889.1405 | 9.5953
| Civic Offices | Fittings: Council chamber kitchenette base cabinets worktop wall abinets ironmongery internals plinths and pelmets (Fittings and Furnishings components (£ spent)) | 1701188 | 8403868 | 4.1.1 | General fittings, furnishings and equipment | Fittings General | Construction | 42.3298 | kg | 20 | 44 | 1 | FALSE | 1 | FALSE |  | 1.03 | 42.3298 | 126.9895 | 5113 | Cladding sheet (plain), copper |  | 0 | A4 | 0.85423 | 1.5348e-07 | 0.002797 | 0.000756 | 0.00047717 | 2.9791e-06 | 12.7337 | 1.9443 | 0.0035153
| Civic Offices | Fittings: Council chamber kitchenette base cabinets worktop wall abinets ironmongery internals plinths and pelmets (Fittings and Furnishings components (£ spent)) | 1701188 | 8403868 | 4.1.1 | General fittings, furnishings and equipment | Fittings General | Construction | 42.3298 | kg | 20 | 44 | 1 | FALSE | 1 | FALSE |  | 1.03 | 42.3298 | 126.9895 | 5113 | Cladding sheet (plain), copper |  | 0 | A5 | 0.00066009 | 1.7285e-10 | 4.616e-06 | 1.5168e-06 | 7.6597e-07 | 9.3116e-10 | 0.016182 | 0.19048 | 0
| Civic Offices | Fittings: Council chamber kitchenette base cabinets worktop wall abinets ironmongery internals plinths and pelmets (Fittings and Furnishings components (£ spent)) | 1701188 | 8403868 | 4.1.1 | General fittings, furnishings and equipment | Fittings General | Construction | 42.3298 | kg | 20 | 44 | 1 | FALSE | 1 | FALSE |  | 1.03 | 42.3298 | 126.9895 | 5113 | Cladding sheet (plain), copper |  | 0 | D2 | 0 | 0 | 0 | 0 | 0 | 0 | 0 | 0 | 0
| Civic Offices | Fittings: Council chamber kitchenette base cabinets worktop wall abinets ironmongery internals plinths and pelmets (Fittings and Furnishings components (£ spent)) | 1701188 | 8403868 | 4.1.1 | General fittings, furnishings and equipment | Fittings General | Construction | 42.3298 | kg | 20 | 44 | 1 | FALSE | 1 | FALSE |  | 1.03 | 42.3298 | 126.9895 | 5113 | Cladding sheet (plain), copper |  | 0 | D3 | 0 | 0 | 0 | 0 | 0 | 0 | 0 | 0 | 0
| Civic Offices | Fittings: Council chamber kitchenette base cabinets worktop wall abinets ironmongery internals plinths and pelmets (Fittings and Furnishings components (£ spent)) | 1701188 | 8403868 | 4.1.1 | General fittings, furnishings and equipment | Fittings General | Construction | 42.3298 | kg | 20 | 44 | 1 | FALSE | 1 | FALSE |  | 1.03 | 42.3298 | 126.9895 | 5113 | Cladding sheet (plain), copper |  | 0 | D4 | 0 | 0 | 0 | 0 | 0 | 0 | 0 | 0 | 0
| Civic Offices | Fittings: Council chamber kitchenette base cabinets worktop wall abinets ironmongery internals plinths and pelmets (Fittings and Furnishings components (£ spent)) | 1701188 | 8403868 | 4.1.1 | General fittings, furnishings and equipment | Fittings General | Construction | 42.3298 | kg | 20 | 44 | 1 | FALSE | 1 | FALSE |  | 1.03 | 42.3298 | 126.9895 | 5113 | Cladding sheet (plain), copper |  | 60 | C2 | 0 | 0 | 0 | 0 | 0 | 0 | 0 | 0 | 0
| Civic Offices | Fittings: Council chamber kitchenette base cabinets worktop wall abinets ironmongery internals plinths and pelmets (Fittings and Furnishings components (£ spent)) | 1701188 | 8403868 | 4.1.1 | General fittings, furnishings and equipment | Fittings General | Construction | 42.3298 | kg | 20 | 44 | 1 | FALSE | 1 | FALSE |  | 1.03 | 42.3298 | 126.9895 | 5113 | Cladding sheet (plain), copper |  | 60 | C4 | 0.022003 | 5.7616e-09 | 0.00015387 | 5.0559e-05 | 2.5532e-05 | 3.1039e-08 | 0.53941 | 6.3495 | 0.0011035
| Civic Offices | Fittings: Council chamber kitchenette base cabinets worktop wall abinets ironmongery internals plinths and pelmets (Fittings and Furnishings components (£ spent)) | 1701188 | 8403868 | 4.1.1 | General fittings, furnishings and equipment | Fittings General | Construction | 42.3298 | kg | 20 | 44 | 1 | FALSE | 1 | FALSE |  | 1.03 | 42.3298 | 126.9895 | 5113 | Cladding sheet (plain), copper |  | 60 | D2 | 0 | 0 | 0 | 0 | 0 | 0 | 0 | 0 | 0
| Civic Offices | Fittings: Council chamber kitchenette base cabinets worktop wall abinets ironmongery internals plinths and pelmets (Fittings and Furnishings components (£ spent)) | 1701188 | 8403868 | 4.1.1 | General fittings, furnishings and equipment | Fittings General | Construction | 42.3298 | kg | 20 | 44 | 1 | FALSE | 1 | FALSE |  | 1.03 | 42.3298 | 126.9895 | 5113 | Cladding sheet (plain), copper |  | 60 | D3 | 0 | 0 | 0 | 0 | 0 | 0 | 0 | 0 | 0
| Civic Offices | Fittings: Council chamber kitchenette base cabinets worktop wall abinets ironmongery internals plinths and pelmets (Fittings and Furnishings components (£ spent)) | 1701188 | 8403868 | 4.1.1 | General fittings, furnishings and equipment | Fittings General | Construction | 42.3298 | kg | 20 | 44 | 1 | FALSE | 1 | FALSE |  | 1.03 | 42.3298 | 126.9895 | 5113 | Cladding sheet (plain), copper |  | 60 | D4 | 0 | 0 | 0 | 0 | 0 | 0 | 0 | 0 | 0
| Civic Offices | Fittings: Council chamber kitchenette base cabinets worktop wall abinets ironmongery internals plinths and pelmets (Fittings and Furnishings components (£ spent)) | 1701188 | 8403868 | 4.1.1 | General fittings, furnishings and equipment | Fittings General | Construction | 42.3298 | kg | 20 | 44 | 1 | FALSE | 1 | FALSE |  | 1.03 | 42.3298 | 126.9895 | 5113 | Cladding sheet (plain), copper |  | 20 | B4B5 | 301.0605 | 0.00024963 | 15.2698 | 10.1919 | 0.8444 | 0.06946 | 4568.0488 | 897.6248 | 9.5989
| Civic Offices | Fittings: Council chamber kitchenette base cabinets worktop wall abinets ironmongery internals plinths and pelmets (Fittings and Furnishings components (£ spent)) | 1701188 | 8403868 | 4.1.1 | General fittings, furnishings and equipment | Fittings General | Construction | 42.3298 | kg | 20 | 44 | 1 | FALSE | 1 | FALSE |  | 1.03 | 42.3298 | 126.9895 | 5113 | Cladding sheet (plain), copper |  | 20 | D2 | 0 | 0 | 0 | 0 | 0 | 0 | 0 | 0 | 0
| Civic Offices | Fittings: Council chamber kitchenette base cabinets worktop wall abinets ironmongery internals plinths and pelmets (Fittings and Furnishings components (£ spent)) | 1701188 | 8403868 | 4.1.1 | General fittings, furnishings and equipment | Fittings General | Construction | 42.3298 | kg | 20 | 44 | 1 | FALSE | 1 | FALSE |  | 1.03 | 42.3298 | 126.9895 | 5113 | Cladding sheet (plain), copper |  | 20 | D3 | 0 | 0 | 0 | 0 | 0 | 0 | 0 | 0 | 0
| Civic Offices | Fittings: Council chamber kitchenette base cabinets worktop wall abinets ironmongery internals plinths and pelmets (Fittings and Furnishings components (£ spent)) | 1701188 | 8403868 | 4.1.1 | General fittings, furnishings and equipment | Fittings General | Construction | 42.3298 | kg | 20 | 44 | 1 | FALSE | 1 | FALSE |  | 1.03 | 42.3298 | 126.9895 | 5113 | Cladding sheet (plain), copper |  | 20 | D4 | 0 | 0 | 0 | 0 | 0 | 0 | 0 | 0 | 0
| Civic Offices | Fittings: Council chamber kitchenette base cabinets worktop wall abinets ironmongery internals plinths and pelmets (Fittings and Furnishings components (£ spent)) | 1701188 | 8403868 | 4.1.1 | General fittings, furnishings and equipment | Fittings General | Construction | 42.3298 | kg | 20 | 44 | 1 | FALSE | 1 | FALSE |  | 1.03 | 42.3298 | 126.9895 | 5113 | Cladding sheet (plain), copper |  | 40 | B4B5 | 301.0605 | 0.00024963 | 15.2698 | 10.1919 | 0.8444 | 0.06946 | 4568.0488 | 897.6248 | 9.5989
| Civic Offices | Fittings: Council chamber kitchenette base cabinets worktop wall abinets ironmongery internals plinths and pelmets (Fittings and Furnishings components (£ spent)) | 1701188 | 8403868 | 4.1.1 | General fittings, furnishings and equipment | Fittings General | Construction | 42.3298 | kg | 20 | 44 | 1 | FALSE | 1 | FALSE |  | 1.03 | 42.3298 | 126.9895 | 5113 | Cladding sheet (plain), copper |  | 40 | D2 | 0 | 0 | 0 | 0 | 0 | 0 | 0 | 0 | 0
| Civic Offices | Fittings: Council chamber kitchenette base cabinets worktop wall abinets ironmongery internals plinths and pelmets (Fittings and Furnishings components (£ spent)) | 1701188 | 8403868 | 4.1.1 | General fittings, furnishings and equipment | Fittings General | Construction | 42.3298 | kg | 20 | 44 | 1 | FALSE | 1 | FALSE |  | 1.03 | 42.3298 | 126.9895 | 5113 | Cladding sheet (plain), copper |  | 40 | D3 | 0 | 0 | 0 | 0 | 0 | 0 | 0 | 0 | 0
| Civic Offices | Fittings: Council chamber kitchenette base cabinets worktop wall abinets ironmongery internals plinths and pelmets (Fittings and Furnishings components (£ spent)) | 1701188 | 8403868 | 4.1.1 | General fittings, furnishings and equipment | Fittings General | Construction | 42.3298 | kg | 20 | 44 | 1 | FALSE | 1 | FALSE |  | 1.03 | 42.3298 | 126.9895 | 5113 | Cladding sheet (plain), copper |  | 40 | D4 | 0 | 0 | 0 | 0 | 0 | 0 | 0 | 0 | 0
| Civic Offices | Fittings: Council chamber kitchenette base cabinets worktop wall abinets ironmongery internals plinths and pelmets (Fittings and Furnishings components (£ spent)) | 1701188 | 8403869 | 4.1.1 | General fittings, furnishings and equipment | Fittings General | Construction | 33.8639 | kg | 20 | 44 | 1 | FALSE | 1 | FALSE |  | 1.05 | 33.8639 | 101.5916 | 5499 | Floor finish (underlay), textile (recycled) |  | 0 | A1A3 | 22.9253 | 8.9975e-07 | 0.12723 | 0.033756 | 0.012104 | 2.7203e-05 | 441.9407 | 85.083 | 0.1045
| Civic Offices | Fittings: Council chamber kitchenette base cabinets worktop wall abinets ironmongery internals plinths and pelmets (Fittings and Furnishings components (£ spent)) | 1701188 | 8403869 | 4.1.1 | General fittings, furnishings and equipment | Fittings General | Construction | 33.8639 | kg | 20 | 44 | 1 | FALSE | 1 | FALSE |  | 1.05 | 33.8639 | 101.5916 | 5499 | Floor finish (underlay), textile (recycled) |  | 0 | A4 | 0.68134 | 1.2242e-07 | 0.002231 | 0.00060299 | 0.0003806 | 2.3762e-06 | 10.1565 | 1.5508 | 0.0028038
| Civic Offices | Fittings: Council chamber kitchenette base cabinets worktop wall abinets ironmongery internals plinths and pelmets (Fittings and Furnishings components (£ spent)) | 1701188 | 8403869 | 4.1.1 | General fittings, furnishings and equipment | Fittings General | Construction | 33.8639 | kg | 20 | 44 | 1 | FALSE | 1 | FALSE |  | 1.05 | 33.8639 | 101.5916 | 5499 | Floor finish (underlay), textile (recycled) |  | 0 | A5 | 0.085911 | 2.7952e-09 | 7.4569e-05 | 0.0036724 | 2.6553e-05 | 1.5318e-08 | 0.25878 | 0.27091 | 0
| Civic Offices | Fittings: Council chamber kitchenette base cabinets worktop wall abinets ironmongery internals plinths and pelmets (Fittings and Furnishings components (£ spent)) | 1701188 | 8403869 | 4.1.1 | General fittings, furnishings and equipment | Fittings General | Construction | 33.8639 | kg | 20 | 44 | 1 | FALSE | 1 | FALSE |  | 1.05 | 33.8639 | 101.5916 | 5499 | Floor finish (underlay), textile (recycled) |  | 0 | D2 | 0 | 0 | 0 | 0 | 0 | 0 | 0 | 0 | 0
| Civic Offices | Fittings: Council chamber kitchenette base cabinets worktop wall abinets ironmongery internals plinths and pelmets (Fittings and Furnishings components (£ spent)) | 1701188 | 8403869 | 4.1.1 | General fittings, furnishings and equipment | Fittings General | Construction | 33.8639 | kg | 20 | 44 | 1 | FALSE | 1 | FALSE |  | 1.05 | 33.8639 | 101.5916 | 5499 | Floor finish (underlay), textile (recycled) |  | 0 | D3 | 0 | 0 | 0 | 0 | 0 | 0 | 0 | 0 | 0
| Civic Offices | Fittings: Council chamber kitchenette base cabinets worktop wall abinets ironmongery internals plinths and pelmets (Fittings and Furnishings components (£ spent)) | 1701188 | 8403869 | 4.1.1 | General fittings, furnishings and equipment | Fittings General | Construction | 33.8639 | kg | 20 | 44 | 1 | FALSE | 1 | FALSE |  | 1.05 | 33.8639 | 101.5916 | 5499 | Floor finish (underlay), textile (recycled) |  | 0 | D4 | 0 | 0 | 0 | 0 | 0 | 0 | 0 | 0 | 0
| Civic Offices | Fittings: Council chamber kitchenette base cabinets worktop wall abinets ironmongery internals plinths and pelmets (Fittings and Furnishings components (£ spent)) | 1701188 | 8403869 | 4.1.1 | General fittings, furnishings and equipment | Fittings General | Construction | 33.8639 | kg | 20 | 44 | 1 | FALSE | 1 | FALSE |  | 1.05 | 33.8639 | 101.5916 | 5499 | Floor finish (underlay), textile (recycled) |  | 60 | C2 | 0 | 0 | 0 | 0 | 0 | 0 | 0 | 0 | 0
| Civic Offices | Fittings: Council chamber kitchenette base cabinets worktop wall abinets ironmongery internals plinths and pelmets (Fittings and Furnishings components (£ spent)) | 1701188 | 8403869 | 4.1.1 | General fittings, furnishings and equipment | Fittings General | Construction | 33.8639 | kg | 20 | 44 | 1 | FALSE | 1 | FALSE |  | 1.05 | 33.8639 | 101.5916 | 5499 | Floor finish (underlay), textile (recycled) |  | 60 | C4 | 1.7182 | 5.5904e-08 | 0.0014914 | 0.073448 | 0.00053107 | 3.0636e-07 | 5.1757 | 5.4182 | 0.031404
| Civic Offices | Fittings: Council chamber kitchenette base cabinets worktop wall abinets ironmongery internals plinths and pelmets (Fittings and Furnishings components (£ spent)) | 1701188 | 8403869 | 4.1.1 | General fittings, furnishings and equipment | Fittings General | Construction | 33.8639 | kg | 20 | 44 | 1 | FALSE | 1 | FALSE |  | 1.05 | 33.8639 | 101.5916 | 5499 | Floor finish (underlay), textile (recycled) |  | 60 | D2 | 0 | 0 | 0 | 0 | 0 | 0 | 0 | 0 | 0
| Civic Offices | Fittings: Council chamber kitchenette base cabinets worktop wall abinets ironmongery internals plinths and pelmets (Fittings and Furnishings components (£ spent)) | 1701188 | 8403869 | 4.1.1 | General fittings, furnishings and equipment | Fittings General | Construction | 33.8639 | kg | 20 | 44 | 1 | FALSE | 1 | FALSE |  | 1.05 | 33.8639 | 101.5916 | 5499 | Floor finish (underlay), textile (recycled) |  | 60 | D3 | 0 | 0 | 0 | 0 | 0 | 0 | 0 | 0 | 0
| Civic Offices | Fittings: Council chamber kitchenette base cabinets worktop wall abinets ironmongery internals plinths and pelmets (Fittings and Furnishings components (£ spent)) | 1701188 | 8403869 | 4.1.1 | General fittings, furnishings and equipment | Fittings General | Construction | 33.8639 | kg | 20 | 44 | 1 | FALSE | 1 | FALSE |  | 1.05 | 33.8639 | 101.5916 | 5499 | Floor finish (underlay), textile (recycled) |  | 60 | D4 | 0 | 0 | 0 | 0 | 0 | 0 | 0 | 0 | 0
| Civic Offices | Fittings: Council chamber kitchenette base cabinets worktop wall abinets ironmongery internals plinths and pelmets (Fittings and Furnishings components (£ spent)) | 1701188 | 8403869 | 4.1.1 | General fittings, furnishings and equipment | Fittings General | Construction | 33.8639 | kg | 20 | 44 | 1 | FALSE | 1 | FALSE |  | 1.05 | 33.8639 | 101.5916 | 5499 | Floor finish (underlay), textile (recycled) |  | 20 | B4B5 | 25.4108 | 1.0809e-06 | 0.13103 | 0.11148 | 0.013043 | 2.9901e-05 | 457.5317 | 92.3229 | 0.1073
| Civic Offices | Fittings: Council chamber kitchenette base cabinets worktop wall abinets ironmongery internals plinths and pelmets (Fittings and Furnishings components (£ spent)) | 1701188 | 8403869 | 4.1.1 | General fittings, furnishings and equipment | Fittings General | Construction | 33.8639 | kg | 20 | 44 | 1 | FALSE | 1 | FALSE |  | 1.05 | 33.8639 | 101.5916 | 5499 | Floor finish (underlay), textile (recycled) |  | 20 | D2 | 0 | 0 | 0 | 0 | 0 | 0 | 0 | 0 | 0
| Civic Offices | Fittings: Council chamber kitchenette base cabinets worktop wall abinets ironmongery internals plinths and pelmets (Fittings and Furnishings components (£ spent)) | 1701188 | 8403869 | 4.1.1 | General fittings, furnishings and equipment | Fittings General | Construction | 33.8639 | kg | 20 | 44 | 1 | FALSE | 1 | FALSE |  | 1.05 | 33.8639 | 101.5916 | 5499 | Floor finish (underlay), textile (recycled) |  | 20 | D3 | 0 | 0 | 0 | 0 | 0 | 0 | 0 | 0 | 0
| Civic Offices | Fittings: Council chamber kitchenette base cabinets worktop wall abinets ironmongery internals plinths and pelmets (Fittings and Furnishings components (£ spent)) | 1701188 | 8403869 | 4.1.1 | General fittings, furnishings and equipment | Fittings General | Construction | 33.8639 | kg | 20 | 44 | 1 | FALSE | 1 | FALSE |  | 1.05 | 33.8639 | 101.5916 | 5499 | Floor finish (underlay), textile (recycled) |  | 20 | D4 | 0 | 0 | 0 | 0 | 0 | 0 | 0 | 0 | 0
| Civic Offices | Fittings: Council chamber kitchenette base cabinets worktop wall abinets ironmongery internals plinths and pelmets (Fittings and Furnishings components (£ spent)) | 1701188 | 8403869 | 4.1.1 | General fittings, furnishings and equipment | Fittings General | Construction | 33.8639 | kg | 20 | 44 | 1 | FALSE | 1 | FALSE |  | 1.05 | 33.8639 | 101.5916 | 5499 | Floor finish (underlay), textile (recycled) |  | 40 | B4B5 | 25.4108 | 1.0809e-06 | 0.13103 | 0.11148 | 0.013043 | 2.9901e-05 | 457.5317 | 92.3229 | 0.1073
| Civic Offices | Fittings: Council chamber kitchenette base cabinets worktop wall abinets ironmongery internals plinths and pelmets (Fittings and Furnishings components (£ spent)) | 1701188 | 8403869 | 4.1.1 | General fittings, furnishings and equipment | Fittings General | Construction | 33.8639 | kg | 20 | 44 | 1 | FALSE | 1 | FALSE |  | 1.05 | 33.8639 | 101.5916 | 5499 | Floor finish (underlay), textile (recycled) |  | 40 | D2 | 0 | 0 | 0 | 0 | 0 | 0 | 0 | 0 | 0
| Civic Offices | Fittings: Council chamber kitchenette base cabinets worktop wall abinets ironmongery internals plinths and pelmets (Fittings and Furnishings components (£ spent)) | 1701188 | 8403869 | 4.1.1 | General fittings, furnishings and equipment | Fittings General | Construction | 33.8639 | kg | 20 | 44 | 1 | FALSE | 1 | FALSE |  | 1.05 | 33.8639 | 101.5916 | 5499 | Floor finish (underlay), textile (recycled) |  | 40 | D3 | 0 | 0 | 0 | 0 | 0 | 0 | 0 | 0 | 0
| Civic Offices | Fittings: Council chamber kitchenette base cabinets worktop wall abinets ironmongery internals plinths and pelmets (Fittings and Furnishings components (£ spent)) | 1701188 | 8403869 | 4.1.1 | General fittings, furnishings and equipment | Fittings General | Construction | 33.8639 | kg | 20 | 44 | 1 | FALSE | 1 | FALSE |  | 1.05 | 33.8639 | 101.5916 | 5499 | Floor finish (underlay), textile (recycled) |  | 40 | D4 | 0 | 0 | 0 | 0 | 0 | 0 | 0 | 0 | 0
| Civic Offices | Fittings: Mayors Parlour kitchenette base cabinets wall cabinets worktop doors ironmongery pelments and plinths shelves and internals (Fittings and Furnishings components (£ spent)) | 1701189 | 8403872 | 4.1.1 | General fittings, furnishings and equipment | Fittings General | Construction | 101.5916 | kg | 20 | 44 | 1 | FALSE | 1 | FALSE |  | 1.1 | 101.5916 | 304.7748 | 5052 | Membrane (breather), polypropylene |  | 0 | A1A3 | 613.897 | 1.4019e-05 | 3.4575 | 0.99424 | 0.41075 | 0.00072034 | 13365.3777 | 53.0299 | 3.0287
| Civic Offices | Fittings: Mayors Parlour kitchenette base cabinets wall cabinets worktop doors ironmongery pelments and plinths shelves and internals (Fittings and Furnishings components (£ spent)) | 1701189 | 8403872 | 4.1.1 | General fittings, furnishings and equipment | Fittings General | Construction | 101.5916 | kg | 20 | 44 | 1 | FALSE | 1 | FALSE |  | 1.1 | 101.5916 | 304.7748 | 5052 | Membrane (breather), polypropylene |  | 0 | A4 | 2.1173 | 3.8043e-07 | 0.0069328 | 0.0018738 | 0.0011827 | 7.3841e-06 | 31.5619 | 4.8193 | 0.008713
| Civic Offices | Fittings: Mayors Parlour kitchenette base cabinets wall cabinets worktop doors ironmongery pelments and plinths shelves and internals (Fittings and Furnishings components (£ spent)) | 1701189 | 8403872 | 4.1.1 | General fittings, furnishings and equipment | Fittings General | Construction | 101.5916 | kg | 20 | 44 | 1 | FALSE | 1 | FALSE |  | 1.1 | 101.5916 | 304.7748 | 5052 | Membrane (breather), polypropylene |  | 0 | A5 | 0.26775 | 8.5163e-09 | 0.00024654 | 0.022463 | 8.1805e-05 | 4.7582e-08 | 0.77933 | 1.6255 | 0
| Civic Offices | Fittings: Mayors Parlour kitchenette base cabinets wall cabinets worktop doors ironmongery pelments and plinths shelves and internals (Fittings and Furnishings components (£ spent)) | 1701189 | 8403872 | 4.1.1 | General fittings, furnishings and equipment | Fittings General | Construction | 101.5916 | kg | 20 | 44 | 1 | FALSE | 1 | FALSE |  | 1.1 | 101.5916 | 304.7748 | 5052 | Membrane (breather), polypropylene |  | 0 | D2 | 0 | 0 | 0 | 0 | 0 | 0 | 0 | 0 | 0
| Civic Offices | Fittings: Mayors Parlour kitchenette base cabinets wall cabinets worktop doors ironmongery pelments and plinths shelves and internals (Fittings and Furnishings components (£ spent)) | 1701189 | 8403872 | 4.1.1 | General fittings, furnishings and equipment | Fittings General | Construction | 101.5916 | kg | 20 | 44 | 1 | FALSE | 1 | FALSE |  | 1.1 | 101.5916 | 304.7748 | 5052 | Membrane (breather), polypropylene |  | 0 | D3 | 0 | 0 | 0 | 0 | 0 | 0 | 0 | 0 | 0
| Civic Offices | Fittings: Mayors Parlour kitchenette base cabinets wall cabinets worktop doors ironmongery pelments and plinths shelves and internals (Fittings and Furnishings components (£ spent)) | 1701189 | 8403872 | 4.1.1 | General fittings, furnishings and equipment | Fittings General | Construction | 101.5916 | kg | 20 | 44 | 1 | FALSE | 1 | FALSE |  | 1.1 | 101.5916 | 304.7748 | 5052 | Membrane (breather), polypropylene |  | 0 | D4 | 0 | 0 | 0 | 0 | 0 | 0 | 0 | 0 | 0
| Civic Offices | Fittings: Mayors Parlour kitchenette base cabinets wall cabinets worktop doors ironmongery pelments and plinths shelves and internals (Fittings and Furnishings components (£ spent)) | 1701189 | 8403872 | 4.1.1 | General fittings, furnishings and equipment | Fittings General | Construction | 101.5916 | kg | 20 | 44 | 1 | FALSE | 1 | FALSE |  | 1.1 | 101.5916 | 304.7748 | 5052 | Membrane (breather), polypropylene |  | 60 | C2 | 0 | 0 | 0 | 0 | 0 | 0 | 0 | 0 | 0
| Civic Offices | Fittings: Mayors Parlour kitchenette base cabinets wall cabinets worktop doors ironmongery pelments and plinths shelves and internals (Fittings and Furnishings components (£ spent)) | 1701189 | 8403872 | 4.1.1 | General fittings, furnishings and equipment | Fittings General | Construction | 101.5916 | kg | 20 | 44 | 1 | FALSE | 1 | FALSE |  | 1.1 | 101.5916 | 304.7748 | 5052 | Membrane (breather), polypropylene |  | 60 | C4 | 2.6775 | 8.5163e-08 | 0.0024654 | 0.22463 | 0.00081805 | 4.7582e-07 | 7.7933 | 16.2547 | 0.07538
| Civic Offices | Fittings: Mayors Parlour kitchenette base cabinets wall cabinets worktop doors ironmongery pelments and plinths shelves and internals (Fittings and Furnishings components (£ spent)) | 1701189 | 8403872 | 4.1.1 | General fittings, furnishings and equipment | Fittings General | Construction | 101.5916 | kg | 20 | 44 | 1 | FALSE | 1 | FALSE |  | 1.1 | 101.5916 | 304.7748 | 5052 | Membrane (breather), polypropylene |  | 60 | D2 | 0 | 0 | 0 | 0 | 0 | 0 | 0 | 0 | 0
| Civic Offices | Fittings: Mayors Parlour kitchenette base cabinets wall cabinets worktop doors ironmongery pelments and plinths shelves and internals (Fittings and Furnishings components (£ spent)) | 1701189 | 8403872 | 4.1.1 | General fittings, furnishings and equipment | Fittings General | Construction | 101.5916 | kg | 20 | 44 | 1 | FALSE | 1 | FALSE |  | 1.1 | 101.5916 | 304.7748 | 5052 | Membrane (breather), polypropylene |  | 60 | D3 | 0 | 0 | 0 | 0 | 0 | 0 | 0 | 0 | 0
| Civic Offices | Fittings: Mayors Parlour kitchenette base cabinets wall cabinets worktop doors ironmongery pelments and plinths shelves and internals (Fittings and Furnishings components (£ spent)) | 1701189 | 8403872 | 4.1.1 | General fittings, furnishings and equipment | Fittings General | Construction | 101.5916 | kg | 20 | 44 | 1 | FALSE | 1 | FALSE |  | 1.1 | 101.5916 | 304.7748 | 5052 | Membrane (breather), polypropylene |  | 60 | D4 | 0 | 0 | 0 | 0 | 0 | 0 | 0 | 0 | 0
| Civic Offices | Fittings: Mayors Parlour kitchenette base cabinets wall cabinets worktop doors ironmongery pelments and plinths shelves and internals (Fittings and Furnishings components (£ spent)) | 1701189 | 8403872 | 4.1.1 | General fittings, furnishings and equipment | Fittings General | Construction | 101.5916 | kg | 20 | 44 | 1 | FALSE | 1 | FALSE |  | 1.1 | 101.5916 | 304.7748 | 5052 | Membrane (breather), polypropylene |  | 20 | B4B5 | 618.9596 | 1.4493e-05 | 3.4671 | 1.2432 | 0.41283 | 0.00072825 | 13405.5122 | 75.7293 | 3.0374
| Civic Offices | Fittings: Mayors Parlour kitchenette base cabinets wall cabinets worktop doors ironmongery pelments and plinths shelves and internals (Fittings and Furnishings components (£ spent)) | 1701189 | 8403872 | 4.1.1 | General fittings, furnishings and equipment | Fittings General | Construction | 101.5916 | kg | 20 | 44 | 1 | FALSE | 1 | FALSE |  | 1.1 | 101.5916 | 304.7748 | 5052 | Membrane (breather), polypropylene |  | 20 | D2 | 0 | 0 | 0 | 0 | 0 | 0 | 0 | 0 | 0
| Civic Offices | Fittings: Mayors Parlour kitchenette base cabinets wall cabinets worktop doors ironmongery pelments and plinths shelves and internals (Fittings and Furnishings components (£ spent)) | 1701189 | 8403872 | 4.1.1 | General fittings, furnishings and equipment | Fittings General | Construction | 101.5916 | kg | 20 | 44 | 1 | FALSE | 1 | FALSE |  | 1.1 | 101.5916 | 304.7748 | 5052 | Membrane (breather), polypropylene |  | 20 | D3 | 0 | 0 | 0 | 0 | 0 | 0 | 0 | 0 | 0
| Civic Offices | Fittings: Mayors Parlour kitchenette base cabinets wall cabinets worktop doors ironmongery pelments and plinths shelves and internals (Fittings and Furnishings components (£ spent)) | 1701189 | 8403872 | 4.1.1 | General fittings, furnishings and equipment | Fittings General | Construction | 101.5916 | kg | 20 | 44 | 1 | FALSE | 1 | FALSE |  | 1.1 | 101.5916 | 304.7748 | 5052 | Membrane (breather), polypropylene |  | 20 | D4 | 0 | 0 | 0 | 0 | 0 | 0 | 0 | 0 | 0
| Civic Offices | Fittings: Mayors Parlour kitchenette base cabinets wall cabinets worktop doors ironmongery pelments and plinths shelves and internals (Fittings and Furnishings components (£ spent)) | 1701189 | 8403872 | 4.1.1 | General fittings, furnishings and equipment | Fittings General | Construction | 101.5916 | kg | 20 | 44 | 1 | FALSE | 1 | FALSE |  | 1.1 | 101.5916 | 304.7748 | 5052 | Membrane (breather), polypropylene |  | 40 | B4B5 | 618.9596 | 1.4493e-05 | 3.4671 | 1.2432 | 0.41283 | 0.00072825 | 13405.5122 | 75.7293 | 3.0374
| Civic Offices | Fittings: Mayors Parlour kitchenette base cabinets wall cabinets worktop doors ironmongery pelments and plinths shelves and internals (Fittings and Furnishings components (£ spent)) | 1701189 | 8403872 | 4.1.1 | General fittings, furnishings and equipment | Fittings General | Construction | 101.5916 | kg | 20 | 44 | 1 | FALSE | 1 | FALSE |  | 1.1 | 101.5916 | 304.7748 | 5052 | Membrane (breather), polypropylene |  | 40 | D2 | 0 | 0 | 0 | 0 | 0 | 0 | 0 | 0 | 0
| Civic Offices | Fittings: Mayors Parlour kitchenette base cabinets wall cabinets worktop doors ironmongery pelments and plinths shelves and internals (Fittings and Furnishings components (£ spent)) | 1701189 | 8403872 | 4.1.1 | General fittings, furnishings and equipment | Fittings General | Construction | 101.5916 | kg | 20 | 44 | 1 | FALSE | 1 | FALSE |  | 1.1 | 101.5916 | 304.7748 | 5052 | Membrane (breather), polypropylene |  | 40 | D3 | 0 | 0 | 0 | 0 | 0 | 0 | 0 | 0 | 0
| Civic Offices | Fittings: Mayors Parlour kitchenette base cabinets wall cabinets worktop doors ironmongery pelments and plinths shelves and internals (Fittings and Furnishings components (£ spent)) | 1701189 | 8403872 | 4.1.1 | General fittings, furnishings and equipment | Fittings General | Construction | 101.5916 | kg | 20 | 44 | 1 | FALSE | 1 | FALSE |  | 1.1 | 101.5916 | 304.7748 | 5052 | Membrane (breather), polypropylene |  | 40 | D4 | 0 | 0 | 0 | 0 | 0 | 0 | 0 | 0 | 0
| Civic Offices | Fittings: Mayors Parlour kitchenette base cabinets wall cabinets worktop doors ironmongery pelments and plinths shelves and internals (Fittings and Furnishings components (£ spent)) | 1701189 | 8403873 | 4.1.1 | General fittings, furnishings and equipment | Fittings General | Construction | 203.1832 | kg | 20 | 44 | 1 | FALSE | 1 | FALSE |  | 1.05 | 203.1832 | 609.5496 | 5443 | Cladding sheet (profiled, double skin), stainless steel |  | 0 | A1A3 | 1017.2482 | 5.1268e-05 | 6.1822 | 1.8206 | 0.71867 | 0.031932 | 13233.5989 | 1256.2656 | 31.1698
| Civic Offices | Fittings: Mayors Parlour kitchenette base cabinets wall cabinets worktop doors ironmongery pelments and plinths shelves and internals (Fittings and Furnishings components (£ spent)) | 1701189 | 8403873 | 4.1.1 | General fittings, furnishings and equipment | Fittings General | Construction | 203.1832 | kg | 20 | 44 | 1 | FALSE | 1 | FALSE |  | 1.05 | 203.1832 | 609.5496 | 5443 | Cladding sheet (profiled, double skin), stainless steel |  | 0 | A4 | 8.855 | 1.2253e-06 | 0.042102 | 0.0078179 | 0.0055581 | 1.972e-05 | 129.561 | 37.6261 | 0.035988
| Civic Offices | Fittings: Mayors Parlour kitchenette base cabinets wall cabinets worktop doors ironmongery pelments and plinths shelves and internals (Fittings and Furnishings components (£ spent)) | 1701189 | 8403873 | 4.1.1 | General fittings, furnishings and equipment | Fittings General | Construction | 203.1832 | kg | 20 | 44 | 1 | FALSE | 1 | FALSE |  | 1.05 | 203.1832 | 609.5496 | 5443 | Cladding sheet (profiled, double skin), stainless steel |  | 0 | A5 | 0.0052807 | 1.3828e-09 | 3.6928e-05 | 1.2134e-05 | 6.1277e-06 | 7.4493e-09 | 0.12946 | 1.5239 | 0
| Civic Offices | Fittings: Mayors Parlour kitchenette base cabinets wall cabinets worktop doors ironmongery pelments and plinths shelves and internals (Fittings and Furnishings components (£ spent)) | 1701189 | 8403873 | 4.1.1 | General fittings, furnishings and equipment | Fittings General | Construction | 203.1832 | kg | 20 | 44 | 1 | FALSE | 1 | FALSE |  | 1.05 | 203.1832 | 609.5496 | 5443 | Cladding sheet (profiled, double skin), stainless steel |  | 0 | D2 | 0 | 0 | 0 | 0 | 0 | 0 | 0 | 0 | 0
| Civic Offices | Fittings: Mayors Parlour kitchenette base cabinets wall cabinets worktop doors ironmongery pelments and plinths shelves and internals (Fittings and Furnishings components (£ spent)) | 1701189 | 8403873 | 4.1.1 | General fittings, furnishings and equipment | Fittings General | Construction | 203.1832 | kg | 20 | 44 | 1 | FALSE | 1 | FALSE |  | 1.05 | 203.1832 | 609.5496 | 5443 | Cladding sheet (profiled, double skin), stainless steel |  | 0 | D3 | 0 | 0 | 0 | 0 | 0 | 0 | 0 | 0 | 0
| Civic Offices | Fittings: Mayors Parlour kitchenette base cabinets wall cabinets worktop doors ironmongery pelments and plinths shelves and internals (Fittings and Furnishings components (£ spent)) | 1701189 | 8403873 | 4.1.1 | General fittings, furnishings and equipment | Fittings General | Construction | 203.1832 | kg | 20 | 44 | 1 | FALSE | 1 | FALSE |  | 1.05 | 203.1832 | 609.5496 | 5443 | Cladding sheet (profiled, double skin), stainless steel |  | 0 | D4 | 0 | 0 | 0 | 0 | 0 | 0 | 0 | 0 | 0
| Civic Offices | Fittings: Mayors Parlour kitchenette base cabinets wall cabinets worktop doors ironmongery pelments and plinths shelves and internals (Fittings and Furnishings components (£ spent)) | 1701189 | 8403873 | 4.1.1 | General fittings, furnishings and equipment | Fittings General | Construction | 203.1832 | kg | 20 | 44 | 1 | FALSE | 1 | FALSE |  | 1.05 | 203.1832 | 609.5496 | 5443 | Cladding sheet (profiled, double skin), stainless steel |  | 60 | C2 | 0 | 0 | 0 | 0 | 0 | 0 | 0 | 0 | 0
| Civic Offices | Fittings: Mayors Parlour kitchenette base cabinets wall cabinets worktop doors ironmongery pelments and plinths shelves and internals (Fittings and Furnishings components (£ spent)) | 1701189 | 8403873 | 4.1.1 | General fittings, furnishings and equipment | Fittings General | Construction | 203.1832 | kg | 20 | 44 | 1 | FALSE | 1 | FALSE |  | 1.05 | 203.1832 | 609.5496 | 5443 | Cladding sheet (profiled, double skin), stainless steel |  | 60 | C4 | 0.10561 | 2.7656e-08 | 0.00073855 | 0.00024269 | 0.00012255 | 1.4899e-07 | 2.5892 | 30.4775 | 0.0052966
| Civic Offices | Fittings: Mayors Parlour kitchenette base cabinets wall cabinets worktop doors ironmongery pelments and plinths shelves and internals (Fittings and Furnishings components (£ spent)) | 1701189 | 8403873 | 4.1.1 | General fittings, furnishings and equipment | Fittings General | Construction | 203.1832 | kg | 20 | 44 | 1 | FALSE | 1 | FALSE |  | 1.05 | 203.1832 | 609.5496 | 5443 | Cladding sheet (profiled, double skin), stainless steel |  | 60 | D2 | 0 | 0 | 0 | 0 | 0 | 0 | 0 | 0 | 0
| Civic Offices | Fittings: Mayors Parlour kitchenette base cabinets wall cabinets worktop doors ironmongery pelments and plinths shelves and internals (Fittings and Furnishings components (£ spent)) | 1701189 | 8403873 | 4.1.1 | General fittings, furnishings and equipment | Fittings General | Construction | 203.1832 | kg | 20 | 44 | 1 | FALSE | 1 | FALSE |  | 1.05 | 203.1832 | 609.5496 | 5443 | Cladding sheet (profiled, double skin), stainless steel |  | 60 | D3 | 0 | 0 | 0 | 0 | 0 | 0 | 0 | 0 | 0
| Civic Offices | Fittings: Mayors Parlour kitchenette base cabinets wall cabinets worktop doors ironmongery pelments and plinths shelves and internals (Fittings and Furnishings components (£ spent)) | 1701189 | 8403873 | 4.1.1 | General fittings, furnishings and equipment | Fittings General | Construction | 203.1832 | kg | 20 | 44 | 1 | FALSE | 1 | FALSE |  | 1.05 | 203.1832 | 609.5496 | 5443 | Cladding sheet (profiled, double skin), stainless steel |  | 60 | D4 | 0 | 0 | 0 | 0 | 0 | 0 | 0 | 0 | 0
| Civic Offices | Fittings: Mayors Parlour kitchenette base cabinets wall cabinets worktop doors ironmongery pelments and plinths shelves and internals (Fittings and Furnishings components (£ spent)) | 1701189 | 8403873 | 4.1.1 | General fittings, furnishings and equipment | Fittings General | Construction | 203.1832 | kg | 20 | 44 | 1 | FALSE | 1 | FALSE |  | 1.05 | 203.1832 | 609.5496 | 5443 | Cladding sheet (profiled, double skin), stainless steel |  | 20 | B4B5 | 1026.2141 | 5.2522e-05 | 6.2251 | 1.8287 | 0.72436 | 0.031952 | 13365.8785 | 1325.8931 | 31.2058
| Civic Offices | Fittings: Mayors Parlour kitchenette base cabinets wall cabinets worktop doors ironmongery pelments and plinths shelves and internals (Fittings and Furnishings components (£ spent)) | 1701189 | 8403873 | 4.1.1 | General fittings, furnishings and equipment | Fittings General | Construction | 203.1832 | kg | 20 | 44 | 1 | FALSE | 1 | FALSE |  | 1.05 | 203.1832 | 609.5496 | 5443 | Cladding sheet (profiled, double skin), stainless steel |  | 20 | D2 | 0 | 0 | 0 | 0 | 0 | 0 | 0 | 0 | 0
| Civic Offices | Fittings: Mayors Parlour kitchenette base cabinets wall cabinets worktop doors ironmongery pelments and plinths shelves and internals (Fittings and Furnishings components (£ spent)) | 1701189 | 8403873 | 4.1.1 | General fittings, furnishings and equipment | Fittings General | Construction | 203.1832 | kg | 20 | 44 | 1 | FALSE | 1 | FALSE |  | 1.05 | 203.1832 | 609.5496 | 5443 | Cladding sheet (profiled, double skin), stainless steel |  | 20 | D3 | 0 | 0 | 0 | 0 | 0 | 0 | 0 | 0 | 0
| Civic Offices | Fittings: Mayors Parlour kitchenette base cabinets wall cabinets worktop doors ironmongery pelments and plinths shelves and internals (Fittings and Furnishings components (£ spent)) | 1701189 | 8403873 | 4.1.1 | General fittings, furnishings and equipment | Fittings General | Construction | 203.1832 | kg | 20 | 44 | 1 | FALSE | 1 | FALSE |  | 1.05 | 203.1832 | 609.5496 | 5443 | Cladding sheet (profiled, double skin), stainless steel |  | 20 | D4 | 0 | 0 | 0 | 0 | 0 | 0 | 0 | 0 | 0
| Civic Offices | Fittings: Mayors Parlour kitchenette base cabinets wall cabinets worktop doors ironmongery pelments and plinths shelves and internals (Fittings and Furnishings components (£ spent)) | 1701189 | 8403873 | 4.1.1 | General fittings, furnishings and equipment | Fittings General | Construction | 203.1832 | kg | 20 | 44 | 1 | FALSE | 1 | FALSE |  | 1.05 | 203.1832 | 609.5496 | 5443 | Cladding sheet (profiled, double skin), stainless steel |  | 40 | B4B5 | 1026.2141 | 5.2522e-05 | 6.2251 | 1.8287 | 0.72436 | 0.031952 | 13365.8785 | 1325.8931 | 31.2058
| Civic Offices | Fittings: Mayors Parlour kitchenette base cabinets wall cabinets worktop doors ironmongery pelments and plinths shelves and internals (Fittings and Furnishings components (£ spent)) | 1701189 | 8403873 | 4.1.1 | General fittings, furnishings and equipment | Fittings General | Construction | 203.1832 | kg | 20 | 44 | 1 | FALSE | 1 | FALSE |  | 1.05 | 203.1832 | 609.5496 | 5443 | Cladding sheet (profiled, double skin), stainless steel |  | 40 | D2 | 0 | 0 | 0 | 0 | 0 | 0 | 0 | 0 | 0
| Civic Offices | Fittings: Mayors Parlour kitchenette base cabinets wall cabinets worktop doors ironmongery pelments and plinths shelves and internals (Fittings and Furnishings components (£ spent)) | 1701189 | 8403873 | 4.1.1 | General fittings, furnishings and equipment | Fittings General | Construction | 203.1832 | kg | 20 | 44 | 1 | FALSE | 1 | FALSE |  | 1.05 | 203.1832 | 609.5496 | 5443 | Cladding sheet (profiled, double skin), stainless steel |  | 40 | D3 | 0 | 0 | 0 | 0 | 0 | 0 | 0 | 0 | 0
| Civic Offices | Fittings: Mayors Parlour kitchenette base cabinets wall cabinets worktop doors ironmongery pelments and plinths shelves and internals (Fittings and Furnishings components (£ spent)) | 1701189 | 8403873 | 4.1.1 | General fittings, furnishings and equipment | Fittings General | Construction | 203.1832 | kg | 20 | 44 | 1 | FALSE | 1 | FALSE |  | 1.05 | 203.1832 | 609.5496 | 5443 | Cladding sheet (profiled, double skin), stainless steel |  | 40 | D4 | 0 | 0 | 0 | 0 | 0 | 0 | 0 | 0 | 0
| Civic Offices | Fittings: Mayors Parlour kitchenette base cabinets wall cabinets worktop doors ironmongery pelments and plinths shelves and internals (Fittings and Furnishings components (£ spent)) | 1701189 | 8403874 | 4.1.1 | General fittings, furnishings and equipment | Fittings General | Construction | 50.7958 | kg | 20 | 44 | 1 | FALSE | 1 | FALSE |  | 1.05 | 50.7958 | 152.3874 | 5008 | General sheet, aluminium |  | 0 | A1A3 | 989.1239 | 3.1771e-05 | 6.7806 | 1.5156 | 0.5151 | 0.00085671 | 12287.0193 | 212.0254 | 6.5154
| Civic Offices | Fittings: Mayors Parlour kitchenette base cabinets wall cabinets worktop doors ironmongery pelments and plinths shelves and internals (Fittings and Furnishings components (£ spent)) | 1701189 | 8403874 | 4.1.1 | General fittings, furnishings and equipment | Fittings General | Construction | 50.7958 | kg | 20 | 44 | 1 | FALSE | 1 | FALSE |  | 1.05 | 50.7958 | 152.3874 | 5008 | General sheet, aluminium |  | 0 | A4 | 2.6283 | 2.9152e-07 | 0.013617 | 0.0022098 | 0.0016792 | 3.6527e-06 | 37.9509 | 10.3165 | 0.010368
| Civic Offices | Fittings: Mayors Parlour kitchenette base cabinets wall cabinets worktop doors ironmongery pelments and plinths shelves and internals (Fittings and Furnishings components (£ spent)) | 1701189 | 8403874 | 4.1.1 | General fittings, furnishings and equipment | Fittings General | Construction | 50.7958 | kg | 20 | 44 | 1 | FALSE | 1 | FALSE |  | 1.05 | 50.7958 | 152.3874 | 5008 | General sheet, aluminium |  | 0 | A5 | 0.0013202 | 3.457e-10 | 9.2319e-06 | 3.0336e-06 | 1.5319e-06 | 1.8623e-09 | 0.032365 | 0.38097 | 0
| Civic Offices | Fittings: Mayors Parlour kitchenette base cabinets wall cabinets worktop doors ironmongery pelments and plinths shelves and internals (Fittings and Furnishings components (£ spent)) | 1701189 | 8403874 | 4.1.1 | General fittings, furnishings and equipment | Fittings General | Construction | 50.7958 | kg | 20 | 44 | 1 | FALSE | 1 | FALSE |  | 1.05 | 50.7958 | 152.3874 | 5008 | General sheet, aluminium |  | 0 | D2 | 0 | 0 | 0 | 0 | 0 | 0 | 0 | 0 | 0
| Civic Offices | Fittings: Mayors Parlour kitchenette base cabinets wall cabinets worktop doors ironmongery pelments and plinths shelves and internals (Fittings and Furnishings components (£ spent)) | 1701189 | 8403874 | 4.1.1 | General fittings, furnishings and equipment | Fittings General | Construction | 50.7958 | kg | 20 | 44 | 1 | FALSE | 1 | FALSE |  | 1.05 | 50.7958 | 152.3874 | 5008 | General sheet, aluminium |  | 0 | D3 | 0 | 0 | 0 | 0 | 0 | 0 | 0 | 0 | 0
| Civic Offices | Fittings: Mayors Parlour kitchenette base cabinets wall cabinets worktop doors ironmongery pelments and plinths shelves and internals (Fittings and Furnishings components (£ spent)) | 1701189 | 8403874 | 4.1.1 | General fittings, furnishings and equipment | Fittings General | Construction | 50.7958 | kg | 20 | 44 | 1 | FALSE | 1 | FALSE |  | 1.05 | 50.7958 | 152.3874 | 5008 | General sheet, aluminium |  | 0 | D4 | 0 | 0 | 0 | 0 | 0 | 0 | 0 | 0 | 0
| Civic Offices | Fittings: Mayors Parlour kitchenette base cabinets wall cabinets worktop doors ironmongery pelments and plinths shelves and internals (Fittings and Furnishings components (£ spent)) | 1701189 | 8403874 | 4.1.1 | General fittings, furnishings and equipment | Fittings General | Construction | 50.7958 | kg | 20 | 44 | 1 | FALSE | 1 | FALSE |  | 1.05 | 50.7958 | 152.3874 | 5008 | General sheet, aluminium |  | 60 | C2 | 0 | 0 | 0 | 0 | 0 | 0 | 0 | 0 | 0
| Civic Offices | Fittings: Mayors Parlour kitchenette base cabinets wall cabinets worktop doors ironmongery pelments and plinths shelves and internals (Fittings and Furnishings components (£ spent)) | 1701189 | 8403874 | 4.1.1 | General fittings, furnishings and equipment | Fittings General | Construction | 50.7958 | kg | 20 | 44 | 1 | FALSE | 1 | FALSE |  | 1.05 | 50.7958 | 152.3874 | 5008 | General sheet, aluminium |  | 60 | C4 | 0.026404 | 6.9139e-09 | 0.00018464 | 6.0671e-05 | 3.0639e-05 | 3.7246e-08 | 0.6473 | 7.6194 | 0.0013241
| Civic Offices | Fittings: Mayors Parlour kitchenette base cabinets wall cabinets worktop doors ironmongery pelments and plinths shelves and internals (Fittings and Furnishings components (£ spent)) | 1701189 | 8403874 | 4.1.1 | General fittings, furnishings and equipment | Fittings General | Construction | 50.7958 | kg | 20 | 44 | 1 | FALSE | 1 | FALSE |  | 1.05 | 50.7958 | 152.3874 | 5008 | General sheet, aluminium |  | 60 | D2 | 0 | 0 | 0 | 0 | 0 | 0 | 0 | 0 | 0
| Civic Offices | Fittings: Mayors Parlour kitchenette base cabinets wall cabinets worktop doors ironmongery pelments and plinths shelves and internals (Fittings and Furnishings components (£ spent)) | 1701189 | 8403874 | 4.1.1 | General fittings, furnishings and equipment | Fittings General | Construction | 50.7958 | kg | 20 | 44 | 1 | FALSE | 1 | FALSE |  | 1.05 | 50.7958 | 152.3874 | 5008 | General sheet, aluminium |  | 60 | D3 | 0 | 0 | 0 | 0 | 0 | 0 | 0 | 0 | 0
| Civic Offices | Fittings: Mayors Parlour kitchenette base cabinets wall cabinets worktop doors ironmongery pelments and plinths shelves and internals (Fittings and Furnishings components (£ spent)) | 1701189 | 8403874 | 4.1.1 | General fittings, furnishings and equipment | Fittings General | Construction | 50.7958 | kg | 20 | 44 | 1 | FALSE | 1 | FALSE |  | 1.05 | 50.7958 | 152.3874 | 5008 | General sheet, aluminium |  | 60 | D4 | 0 | 0 | 0 | 0 | 0 | 0 | 0 | 0 | 0
| Civic Offices | Fittings: Mayors Parlour kitchenette base cabinets wall cabinets worktop doors ironmongery pelments and plinths shelves and internals (Fittings and Furnishings components (£ spent)) | 1701189 | 8403874 | 4.1.1 | General fittings, furnishings and equipment | Fittings General | Construction | 50.7958 | kg | 20 | 44 | 1 | FALSE | 1 | FALSE |  | 1.05 | 50.7958 | 152.3874 | 5008 | General sheet, aluminium |  | 20 | B4B5 | 991.78 | 3.2069e-05 | 6.7944 | 1.5179 | 0.51681 | 0.0008604 | 12325.6499 | 230.3422 | 6.5258
| Civic Offices | Fittings: Mayors Parlour kitchenette base cabinets wall cabinets worktop doors ironmongery pelments and plinths shelves and internals (Fittings and Furnishings components (£ spent)) | 1701189 | 8403874 | 4.1.1 | General fittings, furnishings and equipment | Fittings General | Construction | 50.7958 | kg | 20 | 44 | 1 | FALSE | 1 | FALSE |  | 1.05 | 50.7958 | 152.3874 | 5008 | General sheet, aluminium |  | 20 | D2 | 0 | 0 | 0 | 0 | 0 | 0 | 0 | 0 | 0
| Civic Offices | Fittings: Mayors Parlour kitchenette base cabinets wall cabinets worktop doors ironmongery pelments and plinths shelves and internals (Fittings and Furnishings components (£ spent)) | 1701189 | 8403874 | 4.1.1 | General fittings, furnishings and equipment | Fittings General | Construction | 50.7958 | kg | 20 | 44 | 1 | FALSE | 1 | FALSE |  | 1.05 | 50.7958 | 152.3874 | 5008 | General sheet, aluminium |  | 20 | D3 | 0 | 0 | 0 | 0 | 0 | 0 | 0 | 0 | 0
| Civic Offices | Fittings: Mayors Parlour kitchenette base cabinets wall cabinets worktop doors ironmongery pelments and plinths shelves and internals (Fittings and Furnishings components (£ spent)) | 1701189 | 8403874 | 4.1.1 | General fittings, furnishings and equipment | Fittings General | Construction | 50.7958 | kg | 20 | 44 | 1 | FALSE | 1 | FALSE |  | 1.05 | 50.7958 | 152.3874 | 5008 | General sheet, aluminium |  | 20 | D4 | 0 | 0 | 0 | 0 | 0 | 0 | 0 | 0 | 0
| Civic Offices | Fittings: Mayors Parlour kitchenette base cabinets wall cabinets worktop doors ironmongery pelments and plinths shelves and internals (Fittings and Furnishings components (£ spent)) | 1701189 | 8403874 | 4.1.1 | General fittings, furnishings and equipment | Fittings General | Construction | 50.7958 | kg | 20 | 44 | 1 | FALSE | 1 | FALSE |  | 1.05 | 50.7958 | 152.3874 | 5008 | General sheet, aluminium |  | 40 | B4B5 | 991.78 | 3.2069e-05 | 6.7944 | 1.5179 | 0.51681 | 0.0008604 | 12325.6499 | 230.3422 | 6.5258
| Civic Offices | Fittings: Mayors Parlour kitchenette base cabinets wall cabinets worktop doors ironmongery pelments and plinths shelves and internals (Fittings and Furnishings components (£ spent)) | 1701189 | 8403874 | 4.1.1 | General fittings, furnishings and equipment | Fittings General | Construction | 50.7958 | kg | 20 | 44 | 1 | FALSE | 1 | FALSE |  | 1.05 | 50.7958 | 152.3874 | 5008 | General sheet, aluminium |  | 40 | D2 | 0 | 0 | 0 | 0 | 0 | 0 | 0 | 0 | 0
| Civic Offices | Fittings: Mayors Parlour kitchenette base cabinets wall cabinets worktop doors ironmongery pelments and plinths shelves and internals (Fittings and Furnishings components (£ spent)) | 1701189 | 8403874 | 4.1.1 | General fittings, furnishings and equipment | Fittings General | Construction | 50.7958 | kg | 20 | 44 | 1 | FALSE | 1 | FALSE |  | 1.05 | 50.7958 | 152.3874 | 5008 | General sheet, aluminium |  | 40 | D3 | 0 | 0 | 0 | 0 | 0 | 0 | 0 | 0 | 0
| Civic Offices | Fittings: Mayors Parlour kitchenette base cabinets wall cabinets worktop doors ironmongery pelments and plinths shelves and internals (Fittings and Furnishings components (£ spent)) | 1701189 | 8403874 | 4.1.1 | General fittings, furnishings and equipment | Fittings General | Construction | 50.7958 | kg | 20 | 44 | 1 | FALSE | 1 | FALSE |  | 1.05 | 50.7958 | 152.3874 | 5008 | General sheet, aluminium |  | 40 | D4 | 0 | 0 | 0 | 0 | 0 | 0 | 0 | 0 | 0
| Civic Offices | Fittings: Mayors Parlour kitchenette base cabinets wall cabinets worktop doors ironmongery pelments and plinths shelves and internals (Fittings and Furnishings components (£ spent)) | 1701189 | 8403875 | 4.1.1 | General fittings, furnishings and equipment | Fittings General | Construction | 50.7958 | kg | 20 | 44 | 1 | FALSE | 1 | FALSE |  | 1.03 | 50.7958 | 152.3874 | 5113 | Cladding sheet (plain), copper |  | 0 | A1A3 | 360.2203 | 0.00029936 | 18.3203 | 12.2293 | 1.0127 | 0.083348 | 5465.7114 | 1066.9687 | 11.5144
| Civic Offices | Fittings: Mayors Parlour kitchenette base cabinets wall cabinets worktop doors ironmongery pelments and plinths shelves and internals (Fittings and Furnishings components (£ spent)) | 1701189 | 8403875 | 4.1.1 | General fittings, furnishings and equipment | Fittings General | Construction | 50.7958 | kg | 20 | 44 | 1 | FALSE | 1 | FALSE |  | 1.03 | 50.7958 | 152.3874 | 5113 | Cladding sheet (plain), copper |  | 0 | A4 | 1.0251 | 1.8418e-07 | 0.0033565 | 0.0009072 | 0.00057261 | 3.5749e-06 | 15.2804 | 2.3332 | 0.0042183
| Civic Offices | Fittings: Mayors Parlour kitchenette base cabinets wall cabinets worktop doors ironmongery pelments and plinths shelves and internals (Fittings and Furnishings components (£ spent)) | 1701189 | 8403875 | 4.1.1 | General fittings, furnishings and equipment | Fittings General | Construction | 50.7958 | kg | 20 | 44 | 1 | FALSE | 1 | FALSE |  | 1.03 | 50.7958 | 152.3874 | 5113 | Cladding sheet (plain), copper |  | 0 | A5 | 0.00079211 | 2.0742e-10 | 5.5391e-06 | 1.8201e-06 | 9.1916e-07 | 1.1174e-09 | 0.019419 | 0.22858 | 0
| Civic Offices | Fittings: Mayors Parlour kitchenette base cabinets wall cabinets worktop doors ironmongery pelments and plinths shelves and internals (Fittings and Furnishings components (£ spent)) | 1701189 | 8403875 | 4.1.1 | General fittings, furnishings and equipment | Fittings General | Construction | 50.7958 | kg | 20 | 44 | 1 | FALSE | 1 | FALSE |  | 1.03 | 50.7958 | 152.3874 | 5113 | Cladding sheet (plain), copper |  | 0 | D2 | 0 | 0 | 0 | 0 | 0 | 0 | 0 | 0 | 0
| Civic Offices | Fittings: Mayors Parlour kitchenette base cabinets wall cabinets worktop doors ironmongery pelments and plinths shelves and internals (Fittings and Furnishings components (£ spent)) | 1701189 | 8403875 | 4.1.1 | General fittings, furnishings and equipment | Fittings General | Construction | 50.7958 | kg | 20 | 44 | 1 | FALSE | 1 | FALSE |  | 1.03 | 50.7958 | 152.3874 | 5113 | Cladding sheet (plain), copper |  | 0 | D3 | 0 | 0 | 0 | 0 | 0 | 0 | 0 | 0 | 0
| Civic Offices | Fittings: Mayors Parlour kitchenette base cabinets wall cabinets worktop doors ironmongery pelments and plinths shelves and internals (Fittings and Furnishings components (£ spent)) | 1701189 | 8403875 | 4.1.1 | General fittings, furnishings and equipment | Fittings General | Construction | 50.7958 | kg | 20 | 44 | 1 | FALSE | 1 | FALSE |  | 1.03 | 50.7958 | 152.3874 | 5113 | Cladding sheet (plain), copper |  | 0 | D4 | 0 | 0 | 0 | 0 | 0 | 0 | 0 | 0 | 0
| Civic Offices | Fittings: Mayors Parlour kitchenette base cabinets wall cabinets worktop doors ironmongery pelments and plinths shelves and internals (Fittings and Furnishings components (£ spent)) | 1701189 | 8403875 | 4.1.1 | General fittings, furnishings and equipment | Fittings General | Construction | 50.7958 | kg | 20 | 44 | 1 | FALSE | 1 | FALSE |  | 1.03 | 50.7958 | 152.3874 | 5113 | Cladding sheet (plain), copper |  | 60 | C2 | 0 | 0 | 0 | 0 | 0 | 0 | 0 | 0 | 0
| Civic Offices | Fittings: Mayors Parlour kitchenette base cabinets wall cabinets worktop doors ironmongery pelments and plinths shelves and internals (Fittings and Furnishings components (£ spent)) | 1701189 | 8403875 | 4.1.1 | General fittings, furnishings and equipment | Fittings General | Construction | 50.7958 | kg | 20 | 44 | 1 | FALSE | 1 | FALSE |  | 1.03 | 50.7958 | 152.3874 | 5113 | Cladding sheet (plain), copper |  | 60 | C4 | 0.026404 | 6.9139e-09 | 0.00018464 | 6.0671e-05 | 3.0639e-05 | 3.7246e-08 | 0.6473 | 7.6194 | 0.0013241
| Civic Offices | Fittings: Mayors Parlour kitchenette base cabinets wall cabinets worktop doors ironmongery pelments and plinths shelves and internals (Fittings and Furnishings components (£ spent)) | 1701189 | 8403875 | 4.1.1 | General fittings, furnishings and equipment | Fittings General | Construction | 50.7958 | kg | 20 | 44 | 1 | FALSE | 1 | FALSE |  | 1.03 | 50.7958 | 152.3874 | 5113 | Cladding sheet (plain), copper |  | 60 | D2 | 0 | 0 | 0 | 0 | 0 | 0 | 0 | 0 | 0
| Civic Offices | Fittings: Mayors Parlour kitchenette base cabinets wall cabinets worktop doors ironmongery pelments and plinths shelves and internals (Fittings and Furnishings components (£ spent)) | 1701189 | 8403875 | 4.1.1 | General fittings, furnishings and equipment | Fittings General | Construction | 50.7958 | kg | 20 | 44 | 1 | FALSE | 1 | FALSE |  | 1.03 | 50.7958 | 152.3874 | 5113 | Cladding sheet (plain), copper |  | 60 | D3 | 0 | 0 | 0 | 0 | 0 | 0 | 0 | 0 | 0
| Civic Offices | Fittings: Mayors Parlour kitchenette base cabinets wall cabinets worktop doors ironmongery pelments and plinths shelves and internals (Fittings and Furnishings components (£ spent)) | 1701189 | 8403875 | 4.1.1 | General fittings, furnishings and equipment | Fittings General | Construction | 50.7958 | kg | 20 | 44 | 1 | FALSE | 1 | FALSE |  | 1.03 | 50.7958 | 152.3874 | 5113 | Cladding sheet (plain), copper |  | 60 | D4 | 0 | 0 | 0 | 0 | 0 | 0 | 0 | 0 | 0
| Civic Offices | Fittings: Mayors Parlour kitchenette base cabinets wall cabinets worktop doors ironmongery pelments and plinths shelves and internals (Fittings and Furnishings components (£ spent)) | 1701189 | 8403875 | 4.1.1 | General fittings, furnishings and equipment | Fittings General | Construction | 50.7958 | kg | 20 | 44 | 1 | FALSE | 1 | FALSE |  | 1.03 | 50.7958 | 152.3874 | 5113 | Cladding sheet (plain), copper |  | 20 | B4B5 | 361.2726 | 0.00029955 | 18.3238 | 12.2303 | 1.0133 | 0.083352 | 5481.6586 | 1077.1498 | 11.5186
| Civic Offices | Fittings: Mayors Parlour kitchenette base cabinets wall cabinets worktop doors ironmongery pelments and plinths shelves and internals (Fittings and Furnishings components (£ spent)) | 1701189 | 8403875 | 4.1.1 | General fittings, furnishings and equipment | Fittings General | Construction | 50.7958 | kg | 20 | 44 | 1 | FALSE | 1 | FALSE |  | 1.03 | 50.7958 | 152.3874 | 5113 | Cladding sheet (plain), copper |  | 20 | D2 | 0 | 0 | 0 | 0 | 0 | 0 | 0 | 0 | 0
| Civic Offices | Fittings: Mayors Parlour kitchenette base cabinets wall cabinets worktop doors ironmongery pelments and plinths shelves and internals (Fittings and Furnishings components (£ spent)) | 1701189 | 8403875 | 4.1.1 | General fittings, furnishings and equipment | Fittings General | Construction | 50.7958 | kg | 20 | 44 | 1 | FALSE | 1 | FALSE |  | 1.03 | 50.7958 | 152.3874 | 5113 | Cladding sheet (plain), copper |  | 20 | D3 | 0 | 0 | 0 | 0 | 0 | 0 | 0 | 0 | 0
| Civic Offices | Fittings: Mayors Parlour kitchenette base cabinets wall cabinets worktop doors ironmongery pelments and plinths shelves and internals (Fittings and Furnishings components (£ spent)) | 1701189 | 8403875 | 4.1.1 | General fittings, furnishings and equipment | Fittings General | Construction | 50.7958 | kg | 20 | 44 | 1 | FALSE | 1 | FALSE |  | 1.03 | 50.7958 | 152.3874 | 5113 | Cladding sheet (plain), copper |  | 20 | D4 | 0 | 0 | 0 | 0 | 0 | 0 | 0 | 0 | 0
| Civic Offices | Fittings: Mayors Parlour kitchenette base cabinets wall cabinets worktop doors ironmongery pelments and plinths shelves and internals (Fittings and Furnishings components (£ spent)) | 1701189 | 8403875 | 4.1.1 | General fittings, furnishings and equipment | Fittings General | Construction | 50.7958 | kg | 20 | 44 | 1 | FALSE | 1 | FALSE |  | 1.03 | 50.7958 | 152.3874 | 5113 | Cladding sheet (plain), copper |  | 40 | B4B5 | 361.2726 | 0.00029955 | 18.3238 | 12.2303 | 1.0133 | 0.083352 | 5481.6586 | 1077.1498 | 11.5186
| Civic Offices | Fittings: Mayors Parlour kitchenette base cabinets wall cabinets worktop doors ironmongery pelments and plinths shelves and internals (Fittings and Furnishings components (£ spent)) | 1701189 | 8403875 | 4.1.1 | General fittings, furnishings and equipment | Fittings General | Construction | 50.7958 | kg | 20 | 44 | 1 | FALSE | 1 | FALSE |  | 1.03 | 50.7958 | 152.3874 | 5113 | Cladding sheet (plain), copper |  | 40 | D2 | 0 | 0 | 0 | 0 | 0 | 0 | 0 | 0 | 0
| Civic Offices | Fittings: Mayors Parlour kitchenette base cabinets wall cabinets worktop doors ironmongery pelments and plinths shelves and internals (Fittings and Furnishings components (£ spent)) | 1701189 | 8403875 | 4.1.1 | General fittings, furnishings and equipment | Fittings General | Construction | 50.7958 | kg | 20 | 44 | 1 | FALSE | 1 | FALSE |  | 1.03 | 50.7958 | 152.3874 | 5113 | Cladding sheet (plain), copper |  | 40 | D3 | 0 | 0 | 0 | 0 | 0 | 0 | 0 | 0 | 0
| Civic Offices | Fittings: Mayors Parlour kitchenette base cabinets wall cabinets worktop doors ironmongery pelments and plinths shelves and internals (Fittings and Furnishings components (£ spent)) | 1701189 | 8403875 | 4.1.1 | General fittings, furnishings and equipment | Fittings General | Construction | 50.7958 | kg | 20 | 44 | 1 | FALSE | 1 | FALSE |  | 1.03 | 50.7958 | 152.3874 | 5113 | Cladding sheet (plain), copper |  | 40 | D4 | 0 | 0 | 0 | 0 | 0 | 0 | 0 | 0 | 0
| Civic Offices | Fittings: Mayors Parlour kitchenette base cabinets wall cabinets worktop doors ironmongery pelments and plinths shelves and internals (Fittings and Furnishings components (£ spent)) | 1701189 | 8403876 | 4.1.1 | General fittings, furnishings and equipment | Fittings General | Construction | 40.6366 | kg | 20 | 44 | 1 | FALSE | 1 | FALSE |  | 1.05 | 40.6366 | 121.9099 | 5499 | Floor finish (underlay), textile (recycled) |  | 0 | A1A3 | 27.5104 | 1.0797e-06 | 0.15268 | 0.040507 | 0.014525 | 3.2643e-05 | 530.3288 | 102.0996 | 0.12539
| Civic Offices | Fittings: Mayors Parlour kitchenette base cabinets wall cabinets worktop doors ironmongery pelments and plinths shelves and internals (Fittings and Furnishings components (£ spent)) | 1701189 | 8403876 | 4.1.1 | General fittings, furnishings and equipment | Fittings General | Construction | 40.6366 | kg | 20 | 44 | 1 | FALSE | 1 | FALSE |  | 1.05 | 40.6366 | 121.9099 | 5499 | Floor finish (underlay), textile (recycled) |  | 0 | A4 | 0.81761 | 1.4691e-07 | 0.0026771 | 0.00072359 | 0.00045672 | 2.8514e-06 | 12.1878 | 1.861 | 0.0033646
| Civic Offices | Fittings: Mayors Parlour kitchenette base cabinets wall cabinets worktop doors ironmongery pelments and plinths shelves and internals (Fittings and Furnishings components (£ spent)) | 1701189 | 8403876 | 4.1.1 | General fittings, furnishings and equipment | Fittings General | Construction | 40.6366 | kg | 20 | 44 | 1 | FALSE | 1 | FALSE |  | 1.05 | 40.6366 | 121.9099 | 5499 | Floor finish (underlay), textile (recycled) |  | 0 | A5 | 0.10309 | 3.3543e-09 | 8.9483e-05 | 0.0044069 | 3.1864e-05 | 1.8382e-08 | 0.31054 | 0.32509 | 0
| Civic Offices | Fittings: Mayors Parlour kitchenette base cabinets wall cabinets worktop doors ironmongery pelments and plinths shelves and internals (Fittings and Furnishings components (£ spent)) | 1701189 | 8403876 | 4.1.1 | General fittings, furnishings and equipment | Fittings General | Construction | 40.6366 | kg | 20 | 44 | 1 | FALSE | 1 | FALSE |  | 1.05 | 40.6366 | 121.9099 | 5499 | Floor finish (underlay), textile (recycled) |  | 0 | D2 | 0 | 0 | 0 | 0 | 0 | 0 | 0 | 0 | 0
| Civic Offices | Fittings: Mayors Parlour kitchenette base cabinets wall cabinets worktop doors ironmongery pelments and plinths shelves and internals (Fittings and Furnishings components (£ spent)) | 1701189 | 8403876 | 4.1.1 | General fittings, furnishings and equipment | Fittings General | Construction | 40.6366 | kg | 20 | 44 | 1 | FALSE | 1 | FALSE |  | 1.05 | 40.6366 | 121.9099 | 5499 | Floor finish (underlay), textile (recycled) |  | 0 | D3 | 0 | 0 | 0 | 0 | 0 | 0 | 0 | 0 | 0
| Civic Offices | Fittings: Mayors Parlour kitchenette base cabinets wall cabinets worktop doors ironmongery pelments and plinths shelves and internals (Fittings and Furnishings components (£ spent)) | 1701189 | 8403876 | 4.1.1 | General fittings, furnishings and equipment | Fittings General | Construction | 40.6366 | kg | 20 | 44 | 1 | FALSE | 1 | FALSE |  | 1.05 | 40.6366 | 121.9099 | 5499 | Floor finish (underlay), textile (recycled) |  | 0 | D4 | 0 | 0 | 0 | 0 | 0 | 0 | 0 | 0 | 0
| Civic Offices | Fittings: Mayors Parlour kitchenette base cabinets wall cabinets worktop doors ironmongery pelments and plinths shelves and internals (Fittings and Furnishings components (£ spent)) | 1701189 | 8403876 | 4.1.1 | General fittings, furnishings and equipment | Fittings General | Construction | 40.6366 | kg | 20 | 44 | 1 | FALSE | 1 | FALSE |  | 1.05 | 40.6366 | 121.9099 | 5499 | Floor finish (underlay), textile (recycled) |  | 60 | C2 | 0 | 0 | 0 | 0 | 0 | 0 | 0 | 0 | 0
| Civic Offices | Fittings: Mayors Parlour kitchenette base cabinets wall cabinets worktop doors ironmongery pelments and plinths shelves and internals (Fittings and Furnishings components (£ spent)) | 1701189 | 8403876 | 4.1.1 | General fittings, furnishings and equipment | Fittings General | Construction | 40.6366 | kg | 20 | 44 | 1 | FALSE | 1 | FALSE |  | 1.05 | 40.6366 | 121.9099 | 5499 | Floor finish (underlay), textile (recycled) |  | 60 | C4 | 2.0619 | 6.7085e-08 | 0.0017897 | 0.088137 | 0.00063728 | 3.6764e-07 | 6.2108 | 6.5019 | 0.037685
| Civic Offices | Fittings: Mayors Parlour kitchenette base cabinets wall cabinets worktop doors ironmongery pelments and plinths shelves and internals (Fittings and Furnishings components (£ spent)) | 1701189 | 8403876 | 4.1.1 | General fittings, furnishings and equipment | Fittings General | Construction | 40.6366 | kg | 20 | 44 | 1 | FALSE | 1 | FALSE |  | 1.05 | 40.6366 | 121.9099 | 5499 | Floor finish (underlay), textile (recycled) |  | 60 | D2 | 0 | 0 | 0 | 0 | 0 | 0 | 0 | 0 | 0
| Civic Offices | Fittings: Mayors Parlour kitchenette base cabinets wall cabinets worktop doors ironmongery pelments and plinths shelves and internals (Fittings and Furnishings components (£ spent)) | 1701189 | 8403876 | 4.1.1 | General fittings, furnishings and equipment | Fittings General | Construction | 40.6366 | kg | 20 | 44 | 1 | FALSE | 1 | FALSE |  | 1.05 | 40.6366 | 121.9099 | 5499 | Floor finish (underlay), textile (recycled) |  | 60 | D3 | 0 | 0 | 0 | 0 | 0 | 0 | 0 | 0 | 0
| Civic Offices | Fittings: Mayors Parlour kitchenette base cabinets wall cabinets worktop doors ironmongery pelments and plinths shelves and internals (Fittings and Furnishings components (£ spent)) | 1701189 | 8403876 | 4.1.1 | General fittings, furnishings and equipment | Fittings General | Construction | 40.6366 | kg | 20 | 44 | 1 | FALSE | 1 | FALSE |  | 1.05 | 40.6366 | 121.9099 | 5499 | Floor finish (underlay), textile (recycled) |  | 60 | D4 | 0 | 0 | 0 | 0 | 0 | 0 | 0 | 0 | 0
| Civic Offices | Fittings: Mayors Parlour kitchenette base cabinets wall cabinets worktop doors ironmongery pelments and plinths shelves and internals (Fittings and Furnishings components (£ spent)) | 1701189 | 8403876 | 4.1.1 | General fittings, furnishings and equipment | Fittings General | Construction | 40.6366 | kg | 20 | 44 | 1 | FALSE | 1 | FALSE |  | 1.05 | 40.6366 | 121.9099 | 5499 | Floor finish (underlay), textile (recycled) |  | 20 | B4B5 | 30.4929 | 1.297e-06 | 0.15723 | 0.13378 | 0.015651 | 3.5881e-05 | 549.038 | 110.7875 | 0.12876
| Civic Offices | Fittings: Mayors Parlour kitchenette base cabinets wall cabinets worktop doors ironmongery pelments and plinths shelves and internals (Fittings and Furnishings components (£ spent)) | 1701189 | 8403876 | 4.1.1 | General fittings, furnishings and equipment | Fittings General | Construction | 40.6366 | kg | 20 | 44 | 1 | FALSE | 1 | FALSE |  | 1.05 | 40.6366 | 121.9099 | 5499 | Floor finish (underlay), textile (recycled) |  | 20 | D2 | 0 | 0 | 0 | 0 | 0 | 0 | 0 | 0 | 0
| Civic Offices | Fittings: Mayors Parlour kitchenette base cabinets wall cabinets worktop doors ironmongery pelments and plinths shelves and internals (Fittings and Furnishings components (£ spent)) | 1701189 | 8403876 | 4.1.1 | General fittings, furnishings and equipment | Fittings General | Construction | 40.6366 | kg | 20 | 44 | 1 | FALSE | 1 | FALSE |  | 1.05 | 40.6366 | 121.9099 | 5499 | Floor finish (underlay), textile (recycled) |  | 20 | D3 | 0 | 0 | 0 | 0 | 0 | 0 | 0 | 0 | 0
| Civic Offices | Fittings: Mayors Parlour kitchenette base cabinets wall cabinets worktop doors ironmongery pelments and plinths shelves and internals (Fittings and Furnishings components (£ spent)) | 1701189 | 8403876 | 4.1.1 | General fittings, furnishings and equipment | Fittings General | Construction | 40.6366 | kg | 20 | 44 | 1 | FALSE | 1 | FALSE |  | 1.05 | 40.6366 | 121.9099 | 5499 | Floor finish (underlay), textile (recycled) |  | 20 | D4 | 0 | 0 | 0 | 0 | 0 | 0 | 0 | 0 | 0
| Civic Offices | Fittings: Mayors Parlour kitchenette base cabinets wall cabinets worktop doors ironmongery pelments and plinths shelves and internals (Fittings and Furnishings components (£ spent)) | 1701189 | 8403876 | 4.1.1 | General fittings, furnishings and equipment | Fittings General | Construction | 40.6366 | kg | 20 | 44 | 1 | FALSE | 1 | FALSE |  | 1.05 | 40.6366 | 121.9099 | 5499 | Floor finish (underlay), textile (recycled) |  | 40 | B4B5 | 30.4929 | 1.297e-06 | 0.15723 | 0.13378 | 0.015651 | 3.5881e-05 | 549.038 | 110.7875 | 0.12876
| Civic Offices | Fittings: Mayors Parlour kitchenette base cabinets wall cabinets worktop doors ironmongery pelments and plinths shelves and internals (Fittings and Furnishings components (£ spent)) | 1701189 | 8403876 | 4.1.1 | General fittings, furnishings and equipment | Fittings General | Construction | 40.6366 | kg | 20 | 44 | 1 | FALSE | 1 | FALSE |  | 1.05 | 40.6366 | 121.9099 | 5499 | Floor finish (underlay), textile (recycled) |  | 40 | D2 | 0 | 0 | 0 | 0 | 0 | 0 | 0 | 0 | 0
| Civic Offices | Fittings: Mayors Parlour kitchenette base cabinets wall cabinets worktop doors ironmongery pelments and plinths shelves and internals (Fittings and Furnishings components (£ spent)) | 1701189 | 8403876 | 4.1.1 | General fittings, furnishings and equipment | Fittings General | Construction | 40.6366 | kg | 20 | 44 | 1 | FALSE | 1 | FALSE |  | 1.05 | 40.6366 | 121.9099 | 5499 | Floor finish (underlay), textile (recycled) |  | 40 | D3 | 0 | 0 | 0 | 0 | 0 | 0 | 0 | 0 | 0
| Civic Offices | Fittings: Mayors Parlour kitchenette base cabinets wall cabinets worktop doors ironmongery pelments and plinths shelves and internals (Fittings and Furnishings components (£ spent)) | 1701189 | 8403876 | 4.1.1 | General fittings, furnishings and equipment | Fittings General | Construction | 40.6366 | kg | 20 | 44 | 1 | FALSE | 1 | FALSE |  | 1.05 | 40.6366 | 121.9099 | 5499 | Floor finish (underlay), textile (recycled) |  | 40 | D4 | 0 | 0 | 0 | 0 | 0 | 0 | 0 | 0 | 0
| Civic Offices | Equipment: Dishwasher (Fittings and Furnishings components (£ spent)) | 1701190 | 8403879 | 4.1.1 | General fittings, furnishings and equipment | Fittings General | Construction | 6.7728 | kg | 20 | 44 | 1 | FALSE | 1 | FALSE |  | 1.1 | 6.7728 | 20.3183 | 5052 | Membrane (breather), polypropylene |  | 0 | A1A3 | 40.9265 | 9.346e-07 | 0.2305 | 0.066283 | 0.027383 | 4.8023e-05 | 891.0252 | 3.5353 | 0.20192
| Civic Offices | Equipment: Dishwasher (Fittings and Furnishings components (£ spent)) | 1701190 | 8403879 | 4.1.1 | General fittings, furnishings and equipment | Fittings General | Construction | 6.7728 | kg | 20 | 44 | 1 | FALSE | 1 | FALSE |  | 1.1 | 6.7728 | 20.3183 | 5052 | Membrane (breather), polypropylene |  | 0 | A4 | 0.14115 | 2.5362e-08 | 0.00046219 | 0.00012492 | 7.8848e-05 | 4.9227e-07 | 2.1041 | 0.32128 | 0.00058087
| Civic Offices | Equipment: Dishwasher (Fittings and Furnishings components (£ spent)) | 1701190 | 8403879 | 4.1.1 | General fittings, furnishings and equipment | Fittings General | Construction | 6.7728 | kg | 20 | 44 | 1 | FALSE | 1 | FALSE |  | 1.1 | 6.7728 | 20.3183 | 5052 | Membrane (breather), polypropylene |  | 0 | A5 | 0.01785 | 5.6776e-10 | 1.6436e-05 | 0.0014976 | 5.4537e-06 | 3.1721e-09 | 0.051955 | 0.10836 | 0
| Civic Offices | Equipment: Dishwasher (Fittings and Furnishings components (£ spent)) | 1701190 | 8403879 | 4.1.1 | General fittings, furnishings and equipment | Fittings General | Construction | 6.7728 | kg | 20 | 44 | 1 | FALSE | 1 | FALSE |  | 1.1 | 6.7728 | 20.3183 | 5052 | Membrane (breather), polypropylene |  | 0 | D2 | 0 | 0 | 0 | 0 | 0 | 0 | 0 | 0 | 0
| Civic Offices | Equipment: Dishwasher (Fittings and Furnishings components (£ spent)) | 1701190 | 8403879 | 4.1.1 | General fittings, furnishings and equipment | Fittings General | Construction | 6.7728 | kg | 20 | 44 | 1 | FALSE | 1 | FALSE |  | 1.1 | 6.7728 | 20.3183 | 5052 | Membrane (breather), polypropylene |  | 0 | D3 | 0 | 0 | 0 | 0 | 0 | 0 | 0 | 0 | 0
| Civic Offices | Equipment: Dishwasher (Fittings and Furnishings components (£ spent)) | 1701190 | 8403879 | 4.1.1 | General fittings, furnishings and equipment | Fittings General | Construction | 6.7728 | kg | 20 | 44 | 1 | FALSE | 1 | FALSE |  | 1.1 | 6.7728 | 20.3183 | 5052 | Membrane (breather), polypropylene |  | 0 | D4 | 0 | 0 | 0 | 0 | 0 | 0 | 0 | 0 | 0
| Civic Offices | Equipment: Dishwasher (Fittings and Furnishings components (£ spent)) | 1701190 | 8403879 | 4.1.1 | General fittings, furnishings and equipment | Fittings General | Construction | 6.7728 | kg | 20 | 44 | 1 | FALSE | 1 | FALSE |  | 1.1 | 6.7728 | 20.3183 | 5052 | Membrane (breather), polypropylene |  | 60 | C2 | 0 | 0 | 0 | 0 | 0 | 0 | 0 | 0 | 0
| Civic Offices | Equipment: Dishwasher (Fittings and Furnishings components (£ spent)) | 1701190 | 8403879 | 4.1.1 | General fittings, furnishings and equipment | Fittings General | Construction | 6.7728 | kg | 20 | 44 | 1 | FALSE | 1 | FALSE |  | 1.1 | 6.7728 | 20.3183 | 5052 | Membrane (breather), polypropylene |  | 60 | C4 | 0.1785 | 5.6776e-09 | 0.00016436 | 0.014976 | 5.4537e-05 | 3.1721e-08 | 0.51955 | 1.0836 | 0.0050253
| Civic Offices | Equipment: Dishwasher (Fittings and Furnishings components (£ spent)) | 1701190 | 8403879 | 4.1.1 | General fittings, furnishings and equipment | Fittings General | Construction | 6.7728 | kg | 20 | 44 | 1 | FALSE | 1 | FALSE |  | 1.1 | 6.7728 | 20.3183 | 5052 | Membrane (breather), polypropylene |  | 60 | D2 | 0 | 0 | 0 | 0 | 0 | 0 | 0 | 0 | 0
| Civic Offices | Equipment: Dishwasher (Fittings and Furnishings components (£ spent)) | 1701190 | 8403879 | 4.1.1 | General fittings, furnishings and equipment | Fittings General | Construction | 6.7728 | kg | 20 | 44 | 1 | FALSE | 1 | FALSE |  | 1.1 | 6.7728 | 20.3183 | 5052 | Membrane (breather), polypropylene |  | 60 | D3 | 0 | 0 | 0 | 0 | 0 | 0 | 0 | 0 | 0
| Civic Offices | Equipment: Dishwasher (Fittings and Furnishings components (£ spent)) | 1701190 | 8403879 | 4.1.1 | General fittings, furnishings and equipment | Fittings General | Construction | 6.7728 | kg | 20 | 44 | 1 | FALSE | 1 | FALSE |  | 1.1 | 6.7728 | 20.3183 | 5052 | Membrane (breather), polypropylene |  | 60 | D4 | 0 | 0 | 0 | 0 | 0 | 0 | 0 | 0 | 0
| Civic Offices | Equipment: Dishwasher (Fittings and Furnishings components (£ spent)) | 1701190 | 8403879 | 4.1.1 | General fittings, furnishings and equipment | Fittings General | Construction | 6.7728 | kg | 20 | 44 | 1 | FALSE | 1 | FALSE |  | 1.1 | 6.7728 | 20.3183 | 5052 | Membrane (breather), polypropylene |  | 20 | B4B5 | 41.264 | 9.6621e-07 | 0.23114 | 0.082881 | 0.027522 | 4.855e-05 | 893.7008 | 5.0486 | 0.2025
| Civic Offices | Equipment: Dishwasher (Fittings and Furnishings components (£ spent)) | 1701190 | 8403879 | 4.1.1 | General fittings, furnishings and equipment | Fittings General | Construction | 6.7728 | kg | 20 | 44 | 1 | FALSE | 1 | FALSE |  | 1.1 | 6.7728 | 20.3183 | 5052 | Membrane (breather), polypropylene |  | 20 | D2 | 0 | 0 | 0 | 0 | 0 | 0 | 0 | 0 | 0
| Civic Offices | Equipment: Dishwasher (Fittings and Furnishings components (£ spent)) | 1701190 | 8403879 | 4.1.1 | General fittings, furnishings and equipment | Fittings General | Construction | 6.7728 | kg | 20 | 44 | 1 | FALSE | 1 | FALSE |  | 1.1 | 6.7728 | 20.3183 | 5052 | Membrane (breather), polypropylene |  | 20 | D3 | 0 | 0 | 0 | 0 | 0 | 0 | 0 | 0 | 0
| Civic Offices | Equipment: Dishwasher (Fittings and Furnishings components (£ spent)) | 1701190 | 8403879 | 4.1.1 | General fittings, furnishings and equipment | Fittings General | Construction | 6.7728 | kg | 20 | 44 | 1 | FALSE | 1 | FALSE |  | 1.1 | 6.7728 | 20.3183 | 5052 | Membrane (breather), polypropylene |  | 20 | D4 | 0 | 0 | 0 | 0 | 0 | 0 | 0 | 0 | 0
| Civic Offices | Equipment: Dishwasher (Fittings and Furnishings components (£ spent)) | 1701190 | 8403879 | 4.1.1 | General fittings, furnishings and equipment | Fittings General | Construction | 6.7728 | kg | 20 | 44 | 1 | FALSE | 1 | FALSE |  | 1.1 | 6.7728 | 20.3183 | 5052 | Membrane (breather), polypropylene |  | 40 | B4B5 | 41.264 | 9.6621e-07 | 0.23114 | 0.082881 | 0.027522 | 4.855e-05 | 893.7008 | 5.0486 | 0.2025
| Civic Offices | Equipment: Dishwasher (Fittings and Furnishings components (£ spent)) | 1701190 | 8403879 | 4.1.1 | General fittings, furnishings and equipment | Fittings General | Construction | 6.7728 | kg | 20 | 44 | 1 | FALSE | 1 | FALSE |  | 1.1 | 6.7728 | 20.3183 | 5052 | Membrane (breather), polypropylene |  | 40 | D2 | 0 | 0 | 0 | 0 | 0 | 0 | 0 | 0 | 0
| Civic Offices | Equipment: Dishwasher (Fittings and Furnishings components (£ spent)) | 1701190 | 8403879 | 4.1.1 | General fittings, furnishings and equipment | Fittings General | Construction | 6.7728 | kg | 20 | 44 | 1 | FALSE | 1 | FALSE |  | 1.1 | 6.7728 | 20.3183 | 5052 | Membrane (breather), polypropylene |  | 40 | D3 | 0 | 0 | 0 | 0 | 0 | 0 | 0 | 0 | 0
| Civic Offices | Equipment: Dishwasher (Fittings and Furnishings components (£ spent)) | 1701190 | 8403879 | 4.1.1 | General fittings, furnishings and equipment | Fittings General | Construction | 6.7728 | kg | 20 | 44 | 1 | FALSE | 1 | FALSE |  | 1.1 | 6.7728 | 20.3183 | 5052 | Membrane (breather), polypropylene |  | 40 | D4 | 0 | 0 | 0 | 0 | 0 | 0 | 0 | 0 | 0
| Civic Offices | Equipment: Dishwasher (Fittings and Furnishings components (£ spent)) | 1701190 | 8403880 | 4.1.1 | General fittings, furnishings and equipment | Fittings General | Construction | 13.5455 | kg | 20 | 44 | 1 | FALSE | 1 | FALSE |  | 1.05 | 13.5455 | 40.6366 | 5443 | Cladding sheet (profiled, double skin), stainless steel |  | 0 | A1A3 | 67.8165 | 3.4179e-06 | 0.41215 | 0.12138 | 0.047912 | 0.0021288 | 882.2399 | 83.751 | 2.078
| Civic Offices | Equipment: Dishwasher (Fittings and Furnishings components (£ spent)) | 1701190 | 8403880 | 4.1.1 | General fittings, furnishings and equipment | Fittings General | Construction | 13.5455 | kg | 20 | 44 | 1 | FALSE | 1 | FALSE |  | 1.05 | 13.5455 | 40.6366 | 5443 | Cladding sheet (profiled, double skin), stainless steel |  | 0 | A4 | 0.59033 | 8.1688e-08 | 0.0028068 | 0.00052119 | 0.00037054 | 1.3147e-06 | 8.6374 | 2.5084 | 0.0023992
| Civic Offices | Equipment: Dishwasher (Fittings and Furnishings components (£ spent)) | 1701190 | 8403880 | 4.1.1 | General fittings, furnishings and equipment | Fittings General | Construction | 13.5455 | kg | 20 | 44 | 1 | FALSE | 1 | FALSE |  | 1.05 | 13.5455 | 40.6366 | 5443 | Cladding sheet (profiled, double skin), stainless steel |  | 0 | A5 | 0.00035205 | 9.2186e-11 | 2.4618e-06 | 8.0895e-07 | 4.0852e-07 | 4.9662e-10 | 0.0086306 | 0.10159 | 0
| Civic Offices | Equipment: Dishwasher (Fittings and Furnishings components (£ spent)) | 1701190 | 8403880 | 4.1.1 | General fittings, furnishings and equipment | Fittings General | Construction | 13.5455 | kg | 20 | 44 | 1 | FALSE | 1 | FALSE |  | 1.05 | 13.5455 | 40.6366 | 5443 | Cladding sheet (profiled, double skin), stainless steel |  | 0 | D2 | 0 | 0 | 0 | 0 | 0 | 0 | 0 | 0 | 0
| Civic Offices | Equipment: Dishwasher (Fittings and Furnishings components (£ spent)) | 1701190 | 8403880 | 4.1.1 | General fittings, furnishings and equipment | Fittings General | Construction | 13.5455 | kg | 20 | 44 | 1 | FALSE | 1 | FALSE |  | 1.05 | 13.5455 | 40.6366 | 5443 | Cladding sheet (profiled, double skin), stainless steel |  | 0 | D3 | 0 | 0 | 0 | 0 | 0 | 0 | 0 | 0 | 0
| Civic Offices | Equipment: Dishwasher (Fittings and Furnishings components (£ spent)) | 1701190 | 8403880 | 4.1.1 | General fittings, furnishings and equipment | Fittings General | Construction | 13.5455 | kg | 20 | 44 | 1 | FALSE | 1 | FALSE |  | 1.05 | 13.5455 | 40.6366 | 5443 | Cladding sheet (profiled, double skin), stainless steel |  | 0 | D4 | 0 | 0 | 0 | 0 | 0 | 0 | 0 | 0 | 0
| Civic Offices | Equipment: Dishwasher (Fittings and Furnishings components (£ spent)) | 1701190 | 8403880 | 4.1.1 | General fittings, furnishings and equipment | Fittings General | Construction | 13.5455 | kg | 20 | 44 | 1 | FALSE | 1 | FALSE |  | 1.05 | 13.5455 | 40.6366 | 5443 | Cladding sheet (profiled, double skin), stainless steel |  | 60 | C2 | 0 | 0 | 0 | 0 | 0 | 0 | 0 | 0 | 0
| Civic Offices | Equipment: Dishwasher (Fittings and Furnishings components (£ spent)) | 1701190 | 8403880 | 4.1.1 | General fittings, furnishings and equipment | Fittings General | Construction | 13.5455 | kg | 20 | 44 | 1 | FALSE | 1 | FALSE |  | 1.05 | 13.5455 | 40.6366 | 5443 | Cladding sheet (profiled, double skin), stainless steel |  | 60 | C4 | 0.007041 | 1.8437e-09 | 4.9237e-05 | 1.6179e-05 | 8.1703e-06 | 9.9324e-09 | 0.17261 | 2.0318 | 0.00035311
| Civic Offices | Equipment: Dishwasher (Fittings and Furnishings components (£ spent)) | 1701190 | 8403880 | 4.1.1 | General fittings, furnishings and equipment | Fittings General | Construction | 13.5455 | kg | 20 | 44 | 1 | FALSE | 1 | FALSE |  | 1.05 | 13.5455 | 40.6366 | 5443 | Cladding sheet (profiled, double skin), stainless steel |  | 60 | D2 | 0 | 0 | 0 | 0 | 0 | 0 | 0 | 0 | 0
| Civic Offices | Equipment: Dishwasher (Fittings and Furnishings components (£ spent)) | 1701190 | 8403880 | 4.1.1 | General fittings, furnishings and equipment | Fittings General | Construction | 13.5455 | kg | 20 | 44 | 1 | FALSE | 1 | FALSE |  | 1.05 | 13.5455 | 40.6366 | 5443 | Cladding sheet (profiled, double skin), stainless steel |  | 60 | D3 | 0 | 0 | 0 | 0 | 0 | 0 | 0 | 0 | 0
| Civic Offices | Equipment: Dishwasher (Fittings and Furnishings components (£ spent)) | 1701190 | 8403880 | 4.1.1 | General fittings, furnishings and equipment | Fittings General | Construction | 13.5455 | kg | 20 | 44 | 1 | FALSE | 1 | FALSE |  | 1.05 | 13.5455 | 40.6366 | 5443 | Cladding sheet (profiled, double skin), stainless steel |  | 60 | D4 | 0 | 0 | 0 | 0 | 0 | 0 | 0 | 0 | 0
| Civic Offices | Equipment: Dishwasher (Fittings and Furnishings components (£ spent)) | 1701190 | 8403880 | 4.1.1 | General fittings, furnishings and equipment | Fittings General | Construction | 13.5455 | kg | 20 | 44 | 1 | FALSE | 1 | FALSE |  | 1.05 | 13.5455 | 40.6366 | 5443 | Cladding sheet (profiled, double skin), stainless steel |  | 20 | B4B5 | 68.4143 | 3.5015e-06 | 0.41501 | 0.12191 | 0.048291 | 0.0021301 | 891.0586 | 88.3929 | 2.0804
| Civic Offices | Equipment: Dishwasher (Fittings and Furnishings components (£ spent)) | 1701190 | 8403880 | 4.1.1 | General fittings, furnishings and equipment | Fittings General | Construction | 13.5455 | kg | 20 | 44 | 1 | FALSE | 1 | FALSE |  | 1.05 | 13.5455 | 40.6366 | 5443 | Cladding sheet (profiled, double skin), stainless steel |  | 20 | D2 | 0 | 0 | 0 | 0 | 0 | 0 | 0 | 0 | 0
| Civic Offices | Equipment: Dishwasher (Fittings and Furnishings components (£ spent)) | 1701190 | 8403880 | 4.1.1 | General fittings, furnishings and equipment | Fittings General | Construction | 13.5455 | kg | 20 | 44 | 1 | FALSE | 1 | FALSE |  | 1.05 | 13.5455 | 40.6366 | 5443 | Cladding sheet (profiled, double skin), stainless steel |  | 20 | D3 | 0 | 0 | 0 | 0 | 0 | 0 | 0 | 0 | 0
| Civic Offices | Equipment: Dishwasher (Fittings and Furnishings components (£ spent)) | 1701190 | 8403880 | 4.1.1 | General fittings, furnishings and equipment | Fittings General | Construction | 13.5455 | kg | 20 | 44 | 1 | FALSE | 1 | FALSE |  | 1.05 | 13.5455 | 40.6366 | 5443 | Cladding sheet (profiled, double skin), stainless steel |  | 20 | D4 | 0 | 0 | 0 | 0 | 0 | 0 | 0 | 0 | 0
| Civic Offices | Equipment: Dishwasher (Fittings and Furnishings components (£ spent)) | 1701190 | 8403880 | 4.1.1 | General fittings, furnishings and equipment | Fittings General | Construction | 13.5455 | kg | 20 | 44 | 1 | FALSE | 1 | FALSE |  | 1.05 | 13.5455 | 40.6366 | 5443 | Cladding sheet (profiled, double skin), stainless steel |  | 40 | B4B5 | 68.4143 | 3.5015e-06 | 0.41501 | 0.12191 | 0.048291 | 0.0021301 | 891.0586 | 88.3929 | 2.0804
| Civic Offices | Equipment: Dishwasher (Fittings and Furnishings components (£ spent)) | 1701190 | 8403880 | 4.1.1 | General fittings, furnishings and equipment | Fittings General | Construction | 13.5455 | kg | 20 | 44 | 1 | FALSE | 1 | FALSE |  | 1.05 | 13.5455 | 40.6366 | 5443 | Cladding sheet (profiled, double skin), stainless steel |  | 40 | D2 | 0 | 0 | 0 | 0 | 0 | 0 | 0 | 0 | 0
| Civic Offices | Equipment: Dishwasher (Fittings and Furnishings components (£ spent)) | 1701190 | 8403880 | 4.1.1 | General fittings, furnishings and equipment | Fittings General | Construction | 13.5455 | kg | 20 | 44 | 1 | FALSE | 1 | FALSE |  | 1.05 | 13.5455 | 40.6366 | 5443 | Cladding sheet (profiled, double skin), stainless steel |  | 40 | D3 | 0 | 0 | 0 | 0 | 0 | 0 | 0 | 0 | 0
| Civic Offices | Equipment: Dishwasher (Fittings and Furnishings components (£ spent)) | 1701190 | 8403880 | 4.1.1 | General fittings, furnishings and equipment | Fittings General | Construction | 13.5455 | kg | 20 | 44 | 1 | FALSE | 1 | FALSE |  | 1.05 | 13.5455 | 40.6366 | 5443 | Cladding sheet (profiled, double skin), stainless steel |  | 40 | D4 | 0 | 0 | 0 | 0 | 0 | 0 | 0 | 0 | 0
| Civic Offices | Equipment: Dishwasher (Fittings and Furnishings components (£ spent)) | 1701190 | 8403881 | 4.1.1 | General fittings, furnishings and equipment | Fittings General | Construction | 3.3864 | kg | 20 | 44 | 1 | FALSE | 1 | FALSE |  | 1.05 | 3.3864 | 10.1592 | 5008 | General sheet, aluminium |  | 0 | A1A3 | 65.9416 | 2.118e-06 | 0.45204 | 0.10104 | 0.03434 | 5.7114e-05 | 819.1346 | 14.135 | 0.43436
| Civic Offices | Equipment: Dishwasher (Fittings and Furnishings components (£ spent)) | 1701190 | 8403881 | 4.1.1 | General fittings, furnishings and equipment | Fittings General | Construction | 3.3864 | kg | 20 | 44 | 1 | FALSE | 1 | FALSE |  | 1.05 | 3.3864 | 10.1592 | 5008 | General sheet, aluminium |  | 0 | A4 | 0.17522 | 1.9435e-08 | 0.00090778 | 0.00014732 | 0.00011195 | 2.4351e-07 | 2.5301 | 0.68777 | 0.00069122
| Civic Offices | Equipment: Dishwasher (Fittings and Furnishings components (£ spent)) | 1701190 | 8403881 | 4.1.1 | General fittings, furnishings and equipment | Fittings General | Construction | 3.3864 | kg | 20 | 44 | 1 | FALSE | 1 | FALSE |  | 1.05 | 3.3864 | 10.1592 | 5008 | General sheet, aluminium |  | 0 | A5 | 8.8012e-05 | 2.3046e-11 | 6.1546e-07 | 2.0224e-07 | 1.0213e-07 | 1.2415e-10 | 0.0021577 | 0.025398 | 0
| Civic Offices | Equipment: Dishwasher (Fittings and Furnishings components (£ spent)) | 1701190 | 8403881 | 4.1.1 | General fittings, furnishings and equipment | Fittings General | Construction | 3.3864 | kg | 20 | 44 | 1 | FALSE | 1 | FALSE |  | 1.05 | 3.3864 | 10.1592 | 5008 | General sheet, aluminium |  | 0 | D2 | 0 | 0 | 0 | 0 | 0 | 0 | 0 | 0 | 0
| Civic Offices | Equipment: Dishwasher (Fittings and Furnishings components (£ spent)) | 1701190 | 8403881 | 4.1.1 | General fittings, furnishings and equipment | Fittings General | Construction | 3.3864 | kg | 20 | 44 | 1 | FALSE | 1 | FALSE |  | 1.05 | 3.3864 | 10.1592 | 5008 | General sheet, aluminium |  | 0 | D3 | 0 | 0 | 0 | 0 | 0 | 0 | 0 | 0 | 0
| Civic Offices | Equipment: Dishwasher (Fittings and Furnishings components (£ spent)) | 1701190 | 8403881 | 4.1.1 | General fittings, furnishings and equipment | Fittings General | Construction | 3.3864 | kg | 20 | 44 | 1 | FALSE | 1 | FALSE |  | 1.05 | 3.3864 | 10.1592 | 5008 | General sheet, aluminium |  | 0 | D4 | 0 | 0 | 0 | 0 | 0 | 0 | 0 | 0 | 0
| Civic Offices | Equipment: Dishwasher (Fittings and Furnishings components (£ spent)) | 1701190 | 8403881 | 4.1.1 | General fittings, furnishings and equipment | Fittings General | Construction | 3.3864 | kg | 20 | 44 | 1 | FALSE | 1 | FALSE |  | 1.05 | 3.3864 | 10.1592 | 5008 | General sheet, aluminium |  | 60 | C2 | 0 | 0 | 0 | 0 | 0 | 0 | 0 | 0 | 0
| Civic Offices | Equipment: Dishwasher (Fittings and Furnishings components (£ spent)) | 1701190 | 8403881 | 4.1.1 | General fittings, furnishings and equipment | Fittings General | Construction | 3.3864 | kg | 20 | 44 | 1 | FALSE | 1 | FALSE |  | 1.05 | 3.3864 | 10.1592 | 5008 | General sheet, aluminium |  | 60 | C4 | 0.0017602 | 4.6093e-10 | 1.2309e-05 | 4.0448e-06 | 2.0426e-06 | 2.4831e-09 | 0.043153 | 0.50796 | 8.8277e-05
| Civic Offices | Equipment: Dishwasher (Fittings and Furnishings components (£ spent)) | 1701190 | 8403881 | 4.1.1 | General fittings, furnishings and equipment | Fittings General | Construction | 3.3864 | kg | 20 | 44 | 1 | FALSE | 1 | FALSE |  | 1.05 | 3.3864 | 10.1592 | 5008 | General sheet, aluminium |  | 60 | D2 | 0 | 0 | 0 | 0 | 0 | 0 | 0 | 0 | 0
| Civic Offices | Equipment: Dishwasher (Fittings and Furnishings components (£ spent)) | 1701190 | 8403881 | 4.1.1 | General fittings, furnishings and equipment | Fittings General | Construction | 3.3864 | kg | 20 | 44 | 1 | FALSE | 1 | FALSE |  | 1.05 | 3.3864 | 10.1592 | 5008 | General sheet, aluminium |  | 60 | D3 | 0 | 0 | 0 | 0 | 0 | 0 | 0 | 0 | 0
| Civic Offices | Equipment: Dishwasher (Fittings and Furnishings components (£ spent)) | 1701190 | 8403881 | 4.1.1 | General fittings, furnishings and equipment | Fittings General | Construction | 3.3864 | kg | 20 | 44 | 1 | FALSE | 1 | FALSE |  | 1.05 | 3.3864 | 10.1592 | 5008 | General sheet, aluminium |  | 60 | D4 | 0 | 0 | 0 | 0 | 0 | 0 | 0 | 0 | 0
| Civic Offices | Equipment: Dishwasher (Fittings and Furnishings components (£ spent)) | 1701190 | 8403881 | 4.1.1 | General fittings, furnishings and equipment | Fittings General | Construction | 3.3864 | kg | 20 | 44 | 1 | FALSE | 1 | FALSE |  | 1.05 | 3.3864 | 10.1592 | 5008 | General sheet, aluminium |  | 20 | B4B5 | 66.1187 | 2.138e-06 | 0.45296 | 0.10119 | 0.034454 | 5.736e-05 | 821.71 | 15.3561 | 0.43505
| Civic Offices | Equipment: Dishwasher (Fittings and Furnishings components (£ spent)) | 1701190 | 8403881 | 4.1.1 | General fittings, furnishings and equipment | Fittings General | Construction | 3.3864 | kg | 20 | 44 | 1 | FALSE | 1 | FALSE |  | 1.05 | 3.3864 | 10.1592 | 5008 | General sheet, aluminium |  | 20 | D2 | 0 | 0 | 0 | 0 | 0 | 0 | 0 | 0 | 0
| Civic Offices | Equipment: Dishwasher (Fittings and Furnishings components (£ spent)) | 1701190 | 8403881 | 4.1.1 | General fittings, furnishings and equipment | Fittings General | Construction | 3.3864 | kg | 20 | 44 | 1 | FALSE | 1 | FALSE |  | 1.05 | 3.3864 | 10.1592 | 5008 | General sheet, aluminium |  | 20 | D3 | 0 | 0 | 0 | 0 | 0 | 0 | 0 | 0 | 0
| Civic Offices | Equipment: Dishwasher (Fittings and Furnishings components (£ spent)) | 1701190 | 8403881 | 4.1.1 | General fittings, furnishings and equipment | Fittings General | Construction | 3.3864 | kg | 20 | 44 | 1 | FALSE | 1 | FALSE |  | 1.05 | 3.3864 | 10.1592 | 5008 | General sheet, aluminium |  | 20 | D4 | 0 | 0 | 0 | 0 | 0 | 0 | 0 | 0 | 0
| Civic Offices | Equipment: Dishwasher (Fittings and Furnishings components (£ spent)) | 1701190 | 8403881 | 4.1.1 | General fittings, furnishings and equipment | Fittings General | Construction | 3.3864 | kg | 20 | 44 | 1 | FALSE | 1 | FALSE |  | 1.05 | 3.3864 | 10.1592 | 5008 | General sheet, aluminium |  | 40 | B4B5 | 66.1187 | 2.138e-06 | 0.45296 | 0.10119 | 0.034454 | 5.736e-05 | 821.71 | 15.3561 | 0.43505
| Civic Offices | Equipment: Dishwasher (Fittings and Furnishings components (£ spent)) | 1701190 | 8403881 | 4.1.1 | General fittings, furnishings and equipment | Fittings General | Construction | 3.3864 | kg | 20 | 44 | 1 | FALSE | 1 | FALSE |  | 1.05 | 3.3864 | 10.1592 | 5008 | General sheet, aluminium |  | 40 | D2 | 0 | 0 | 0 | 0 | 0 | 0 | 0 | 0 | 0
| Civic Offices | Equipment: Dishwasher (Fittings and Furnishings components (£ spent)) | 1701190 | 8403881 | 4.1.1 | General fittings, furnishings and equipment | Fittings General | Construction | 3.3864 | kg | 20 | 44 | 1 | FALSE | 1 | FALSE |  | 1.05 | 3.3864 | 10.1592 | 5008 | General sheet, aluminium |  | 40 | D3 | 0 | 0 | 0 | 0 | 0 | 0 | 0 | 0 | 0
| Civic Offices | Equipment: Dishwasher (Fittings and Furnishings components (£ spent)) | 1701190 | 8403881 | 4.1.1 | General fittings, furnishings and equipment | Fittings General | Construction | 3.3864 | kg | 20 | 44 | 1 | FALSE | 1 | FALSE |  | 1.05 | 3.3864 | 10.1592 | 5008 | General sheet, aluminium |  | 40 | D4 | 0 | 0 | 0 | 0 | 0 | 0 | 0 | 0 | 0
| Civic Offices | Equipment: Dishwasher (Fittings and Furnishings components (£ spent)) | 1701190 | 8403882 | 4.1.1 | General fittings, furnishings and equipment | Fittings General | Construction | 3.3864 | kg | 20 | 44 | 1 | FALSE | 1 | FALSE |  | 1.03 | 3.3864 | 10.1592 | 5113 | Cladding sheet (plain), copper |  | 0 | A1A3 | 24.0147 | 1.9957e-05 | 1.2214 | 0.81529 | 0.067511 | 0.0055566 | 364.3808 | 71.1312 | 0.76763
| Civic Offices | Equipment: Dishwasher (Fittings and Furnishings components (£ spent)) | 1701190 | 8403882 | 4.1.1 | General fittings, furnishings and equipment | Fittings General | Construction | 3.3864 | kg | 20 | 44 | 1 | FALSE | 1 | FALSE |  | 1.03 | 3.3864 | 10.1592 | 5113 | Cladding sheet (plain), copper |  | 0 | A4 | 0.068339 | 1.2279e-08 | 0.00022376 | 6.048e-05 | 3.8174e-05 | 2.3833e-07 | 1.0187 | 0.15555 | 0.00028122
| Civic Offices | Equipment: Dishwasher (Fittings and Furnishings components (£ spent)) | 1701190 | 8403882 | 4.1.1 | General fittings, furnishings and equipment | Fittings General | Construction | 3.3864 | kg | 20 | 44 | 1 | FALSE | 1 | FALSE |  | 1.03 | 3.3864 | 10.1592 | 5113 | Cladding sheet (plain), copper |  | 0 | A5 | 5.2807e-05 | 1.3828e-11 | 3.6928e-07 | 1.2134e-07 | 6.1277e-08 | 7.4493e-11 | 0.0012946 | 0.015239 | 0
| Civic Offices | Equipment: Dishwasher (Fittings and Furnishings components (£ spent)) | 1701190 | 8403882 | 4.1.1 | General fittings, furnishings and equipment | Fittings General | Construction | 3.3864 | kg | 20 | 44 | 1 | FALSE | 1 | FALSE |  | 1.03 | 3.3864 | 10.1592 | 5113 | Cladding sheet (plain), copper |  | 0 | D2 | 0 | 0 | 0 | 0 | 0 | 0 | 0 | 0 | 0
| Civic Offices | Equipment: Dishwasher (Fittings and Furnishings components (£ spent)) | 1701190 | 8403882 | 4.1.1 | General fittings, furnishings and equipment | Fittings General | Construction | 3.3864 | kg | 20 | 44 | 1 | FALSE | 1 | FALSE |  | 1.03 | 3.3864 | 10.1592 | 5113 | Cladding sheet (plain), copper |  | 0 | D3 | 0 | 0 | 0 | 0 | 0 | 0 | 0 | 0 | 0
| Civic Offices | Equipment: Dishwasher (Fittings and Furnishings components (£ spent)) | 1701190 | 8403882 | 4.1.1 | General fittings, furnishings and equipment | Fittings General | Construction | 3.3864 | kg | 20 | 44 | 1 | FALSE | 1 | FALSE |  | 1.03 | 3.3864 | 10.1592 | 5113 | Cladding sheet (plain), copper |  | 0 | D4 | 0 | 0 | 0 | 0 | 0 | 0 | 0 | 0 | 0
| Civic Offices | Equipment: Dishwasher (Fittings and Furnishings components (£ spent)) | 1701190 | 8403882 | 4.1.1 | General fittings, furnishings and equipment | Fittings General | Construction | 3.3864 | kg | 20 | 44 | 1 | FALSE | 1 | FALSE |  | 1.03 | 3.3864 | 10.1592 | 5113 | Cladding sheet (plain), copper |  | 60 | C2 | 0 | 0 | 0 | 0 | 0 | 0 | 0 | 0 | 0
| Civic Offices | Equipment: Dishwasher (Fittings and Furnishings components (£ spent)) | 1701190 | 8403882 | 4.1.1 | General fittings, furnishings and equipment | Fittings General | Construction | 3.3864 | kg | 20 | 44 | 1 | FALSE | 1 | FALSE |  | 1.03 | 3.3864 | 10.1592 | 5113 | Cladding sheet (plain), copper |  | 60 | C4 | 0.0017602 | 4.6093e-10 | 1.2309e-05 | 4.0448e-06 | 2.0426e-06 | 2.4831e-09 | 0.043153 | 0.50796 | 8.8277e-05
| Civic Offices | Equipment: Dishwasher (Fittings and Furnishings components (£ spent)) | 1701190 | 8403882 | 4.1.1 | General fittings, furnishings and equipment | Fittings General | Construction | 3.3864 | kg | 20 | 44 | 1 | FALSE | 1 | FALSE |  | 1.03 | 3.3864 | 10.1592 | 5113 | Cladding sheet (plain), copper |  | 60 | D2 | 0 | 0 | 0 | 0 | 0 | 0 | 0 | 0 | 0
| Civic Offices | Equipment: Dishwasher (Fittings and Furnishings components (£ spent)) | 1701190 | 8403882 | 4.1.1 | General fittings, furnishings and equipment | Fittings General | Construction | 3.3864 | kg | 20 | 44 | 1 | FALSE | 1 | FALSE |  | 1.03 | 3.3864 | 10.1592 | 5113 | Cladding sheet (plain), copper |  | 60 | D3 | 0 | 0 | 0 | 0 | 0 | 0 | 0 | 0 | 0
| Civic Offices | Equipment: Dishwasher (Fittings and Furnishings components (£ spent)) | 1701190 | 8403882 | 4.1.1 | General fittings, furnishings and equipment | Fittings General | Construction | 3.3864 | kg | 20 | 44 | 1 | FALSE | 1 | FALSE |  | 1.03 | 3.3864 | 10.1592 | 5113 | Cladding sheet (plain), copper |  | 60 | D4 | 0 | 0 | 0 | 0 | 0 | 0 | 0 | 0 | 0
| Civic Offices | Equipment: Dishwasher (Fittings and Furnishings components (£ spent)) | 1701190 | 8403882 | 4.1.1 | General fittings, furnishings and equipment | Fittings General | Construction | 3.3864 | kg | 20 | 44 | 1 | FALSE | 1 | FALSE |  | 1.03 | 3.3864 | 10.1592 | 5113 | Cladding sheet (plain), copper |  | 20 | B4B5 | 24.0848 | 1.997e-05 | 1.2216 | 0.81535 | 0.067552 | 0.0055568 | 365.4439 | 71.81 | 0.76791
| Civic Offices | Equipment: Dishwasher (Fittings and Furnishings components (£ spent)) | 1701190 | 8403882 | 4.1.1 | General fittings, furnishings and equipment | Fittings General | Construction | 3.3864 | kg | 20 | 44 | 1 | FALSE | 1 | FALSE |  | 1.03 | 3.3864 | 10.1592 | 5113 | Cladding sheet (plain), copper |  | 20 | D2 | 0 | 0 | 0 | 0 | 0 | 0 | 0 | 0 | 0
| Civic Offices | Equipment: Dishwasher (Fittings and Furnishings components (£ spent)) | 1701190 | 8403882 | 4.1.1 | General fittings, furnishings and equipment | Fittings General | Construction | 3.3864 | kg | 20 | 44 | 1 | FALSE | 1 | FALSE |  | 1.03 | 3.3864 | 10.1592 | 5113 | Cladding sheet (plain), copper |  | 20 | D3 | 0 | 0 | 0 | 0 | 0 | 0 | 0 | 0 | 0
| Civic Offices | Equipment: Dishwasher (Fittings and Furnishings components (£ spent)) | 1701190 | 8403882 | 4.1.1 | General fittings, furnishings and equipment | Fittings General | Construction | 3.3864 | kg | 20 | 44 | 1 | FALSE | 1 | FALSE |  | 1.03 | 3.3864 | 10.1592 | 5113 | Cladding sheet (plain), copper |  | 20 | D4 | 0 | 0 | 0 | 0 | 0 | 0 | 0 | 0 | 0
| Civic Offices | Equipment: Dishwasher (Fittings and Furnishings components (£ spent)) | 1701190 | 8403882 | 4.1.1 | General fittings, furnishings and equipment | Fittings General | Construction | 3.3864 | kg | 20 | 44 | 1 | FALSE | 1 | FALSE |  | 1.03 | 3.3864 | 10.1592 | 5113 | Cladding sheet (plain), copper |  | 40 | B4B5 | 24.0848 | 1.997e-05 | 1.2216 | 0.81535 | 0.067552 | 0.0055568 | 365.4439 | 71.81 | 0.76791
| Civic Offices | Equipment: Dishwasher (Fittings and Furnishings components (£ spent)) | 1701190 | 8403882 | 4.1.1 | General fittings, furnishings and equipment | Fittings General | Construction | 3.3864 | kg | 20 | 44 | 1 | FALSE | 1 | FALSE |  | 1.03 | 3.3864 | 10.1592 | 5113 | Cladding sheet (plain), copper |  | 40 | D2 | 0 | 0 | 0 | 0 | 0 | 0 | 0 | 0 | 0
| Civic Offices | Equipment: Dishwasher (Fittings and Furnishings components (£ spent)) | 1701190 | 8403882 | 4.1.1 | General fittings, furnishings and equipment | Fittings General | Construction | 3.3864 | kg | 20 | 44 | 1 | FALSE | 1 | FALSE |  | 1.03 | 3.3864 | 10.1592 | 5113 | Cladding sheet (plain), copper |  | 40 | D3 | 0 | 0 | 0 | 0 | 0 | 0 | 0 | 0 | 0
| Civic Offices | Equipment: Dishwasher (Fittings and Furnishings components (£ spent)) | 1701190 | 8403882 | 4.1.1 | General fittings, furnishings and equipment | Fittings General | Construction | 3.3864 | kg | 20 | 44 | 1 | FALSE | 1 | FALSE |  | 1.03 | 3.3864 | 10.1592 | 5113 | Cladding sheet (plain), copper |  | 40 | D4 | 0 | 0 | 0 | 0 | 0 | 0 | 0 | 0 | 0
| Civic Offices | Equipment: Dishwasher (Fittings and Furnishings components (£ spent)) | 1701190 | 8403883 | 4.1.1 | General fittings, furnishings and equipment | Fittings General | Construction | 2.7091 | kg | 20 | 44 | 1 | FALSE | 1 | FALSE |  | 1.05 | 2.7091 | 8.1273 | 5499 | Floor finish (underlay), textile (recycled) |  | 0 | A1A3 | 1.834 | 7.198e-08 | 0.010179 | 0.0027005 | 0.00096836 | 2.1762e-06 | 35.3553 | 6.8066 | 0.0083597
| Civic Offices | Equipment: Dishwasher (Fittings and Furnishings components (£ spent)) | 1701190 | 8403883 | 4.1.1 | General fittings, furnishings and equipment | Fittings General | Construction | 2.7091 | kg | 20 | 44 | 1 | FALSE | 1 | FALSE |  | 1.05 | 2.7091 | 8.1273 | 5499 | Floor finish (underlay), textile (recycled) |  | 0 | A4 | 0.054507 | 9.7937e-09 | 0.00017848 | 4.8239e-05 | 3.0448e-05 | 1.9009e-07 | 0.81252 | 0.12407 | 0.00022431
| Civic Offices | Equipment: Dishwasher (Fittings and Furnishings components (£ spent)) | 1701190 | 8403883 | 4.1.1 | General fittings, furnishings and equipment | Fittings General | Construction | 2.7091 | kg | 20 | 44 | 1 | FALSE | 1 | FALSE |  | 1.05 | 2.7091 | 8.1273 | 5499 | Floor finish (underlay), textile (recycled) |  | 0 | A5 | 0.0068729 | 2.2362e-10 | 5.9655e-06 | 0.00029379 | 2.1243e-06 | 1.2255e-09 | 0.020703 | 0.021673 | 0
| Civic Offices | Equipment: Dishwasher (Fittings and Furnishings components (£ spent)) | 1701190 | 8403883 | 4.1.1 | General fittings, furnishings and equipment | Fittings General | Construction | 2.7091 | kg | 20 | 44 | 1 | FALSE | 1 | FALSE |  | 1.05 | 2.7091 | 8.1273 | 5499 | Floor finish (underlay), textile (recycled) |  | 0 | D2 | 0 | 0 | 0 | 0 | 0 | 0 | 0 | 0 | 0
| Civic Offices | Equipment: Dishwasher (Fittings and Furnishings components (£ spent)) | 1701190 | 8403883 | 4.1.1 | General fittings, furnishings and equipment | Fittings General | Construction | 2.7091 | kg | 20 | 44 | 1 | FALSE | 1 | FALSE |  | 1.05 | 2.7091 | 8.1273 | 5499 | Floor finish (underlay), textile (recycled) |  | 0 | D3 | 0 | 0 | 0 | 0 | 0 | 0 | 0 | 0 | 0
| Civic Offices | Equipment: Dishwasher (Fittings and Furnishings components (£ spent)) | 1701190 | 8403883 | 4.1.1 | General fittings, furnishings and equipment | Fittings General | Construction | 2.7091 | kg | 20 | 44 | 1 | FALSE | 1 | FALSE |  | 1.05 | 2.7091 | 8.1273 | 5499 | Floor finish (underlay), textile (recycled) |  | 0 | D4 | 0 | 0 | 0 | 0 | 0 | 0 | 0 | 0 | 0
| Civic Offices | Equipment: Dishwasher (Fittings and Furnishings components (£ spent)) | 1701190 | 8403883 | 4.1.1 | General fittings, furnishings and equipment | Fittings General | Construction | 2.7091 | kg | 20 | 44 | 1 | FALSE | 1 | FALSE |  | 1.05 | 2.7091 | 8.1273 | 5499 | Floor finish (underlay), textile (recycled) |  | 60 | C2 | 0 | 0 | 0 | 0 | 0 | 0 | 0 | 0 | 0
| Civic Offices | Equipment: Dishwasher (Fittings and Furnishings components (£ spent)) | 1701190 | 8403883 | 4.1.1 | General fittings, furnishings and equipment | Fittings General | Construction | 2.7091 | kg | 20 | 44 | 1 | FALSE | 1 | FALSE |  | 1.05 | 2.7091 | 8.1273 | 5499 | Floor finish (underlay), textile (recycled) |  | 60 | C4 | 0.13746 | 4.4723e-09 | 0.00011931 | 0.0058758 | 4.2485e-05 | 2.4509e-08 | 0.41405 | 0.43346 | 0.0025123
| Civic Offices | Equipment: Dishwasher (Fittings and Furnishings components (£ spent)) | 1701190 | 8403883 | 4.1.1 | General fittings, furnishings and equipment | Fittings General | Construction | 2.7091 | kg | 20 | 44 | 1 | FALSE | 1 | FALSE |  | 1.05 | 2.7091 | 8.1273 | 5499 | Floor finish (underlay), textile (recycled) |  | 60 | D2 | 0 | 0 | 0 | 0 | 0 | 0 | 0 | 0 | 0
| Civic Offices | Equipment: Dishwasher (Fittings and Furnishings components (£ spent)) | 1701190 | 8403883 | 4.1.1 | General fittings, furnishings and equipment | Fittings General | Construction | 2.7091 | kg | 20 | 44 | 1 | FALSE | 1 | FALSE |  | 1.05 | 2.7091 | 8.1273 | 5499 | Floor finish (underlay), textile (recycled) |  | 60 | D3 | 0 | 0 | 0 | 0 | 0 | 0 | 0 | 0 | 0
| Civic Offices | Equipment: Dishwasher (Fittings and Furnishings components (£ spent)) | 1701190 | 8403883 | 4.1.1 | General fittings, furnishings and equipment | Fittings General | Construction | 2.7091 | kg | 20 | 44 | 1 | FALSE | 1 | FALSE |  | 1.05 | 2.7091 | 8.1273 | 5499 | Floor finish (underlay), textile (recycled) |  | 60 | D4 | 0 | 0 | 0 | 0 | 0 | 0 | 0 | 0 | 0
| Civic Offices | Equipment: Dishwasher (Fittings and Furnishings components (£ spent)) | 1701190 | 8403883 | 4.1.1 | General fittings, furnishings and equipment | Fittings General | Construction | 2.7091 | kg | 20 | 44 | 1 | FALSE | 1 | FALSE |  | 1.05 | 2.7091 | 8.1273 | 5499 | Floor finish (underlay), textile (recycled) |  | 20 | B4B5 | 2.0329 | 8.647e-08 | 0.010482 | 0.0089183 | 0.0010434 | 2.3921e-06 | 36.6025 | 7.3858 | 0.008584
| Civic Offices | Equipment: Dishwasher (Fittings and Furnishings components (£ spent)) | 1701190 | 8403883 | 4.1.1 | General fittings, furnishings and equipment | Fittings General | Construction | 2.7091 | kg | 20 | 44 | 1 | FALSE | 1 | FALSE |  | 1.05 | 2.7091 | 8.1273 | 5499 | Floor finish (underlay), textile (recycled) |  | 20 | D2 | 0 | 0 | 0 | 0 | 0 | 0 | 0 | 0 | 0
| Civic Offices | Equipment: Dishwasher (Fittings and Furnishings components (£ spent)) | 1701190 | 8403883 | 4.1.1 | General fittings, furnishings and equipment | Fittings General | Construction | 2.7091 | kg | 20 | 44 | 1 | FALSE | 1 | FALSE |  | 1.05 | 2.7091 | 8.1273 | 5499 | Floor finish (underlay), textile (recycled) |  | 20 | D3 | 0 | 0 | 0 | 0 | 0 | 0 | 0 | 0 | 0
| Civic Offices | Equipment: Dishwasher (Fittings and Furnishings components (£ spent)) | 1701190 | 8403883 | 4.1.1 | General fittings, furnishings and equipment | Fittings General | Construction | 2.7091 | kg | 20 | 44 | 1 | FALSE | 1 | FALSE |  | 1.05 | 2.7091 | 8.1273 | 5499 | Floor finish (underlay), textile (recycled) |  | 20 | D4 | 0 | 0 | 0 | 0 | 0 | 0 | 0 | 0 | 0
| Civic Offices | Equipment: Dishwasher (Fittings and Furnishings components (£ spent)) | 1701190 | 8403883 | 4.1.1 | General fittings, furnishings and equipment | Fittings General | Construction | 2.7091 | kg | 20 | 44 | 1 | FALSE | 1 | FALSE |  | 1.05 | 2.7091 | 8.1273 | 5499 | Floor finish (underlay), textile (recycled) |  | 40 | B4B5 | 2.0329 | 8.647e-08 | 0.010482 | 0.0089183 | 0.0010434 | 2.3921e-06 | 36.6025 | 7.3858 | 0.008584
| Civic Offices | Equipment: Dishwasher (Fittings and Furnishings components (£ spent)) | 1701190 | 8403883 | 4.1.1 | General fittings, furnishings and equipment | Fittings General | Construction | 2.7091 | kg | 20 | 44 | 1 | FALSE | 1 | FALSE |  | 1.05 | 2.7091 | 8.1273 | 5499 | Floor finish (underlay), textile (recycled) |  | 40 | D2 | 0 | 0 | 0 | 0 | 0 | 0 | 0 | 0 | 0
| Civic Offices | Equipment: Dishwasher (Fittings and Furnishings components (£ spent)) | 1701190 | 8403883 | 4.1.1 | General fittings, furnishings and equipment | Fittings General | Construction | 2.7091 | kg | 20 | 44 | 1 | FALSE | 1 | FALSE |  | 1.05 | 2.7091 | 8.1273 | 5499 | Floor finish (underlay), textile (recycled) |  | 40 | D3 | 0 | 0 | 0 | 0 | 0 | 0 | 0 | 0 | 0
| Civic Offices | Equipment: Dishwasher (Fittings and Furnishings components (£ spent)) | 1701190 | 8403883 | 4.1.1 | General fittings, furnishings and equipment | Fittings General | Construction | 2.7091 | kg | 20 | 44 | 1 | FALSE | 1 | FALSE |  | 1.05 | 2.7091 | 8.1273 | 5499 | Floor finish (underlay), textile (recycled) |  | 40 | D4 | 0 | 0 | 0 | 0 | 0 | 0 | 0 | 0 | 0
| Civic Offices | Equipment: Dishwasher (Fittings and Furnishings components (£ spent)) | 1701191 | 8403886 | 4.1.1 | General fittings, furnishings and equipment | Fittings General | Construction | 6.7728 | kg | 20 | 44 | 1 | FALSE | 1 | FALSE |  | 1.1 | 6.7728 | 20.3183 | 5052 | Membrane (breather), polypropylene |  | 0 | A1A3 | 40.9265 | 9.346e-07 | 0.2305 | 0.066283 | 0.027383 | 4.8023e-05 | 891.0252 | 3.5353 | 0.20192
| Civic Offices | Equipment: Dishwasher (Fittings and Furnishings components (£ spent)) | 1701191 | 8403886 | 4.1.1 | General fittings, furnishings and equipment | Fittings General | Construction | 6.7728 | kg | 20 | 44 | 1 | FALSE | 1 | FALSE |  | 1.1 | 6.7728 | 20.3183 | 5052 | Membrane (breather), polypropylene |  | 0 | A4 | 0.14115 | 2.5362e-08 | 0.00046219 | 0.00012492 | 7.8848e-05 | 4.9227e-07 | 2.1041 | 0.32128 | 0.00058087
| Civic Offices | Equipment: Dishwasher (Fittings and Furnishings components (£ spent)) | 1701191 | 8403886 | 4.1.1 | General fittings, furnishings and equipment | Fittings General | Construction | 6.7728 | kg | 20 | 44 | 1 | FALSE | 1 | FALSE |  | 1.1 | 6.7728 | 20.3183 | 5052 | Membrane (breather), polypropylene |  | 0 | A5 | 0.01785 | 5.6776e-10 | 1.6436e-05 | 0.0014976 | 5.4537e-06 | 3.1721e-09 | 0.051955 | 0.10836 | 0
| Civic Offices | Equipment: Dishwasher (Fittings and Furnishings components (£ spent)) | 1701191 | 8403886 | 4.1.1 | General fittings, furnishings and equipment | Fittings General | Construction | 6.7728 | kg | 20 | 44 | 1 | FALSE | 1 | FALSE |  | 1.1 | 6.7728 | 20.3183 | 5052 | Membrane (breather), polypropylene |  | 0 | D2 | 0 | 0 | 0 | 0 | 0 | 0 | 0 | 0 | 0
| Civic Offices | Equipment: Dishwasher (Fittings and Furnishings components (£ spent)) | 1701191 | 8403886 | 4.1.1 | General fittings, furnishings and equipment | Fittings General | Construction | 6.7728 | kg | 20 | 44 | 1 | FALSE | 1 | FALSE |  | 1.1 | 6.7728 | 20.3183 | 5052 | Membrane (breather), polypropylene |  | 0 | D3 | 0 | 0 | 0 | 0 | 0 | 0 | 0 | 0 | 0
| Civic Offices | Equipment: Dishwasher (Fittings and Furnishings components (£ spent)) | 1701191 | 8403886 | 4.1.1 | General fittings, furnishings and equipment | Fittings General | Construction | 6.7728 | kg | 20 | 44 | 1 | FALSE | 1 | FALSE |  | 1.1 | 6.7728 | 20.3183 | 5052 | Membrane (breather), polypropylene |  | 0 | D4 | 0 | 0 | 0 | 0 | 0 | 0 | 0 | 0 | 0
| Civic Offices | Equipment: Dishwasher (Fittings and Furnishings components (£ spent)) | 1701191 | 8403886 | 4.1.1 | General fittings, furnishings and equipment | Fittings General | Construction | 6.7728 | kg | 20 | 44 | 1 | FALSE | 1 | FALSE |  | 1.1 | 6.7728 | 20.3183 | 5052 | Membrane (breather), polypropylene |  | 60 | C2 | 0 | 0 | 0 | 0 | 0 | 0 | 0 | 0 | 0
| Civic Offices | Equipment: Dishwasher (Fittings and Furnishings components (£ spent)) | 1701191 | 8403886 | 4.1.1 | General fittings, furnishings and equipment | Fittings General | Construction | 6.7728 | kg | 20 | 44 | 1 | FALSE | 1 | FALSE |  | 1.1 | 6.7728 | 20.3183 | 5052 | Membrane (breather), polypropylene |  | 60 | C4 | 0.1785 | 5.6776e-09 | 0.00016436 | 0.014976 | 5.4537e-05 | 3.1721e-08 | 0.51955 | 1.0836 | 0.0050253
| Civic Offices | Equipment: Dishwasher (Fittings and Furnishings components (£ spent)) | 1701191 | 8403886 | 4.1.1 | General fittings, furnishings and equipment | Fittings General | Construction | 6.7728 | kg | 20 | 44 | 1 | FALSE | 1 | FALSE |  | 1.1 | 6.7728 | 20.3183 | 5052 | Membrane (breather), polypropylene |  | 60 | D2 | 0 | 0 | 0 | 0 | 0 | 0 | 0 | 0 | 0
| Civic Offices | Equipment: Dishwasher (Fittings and Furnishings components (£ spent)) | 1701191 | 8403886 | 4.1.1 | General fittings, furnishings and equipment | Fittings General | Construction | 6.7728 | kg | 20 | 44 | 1 | FALSE | 1 | FALSE |  | 1.1 | 6.7728 | 20.3183 | 5052 | Membrane (breather), polypropylene |  | 60 | D3 | 0 | 0 | 0 | 0 | 0 | 0 | 0 | 0 | 0
| Civic Offices | Equipment: Dishwasher (Fittings and Furnishings components (£ spent)) | 1701191 | 8403886 | 4.1.1 | General fittings, furnishings and equipment | Fittings General | Construction | 6.7728 | kg | 20 | 44 | 1 | FALSE | 1 | FALSE |  | 1.1 | 6.7728 | 20.3183 | 5052 | Membrane (breather), polypropylene |  | 60 | D4 | 0 | 0 | 0 | 0 | 0 | 0 | 0 | 0 | 0
| Civic Offices | Equipment: Dishwasher (Fittings and Furnishings components (£ spent)) | 1701191 | 8403886 | 4.1.1 | General fittings, furnishings and equipment | Fittings General | Construction | 6.7728 | kg | 20 | 44 | 1 | FALSE | 1 | FALSE |  | 1.1 | 6.7728 | 20.3183 | 5052 | Membrane (breather), polypropylene |  | 20 | B4B5 | 41.264 | 9.6621e-07 | 0.23114 | 0.082881 | 0.027522 | 4.855e-05 | 893.7008 | 5.0486 | 0.2025
| Civic Offices | Equipment: Dishwasher (Fittings and Furnishings components (£ spent)) | 1701191 | 8403886 | 4.1.1 | General fittings, furnishings and equipment | Fittings General | Construction | 6.7728 | kg | 20 | 44 | 1 | FALSE | 1 | FALSE |  | 1.1 | 6.7728 | 20.3183 | 5052 | Membrane (breather), polypropylene |  | 20 | D2 | 0 | 0 | 0 | 0 | 0 | 0 | 0 | 0 | 0
| Civic Offices | Equipment: Dishwasher (Fittings and Furnishings components (£ spent)) | 1701191 | 8403886 | 4.1.1 | General fittings, furnishings and equipment | Fittings General | Construction | 6.7728 | kg | 20 | 44 | 1 | FALSE | 1 | FALSE |  | 1.1 | 6.7728 | 20.3183 | 5052 | Membrane (breather), polypropylene |  | 20 | D3 | 0 | 0 | 0 | 0 | 0 | 0 | 0 | 0 | 0
| Civic Offices | Equipment: Dishwasher (Fittings and Furnishings components (£ spent)) | 1701191 | 8403886 | 4.1.1 | General fittings, furnishings and equipment | Fittings General | Construction | 6.7728 | kg | 20 | 44 | 1 | FALSE | 1 | FALSE |  | 1.1 | 6.7728 | 20.3183 | 5052 | Membrane (breather), polypropylene |  | 20 | D4 | 0 | 0 | 0 | 0 | 0 | 0 | 0 | 0 | 0
| Civic Offices | Equipment: Dishwasher (Fittings and Furnishings components (£ spent)) | 1701191 | 8403886 | 4.1.1 | General fittings, furnishings and equipment | Fittings General | Construction | 6.7728 | kg | 20 | 44 | 1 | FALSE | 1 | FALSE |  | 1.1 | 6.7728 | 20.3183 | 5052 | Membrane (breather), polypropylene |  | 40 | B4B5 | 41.264 | 9.6621e-07 | 0.23114 | 0.082881 | 0.027522 | 4.855e-05 | 893.7008 | 5.0486 | 0.2025
| Civic Offices | Equipment: Dishwasher (Fittings and Furnishings components (£ spent)) | 1701191 | 8403886 | 4.1.1 | General fittings, furnishings and equipment | Fittings General | Construction | 6.7728 | kg | 20 | 44 | 1 | FALSE | 1 | FALSE |  | 1.1 | 6.7728 | 20.3183 | 5052 | Membrane (breather), polypropylene |  | 40 | D2 | 0 | 0 | 0 | 0 | 0 | 0 | 0 | 0 | 0
| Civic Offices | Equipment: Dishwasher (Fittings and Furnishings components (£ spent)) | 1701191 | 8403886 | 4.1.1 | General fittings, furnishings and equipment | Fittings General | Construction | 6.7728 | kg | 20 | 44 | 1 | FALSE | 1 | FALSE |  | 1.1 | 6.7728 | 20.3183 | 5052 | Membrane (breather), polypropylene |  | 40 | D3 | 0 | 0 | 0 | 0 | 0 | 0 | 0 | 0 | 0
| Civic Offices | Equipment: Dishwasher (Fittings and Furnishings components (£ spent)) | 1701191 | 8403886 | 4.1.1 | General fittings, furnishings and equipment | Fittings General | Construction | 6.7728 | kg | 20 | 44 | 1 | FALSE | 1 | FALSE |  | 1.1 | 6.7728 | 20.3183 | 5052 | Membrane (breather), polypropylene |  | 40 | D4 | 0 | 0 | 0 | 0 | 0 | 0 | 0 | 0 | 0
| Civic Offices | Equipment: Dishwasher (Fittings and Furnishings components (£ spent)) | 1701191 | 8403887 | 4.1.1 | General fittings, furnishings and equipment | Fittings General | Construction | 13.5455 | kg | 20 | 44 | 1 | FALSE | 1 | FALSE |  | 1.05 | 13.5455 | 40.6366 | 5443 | Cladding sheet (profiled, double skin), stainless steel |  | 0 | A1A3 | 67.8165 | 3.4179e-06 | 0.41215 | 0.12138 | 0.047912 | 0.0021288 | 882.2399 | 83.751 | 2.078
| Civic Offices | Equipment: Dishwasher (Fittings and Furnishings components (£ spent)) | 1701191 | 8403887 | 4.1.1 | General fittings, furnishings and equipment | Fittings General | Construction | 13.5455 | kg | 20 | 44 | 1 | FALSE | 1 | FALSE |  | 1.05 | 13.5455 | 40.6366 | 5443 | Cladding sheet (profiled, double skin), stainless steel |  | 0 | A4 | 0.59033 | 8.1688e-08 | 0.0028068 | 0.00052119 | 0.00037054 | 1.3147e-06 | 8.6374 | 2.5084 | 0.0023992
| Civic Offices | Equipment: Dishwasher (Fittings and Furnishings components (£ spent)) | 1701191 | 8403887 | 4.1.1 | General fittings, furnishings and equipment | Fittings General | Construction | 13.5455 | kg | 20 | 44 | 1 | FALSE | 1 | FALSE |  | 1.05 | 13.5455 | 40.6366 | 5443 | Cladding sheet (profiled, double skin), stainless steel |  | 0 | A5 | 0.00035205 | 9.2186e-11 | 2.4618e-06 | 8.0895e-07 | 4.0852e-07 | 4.9662e-10 | 0.0086306 | 0.10159 | 0
| Civic Offices | Equipment: Dishwasher (Fittings and Furnishings components (£ spent)) | 1701191 | 8403887 | 4.1.1 | General fittings, furnishings and equipment | Fittings General | Construction | 13.5455 | kg | 20 | 44 | 1 | FALSE | 1 | FALSE |  | 1.05 | 13.5455 | 40.6366 | 5443 | Cladding sheet (profiled, double skin), stainless steel |  | 0 | D2 | 0 | 0 | 0 | 0 | 0 | 0 | 0 | 0 | 0
| Civic Offices | Equipment: Dishwasher (Fittings and Furnishings components (£ spent)) | 1701191 | 8403887 | 4.1.1 | General fittings, furnishings and equipment | Fittings General | Construction | 13.5455 | kg | 20 | 44 | 1 | FALSE | 1 | FALSE |  | 1.05 | 13.5455 | 40.6366 | 5443 | Cladding sheet (profiled, double skin), stainless steel |  | 0 | D3 | 0 | 0 | 0 | 0 | 0 | 0 | 0 | 0 | 0
| Civic Offices | Equipment: Dishwasher (Fittings and Furnishings components (£ spent)) | 1701191 | 8403887 | 4.1.1 | General fittings, furnishings and equipment | Fittings General | Construction | 13.5455 | kg | 20 | 44 | 1 | FALSE | 1 | FALSE |  | 1.05 | 13.5455 | 40.6366 | 5443 | Cladding sheet (profiled, double skin), stainless steel |  | 0 | D4 | 0 | 0 | 0 | 0 | 0 | 0 | 0 | 0 | 0
| Civic Offices | Equipment: Dishwasher (Fittings and Furnishings components (£ spent)) | 1701191 | 8403887 | 4.1.1 | General fittings, furnishings and equipment | Fittings General | Construction | 13.5455 | kg | 20 | 44 | 1 | FALSE | 1 | FALSE |  | 1.05 | 13.5455 | 40.6366 | 5443 | Cladding sheet (profiled, double skin), stainless steel |  | 60 | C2 | 0 | 0 | 0 | 0 | 0 | 0 | 0 | 0 | 0
| Civic Offices | Equipment: Dishwasher (Fittings and Furnishings components (£ spent)) | 1701191 | 8403887 | 4.1.1 | General fittings, furnishings and equipment | Fittings General | Construction | 13.5455 | kg | 20 | 44 | 1 | FALSE | 1 | FALSE |  | 1.05 | 13.5455 | 40.6366 | 5443 | Cladding sheet (profiled, double skin), stainless steel |  | 60 | C4 | 0.007041 | 1.8437e-09 | 4.9237e-05 | 1.6179e-05 | 8.1703e-06 | 9.9324e-09 | 0.17261 | 2.0318 | 0.00035311
| Civic Offices | Equipment: Dishwasher (Fittings and Furnishings components (£ spent)) | 1701191 | 8403887 | 4.1.1 | General fittings, furnishings and equipment | Fittings General | Construction | 13.5455 | kg | 20 | 44 | 1 | FALSE | 1 | FALSE |  | 1.05 | 13.5455 | 40.6366 | 5443 | Cladding sheet (profiled, double skin), stainless steel |  | 60 | D2 | 0 | 0 | 0 | 0 | 0 | 0 | 0 | 0 | 0
| Civic Offices | Equipment: Dishwasher (Fittings and Furnishings components (£ spent)) | 1701191 | 8403887 | 4.1.1 | General fittings, furnishings and equipment | Fittings General | Construction | 13.5455 | kg | 20 | 44 | 1 | FALSE | 1 | FALSE |  | 1.05 | 13.5455 | 40.6366 | 5443 | Cladding sheet (profiled, double skin), stainless steel |  | 60 | D3 | 0 | 0 | 0 | 0 | 0 | 0 | 0 | 0 | 0
| Civic Offices | Equipment: Dishwasher (Fittings and Furnishings components (£ spent)) | 1701191 | 8403887 | 4.1.1 | General fittings, furnishings and equipment | Fittings General | Construction | 13.5455 | kg | 20 | 44 | 1 | FALSE | 1 | FALSE |  | 1.05 | 13.5455 | 40.6366 | 5443 | Cladding sheet (profiled, double skin), stainless steel |  | 60 | D4 | 0 | 0 | 0 | 0 | 0 | 0 | 0 | 0 | 0
| Civic Offices | Equipment: Dishwasher (Fittings and Furnishings components (£ spent)) | 1701191 | 8403887 | 4.1.1 | General fittings, furnishings and equipment | Fittings General | Construction | 13.5455 | kg | 20 | 44 | 1 | FALSE | 1 | FALSE |  | 1.05 | 13.5455 | 40.6366 | 5443 | Cladding sheet (profiled, double skin), stainless steel |  | 20 | B4B5 | 68.4143 | 3.5015e-06 | 0.41501 | 0.12191 | 0.048291 | 0.0021301 | 891.0586 | 88.3929 | 2.0804
| Civic Offices | Equipment: Dishwasher (Fittings and Furnishings components (£ spent)) | 1701191 | 8403887 | 4.1.1 | General fittings, furnishings and equipment | Fittings General | Construction | 13.5455 | kg | 20 | 44 | 1 | FALSE | 1 | FALSE |  | 1.05 | 13.5455 | 40.6366 | 5443 | Cladding sheet (profiled, double skin), stainless steel |  | 20 | D2 | 0 | 0 | 0 | 0 | 0 | 0 | 0 | 0 | 0
| Civic Offices | Equipment: Dishwasher (Fittings and Furnishings components (£ spent)) | 1701191 | 8403887 | 4.1.1 | General fittings, furnishings and equipment | Fittings General | Construction | 13.5455 | kg | 20 | 44 | 1 | FALSE | 1 | FALSE |  | 1.05 | 13.5455 | 40.6366 | 5443 | Cladding sheet (profiled, double skin), stainless steel |  | 20 | D3 | 0 | 0 | 0 | 0 | 0 | 0 | 0 | 0 | 0
| Civic Offices | Equipment: Dishwasher (Fittings and Furnishings components (£ spent)) | 1701191 | 8403887 | 4.1.1 | General fittings, furnishings and equipment | Fittings General | Construction | 13.5455 | kg | 20 | 44 | 1 | FALSE | 1 | FALSE |  | 1.05 | 13.5455 | 40.6366 | 5443 | Cladding sheet (profiled, double skin), stainless steel |  | 20 | D4 | 0 | 0 | 0 | 0 | 0 | 0 | 0 | 0 | 0
| Civic Offices | Equipment: Dishwasher (Fittings and Furnishings components (£ spent)) | 1701191 | 8403887 | 4.1.1 | General fittings, furnishings and equipment | Fittings General | Construction | 13.5455 | kg | 20 | 44 | 1 | FALSE | 1 | FALSE |  | 1.05 | 13.5455 | 40.6366 | 5443 | Cladding sheet (profiled, double skin), stainless steel |  | 40 | B4B5 | 68.4143 | 3.5015e-06 | 0.41501 | 0.12191 | 0.048291 | 0.0021301 | 891.0586 | 88.3929 | 2.0804
| Civic Offices | Equipment: Dishwasher (Fittings and Furnishings components (£ spent)) | 1701191 | 8403887 | 4.1.1 | General fittings, furnishings and equipment | Fittings General | Construction | 13.5455 | kg | 20 | 44 | 1 | FALSE | 1 | FALSE |  | 1.05 | 13.5455 | 40.6366 | 5443 | Cladding sheet (profiled, double skin), stainless steel |  | 40 | D2 | 0 | 0 | 0 | 0 | 0 | 0 | 0 | 0 | 0
| Civic Offices | Equipment: Dishwasher (Fittings and Furnishings components (£ spent)) | 1701191 | 8403887 | 4.1.1 | General fittings, furnishings and equipment | Fittings General | Construction | 13.5455 | kg | 20 | 44 | 1 | FALSE | 1 | FALSE |  | 1.05 | 13.5455 | 40.6366 | 5443 | Cladding sheet (profiled, double skin), stainless steel |  | 40 | D3 | 0 | 0 | 0 | 0 | 0 | 0 | 0 | 0 | 0
| Civic Offices | Equipment: Dishwasher (Fittings and Furnishings components (£ spent)) | 1701191 | 8403887 | 4.1.1 | General fittings, furnishings and equipment | Fittings General | Construction | 13.5455 | kg | 20 | 44 | 1 | FALSE | 1 | FALSE |  | 1.05 | 13.5455 | 40.6366 | 5443 | Cladding sheet (profiled, double skin), stainless steel |  | 40 | D4 | 0 | 0 | 0 | 0 | 0 | 0 | 0 | 0 | 0
| Civic Offices | Equipment: Dishwasher (Fittings and Furnishings components (£ spent)) | 1701191 | 8403888 | 4.1.1 | General fittings, furnishings and equipment | Fittings General | Construction | 3.3864 | kg | 20 | 44 | 1 | FALSE | 1 | FALSE |  | 1.05 | 3.3864 | 10.1592 | 5008 | General sheet, aluminium |  | 0 | A1A3 | 65.9416 | 2.118e-06 | 0.45204 | 0.10104 | 0.03434 | 5.7114e-05 | 819.1346 | 14.135 | 0.43436
| Civic Offices | Equipment: Dishwasher (Fittings and Furnishings components (£ spent)) | 1701191 | 8403888 | 4.1.1 | General fittings, furnishings and equipment | Fittings General | Construction | 3.3864 | kg | 20 | 44 | 1 | FALSE | 1 | FALSE |  | 1.05 | 3.3864 | 10.1592 | 5008 | General sheet, aluminium |  | 0 | A4 | 0.17522 | 1.9435e-08 | 0.00090778 | 0.00014732 | 0.00011195 | 2.4351e-07 | 2.5301 | 0.68777 | 0.00069122
| Civic Offices | Equipment: Dishwasher (Fittings and Furnishings components (£ spent)) | 1701191 | 8403888 | 4.1.1 | General fittings, furnishings and equipment | Fittings General | Construction | 3.3864 | kg | 20 | 44 | 1 | FALSE | 1 | FALSE |  | 1.05 | 3.3864 | 10.1592 | 5008 | General sheet, aluminium |  | 0 | A5 | 8.8012e-05 | 2.3046e-11 | 6.1546e-07 | 2.0224e-07 | 1.0213e-07 | 1.2415e-10 | 0.0021577 | 0.025398 | 0
| Civic Offices | Equipment: Dishwasher (Fittings and Furnishings components (£ spent)) | 1701191 | 8403888 | 4.1.1 | General fittings, furnishings and equipment | Fittings General | Construction | 3.3864 | kg | 20 | 44 | 1 | FALSE | 1 | FALSE |  | 1.05 | 3.3864 | 10.1592 | 5008 | General sheet, aluminium |  | 0 | D2 | 0 | 0 | 0 | 0 | 0 | 0 | 0 | 0 | 0
| Civic Offices | Equipment: Dishwasher (Fittings and Furnishings components (£ spent)) | 1701191 | 8403888 | 4.1.1 | General fittings, furnishings and equipment | Fittings General | Construction | 3.3864 | kg | 20 | 44 | 1 | FALSE | 1 | FALSE |  | 1.05 | 3.3864 | 10.1592 | 5008 | General sheet, aluminium |  | 0 | D3 | 0 | 0 | 0 | 0 | 0 | 0 | 0 | 0 | 0
| Civic Offices | Equipment: Dishwasher (Fittings and Furnishings components (£ spent)) | 1701191 | 8403888 | 4.1.1 | General fittings, furnishings and equipment | Fittings General | Construction | 3.3864 | kg | 20 | 44 | 1 | FALSE | 1 | FALSE |  | 1.05 | 3.3864 | 10.1592 | 5008 | General sheet, aluminium |  | 0 | D4 | 0 | 0 | 0 | 0 | 0 | 0 | 0 | 0 | 0
| Civic Offices | Equipment: Dishwasher (Fittings and Furnishings components (£ spent)) | 1701191 | 8403888 | 4.1.1 | General fittings, furnishings and equipment | Fittings General | Construction | 3.3864 | kg | 20 | 44 | 1 | FALSE | 1 | FALSE |  | 1.05 | 3.3864 | 10.1592 | 5008 | General sheet, aluminium |  | 60 | C2 | 0 | 0 | 0 | 0 | 0 | 0 | 0 | 0 | 0
| Civic Offices | Equipment: Dishwasher (Fittings and Furnishings components (£ spent)) | 1701191 | 8403888 | 4.1.1 | General fittings, furnishings and equipment | Fittings General | Construction | 3.3864 | kg | 20 | 44 | 1 | FALSE | 1 | FALSE |  | 1.05 | 3.3864 | 10.1592 | 5008 | General sheet, aluminium |  | 60 | C4 | 0.0017602 | 4.6093e-10 | 1.2309e-05 | 4.0448e-06 | 2.0426e-06 | 2.4831e-09 | 0.043153 | 0.50796 | 8.8277e-05
| Civic Offices | Equipment: Dishwasher (Fittings and Furnishings components (£ spent)) | 1701191 | 8403888 | 4.1.1 | General fittings, furnishings and equipment | Fittings General | Construction | 3.3864 | kg | 20 | 44 | 1 | FALSE | 1 | FALSE |  | 1.05 | 3.3864 | 10.1592 | 5008 | General sheet, aluminium |  | 60 | D2 | 0 | 0 | 0 | 0 | 0 | 0 | 0 | 0 | 0
| Civic Offices | Equipment: Dishwasher (Fittings and Furnishings components (£ spent)) | 1701191 | 8403888 | 4.1.1 | General fittings, furnishings and equipment | Fittings General | Construction | 3.3864 | kg | 20 | 44 | 1 | FALSE | 1 | FALSE |  | 1.05 | 3.3864 | 10.1592 | 5008 | General sheet, aluminium |  | 60 | D3 | 0 | 0 | 0 | 0 | 0 | 0 | 0 | 0 | 0
| Civic Offices | Equipment: Dishwasher (Fittings and Furnishings components (£ spent)) | 1701191 | 8403888 | 4.1.1 | General fittings, furnishings and equipment | Fittings General | Construction | 3.3864 | kg | 20 | 44 | 1 | FALSE | 1 | FALSE |  | 1.05 | 3.3864 | 10.1592 | 5008 | General sheet, aluminium |  | 60 | D4 | 0 | 0 | 0 | 0 | 0 | 0 | 0 | 0 | 0
| Civic Offices | Equipment: Dishwasher (Fittings and Furnishings components (£ spent)) | 1701191 | 8403888 | 4.1.1 | General fittings, furnishings and equipment | Fittings General | Construction | 3.3864 | kg | 20 | 44 | 1 | FALSE | 1 | FALSE |  | 1.05 | 3.3864 | 10.1592 | 5008 | General sheet, aluminium |  | 20 | B4B5 | 66.1187 | 2.138e-06 | 0.45296 | 0.10119 | 0.034454 | 5.736e-05 | 821.71 | 15.3561 | 0.43505
| Civic Offices | Equipment: Dishwasher (Fittings and Furnishings components (£ spent)) | 1701191 | 8403888 | 4.1.1 | General fittings, furnishings and equipment | Fittings General | Construction | 3.3864 | kg | 20 | 44 | 1 | FALSE | 1 | FALSE |  | 1.05 | 3.3864 | 10.1592 | 5008 | General sheet, aluminium |  | 20 | D2 | 0 | 0 | 0 | 0 | 0 | 0 | 0 | 0 | 0
| Civic Offices | Equipment: Dishwasher (Fittings and Furnishings components (£ spent)) | 1701191 | 8403888 | 4.1.1 | General fittings, furnishings and equipment | Fittings General | Construction | 3.3864 | kg | 20 | 44 | 1 | FALSE | 1 | FALSE |  | 1.05 | 3.3864 | 10.1592 | 5008 | General sheet, aluminium |  | 20 | D3 | 0 | 0 | 0 | 0 | 0 | 0 | 0 | 0 | 0
| Civic Offices | Equipment: Dishwasher (Fittings and Furnishings components (£ spent)) | 1701191 | 8403888 | 4.1.1 | General fittings, furnishings and equipment | Fittings General | Construction | 3.3864 | kg | 20 | 44 | 1 | FALSE | 1 | FALSE |  | 1.05 | 3.3864 | 10.1592 | 5008 | General sheet, aluminium |  | 20 | D4 | 0 | 0 | 0 | 0 | 0 | 0 | 0 | 0 | 0
| Civic Offices | Equipment: Dishwasher (Fittings and Furnishings components (£ spent)) | 1701191 | 8403888 | 4.1.1 | General fittings, furnishings and equipment | Fittings General | Construction | 3.3864 | kg | 20 | 44 | 1 | FALSE | 1 | FALSE |  | 1.05 | 3.3864 | 10.1592 | 5008 | General sheet, aluminium |  | 40 | B4B5 | 66.1187 | 2.138e-06 | 0.45296 | 0.10119 | 0.034454 | 5.736e-05 | 821.71 | 15.3561 | 0.43505
| Civic Offices | Equipment: Dishwasher (Fittings and Furnishings components (£ spent)) | 1701191 | 8403888 | 4.1.1 | General fittings, furnishings and equipment | Fittings General | Construction | 3.3864 | kg | 20 | 44 | 1 | FALSE | 1 | FALSE |  | 1.05 | 3.3864 | 10.1592 | 5008 | General sheet, aluminium |  | 40 | D2 | 0 | 0 | 0 | 0 | 0 | 0 | 0 | 0 | 0
| Civic Offices | Equipment: Dishwasher (Fittings and Furnishings components (£ spent)) | 1701191 | 8403888 | 4.1.1 | General fittings, furnishings and equipment | Fittings General | Construction | 3.3864 | kg | 20 | 44 | 1 | FALSE | 1 | FALSE |  | 1.05 | 3.3864 | 10.1592 | 5008 | General sheet, aluminium |  | 40 | D3 | 0 | 0 | 0 | 0 | 0 | 0 | 0 | 0 | 0
| Civic Offices | Equipment: Dishwasher (Fittings and Furnishings components (£ spent)) | 1701191 | 8403888 | 4.1.1 | General fittings, furnishings and equipment | Fittings General | Construction | 3.3864 | kg | 20 | 44 | 1 | FALSE | 1 | FALSE |  | 1.05 | 3.3864 | 10.1592 | 5008 | General sheet, aluminium |  | 40 | D4 | 0 | 0 | 0 | 0 | 0 | 0 | 0 | 0 | 0
| Civic Offices | Equipment: Dishwasher (Fittings and Furnishings components (£ spent)) | 1701191 | 8403889 | 4.1.1 | General fittings, furnishings and equipment | Fittings General | Construction | 3.3864 | kg | 20 | 44 | 1 | FALSE | 1 | FALSE |  | 1.03 | 3.3864 | 10.1592 | 5113 | Cladding sheet (plain), copper |  | 0 | A1A3 | 24.0147 | 1.9957e-05 | 1.2214 | 0.81529 | 0.067511 | 0.0055566 | 364.3808 | 71.1312 | 0.76763
| Civic Offices | Equipment: Dishwasher (Fittings and Furnishings components (£ spent)) | 1701191 | 8403889 | 4.1.1 | General fittings, furnishings and equipment | Fittings General | Construction | 3.3864 | kg | 20 | 44 | 1 | FALSE | 1 | FALSE |  | 1.03 | 3.3864 | 10.1592 | 5113 | Cladding sheet (plain), copper |  | 0 | A4 | 0.068339 | 1.2279e-08 | 0.00022376 | 6.048e-05 | 3.8174e-05 | 2.3833e-07 | 1.0187 | 0.15555 | 0.00028122
| Civic Offices | Equipment: Dishwasher (Fittings and Furnishings components (£ spent)) | 1701191 | 8403889 | 4.1.1 | General fittings, furnishings and equipment | Fittings General | Construction | 3.3864 | kg | 20 | 44 | 1 | FALSE | 1 | FALSE |  | 1.03 | 3.3864 | 10.1592 | 5113 | Cladding sheet (plain), copper |  | 0 | A5 | 5.2807e-05 | 1.3828e-11 | 3.6928e-07 | 1.2134e-07 | 6.1277e-08 | 7.4493e-11 | 0.0012946 | 0.015239 | 0
| Civic Offices | Equipment: Dishwasher (Fittings and Furnishings components (£ spent)) | 1701191 | 8403889 | 4.1.1 | General fittings, furnishings and equipment | Fittings General | Construction | 3.3864 | kg | 20 | 44 | 1 | FALSE | 1 | FALSE |  | 1.03 | 3.3864 | 10.1592 | 5113 | Cladding sheet (plain), copper |  | 0 | D2 | 0 | 0 | 0 | 0 | 0 | 0 | 0 | 0 | 0
| Civic Offices | Equipment: Dishwasher (Fittings and Furnishings components (£ spent)) | 1701191 | 8403889 | 4.1.1 | General fittings, furnishings and equipment | Fittings General | Construction | 3.3864 | kg | 20 | 44 | 1 | FALSE | 1 | FALSE |  | 1.03 | 3.3864 | 10.1592 | 5113 | Cladding sheet (plain), copper |  | 0 | D3 | 0 | 0 | 0 | 0 | 0 | 0 | 0 | 0 | 0
| Civic Offices | Equipment: Dishwasher (Fittings and Furnishings components (£ spent)) | 1701191 | 8403889 | 4.1.1 | General fittings, furnishings and equipment | Fittings General | Construction | 3.3864 | kg | 20 | 44 | 1 | FALSE | 1 | FALSE |  | 1.03 | 3.3864 | 10.1592 | 5113 | Cladding sheet (plain), copper |  | 0 | D4 | 0 | 0 | 0 | 0 | 0 | 0 | 0 | 0 | 0
| Civic Offices | Equipment: Dishwasher (Fittings and Furnishings components (£ spent)) | 1701191 | 8403889 | 4.1.1 | General fittings, furnishings and equipment | Fittings General | Construction | 3.3864 | kg | 20 | 44 | 1 | FALSE | 1 | FALSE |  | 1.03 | 3.3864 | 10.1592 | 5113 | Cladding sheet (plain), copper |  | 60 | C2 | 0 | 0 | 0 | 0 | 0 | 0 | 0 | 0 | 0
| Civic Offices | Equipment: Dishwasher (Fittings and Furnishings components (£ spent)) | 1701191 | 8403889 | 4.1.1 | General fittings, furnishings and equipment | Fittings General | Construction | 3.3864 | kg | 20 | 44 | 1 | FALSE | 1 | FALSE |  | 1.03 | 3.3864 | 10.1592 | 5113 | Cladding sheet (plain), copper |  | 60 | C4 | 0.0017602 | 4.6093e-10 | 1.2309e-05 | 4.0448e-06 | 2.0426e-06 | 2.4831e-09 | 0.043153 | 0.50796 | 8.8277e-05
| Civic Offices | Equipment: Dishwasher (Fittings and Furnishings components (£ spent)) | 1701191 | 8403889 | 4.1.1 | General fittings, furnishings and equipment | Fittings General | Construction | 3.3864 | kg | 20 | 44 | 1 | FALSE | 1 | FALSE |  | 1.03 | 3.3864 | 10.1592 | 5113 | Cladding sheet (plain), copper |  | 60 | D2 | 0 | 0 | 0 | 0 | 0 | 0 | 0 | 0 | 0
| Civic Offices | Equipment: Dishwasher (Fittings and Furnishings components (£ spent)) | 1701191 | 8403889 | 4.1.1 | General fittings, furnishings and equipment | Fittings General | Construction | 3.3864 | kg | 20 | 44 | 1 | FALSE | 1 | FALSE |  | 1.03 | 3.3864 | 10.1592 | 5113 | Cladding sheet (plain), copper |  | 60 | D3 | 0 | 0 | 0 | 0 | 0 | 0 | 0 | 0 | 0
| Civic Offices | Equipment: Dishwasher (Fittings and Furnishings components (£ spent)) | 1701191 | 8403889 | 4.1.1 | General fittings, furnishings and equipment | Fittings General | Construction | 3.3864 | kg | 20 | 44 | 1 | FALSE | 1 | FALSE |  | 1.03 | 3.3864 | 10.1592 | 5113 | Cladding sheet (plain), copper |  | 60 | D4 | 0 | 0 | 0 | 0 | 0 | 0 | 0 | 0 | 0
| Civic Offices | Equipment: Dishwasher (Fittings and Furnishings components (£ spent)) | 1701191 | 8403889 | 4.1.1 | General fittings, furnishings and equipment | Fittings General | Construction | 3.3864 | kg | 20 | 44 | 1 | FALSE | 1 | FALSE |  | 1.03 | 3.3864 | 10.1592 | 5113 | Cladding sheet (plain), copper |  | 20 | B4B5 | 24.0848 | 1.997e-05 | 1.2216 | 0.81535 | 0.067552 | 0.0055568 | 365.4439 | 71.81 | 0.76791
| Civic Offices | Equipment: Dishwasher (Fittings and Furnishings components (£ spent)) | 1701191 | 8403889 | 4.1.1 | General fittings, furnishings and equipment | Fittings General | Construction | 3.3864 | kg | 20 | 44 | 1 | FALSE | 1 | FALSE |  | 1.03 | 3.3864 | 10.1592 | 5113 | Cladding sheet (plain), copper |  | 20 | D2 | 0 | 0 | 0 | 0 | 0 | 0 | 0 | 0 | 0
| Civic Offices | Equipment: Dishwasher (Fittings and Furnishings components (£ spent)) | 1701191 | 8403889 | 4.1.1 | General fittings, furnishings and equipment | Fittings General | Construction | 3.3864 | kg | 20 | 44 | 1 | FALSE | 1 | FALSE |  | 1.03 | 3.3864 | 10.1592 | 5113 | Cladding sheet (plain), copper |  | 20 | D3 | 0 | 0 | 0 | 0 | 0 | 0 | 0 | 0 | 0
| Civic Offices | Equipment: Dishwasher (Fittings and Furnishings components (£ spent)) | 1701191 | 8403889 | 4.1.1 | General fittings, furnishings and equipment | Fittings General | Construction | 3.3864 | kg | 20 | 44 | 1 | FALSE | 1 | FALSE |  | 1.03 | 3.3864 | 10.1592 | 5113 | Cladding sheet (plain), copper |  | 20 | D4 | 0 | 0 | 0 | 0 | 0 | 0 | 0 | 0 | 0
| Civic Offices | Equipment: Dishwasher (Fittings and Furnishings components (£ spent)) | 1701191 | 8403889 | 4.1.1 | General fittings, furnishings and equipment | Fittings General | Construction | 3.3864 | kg | 20 | 44 | 1 | FALSE | 1 | FALSE |  | 1.03 | 3.3864 | 10.1592 | 5113 | Cladding sheet (plain), copper |  | 40 | B4B5 | 24.0848 | 1.997e-05 | 1.2216 | 0.81535 | 0.067552 | 0.0055568 | 365.4439 | 71.81 | 0.76791
| Civic Offices | Equipment: Dishwasher (Fittings and Furnishings components (£ spent)) | 1701191 | 8403889 | 4.1.1 | General fittings, furnishings and equipment | Fittings General | Construction | 3.3864 | kg | 20 | 44 | 1 | FALSE | 1 | FALSE |  | 1.03 | 3.3864 | 10.1592 | 5113 | Cladding sheet (plain), copper |  | 40 | D2 | 0 | 0 | 0 | 0 | 0 | 0 | 0 | 0 | 0
| Civic Offices | Equipment: Dishwasher (Fittings and Furnishings components (£ spent)) | 1701191 | 8403889 | 4.1.1 | General fittings, furnishings and equipment | Fittings General | Construction | 3.3864 | kg | 20 | 44 | 1 | FALSE | 1 | FALSE |  | 1.03 | 3.3864 | 10.1592 | 5113 | Cladding sheet (plain), copper |  | 40 | D3 | 0 | 0 | 0 | 0 | 0 | 0 | 0 | 0 | 0
| Civic Offices | Equipment: Dishwasher (Fittings and Furnishings components (£ spent)) | 1701191 | 8403889 | 4.1.1 | General fittings, furnishings and equipment | Fittings General | Construction | 3.3864 | kg | 20 | 44 | 1 | FALSE | 1 | FALSE |  | 1.03 | 3.3864 | 10.1592 | 5113 | Cladding sheet (plain), copper |  | 40 | D4 | 0 | 0 | 0 | 0 | 0 | 0 | 0 | 0 | 0
| Civic Offices | Equipment: Dishwasher (Fittings and Furnishings components (£ spent)) | 1701191 | 8403890 | 4.1.1 | General fittings, furnishings and equipment | Fittings General | Construction | 2.7091 | kg | 20 | 44 | 1 | FALSE | 1 | FALSE |  | 1.05 | 2.7091 | 8.1273 | 5499 | Floor finish (underlay), textile (recycled) |  | 0 | A1A3 | 1.834 | 7.198e-08 | 0.010179 | 0.0027005 | 0.00096836 | 2.1762e-06 | 35.3553 | 6.8066 | 0.0083597
| Civic Offices | Equipment: Dishwasher (Fittings and Furnishings components (£ spent)) | 1701191 | 8403890 | 4.1.1 | General fittings, furnishings and equipment | Fittings General | Construction | 2.7091 | kg | 20 | 44 | 1 | FALSE | 1 | FALSE |  | 1.05 | 2.7091 | 8.1273 | 5499 | Floor finish (underlay), textile (recycled) |  | 0 | A4 | 0.054507 | 9.7937e-09 | 0.00017848 | 4.8239e-05 | 3.0448e-05 | 1.9009e-07 | 0.81252 | 0.12407 | 0.00022431
| Civic Offices | Equipment: Dishwasher (Fittings and Furnishings components (£ spent)) | 1701191 | 8403890 | 4.1.1 | General fittings, furnishings and equipment | Fittings General | Construction | 2.7091 | kg | 20 | 44 | 1 | FALSE | 1 | FALSE |  | 1.05 | 2.7091 | 8.1273 | 5499 | Floor finish (underlay), textile (recycled) |  | 0 | A5 | 0.0068729 | 2.2362e-10 | 5.9655e-06 | 0.00029379 | 2.1243e-06 | 1.2255e-09 | 0.020703 | 0.021673 | 0
| Civic Offices | Equipment: Dishwasher (Fittings and Furnishings components (£ spent)) | 1701191 | 8403890 | 4.1.1 | General fittings, furnishings and equipment | Fittings General | Construction | 2.7091 | kg | 20 | 44 | 1 | FALSE | 1 | FALSE |  | 1.05 | 2.7091 | 8.1273 | 5499 | Floor finish (underlay), textile (recycled) |  | 0 | D2 | 0 | 0 | 0 | 0 | 0 | 0 | 0 | 0 | 0
| Civic Offices | Equipment: Dishwasher (Fittings and Furnishings components (£ spent)) | 1701191 | 8403890 | 4.1.1 | General fittings, furnishings and equipment | Fittings General | Construction | 2.7091 | kg | 20 | 44 | 1 | FALSE | 1 | FALSE |  | 1.05 | 2.7091 | 8.1273 | 5499 | Floor finish (underlay), textile (recycled) |  | 0 | D3 | 0 | 0 | 0 | 0 | 0 | 0 | 0 | 0 | 0
| Civic Offices | Equipment: Dishwasher (Fittings and Furnishings components (£ spent)) | 1701191 | 8403890 | 4.1.1 | General fittings, furnishings and equipment | Fittings General | Construction | 2.7091 | kg | 20 | 44 | 1 | FALSE | 1 | FALSE |  | 1.05 | 2.7091 | 8.1273 | 5499 | Floor finish (underlay), textile (recycled) |  | 0 | D4 | 0 | 0 | 0 | 0 | 0 | 0 | 0 | 0 | 0
| Civic Offices | Equipment: Dishwasher (Fittings and Furnishings components (£ spent)) | 1701191 | 8403890 | 4.1.1 | General fittings, furnishings and equipment | Fittings General | Construction | 2.7091 | kg | 20 | 44 | 1 | FALSE | 1 | FALSE |  | 1.05 | 2.7091 | 8.1273 | 5499 | Floor finish (underlay), textile (recycled) |  | 60 | C2 | 0 | 0 | 0 | 0 | 0 | 0 | 0 | 0 | 0
| Civic Offices | Equipment: Dishwasher (Fittings and Furnishings components (£ spent)) | 1701191 | 8403890 | 4.1.1 | General fittings, furnishings and equipment | Fittings General | Construction | 2.7091 | kg | 20 | 44 | 1 | FALSE | 1 | FALSE |  | 1.05 | 2.7091 | 8.1273 | 5499 | Floor finish (underlay), textile (recycled) |  | 60 | C4 | 0.13746 | 4.4723e-09 | 0.00011931 | 0.0058758 | 4.2485e-05 | 2.4509e-08 | 0.41405 | 0.43346 | 0.0025123
| Civic Offices | Equipment: Dishwasher (Fittings and Furnishings components (£ spent)) | 1701191 | 8403890 | 4.1.1 | General fittings, furnishings and equipment | Fittings General | Construction | 2.7091 | kg | 20 | 44 | 1 | FALSE | 1 | FALSE |  | 1.05 | 2.7091 | 8.1273 | 5499 | Floor finish (underlay), textile (recycled) |  | 60 | D2 | 0 | 0 | 0 | 0 | 0 | 0 | 0 | 0 | 0
| Civic Offices | Equipment: Dishwasher (Fittings and Furnishings components (£ spent)) | 1701191 | 8403890 | 4.1.1 | General fittings, furnishings and equipment | Fittings General | Construction | 2.7091 | kg | 20 | 44 | 1 | FALSE | 1 | FALSE |  | 1.05 | 2.7091 | 8.1273 | 5499 | Floor finish (underlay), textile (recycled) |  | 60 | D3 | 0 | 0 | 0 | 0 | 0 | 0 | 0 | 0 | 0
| Civic Offices | Equipment: Dishwasher (Fittings and Furnishings components (£ spent)) | 1701191 | 8403890 | 4.1.1 | General fittings, furnishings and equipment | Fittings General | Construction | 2.7091 | kg | 20 | 44 | 1 | FALSE | 1 | FALSE |  | 1.05 | 2.7091 | 8.1273 | 5499 | Floor finish (underlay), textile (recycled) |  | 60 | D4 | 0 | 0 | 0 | 0 | 0 | 0 | 0 | 0 | 0
| Civic Offices | Equipment: Dishwasher (Fittings and Furnishings components (£ spent)) | 1701191 | 8403890 | 4.1.1 | General fittings, furnishings and equipment | Fittings General | Construction | 2.7091 | kg | 20 | 44 | 1 | FALSE | 1 | FALSE |  | 1.05 | 2.7091 | 8.1273 | 5499 | Floor finish (underlay), textile (recycled) |  | 20 | B4B5 | 2.0329 | 8.647e-08 | 0.010482 | 0.0089183 | 0.0010434 | 2.3921e-06 | 36.6025 | 7.3858 | 0.008584
| Civic Offices | Equipment: Dishwasher (Fittings and Furnishings components (£ spent)) | 1701191 | 8403890 | 4.1.1 | General fittings, furnishings and equipment | Fittings General | Construction | 2.7091 | kg | 20 | 44 | 1 | FALSE | 1 | FALSE |  | 1.05 | 2.7091 | 8.1273 | 5499 | Floor finish (underlay), textile (recycled) |  | 20 | D2 | 0 | 0 | 0 | 0 | 0 | 0 | 0 | 0 | 0
| Civic Offices | Equipment: Dishwasher (Fittings and Furnishings components (£ spent)) | 1701191 | 8403890 | 4.1.1 | General fittings, furnishings and equipment | Fittings General | Construction | 2.7091 | kg | 20 | 44 | 1 | FALSE | 1 | FALSE |  | 1.05 | 2.7091 | 8.1273 | 5499 | Floor finish (underlay), textile (recycled) |  | 20 | D3 | 0 | 0 | 0 | 0 | 0 | 0 | 0 | 0 | 0
| Civic Offices | Equipment: Dishwasher (Fittings and Furnishings components (£ spent)) | 1701191 | 8403890 | 4.1.1 | General fittings, furnishings and equipment | Fittings General | Construction | 2.7091 | kg | 20 | 44 | 1 | FALSE | 1 | FALSE |  | 1.05 | 2.7091 | 8.1273 | 5499 | Floor finish (underlay), textile (recycled) |  | 20 | D4 | 0 | 0 | 0 | 0 | 0 | 0 | 0 | 0 | 0
| Civic Offices | Equipment: Dishwasher (Fittings and Furnishings components (£ spent)) | 1701191 | 8403890 | 4.1.1 | General fittings, furnishings and equipment | Fittings General | Construction | 2.7091 | kg | 20 | 44 | 1 | FALSE | 1 | FALSE |  | 1.05 | 2.7091 | 8.1273 | 5499 | Floor finish (underlay), textile (recycled) |  | 40 | B4B5 | 2.0329 | 8.647e-08 | 0.010482 | 0.0089183 | 0.0010434 | 2.3921e-06 | 36.6025 | 7.3858 | 0.008584
| Civic Offices | Equipment: Dishwasher (Fittings and Furnishings components (£ spent)) | 1701191 | 8403890 | 4.1.1 | General fittings, furnishings and equipment | Fittings General | Construction | 2.7091 | kg | 20 | 44 | 1 | FALSE | 1 | FALSE |  | 1.05 | 2.7091 | 8.1273 | 5499 | Floor finish (underlay), textile (recycled) |  | 40 | D2 | 0 | 0 | 0 | 0 | 0 | 0 | 0 | 0 | 0
| Civic Offices | Equipment: Dishwasher (Fittings and Furnishings components (£ spent)) | 1701191 | 8403890 | 4.1.1 | General fittings, furnishings and equipment | Fittings General | Construction | 2.7091 | kg | 20 | 44 | 1 | FALSE | 1 | FALSE |  | 1.05 | 2.7091 | 8.1273 | 5499 | Floor finish (underlay), textile (recycled) |  | 40 | D3 | 0 | 0 | 0 | 0 | 0 | 0 | 0 | 0 | 0
| Civic Offices | Equipment: Dishwasher (Fittings and Furnishings components (£ spent)) | 1701191 | 8403890 | 4.1.1 | General fittings, furnishings and equipment | Fittings General | Construction | 2.7091 | kg | 20 | 44 | 1 | FALSE | 1 | FALSE |  | 1.05 | 2.7091 | 8.1273 | 5499 | Floor finish (underlay), textile (recycled) |  | 40 | D4 | 0 | 0 | 0 | 0 | 0 | 0 | 0 | 0 | 0
| Civic Offices | Council chamber raised dais and furniture nominal allowance (Fittings and Furnishings components (£ spent)) | 1701192 | 8403893 | 4.1.1 | General fittings, furnishings and equipment | Fittings General | Construction | 1354.5547 | kg | 20 | 44 | 1 | FALSE | 1 | FALSE |  | 1.1 | 1354.5547 | 4063.6641 | 5052 | Membrane (breather), polypropylene |  | 0 | A1A3 | 8185.2927 | 0.00018692 | 46.0997 | 13.2565 | 5.4767 | 0.0096046 | 178205.0362 | 707.065 | 40.3831
| Civic Offices | Council chamber raised dais and furniture nominal allowance (Fittings and Furnishings components (£ spent)) | 1701192 | 8403893 | 4.1.1 | General fittings, furnishings and equipment | Fittings General | Construction | 1354.5547 | kg | 20 | 44 | 1 | FALSE | 1 | FALSE |  | 1.1 | 1354.5547 | 4063.6641 | 5052 | Membrane (breather), polypropylene |  | 0 | A4 | 28.2307 | 5.0724e-06 | 0.092437 | 0.024984 | 0.01577 | 9.8454e-05 | 420.825 | 64.2569 | 0.11617
| Civic Offices | Council chamber raised dais and furniture nominal allowance (Fittings and Furnishings components (£ spent)) | 1701192 | 8403893 | 4.1.1 | General fittings, furnishings and equipment | Fittings General | Construction | 1354.5547 | kg | 20 | 44 | 1 | FALSE | 1 | FALSE |  | 1.1 | 1354.5547 | 4063.6641 | 5052 | Membrane (breather), polypropylene |  | 0 | A5 | 3.5701 | 1.1355e-07 | 0.0032872 | 0.29951 | 0.0010907 | 6.3442e-07 | 10.3911 | 21.6729 | 0
| Civic Offices | Council chamber raised dais and furniture nominal allowance (Fittings and Furnishings components (£ spent)) | 1701192 | 8403893 | 4.1.1 | General fittings, furnishings and equipment | Fittings General | Construction | 1354.5547 | kg | 20 | 44 | 1 | FALSE | 1 | FALSE |  | 1.1 | 1354.5547 | 4063.6641 | 5052 | Membrane (breather), polypropylene |  | 0 | D2 | 0 | 0 | 0 | 0 | 0 | 0 | 0 | 0 | 0
| Civic Offices | Council chamber raised dais and furniture nominal allowance (Fittings and Furnishings components (£ spent)) | 1701192 | 8403893 | 4.1.1 | General fittings, furnishings and equipment | Fittings General | Construction | 1354.5547 | kg | 20 | 44 | 1 | FALSE | 1 | FALSE |  | 1.1 | 1354.5547 | 4063.6641 | 5052 | Membrane (breather), polypropylene |  | 0 | D3 | 0 | 0 | 0 | 0 | 0 | 0 | 0 | 0 | 0
| Civic Offices | Council chamber raised dais and furniture nominal allowance (Fittings and Furnishings components (£ spent)) | 1701192 | 8403893 | 4.1.1 | General fittings, furnishings and equipment | Fittings General | Construction | 1354.5547 | kg | 20 | 44 | 1 | FALSE | 1 | FALSE |  | 1.1 | 1354.5547 | 4063.6641 | 5052 | Membrane (breather), polypropylene |  | 0 | D4 | 0 | 0 | 0 | 0 | 0 | 0 | 0 | 0 | 0
| Civic Offices | Council chamber raised dais and furniture nominal allowance (Fittings and Furnishings components (£ spent)) | 1701192 | 8403893 | 4.1.1 | General fittings, furnishings and equipment | Fittings General | Construction | 1354.5547 | kg | 20 | 44 | 1 | FALSE | 1 | FALSE |  | 1.1 | 1354.5547 | 4063.6641 | 5052 | Membrane (breather), polypropylene |  | 60 | C2 | 0 | 0 | 0 | 0 | 0 | 0 | 0 | 0 | 0
| Civic Offices | Council chamber raised dais and furniture nominal allowance (Fittings and Furnishings components (£ spent)) | 1701192 | 8403893 | 4.1.1 | General fittings, furnishings and equipment | Fittings General | Construction | 1354.5547 | kg | 20 | 44 | 1 | FALSE | 1 | FALSE |  | 1.1 | 1354.5547 | 4063.6641 | 5052 | Membrane (breather), polypropylene |  | 60 | C4 | 35.7006 | 1.1355e-06 | 0.032872 | 2.9951 | 0.010907 | 6.3442e-06 | 103.911 | 216.7288 | 1.0051
| Civic Offices | Council chamber raised dais and furniture nominal allowance (Fittings and Furnishings components (£ spent)) | 1701192 | 8403893 | 4.1.1 | General fittings, furnishings and equipment | Fittings General | Construction | 1354.5547 | kg | 20 | 44 | 1 | FALSE | 1 | FALSE |  | 1.1 | 1354.5547 | 4063.6641 | 5052 | Membrane (breather), polypropylene |  | 60 | D2 | 0 | 0 | 0 | 0 | 0 | 0 | 0 | 0 | 0
| Civic Offices | Council chamber raised dais and furniture nominal allowance (Fittings and Furnishings components (£ spent)) | 1701192 | 8403893 | 4.1.1 | General fittings, furnishings and equipment | Fittings General | Construction | 1354.5547 | kg | 20 | 44 | 1 | FALSE | 1 | FALSE |  | 1.1 | 1354.5547 | 4063.6641 | 5052 | Membrane (breather), polypropylene |  | 60 | D3 | 0 | 0 | 0 | 0 | 0 | 0 | 0 | 0 | 0
| Civic Offices | Council chamber raised dais and furniture nominal allowance (Fittings and Furnishings components (£ spent)) | 1701192 | 8403893 | 4.1.1 | General fittings, furnishings and equipment | Fittings General | Construction | 1354.5547 | kg | 20 | 44 | 1 | FALSE | 1 | FALSE |  | 1.1 | 1354.5547 | 4063.6641 | 5052 | Membrane (breather), polypropylene |  | 60 | D4 | 0 | 0 | 0 | 0 | 0 | 0 | 0 | 0 | 0
| Civic Offices | Council chamber raised dais and furniture nominal allowance (Fittings and Furnishings components (£ spent)) | 1701192 | 8403893 | 4.1.1 | General fittings, furnishings and equipment | Fittings General | Construction | 1354.5547 | kg | 20 | 44 | 1 | FALSE | 1 | FALSE |  | 1.1 | 1354.5547 | 4063.6641 | 5052 | Membrane (breather), polypropylene |  | 20 | B4B5 | 8252.7941 | 0.00019324 | 46.2283 | 16.5761 | 5.5045 | 0.00971 | 178740.1633 | 1009.7235 | 40.4992
| Civic Offices | Council chamber raised dais and furniture nominal allowance (Fittings and Furnishings components (£ spent)) | 1701192 | 8403893 | 4.1.1 | General fittings, furnishings and equipment | Fittings General | Construction | 1354.5547 | kg | 20 | 44 | 1 | FALSE | 1 | FALSE |  | 1.1 | 1354.5547 | 4063.6641 | 5052 | Membrane (breather), polypropylene |  | 20 | D2 | 0 | 0 | 0 | 0 | 0 | 0 | 0 | 0 | 0
| Civic Offices | Council chamber raised dais and furniture nominal allowance (Fittings and Furnishings components (£ spent)) | 1701192 | 8403893 | 4.1.1 | General fittings, furnishings and equipment | Fittings General | Construction | 1354.5547 | kg | 20 | 44 | 1 | FALSE | 1 | FALSE |  | 1.1 | 1354.5547 | 4063.6641 | 5052 | Membrane (breather), polypropylene |  | 20 | D3 | 0 | 0 | 0 | 0 | 0 | 0 | 0 | 0 | 0
| Civic Offices | Council chamber raised dais and furniture nominal allowance (Fittings and Furnishings components (£ spent)) | 1701192 | 8403893 | 4.1.1 | General fittings, furnishings and equipment | Fittings General | Construction | 1354.5547 | kg | 20 | 44 | 1 | FALSE | 1 | FALSE |  | 1.1 | 1354.5547 | 4063.6641 | 5052 | Membrane (breather), polypropylene |  | 20 | D4 | 0 | 0 | 0 | 0 | 0 | 0 | 0 | 0 | 0
| Civic Offices | Council chamber raised dais and furniture nominal allowance (Fittings and Furnishings components (£ spent)) | 1701192 | 8403893 | 4.1.1 | General fittings, furnishings and equipment | Fittings General | Construction | 1354.5547 | kg | 20 | 44 | 1 | FALSE | 1 | FALSE |  | 1.1 | 1354.5547 | 4063.6641 | 5052 | Membrane (breather), polypropylene |  | 40 | B4B5 | 8252.7941 | 0.00019324 | 46.2283 | 16.5761 | 5.5045 | 0.00971 | 178740.1633 | 1009.7235 | 40.4992
| Civic Offices | Council chamber raised dais and furniture nominal allowance (Fittings and Furnishings components (£ spent)) | 1701192 | 8403893 | 4.1.1 | General fittings, furnishings and equipment | Fittings General | Construction | 1354.5547 | kg | 20 | 44 | 1 | FALSE | 1 | FALSE |  | 1.1 | 1354.5547 | 4063.6641 | 5052 | Membrane (breather), polypropylene |  | 40 | D2 | 0 | 0 | 0 | 0 | 0 | 0 | 0 | 0 | 0
| Civic Offices | Council chamber raised dais and furniture nominal allowance (Fittings and Furnishings components (£ spent)) | 1701192 | 8403893 | 4.1.1 | General fittings, furnishings and equipment | Fittings General | Construction | 1354.5547 | kg | 20 | 44 | 1 | FALSE | 1 | FALSE |  | 1.1 | 1354.5547 | 4063.6641 | 5052 | Membrane (breather), polypropylene |  | 40 | D3 | 0 | 0 | 0 | 0 | 0 | 0 | 0 | 0 | 0
| Civic Offices | Council chamber raised dais and furniture nominal allowance (Fittings and Furnishings components (£ spent)) | 1701192 | 8403893 | 4.1.1 | General fittings, furnishings and equipment | Fittings General | Construction | 1354.5547 | kg | 20 | 44 | 1 | FALSE | 1 | FALSE |  | 1.1 | 1354.5547 | 4063.6641 | 5052 | Membrane (breather), polypropylene |  | 40 | D4 | 0 | 0 | 0 | 0 | 0 | 0 | 0 | 0 | 0
| Civic Offices | Council chamber raised dais and furniture nominal allowance (Fittings and Furnishings components (£ spent)) | 1701192 | 8403894 | 4.1.1 | General fittings, furnishings and equipment | Fittings General | Construction | 2709.1094 | kg | 20 | 44 | 1 | FALSE | 1 | FALSE |  | 1.05 | 2709.1094 | 8127.3281 | 5443 | Cladding sheet (profiled, double skin), stainless steel |  | 0 | A1A3 | 13563.3096 | 0.00068357 | 82.4293 | 24.2753 | 9.5823 | 0.42576 | 176447.985 | 16750.2085 | 415.5972
| Civic Offices | Council chamber raised dais and furniture nominal allowance (Fittings and Furnishings components (£ spent)) | 1701192 | 8403894 | 4.1.1 | General fittings, furnishings and equipment | Fittings General | Construction | 2709.1094 | kg | 20 | 44 | 1 | FALSE | 1 | FALSE |  | 1.05 | 2709.1094 | 8127.3281 | 5443 | Cladding sheet (profiled, double skin), stainless steel |  | 0 | A4 | 118.0668 | 1.6338e-05 | 0.56136 | 0.10424 | 0.074109 | 0.00026293 | 1727.4794 | 501.6814 | 0.47983
| Civic Offices | Council chamber raised dais and furniture nominal allowance (Fittings and Furnishings components (£ spent)) | 1701192 | 8403894 | 4.1.1 | General fittings, furnishings and equipment | Fittings General | Construction | 2709.1094 | kg | 20 | 44 | 1 | FALSE | 1 | FALSE |  | 1.05 | 2709.1094 | 8127.3281 | 5443 | Cladding sheet (profiled, double skin), stainless steel |  | 0 | A5 | 0.07041 | 1.8437e-08 | 0.00049237 | 0.00016179 | 8.1703e-05 | 9.9324e-08 | 1.7261 | 20.3183 | 0
| Civic Offices | Council chamber raised dais and furniture nominal allowance (Fittings and Furnishings components (£ spent)) | 1701192 | 8403894 | 4.1.1 | General fittings, furnishings and equipment | Fittings General | Construction | 2709.1094 | kg | 20 | 44 | 1 | FALSE | 1 | FALSE |  | 1.05 | 2709.1094 | 8127.3281 | 5443 | Cladding sheet (profiled, double skin), stainless steel |  | 0 | D2 | 0 | 0 | 0 | 0 | 0 | 0 | 0 | 0 | 0
| Civic Offices | Council chamber raised dais and furniture nominal allowance (Fittings and Furnishings components (£ spent)) | 1701192 | 8403894 | 4.1.1 | General fittings, furnishings and equipment | Fittings General | Construction | 2709.1094 | kg | 20 | 44 | 1 | FALSE | 1 | FALSE |  | 1.05 | 2709.1094 | 8127.3281 | 5443 | Cladding sheet (profiled, double skin), stainless steel |  | 0 | D3 | 0 | 0 | 0 | 0 | 0 | 0 | 0 | 0 | 0
| Civic Offices | Council chamber raised dais and furniture nominal allowance (Fittings and Furnishings components (£ spent)) | 1701192 | 8403894 | 4.1.1 | General fittings, furnishings and equipment | Fittings General | Construction | 2709.1094 | kg | 20 | 44 | 1 | FALSE | 1 | FALSE |  | 1.05 | 2709.1094 | 8127.3281 | 5443 | Cladding sheet (profiled, double skin), stainless steel |  | 0 | D4 | 0 | 0 | 0 | 0 | 0 | 0 | 0 | 0 | 0
| Civic Offices | Council chamber raised dais and furniture nominal allowance (Fittings and Furnishings components (£ spent)) | 1701192 | 8403894 | 4.1.1 | General fittings, furnishings and equipment | Fittings General | Construction | 2709.1094 | kg | 20 | 44 | 1 | FALSE | 1 | FALSE |  | 1.05 | 2709.1094 | 8127.3281 | 5443 | Cladding sheet (profiled, double skin), stainless steel |  | 60 | C2 | 0 | 0 | 0 | 0 | 0 | 0 | 0 | 0 | 0
| Civic Offices | Council chamber raised dais and furniture nominal allowance (Fittings and Furnishings components (£ spent)) | 1701192 | 8403894 | 4.1.1 | General fittings, furnishings and equipment | Fittings General | Construction | 2709.1094 | kg | 20 | 44 | 1 | FALSE | 1 | FALSE |  | 1.05 | 2709.1094 | 8127.3281 | 5443 | Cladding sheet (profiled, double skin), stainless steel |  | 60 | C4 | 1.4082 | 3.6874e-07 | 0.0098474 | 0.0032358 | 0.0016341 | 1.9865e-06 | 34.5225 | 406.3664 | 0.070621
| Civic Offices | Council chamber raised dais and furniture nominal allowance (Fittings and Furnishings components (£ spent)) | 1701192 | 8403894 | 4.1.1 | General fittings, furnishings and equipment | Fittings General | Construction | 2709.1094 | kg | 20 | 44 | 1 | FALSE | 1 | FALSE |  | 1.05 | 2709.1094 | 8127.3281 | 5443 | Cladding sheet (profiled, double skin), stainless steel |  | 60 | D2 | 0 | 0 | 0 | 0 | 0 | 0 | 0 | 0 | 0
| Civic Offices | Council chamber raised dais and furniture nominal allowance (Fittings and Furnishings components (£ spent)) | 1701192 | 8403894 | 4.1.1 | General fittings, furnishings and equipment | Fittings General | Construction | 2709.1094 | kg | 20 | 44 | 1 | FALSE | 1 | FALSE |  | 1.05 | 2709.1094 | 8127.3281 | 5443 | Cladding sheet (profiled, double skin), stainless steel |  | 60 | D3 | 0 | 0 | 0 | 0 | 0 | 0 | 0 | 0 | 0
| Civic Offices | Council chamber raised dais and furniture nominal allowance (Fittings and Furnishings components (£ spent)) | 1701192 | 8403894 | 4.1.1 | General fittings, furnishings and equipment | Fittings General | Construction | 2709.1094 | kg | 20 | 44 | 1 | FALSE | 1 | FALSE |  | 1.05 | 2709.1094 | 8127.3281 | 5443 | Cladding sheet (profiled, double skin), stainless steel |  | 60 | D4 | 0 | 0 | 0 | 0 | 0 | 0 | 0 | 0 | 0
| Civic Offices | Council chamber raised dais and furniture nominal allowance (Fittings and Furnishings components (£ spent)) | 1701192 | 8403894 | 4.1.1 | General fittings, furnishings and equipment | Fittings General | Construction | 2709.1094 | kg | 20 | 44 | 1 | FALSE | 1 | FALSE |  | 1.05 | 2709.1094 | 8127.3281 | 5443 | Cladding sheet (profiled, double skin), stainless steel |  | 20 | B4B5 | 13682.855 | 0.0007003 | 83.001 | 24.3829 | 9.6581 | 0.42602 | 178211.713 | 17678.5746 | 416.077
| Civic Offices | Council chamber raised dais and furniture nominal allowance (Fittings and Furnishings components (£ spent)) | 1701192 | 8403894 | 4.1.1 | General fittings, furnishings and equipment | Fittings General | Construction | 2709.1094 | kg | 20 | 44 | 1 | FALSE | 1 | FALSE |  | 1.05 | 2709.1094 | 8127.3281 | 5443 | Cladding sheet (profiled, double skin), stainless steel |  | 20 | D2 | 0 | 0 | 0 | 0 | 0 | 0 | 0 | 0 | 0
| Civic Offices | Council chamber raised dais and furniture nominal allowance (Fittings and Furnishings components (£ spent)) | 1701192 | 8403894 | 4.1.1 | General fittings, furnishings and equipment | Fittings General | Construction | 2709.1094 | kg | 20 | 44 | 1 | FALSE | 1 | FALSE |  | 1.05 | 2709.1094 | 8127.3281 | 5443 | Cladding sheet (profiled, double skin), stainless steel |  | 20 | D3 | 0 | 0 | 0 | 0 | 0 | 0 | 0 | 0 | 0
| Civic Offices | Council chamber raised dais and furniture nominal allowance (Fittings and Furnishings components (£ spent)) | 1701192 | 8403894 | 4.1.1 | General fittings, furnishings and equipment | Fittings General | Construction | 2709.1094 | kg | 20 | 44 | 1 | FALSE | 1 | FALSE |  | 1.05 | 2709.1094 | 8127.3281 | 5443 | Cladding sheet (profiled, double skin), stainless steel |  | 20 | D4 | 0 | 0 | 0 | 0 | 0 | 0 | 0 | 0 | 0
| Civic Offices | Council chamber raised dais and furniture nominal allowance (Fittings and Furnishings components (£ spent)) | 1701192 | 8403894 | 4.1.1 | General fittings, furnishings and equipment | Fittings General | Construction | 2709.1094 | kg | 20 | 44 | 1 | FALSE | 1 | FALSE |  | 1.05 | 2709.1094 | 8127.3281 | 5443 | Cladding sheet (profiled, double skin), stainless steel |  | 40 | B4B5 | 13682.855 | 0.0007003 | 83.001 | 24.3829 | 9.6581 | 0.42602 | 178211.713 | 17678.5746 | 416.077
| Civic Offices | Council chamber raised dais and furniture nominal allowance (Fittings and Furnishings components (£ spent)) | 1701192 | 8403894 | 4.1.1 | General fittings, furnishings and equipment | Fittings General | Construction | 2709.1094 | kg | 20 | 44 | 1 | FALSE | 1 | FALSE |  | 1.05 | 2709.1094 | 8127.3281 | 5443 | Cladding sheet (profiled, double skin), stainless steel |  | 40 | D2 | 0 | 0 | 0 | 0 | 0 | 0 | 0 | 0 | 0
| Civic Offices | Council chamber raised dais and furniture nominal allowance (Fittings and Furnishings components (£ spent)) | 1701192 | 8403894 | 4.1.1 | General fittings, furnishings and equipment | Fittings General | Construction | 2709.1094 | kg | 20 | 44 | 1 | FALSE | 1 | FALSE |  | 1.05 | 2709.1094 | 8127.3281 | 5443 | Cladding sheet (profiled, double skin), stainless steel |  | 40 | D3 | 0 | 0 | 0 | 0 | 0 | 0 | 0 | 0 | 0
| Civic Offices | Council chamber raised dais and furniture nominal allowance (Fittings and Furnishings components (£ spent)) | 1701192 | 8403894 | 4.1.1 | General fittings, furnishings and equipment | Fittings General | Construction | 2709.1094 | kg | 20 | 44 | 1 | FALSE | 1 | FALSE |  | 1.05 | 2709.1094 | 8127.3281 | 5443 | Cladding sheet (profiled, double skin), stainless steel |  | 40 | D4 | 0 | 0 | 0 | 0 | 0 | 0 | 0 | 0 | 0
| Civic Offices | Council chamber raised dais and furniture nominal allowance (Fittings and Furnishings components (£ spent)) | 1701192 | 8403895 | 4.1.1 | General fittings, furnishings and equipment | Fittings General | Construction | 677.2773 | kg | 20 | 44 | 1 | FALSE | 1 | FALSE |  | 1.05 | 677.2773 | 2031.832 | 5008 | General sheet, aluminium |  | 0 | A1A3 | 13188.3193 | 0.00042361 | 90.4084 | 20.2077 | 6.868 | 0.011423 | 163826.9238 | 2827.0058 | 86.8725
| Civic Offices | Council chamber raised dais and furniture nominal allowance (Fittings and Furnishings components (£ spent)) | 1701192 | 8403895 | 4.1.1 | General fittings, furnishings and equipment | Fittings General | Construction | 677.2773 | kg | 20 | 44 | 1 | FALSE | 1 | FALSE |  | 1.05 | 677.2773 | 2031.832 | 5008 | General sheet, aluminium |  | 0 | A4 | 35.0444 | 3.8869e-06 | 0.18156 | 0.029464 | 0.02239 | 4.8702e-05 | 506.0124 | 137.553 | 0.13824
| Civic Offices | Council chamber raised dais and furniture nominal allowance (Fittings and Furnishings components (£ spent)) | 1701192 | 8403895 | 4.1.1 | General fittings, furnishings and equipment | Fittings General | Construction | 677.2773 | kg | 20 | 44 | 1 | FALSE | 1 | FALSE |  | 1.05 | 677.2773 | 2031.832 | 5008 | General sheet, aluminium |  | 0 | A5 | 0.017602 | 4.6093e-09 | 0.00012309 | 4.0448e-05 | 2.0426e-05 | 2.4831e-08 | 0.43153 | 5.0796 | 0
| Civic Offices | Council chamber raised dais and furniture nominal allowance (Fittings and Furnishings components (£ spent)) | 1701192 | 8403895 | 4.1.1 | General fittings, furnishings and equipment | Fittings General | Construction | 677.2773 | kg | 20 | 44 | 1 | FALSE | 1 | FALSE |  | 1.05 | 677.2773 | 2031.832 | 5008 | General sheet, aluminium |  | 0 | D2 | 0 | 0 | 0 | 0 | 0 | 0 | 0 | 0 | 0
| Civic Offices | Council chamber raised dais and furniture nominal allowance (Fittings and Furnishings components (£ spent)) | 1701192 | 8403895 | 4.1.1 | General fittings, furnishings and equipment | Fittings General | Construction | 677.2773 | kg | 20 | 44 | 1 | FALSE | 1 | FALSE |  | 1.05 | 677.2773 | 2031.832 | 5008 | General sheet, aluminium |  | 0 | D3 | 0 | 0 | 0 | 0 | 0 | 0 | 0 | 0 | 0
| Civic Offices | Council chamber raised dais and furniture nominal allowance (Fittings and Furnishings components (£ spent)) | 1701192 | 8403895 | 4.1.1 | General fittings, furnishings and equipment | Fittings General | Construction | 677.2773 | kg | 20 | 44 | 1 | FALSE | 1 | FALSE |  | 1.05 | 677.2773 | 2031.832 | 5008 | General sheet, aluminium |  | 0 | D4 | 0 | 0 | 0 | 0 | 0 | 0 | 0 | 0 | 0
| Civic Offices | Council chamber raised dais and furniture nominal allowance (Fittings and Furnishings components (£ spent)) | 1701192 | 8403895 | 4.1.1 | General fittings, furnishings and equipment | Fittings General | Construction | 677.2773 | kg | 20 | 44 | 1 | FALSE | 1 | FALSE |  | 1.05 | 677.2773 | 2031.832 | 5008 | General sheet, aluminium |  | 60 | C2 | 0 | 0 | 0 | 0 | 0 | 0 | 0 | 0 | 0
| Civic Offices | Council chamber raised dais and furniture nominal allowance (Fittings and Furnishings components (£ spent)) | 1701192 | 8403895 | 4.1.1 | General fittings, furnishings and equipment | Fittings General | Construction | 677.2773 | kg | 20 | 44 | 1 | FALSE | 1 | FALSE |  | 1.05 | 677.2773 | 2031.832 | 5008 | General sheet, aluminium |  | 60 | C4 | 0.35205 | 9.2186e-08 | 0.0024618 | 0.00080895 | 0.00040852 | 4.9662e-07 | 8.6306 | 101.5916 | 0.017655
| Civic Offices | Council chamber raised dais and furniture nominal allowance (Fittings and Furnishings components (£ spent)) | 1701192 | 8403895 | 4.1.1 | General fittings, furnishings and equipment | Fittings General | Construction | 677.2773 | kg | 20 | 44 | 1 | FALSE | 1 | FALSE |  | 1.05 | 677.2773 | 2031.832 | 5008 | General sheet, aluminium |  | 60 | D2 | 0 | 0 | 0 | 0 | 0 | 0 | 0 | 0 | 0
| Civic Offices | Council chamber raised dais and furniture nominal allowance (Fittings and Furnishings components (£ spent)) | 1701192 | 8403895 | 4.1.1 | General fittings, furnishings and equipment | Fittings General | Construction | 677.2773 | kg | 20 | 44 | 1 | FALSE | 1 | FALSE |  | 1.05 | 677.2773 | 2031.832 | 5008 | General sheet, aluminium |  | 60 | D3 | 0 | 0 | 0 | 0 | 0 | 0 | 0 | 0 | 0
| Civic Offices | Council chamber raised dais and furniture nominal allowance (Fittings and Furnishings components (£ spent)) | 1701192 | 8403895 | 4.1.1 | General fittings, furnishings and equipment | Fittings General | Construction | 677.2773 | kg | 20 | 44 | 1 | FALSE | 1 | FALSE |  | 1.05 | 677.2773 | 2031.832 | 5008 | General sheet, aluminium |  | 60 | D4 | 0 | 0 | 0 | 0 | 0 | 0 | 0 | 0 | 0
| Civic Offices | Council chamber raised dais and furniture nominal allowance (Fittings and Furnishings components (£ spent)) | 1701192 | 8403895 | 4.1.1 | General fittings, furnishings and equipment | Fittings General | Construction | 677.2773 | kg | 20 | 44 | 1 | FALSE | 1 | FALSE |  | 1.05 | 677.2773 | 2031.832 | 5008 | General sheet, aluminium |  | 20 | B4B5 | 13223.7333 | 0.00042759 | 90.5925 | 20.238 | 6.8908 | 0.011472 | 164341.9984 | 3071.23 | 87.0108
| Civic Offices | Council chamber raised dais and furniture nominal allowance (Fittings and Furnishings components (£ spent)) | 1701192 | 8403895 | 4.1.1 | General fittings, furnishings and equipment | Fittings General | Construction | 677.2773 | kg | 20 | 44 | 1 | FALSE | 1 | FALSE |  | 1.05 | 677.2773 | 2031.832 | 5008 | General sheet, aluminium |  | 20 | D2 | 0 | 0 | 0 | 0 | 0 | 0 | 0 | 0 | 0
| Civic Offices | Council chamber raised dais and furniture nominal allowance (Fittings and Furnishings components (£ spent)) | 1701192 | 8403895 | 4.1.1 | General fittings, furnishings and equipment | Fittings General | Construction | 677.2773 | kg | 20 | 44 | 1 | FALSE | 1 | FALSE |  | 1.05 | 677.2773 | 2031.832 | 5008 | General sheet, aluminium |  | 20 | D3 | 0 | 0 | 0 | 0 | 0 | 0 | 0 | 0 | 0
| Civic Offices | Council chamber raised dais and furniture nominal allowance (Fittings and Furnishings components (£ spent)) | 1701192 | 8403895 | 4.1.1 | General fittings, furnishings and equipment | Fittings General | Construction | 677.2773 | kg | 20 | 44 | 1 | FALSE | 1 | FALSE |  | 1.05 | 677.2773 | 2031.832 | 5008 | General sheet, aluminium |  | 20 | D4 | 0 | 0 | 0 | 0 | 0 | 0 | 0 | 0 | 0
| Civic Offices | Council chamber raised dais and furniture nominal allowance (Fittings and Furnishings components (£ spent)) | 1701192 | 8403895 | 4.1.1 | General fittings, furnishings and equipment | Fittings General | Construction | 677.2773 | kg | 20 | 44 | 1 | FALSE | 1 | FALSE |  | 1.05 | 677.2773 | 2031.832 | 5008 | General sheet, aluminium |  | 40 | B4B5 | 13223.7333 | 0.00042759 | 90.5925 | 20.238 | 6.8908 | 0.011472 | 164341.9984 | 3071.23 | 87.0108
| Civic Offices | Council chamber raised dais and furniture nominal allowance (Fittings and Furnishings components (£ spent)) | 1701192 | 8403895 | 4.1.1 | General fittings, furnishings and equipment | Fittings General | Construction | 677.2773 | kg | 20 | 44 | 1 | FALSE | 1 | FALSE |  | 1.05 | 677.2773 | 2031.832 | 5008 | General sheet, aluminium |  | 40 | D2 | 0 | 0 | 0 | 0 | 0 | 0 | 0 | 0 | 0
| Civic Offices | Council chamber raised dais and furniture nominal allowance (Fittings and Furnishings components (£ spent)) | 1701192 | 8403895 | 4.1.1 | General fittings, furnishings and equipment | Fittings General | Construction | 677.2773 | kg | 20 | 44 | 1 | FALSE | 1 | FALSE |  | 1.05 | 677.2773 | 2031.832 | 5008 | General sheet, aluminium |  | 40 | D3 | 0 | 0 | 0 | 0 | 0 | 0 | 0 | 0 | 0
| Civic Offices | Council chamber raised dais and furniture nominal allowance (Fittings and Furnishings components (£ spent)) | 1701192 | 8403895 | 4.1.1 | General fittings, furnishings and equipment | Fittings General | Construction | 677.2773 | kg | 20 | 44 | 1 | FALSE | 1 | FALSE |  | 1.05 | 677.2773 | 2031.832 | 5008 | General sheet, aluminium |  | 40 | D4 | 0 | 0 | 0 | 0 | 0 | 0 | 0 | 0 | 0
| Civic Offices | Council chamber raised dais and furniture nominal allowance (Fittings and Furnishings components (£ spent)) | 1701192 | 8403896 | 4.1.1 | General fittings, furnishings and equipment | Fittings General | Construction | 677.2773 | kg | 20 | 44 | 1 | FALSE | 1 | FALSE |  | 1.03 | 677.2773 | 2031.832 | 5113 | Cladding sheet (plain), copper |  | 0 | A1A3 | 4802.9373 | 0.0039915 | 244.2701 | 163.0576 | 13.5023 | 1.1113 | 72876.1519 | 14226.2487 | 153.5254
| Civic Offices | Council chamber raised dais and furniture nominal allowance (Fittings and Furnishings components (£ spent)) | 1701192 | 8403896 | 4.1.1 | General fittings, furnishings and equipment | Fittings General | Construction | 677.2773 | kg | 20 | 44 | 1 | FALSE | 1 | FALSE |  | 1.03 | 677.2773 | 2031.832 | 5113 | Cladding sheet (plain), copper |  | 0 | A4 | 13.6677 | 2.4558e-06 | 0.044753 | 0.012096 | 0.0076348 | 4.7666e-05 | 203.7393 | 31.1095 | 0.056245
| Civic Offices | Council chamber raised dais and furniture nominal allowance (Fittings and Furnishings components (£ spent)) | 1701192 | 8403896 | 4.1.1 | General fittings, furnishings and equipment | Fittings General | Construction | 677.2773 | kg | 20 | 44 | 1 | FALSE | 1 | FALSE |  | 1.03 | 677.2773 | 2031.832 | 5113 | Cladding sheet (plain), copper |  | 0 | A5 | 0.010561 | 2.7656e-09 | 7.3855e-05 | 2.4269e-05 | 1.2255e-05 | 1.4899e-08 | 0.25892 | 3.0477 | 0
| Civic Offices | Council chamber raised dais and furniture nominal allowance (Fittings and Furnishings components (£ spent)) | 1701192 | 8403896 | 4.1.1 | General fittings, furnishings and equipment | Fittings General | Construction | 677.2773 | kg | 20 | 44 | 1 | FALSE | 1 | FALSE |  | 1.03 | 677.2773 | 2031.832 | 5113 | Cladding sheet (plain), copper |  | 0 | D2 | 0 | 0 | 0 | 0 | 0 | 0 | 0 | 0 | 0
| Civic Offices | Council chamber raised dais and furniture nominal allowance (Fittings and Furnishings components (£ spent)) | 1701192 | 8403896 | 4.1.1 | General fittings, furnishings and equipment | Fittings General | Construction | 677.2773 | kg | 20 | 44 | 1 | FALSE | 1 | FALSE |  | 1.03 | 677.2773 | 2031.832 | 5113 | Cladding sheet (plain), copper |  | 0 | D3 | 0 | 0 | 0 | 0 | 0 | 0 | 0 | 0 | 0
| Civic Offices | Council chamber raised dais and furniture nominal allowance (Fittings and Furnishings components (£ spent)) | 1701192 | 8403896 | 4.1.1 | General fittings, furnishings and equipment | Fittings General | Construction | 677.2773 | kg | 20 | 44 | 1 | FALSE | 1 | FALSE |  | 1.03 | 677.2773 | 2031.832 | 5113 | Cladding sheet (plain), copper |  | 0 | D4 | 0 | 0 | 0 | 0 | 0 | 0 | 0 | 0 | 0
| Civic Offices | Council chamber raised dais and furniture nominal allowance (Fittings and Furnishings components (£ spent)) | 1701192 | 8403896 | 4.1.1 | General fittings, furnishings and equipment | Fittings General | Construction | 677.2773 | kg | 20 | 44 | 1 | FALSE | 1 | FALSE |  | 1.03 | 677.2773 | 2031.832 | 5113 | Cladding sheet (plain), copper |  | 60 | C2 | 0 | 0 | 0 | 0 | 0 | 0 | 0 | 0 | 0
| Civic Offices | Council chamber raised dais and furniture nominal allowance (Fittings and Furnishings components (£ spent)) | 1701192 | 8403896 | 4.1.1 | General fittings, furnishings and equipment | Fittings General | Construction | 677.2773 | kg | 20 | 44 | 1 | FALSE | 1 | FALSE |  | 1.03 | 677.2773 | 2031.832 | 5113 | Cladding sheet (plain), copper |  | 60 | C4 | 0.35205 | 9.2186e-08 | 0.0024618 | 0.00080895 | 0.00040852 | 4.9662e-07 | 8.6306 | 101.5916 | 0.017655
| Civic Offices | Council chamber raised dais and furniture nominal allowance (Fittings and Furnishings components (£ spent)) | 1701192 | 8403896 | 4.1.1 | General fittings, furnishings and equipment | Fittings General | Construction | 677.2773 | kg | 20 | 44 | 1 | FALSE | 1 | FALSE |  | 1.03 | 677.2773 | 2031.832 | 5113 | Cladding sheet (plain), copper |  | 60 | D2 | 0 | 0 | 0 | 0 | 0 | 0 | 0 | 0 | 0
| Civic Offices | Council chamber raised dais and furniture nominal allowance (Fittings and Furnishings components (£ spent)) | 1701192 | 8403896 | 4.1.1 | General fittings, furnishings and equipment | Fittings General | Construction | 677.2773 | kg | 20 | 44 | 1 | FALSE | 1 | FALSE |  | 1.03 | 677.2773 | 2031.832 | 5113 | Cladding sheet (plain), copper |  | 60 | D3 | 0 | 0 | 0 | 0 | 0 | 0 | 0 | 0 | 0
| Civic Offices | Council chamber raised dais and furniture nominal allowance (Fittings and Furnishings components (£ spent)) | 1701192 | 8403896 | 4.1.1 | General fittings, furnishings and equipment | Fittings General | Construction | 677.2773 | kg | 20 | 44 | 1 | FALSE | 1 | FALSE |  | 1.03 | 677.2773 | 2031.832 | 5113 | Cladding sheet (plain), copper |  | 60 | D4 | 0 | 0 | 0 | 0 | 0 | 0 | 0 | 0 | 0
| Civic Offices | Council chamber raised dais and furniture nominal allowance (Fittings and Furnishings components (£ spent)) | 1701192 | 8403896 | 4.1.1 | General fittings, furnishings and equipment | Fittings General | Construction | 677.2773 | kg | 20 | 44 | 1 | FALSE | 1 | FALSE |  | 1.03 | 677.2773 | 2031.832 | 5113 | Cladding sheet (plain), copper |  | 20 | B4B5 | 4816.9676 | 0.003994 | 244.3174 | 163.0705 | 13.5103 | 1.1114 | 73088.7808 | 14361.9975 | 153.5817
| Civic Offices | Council chamber raised dais and furniture nominal allowance (Fittings and Furnishings components (£ spent)) | 1701192 | 8403896 | 4.1.1 | General fittings, furnishings and equipment | Fittings General | Construction | 677.2773 | kg | 20 | 44 | 1 | FALSE | 1 | FALSE |  | 1.03 | 677.2773 | 2031.832 | 5113 | Cladding sheet (plain), copper |  | 20 | D2 | 0 | 0 | 0 | 0 | 0 | 0 | 0 | 0 | 0
| Civic Offices | Council chamber raised dais and furniture nominal allowance (Fittings and Furnishings components (£ spent)) | 1701192 | 8403896 | 4.1.1 | General fittings, furnishings and equipment | Fittings General | Construction | 677.2773 | kg | 20 | 44 | 1 | FALSE | 1 | FALSE |  | 1.03 | 677.2773 | 2031.832 | 5113 | Cladding sheet (plain), copper |  | 20 | D3 | 0 | 0 | 0 | 0 | 0 | 0 | 0 | 0 | 0
| Civic Offices | Council chamber raised dais and furniture nominal allowance (Fittings and Furnishings components (£ spent)) | 1701192 | 8403896 | 4.1.1 | General fittings, furnishings and equipment | Fittings General | Construction | 677.2773 | kg | 20 | 44 | 1 | FALSE | 1 | FALSE |  | 1.03 | 677.2773 | 2031.832 | 5113 | Cladding sheet (plain), copper |  | 20 | D4 | 0 | 0 | 0 | 0 | 0 | 0 | 0 | 0 | 0
| Civic Offices | Council chamber raised dais and furniture nominal allowance (Fittings and Furnishings components (£ spent)) | 1701192 | 8403896 | 4.1.1 | General fittings, furnishings and equipment | Fittings General | Construction | 677.2773 | kg | 20 | 44 | 1 | FALSE | 1 | FALSE |  | 1.03 | 677.2773 | 2031.832 | 5113 | Cladding sheet (plain), copper |  | 40 | B4B5 | 4816.9676 | 0.003994 | 244.3174 | 163.0705 | 13.5103 | 1.1114 | 73088.7808 | 14361.9975 | 153.5817
| Civic Offices | Council chamber raised dais and furniture nominal allowance (Fittings and Furnishings components (£ spent)) | 1701192 | 8403896 | 4.1.1 | General fittings, furnishings and equipment | Fittings General | Construction | 677.2773 | kg | 20 | 44 | 1 | FALSE | 1 | FALSE |  | 1.03 | 677.2773 | 2031.832 | 5113 | Cladding sheet (plain), copper |  | 40 | D2 | 0 | 0 | 0 | 0 | 0 | 0 | 0 | 0 | 0
| Civic Offices | Council chamber raised dais and furniture nominal allowance (Fittings and Furnishings components (£ spent)) | 1701192 | 8403896 | 4.1.1 | General fittings, furnishings and equipment | Fittings General | Construction | 677.2773 | kg | 20 | 44 | 1 | FALSE | 1 | FALSE |  | 1.03 | 677.2773 | 2031.832 | 5113 | Cladding sheet (plain), copper |  | 40 | D3 | 0 | 0 | 0 | 0 | 0 | 0 | 0 | 0 | 0
| Civic Offices | Council chamber raised dais and furniture nominal allowance (Fittings and Furnishings components (£ spent)) | 1701192 | 8403896 | 4.1.1 | General fittings, furnishings and equipment | Fittings General | Construction | 677.2773 | kg | 20 | 44 | 1 | FALSE | 1 | FALSE |  | 1.03 | 677.2773 | 2031.832 | 5113 | Cladding sheet (plain), copper |  | 40 | D4 | 0 | 0 | 0 | 0 | 0 | 0 | 0 | 0 | 0
| Civic Offices | Council chamber raised dais and furniture nominal allowance (Fittings and Furnishings components (£ spent)) | 1701192 | 8403897 | 4.1.1 | General fittings, furnishings and equipment | Fittings General | Construction | 541.8219 | kg | 20 | 44 | 1 | FALSE | 1 | FALSE |  | 1.05 | 541.8219 | 1625.4656 | 5499 | Floor finish (underlay), textile (recycled) |  | 0 | A1A3 | 366.8049 | 1.4396e-05 | 2.0357 | 0.5401 | 0.19367 | 0.00043525 | 7071.0512 | 1361.3275 | 1.6719
| Civic Offices | Council chamber raised dais and furniture nominal allowance (Fittings and Furnishings components (£ spent)) | 1701192 | 8403897 | 4.1.1 | General fittings, furnishings and equipment | Fittings General | Construction | 541.8219 | kg | 20 | 44 | 1 | FALSE | 1 | FALSE |  | 1.05 | 541.8219 | 1625.4656 | 5499 | Floor finish (underlay), textile (recycled) |  | 0 | A4 | 10.9015 | 1.9587e-06 | 0.035695 | 0.0096479 | 0.0060896 | 3.8019e-05 | 162.5045 | 24.8133 | 0.044861
| Civic Offices | Council chamber raised dais and furniture nominal allowance (Fittings and Furnishings components (£ spent)) | 1701192 | 8403897 | 4.1.1 | General fittings, furnishings and equipment | Fittings General | Construction | 541.8219 | kg | 20 | 44 | 1 | FALSE | 1 | FALSE |  | 1.05 | 541.8219 | 1625.4656 | 5499 | Floor finish (underlay), textile (recycled) |  | 0 | A5 | 1.3746 | 4.4723e-08 | 0.0011931 | 0.058758 | 0.00042485 | 2.4509e-07 | 4.1405 | 4.3346 | 0
| Civic Offices | Council chamber raised dais and furniture nominal allowance (Fittings and Furnishings components (£ spent)) | 1701192 | 8403897 | 4.1.1 | General fittings, furnishings and equipment | Fittings General | Construction | 541.8219 | kg | 20 | 44 | 1 | FALSE | 1 | FALSE |  | 1.05 | 541.8219 | 1625.4656 | 5499 | Floor finish (underlay), textile (recycled) |  | 0 | D2 | 0 | 0 | 0 | 0 | 0 | 0 | 0 | 0 | 0
| Civic Offices | Council chamber raised dais and furniture nominal allowance (Fittings and Furnishings components (£ spent)) | 1701192 | 8403897 | 4.1.1 | General fittings, furnishings and equipment | Fittings General | Construction | 541.8219 | kg | 20 | 44 | 1 | FALSE | 1 | FALSE |  | 1.05 | 541.8219 | 1625.4656 | 5499 | Floor finish (underlay), textile (recycled) |  | 0 | D3 | 0 | 0 | 0 | 0 | 0 | 0 | 0 | 0 | 0
| Civic Offices | Council chamber raised dais and furniture nominal allowance (Fittings and Furnishings components (£ spent)) | 1701192 | 8403897 | 4.1.1 | General fittings, furnishings and equipment | Fittings General | Construction | 541.8219 | kg | 20 | 44 | 1 | FALSE | 1 | FALSE |  | 1.05 | 541.8219 | 1625.4656 | 5499 | Floor finish (underlay), textile (recycled) |  | 0 | D4 | 0 | 0 | 0 | 0 | 0 | 0 | 0 | 0 | 0
| Civic Offices | Council chamber raised dais and furniture nominal allowance (Fittings and Furnishings components (£ spent)) | 1701192 | 8403897 | 4.1.1 | General fittings, furnishings and equipment | Fittings General | Construction | 541.8219 | kg | 20 | 44 | 1 | FALSE | 1 | FALSE |  | 1.05 | 541.8219 | 1625.4656 | 5499 | Floor finish (underlay), textile (recycled) |  | 60 | C2 | 0 | 0 | 0 | 0 | 0 | 0 | 0 | 0 | 0
| Civic Offices | Council chamber raised dais and furniture nominal allowance (Fittings and Furnishings components (£ spent)) | 1701192 | 8403897 | 4.1.1 | General fittings, furnishings and equipment | Fittings General | Construction | 541.8219 | kg | 20 | 44 | 1 | FALSE | 1 | FALSE |  | 1.05 | 541.8219 | 1625.4656 | 5499 | Floor finish (underlay), textile (recycled) |  | 60 | C4 | 27.4916 | 8.9447e-07 | 0.023862 | 1.1752 | 0.008497 | 4.9018e-06 | 82.8107 | 86.6915 | 0.50247
| Civic Offices | Council chamber raised dais and furniture nominal allowance (Fittings and Furnishings components (£ spent)) | 1701192 | 8403897 | 4.1.1 | General fittings, furnishings and equipment | Fittings General | Construction | 541.8219 | kg | 20 | 44 | 1 | FALSE | 1 | FALSE |  | 1.05 | 541.8219 | 1625.4656 | 5499 | Floor finish (underlay), textile (recycled) |  | 60 | D2 | 0 | 0 | 0 | 0 | 0 | 0 | 0 | 0 | 0
| Civic Offices | Council chamber raised dais and furniture nominal allowance (Fittings and Furnishings components (£ spent)) | 1701192 | 8403897 | 4.1.1 | General fittings, furnishings and equipment | Fittings General | Construction | 541.8219 | kg | 20 | 44 | 1 | FALSE | 1 | FALSE |  | 1.05 | 541.8219 | 1625.4656 | 5499 | Floor finish (underlay), textile (recycled) |  | 60 | D3 | 0 | 0 | 0 | 0 | 0 | 0 | 0 | 0 | 0
| Civic Offices | Council chamber raised dais and furniture nominal allowance (Fittings and Furnishings components (£ spent)) | 1701192 | 8403897 | 4.1.1 | General fittings, furnishings and equipment | Fittings General | Construction | 541.8219 | kg | 20 | 44 | 1 | FALSE | 1 | FALSE |  | 1.05 | 541.8219 | 1625.4656 | 5499 | Floor finish (underlay), textile (recycled) |  | 60 | D4 | 0 | 0 | 0 | 0 | 0 | 0 | 0 | 0 | 0
| Civic Offices | Council chamber raised dais and furniture nominal allowance (Fittings and Furnishings components (£ spent)) | 1701192 | 8403897 | 4.1.1 | General fittings, furnishings and equipment | Fittings General | Construction | 541.8219 | kg | 20 | 44 | 1 | FALSE | 1 | FALSE |  | 1.05 | 541.8219 | 1625.4656 | 5499 | Floor finish (underlay), textile (recycled) |  | 20 | B4B5 | 406.5726 | 1.7294e-05 | 2.0965 | 1.7837 | 0.20868 | 0.00047841 | 7320.5069 | 1477.1668 | 1.7168
| Civic Offices | Council chamber raised dais and furniture nominal allowance (Fittings and Furnishings components (£ spent)) | 1701192 | 8403897 | 4.1.1 | General fittings, furnishings and equipment | Fittings General | Construction | 541.8219 | kg | 20 | 44 | 1 | FALSE | 1 | FALSE |  | 1.05 | 541.8219 | 1625.4656 | 5499 | Floor finish (underlay), textile (recycled) |  | 20 | D2 | 0 | 0 | 0 | 0 | 0 | 0 | 0 | 0 | 0
| Civic Offices | Council chamber raised dais and furniture nominal allowance (Fittings and Furnishings components (£ spent)) | 1701192 | 8403897 | 4.1.1 | General fittings, furnishings and equipment | Fittings General | Construction | 541.8219 | kg | 20 | 44 | 1 | FALSE | 1 | FALSE |  | 1.05 | 541.8219 | 1625.4656 | 5499 | Floor finish (underlay), textile (recycled) |  | 20 | D3 | 0 | 0 | 0 | 0 | 0 | 0 | 0 | 0 | 0
| Civic Offices | Council chamber raised dais and furniture nominal allowance (Fittings and Furnishings components (£ spent)) | 1701192 | 8403897 | 4.1.1 | General fittings, furnishings and equipment | Fittings General | Construction | 541.8219 | kg | 20 | 44 | 1 | FALSE | 1 | FALSE |  | 1.05 | 541.8219 | 1625.4656 | 5499 | Floor finish (underlay), textile (recycled) |  | 20 | D4 | 0 | 0 | 0 | 0 | 0 | 0 | 0 | 0 | 0
| Civic Offices | Council chamber raised dais and furniture nominal allowance (Fittings and Furnishings components (£ spent)) | 1701192 | 8403897 | 4.1.1 | General fittings, furnishings and equipment | Fittings General | Construction | 541.8219 | kg | 20 | 44 | 1 | FALSE | 1 | FALSE |  | 1.05 | 541.8219 | 1625.4656 | 5499 | Floor finish (underlay), textile (recycled) |  | 40 | B4B5 | 406.5726 | 1.7294e-05 | 2.0965 | 1.7837 | 0.20868 | 0.00047841 | 7320.5069 | 1477.1668 | 1.7168
| Civic Offices | Council chamber raised dais and furniture nominal allowance (Fittings and Furnishings components (£ spent)) | 1701192 | 8403897 | 4.1.1 | General fittings, furnishings and equipment | Fittings General | Construction | 541.8219 | kg | 20 | 44 | 1 | FALSE | 1 | FALSE |  | 1.05 | 541.8219 | 1625.4656 | 5499 | Floor finish (underlay), textile (recycled) |  | 40 | D2 | 0 | 0 | 0 | 0 | 0 | 0 | 0 | 0 | 0
| Civic Offices | Council chamber raised dais and furniture nominal allowance (Fittings and Furnishings components (£ spent)) | 1701192 | 8403897 | 4.1.1 | General fittings, furnishings and equipment | Fittings General | Construction | 541.8219 | kg | 20 | 44 | 1 | FALSE | 1 | FALSE |  | 1.05 | 541.8219 | 1625.4656 | 5499 | Floor finish (underlay), textile (recycled) |  | 40 | D3 | 0 | 0 | 0 | 0 | 0 | 0 | 0 | 0 | 0
| Civic Offices | Council chamber raised dais and furniture nominal allowance (Fittings and Furnishings components (£ spent)) | 1701192 | 8403897 | 4.1.1 | General fittings, furnishings and equipment | Fittings General | Construction | 541.8219 | kg | 20 | 44 | 1 | FALSE | 1 | FALSE |  | 1.05 | 541.8219 | 1625.4656 | 5499 | Floor finish (underlay), textile (recycled) |  | 40 | D4 | 0 | 0 | 0 | 0 | 0 | 0 | 0 | 0 | 0
| Civic Offices | Nominal allowance for FF&E to Entrance foyer (Fittings and Furnishings components (£ spent)) | 1701193 | 8403900 | 4.1.1 | General fittings, furnishings and equipment | Fittings General | Construction | 677.2773 | kg | 20 | 44 | 1 | FALSE | 1 | FALSE |  | 1.1 | 677.2773 | 2031.832 | 5052 | Membrane (breather), polypropylene |  | 0 | A1A3 | 4092.6464 | 9.346e-05 | 23.0499 | 6.6283 | 2.7383 | 0.0048023 | 89102.5181 | 353.5325 | 20.1915
| Civic Offices | Nominal allowance for FF&E to Entrance foyer (Fittings and Furnishings components (£ spent)) | 1701193 | 8403900 | 4.1.1 | General fittings, furnishings and equipment | Fittings General | Construction | 677.2773 | kg | 20 | 44 | 1 | FALSE | 1 | FALSE |  | 1.1 | 677.2773 | 2031.832 | 5052 | Membrane (breather), polypropylene |  | 0 | A4 | 14.1154 | 2.5362e-06 | 0.046219 | 0.012492 | 0.0078848 | 4.9227e-05 | 210.4125 | 32.1285 | 0.058087
| Civic Offices | Nominal allowance for FF&E to Entrance foyer (Fittings and Furnishings components (£ spent)) | 1701193 | 8403900 | 4.1.1 | General fittings, furnishings and equipment | Fittings General | Construction | 677.2773 | kg | 20 | 44 | 1 | FALSE | 1 | FALSE |  | 1.1 | 677.2773 | 2031.832 | 5052 | Membrane (breather), polypropylene |  | 0 | A5 | 1.785 | 5.6776e-08 | 0.0016436 | 0.14976 | 0.00054537 | 3.1721e-07 | 5.1955 | 10.8364 | 0
| Civic Offices | Nominal allowance for FF&E to Entrance foyer (Fittings and Furnishings components (£ spent)) | 1701193 | 8403900 | 4.1.1 | General fittings, furnishings and equipment | Fittings General | Construction | 677.2773 | kg | 20 | 44 | 1 | FALSE | 1 | FALSE |  | 1.1 | 677.2773 | 2031.832 | 5052 | Membrane (breather), polypropylene |  | 0 | D2 | 0 | 0 | 0 | 0 | 0 | 0 | 0 | 0 | 0
| Civic Offices | Nominal allowance for FF&E to Entrance foyer (Fittings and Furnishings components (£ spent)) | 1701193 | 8403900 | 4.1.1 | General fittings, furnishings and equipment | Fittings General | Construction | 677.2773 | kg | 20 | 44 | 1 | FALSE | 1 | FALSE |  | 1.1 | 677.2773 | 2031.832 | 5052 | Membrane (breather), polypropylene |  | 0 | D3 | 0 | 0 | 0 | 0 | 0 | 0 | 0 | 0 | 0
| Civic Offices | Nominal allowance for FF&E to Entrance foyer (Fittings and Furnishings components (£ spent)) | 1701193 | 8403900 | 4.1.1 | General fittings, furnishings and equipment | Fittings General | Construction | 677.2773 | kg | 20 | 44 | 1 | FALSE | 1 | FALSE |  | 1.1 | 677.2773 | 2031.832 | 5052 | Membrane (breather), polypropylene |  | 0 | D4 | 0 | 0 | 0 | 0 | 0 | 0 | 0 | 0 | 0
| Civic Offices | Nominal allowance for FF&E to Entrance foyer (Fittings and Furnishings components (£ spent)) | 1701193 | 8403900 | 4.1.1 | General fittings, furnishings and equipment | Fittings General | Construction | 677.2773 | kg | 20 | 44 | 1 | FALSE | 1 | FALSE |  | 1.1 | 677.2773 | 2031.832 | 5052 | Membrane (breather), polypropylene |  | 60 | C2 | 0 | 0 | 0 | 0 | 0 | 0 | 0 | 0 | 0
| Civic Offices | Nominal allowance for FF&E to Entrance foyer (Fittings and Furnishings components (£ spent)) | 1701193 | 8403900 | 4.1.1 | General fittings, furnishings and equipment | Fittings General | Construction | 677.2773 | kg | 20 | 44 | 1 | FALSE | 1 | FALSE |  | 1.1 | 677.2773 | 2031.832 | 5052 | Membrane (breather), polypropylene |  | 60 | C4 | 17.8503 | 5.6776e-07 | 0.016436 | 1.4976 | 0.0054537 | 3.1721e-06 | 51.9555 | 108.3644 | 0.50253
| Civic Offices | Nominal allowance for FF&E to Entrance foyer (Fittings and Furnishings components (£ spent)) | 1701193 | 8403900 | 4.1.1 | General fittings, furnishings and equipment | Fittings General | Construction | 677.2773 | kg | 20 | 44 | 1 | FALSE | 1 | FALSE |  | 1.1 | 677.2773 | 2031.832 | 5052 | Membrane (breather), polypropylene |  | 60 | D2 | 0 | 0 | 0 | 0 | 0 | 0 | 0 | 0 | 0
| Civic Offices | Nominal allowance for FF&E to Entrance foyer (Fittings and Furnishings components (£ spent)) | 1701193 | 8403900 | 4.1.1 | General fittings, furnishings and equipment | Fittings General | Construction | 677.2773 | kg | 20 | 44 | 1 | FALSE | 1 | FALSE |  | 1.1 | 677.2773 | 2031.832 | 5052 | Membrane (breather), polypropylene |  | 60 | D3 | 0 | 0 | 0 | 0 | 0 | 0 | 0 | 0 | 0
| Civic Offices | Nominal allowance for FF&E to Entrance foyer (Fittings and Furnishings components (£ spent)) | 1701193 | 8403900 | 4.1.1 | General fittings, furnishings and equipment | Fittings General | Construction | 677.2773 | kg | 20 | 44 | 1 | FALSE | 1 | FALSE |  | 1.1 | 677.2773 | 2031.832 | 5052 | Membrane (breather), polypropylene |  | 60 | D4 | 0 | 0 | 0 | 0 | 0 | 0 | 0 | 0 | 0
| Civic Offices | Nominal allowance for FF&E to Entrance foyer (Fittings and Furnishings components (£ spent)) | 1701193 | 8403900 | 4.1.1 | General fittings, furnishings and equipment | Fittings General | Construction | 677.2773 | kg | 20 | 44 | 1 | FALSE | 1 | FALSE |  | 1.1 | 677.2773 | 2031.832 | 5052 | Membrane (breather), polypropylene |  | 20 | B4B5 | 4126.397 | 9.6621e-05 | 23.1142 | 8.2881 | 2.7522 | 0.004855 | 89370.0817 | 504.8618 | 20.2496
| Civic Offices | Nominal allowance for FF&E to Entrance foyer (Fittings and Furnishings components (£ spent)) | 1701193 | 8403900 | 4.1.1 | General fittings, furnishings and equipment | Fittings General | Construction | 677.2773 | kg | 20 | 44 | 1 | FALSE | 1 | FALSE |  | 1.1 | 677.2773 | 2031.832 | 5052 | Membrane (breather), polypropylene |  | 20 | D2 | 0 | 0 | 0 | 0 | 0 | 0 | 0 | 0 | 0
| Civic Offices | Nominal allowance for FF&E to Entrance foyer (Fittings and Furnishings components (£ spent)) | 1701193 | 8403900 | 4.1.1 | General fittings, furnishings and equipment | Fittings General | Construction | 677.2773 | kg | 20 | 44 | 1 | FALSE | 1 | FALSE |  | 1.1 | 677.2773 | 2031.832 | 5052 | Membrane (breather), polypropylene |  | 20 | D3 | 0 | 0 | 0 | 0 | 0 | 0 | 0 | 0 | 0
| Civic Offices | Nominal allowance for FF&E to Entrance foyer (Fittings and Furnishings components (£ spent)) | 1701193 | 8403900 | 4.1.1 | General fittings, furnishings and equipment | Fittings General | Construction | 677.2773 | kg | 20 | 44 | 1 | FALSE | 1 | FALSE |  | 1.1 | 677.2773 | 2031.832 | 5052 | Membrane (breather), polypropylene |  | 20 | D4 | 0 | 0 | 0 | 0 | 0 | 0 | 0 | 0 | 0
| Civic Offices | Nominal allowance for FF&E to Entrance foyer (Fittings and Furnishings components (£ spent)) | 1701193 | 8403900 | 4.1.1 | General fittings, furnishings and equipment | Fittings General | Construction | 677.2773 | kg | 20 | 44 | 1 | FALSE | 1 | FALSE |  | 1.1 | 677.2773 | 2031.832 | 5052 | Membrane (breather), polypropylene |  | 40 | B4B5 | 4126.397 | 9.6621e-05 | 23.1142 | 8.2881 | 2.7522 | 0.004855 | 89370.0817 | 504.8618 | 20.2496
| Civic Offices | Nominal allowance for FF&E to Entrance foyer (Fittings and Furnishings components (£ spent)) | 1701193 | 8403900 | 4.1.1 | General fittings, furnishings and equipment | Fittings General | Construction | 677.2773 | kg | 20 | 44 | 1 | FALSE | 1 | FALSE |  | 1.1 | 677.2773 | 2031.832 | 5052 | Membrane (breather), polypropylene |  | 40 | D2 | 0 | 0 | 0 | 0 | 0 | 0 | 0 | 0 | 0
| Civic Offices | Nominal allowance for FF&E to Entrance foyer (Fittings and Furnishings components (£ spent)) | 1701193 | 8403900 | 4.1.1 | General fittings, furnishings and equipment | Fittings General | Construction | 677.2773 | kg | 20 | 44 | 1 | FALSE | 1 | FALSE |  | 1.1 | 677.2773 | 2031.832 | 5052 | Membrane (breather), polypropylene |  | 40 | D3 | 0 | 0 | 0 | 0 | 0 | 0 | 0 | 0 | 0
| Civic Offices | Nominal allowance for FF&E to Entrance foyer (Fittings and Furnishings components (£ spent)) | 1701193 | 8403900 | 4.1.1 | General fittings, furnishings and equipment | Fittings General | Construction | 677.2773 | kg | 20 | 44 | 1 | FALSE | 1 | FALSE |  | 1.1 | 677.2773 | 2031.832 | 5052 | Membrane (breather), polypropylene |  | 40 | D4 | 0 | 0 | 0 | 0 | 0 | 0 | 0 | 0 | 0
| Civic Offices | Nominal allowance for FF&E to Entrance foyer (Fittings and Furnishings components (£ spent)) | 1701193 | 8403901 | 4.1.1 | General fittings, furnishings and equipment | Fittings General | Construction | 1354.5547 | kg | 20 | 44 | 1 | FALSE | 1 | FALSE |  | 1.05 | 1354.5547 | 4063.6641 | 5443 | Cladding sheet (profiled, double skin), stainless steel |  | 0 | A1A3 | 6781.6548 | 0.00034179 | 41.2147 | 12.1376 | 4.7912 | 0.21288 | 88223.9925 | 8375.1042 | 207.7986
| Civic Offices | Nominal allowance for FF&E to Entrance foyer (Fittings and Furnishings components (£ spent)) | 1701193 | 8403901 | 4.1.1 | General fittings, furnishings and equipment | Fittings General | Construction | 1354.5547 | kg | 20 | 44 | 1 | FALSE | 1 | FALSE |  | 1.05 | 1354.5547 | 4063.6641 | 5443 | Cladding sheet (profiled, double skin), stainless steel |  | 0 | A4 | 59.0334 | 8.1688e-06 | 0.28068 | 0.052119 | 0.037054 | 0.00013147 | 863.7397 | 250.8407 | 0.23992
| Civic Offices | Nominal allowance for FF&E to Entrance foyer (Fittings and Furnishings components (£ spent)) | 1701193 | 8403901 | 4.1.1 | General fittings, furnishings and equipment | Fittings General | Construction | 1354.5547 | kg | 20 | 44 | 1 | FALSE | 1 | FALSE |  | 1.05 | 1354.5547 | 4063.6641 | 5443 | Cladding sheet (profiled, double skin), stainless steel |  | 0 | A5 | 0.035205 | 9.2186e-09 | 0.00024618 | 8.0895e-05 | 4.0852e-05 | 4.9662e-08 | 0.86306 | 10.1592 | 0
| Civic Offices | Nominal allowance for FF&E to Entrance foyer (Fittings and Furnishings components (£ spent)) | 1701193 | 8403901 | 4.1.1 | General fittings, furnishings and equipment | Fittings General | Construction | 1354.5547 | kg | 20 | 44 | 1 | FALSE | 1 | FALSE |  | 1.05 | 1354.5547 | 4063.6641 | 5443 | Cladding sheet (profiled, double skin), stainless steel |  | 0 | D2 | 0 | 0 | 0 | 0 | 0 | 0 | 0 | 0 | 0
| Civic Offices | Nominal allowance for FF&E to Entrance foyer (Fittings and Furnishings components (£ spent)) | 1701193 | 8403901 | 4.1.1 | General fittings, furnishings and equipment | Fittings General | Construction | 1354.5547 | kg | 20 | 44 | 1 | FALSE | 1 | FALSE |  | 1.05 | 1354.5547 | 4063.6641 | 5443 | Cladding sheet (profiled, double skin), stainless steel |  | 0 | D3 | 0 | 0 | 0 | 0 | 0 | 0 | 0 | 0 | 0
| Civic Offices | Nominal allowance for FF&E to Entrance foyer (Fittings and Furnishings components (£ spent)) | 1701193 | 8403901 | 4.1.1 | General fittings, furnishings and equipment | Fittings General | Construction | 1354.5547 | kg | 20 | 44 | 1 | FALSE | 1 | FALSE |  | 1.05 | 1354.5547 | 4063.6641 | 5443 | Cladding sheet (profiled, double skin), stainless steel |  | 0 | D4 | 0 | 0 | 0 | 0 | 0 | 0 | 0 | 0 | 0
| Civic Offices | Nominal allowance for FF&E to Entrance foyer (Fittings and Furnishings components (£ spent)) | 1701193 | 8403901 | 4.1.1 | General fittings, furnishings and equipment | Fittings General | Construction | 1354.5547 | kg | 20 | 44 | 1 | FALSE | 1 | FALSE |  | 1.05 | 1354.5547 | 4063.6641 | 5443 | Cladding sheet (profiled, double skin), stainless steel |  | 60 | C2 | 0 | 0 | 0 | 0 | 0 | 0 | 0 | 0 | 0
| Civic Offices | Nominal allowance for FF&E to Entrance foyer (Fittings and Furnishings components (£ spent)) | 1701193 | 8403901 | 4.1.1 | General fittings, furnishings and equipment | Fittings General | Construction | 1354.5547 | kg | 20 | 44 | 1 | FALSE | 1 | FALSE |  | 1.05 | 1354.5547 | 4063.6641 | 5443 | Cladding sheet (profiled, double skin), stainless steel |  | 60 | C4 | 0.7041 | 1.8437e-07 | 0.0049237 | 0.0016179 | 0.00081703 | 9.9324e-07 | 17.2612 | 203.1832 | 0.035311
| Civic Offices | Nominal allowance for FF&E to Entrance foyer (Fittings and Furnishings components (£ spent)) | 1701193 | 8403901 | 4.1.1 | General fittings, furnishings and equipment | Fittings General | Construction | 1354.5547 | kg | 20 | 44 | 1 | FALSE | 1 | FALSE |  | 1.05 | 1354.5547 | 4063.6641 | 5443 | Cladding sheet (profiled, double skin), stainless steel |  | 60 | D2 | 0 | 0 | 0 | 0 | 0 | 0 | 0 | 0 | 0
| Civic Offices | Nominal allowance for FF&E to Entrance foyer (Fittings and Furnishings components (£ spent)) | 1701193 | 8403901 | 4.1.1 | General fittings, furnishings and equipment | Fittings General | Construction | 1354.5547 | kg | 20 | 44 | 1 | FALSE | 1 | FALSE |  | 1.05 | 1354.5547 | 4063.6641 | 5443 | Cladding sheet (profiled, double skin), stainless steel |  | 60 | D3 | 0 | 0 | 0 | 0 | 0 | 0 | 0 | 0 | 0
| Civic Offices | Nominal allowance for FF&E to Entrance foyer (Fittings and Furnishings components (£ spent)) | 1701193 | 8403901 | 4.1.1 | General fittings, furnishings and equipment | Fittings General | Construction | 1354.5547 | kg | 20 | 44 | 1 | FALSE | 1 | FALSE |  | 1.05 | 1354.5547 | 4063.6641 | 5443 | Cladding sheet (profiled, double skin), stainless steel |  | 60 | D4 | 0 | 0 | 0 | 0 | 0 | 0 | 0 | 0 | 0
| Civic Offices | Nominal allowance for FF&E to Entrance foyer (Fittings and Furnishings components (£ spent)) | 1701193 | 8403901 | 4.1.1 | General fittings, furnishings and equipment | Fittings General | Construction | 1354.5547 | kg | 20 | 44 | 1 | FALSE | 1 | FALSE |  | 1.05 | 1354.5547 | 4063.6641 | 5443 | Cladding sheet (profiled, double skin), stainless steel |  | 20 | B4B5 | 6841.4275 | 0.00035015 | 41.5005 | 12.1914 | 4.8291 | 0.21301 | 89105.8565 | 8839.2873 | 208.0385
| Civic Offices | Nominal allowance for FF&E to Entrance foyer (Fittings and Furnishings components (£ spent)) | 1701193 | 8403901 | 4.1.1 | General fittings, furnishings and equipment | Fittings General | Construction | 1354.5547 | kg | 20 | 44 | 1 | FALSE | 1 | FALSE |  | 1.05 | 1354.5547 | 4063.6641 | 5443 | Cladding sheet (profiled, double skin), stainless steel |  | 20 | D2 | 0 | 0 | 0 | 0 | 0 | 0 | 0 | 0 | 0
| Civic Offices | Nominal allowance for FF&E to Entrance foyer (Fittings and Furnishings components (£ spent)) | 1701193 | 8403901 | 4.1.1 | General fittings, furnishings and equipment | Fittings General | Construction | 1354.5547 | kg | 20 | 44 | 1 | FALSE | 1 | FALSE |  | 1.05 | 1354.5547 | 4063.6641 | 5443 | Cladding sheet (profiled, double skin), stainless steel |  | 20 | D3 | 0 | 0 | 0 | 0 | 0 | 0 | 0 | 0 | 0
| Civic Offices | Nominal allowance for FF&E to Entrance foyer (Fittings and Furnishings components (£ spent)) | 1701193 | 8403901 | 4.1.1 | General fittings, furnishings and equipment | Fittings General | Construction | 1354.5547 | kg | 20 | 44 | 1 | FALSE | 1 | FALSE |  | 1.05 | 1354.5547 | 4063.6641 | 5443 | Cladding sheet (profiled, double skin), stainless steel |  | 20 | D4 | 0 | 0 | 0 | 0 | 0 | 0 | 0 | 0 | 0
| Civic Offices | Nominal allowance for FF&E to Entrance foyer (Fittings and Furnishings components (£ spent)) | 1701193 | 8403901 | 4.1.1 | General fittings, furnishings and equipment | Fittings General | Construction | 1354.5547 | kg | 20 | 44 | 1 | FALSE | 1 | FALSE |  | 1.05 | 1354.5547 | 4063.6641 | 5443 | Cladding sheet (profiled, double skin), stainless steel |  | 40 | B4B5 | 6841.4275 | 0.00035015 | 41.5005 | 12.1914 | 4.8291 | 0.21301 | 89105.8565 | 8839.2873 | 208.0385
| Civic Offices | Nominal allowance for FF&E to Entrance foyer (Fittings and Furnishings components (£ spent)) | 1701193 | 8403901 | 4.1.1 | General fittings, furnishings and equipment | Fittings General | Construction | 1354.5547 | kg | 20 | 44 | 1 | FALSE | 1 | FALSE |  | 1.05 | 1354.5547 | 4063.6641 | 5443 | Cladding sheet (profiled, double skin), stainless steel |  | 40 | D2 | 0 | 0 | 0 | 0 | 0 | 0 | 0 | 0 | 0
| Civic Offices | Nominal allowance for FF&E to Entrance foyer (Fittings and Furnishings components (£ spent)) | 1701193 | 8403901 | 4.1.1 | General fittings, furnishings and equipment | Fittings General | Construction | 1354.5547 | kg | 20 | 44 | 1 | FALSE | 1 | FALSE |  | 1.05 | 1354.5547 | 4063.6641 | 5443 | Cladding sheet (profiled, double skin), stainless steel |  | 40 | D3 | 0 | 0 | 0 | 0 | 0 | 0 | 0 | 0 | 0
| Civic Offices | Nominal allowance for FF&E to Entrance foyer (Fittings and Furnishings components (£ spent)) | 1701193 | 8403901 | 4.1.1 | General fittings, furnishings and equipment | Fittings General | Construction | 1354.5547 | kg | 20 | 44 | 1 | FALSE | 1 | FALSE |  | 1.05 | 1354.5547 | 4063.6641 | 5443 | Cladding sheet (profiled, double skin), stainless steel |  | 40 | D4 | 0 | 0 | 0 | 0 | 0 | 0 | 0 | 0 | 0
| Civic Offices | Nominal allowance for FF&E to Entrance foyer (Fittings and Furnishings components (£ spent)) | 1701193 | 8403902 | 4.1.1 | General fittings, furnishings and equipment | Fittings General | Construction | 338.6387 | kg | 20 | 44 | 1 | FALSE | 1 | FALSE |  | 1.05 | 338.6387 | 1015.916 | 5008 | General sheet, aluminium |  | 0 | A1A3 | 6594.1597 | 0.0002118 | 45.2042 | 10.1039 | 3.434 | 0.0057114 | 81913.4619 | 1413.5029 | 43.4363
| Civic Offices | Nominal allowance for FF&E to Entrance foyer (Fittings and Furnishings components (£ spent)) | 1701193 | 8403902 | 4.1.1 | General fittings, furnishings and equipment | Fittings General | Construction | 338.6387 | kg | 20 | 44 | 1 | FALSE | 1 | FALSE |  | 1.05 | 338.6387 | 1015.916 | 5008 | General sheet, aluminium |  | 0 | A4 | 17.5222 | 1.9435e-06 | 0.090778 | 0.014732 | 0.011195 | 2.4351e-05 | 253.0062 | 68.7765 | 0.069122
| Civic Offices | Nominal allowance for FF&E to Entrance foyer (Fittings and Furnishings components (£ spent)) | 1701193 | 8403902 | 4.1.1 | General fittings, furnishings and equipment | Fittings General | Construction | 338.6387 | kg | 20 | 44 | 1 | FALSE | 1 | FALSE |  | 1.05 | 338.6387 | 1015.916 | 5008 | General sheet, aluminium |  | 0 | A5 | 0.0088012 | 2.3046e-09 | 6.1546e-05 | 2.0224e-05 | 1.0213e-05 | 1.2415e-08 | 0.21577 | 2.5398 | 0
| Civic Offices | Nominal allowance for FF&E to Entrance foyer (Fittings and Furnishings components (£ spent)) | 1701193 | 8403902 | 4.1.1 | General fittings, furnishings and equipment | Fittings General | Construction | 338.6387 | kg | 20 | 44 | 1 | FALSE | 1 | FALSE |  | 1.05 | 338.6387 | 1015.916 | 5008 | General sheet, aluminium |  | 0 | D2 | 0 | 0 | 0 | 0 | 0 | 0 | 0 | 0 | 0
| Civic Offices | Nominal allowance for FF&E to Entrance foyer (Fittings and Furnishings components (£ spent)) | 1701193 | 8403902 | 4.1.1 | General fittings, furnishings and equipment | Fittings General | Construction | 338.6387 | kg | 20 | 44 | 1 | FALSE | 1 | FALSE |  | 1.05 | 338.6387 | 1015.916 | 5008 | General sheet, aluminium |  | 0 | D3 | 0 | 0 | 0 | 0 | 0 | 0 | 0 | 0 | 0
| Civic Offices | Nominal allowance for FF&E to Entrance foyer (Fittings and Furnishings components (£ spent)) | 1701193 | 8403902 | 4.1.1 | General fittings, furnishings and equipment | Fittings General | Construction | 338.6387 | kg | 20 | 44 | 1 | FALSE | 1 | FALSE |  | 1.05 | 338.6387 | 1015.916 | 5008 | General sheet, aluminium |  | 0 | D4 | 0 | 0 | 0 | 0 | 0 | 0 | 0 | 0 | 0
| Civic Offices | Nominal allowance for FF&E to Entrance foyer (Fittings and Furnishings components (£ spent)) | 1701193 | 8403902 | 4.1.1 | General fittings, furnishings and equipment | Fittings General | Construction | 338.6387 | kg | 20 | 44 | 1 | FALSE | 1 | FALSE |  | 1.05 | 338.6387 | 1015.916 | 5008 | General sheet, aluminium |  | 60 | C2 | 0 | 0 | 0 | 0 | 0 | 0 | 0 | 0 | 0
| Civic Offices | Nominal allowance for FF&E to Entrance foyer (Fittings and Furnishings components (£ spent)) | 1701193 | 8403902 | 4.1.1 | General fittings, furnishings and equipment | Fittings General | Construction | 338.6387 | kg | 20 | 44 | 1 | FALSE | 1 | FALSE |  | 1.05 | 338.6387 | 1015.916 | 5008 | General sheet, aluminium |  | 60 | C4 | 0.17602 | 4.6093e-08 | 0.0012309 | 0.00040448 | 0.00020426 | 2.4831e-07 | 4.3153 | 50.7958 | 0.0088277
| Civic Offices | Nominal allowance for FF&E to Entrance foyer (Fittings and Furnishings components (£ spent)) | 1701193 | 8403902 | 4.1.1 | General fittings, furnishings and equipment | Fittings General | Construction | 338.6387 | kg | 20 | 44 | 1 | FALSE | 1 | FALSE |  | 1.05 | 338.6387 | 1015.916 | 5008 | General sheet, aluminium |  | 60 | D2 | 0 | 0 | 0 | 0 | 0 | 0 | 0 | 0 | 0
| Civic Offices | Nominal allowance for FF&E to Entrance foyer (Fittings and Furnishings components (£ spent)) | 1701193 | 8403902 | 4.1.1 | General fittings, furnishings and equipment | Fittings General | Construction | 338.6387 | kg | 20 | 44 | 1 | FALSE | 1 | FALSE |  | 1.05 | 338.6387 | 1015.916 | 5008 | General sheet, aluminium |  | 60 | D3 | 0 | 0 | 0 | 0 | 0 | 0 | 0 | 0 | 0
| Civic Offices | Nominal allowance for FF&E to Entrance foyer (Fittings and Furnishings components (£ spent)) | 1701193 | 8403902 | 4.1.1 | General fittings, furnishings and equipment | Fittings General | Construction | 338.6387 | kg | 20 | 44 | 1 | FALSE | 1 | FALSE |  | 1.05 | 338.6387 | 1015.916 | 5008 | General sheet, aluminium |  | 60 | D4 | 0 | 0 | 0 | 0 | 0 | 0 | 0 | 0 | 0
| Civic Offices | Nominal allowance for FF&E to Entrance foyer (Fittings and Furnishings components (£ spent)) | 1701193 | 8403902 | 4.1.1 | General fittings, furnishings and equipment | Fittings General | Construction | 338.6387 | kg | 20 | 44 | 1 | FALSE | 1 | FALSE |  | 1.05 | 338.6387 | 1015.916 | 5008 | General sheet, aluminium |  | 20 | B4B5 | 6611.8667 | 0.0002138 | 45.2962 | 10.119 | 3.4454 | 0.005736 | 82170.9992 | 1535.615 | 43.5054
| Civic Offices | Nominal allowance for FF&E to Entrance foyer (Fittings and Furnishings components (£ spent)) | 1701193 | 8403902 | 4.1.1 | General fittings, furnishings and equipment | Fittings General | Construction | 338.6387 | kg | 20 | 44 | 1 | FALSE | 1 | FALSE |  | 1.05 | 338.6387 | 1015.916 | 5008 | General sheet, aluminium |  | 20 | D2 | 0 | 0 | 0 | 0 | 0 | 0 | 0 | 0 | 0
| Civic Offices | Nominal allowance for FF&E to Entrance foyer (Fittings and Furnishings components (£ spent)) | 1701193 | 8403902 | 4.1.1 | General fittings, furnishings and equipment | Fittings General | Construction | 338.6387 | kg | 20 | 44 | 1 | FALSE | 1 | FALSE |  | 1.05 | 338.6387 | 1015.916 | 5008 | General sheet, aluminium |  | 20 | D3 | 0 | 0 | 0 | 0 | 0 | 0 | 0 | 0 | 0
| Civic Offices | Nominal allowance for FF&E to Entrance foyer (Fittings and Furnishings components (£ spent)) | 1701193 | 8403902 | 4.1.1 | General fittings, furnishings and equipment | Fittings General | Construction | 338.6387 | kg | 20 | 44 | 1 | FALSE | 1 | FALSE |  | 1.05 | 338.6387 | 1015.916 | 5008 | General sheet, aluminium |  | 20 | D4 | 0 | 0 | 0 | 0 | 0 | 0 | 0 | 0 | 0
| Civic Offices | Nominal allowance for FF&E to Entrance foyer (Fittings and Furnishings components (£ spent)) | 1701193 | 8403902 | 4.1.1 | General fittings, furnishings and equipment | Fittings General | Construction | 338.6387 | kg | 20 | 44 | 1 | FALSE | 1 | FALSE |  | 1.05 | 338.6387 | 1015.916 | 5008 | General sheet, aluminium |  | 40 | B4B5 | 6611.8667 | 0.0002138 | 45.2962 | 10.119 | 3.4454 | 0.005736 | 82170.9992 | 1535.615 | 43.5054
| Civic Offices | Nominal allowance for FF&E to Entrance foyer (Fittings and Furnishings components (£ spent)) | 1701193 | 8403902 | 4.1.1 | General fittings, furnishings and equipment | Fittings General | Construction | 338.6387 | kg | 20 | 44 | 1 | FALSE | 1 | FALSE |  | 1.05 | 338.6387 | 1015.916 | 5008 | General sheet, aluminium |  | 40 | D2 | 0 | 0 | 0 | 0 | 0 | 0 | 0 | 0 | 0
| Civic Offices | Nominal allowance for FF&E to Entrance foyer (Fittings and Furnishings components (£ spent)) | 1701193 | 8403902 | 4.1.1 | General fittings, furnishings and equipment | Fittings General | Construction | 338.6387 | kg | 20 | 44 | 1 | FALSE | 1 | FALSE |  | 1.05 | 338.6387 | 1015.916 | 5008 | General sheet, aluminium |  | 40 | D3 | 0 | 0 | 0 | 0 | 0 | 0 | 0 | 0 | 0
| Civic Offices | Nominal allowance for FF&E to Entrance foyer (Fittings and Furnishings components (£ spent)) | 1701193 | 8403902 | 4.1.1 | General fittings, furnishings and equipment | Fittings General | Construction | 338.6387 | kg | 20 | 44 | 1 | FALSE | 1 | FALSE |  | 1.05 | 338.6387 | 1015.916 | 5008 | General sheet, aluminium |  | 40 | D4 | 0 | 0 | 0 | 0 | 0 | 0 | 0 | 0 | 0
| Civic Offices | Nominal allowance for FF&E to Entrance foyer (Fittings and Furnishings components (£ spent)) | 1701193 | 8403903 | 4.1.1 | General fittings, furnishings and equipment | Fittings General | Construction | 338.6387 | kg | 20 | 44 | 1 | FALSE | 1 | FALSE |  | 1.03 | 338.6387 | 1015.916 | 5113 | Cladding sheet (plain), copper |  | 0 | A1A3 | 2401.4686 | 0.0019957 | 122.1351 | 81.5288 | 6.7511 | 0.55566 | 36438.076 | 7113.1243 | 76.7627
| Civic Offices | Nominal allowance for FF&E to Entrance foyer (Fittings and Furnishings components (£ spent)) | 1701193 | 8403903 | 4.1.1 | General fittings, furnishings and equipment | Fittings General | Construction | 338.6387 | kg | 20 | 44 | 1 | FALSE | 1 | FALSE |  | 1.03 | 338.6387 | 1015.916 | 5113 | Cladding sheet (plain), copper |  | 0 | A4 | 6.8339 | 1.2279e-06 | 0.022376 | 0.006048 | 0.0038174 | 2.3833e-05 | 101.8697 | 15.5548 | 0.028122
| Civic Offices | Nominal allowance for FF&E to Entrance foyer (Fittings and Furnishings components (£ spent)) | 1701193 | 8403903 | 4.1.1 | General fittings, furnishings and equipment | Fittings General | Construction | 338.6387 | kg | 20 | 44 | 1 | FALSE | 1 | FALSE |  | 1.03 | 338.6387 | 1015.916 | 5113 | Cladding sheet (plain), copper |  | 0 | A5 | 0.0052807 | 1.3828e-09 | 3.6928e-05 | 1.2134e-05 | 6.1277e-06 | 7.4493e-09 | 0.12946 | 1.5239 | 0
| Civic Offices | Nominal allowance for FF&E to Entrance foyer (Fittings and Furnishings components (£ spent)) | 1701193 | 8403903 | 4.1.1 | General fittings, furnishings and equipment | Fittings General | Construction | 338.6387 | kg | 20 | 44 | 1 | FALSE | 1 | FALSE |  | 1.03 | 338.6387 | 1015.916 | 5113 | Cladding sheet (plain), copper |  | 0 | D2 | 0 | 0 | 0 | 0 | 0 | 0 | 0 | 0 | 0
| Civic Offices | Nominal allowance for FF&E to Entrance foyer (Fittings and Furnishings components (£ spent)) | 1701193 | 8403903 | 4.1.1 | General fittings, furnishings and equipment | Fittings General | Construction | 338.6387 | kg | 20 | 44 | 1 | FALSE | 1 | FALSE |  | 1.03 | 338.6387 | 1015.916 | 5113 | Cladding sheet (plain), copper |  | 0 | D3 | 0 | 0 | 0 | 0 | 0 | 0 | 0 | 0 | 0
| Civic Offices | Nominal allowance for FF&E to Entrance foyer (Fittings and Furnishings components (£ spent)) | 1701193 | 8403903 | 4.1.1 | General fittings, furnishings and equipment | Fittings General | Construction | 338.6387 | kg | 20 | 44 | 1 | FALSE | 1 | FALSE |  | 1.03 | 338.6387 | 1015.916 | 5113 | Cladding sheet (plain), copper |  | 0 | D4 | 0 | 0 | 0 | 0 | 0 | 0 | 0 | 0 | 0
| Civic Offices | Nominal allowance for FF&E to Entrance foyer (Fittings and Furnishings components (£ spent)) | 1701193 | 8403903 | 4.1.1 | General fittings, furnishings and equipment | Fittings General | Construction | 338.6387 | kg | 20 | 44 | 1 | FALSE | 1 | FALSE |  | 1.03 | 338.6387 | 1015.916 | 5113 | Cladding sheet (plain), copper |  | 60 | C2 | 0 | 0 | 0 | 0 | 0 | 0 | 0 | 0 | 0
| Civic Offices | Nominal allowance for FF&E to Entrance foyer (Fittings and Furnishings components (£ spent)) | 1701193 | 8403903 | 4.1.1 | General fittings, furnishings and equipment | Fittings General | Construction | 338.6387 | kg | 20 | 44 | 1 | FALSE | 1 | FALSE |  | 1.03 | 338.6387 | 1015.916 | 5113 | Cladding sheet (plain), copper |  | 60 | C4 | 0.17602 | 4.6093e-08 | 0.0012309 | 0.00040448 | 0.00020426 | 2.4831e-07 | 4.3153 | 50.7958 | 0.0088277
| Civic Offices | Nominal allowance for FF&E to Entrance foyer (Fittings and Furnishings components (£ spent)) | 1701193 | 8403903 | 4.1.1 | General fittings, furnishings and equipment | Fittings General | Construction | 338.6387 | kg | 20 | 44 | 1 | FALSE | 1 | FALSE |  | 1.03 | 338.6387 | 1015.916 | 5113 | Cladding sheet (plain), copper |  | 60 | D2 | 0 | 0 | 0 | 0 | 0 | 0 | 0 | 0 | 0
| Civic Offices | Nominal allowance for FF&E to Entrance foyer (Fittings and Furnishings components (£ spent)) | 1701193 | 8403903 | 4.1.1 | General fittings, furnishings and equipment | Fittings General | Construction | 338.6387 | kg | 20 | 44 | 1 | FALSE | 1 | FALSE |  | 1.03 | 338.6387 | 1015.916 | 5113 | Cladding sheet (plain), copper |  | 60 | D3 | 0 | 0 | 0 | 0 | 0 | 0 | 0 | 0 | 0
| Civic Offices | Nominal allowance for FF&E to Entrance foyer (Fittings and Furnishings components (£ spent)) | 1701193 | 8403903 | 4.1.1 | General fittings, furnishings and equipment | Fittings General | Construction | 338.6387 | kg | 20 | 44 | 1 | FALSE | 1 | FALSE |  | 1.03 | 338.6387 | 1015.916 | 5113 | Cladding sheet (plain), copper |  | 60 | D4 | 0 | 0 | 0 | 0 | 0 | 0 | 0 | 0 | 0
| Civic Offices | Nominal allowance for FF&E to Entrance foyer (Fittings and Furnishings components (£ spent)) | 1701193 | 8403903 | 4.1.1 | General fittings, furnishings and equipment | Fittings General | Construction | 338.6387 | kg | 20 | 44 | 1 | FALSE | 1 | FALSE |  | 1.03 | 338.6387 | 1015.916 | 5113 | Cladding sheet (plain), copper |  | 20 | B4B5 | 2408.4838 | 0.001997 | 122.1587 | 81.5353 | 6.7552 | 0.55568 | 36544.3904 | 7180.9988 | 76.7908
| Civic Offices | Nominal allowance for FF&E to Entrance foyer (Fittings and Furnishings components (£ spent)) | 1701193 | 8403903 | 4.1.1 | General fittings, furnishings and equipment | Fittings General | Construction | 338.6387 | kg | 20 | 44 | 1 | FALSE | 1 | FALSE |  | 1.03 | 338.6387 | 1015.916 | 5113 | Cladding sheet (plain), copper |  | 20 | D2 | 0 | 0 | 0 | 0 | 0 | 0 | 0 | 0 | 0
| Civic Offices | Nominal allowance for FF&E to Entrance foyer (Fittings and Furnishings components (£ spent)) | 1701193 | 8403903 | 4.1.1 | General fittings, furnishings and equipment | Fittings General | Construction | 338.6387 | kg | 20 | 44 | 1 | FALSE | 1 | FALSE |  | 1.03 | 338.6387 | 1015.916 | 5113 | Cladding sheet (plain), copper |  | 20 | D3 | 0 | 0 | 0 | 0 | 0 | 0 | 0 | 0 | 0
| Civic Offices | Nominal allowance for FF&E to Entrance foyer (Fittings and Furnishings components (£ spent)) | 1701193 | 8403903 | 4.1.1 | General fittings, furnishings and equipment | Fittings General | Construction | 338.6387 | kg | 20 | 44 | 1 | FALSE | 1 | FALSE |  | 1.03 | 338.6387 | 1015.916 | 5113 | Cladding sheet (plain), copper |  | 20 | D4 | 0 | 0 | 0 | 0 | 0 | 0 | 0 | 0 | 0
| Civic Offices | Nominal allowance for FF&E to Entrance foyer (Fittings and Furnishings components (£ spent)) | 1701193 | 8403903 | 4.1.1 | General fittings, furnishings and equipment | Fittings General | Construction | 338.6387 | kg | 20 | 44 | 1 | FALSE | 1 | FALSE |  | 1.03 | 338.6387 | 1015.916 | 5113 | Cladding sheet (plain), copper |  | 40 | B4B5 | 2408.4838 | 0.001997 | 122.1587 | 81.5353 | 6.7552 | 0.55568 | 36544.3904 | 7180.9988 | 76.7908
| Civic Offices | Nominal allowance for FF&E to Entrance foyer (Fittings and Furnishings components (£ spent)) | 1701193 | 8403903 | 4.1.1 | General fittings, furnishings and equipment | Fittings General | Construction | 338.6387 | kg | 20 | 44 | 1 | FALSE | 1 | FALSE |  | 1.03 | 338.6387 | 1015.916 | 5113 | Cladding sheet (plain), copper |  | 40 | D2 | 0 | 0 | 0 | 0 | 0 | 0 | 0 | 0 | 0
| Civic Offices | Nominal allowance for FF&E to Entrance foyer (Fittings and Furnishings components (£ spent)) | 1701193 | 8403903 | 4.1.1 | General fittings, furnishings and equipment | Fittings General | Construction | 338.6387 | kg | 20 | 44 | 1 | FALSE | 1 | FALSE |  | 1.03 | 338.6387 | 1015.916 | 5113 | Cladding sheet (plain), copper |  | 40 | D3 | 0 | 0 | 0 | 0 | 0 | 0 | 0 | 0 | 0
| Civic Offices | Nominal allowance for FF&E to Entrance foyer (Fittings and Furnishings components (£ spent)) | 1701193 | 8403903 | 4.1.1 | General fittings, furnishings and equipment | Fittings General | Construction | 338.6387 | kg | 20 | 44 | 1 | FALSE | 1 | FALSE |  | 1.03 | 338.6387 | 1015.916 | 5113 | Cladding sheet (plain), copper |  | 40 | D4 | 0 | 0 | 0 | 0 | 0 | 0 | 0 | 0 | 0
| Civic Offices | Nominal allowance for FF&E to Entrance foyer (Fittings and Furnishings components (£ spent)) | 1701193 | 8403904 | 4.1.1 | General fittings, furnishings and equipment | Fittings General | Construction | 270.9109 | kg | 20 | 44 | 1 | FALSE | 1 | FALSE |  | 1.05 | 270.9109 | 812.7328 | 5499 | Floor finish (underlay), textile (recycled) |  | 0 | A1A3 | 183.4024 | 7.198e-06 | 1.0179 | 0.27005 | 0.096836 | 0.00021762 | 3535.5256 | 680.6637 | 0.83597
| Civic Offices | Nominal allowance for FF&E to Entrance foyer (Fittings and Furnishings components (£ spent)) | 1701193 | 8403904 | 4.1.1 | General fittings, furnishings and equipment | Fittings General | Construction | 270.9109 | kg | 20 | 44 | 1 | FALSE | 1 | FALSE |  | 1.05 | 270.9109 | 812.7328 | 5499 | Floor finish (underlay), textile (recycled) |  | 0 | A4 | 5.4507 | 9.7937e-07 | 0.017848 | 0.0048239 | 0.0030448 | 1.9009e-05 | 81.2523 | 12.4066 | 0.022431
| Civic Offices | Nominal allowance for FF&E to Entrance foyer (Fittings and Furnishings components (£ spent)) | 1701193 | 8403904 | 4.1.1 | General fittings, furnishings and equipment | Fittings General | Construction | 270.9109 | kg | 20 | 44 | 1 | FALSE | 1 | FALSE |  | 1.05 | 270.9109 | 812.7328 | 5499 | Floor finish (underlay), textile (recycled) |  | 0 | A5 | 0.68729 | 2.2362e-08 | 0.00059655 | 0.029379 | 0.00021243 | 1.2255e-07 | 2.0703 | 2.1673 | 0
| Civic Offices | Nominal allowance for FF&E to Entrance foyer (Fittings and Furnishings components (£ spent)) | 1701193 | 8403904 | 4.1.1 | General fittings, furnishings and equipment | Fittings General | Construction | 270.9109 | kg | 20 | 44 | 1 | FALSE | 1 | FALSE |  | 1.05 | 270.9109 | 812.7328 | 5499 | Floor finish (underlay), textile (recycled) |  | 0 | D2 | 0 | 0 | 0 | 0 | 0 | 0 | 0 | 0 | 0
| Civic Offices | Nominal allowance for FF&E to Entrance foyer (Fittings and Furnishings components (£ spent)) | 1701193 | 8403904 | 4.1.1 | General fittings, furnishings and equipment | Fittings General | Construction | 270.9109 | kg | 20 | 44 | 1 | FALSE | 1 | FALSE |  | 1.05 | 270.9109 | 812.7328 | 5499 | Floor finish (underlay), textile (recycled) |  | 0 | D3 | 0 | 0 | 0 | 0 | 0 | 0 | 0 | 0 | 0
| Civic Offices | Nominal allowance for FF&E to Entrance foyer (Fittings and Furnishings components (£ spent)) | 1701193 | 8403904 | 4.1.1 | General fittings, furnishings and equipment | Fittings General | Construction | 270.9109 | kg | 20 | 44 | 1 | FALSE | 1 | FALSE |  | 1.05 | 270.9109 | 812.7328 | 5499 | Floor finish (underlay), textile (recycled) |  | 0 | D4 | 0 | 0 | 0 | 0 | 0 | 0 | 0 | 0 | 0
| Civic Offices | Nominal allowance for FF&E to Entrance foyer (Fittings and Furnishings components (£ spent)) | 1701193 | 8403904 | 4.1.1 | General fittings, furnishings and equipment | Fittings General | Construction | 270.9109 | kg | 20 | 44 | 1 | FALSE | 1 | FALSE |  | 1.05 | 270.9109 | 812.7328 | 5499 | Floor finish (underlay), textile (recycled) |  | 60 | C2 | 0 | 0 | 0 | 0 | 0 | 0 | 0 | 0 | 0
| Civic Offices | Nominal allowance for FF&E to Entrance foyer (Fittings and Furnishings components (£ spent)) | 1701193 | 8403904 | 4.1.1 | General fittings, furnishings and equipment | Fittings General | Construction | 270.9109 | kg | 20 | 44 | 1 | FALSE | 1 | FALSE |  | 1.05 | 270.9109 | 812.7328 | 5499 | Floor finish (underlay), textile (recycled) |  | 60 | C4 | 13.7458 | 4.4723e-07 | 0.011931 | 0.58758 | 0.0042485 | 2.4509e-06 | 41.4053 | 43.3458 | 0.25123
| Civic Offices | Nominal allowance for FF&E to Entrance foyer (Fittings and Furnishings components (£ spent)) | 1701193 | 8403904 | 4.1.1 | General fittings, furnishings and equipment | Fittings General | Construction | 270.9109 | kg | 20 | 44 | 1 | FALSE | 1 | FALSE |  | 1.05 | 270.9109 | 812.7328 | 5499 | Floor finish (underlay), textile (recycled) |  | 60 | D2 | 0 | 0 | 0 | 0 | 0 | 0 | 0 | 0 | 0
| Civic Offices | Nominal allowance for FF&E to Entrance foyer (Fittings and Furnishings components (£ spent)) | 1701193 | 8403904 | 4.1.1 | General fittings, furnishings and equipment | Fittings General | Construction | 270.9109 | kg | 20 | 44 | 1 | FALSE | 1 | FALSE |  | 1.05 | 270.9109 | 812.7328 | 5499 | Floor finish (underlay), textile (recycled) |  | 60 | D3 | 0 | 0 | 0 | 0 | 0 | 0 | 0 | 0 | 0
| Civic Offices | Nominal allowance for FF&E to Entrance foyer (Fittings and Furnishings components (£ spent)) | 1701193 | 8403904 | 4.1.1 | General fittings, furnishings and equipment | Fittings General | Construction | 270.9109 | kg | 20 | 44 | 1 | FALSE | 1 | FALSE |  | 1.05 | 270.9109 | 812.7328 | 5499 | Floor finish (underlay), textile (recycled) |  | 60 | D4 | 0 | 0 | 0 | 0 | 0 | 0 | 0 | 0 | 0
| Civic Offices | Nominal allowance for FF&E to Entrance foyer (Fittings and Furnishings components (£ spent)) | 1701193 | 8403904 | 4.1.1 | General fittings, furnishings and equipment | Fittings General | Construction | 270.9109 | kg | 20 | 44 | 1 | FALSE | 1 | FALSE |  | 1.05 | 270.9109 | 812.7328 | 5499 | Floor finish (underlay), textile (recycled) |  | 20 | B4B5 | 203.2863 | 8.647e-06 | 1.0482 | 0.89183 | 0.10434 | 0.00023921 | 3660.2535 | 738.5834 | 0.8584
| Civic Offices | Nominal allowance for FF&E to Entrance foyer (Fittings and Furnishings components (£ spent)) | 1701193 | 8403904 | 4.1.1 | General fittings, furnishings and equipment | Fittings General | Construction | 270.9109 | kg | 20 | 44 | 1 | FALSE | 1 | FALSE |  | 1.05 | 270.9109 | 812.7328 | 5499 | Floor finish (underlay), textile (recycled) |  | 20 | D2 | 0 | 0 | 0 | 0 | 0 | 0 | 0 | 0 | 0
| Civic Offices | Nominal allowance for FF&E to Entrance foyer (Fittings and Furnishings components (£ spent)) | 1701193 | 8403904 | 4.1.1 | General fittings, furnishings and equipment | Fittings General | Construction | 270.9109 | kg | 20 | 44 | 1 | FALSE | 1 | FALSE |  | 1.05 | 270.9109 | 812.7328 | 5499 | Floor finish (underlay), textile (recycled) |  | 20 | D3 | 0 | 0 | 0 | 0 | 0 | 0 | 0 | 0 | 0
| Civic Offices | Nominal allowance for FF&E to Entrance foyer (Fittings and Furnishings components (£ spent)) | 1701193 | 8403904 | 4.1.1 | General fittings, furnishings and equipment | Fittings General | Construction | 270.9109 | kg | 20 | 44 | 1 | FALSE | 1 | FALSE |  | 1.05 | 270.9109 | 812.7328 | 5499 | Floor finish (underlay), textile (recycled) |  | 20 | D4 | 0 | 0 | 0 | 0 | 0 | 0 | 0 | 0 | 0
| Civic Offices | Nominal allowance for FF&E to Entrance foyer (Fittings and Furnishings components (£ spent)) | 1701193 | 8403904 | 4.1.1 | General fittings, furnishings and equipment | Fittings General | Construction | 270.9109 | kg | 20 | 44 | 1 | FALSE | 1 | FALSE |  | 1.05 | 270.9109 | 812.7328 | 5499 | Floor finish (underlay), textile (recycled) |  | 40 | B4B5 | 203.2863 | 8.647e-06 | 1.0482 | 0.89183 | 0.10434 | 0.00023921 | 3660.2535 | 738.5834 | 0.8584
| Civic Offices | Nominal allowance for FF&E to Entrance foyer (Fittings and Furnishings components (£ spent)) | 1701193 | 8403904 | 4.1.1 | General fittings, furnishings and equipment | Fittings General | Construction | 270.9109 | kg | 20 | 44 | 1 | FALSE | 1 | FALSE |  | 1.05 | 270.9109 | 812.7328 | 5499 | Floor finish (underlay), textile (recycled) |  | 40 | D2 | 0 | 0 | 0 | 0 | 0 | 0 | 0 | 0 | 0
| Civic Offices | Nominal allowance for FF&E to Entrance foyer (Fittings and Furnishings components (£ spent)) | 1701193 | 8403904 | 4.1.1 | General fittings, furnishings and equipment | Fittings General | Construction | 270.9109 | kg | 20 | 44 | 1 | FALSE | 1 | FALSE |  | 1.05 | 270.9109 | 812.7328 | 5499 | Floor finish (underlay), textile (recycled) |  | 40 | D3 | 0 | 0 | 0 | 0 | 0 | 0 | 0 | 0 | 0
| Civic Offices | Nominal allowance for FF&E to Entrance foyer (Fittings and Furnishings components (£ spent)) | 1701193 | 8403904 | 4.1.1 | General fittings, furnishings and equipment | Fittings General | Construction | 270.9109 | kg | 20 | 44 | 1 | FALSE | 1 | FALSE |  | 1.05 | 270.9109 | 812.7328 | 5499 | Floor finish (underlay), textile (recycled) |  | 40 | D4 | 0 | 0 | 0 | 0 | 0 | 0 | 0 | 0 | 0
| Civic Offices | Component: Council office external sign nominal allowance (Fittings and Furnishings components (£ spent)) | 1701194 | 8403907 | 4.1.1 | General fittings, furnishings and equipment | Fittings General | Construction | 42.3298 | kg | 20 | 44 | 1 | FALSE | 1 | FALSE |  | 1.1 | 42.3298 | 126.9895 | 5052 | Membrane (breather), polypropylene |  | 0 | A1A3 | 255.7904 | 5.8412e-06 | 1.4406 | 0.41427 | 0.17115 | 0.00030014 | 5568.9074 | 22.0958 | 1.262
| Civic Offices | Component: Council office external sign nominal allowance (Fittings and Furnishings components (£ spent)) | 1701194 | 8403907 | 4.1.1 | General fittings, furnishings and equipment | Fittings General | Construction | 42.3298 | kg | 20 | 44 | 1 | FALSE | 1 | FALSE |  | 1.1 | 42.3298 | 126.9895 | 5052 | Membrane (breather), polypropylene |  | 0 | A4 | 0.88221 | 1.5851e-07 | 0.0028887 | 0.00078076 | 0.0004928 | 3.0767e-06 | 13.1508 | 2.008 | 0.0036304
| Civic Offices | Component: Council office external sign nominal allowance (Fittings and Furnishings components (£ spent)) | 1701194 | 8403907 | 4.1.1 | General fittings, furnishings and equipment | Fittings General | Construction | 42.3298 | kg | 20 | 44 | 1 | FALSE | 1 | FALSE |  | 1.1 | 42.3298 | 126.9895 | 5052 | Membrane (breather), polypropylene |  | 0 | A5 | 0.11156 | 3.5485e-09 | 0.00010273 | 0.0093598 | 3.4085e-05 | 1.9826e-08 | 0.32472 | 0.67728 | 0
| Civic Offices | Component: Council office external sign nominal allowance (Fittings and Furnishings components (£ spent)) | 1701194 | 8403907 | 4.1.1 | General fittings, furnishings and equipment | Fittings General | Construction | 42.3298 | kg | 20 | 44 | 1 | FALSE | 1 | FALSE |  | 1.1 | 42.3298 | 126.9895 | 5052 | Membrane (breather), polypropylene |  | 0 | D2 | 0 | 0 | 0 | 0 | 0 | 0 | 0 | 0 | 0
| Civic Offices | Component: Council office external sign nominal allowance (Fittings and Furnishings components (£ spent)) | 1701194 | 8403907 | 4.1.1 | General fittings, furnishings and equipment | Fittings General | Construction | 42.3298 | kg | 20 | 44 | 1 | FALSE | 1 | FALSE |  | 1.1 | 42.3298 | 126.9895 | 5052 | Membrane (breather), polypropylene |  | 0 | D3 | 0 | 0 | 0 | 0 | 0 | 0 | 0 | 0 | 0
| Civic Offices | Component: Council office external sign nominal allowance (Fittings and Furnishings components (£ spent)) | 1701194 | 8403907 | 4.1.1 | General fittings, furnishings and equipment | Fittings General | Construction | 42.3298 | kg | 20 | 44 | 1 | FALSE | 1 | FALSE |  | 1.1 | 42.3298 | 126.9895 | 5052 | Membrane (breather), polypropylene |  | 0 | D4 | 0 | 0 | 0 | 0 | 0 | 0 | 0 | 0 | 0
| Civic Offices | Component: Council office external sign nominal allowance (Fittings and Furnishings components (£ spent)) | 1701194 | 8403907 | 4.1.1 | General fittings, furnishings and equipment | Fittings General | Construction | 42.3298 | kg | 20 | 44 | 1 | FALSE | 1 | FALSE |  | 1.1 | 42.3298 | 126.9895 | 5052 | Membrane (breather), polypropylene |  | 60 | C2 | 0 | 0 | 0 | 0 | 0 | 0 | 0 | 0 | 0
| Civic Offices | Component: Council office external sign nominal allowance (Fittings and Furnishings components (£ spent)) | 1701194 | 8403907 | 4.1.1 | General fittings, furnishings and equipment | Fittings General | Construction | 42.3298 | kg | 20 | 44 | 1 | FALSE | 1 | FALSE |  | 1.1 | 42.3298 | 126.9895 | 5052 | Membrane (breather), polypropylene |  | 60 | C4 | 1.1156 | 3.5485e-08 | 0.0010273 | 0.093598 | 0.00034085 | 1.9826e-07 | 3.2472 | 6.7728 | 0.031408
| Civic Offices | Component: Council office external sign nominal allowance (Fittings and Furnishings components (£ spent)) | 1701194 | 8403907 | 4.1.1 | General fittings, furnishings and equipment | Fittings General | Construction | 42.3298 | kg | 20 | 44 | 1 | FALSE | 1 | FALSE |  | 1.1 | 42.3298 | 126.9895 | 5052 | Membrane (breather), polypropylene |  | 60 | D2 | 0 | 0 | 0 | 0 | 0 | 0 | 0 | 0 | 0
| Civic Offices | Component: Council office external sign nominal allowance (Fittings and Furnishings components (£ spent)) | 1701194 | 8403907 | 4.1.1 | General fittings, furnishings and equipment | Fittings General | Construction | 42.3298 | kg | 20 | 44 | 1 | FALSE | 1 | FALSE |  | 1.1 | 42.3298 | 126.9895 | 5052 | Membrane (breather), polypropylene |  | 60 | D3 | 0 | 0 | 0 | 0 | 0 | 0 | 0 | 0 | 0
| Civic Offices | Component: Council office external sign nominal allowance (Fittings and Furnishings components (£ spent)) | 1701194 | 8403907 | 4.1.1 | General fittings, furnishings and equipment | Fittings General | Construction | 42.3298 | kg | 20 | 44 | 1 | FALSE | 1 | FALSE |  | 1.1 | 42.3298 | 126.9895 | 5052 | Membrane (breather), polypropylene |  | 60 | D4 | 0 | 0 | 0 | 0 | 0 | 0 | 0 | 0 | 0
| Civic Offices | Component: Council office external sign nominal allowance (Fittings and Furnishings components (£ spent)) | 1701194 | 8403907 | 4.1.1 | General fittings, furnishings and equipment | Fittings General | Construction | 42.3298 | kg | 20 | 44 | 1 | FALSE | 1 | FALSE |  | 1.1 | 42.3298 | 126.9895 | 5052 | Membrane (breather), polypropylene |  | 20 | B4B5 | 257.8998 | 6.0388e-06 | 1.4446 | 0.518 | 0.17201 | 0.00030344 | 5585.6301 | 31.5539 | 1.2656
| Civic Offices | Component: Council office external sign nominal allowance (Fittings and Furnishings components (£ spent)) | 1701194 | 8403907 | 4.1.1 | General fittings, furnishings and equipment | Fittings General | Construction | 42.3298 | kg | 20 | 44 | 1 | FALSE | 1 | FALSE |  | 1.1 | 42.3298 | 126.9895 | 5052 | Membrane (breather), polypropylene |  | 20 | D2 | 0 | 0 | 0 | 0 | 0 | 0 | 0 | 0 | 0
| Civic Offices | Component: Council office external sign nominal allowance (Fittings and Furnishings components (£ spent)) | 1701194 | 8403907 | 4.1.1 | General fittings, furnishings and equipment | Fittings General | Construction | 42.3298 | kg | 20 | 44 | 1 | FALSE | 1 | FALSE |  | 1.1 | 42.3298 | 126.9895 | 5052 | Membrane (breather), polypropylene |  | 20 | D3 | 0 | 0 | 0 | 0 | 0 | 0 | 0 | 0 | 0
| Civic Offices | Component: Council office external sign nominal allowance (Fittings and Furnishings components (£ spent)) | 1701194 | 8403907 | 4.1.1 | General fittings, furnishings and equipment | Fittings General | Construction | 42.3298 | kg | 20 | 44 | 1 | FALSE | 1 | FALSE |  | 1.1 | 42.3298 | 126.9895 | 5052 | Membrane (breather), polypropylene |  | 20 | D4 | 0 | 0 | 0 | 0 | 0 | 0 | 0 | 0 | 0
| Civic Offices | Component: Council office external sign nominal allowance (Fittings and Furnishings components (£ spent)) | 1701194 | 8403907 | 4.1.1 | General fittings, furnishings and equipment | Fittings General | Construction | 42.3298 | kg | 20 | 44 | 1 | FALSE | 1 | FALSE |  | 1.1 | 42.3298 | 126.9895 | 5052 | Membrane (breather), polypropylene |  | 40 | B4B5 | 257.8998 | 6.0388e-06 | 1.4446 | 0.518 | 0.17201 | 0.00030344 | 5585.6301 | 31.5539 | 1.2656
| Civic Offices | Component: Council office external sign nominal allowance (Fittings and Furnishings components (£ spent)) | 1701194 | 8403907 | 4.1.1 | General fittings, furnishings and equipment | Fittings General | Construction | 42.3298 | kg | 20 | 44 | 1 | FALSE | 1 | FALSE |  | 1.1 | 42.3298 | 126.9895 | 5052 | Membrane (breather), polypropylene |  | 40 | D2 | 0 | 0 | 0 | 0 | 0 | 0 | 0 | 0 | 0
| Civic Offices | Component: Council office external sign nominal allowance (Fittings and Furnishings components (£ spent)) | 1701194 | 8403907 | 4.1.1 | General fittings, furnishings and equipment | Fittings General | Construction | 42.3298 | kg | 20 | 44 | 1 | FALSE | 1 | FALSE |  | 1.1 | 42.3298 | 126.9895 | 5052 | Membrane (breather), polypropylene |  | 40 | D3 | 0 | 0 | 0 | 0 | 0 | 0 | 0 | 0 | 0
| Civic Offices | Component: Council office external sign nominal allowance (Fittings and Furnishings components (£ spent)) | 1701194 | 8403907 | 4.1.1 | General fittings, furnishings and equipment | Fittings General | Construction | 42.3298 | kg | 20 | 44 | 1 | FALSE | 1 | FALSE |  | 1.1 | 42.3298 | 126.9895 | 5052 | Membrane (breather), polypropylene |  | 40 | D4 | 0 | 0 | 0 | 0 | 0 | 0 | 0 | 0 | 0
| Civic Offices | Component: Council office external sign nominal allowance (Fittings and Furnishings components (£ spent)) | 1701194 | 8403908 | 4.1.1 | General fittings, furnishings and equipment | Fittings General | Construction | 84.6597 | kg | 20 | 44 | 1 | FALSE | 1 | FALSE |  | 1.05 | 84.6597 | 253.979 | 5443 | Cladding sheet (profiled, double skin), stainless steel |  | 0 | A1A3 | 423.8534 | 2.1362e-05 | 2.5759 | 0.7586 | 0.29945 | 0.013305 | 5513.9995 | 523.444 | 12.9874
| Civic Offices | Component: Council office external sign nominal allowance (Fittings and Furnishings components (£ spent)) | 1701194 | 8403908 | 4.1.1 | General fittings, furnishings and equipment | Fittings General | Construction | 84.6597 | kg | 20 | 44 | 1 | FALSE | 1 | FALSE |  | 1.05 | 84.6597 | 253.979 | 5443 | Cladding sheet (profiled, double skin), stainless steel |  | 0 | A4 | 3.6896 | 5.1055e-07 | 0.017543 | 0.0032575 | 0.0023159 | 8.2167e-06 | 53.9837 | 15.6775 | 0.014995
| Civic Offices | Component: Council office external sign nominal allowance (Fittings and Furnishings components (£ spent)) | 1701194 | 8403908 | 4.1.1 | General fittings, furnishings and equipment | Fittings General | Construction | 84.6597 | kg | 20 | 44 | 1 | FALSE | 1 | FALSE |  | 1.05 | 84.6597 | 253.979 | 5443 | Cladding sheet (profiled, double skin), stainless steel |  | 0 | A5 | 0.0022003 | 5.7616e-10 | 1.5387e-05 | 5.0559e-06 | 2.5532e-06 | 3.1039e-09 | 0.053941 | 0.63495 | 0
| Civic Offices | Component: Council office external sign nominal allowance (Fittings and Furnishings components (£ spent)) | 1701194 | 8403908 | 4.1.1 | General fittings, furnishings and equipment | Fittings General | Construction | 84.6597 | kg | 20 | 44 | 1 | FALSE | 1 | FALSE |  | 1.05 | 84.6597 | 253.979 | 5443 | Cladding sheet (profiled, double skin), stainless steel |  | 0 | D2 | 0 | 0 | 0 | 0 | 0 | 0 | 0 | 0 | 0
| Civic Offices | Component: Council office external sign nominal allowance (Fittings and Furnishings components (£ spent)) | 1701194 | 8403908 | 4.1.1 | General fittings, furnishings and equipment | Fittings General | Construction | 84.6597 | kg | 20 | 44 | 1 | FALSE | 1 | FALSE |  | 1.05 | 84.6597 | 253.979 | 5443 | Cladding sheet (profiled, double skin), stainless steel |  | 0 | D3 | 0 | 0 | 0 | 0 | 0 | 0 | 0 | 0 | 0
| Civic Offices | Component: Council office external sign nominal allowance (Fittings and Furnishings components (£ spent)) | 1701194 | 8403908 | 4.1.1 | General fittings, furnishings and equipment | Fittings General | Construction | 84.6597 | kg | 20 | 44 | 1 | FALSE | 1 | FALSE |  | 1.05 | 84.6597 | 253.979 | 5443 | Cladding sheet (profiled, double skin), stainless steel |  | 0 | D4 | 0 | 0 | 0 | 0 | 0 | 0 | 0 | 0 | 0
| Civic Offices | Component: Council office external sign nominal allowance (Fittings and Furnishings components (£ spent)) | 1701194 | 8403908 | 4.1.1 | General fittings, furnishings and equipment | Fittings General | Construction | 84.6597 | kg | 20 | 44 | 1 | FALSE | 1 | FALSE |  | 1.05 | 84.6597 | 253.979 | 5443 | Cladding sheet (profiled, double skin), stainless steel |  | 60 | C2 | 0 | 0 | 0 | 0 | 0 | 0 | 0 | 0 | 0
| Civic Offices | Component: Council office external sign nominal allowance (Fittings and Furnishings components (£ spent)) | 1701194 | 8403908 | 4.1.1 | General fittings, furnishings and equipment | Fittings General | Construction | 84.6597 | kg | 20 | 44 | 1 | FALSE | 1 | FALSE |  | 1.05 | 84.6597 | 253.979 | 5443 | Cladding sheet (profiled, double skin), stainless steel |  | 60 | C4 | 0.044006 | 1.1523e-08 | 0.00030773 | 0.00010112 | 5.1064e-05 | 6.2077e-08 | 1.0788 | 12.699 | 0.0022069
| Civic Offices | Component: Council office external sign nominal allowance (Fittings and Furnishings components (£ spent)) | 1701194 | 8403908 | 4.1.1 | General fittings, furnishings and equipment | Fittings General | Construction | 84.6597 | kg | 20 | 44 | 1 | FALSE | 1 | FALSE |  | 1.05 | 84.6597 | 253.979 | 5443 | Cladding sheet (profiled, double skin), stainless steel |  | 60 | D2 | 0 | 0 | 0 | 0 | 0 | 0 | 0 | 0 | 0
| Civic Offices | Component: Council office external sign nominal allowance (Fittings and Furnishings components (£ spent)) | 1701194 | 8403908 | 4.1.1 | General fittings, furnishings and equipment | Fittings General | Construction | 84.6597 | kg | 20 | 44 | 1 | FALSE | 1 | FALSE |  | 1.05 | 84.6597 | 253.979 | 5443 | Cladding sheet (profiled, double skin), stainless steel |  | 60 | D3 | 0 | 0 | 0 | 0 | 0 | 0 | 0 | 0 | 0
| Civic Offices | Component: Council office external sign nominal allowance (Fittings and Furnishings components (£ spent)) | 1701194 | 8403908 | 4.1.1 | General fittings, furnishings and equipment | Fittings General | Construction | 84.6597 | kg | 20 | 44 | 1 | FALSE | 1 | FALSE |  | 1.05 | 84.6597 | 253.979 | 5443 | Cladding sheet (profiled, double skin), stainless steel |  | 60 | D4 | 0 | 0 | 0 | 0 | 0 | 0 | 0 | 0 | 0
| Civic Offices | Component: Council office external sign nominal allowance (Fittings and Furnishings components (£ spent)) | 1701194 | 8403908 | 4.1.1 | General fittings, furnishings and equipment | Fittings General | Construction | 84.6597 | kg | 20 | 44 | 1 | FALSE | 1 | FALSE |  | 1.05 | 84.6597 | 253.979 | 5443 | Cladding sheet (profiled, double skin), stainless steel |  | 20 | B4B5 | 427.5892 | 2.1884e-05 | 2.5938 | 0.76197 | 0.30182 | 0.013313 | 5569.116 | 552.4555 | 13.0024
| Civic Offices | Component: Council office external sign nominal allowance (Fittings and Furnishings components (£ spent)) | 1701194 | 8403908 | 4.1.1 | General fittings, furnishings and equipment | Fittings General | Construction | 84.6597 | kg | 20 | 44 | 1 | FALSE | 1 | FALSE |  | 1.05 | 84.6597 | 253.979 | 5443 | Cladding sheet (profiled, double skin), stainless steel |  | 20 | D2 | 0 | 0 | 0 | 0 | 0 | 0 | 0 | 0 | 0
| Civic Offices | Component: Council office external sign nominal allowance (Fittings and Furnishings components (£ spent)) | 1701194 | 8403908 | 4.1.1 | General fittings, furnishings and equipment | Fittings General | Construction | 84.6597 | kg | 20 | 44 | 1 | FALSE | 1 | FALSE |  | 1.05 | 84.6597 | 253.979 | 5443 | Cladding sheet (profiled, double skin), stainless steel |  | 20 | D3 | 0 | 0 | 0 | 0 | 0 | 0 | 0 | 0 | 0
| Civic Offices | Component: Council office external sign nominal allowance (Fittings and Furnishings components (£ spent)) | 1701194 | 8403908 | 4.1.1 | General fittings, furnishings and equipment | Fittings General | Construction | 84.6597 | kg | 20 | 44 | 1 | FALSE | 1 | FALSE |  | 1.05 | 84.6597 | 253.979 | 5443 | Cladding sheet (profiled, double skin), stainless steel |  | 20 | D4 | 0 | 0 | 0 | 0 | 0 | 0 | 0 | 0 | 0
| Civic Offices | Component: Council office external sign nominal allowance (Fittings and Furnishings components (£ spent)) | 1701194 | 8403908 | 4.1.1 | General fittings, furnishings and equipment | Fittings General | Construction | 84.6597 | kg | 20 | 44 | 1 | FALSE | 1 | FALSE |  | 1.05 | 84.6597 | 253.979 | 5443 | Cladding sheet (profiled, double skin), stainless steel |  | 40 | B4B5 | 427.5892 | 2.1884e-05 | 2.5938 | 0.76197 | 0.30182 | 0.013313 | 5569.116 | 552.4555 | 13.0024
| Civic Offices | Component: Council office external sign nominal allowance (Fittings and Furnishings components (£ spent)) | 1701194 | 8403908 | 4.1.1 | General fittings, furnishings and equipment | Fittings General | Construction | 84.6597 | kg | 20 | 44 | 1 | FALSE | 1 | FALSE |  | 1.05 | 84.6597 | 253.979 | 5443 | Cladding sheet (profiled, double skin), stainless steel |  | 40 | D2 | 0 | 0 | 0 | 0 | 0 | 0 | 0 | 0 | 0
| Civic Offices | Component: Council office external sign nominal allowance (Fittings and Furnishings components (£ spent)) | 1701194 | 8403908 | 4.1.1 | General fittings, furnishings and equipment | Fittings General | Construction | 84.6597 | kg | 20 | 44 | 1 | FALSE | 1 | FALSE |  | 1.05 | 84.6597 | 253.979 | 5443 | Cladding sheet (profiled, double skin), stainless steel |  | 40 | D3 | 0 | 0 | 0 | 0 | 0 | 0 | 0 | 0 | 0
| Civic Offices | Component: Council office external sign nominal allowance (Fittings and Furnishings components (£ spent)) | 1701194 | 8403908 | 4.1.1 | General fittings, furnishings and equipment | Fittings General | Construction | 84.6597 | kg | 20 | 44 | 1 | FALSE | 1 | FALSE |  | 1.05 | 84.6597 | 253.979 | 5443 | Cladding sheet (profiled, double skin), stainless steel |  | 40 | D4 | 0 | 0 | 0 | 0 | 0 | 0 | 0 | 0 | 0
| Civic Offices | Component: Council office external sign nominal allowance (Fittings and Furnishings components (£ spent)) | 1701194 | 8403909 | 4.1.1 | General fittings, furnishings and equipment | Fittings General | Construction | 21.1649 | kg | 20 | 44 | 1 | FALSE | 1 | FALSE |  | 1.05 | 21.1649 | 63.4948 | 5008 | General sheet, aluminium |  | 0 | A1A3 | 412.135 | 1.3238e-05 | 2.8253 | 0.63149 | 0.21462 | 0.00035696 | 5119.5914 | 88.3439 | 2.7148
| Civic Offices | Component: Council office external sign nominal allowance (Fittings and Furnishings components (£ spent)) | 1701194 | 8403909 | 4.1.1 | General fittings, furnishings and equipment | Fittings General | Construction | 21.1649 | kg | 20 | 44 | 1 | FALSE | 1 | FALSE |  | 1.05 | 21.1649 | 63.4948 | 5008 | General sheet, aluminium |  | 0 | A4 | 1.0951 | 1.2147e-07 | 0.0056737 | 0.00092075 | 0.00069968 | 1.5219e-06 | 15.8129 | 4.2985 | 0.0043201
| Civic Offices | Component: Council office external sign nominal allowance (Fittings and Furnishings components (£ spent)) | 1701194 | 8403909 | 4.1.1 | General fittings, furnishings and equipment | Fittings General | Construction | 21.1649 | kg | 20 | 44 | 1 | FALSE | 1 | FALSE |  | 1.05 | 21.1649 | 63.4948 | 5008 | General sheet, aluminium |  | 0 | A5 | 0.00055008 | 1.4404e-10 | 3.8466e-06 | 1.264e-06 | 6.3831e-07 | 7.7597e-10 | 0.013485 | 0.15874 | 0
| Civic Offices | Component: Council office external sign nominal allowance (Fittings and Furnishings components (£ spent)) | 1701194 | 8403909 | 4.1.1 | General fittings, furnishings and equipment | Fittings General | Construction | 21.1649 | kg | 20 | 44 | 1 | FALSE | 1 | FALSE |  | 1.05 | 21.1649 | 63.4948 | 5008 | General sheet, aluminium |  | 0 | D2 | 0 | 0 | 0 | 0 | 0 | 0 | 0 | 0 | 0
| Civic Offices | Component: Council office external sign nominal allowance (Fittings and Furnishings components (£ spent)) | 1701194 | 8403909 | 4.1.1 | General fittings, furnishings and equipment | Fittings General | Construction | 21.1649 | kg | 20 | 44 | 1 | FALSE | 1 | FALSE |  | 1.05 | 21.1649 | 63.4948 | 5008 | General sheet, aluminium |  | 0 | D3 | 0 | 0 | 0 | 0 | 0 | 0 | 0 | 0 | 0
| Civic Offices | Component: Council office external sign nominal allowance (Fittings and Furnishings components (£ spent)) | 1701194 | 8403909 | 4.1.1 | General fittings, furnishings and equipment | Fittings General | Construction | 21.1649 | kg | 20 | 44 | 1 | FALSE | 1 | FALSE |  | 1.05 | 21.1649 | 63.4948 | 5008 | General sheet, aluminium |  | 0 | D4 | 0 | 0 | 0 | 0 | 0 | 0 | 0 | 0 | 0
| Civic Offices | Component: Council office external sign nominal allowance (Fittings and Furnishings components (£ spent)) | 1701194 | 8403909 | 4.1.1 | General fittings, furnishings and equipment | Fittings General | Construction | 21.1649 | kg | 20 | 44 | 1 | FALSE | 1 | FALSE |  | 1.05 | 21.1649 | 63.4948 | 5008 | General sheet, aluminium |  | 60 | C2 | 0 | 0 | 0 | 0 | 0 | 0 | 0 | 0 | 0
| Civic Offices | Component: Council office external sign nominal allowance (Fittings and Furnishings components (£ spent)) | 1701194 | 8403909 | 4.1.1 | General fittings, furnishings and equipment | Fittings General | Construction | 21.1649 | kg | 20 | 44 | 1 | FALSE | 1 | FALSE |  | 1.05 | 21.1649 | 63.4948 | 5008 | General sheet, aluminium |  | 60 | C4 | 0.011002 | 2.8808e-09 | 7.6933e-05 | 2.528e-05 | 1.2766e-05 | 1.5519e-08 | 0.26971 | 3.1747 | 0.00055173
| Civic Offices | Component: Council office external sign nominal allowance (Fittings and Furnishings components (£ spent)) | 1701194 | 8403909 | 4.1.1 | General fittings, furnishings and equipment | Fittings General | Construction | 21.1649 | kg | 20 | 44 | 1 | FALSE | 1 | FALSE |  | 1.05 | 21.1649 | 63.4948 | 5008 | General sheet, aluminium |  | 60 | D2 | 0 | 0 | 0 | 0 | 0 | 0 | 0 | 0 | 0
| Civic Offices | Component: Council office external sign nominal allowance (Fittings and Furnishings components (£ spent)) | 1701194 | 8403909 | 4.1.1 | General fittings, furnishings and equipment | Fittings General | Construction | 21.1649 | kg | 20 | 44 | 1 | FALSE | 1 | FALSE |  | 1.05 | 21.1649 | 63.4948 | 5008 | General sheet, aluminium |  | 60 | D3 | 0 | 0 | 0 | 0 | 0 | 0 | 0 | 0 | 0
| Civic Offices | Component: Council office external sign nominal allowance (Fittings and Furnishings components (£ spent)) | 1701194 | 8403909 | 4.1.1 | General fittings, furnishings and equipment | Fittings General | Construction | 21.1649 | kg | 20 | 44 | 1 | FALSE | 1 | FALSE |  | 1.05 | 21.1649 | 63.4948 | 5008 | General sheet, aluminium |  | 60 | D4 | 0 | 0 | 0 | 0 | 0 | 0 | 0 | 0 | 0
| Civic Offices | Component: Council office external sign nominal allowance (Fittings and Furnishings components (£ spent)) | 1701194 | 8403909 | 4.1.1 | General fittings, furnishings and equipment | Fittings General | Construction | 21.1649 | kg | 20 | 44 | 1 | FALSE | 1 | FALSE |  | 1.05 | 21.1649 | 63.4948 | 5008 | General sheet, aluminium |  | 20 | B4B5 | 413.2417 | 1.3362e-05 | 2.831 | 0.63244 | 0.21534 | 0.0003585 | 5135.6874 | 95.9759 | 2.7191
| Civic Offices | Component: Council office external sign nominal allowance (Fittings and Furnishings components (£ spent)) | 1701194 | 8403909 | 4.1.1 | General fittings, furnishings and equipment | Fittings General | Construction | 21.1649 | kg | 20 | 44 | 1 | FALSE | 1 | FALSE |  | 1.05 | 21.1649 | 63.4948 | 5008 | General sheet, aluminium |  | 20 | D2 | 0 | 0 | 0 | 0 | 0 | 0 | 0 | 0 | 0
| Civic Offices | Component: Council office external sign nominal allowance (Fittings and Furnishings components (£ spent)) | 1701194 | 8403909 | 4.1.1 | General fittings, furnishings and equipment | Fittings General | Construction | 21.1649 | kg | 20 | 44 | 1 | FALSE | 1 | FALSE |  | 1.05 | 21.1649 | 63.4948 | 5008 | General sheet, aluminium |  | 20 | D3 | 0 | 0 | 0 | 0 | 0 | 0 | 0 | 0 | 0
| Civic Offices | Component: Council office external sign nominal allowance (Fittings and Furnishings components (£ spent)) | 1701194 | 8403909 | 4.1.1 | General fittings, furnishings and equipment | Fittings General | Construction | 21.1649 | kg | 20 | 44 | 1 | FALSE | 1 | FALSE |  | 1.05 | 21.1649 | 63.4948 | 5008 | General sheet, aluminium |  | 20 | D4 | 0 | 0 | 0 | 0 | 0 | 0 | 0 | 0 | 0
| Civic Offices | Component: Council office external sign nominal allowance (Fittings and Furnishings components (£ spent)) | 1701194 | 8403909 | 4.1.1 | General fittings, furnishings and equipment | Fittings General | Construction | 21.1649 | kg | 20 | 44 | 1 | FALSE | 1 | FALSE |  | 1.05 | 21.1649 | 63.4948 | 5008 | General sheet, aluminium |  | 40 | B4B5 | 413.2417 | 1.3362e-05 | 2.831 | 0.63244 | 0.21534 | 0.0003585 | 5135.6874 | 95.9759 | 2.7191
| Civic Offices | Component: Council office external sign nominal allowance (Fittings and Furnishings components (£ spent)) | 1701194 | 8403909 | 4.1.1 | General fittings, furnishings and equipment | Fittings General | Construction | 21.1649 | kg | 20 | 44 | 1 | FALSE | 1 | FALSE |  | 1.05 | 21.1649 | 63.4948 | 5008 | General sheet, aluminium |  | 40 | D2 | 0 | 0 | 0 | 0 | 0 | 0 | 0 | 0 | 0
| Civic Offices | Component: Council office external sign nominal allowance (Fittings and Furnishings components (£ spent)) | 1701194 | 8403909 | 4.1.1 | General fittings, furnishings and equipment | Fittings General | Construction | 21.1649 | kg | 20 | 44 | 1 | FALSE | 1 | FALSE |  | 1.05 | 21.1649 | 63.4948 | 5008 | General sheet, aluminium |  | 40 | D3 | 0 | 0 | 0 | 0 | 0 | 0 | 0 | 0 | 0
| Civic Offices | Component: Council office external sign nominal allowance (Fittings and Furnishings components (£ spent)) | 1701194 | 8403909 | 4.1.1 | General fittings, furnishings and equipment | Fittings General | Construction | 21.1649 | kg | 20 | 44 | 1 | FALSE | 1 | FALSE |  | 1.05 | 21.1649 | 63.4948 | 5008 | General sheet, aluminium |  | 40 | D4 | 0 | 0 | 0 | 0 | 0 | 0 | 0 | 0 | 0
| Civic Offices | Component: Council office external sign nominal allowance (Fittings and Furnishings components (£ spent)) | 1701194 | 8403910 | 4.1.1 | General fittings, furnishings and equipment | Fittings General | Construction | 21.1649 | kg | 20 | 44 | 1 | FALSE | 1 | FALSE |  | 1.03 | 21.1649 | 63.4948 | 5113 | Cladding sheet (plain), copper |  | 0 | A1A3 | 150.0918 | 0.00012473 | 7.6334 | 5.0956 | 0.42195 | 0.034728 | 2277.3797 | 444.5703 | 4.7977
| Civic Offices | Component: Council office external sign nominal allowance (Fittings and Furnishings components (£ spent)) | 1701194 | 8403910 | 4.1.1 | General fittings, furnishings and equipment | Fittings General | Construction | 21.1649 | kg | 20 | 44 | 1 | FALSE | 1 | FALSE |  | 1.03 | 21.1649 | 63.4948 | 5113 | Cladding sheet (plain), copper |  | 0 | A4 | 0.42712 | 7.6742e-08 | 0.0013985 | 0.000378 | 0.00023859 | 1.4896e-06 | 6.3669 | 0.97217 | 0.0017576
| Civic Offices | Component: Council office external sign nominal allowance (Fittings and Furnishings components (£ spent)) | 1701194 | 8403910 | 4.1.1 | General fittings, furnishings and equipment | Fittings General | Construction | 21.1649 | kg | 20 | 44 | 1 | FALSE | 1 | FALSE |  | 1.03 | 21.1649 | 63.4948 | 5113 | Cladding sheet (plain), copper |  | 0 | A5 | 0.00033005 | 8.6424e-11 | 2.308e-06 | 7.5839e-07 | 3.8298e-07 | 4.6558e-10 | 0.0080912 | 0.095242 | 0
| Civic Offices | Component: Council office external sign nominal allowance (Fittings and Furnishings components (£ spent)) | 1701194 | 8403910 | 4.1.1 | General fittings, furnishings and equipment | Fittings General | Construction | 21.1649 | kg | 20 | 44 | 1 | FALSE | 1 | FALSE |  | 1.03 | 21.1649 | 63.4948 | 5113 | Cladding sheet (plain), copper |  | 0 | D2 | 0 | 0 | 0 | 0 | 0 | 0 | 0 | 0 | 0
| Civic Offices | Component: Council office external sign nominal allowance (Fittings and Furnishings components (£ spent)) | 1701194 | 8403910 | 4.1.1 | General fittings, furnishings and equipment | Fittings General | Construction | 21.1649 | kg | 20 | 44 | 1 | FALSE | 1 | FALSE |  | 1.03 | 21.1649 | 63.4948 | 5113 | Cladding sheet (plain), copper |  | 0 | D3 | 0 | 0 | 0 | 0 | 0 | 0 | 0 | 0 | 0
| Civic Offices | Component: Council office external sign nominal allowance (Fittings and Furnishings components (£ spent)) | 1701194 | 8403910 | 4.1.1 | General fittings, furnishings and equipment | Fittings General | Construction | 21.1649 | kg | 20 | 44 | 1 | FALSE | 1 | FALSE |  | 1.03 | 21.1649 | 63.4948 | 5113 | Cladding sheet (plain), copper |  | 0 | D4 | 0 | 0 | 0 | 0 | 0 | 0 | 0 | 0 | 0
| Civic Offices | Component: Council office external sign nominal allowance (Fittings and Furnishings components (£ spent)) | 1701194 | 8403910 | 4.1.1 | General fittings, furnishings and equipment | Fittings General | Construction | 21.1649 | kg | 20 | 44 | 1 | FALSE | 1 | FALSE |  | 1.03 | 21.1649 | 63.4948 | 5113 | Cladding sheet (plain), copper |  | 60 | C2 | 0 | 0 | 0 | 0 | 0 | 0 | 0 | 0 | 0
| Civic Offices | Component: Council office external sign nominal allowance (Fittings and Furnishings components (£ spent)) | 1701194 | 8403910 | 4.1.1 | General fittings, furnishings and equipment | Fittings General | Construction | 21.1649 | kg | 20 | 44 | 1 | FALSE | 1 | FALSE |  | 1.03 | 21.1649 | 63.4948 | 5113 | Cladding sheet (plain), copper |  | 60 | C4 | 0.011002 | 2.8808e-09 | 7.6933e-05 | 2.528e-05 | 1.2766e-05 | 1.5519e-08 | 0.26971 | 3.1747 | 0.00055173
| Civic Offices | Component: Council office external sign nominal allowance (Fittings and Furnishings components (£ spent)) | 1701194 | 8403910 | 4.1.1 | General fittings, furnishings and equipment | Fittings General | Construction | 21.1649 | kg | 20 | 44 | 1 | FALSE | 1 | FALSE |  | 1.03 | 21.1649 | 63.4948 | 5113 | Cladding sheet (plain), copper |  | 60 | D2 | 0 | 0 | 0 | 0 | 0 | 0 | 0 | 0 | 0
| Civic Offices | Component: Council office external sign nominal allowance (Fittings and Furnishings components (£ spent)) | 1701194 | 8403910 | 4.1.1 | General fittings, furnishings and equipment | Fittings General | Construction | 21.1649 | kg | 20 | 44 | 1 | FALSE | 1 | FALSE |  | 1.03 | 21.1649 | 63.4948 | 5113 | Cladding sheet (plain), copper |  | 60 | D3 | 0 | 0 | 0 | 0 | 0 | 0 | 0 | 0 | 0
| Civic Offices | Component: Council office external sign nominal allowance (Fittings and Furnishings components (£ spent)) | 1701194 | 8403910 | 4.1.1 | General fittings, furnishings and equipment | Fittings General | Construction | 21.1649 | kg | 20 | 44 | 1 | FALSE | 1 | FALSE |  | 1.03 | 21.1649 | 63.4948 | 5113 | Cladding sheet (plain), copper |  | 60 | D4 | 0 | 0 | 0 | 0 | 0 | 0 | 0 | 0 | 0
| Civic Offices | Component: Council office external sign nominal allowance (Fittings and Furnishings components (£ spent)) | 1701194 | 8403910 | 4.1.1 | General fittings, furnishings and equipment | Fittings General | Construction | 21.1649 | kg | 20 | 44 | 1 | FALSE | 1 | FALSE |  | 1.03 | 21.1649 | 63.4948 | 5113 | Cladding sheet (plain), copper |  | 20 | B4B5 | 150.5302 | 0.00012481 | 7.6349 | 5.096 | 0.4222 | 0.03473 | 2284.0244 | 448.8124 | 4.7994
| Civic Offices | Component: Council office external sign nominal allowance (Fittings and Furnishings components (£ spent)) | 1701194 | 8403910 | 4.1.1 | General fittings, furnishings and equipment | Fittings General | Construction | 21.1649 | kg | 20 | 44 | 1 | FALSE | 1 | FALSE |  | 1.03 | 21.1649 | 63.4948 | 5113 | Cladding sheet (plain), copper |  | 20 | D2 | 0 | 0 | 0 | 0 | 0 | 0 | 0 | 0 | 0
| Civic Offices | Component: Council office external sign nominal allowance (Fittings and Furnishings components (£ spent)) | 1701194 | 8403910 | 4.1.1 | General fittings, furnishings and equipment | Fittings General | Construction | 21.1649 | kg | 20 | 44 | 1 | FALSE | 1 | FALSE |  | 1.03 | 21.1649 | 63.4948 | 5113 | Cladding sheet (plain), copper |  | 20 | D3 | 0 | 0 | 0 | 0 | 0 | 0 | 0 | 0 | 0
| Civic Offices | Component: Council office external sign nominal allowance (Fittings and Furnishings components (£ spent)) | 1701194 | 8403910 | 4.1.1 | General fittings, furnishings and equipment | Fittings General | Construction | 21.1649 | kg | 20 | 44 | 1 | FALSE | 1 | FALSE |  | 1.03 | 21.1649 | 63.4948 | 5113 | Cladding sheet (plain), copper |  | 20 | D4 | 0 | 0 | 0 | 0 | 0 | 0 | 0 | 0 | 0
| Civic Offices | Component: Council office external sign nominal allowance (Fittings and Furnishings components (£ spent)) | 1701194 | 8403910 | 4.1.1 | General fittings, furnishings and equipment | Fittings General | Construction | 21.1649 | kg | 20 | 44 | 1 | FALSE | 1 | FALSE |  | 1.03 | 21.1649 | 63.4948 | 5113 | Cladding sheet (plain), copper |  | 40 | B4B5 | 150.5302 | 0.00012481 | 7.6349 | 5.096 | 0.4222 | 0.03473 | 2284.0244 | 448.8124 | 4.7994
| Civic Offices | Component: Council office external sign nominal allowance (Fittings and Furnishings components (£ spent)) | 1701194 | 8403910 | 4.1.1 | General fittings, furnishings and equipment | Fittings General | Construction | 21.1649 | kg | 20 | 44 | 1 | FALSE | 1 | FALSE |  | 1.03 | 21.1649 | 63.4948 | 5113 | Cladding sheet (plain), copper |  | 40 | D2 | 0 | 0 | 0 | 0 | 0 | 0 | 0 | 0 | 0
| Civic Offices | Component: Council office external sign nominal allowance (Fittings and Furnishings components (£ spent)) | 1701194 | 8403910 | 4.1.1 | General fittings, furnishings and equipment | Fittings General | Construction | 21.1649 | kg | 20 | 44 | 1 | FALSE | 1 | FALSE |  | 1.03 | 21.1649 | 63.4948 | 5113 | Cladding sheet (plain), copper |  | 40 | D3 | 0 | 0 | 0 | 0 | 0 | 0 | 0 | 0 | 0
| Civic Offices | Component: Council office external sign nominal allowance (Fittings and Furnishings components (£ spent)) | 1701194 | 8403910 | 4.1.1 | General fittings, furnishings and equipment | Fittings General | Construction | 21.1649 | kg | 20 | 44 | 1 | FALSE | 1 | FALSE |  | 1.03 | 21.1649 | 63.4948 | 5113 | Cladding sheet (plain), copper |  | 40 | D4 | 0 | 0 | 0 | 0 | 0 | 0 | 0 | 0 | 0
| Civic Offices | Component: Council office external sign nominal allowance (Fittings and Furnishings components (£ spent)) | 1701194 | 8403911 | 4.1.1 | General fittings, furnishings and equipment | Fittings General | Construction | 16.9319 | kg | 20 | 44 | 1 | FALSE | 1 | FALSE |  | 1.05 | 16.9319 | 50.7958 | 5499 | Floor finish (underlay), textile (recycled) |  | 0 | A1A3 | 11.4627 | 4.4988e-07 | 0.063616 | 0.016878 | 0.0060522 | 1.3601e-05 | 220.9703 | 42.5415 | 0.052248
| Civic Offices | Component: Council office external sign nominal allowance (Fittings and Furnishings components (£ spent)) | 1701194 | 8403911 | 4.1.1 | General fittings, furnishings and equipment | Fittings General | Construction | 16.9319 | kg | 20 | 44 | 1 | FALSE | 1 | FALSE |  | 1.05 | 16.9319 | 50.7958 | 5499 | Floor finish (underlay), textile (recycled) |  | 0 | A4 | 0.34067 | 6.121e-08 | 0.0011155 | 0.0003015 | 0.0001903 | 1.1881e-06 | 5.0783 | 0.77541 | 0.0014019
| Civic Offices | Component: Council office external sign nominal allowance (Fittings and Furnishings components (£ spent)) | 1701194 | 8403911 | 4.1.1 | General fittings, furnishings and equipment | Fittings General | Construction | 16.9319 | kg | 20 | 44 | 1 | FALSE | 1 | FALSE |  | 1.05 | 16.9319 | 50.7958 | 5499 | Floor finish (underlay), textile (recycled) |  | 0 | A5 | 0.042956 | 1.3976e-09 | 3.7285e-05 | 0.0018362 | 1.3277e-05 | 7.6591e-09 | 0.12939 | 0.13546 | 0
| Civic Offices | Component: Council office external sign nominal allowance (Fittings and Furnishings components (£ spent)) | 1701194 | 8403911 | 4.1.1 | General fittings, furnishings and equipment | Fittings General | Construction | 16.9319 | kg | 20 | 44 | 1 | FALSE | 1 | FALSE |  | 1.05 | 16.9319 | 50.7958 | 5499 | Floor finish (underlay), textile (recycled) |  | 0 | D2 | 0 | 0 | 0 | 0 | 0 | 0 | 0 | 0 | 0
| Civic Offices | Component: Council office external sign nominal allowance (Fittings and Furnishings components (£ spent)) | 1701194 | 8403911 | 4.1.1 | General fittings, furnishings and equipment | Fittings General | Construction | 16.9319 | kg | 20 | 44 | 1 | FALSE | 1 | FALSE |  | 1.05 | 16.9319 | 50.7958 | 5499 | Floor finish (underlay), textile (recycled) |  | 0 | D3 | 0 | 0 | 0 | 0 | 0 | 0 | 0 | 0 | 0
| Civic Offices | Component: Council office external sign nominal allowance (Fittings and Furnishings components (£ spent)) | 1701194 | 8403911 | 4.1.1 | General fittings, furnishings and equipment | Fittings General | Construction | 16.9319 | kg | 20 | 44 | 1 | FALSE | 1 | FALSE |  | 1.05 | 16.9319 | 50.7958 | 5499 | Floor finish (underlay), textile (recycled) |  | 0 | D4 | 0 | 0 | 0 | 0 | 0 | 0 | 0 | 0 | 0
| Civic Offices | Component: Council office external sign nominal allowance (Fittings and Furnishings components (£ spent)) | 1701194 | 8403911 | 4.1.1 | General fittings, furnishings and equipment | Fittings General | Construction | 16.9319 | kg | 20 | 44 | 1 | FALSE | 1 | FALSE |  | 1.05 | 16.9319 | 50.7958 | 5499 | Floor finish (underlay), textile (recycled) |  | 60 | C2 | 0 | 0 | 0 | 0 | 0 | 0 | 0 | 0 | 0
| Civic Offices | Component: Council office external sign nominal allowance (Fittings and Furnishings components (£ spent)) | 1701194 | 8403911 | 4.1.1 | General fittings, furnishings and equipment | Fittings General | Construction | 16.9319 | kg | 20 | 44 | 1 | FALSE | 1 | FALSE |  | 1.05 | 16.9319 | 50.7958 | 5499 | Floor finish (underlay), textile (recycled) |  | 60 | C4 | 0.85911 | 2.7952e-08 | 0.00074569 | 0.036724 | 0.00026553 | 1.5318e-07 | 2.5878 | 2.7091 | 0.015702
| Civic Offices | Component: Council office external sign nominal allowance (Fittings and Furnishings components (£ spent)) | 1701194 | 8403911 | 4.1.1 | General fittings, furnishings and equipment | Fittings General | Construction | 16.9319 | kg | 20 | 44 | 1 | FALSE | 1 | FALSE |  | 1.05 | 16.9319 | 50.7958 | 5499 | Floor finish (underlay), textile (recycled) |  | 60 | D2 | 0 | 0 | 0 | 0 | 0 | 0 | 0 | 0 | 0
| Civic Offices | Component: Council office external sign nominal allowance (Fittings and Furnishings components (£ spent)) | 1701194 | 8403911 | 4.1.1 | General fittings, furnishings and equipment | Fittings General | Construction | 16.9319 | kg | 20 | 44 | 1 | FALSE | 1 | FALSE |  | 1.05 | 16.9319 | 50.7958 | 5499 | Floor finish (underlay), textile (recycled) |  | 60 | D3 | 0 | 0 | 0 | 0 | 0 | 0 | 0 | 0 | 0
| Civic Offices | Component: Council office external sign nominal allowance (Fittings and Furnishings components (£ spent)) | 1701194 | 8403911 | 4.1.1 | General fittings, furnishings and equipment | Fittings General | Construction | 16.9319 | kg | 20 | 44 | 1 | FALSE | 1 | FALSE |  | 1.05 | 16.9319 | 50.7958 | 5499 | Floor finish (underlay), textile (recycled) |  | 60 | D4 | 0 | 0 | 0 | 0 | 0 | 0 | 0 | 0 | 0
| Civic Offices | Component: Council office external sign nominal allowance (Fittings and Furnishings components (£ spent)) | 1701194 | 8403911 | 4.1.1 | General fittings, furnishings and equipment | Fittings General | Construction | 16.9319 | kg | 20 | 44 | 1 | FALSE | 1 | FALSE |  | 1.05 | 16.9319 | 50.7958 | 5499 | Floor finish (underlay), textile (recycled) |  | 20 | B4B5 | 12.7054 | 5.4044e-07 | 0.065514 | 0.05574 | 0.0065214 | 1.495e-05 | 228.7658 | 46.1615 | 0.05365
| Civic Offices | Component: Council office external sign nominal allowance (Fittings and Furnishings components (£ spent)) | 1701194 | 8403911 | 4.1.1 | General fittings, furnishings and equipment | Fittings General | Construction | 16.9319 | kg | 20 | 44 | 1 | FALSE | 1 | FALSE |  | 1.05 | 16.9319 | 50.7958 | 5499 | Floor finish (underlay), textile (recycled) |  | 20 | D2 | 0 | 0 | 0 | 0 | 0 | 0 | 0 | 0 | 0
| Civic Offices | Component: Council office external sign nominal allowance (Fittings and Furnishings components (£ spent)) | 1701194 | 8403911 | 4.1.1 | General fittings, furnishings and equipment | Fittings General | Construction | 16.9319 | kg | 20 | 44 | 1 | FALSE | 1 | FALSE |  | 1.05 | 16.9319 | 50.7958 | 5499 | Floor finish (underlay), textile (recycled) |  | 20 | D3 | 0 | 0 | 0 | 0 | 0 | 0 | 0 | 0 | 0
| Civic Offices | Component: Council office external sign nominal allowance (Fittings and Furnishings components (£ spent)) | 1701194 | 8403911 | 4.1.1 | General fittings, furnishings and equipment | Fittings General | Construction | 16.9319 | kg | 20 | 44 | 1 | FALSE | 1 | FALSE |  | 1.05 | 16.9319 | 50.7958 | 5499 | Floor finish (underlay), textile (recycled) |  | 20 | D4 | 0 | 0 | 0 | 0 | 0 | 0 | 0 | 0 | 0
| Civic Offices | Component: Council office external sign nominal allowance (Fittings and Furnishings components (£ spent)) | 1701194 | 8403911 | 4.1.1 | General fittings, furnishings and equipment | Fittings General | Construction | 16.9319 | kg | 20 | 44 | 1 | FALSE | 1 | FALSE |  | 1.05 | 16.9319 | 50.7958 | 5499 | Floor finish (underlay), textile (recycled) |  | 40 | B4B5 | 12.7054 | 5.4044e-07 | 0.065514 | 0.05574 | 0.0065214 | 1.495e-05 | 228.7658 | 46.1615 | 0.05365
| Civic Offices | Component: Council office external sign nominal allowance (Fittings and Furnishings components (£ spent)) | 1701194 | 8403911 | 4.1.1 | General fittings, furnishings and equipment | Fittings General | Construction | 16.9319 | kg | 20 | 44 | 1 | FALSE | 1 | FALSE |  | 1.05 | 16.9319 | 50.7958 | 5499 | Floor finish (underlay), textile (recycled) |  | 40 | D2 | 0 | 0 | 0 | 0 | 0 | 0 | 0 | 0 | 0
| Civic Offices | Component: Council office external sign nominal allowance (Fittings and Furnishings components (£ spent)) | 1701194 | 8403911 | 4.1.1 | General fittings, furnishings and equipment | Fittings General | Construction | 16.9319 | kg | 20 | 44 | 1 | FALSE | 1 | FALSE |  | 1.05 | 16.9319 | 50.7958 | 5499 | Floor finish (underlay), textile (recycled) |  | 40 | D3 | 0 | 0 | 0 | 0 | 0 | 0 | 0 | 0 | 0
| Civic Offices | Component: Council office external sign nominal allowance (Fittings and Furnishings components (£ spent)) | 1701194 | 8403911 | 4.1.1 | General fittings, furnishings and equipment | Fittings General | Construction | 16.9319 | kg | 20 | 44 | 1 | FALSE | 1 | FALSE |  | 1.05 | 16.9319 | 50.7958 | 5499 | Floor finish (underlay), textile (recycled) |  | 40 | D4 | 0 | 0 | 0 | 0 | 0 | 0 | 0 | 0 | 0
| Civic Offices | Directional signs nominal allowance (Fittings and Furnishings components (£ spent)) | 1701195 | 8403914 | 4.1.1 | General fittings, furnishings and equipment | Fittings General | Construction | 50.7958 | kg | 20 | 44 | 1 | FALSE | 1 | FALSE |  | 1.1 | 50.7958 | 152.3874 | 5052 | Membrane (breather), polypropylene |  | 0 | A1A3 | 306.9485 | 7.0095e-06 | 1.7287 | 0.49712 | 0.20538 | 0.00036017 | 6682.6889 | 26.5149 | 1.5144
| Civic Offices | Directional signs nominal allowance (Fittings and Furnishings components (£ spent)) | 1701195 | 8403914 | 4.1.1 | General fittings, furnishings and equipment | Fittings General | Construction | 50.7958 | kg | 20 | 44 | 1 | FALSE | 1 | FALSE |  | 1.1 | 50.7958 | 152.3874 | 5052 | Membrane (breather), polypropylene |  | 0 | A4 | 1.0587 | 1.9021e-07 | 0.0034664 | 0.00093691 | 0.00059136 | 3.692e-06 | 15.7809 | 2.4096 | 0.0043565
| Civic Offices | Directional signs nominal allowance (Fittings and Furnishings components (£ spent)) | 1701195 | 8403914 | 4.1.1 | General fittings, furnishings and equipment | Fittings General | Construction | 50.7958 | kg | 20 | 44 | 1 | FALSE | 1 | FALSE |  | 1.1 | 50.7958 | 152.3874 | 5052 | Membrane (breather), polypropylene |  | 0 | A5 | 0.13388 | 4.2582e-09 | 0.00012327 | 0.011232 | 4.0902e-05 | 2.3791e-08 | 0.38967 | 0.81273 | 0
| Civic Offices | Directional signs nominal allowance (Fittings and Furnishings components (£ spent)) | 1701195 | 8403914 | 4.1.1 | General fittings, furnishings and equipment | Fittings General | Construction | 50.7958 | kg | 20 | 44 | 1 | FALSE | 1 | FALSE |  | 1.1 | 50.7958 | 152.3874 | 5052 | Membrane (breather), polypropylene |  | 0 | D2 | 0 | 0 | 0 | 0 | 0 | 0 | 0 | 0 | 0
| Civic Offices | Directional signs nominal allowance (Fittings and Furnishings components (£ spent)) | 1701195 | 8403914 | 4.1.1 | General fittings, furnishings and equipment | Fittings General | Construction | 50.7958 | kg | 20 | 44 | 1 | FALSE | 1 | FALSE |  | 1.1 | 50.7958 | 152.3874 | 5052 | Membrane (breather), polypropylene |  | 0 | D3 | 0 | 0 | 0 | 0 | 0 | 0 | 0 | 0 | 0
| Civic Offices | Directional signs nominal allowance (Fittings and Furnishings components (£ spent)) | 1701195 | 8403914 | 4.1.1 | General fittings, furnishings and equipment | Fittings General | Construction | 50.7958 | kg | 20 | 44 | 1 | FALSE | 1 | FALSE |  | 1.1 | 50.7958 | 152.3874 | 5052 | Membrane (breather), polypropylene |  | 0 | D4 | 0 | 0 | 0 | 0 | 0 | 0 | 0 | 0 | 0
| Civic Offices | Directional signs nominal allowance (Fittings and Furnishings components (£ spent)) | 1701195 | 8403914 | 4.1.1 | General fittings, furnishings and equipment | Fittings General | Construction | 50.7958 | kg | 20 | 44 | 1 | FALSE | 1 | FALSE |  | 1.1 | 50.7958 | 152.3874 | 5052 | Membrane (breather), polypropylene |  | 60 | C2 | 0 | 0 | 0 | 0 | 0 | 0 | 0 | 0 | 0
| Civic Offices | Directional signs nominal allowance (Fittings and Furnishings components (£ spent)) | 1701195 | 8403914 | 4.1.1 | General fittings, furnishings and equipment | Fittings General | Construction | 50.7958 | kg | 20 | 44 | 1 | FALSE | 1 | FALSE |  | 1.1 | 50.7958 | 152.3874 | 5052 | Membrane (breather), polypropylene |  | 60 | C4 | 1.3388 | 4.2582e-08 | 0.0012327 | 0.11232 | 0.00040902 | 2.3791e-07 | 3.8967 | 8.1273 | 0.03769
| Civic Offices | Directional signs nominal allowance (Fittings and Furnishings components (£ spent)) | 1701195 | 8403914 | 4.1.1 | General fittings, furnishings and equipment | Fittings General | Construction | 50.7958 | kg | 20 | 44 | 1 | FALSE | 1 | FALSE |  | 1.1 | 50.7958 | 152.3874 | 5052 | Membrane (breather), polypropylene |  | 60 | D2 | 0 | 0 | 0 | 0 | 0 | 0 | 0 | 0 | 0
| Civic Offices | Directional signs nominal allowance (Fittings and Furnishings components (£ spent)) | 1701195 | 8403914 | 4.1.1 | General fittings, furnishings and equipment | Fittings General | Construction | 50.7958 | kg | 20 | 44 | 1 | FALSE | 1 | FALSE |  | 1.1 | 50.7958 | 152.3874 | 5052 | Membrane (breather), polypropylene |  | 60 | D3 | 0 | 0 | 0 | 0 | 0 | 0 | 0 | 0 | 0
| Civic Offices | Directional signs nominal allowance (Fittings and Furnishings components (£ spent)) | 1701195 | 8403914 | 4.1.1 | General fittings, furnishings and equipment | Fittings General | Construction | 50.7958 | kg | 20 | 44 | 1 | FALSE | 1 | FALSE |  | 1.1 | 50.7958 | 152.3874 | 5052 | Membrane (breather), polypropylene |  | 60 | D4 | 0 | 0 | 0 | 0 | 0 | 0 | 0 | 0 | 0
| Civic Offices | Directional signs nominal allowance (Fittings and Furnishings components (£ spent)) | 1701195 | 8403914 | 4.1.1 | General fittings, furnishings and equipment | Fittings General | Construction | 50.7958 | kg | 20 | 44 | 1 | FALSE | 1 | FALSE |  | 1.1 | 50.7958 | 152.3874 | 5052 | Membrane (breather), polypropylene |  | 20 | B4B5 | 309.4798 | 7.2465e-06 | 1.7336 | 0.62161 | 0.20642 | 0.00036412 | 6702.7561 | 37.8646 | 1.5187
| Civic Offices | Directional signs nominal allowance (Fittings and Furnishings components (£ spent)) | 1701195 | 8403914 | 4.1.1 | General fittings, furnishings and equipment | Fittings General | Construction | 50.7958 | kg | 20 | 44 | 1 | FALSE | 1 | FALSE |  | 1.1 | 50.7958 | 152.3874 | 5052 | Membrane (breather), polypropylene |  | 20 | D2 | 0 | 0 | 0 | 0 | 0 | 0 | 0 | 0 | 0
| Civic Offices | Directional signs nominal allowance (Fittings and Furnishings components (£ spent)) | 1701195 | 8403914 | 4.1.1 | General fittings, furnishings and equipment | Fittings General | Construction | 50.7958 | kg | 20 | 44 | 1 | FALSE | 1 | FALSE |  | 1.1 | 50.7958 | 152.3874 | 5052 | Membrane (breather), polypropylene |  | 20 | D3 | 0 | 0 | 0 | 0 | 0 | 0 | 0 | 0 | 0
| Civic Offices | Directional signs nominal allowance (Fittings and Furnishings components (£ spent)) | 1701195 | 8403914 | 4.1.1 | General fittings, furnishings and equipment | Fittings General | Construction | 50.7958 | kg | 20 | 44 | 1 | FALSE | 1 | FALSE |  | 1.1 | 50.7958 | 152.3874 | 5052 | Membrane (breather), polypropylene |  | 20 | D4 | 0 | 0 | 0 | 0 | 0 | 0 | 0 | 0 | 0
| Civic Offices | Directional signs nominal allowance (Fittings and Furnishings components (£ spent)) | 1701195 | 8403914 | 4.1.1 | General fittings, furnishings and equipment | Fittings General | Construction | 50.7958 | kg | 20 | 44 | 1 | FALSE | 1 | FALSE |  | 1.1 | 50.7958 | 152.3874 | 5052 | Membrane (breather), polypropylene |  | 40 | B4B5 | 309.4798 | 7.2465e-06 | 1.7336 | 0.62161 | 0.20642 | 0.00036412 | 6702.7561 | 37.8646 | 1.5187
| Civic Offices | Directional signs nominal allowance (Fittings and Furnishings components (£ spent)) | 1701195 | 8403914 | 4.1.1 | General fittings, furnishings and equipment | Fittings General | Construction | 50.7958 | kg | 20 | 44 | 1 | FALSE | 1 | FALSE |  | 1.1 | 50.7958 | 152.3874 | 5052 | Membrane (breather), polypropylene |  | 40 | D2 | 0 | 0 | 0 | 0 | 0 | 0 | 0 | 0 | 0
| Civic Offices | Directional signs nominal allowance (Fittings and Furnishings components (£ spent)) | 1701195 | 8403914 | 4.1.1 | General fittings, furnishings and equipment | Fittings General | Construction | 50.7958 | kg | 20 | 44 | 1 | FALSE | 1 | FALSE |  | 1.1 | 50.7958 | 152.3874 | 5052 | Membrane (breather), polypropylene |  | 40 | D3 | 0 | 0 | 0 | 0 | 0 | 0 | 0 | 0 | 0
| Civic Offices | Directional signs nominal allowance (Fittings and Furnishings components (£ spent)) | 1701195 | 8403914 | 4.1.1 | General fittings, furnishings and equipment | Fittings General | Construction | 50.7958 | kg | 20 | 44 | 1 | FALSE | 1 | FALSE |  | 1.1 | 50.7958 | 152.3874 | 5052 | Membrane (breather), polypropylene |  | 40 | D4 | 0 | 0 | 0 | 0 | 0 | 0 | 0 | 0 | 0
| Civic Offices | Directional signs nominal allowance (Fittings and Furnishings components (£ spent)) | 1701195 | 8403915 | 4.1.1 | General fittings, furnishings and equipment | Fittings General | Construction | 101.5916 | kg | 20 | 44 | 1 | FALSE | 1 | FALSE |  | 1.05 | 101.5916 | 304.7748 | 5443 | Cladding sheet (profiled, double skin), stainless steel |  | 0 | A1A3 | 508.6241 | 2.5634e-05 | 3.0911 | 0.91032 | 0.35934 | 0.015966 | 6616.7994 | 628.1328 | 15.5849
| Civic Offices | Directional signs nominal allowance (Fittings and Furnishings components (£ spent)) | 1701195 | 8403915 | 4.1.1 | General fittings, furnishings and equipment | Fittings General | Construction | 101.5916 | kg | 20 | 44 | 1 | FALSE | 1 | FALSE |  | 1.05 | 101.5916 | 304.7748 | 5443 | Cladding sheet (profiled, double skin), stainless steel |  | 0 | A4 | 4.4275 | 6.1266e-07 | 0.021051 | 0.003909 | 0.0027791 | 9.86e-06 | 64.7805 | 18.8131 | 0.017994
| Civic Offices | Directional signs nominal allowance (Fittings and Furnishings components (£ spent)) | 1701195 | 8403915 | 4.1.1 | General fittings, furnishings and equipment | Fittings General | Construction | 101.5916 | kg | 20 | 44 | 1 | FALSE | 1 | FALSE |  | 1.05 | 101.5916 | 304.7748 | 5443 | Cladding sheet (profiled, double skin), stainless steel |  | 0 | A5 | 0.0026404 | 6.9139e-10 | 1.8464e-05 | 6.0671e-06 | 3.0639e-06 | 3.7246e-09 | 0.06473 | 0.76194 | 0
| Civic Offices | Directional signs nominal allowance (Fittings and Furnishings components (£ spent)) | 1701195 | 8403915 | 4.1.1 | General fittings, furnishings and equipment | Fittings General | Construction | 101.5916 | kg | 20 | 44 | 1 | FALSE | 1 | FALSE |  | 1.05 | 101.5916 | 304.7748 | 5443 | Cladding sheet (profiled, double skin), stainless steel |  | 0 | D2 | 0 | 0 | 0 | 0 | 0 | 0 | 0 | 0 | 0
| Civic Offices | Directional signs nominal allowance (Fittings and Furnishings components (£ spent)) | 1701195 | 8403915 | 4.1.1 | General fittings, furnishings and equipment | Fittings General | Construction | 101.5916 | kg | 20 | 44 | 1 | FALSE | 1 | FALSE |  | 1.05 | 101.5916 | 304.7748 | 5443 | Cladding sheet (profiled, double skin), stainless steel |  | 0 | D3 | 0 | 0 | 0 | 0 | 0 | 0 | 0 | 0 | 0
| Civic Offices | Directional signs nominal allowance (Fittings and Furnishings components (£ spent)) | 1701195 | 8403915 | 4.1.1 | General fittings, furnishings and equipment | Fittings General | Construction | 101.5916 | kg | 20 | 44 | 1 | FALSE | 1 | FALSE |  | 1.05 | 101.5916 | 304.7748 | 5443 | Cladding sheet (profiled, double skin), stainless steel |  | 0 | D4 | 0 | 0 | 0 | 0 | 0 | 0 | 0 | 0 | 0
| Civic Offices | Directional signs nominal allowance (Fittings and Furnishings components (£ spent)) | 1701195 | 8403915 | 4.1.1 | General fittings, furnishings and equipment | Fittings General | Construction | 101.5916 | kg | 20 | 44 | 1 | FALSE | 1 | FALSE |  | 1.05 | 101.5916 | 304.7748 | 5443 | Cladding sheet (profiled, double skin), stainless steel |  | 60 | C2 | 0 | 0 | 0 | 0 | 0 | 0 | 0 | 0 | 0
| Civic Offices | Directional signs nominal allowance (Fittings and Furnishings components (£ spent)) | 1701195 | 8403915 | 4.1.1 | General fittings, furnishings and equipment | Fittings General | Construction | 101.5916 | kg | 20 | 44 | 1 | FALSE | 1 | FALSE |  | 1.05 | 101.5916 | 304.7748 | 5443 | Cladding sheet (profiled, double skin), stainless steel |  | 60 | C4 | 0.052807 | 1.3828e-08 | 0.00036928 | 0.00012134 | 6.1277e-05 | 7.4493e-08 | 1.2946 | 15.2387 | 0.0026483
| Civic Offices | Directional signs nominal allowance (Fittings and Furnishings components (£ spent)) | 1701195 | 8403915 | 4.1.1 | General fittings, furnishings and equipment | Fittings General | Construction | 101.5916 | kg | 20 | 44 | 1 | FALSE | 1 | FALSE |  | 1.05 | 101.5916 | 304.7748 | 5443 | Cladding sheet (profiled, double skin), stainless steel |  | 60 | D2 | 0 | 0 | 0 | 0 | 0 | 0 | 0 | 0 | 0
| Civic Offices | Directional signs nominal allowance (Fittings and Furnishings components (£ spent)) | 1701195 | 8403915 | 4.1.1 | General fittings, furnishings and equipment | Fittings General | Construction | 101.5916 | kg | 20 | 44 | 1 | FALSE | 1 | FALSE |  | 1.05 | 101.5916 | 304.7748 | 5443 | Cladding sheet (profiled, double skin), stainless steel |  | 60 | D3 | 0 | 0 | 0 | 0 | 0 | 0 | 0 | 0 | 0
| Civic Offices | Directional signs nominal allowance (Fittings and Furnishings components (£ spent)) | 1701195 | 8403915 | 4.1.1 | General fittings, furnishings and equipment | Fittings General | Construction | 101.5916 | kg | 20 | 44 | 1 | FALSE | 1 | FALSE |  | 1.05 | 101.5916 | 304.7748 | 5443 | Cladding sheet (profiled, double skin), stainless steel |  | 60 | D4 | 0 | 0 | 0 | 0 | 0 | 0 | 0 | 0 | 0
| Civic Offices | Directional signs nominal allowance (Fittings and Furnishings components (£ spent)) | 1701195 | 8403915 | 4.1.1 | General fittings, furnishings and equipment | Fittings General | Construction | 101.5916 | kg | 20 | 44 | 1 | FALSE | 1 | FALSE |  | 1.05 | 101.5916 | 304.7748 | 5443 | Cladding sheet (profiled, double skin), stainless steel |  | 20 | B4B5 | 513.1071 | 2.6261e-05 | 3.1125 | 0.91436 | 0.36218 | 0.015976 | 6682.9392 | 662.9465 | 15.6029
| Civic Offices | Directional signs nominal allowance (Fittings and Furnishings components (£ spent)) | 1701195 | 8403915 | 4.1.1 | General fittings, furnishings and equipment | Fittings General | Construction | 101.5916 | kg | 20 | 44 | 1 | FALSE | 1 | FALSE |  | 1.05 | 101.5916 | 304.7748 | 5443 | Cladding sheet (profiled, double skin), stainless steel |  | 20 | D2 | 0 | 0 | 0 | 0 | 0 | 0 | 0 | 0 | 0
| Civic Offices | Directional signs nominal allowance (Fittings and Furnishings components (£ spent)) | 1701195 | 8403915 | 4.1.1 | General fittings, furnishings and equipment | Fittings General | Construction | 101.5916 | kg | 20 | 44 | 1 | FALSE | 1 | FALSE |  | 1.05 | 101.5916 | 304.7748 | 5443 | Cladding sheet (profiled, double skin), stainless steel |  | 20 | D3 | 0 | 0 | 0 | 0 | 0 | 0 | 0 | 0 | 0
| Civic Offices | Directional signs nominal allowance (Fittings and Furnishings components (£ spent)) | 1701195 | 8403915 | 4.1.1 | General fittings, furnishings and equipment | Fittings General | Construction | 101.5916 | kg | 20 | 44 | 1 | FALSE | 1 | FALSE |  | 1.05 | 101.5916 | 304.7748 | 5443 | Cladding sheet (profiled, double skin), stainless steel |  | 20 | D4 | 0 | 0 | 0 | 0 | 0 | 0 | 0 | 0 | 0
| Civic Offices | Directional signs nominal allowance (Fittings and Furnishings components (£ spent)) | 1701195 | 8403915 | 4.1.1 | General fittings, furnishings and equipment | Fittings General | Construction | 101.5916 | kg | 20 | 44 | 1 | FALSE | 1 | FALSE |  | 1.05 | 101.5916 | 304.7748 | 5443 | Cladding sheet (profiled, double skin), stainless steel |  | 40 | B4B5 | 513.1071 | 2.6261e-05 | 3.1125 | 0.91436 | 0.36218 | 0.015976 | 6682.9392 | 662.9465 | 15.6029
| Civic Offices | Directional signs nominal allowance (Fittings and Furnishings components (£ spent)) | 1701195 | 8403915 | 4.1.1 | General fittings, furnishings and equipment | Fittings General | Construction | 101.5916 | kg | 20 | 44 | 1 | FALSE | 1 | FALSE |  | 1.05 | 101.5916 | 304.7748 | 5443 | Cladding sheet (profiled, double skin), stainless steel |  | 40 | D2 | 0 | 0 | 0 | 0 | 0 | 0 | 0 | 0 | 0
| Civic Offices | Directional signs nominal allowance (Fittings and Furnishings components (£ spent)) | 1701195 | 8403915 | 4.1.1 | General fittings, furnishings and equipment | Fittings General | Construction | 101.5916 | kg | 20 | 44 | 1 | FALSE | 1 | FALSE |  | 1.05 | 101.5916 | 304.7748 | 5443 | Cladding sheet (profiled, double skin), stainless steel |  | 40 | D3 | 0 | 0 | 0 | 0 | 0 | 0 | 0 | 0 | 0
| Civic Offices | Directional signs nominal allowance (Fittings and Furnishings components (£ spent)) | 1701195 | 8403915 | 4.1.1 | General fittings, furnishings and equipment | Fittings General | Construction | 101.5916 | kg | 20 | 44 | 1 | FALSE | 1 | FALSE |  | 1.05 | 101.5916 | 304.7748 | 5443 | Cladding sheet (profiled, double skin), stainless steel |  | 40 | D4 | 0 | 0 | 0 | 0 | 0 | 0 | 0 | 0 | 0
| Civic Offices | Directional signs nominal allowance (Fittings and Furnishings components (£ spent)) | 1701195 | 8403916 | 4.1.1 | General fittings, furnishings and equipment | Fittings General | Construction | 25.3979 | kg | 20 | 44 | 1 | FALSE | 1 | FALSE |  | 1.05 | 25.3979 | 76.1937 | 5008 | General sheet, aluminium |  | 0 | A1A3 | 494.562 | 1.5885e-05 | 3.3903 | 0.75779 | 0.25755 | 0.00042836 | 6143.5096 | 106.0127 | 3.2577
| Civic Offices | Directional signs nominal allowance (Fittings and Furnishings components (£ spent)) | 1701195 | 8403916 | 4.1.1 | General fittings, furnishings and equipment | Fittings General | Construction | 25.3979 | kg | 20 | 44 | 1 | FALSE | 1 | FALSE |  | 1.05 | 25.3979 | 76.1937 | 5008 | General sheet, aluminium |  | 0 | A4 | 1.3142 | 1.4576e-07 | 0.0068084 | 0.0011049 | 0.00083961 | 1.8263e-06 | 18.9755 | 5.1582 | 0.0051842
| Civic Offices | Directional signs nominal allowance (Fittings and Furnishings components (£ spent)) | 1701195 | 8403916 | 4.1.1 | General fittings, furnishings and equipment | Fittings General | Construction | 25.3979 | kg | 20 | 44 | 1 | FALSE | 1 | FALSE |  | 1.05 | 25.3979 | 76.1937 | 5008 | General sheet, aluminium |  | 0 | A5 | 0.00066009 | 1.7285e-10 | 4.616e-06 | 1.5168e-06 | 7.6597e-07 | 9.3116e-10 | 0.016182 | 0.19048 | 0
| Civic Offices | Directional signs nominal allowance (Fittings and Furnishings components (£ spent)) | 1701195 | 8403916 | 4.1.1 | General fittings, furnishings and equipment | Fittings General | Construction | 25.3979 | kg | 20 | 44 | 1 | FALSE | 1 | FALSE |  | 1.05 | 25.3979 | 76.1937 | 5008 | General sheet, aluminium |  | 0 | D2 | 0 | 0 | 0 | 0 | 0 | 0 | 0 | 0 | 0
| Civic Offices | Directional signs nominal allowance (Fittings and Furnishings components (£ spent)) | 1701195 | 8403916 | 4.1.1 | General fittings, furnishings and equipment | Fittings General | Construction | 25.3979 | kg | 20 | 44 | 1 | FALSE | 1 | FALSE |  | 1.05 | 25.3979 | 76.1937 | 5008 | General sheet, aluminium |  | 0 | D3 | 0 | 0 | 0 | 0 | 0 | 0 | 0 | 0 | 0
| Civic Offices | Directional signs nominal allowance (Fittings and Furnishings components (£ spent)) | 1701195 | 8403916 | 4.1.1 | General fittings, furnishings and equipment | Fittings General | Construction | 25.3979 | kg | 20 | 44 | 1 | FALSE | 1 | FALSE |  | 1.05 | 25.3979 | 76.1937 | 5008 | General sheet, aluminium |  | 0 | D4 | 0 | 0 | 0 | 0 | 0 | 0 | 0 | 0 | 0
| Civic Offices | Directional signs nominal allowance (Fittings and Furnishings components (£ spent)) | 1701195 | 8403916 | 4.1.1 | General fittings, furnishings and equipment | Fittings General | Construction | 25.3979 | kg | 20 | 44 | 1 | FALSE | 1 | FALSE |  | 1.05 | 25.3979 | 76.1937 | 5008 | General sheet, aluminium |  | 60 | C2 | 0 | 0 | 0 | 0 | 0 | 0 | 0 | 0 | 0
| Civic Offices | Directional signs nominal allowance (Fittings and Furnishings components (£ spent)) | 1701195 | 8403916 | 4.1.1 | General fittings, furnishings and equipment | Fittings General | Construction | 25.3979 | kg | 20 | 44 | 1 | FALSE | 1 | FALSE |  | 1.05 | 25.3979 | 76.1937 | 5008 | General sheet, aluminium |  | 60 | C4 | 0.013202 | 3.457e-09 | 9.2319e-05 | 3.0336e-05 | 1.5319e-05 | 1.8623e-08 | 0.32365 | 3.8097 | 0.00066207
| Civic Offices | Directional signs nominal allowance (Fittings and Furnishings components (£ spent)) | 1701195 | 8403916 | 4.1.1 | General fittings, furnishings and equipment | Fittings General | Construction | 25.3979 | kg | 20 | 44 | 1 | FALSE | 1 | FALSE |  | 1.05 | 25.3979 | 76.1937 | 5008 | General sheet, aluminium |  | 60 | D2 | 0 | 0 | 0 | 0 | 0 | 0 | 0 | 0 | 0
| Civic Offices | Directional signs nominal allowance (Fittings and Furnishings components (£ spent)) | 1701195 | 8403916 | 4.1.1 | General fittings, furnishings and equipment | Fittings General | Construction | 25.3979 | kg | 20 | 44 | 1 | FALSE | 1 | FALSE |  | 1.05 | 25.3979 | 76.1937 | 5008 | General sheet, aluminium |  | 60 | D3 | 0 | 0 | 0 | 0 | 0 | 0 | 0 | 0 | 0
| Civic Offices | Directional signs nominal allowance (Fittings and Furnishings components (£ spent)) | 1701195 | 8403916 | 4.1.1 | General fittings, furnishings and equipment | Fittings General | Construction | 25.3979 | kg | 20 | 44 | 1 | FALSE | 1 | FALSE |  | 1.05 | 25.3979 | 76.1937 | 5008 | General sheet, aluminium |  | 60 | D4 | 0 | 0 | 0 | 0 | 0 | 0 | 0 | 0 | 0
| Civic Offices | Directional signs nominal allowance (Fittings and Furnishings components (£ spent)) | 1701195 | 8403916 | 4.1.1 | General fittings, furnishings and equipment | Fittings General | Construction | 25.3979 | kg | 20 | 44 | 1 | FALSE | 1 | FALSE |  | 1.05 | 25.3979 | 76.1937 | 5008 | General sheet, aluminium |  | 20 | B4B5 | 495.89 | 1.6035e-05 | 3.3972 | 0.75893 | 0.2584 | 0.0004302 | 6162.8249 | 115.1711 | 3.2629
| Civic Offices | Directional signs nominal allowance (Fittings and Furnishings components (£ spent)) | 1701195 | 8403916 | 4.1.1 | General fittings, furnishings and equipment | Fittings General | Construction | 25.3979 | kg | 20 | 44 | 1 | FALSE | 1 | FALSE |  | 1.05 | 25.3979 | 76.1937 | 5008 | General sheet, aluminium |  | 20 | D2 | 0 | 0 | 0 | 0 | 0 | 0 | 0 | 0 | 0
| Civic Offices | Directional signs nominal allowance (Fittings and Furnishings components (£ spent)) | 1701195 | 8403916 | 4.1.1 | General fittings, furnishings and equipment | Fittings General | Construction | 25.3979 | kg | 20 | 44 | 1 | FALSE | 1 | FALSE |  | 1.05 | 25.3979 | 76.1937 | 5008 | General sheet, aluminium |  | 20 | D3 | 0 | 0 | 0 | 0 | 0 | 0 | 0 | 0 | 0
| Civic Offices | Directional signs nominal allowance (Fittings and Furnishings components (£ spent)) | 1701195 | 8403916 | 4.1.1 | General fittings, furnishings and equipment | Fittings General | Construction | 25.3979 | kg | 20 | 44 | 1 | FALSE | 1 | FALSE |  | 1.05 | 25.3979 | 76.1937 | 5008 | General sheet, aluminium |  | 20 | D4 | 0 | 0 | 0 | 0 | 0 | 0 | 0 | 0 | 0
| Civic Offices | Directional signs nominal allowance (Fittings and Furnishings components (£ spent)) | 1701195 | 8403916 | 4.1.1 | General fittings, furnishings and equipment | Fittings General | Construction | 25.3979 | kg | 20 | 44 | 1 | FALSE | 1 | FALSE |  | 1.05 | 25.3979 | 76.1937 | 5008 | General sheet, aluminium |  | 40 | B4B5 | 495.89 | 1.6035e-05 | 3.3972 | 0.75893 | 0.2584 | 0.0004302 | 6162.8249 | 115.1711 | 3.2629
| Civic Offices | Directional signs nominal allowance (Fittings and Furnishings components (£ spent)) | 1701195 | 8403916 | 4.1.1 | General fittings, furnishings and equipment | Fittings General | Construction | 25.3979 | kg | 20 | 44 | 1 | FALSE | 1 | FALSE |  | 1.05 | 25.3979 | 76.1937 | 5008 | General sheet, aluminium |  | 40 | D2 | 0 | 0 | 0 | 0 | 0 | 0 | 0 | 0 | 0
| Civic Offices | Directional signs nominal allowance (Fittings and Furnishings components (£ spent)) | 1701195 | 8403916 | 4.1.1 | General fittings, furnishings and equipment | Fittings General | Construction | 25.3979 | kg | 20 | 44 | 1 | FALSE | 1 | FALSE |  | 1.05 | 25.3979 | 76.1937 | 5008 | General sheet, aluminium |  | 40 | D3 | 0 | 0 | 0 | 0 | 0 | 0 | 0 | 0 | 0
| Civic Offices | Directional signs nominal allowance (Fittings and Furnishings components (£ spent)) | 1701195 | 8403916 | 4.1.1 | General fittings, furnishings and equipment | Fittings General | Construction | 25.3979 | kg | 20 | 44 | 1 | FALSE | 1 | FALSE |  | 1.05 | 25.3979 | 76.1937 | 5008 | General sheet, aluminium |  | 40 | D4 | 0 | 0 | 0 | 0 | 0 | 0 | 0 | 0 | 0
| Civic Offices | Directional signs nominal allowance (Fittings and Furnishings components (£ spent)) | 1701195 | 8403917 | 4.1.1 | General fittings, furnishings and equipment | Fittings General | Construction | 25.3979 | kg | 20 | 44 | 1 | FALSE | 1 | FALSE |  | 1.03 | 25.3979 | 76.1937 | 5113 | Cladding sheet (plain), copper |  | 0 | A1A3 | 180.1101 | 0.00014968 | 9.1601 | 6.1147 | 0.50633 | 0.041674 | 2732.8557 | 533.4843 | 5.7572
| Civic Offices | Directional signs nominal allowance (Fittings and Furnishings components (£ spent)) | 1701195 | 8403917 | 4.1.1 | General fittings, furnishings and equipment | Fittings General | Construction | 25.3979 | kg | 20 | 44 | 1 | FALSE | 1 | FALSE |  | 1.03 | 25.3979 | 76.1937 | 5113 | Cladding sheet (plain), copper |  | 0 | A4 | 0.51254 | 9.2091e-08 | 0.0016782 | 0.0004536 | 0.0002863 | 1.7875e-06 | 7.6402 | 1.1666 | 0.0021092
| Civic Offices | Directional signs nominal allowance (Fittings and Furnishings components (£ spent)) | 1701195 | 8403917 | 4.1.1 | General fittings, furnishings and equipment | Fittings General | Construction | 25.3979 | kg | 20 | 44 | 1 | FALSE | 1 | FALSE |  | 1.03 | 25.3979 | 76.1937 | 5113 | Cladding sheet (plain), copper |  | 0 | A5 | 0.00039605 | 1.0371e-10 | 2.7696e-06 | 9.1007e-07 | 4.5958e-07 | 5.587e-10 | 0.0097094 | 0.11429 | 0
| Civic Offices | Directional signs nominal allowance (Fittings and Furnishings components (£ spent)) | 1701195 | 8403917 | 4.1.1 | General fittings, furnishings and equipment | Fittings General | Construction | 25.3979 | kg | 20 | 44 | 1 | FALSE | 1 | FALSE |  | 1.03 | 25.3979 | 76.1937 | 5113 | Cladding sheet (plain), copper |  | 0 | D2 | 0 | 0 | 0 | 0 | 0 | 0 | 0 | 0 | 0
| Civic Offices | Directional signs nominal allowance (Fittings and Furnishings components (£ spent)) | 1701195 | 8403917 | 4.1.1 | General fittings, furnishings and equipment | Fittings General | Construction | 25.3979 | kg | 20 | 44 | 1 | FALSE | 1 | FALSE |  | 1.03 | 25.3979 | 76.1937 | 5113 | Cladding sheet (plain), copper |  | 0 | D3 | 0 | 0 | 0 | 0 | 0 | 0 | 0 | 0 | 0
| Civic Offices | Directional signs nominal allowance (Fittings and Furnishings components (£ spent)) | 1701195 | 8403917 | 4.1.1 | General fittings, furnishings and equipment | Fittings General | Construction | 25.3979 | kg | 20 | 44 | 1 | FALSE | 1 | FALSE |  | 1.03 | 25.3979 | 76.1937 | 5113 | Cladding sheet (plain), copper |  | 0 | D4 | 0 | 0 | 0 | 0 | 0 | 0 | 0 | 0 | 0
| Civic Offices | Directional signs nominal allowance (Fittings and Furnishings components (£ spent)) | 1701195 | 8403917 | 4.1.1 | General fittings, furnishings and equipment | Fittings General | Construction | 25.3979 | kg | 20 | 44 | 1 | FALSE | 1 | FALSE |  | 1.03 | 25.3979 | 76.1937 | 5113 | Cladding sheet (plain), copper |  | 60 | C2 | 0 | 0 | 0 | 0 | 0 | 0 | 0 | 0 | 0
| Civic Offices | Directional signs nominal allowance (Fittings and Furnishings components (£ spent)) | 1701195 | 8403917 | 4.1.1 | General fittings, furnishings and equipment | Fittings General | Construction | 25.3979 | kg | 20 | 44 | 1 | FALSE | 1 | FALSE |  | 1.03 | 25.3979 | 76.1937 | 5113 | Cladding sheet (plain), copper |  | 60 | C4 | 0.013202 | 3.457e-09 | 9.2319e-05 | 3.0336e-05 | 1.5319e-05 | 1.8623e-08 | 0.32365 | 3.8097 | 0.00066207
| Civic Offices | Directional signs nominal allowance (Fittings and Furnishings components (£ spent)) | 1701195 | 8403917 | 4.1.1 | General fittings, furnishings and equipment | Fittings General | Construction | 25.3979 | kg | 20 | 44 | 1 | FALSE | 1 | FALSE |  | 1.03 | 25.3979 | 76.1937 | 5113 | Cladding sheet (plain), copper |  | 60 | D2 | 0 | 0 | 0 | 0 | 0 | 0 | 0 | 0 | 0
| Civic Offices | Directional signs nominal allowance (Fittings and Furnishings components (£ spent)) | 1701195 | 8403917 | 4.1.1 | General fittings, furnishings and equipment | Fittings General | Construction | 25.3979 | kg | 20 | 44 | 1 | FALSE | 1 | FALSE |  | 1.03 | 25.3979 | 76.1937 | 5113 | Cladding sheet (plain), copper |  | 60 | D3 | 0 | 0 | 0 | 0 | 0 | 0 | 0 | 0 | 0
| Civic Offices | Directional signs nominal allowance (Fittings and Furnishings components (£ spent)) | 1701195 | 8403917 | 4.1.1 | General fittings, furnishings and equipment | Fittings General | Construction | 25.3979 | kg | 20 | 44 | 1 | FALSE | 1 | FALSE |  | 1.03 | 25.3979 | 76.1937 | 5113 | Cladding sheet (plain), copper |  | 60 | D4 | 0 | 0 | 0 | 0 | 0 | 0 | 0 | 0 | 0
| Civic Offices | Directional signs nominal allowance (Fittings and Furnishings components (£ spent)) | 1701195 | 8403917 | 4.1.1 | General fittings, furnishings and equipment | Fittings General | Construction | 25.3979 | kg | 20 | 44 | 1 | FALSE | 1 | FALSE |  | 1.03 | 25.3979 | 76.1937 | 5113 | Cladding sheet (plain), copper |  | 20 | B4B5 | 180.6363 | 0.00014978 | 9.1619 | 6.1151 | 0.50664 | 0.041676 | 2740.8293 | 538.5749 | 5.7593
| Civic Offices | Directional signs nominal allowance (Fittings and Furnishings components (£ spent)) | 1701195 | 8403917 | 4.1.1 | General fittings, furnishings and equipment | Fittings General | Construction | 25.3979 | kg | 20 | 44 | 1 | FALSE | 1 | FALSE |  | 1.03 | 25.3979 | 76.1937 | 5113 | Cladding sheet (plain), copper |  | 20 | D2 | 0 | 0 | 0 | 0 | 0 | 0 | 0 | 0 | 0
| Civic Offices | Directional signs nominal allowance (Fittings and Furnishings components (£ spent)) | 1701195 | 8403917 | 4.1.1 | General fittings, furnishings and equipment | Fittings General | Construction | 25.3979 | kg | 20 | 44 | 1 | FALSE | 1 | FALSE |  | 1.03 | 25.3979 | 76.1937 | 5113 | Cladding sheet (plain), copper |  | 20 | D3 | 0 | 0 | 0 | 0 | 0 | 0 | 0 | 0 | 0
| Civic Offices | Directional signs nominal allowance (Fittings and Furnishings components (£ spent)) | 1701195 | 8403917 | 4.1.1 | General fittings, furnishings and equipment | Fittings General | Construction | 25.3979 | kg | 20 | 44 | 1 | FALSE | 1 | FALSE |  | 1.03 | 25.3979 | 76.1937 | 5113 | Cladding sheet (plain), copper |  | 20 | D4 | 0 | 0 | 0 | 0 | 0 | 0 | 0 | 0 | 0
| Civic Offices | Directional signs nominal allowance (Fittings and Furnishings components (£ spent)) | 1701195 | 8403917 | 4.1.1 | General fittings, furnishings and equipment | Fittings General | Construction | 25.3979 | kg | 20 | 44 | 1 | FALSE | 1 | FALSE |  | 1.03 | 25.3979 | 76.1937 | 5113 | Cladding sheet (plain), copper |  | 40 | B4B5 | 180.6363 | 0.00014978 | 9.1619 | 6.1151 | 0.50664 | 0.041676 | 2740.8293 | 538.5749 | 5.7593
| Civic Offices | Directional signs nominal allowance (Fittings and Furnishings components (£ spent)) | 1701195 | 8403917 | 4.1.1 | General fittings, furnishings and equipment | Fittings General | Construction | 25.3979 | kg | 20 | 44 | 1 | FALSE | 1 | FALSE |  | 1.03 | 25.3979 | 76.1937 | 5113 | Cladding sheet (plain), copper |  | 40 | D2 | 0 | 0 | 0 | 0 | 0 | 0 | 0 | 0 | 0
| Civic Offices | Directional signs nominal allowance (Fittings and Furnishings components (£ spent)) | 1701195 | 8403917 | 4.1.1 | General fittings, furnishings and equipment | Fittings General | Construction | 25.3979 | kg | 20 | 44 | 1 | FALSE | 1 | FALSE |  | 1.03 | 25.3979 | 76.1937 | 5113 | Cladding sheet (plain), copper |  | 40 | D3 | 0 | 0 | 0 | 0 | 0 | 0 | 0 | 0 | 0
| Civic Offices | Directional signs nominal allowance (Fittings and Furnishings components (£ spent)) | 1701195 | 8403917 | 4.1.1 | General fittings, furnishings and equipment | Fittings General | Construction | 25.3979 | kg | 20 | 44 | 1 | FALSE | 1 | FALSE |  | 1.03 | 25.3979 | 76.1937 | 5113 | Cladding sheet (plain), copper |  | 40 | D4 | 0 | 0 | 0 | 0 | 0 | 0 | 0 | 0 | 0
| Civic Offices | Directional signs nominal allowance (Fittings and Furnishings components (£ spent)) | 1701195 | 8403918 | 4.1.1 | General fittings, furnishings and equipment | Fittings General | Construction | 20.3183 | kg | 20 | 44 | 1 | FALSE | 1 | FALSE |  | 1.05 | 20.3183 | 60.955 | 5499 | Floor finish (underlay), textile (recycled) |  | 0 | A1A3 | 13.7552 | 5.3985e-07 | 0.076339 | 0.020254 | 0.0072627 | 1.6322e-05 | 265.1644 | 51.0498 | 0.062697
| Civic Offices | Directional signs nominal allowance (Fittings and Furnishings components (£ spent)) | 1701195 | 8403918 | 4.1.1 | General fittings, furnishings and equipment | Fittings General | Construction | 20.3183 | kg | 20 | 44 | 1 | FALSE | 1 | FALSE |  | 1.05 | 20.3183 | 60.955 | 5499 | Floor finish (underlay), textile (recycled) |  | 0 | A4 | 0.40881 | 7.3453e-08 | 0.0013386 | 0.00036179 | 0.00022836 | 1.4257e-06 | 6.0939 | 0.9305 | 0.0016823
| Civic Offices | Directional signs nominal allowance (Fittings and Furnishings components (£ spent)) | 1701195 | 8403918 | 4.1.1 | General fittings, furnishings and equipment | Fittings General | Construction | 20.3183 | kg | 20 | 44 | 1 | FALSE | 1 | FALSE |  | 1.05 | 20.3183 | 60.955 | 5499 | Floor finish (underlay), textile (recycled) |  | 0 | A5 | 0.051547 | 1.6771e-09 | 4.4742e-05 | 0.0022034 | 1.5932e-05 | 9.1909e-09 | 0.15527 | 0.16255 | 0
| Civic Offices | Directional signs nominal allowance (Fittings and Furnishings components (£ spent)) | 1701195 | 8403918 | 4.1.1 | General fittings, furnishings and equipment | Fittings General | Construction | 20.3183 | kg | 20 | 44 | 1 | FALSE | 1 | FALSE |  | 1.05 | 20.3183 | 60.955 | 5499 | Floor finish (underlay), textile (recycled) |  | 0 | D2 | 0 | 0 | 0 | 0 | 0 | 0 | 0 | 0 | 0
| Civic Offices | Directional signs nominal allowance (Fittings and Furnishings components (£ spent)) | 1701195 | 8403918 | 4.1.1 | General fittings, furnishings and equipment | Fittings General | Construction | 20.3183 | kg | 20 | 44 | 1 | FALSE | 1 | FALSE |  | 1.05 | 20.3183 | 60.955 | 5499 | Floor finish (underlay), textile (recycled) |  | 0 | D3 | 0 | 0 | 0 | 0 | 0 | 0 | 0 | 0 | 0
| Civic Offices | Directional signs nominal allowance (Fittings and Furnishings components (£ spent)) | 1701195 | 8403918 | 4.1.1 | General fittings, furnishings and equipment | Fittings General | Construction | 20.3183 | kg | 20 | 44 | 1 | FALSE | 1 | FALSE |  | 1.05 | 20.3183 | 60.955 | 5499 | Floor finish (underlay), textile (recycled) |  | 0 | D4 | 0 | 0 | 0 | 0 | 0 | 0 | 0 | 0 | 0
| Civic Offices | Directional signs nominal allowance (Fittings and Furnishings components (£ spent)) | 1701195 | 8403918 | 4.1.1 | General fittings, furnishings and equipment | Fittings General | Construction | 20.3183 | kg | 20 | 44 | 1 | FALSE | 1 | FALSE |  | 1.05 | 20.3183 | 60.955 | 5499 | Floor finish (underlay), textile (recycled) |  | 60 | C2 | 0 | 0 | 0 | 0 | 0 | 0 | 0 | 0 | 0
| Civic Offices | Directional signs nominal allowance (Fittings and Furnishings components (£ spent)) | 1701195 | 8403918 | 4.1.1 | General fittings, furnishings and equipment | Fittings General | Construction | 20.3183 | kg | 20 | 44 | 1 | FALSE | 1 | FALSE |  | 1.05 | 20.3183 | 60.955 | 5499 | Floor finish (underlay), textile (recycled) |  | 60 | C4 | 1.0309 | 3.3543e-08 | 0.00089483 | 0.044069 | 0.00031864 | 1.8382e-07 | 3.1054 | 3.2509 | 0.018842
| Civic Offices | Directional signs nominal allowance (Fittings and Furnishings components (£ spent)) | 1701195 | 8403918 | 4.1.1 | General fittings, furnishings and equipment | Fittings General | Construction | 20.3183 | kg | 20 | 44 | 1 | FALSE | 1 | FALSE |  | 1.05 | 20.3183 | 60.955 | 5499 | Floor finish (underlay), textile (recycled) |  | 60 | D2 | 0 | 0 | 0 | 0 | 0 | 0 | 0 | 0 | 0
| Civic Offices | Directional signs nominal allowance (Fittings and Furnishings components (£ spent)) | 1701195 | 8403918 | 4.1.1 | General fittings, furnishings and equipment | Fittings General | Construction | 20.3183 | kg | 20 | 44 | 1 | FALSE | 1 | FALSE |  | 1.05 | 20.3183 | 60.955 | 5499 | Floor finish (underlay), textile (recycled) |  | 60 | D3 | 0 | 0 | 0 | 0 | 0 | 0 | 0 | 0 | 0
| Civic Offices | Directional signs nominal allowance (Fittings and Furnishings components (£ spent)) | 1701195 | 8403918 | 4.1.1 | General fittings, furnishings and equipment | Fittings General | Construction | 20.3183 | kg | 20 | 44 | 1 | FALSE | 1 | FALSE |  | 1.05 | 20.3183 | 60.955 | 5499 | Floor finish (underlay), textile (recycled) |  | 60 | D4 | 0 | 0 | 0 | 0 | 0 | 0 | 0 | 0 | 0
| Civic Offices | Directional signs nominal allowance (Fittings and Furnishings components (£ spent)) | 1701195 | 8403918 | 4.1.1 | General fittings, furnishings and equipment | Fittings General | Construction | 20.3183 | kg | 20 | 44 | 1 | FALSE | 1 | FALSE |  | 1.05 | 20.3183 | 60.955 | 5499 | Floor finish (underlay), textile (recycled) |  | 20 | B4B5 | 15.2465 | 6.4852e-07 | 0.078617 | 0.066888 | 0.0078256 | 1.794e-05 | 274.519 | 55.3938 | 0.06438
| Civic Offices | Directional signs nominal allowance (Fittings and Furnishings components (£ spent)) | 1701195 | 8403918 | 4.1.1 | General fittings, furnishings and equipment | Fittings General | Construction | 20.3183 | kg | 20 | 44 | 1 | FALSE | 1 | FALSE |  | 1.05 | 20.3183 | 60.955 | 5499 | Floor finish (underlay), textile (recycled) |  | 20 | D2 | 0 | 0 | 0 | 0 | 0 | 0 | 0 | 0 | 0
| Civic Offices | Directional signs nominal allowance (Fittings and Furnishings components (£ spent)) | 1701195 | 8403918 | 4.1.1 | General fittings, furnishings and equipment | Fittings General | Construction | 20.3183 | kg | 20 | 44 | 1 | FALSE | 1 | FALSE |  | 1.05 | 20.3183 | 60.955 | 5499 | Floor finish (underlay), textile (recycled) |  | 20 | D3 | 0 | 0 | 0 | 0 | 0 | 0 | 0 | 0 | 0
| Civic Offices | Directional signs nominal allowance (Fittings and Furnishings components (£ spent)) | 1701195 | 8403918 | 4.1.1 | General fittings, furnishings and equipment | Fittings General | Construction | 20.3183 | kg | 20 | 44 | 1 | FALSE | 1 | FALSE |  | 1.05 | 20.3183 | 60.955 | 5499 | Floor finish (underlay), textile (recycled) |  | 20 | D4 | 0 | 0 | 0 | 0 | 0 | 0 | 0 | 0 | 0
| Civic Offices | Directional signs nominal allowance (Fittings and Furnishings components (£ spent)) | 1701195 | 8403918 | 4.1.1 | General fittings, furnishings and equipment | Fittings General | Construction | 20.3183 | kg | 20 | 44 | 1 | FALSE | 1 | FALSE |  | 1.05 | 20.3183 | 60.955 | 5499 | Floor finish (underlay), textile (recycled) |  | 40 | B4B5 | 15.2465 | 6.4852e-07 | 0.078617 | 0.066888 | 0.0078256 | 1.794e-05 | 274.519 | 55.3938 | 0.06438
| Civic Offices | Directional signs nominal allowance (Fittings and Furnishings components (£ spent)) | 1701195 | 8403918 | 4.1.1 | General fittings, furnishings and equipment | Fittings General | Construction | 20.3183 | kg | 20 | 44 | 1 | FALSE | 1 | FALSE |  | 1.05 | 20.3183 | 60.955 | 5499 | Floor finish (underlay), textile (recycled) |  | 40 | D2 | 0 | 0 | 0 | 0 | 0 | 0 | 0 | 0 | 0
| Civic Offices | Directional signs nominal allowance (Fittings and Furnishings components (£ spent)) | 1701195 | 8403918 | 4.1.1 | General fittings, furnishings and equipment | Fittings General | Construction | 20.3183 | kg | 20 | 44 | 1 | FALSE | 1 | FALSE |  | 1.05 | 20.3183 | 60.955 | 5499 | Floor finish (underlay), textile (recycled) |  | 40 | D3 | 0 | 0 | 0 | 0 | 0 | 0 | 0 | 0 | 0
| Civic Offices | Directional signs nominal allowance (Fittings and Furnishings components (£ spent)) | 1701195 | 8403918 | 4.1.1 | General fittings, furnishings and equipment | Fittings General | Construction | 20.3183 | kg | 20 | 44 | 1 | FALSE | 1 | FALSE |  | 1.05 | 20.3183 | 60.955 | 5499 | Floor finish (underlay), textile (recycled) |  | 40 | D4 | 0 | 0 | 0 | 0 | 0 | 0 | 0 | 0 | 0
| Civic Offices | Safety signage fire doors plant rooms and the like nominal allowance (Fittings internal signage (£)) | 1701196 | 8403921 | 4.1 | Fittings, furnishings and equipment | sign | Construction | 571.0257 | Area Calculation | 40 | 44 | 1 | FALSE | 1 | FALSE |  | 1.05 | 571.0257 | 1142.0515 | 5008 | General sheet, aluminium |  | 0 | A1A3 | 11119.3291 | 0.00035715 | 76.225 | 17.0375 | 5.7905 | 0.0096308 | 138125.6728 | 2383.5037 | 73.2439
| Civic Offices | Safety signage fire doors plant rooms and the like nominal allowance (Fittings internal signage (£)) | 1701196 | 8403921 | 4.1 | Fittings, furnishings and equipment | sign | Construction | 571.0257 | Area Calculation | 40 | 44 | 1 | FALSE | 1 | FALSE |  | 1.05 | 571.0257 | 1142.0515 | 5008 | General sheet, aluminium |  | 0 | A4 | 29.5466 | 3.2772e-06 | 0.15307 | 0.024842 | 0.018877 | 4.1062e-05 | 426.6289 | 115.9736 | 0.11656
| Civic Offices | Safety signage fire doors plant rooms and the like nominal allowance (Fittings internal signage (£)) | 1701196 | 8403921 | 4.1 | Fittings, furnishings and equipment | sign | Construction | 571.0257 | Area Calculation | 40 | 44 | 1 | FALSE | 1 | FALSE |  | 1.05 | 571.0257 | 1142.0515 | 5008 | General sheet, aluminium |  | 0 | A5 | 0.014841 | 3.8862e-09 | 0.00010378 | 3.4102e-05 | 1.7221e-05 | 2.0935e-08 | 0.36383 | 4.2827 | 0
| Civic Offices | Safety signage fire doors plant rooms and the like nominal allowance (Fittings internal signage (£)) | 1701196 | 8403921 | 4.1 | Fittings, furnishings and equipment | sign | Construction | 571.0257 | Area Calculation | 40 | 44 | 1 | FALSE | 1 | FALSE |  | 1.05 | 571.0257 | 1142.0515 | 5008 | General sheet, aluminium |  | 0 | D2 | 0 | 0 | 0 | 0 | 0 | 0 | 0 | 0 | 0
| Civic Offices | Safety signage fire doors plant rooms and the like nominal allowance (Fittings internal signage (£)) | 1701196 | 8403921 | 4.1 | Fittings, furnishings and equipment | sign | Construction | 571.0257 | Area Calculation | 40 | 44 | 1 | FALSE | 1 | FALSE |  | 1.05 | 571.0257 | 1142.0515 | 5008 | General sheet, aluminium |  | 0 | D3 | 0 | 0 | 0 | 0 | 0 | 0 | 0 | 0 | 0
| Civic Offices | Safety signage fire doors plant rooms and the like nominal allowance (Fittings internal signage (£)) | 1701196 | 8403921 | 4.1 | Fittings, furnishings and equipment | sign | Construction | 571.0257 | Area Calculation | 40 | 44 | 1 | FALSE | 1 | FALSE |  | 1.05 | 571.0257 | 1142.0515 | 5008 | General sheet, aluminium |  | 0 | D4 | 0 | 0 | 0 | 0 | 0 | 0 | 0 | 0 | 0
| Civic Offices | Safety signage fire doors plant rooms and the like nominal allowance (Fittings internal signage (£)) | 1701196 | 8403921 | 4.1 | Fittings, furnishings and equipment | sign | Construction | 571.0257 | Area Calculation | 40 | 44 | 1 | FALSE | 1 | FALSE |  | 1.05 | 571.0257 | 1142.0515 | 5008 | General sheet, aluminium |  | 60 | C2 | 0 | 0 | 0 | 0 | 0 | 0 | 0 | 0 | 0
| Civic Offices | Safety signage fire doors plant rooms and the like nominal allowance (Fittings internal signage (£)) | 1701196 | 8403921 | 4.1 | Fittings, furnishings and equipment | sign | Construction | 571.0257 | Area Calculation | 40 | 44 | 1 | FALSE | 1 | FALSE |  | 1.05 | 571.0257 | 1142.0515 | 5008 | General sheet, aluminium |  | 60 | C4 | 0.29682 | 7.7723e-08 | 0.0020756 | 0.00068204 | 0.00034443 | 4.1871e-07 | 7.2766 | 85.6539 | 0.014886
| Civic Offices | Safety signage fire doors plant rooms and the like nominal allowance (Fittings internal signage (£)) | 1701196 | 8403921 | 4.1 | Fittings, furnishings and equipment | sign | Construction | 571.0257 | Area Calculation | 40 | 44 | 1 | FALSE | 1 | FALSE |  | 1.05 | 571.0257 | 1142.0515 | 5008 | General sheet, aluminium |  | 60 | D2 | 0 | 0 | 0 | 0 | 0 | 0 | 0 | 0 | 0
| Civic Offices | Safety signage fire doors plant rooms and the like nominal allowance (Fittings internal signage (£)) | 1701196 | 8403921 | 4.1 | Fittings, furnishings and equipment | sign | Construction | 571.0257 | Area Calculation | 40 | 44 | 1 | FALSE | 1 | FALSE |  | 1.05 | 571.0257 | 1142.0515 | 5008 | General sheet, aluminium |  | 60 | D3 | 0 | 0 | 0 | 0 | 0 | 0 | 0 | 0 | 0
| Civic Offices | Safety signage fire doors plant rooms and the like nominal allowance (Fittings internal signage (£)) | 1701196 | 8403921 | 4.1 | Fittings, furnishings and equipment | sign | Construction | 571.0257 | Area Calculation | 40 | 44 | 1 | FALSE | 1 | FALSE |  | 1.05 | 571.0257 | 1142.0515 | 5008 | General sheet, aluminium |  | 60 | D4 | 0 | 0 | 0 | 0 | 0 | 0 | 0 | 0 | 0
| Civic Offices | Safety signage fire doors plant rooms and the like nominal allowance (Fittings internal signage (£)) | 1701196 | 8403921 | 4.1 | Fittings, furnishings and equipment | sign | Construction | 571.0257 | Area Calculation | 40 | 44 | 1 | FALSE | 1 | FALSE |  | 1.05 | 571.0257 | 1142.0515 | 5008 | General sheet, aluminium |  | 40 | B4B5 | 11149.1873 | 0.00036051 | 76.3803 | 17.0631 | 5.8098 | 0.0096723 | 138559.9423 | 2589.4139 | 73.3605
| Civic Offices | Safety signage fire doors plant rooms and the like nominal allowance (Fittings internal signage (£)) | 1701196 | 8403921 | 4.1 | Fittings, furnishings and equipment | sign | Construction | 571.0257 | Area Calculation | 40 | 44 | 1 | FALSE | 1 | FALSE |  | 1.05 | 571.0257 | 1142.0515 | 5008 | General sheet, aluminium |  | 40 | D2 | 0 | 0 | 0 | 0 | 0 | 0 | 0 | 0 | 0
| Civic Offices | Safety signage fire doors plant rooms and the like nominal allowance (Fittings internal signage (£)) | 1701196 | 8403921 | 4.1 | Fittings, furnishings and equipment | sign | Construction | 571.0257 | Area Calculation | 40 | 44 | 1 | FALSE | 1 | FALSE |  | 1.05 | 571.0257 | 1142.0515 | 5008 | General sheet, aluminium |  | 40 | D3 | 0 | 0 | 0 | 0 | 0 | 0 | 0 | 0 | 0
| Civic Offices | Safety signage fire doors plant rooms and the like nominal allowance (Fittings internal signage (£)) | 1701196 | 8403921 | 4.1 | Fittings, furnishings and equipment | sign | Construction | 571.0257 | Area Calculation | 40 | 44 | 1 | FALSE | 1 | FALSE |  | 1.05 | 571.0257 | 1142.0515 | 5008 | General sheet, aluminium |  | 40 | D4 | 0 | 0 | 0 | 0 | 0 | 0 | 0 | 0 | 0
| Civic Offices | Safety signage fire doors plant rooms and the like nominal allowance (Fittings internal signage (£)) | 1701196 | 8403922 | 4.1 | Fittings, furnishings and equipment | sign | Construction | 47.374 | Area Calculation | 40 | 44 | 1 | FALSE | 1 | FALSE |  | 1.06 | 47.374 | 94.748 | 5544 | Paint, gloss (solvent based) |  | 0 | A1A3 | 163.7774 | 2.5654e-05 | 2.0559 | 0.79267 | 0.35737 | 0.0020105 | 3237.7535 | 260.7237 | 2.2955
| Civic Offices | Safety signage fire doors plant rooms and the like nominal allowance (Fittings internal signage (£)) | 1701196 | 8403922 | 4.1 | Fittings, furnishings and equipment | sign | Construction | 47.374 | Area Calculation | 40 | 44 | 1 | FALSE | 1 | FALSE |  | 1.06 | 47.374 | 94.748 | 5544 | Paint, gloss (solvent based) |  | 0 | A4 | 0.96225 | 1.7289e-07 | 0.0031507 | 0.00085159 | 0.00053751 | 3.3558e-06 | 14.3438 | 2.1902 | 0.0039598
| Civic Offices | Safety signage fire doors plant rooms and the like nominal allowance (Fittings internal signage (£)) | 1701196 | 8403922 | 4.1 | Fittings, furnishings and equipment | sign | Construction | 47.374 | Area Calculation | 40 | 44 | 1 | FALSE | 1 | FALSE |  | 1.06 | 47.374 | 94.748 | 5544 | Paint, gloss (solvent based) |  | 0 | A5 | 0.1169 | 7.3737e-09 | 0.00026286 | 0.0055277 | 4.9625e-05 | 3.9868e-08 | 0.69508 | 1.1086 | 0
| Civic Offices | Safety signage fire doors plant rooms and the like nominal allowance (Fittings internal signage (£)) | 1701196 | 8403922 | 4.1 | Fittings, furnishings and equipment | sign | Construction | 47.374 | Area Calculation | 40 | 44 | 1 | FALSE | 1 | FALSE |  | 1.06 | 47.374 | 94.748 | 5544 | Paint, gloss (solvent based) |  | 0 | D2 | 0 | 0 | 0 | 0 | 0 | 0 | 0 | 0 | 0
| Civic Offices | Safety signage fire doors plant rooms and the like nominal allowance (Fittings internal signage (£)) | 1701196 | 8403922 | 4.1 | Fittings, furnishings and equipment | sign | Construction | 47.374 | Area Calculation | 40 | 44 | 1 | FALSE | 1 | FALSE |  | 1.06 | 47.374 | 94.748 | 5544 | Paint, gloss (solvent based) |  | 0 | D3 | 0 | 0 | 0 | 0 | 0 | 0 | 0 | 0 | 0
| Civic Offices | Safety signage fire doors plant rooms and the like nominal allowance (Fittings internal signage (£)) | 1701196 | 8403922 | 4.1 | Fittings, furnishings and equipment | sign | Construction | 47.374 | Area Calculation | 40 | 44 | 1 | FALSE | 1 | FALSE |  | 1.06 | 47.374 | 94.748 | 5544 | Paint, gloss (solvent based) |  | 0 | D4 | 0 | 0 | 0 | 0 | 0 | 0 | 0 | 0 | 0
| Civic Offices | Safety signage fire doors plant rooms and the like nominal allowance (Fittings internal signage (£)) | 1701196 | 8403922 | 4.1 | Fittings, furnishings and equipment | sign | Construction | 47.374 | Area Calculation | 40 | 44 | 1 | FALSE | 1 | FALSE |  | 1.06 | 47.374 | 94.748 | 5544 | Paint, gloss (solvent based) |  | 60 | C2 | 0 | 0 | 0 | 0 | 0 | 0 | 0 | 0 | 0
| Civic Offices | Safety signage fire doors plant rooms and the like nominal allowance (Fittings internal signage (£)) | 1701196 | 8403922 | 4.1 | Fittings, furnishings and equipment | sign | Construction | 47.374 | Area Calculation | 40 | 44 | 1 | FALSE | 1 | FALSE |  | 1.06 | 47.374 | 94.748 | 5544 | Paint, gloss (solvent based) |  | 60 | C4 | 1.9483 | 1.2289e-07 | 0.004381 | 0.092128 | 0.00082709 | 6.6447e-07 | 11.5847 | 18.4759 | 0.048838
| Civic Offices | Safety signage fire doors plant rooms and the like nominal allowance (Fittings internal signage (£)) | 1701196 | 8403922 | 4.1 | Fittings, furnishings and equipment | sign | Construction | 47.374 | Area Calculation | 40 | 44 | 1 | FALSE | 1 | FALSE |  | 1.06 | 47.374 | 94.748 | 5544 | Paint, gloss (solvent based) |  | 60 | D2 | 0 | 0 | 0 | 0 | 0 | 0 | 0 | 0 | 0
| Civic Offices | Safety signage fire doors plant rooms and the like nominal allowance (Fittings internal signage (£)) | 1701196 | 8403922 | 4.1 | Fittings, furnishings and equipment | sign | Construction | 47.374 | Area Calculation | 40 | 44 | 1 | FALSE | 1 | FALSE |  | 1.06 | 47.374 | 94.748 | 5544 | Paint, gloss (solvent based) |  | 60 | D3 | 0 | 0 | 0 | 0 | 0 | 0 | 0 | 0 | 0
| Civic Offices | Safety signage fire doors plant rooms and the like nominal allowance (Fittings internal signage (£)) | 1701196 | 8403922 | 4.1 | Fittings, furnishings and equipment | sign | Construction | 47.374 | Area Calculation | 40 | 44 | 1 | FALSE | 1 | FALSE |  | 1.06 | 47.374 | 94.748 | 5544 | Paint, gloss (solvent based) |  | 60 | D4 | 0 | 0 | 0 | 0 | 0 | 0 | 0 | 0 | 0
| Civic Offices | Safety signage fire doors plant rooms and the like nominal allowance (Fittings internal signage (£)) | 1701196 | 8403922 | 4.1 | Fittings, furnishings and equipment | sign | Construction | 47.374 | Area Calculation | 40 | 44 | 1 | FALSE | 1 | FALSE |  | 1.06 | 47.374 | 94.748 | 5544 | Paint, gloss (solvent based) |  | 40 | B4B5 | 166.8048 | 2.5957e-05 | 2.0637 | 0.89118 | 0.35878 | 0.0020146 | 3264.3771 | 282.4983 | 2.2995
| Civic Offices | Safety signage fire doors plant rooms and the like nominal allowance (Fittings internal signage (£)) | 1701196 | 8403922 | 4.1 | Fittings, furnishings and equipment | sign | Construction | 47.374 | Area Calculation | 40 | 44 | 1 | FALSE | 1 | FALSE |  | 1.06 | 47.374 | 94.748 | 5544 | Paint, gloss (solvent based) |  | 40 | D2 | 0 | 0 | 0 | 0 | 0 | 0 | 0 | 0 | 0
| Civic Offices | Safety signage fire doors plant rooms and the like nominal allowance (Fittings internal signage (£)) | 1701196 | 8403922 | 4.1 | Fittings, furnishings and equipment | sign | Construction | 47.374 | Area Calculation | 40 | 44 | 1 | FALSE | 1 | FALSE |  | 1.06 | 47.374 | 94.748 | 5544 | Paint, gloss (solvent based) |  | 40 | D3 | 0 | 0 | 0 | 0 | 0 | 0 | 0 | 0 | 0
| Civic Offices | Safety signage fire doors plant rooms and the like nominal allowance (Fittings internal signage (£)) | 1701196 | 8403922 | 4.1 | Fittings, furnishings and equipment | sign | Construction | 47.374 | Area Calculation | 40 | 44 | 1 | FALSE | 1 | FALSE |  | 1.06 | 47.374 | 94.748 | 5544 | Paint, gloss (solvent based) |  | 40 | D4 | 0 | 0 | 0 | 0 | 0 | 0 | 0 | 0 | 0
| Civic Offices | Objects dart and other ornamental features: Nominal allowance. (Fittings and Furnishings components (? spent)) | 1701197 | 8403924 | 4.1.1 | General fittings, furnishings and equipment | Fittings General | Construction | 84.6597 | kg | 20 | 44 | 1 | FALSE | 1 | FALSE |  | 1.1 | 84.6597 | 253.979 | 5052 | Membrane (breather), polypropylene |  | 0 | A1A3 | 511.5808 | 1.1682e-05 | 2.8812 | 0.82853 | 0.34229 | 0.00060028 | 11137.8148 | 44.1916 | 2.5239
| Civic Offices | Objects dart and other ornamental features: Nominal allowance. (Fittings and Furnishings components (? spent)) | 1701197 | 8403924 | 4.1.1 | General fittings, furnishings and equipment | Fittings General | Construction | 84.6597 | kg | 20 | 44 | 1 | FALSE | 1 | FALSE |  | 1.1 | 84.6597 | 253.979 | 5052 | Membrane (breather), polypropylene |  | 0 | A4 | 1.7644 | 3.1702e-07 | 0.0057773 | 0.0015615 | 0.00098561 | 6.1534e-06 | 26.3016 | 4.0161 | 0.0072608
| Civic Offices | Objects dart and other ornamental features: Nominal allowance. (Fittings and Furnishings components (? spent)) | 1701197 | 8403924 | 4.1.1 | General fittings, furnishings and equipment | Fittings General | Construction | 84.6597 | kg | 20 | 44 | 1 | FALSE | 1 | FALSE |  | 1.1 | 84.6597 | 253.979 | 5052 | Membrane (breather), polypropylene |  | 0 | A5 | 0.22313 | 7.097e-09 | 0.00020545 | 0.01872 | 6.8171e-05 | 3.9651e-08 | 0.64944 | 1.3546 | 0
| Civic Offices | Objects dart and other ornamental features: Nominal allowance. (Fittings and Furnishings components (? spent)) | 1701197 | 8403924 | 4.1.1 | General fittings, furnishings and equipment | Fittings General | Construction | 84.6597 | kg | 20 | 44 | 1 | FALSE | 1 | FALSE |  | 1.1 | 84.6597 | 253.979 | 5052 | Membrane (breather), polypropylene |  | 0 | D2 | 0 | 0 | 0 | 0 | 0 | 0 | 0 | 0 | 0
| Civic Offices | Objects dart and other ornamental features: Nominal allowance. (Fittings and Furnishings components (? spent)) | 1701197 | 8403924 | 4.1.1 | General fittings, furnishings and equipment | Fittings General | Construction | 84.6597 | kg | 20 | 44 | 1 | FALSE | 1 | FALSE |  | 1.1 | 84.6597 | 253.979 | 5052 | Membrane (breather), polypropylene |  | 0 | D3 | 0 | 0 | 0 | 0 | 0 | 0 | 0 | 0 | 0
| Civic Offices | Objects dart and other ornamental features: Nominal allowance. (Fittings and Furnishings components (? spent)) | 1701197 | 8403924 | 4.1.1 | General fittings, furnishings and equipment | Fittings General | Construction | 84.6597 | kg | 20 | 44 | 1 | FALSE | 1 | FALSE |  | 1.1 | 84.6597 | 253.979 | 5052 | Membrane (breather), polypropylene |  | 0 | D4 | 0 | 0 | 0 | 0 | 0 | 0 | 0 | 0 | 0
| Civic Offices | Objects dart and other ornamental features: Nominal allowance. (Fittings and Furnishings components (? spent)) | 1701197 | 8403924 | 4.1.1 | General fittings, furnishings and equipment | Fittings General | Construction | 84.6597 | kg | 20 | 44 | 1 | FALSE | 1 | FALSE |  | 1.1 | 84.6597 | 253.979 | 5052 | Membrane (breather), polypropylene |  | 60 | C2 | 0 | 0 | 0 | 0 | 0 | 0 | 0 | 0 | 0
| Civic Offices | Objects dart and other ornamental features: Nominal allowance. (Fittings and Furnishings components (? spent)) | 1701197 | 8403924 | 4.1.1 | General fittings, furnishings and equipment | Fittings General | Construction | 84.6597 | kg | 20 | 44 | 1 | FALSE | 1 | FALSE |  | 1.1 | 84.6597 | 253.979 | 5052 | Membrane (breather), polypropylene |  | 60 | C4 | 2.2313 | 7.097e-08 | 0.0020545 | 0.1872 | 0.00068171 | 3.9651e-07 | 6.4944 | 13.5455 | 0.062816
| Civic Offices | Objects dart and other ornamental features: Nominal allowance. (Fittings and Furnishings components (? spent)) | 1701197 | 8403924 | 4.1.1 | General fittings, furnishings and equipment | Fittings General | Construction | 84.6597 | kg | 20 | 44 | 1 | FALSE | 1 | FALSE |  | 1.1 | 84.6597 | 253.979 | 5052 | Membrane (breather), polypropylene |  | 60 | D2 | 0 | 0 | 0 | 0 | 0 | 0 | 0 | 0 | 0
| Civic Offices | Objects dart and other ornamental features: Nominal allowance. (Fittings and Furnishings components (? spent)) | 1701197 | 8403924 | 4.1.1 | General fittings, furnishings and equipment | Fittings General | Construction | 84.6597 | kg | 20 | 44 | 1 | FALSE | 1 | FALSE |  | 1.1 | 84.6597 | 253.979 | 5052 | Membrane (breather), polypropylene |  | 60 | D3 | 0 | 0 | 0 | 0 | 0 | 0 | 0 | 0 | 0
| Civic Offices | Objects dart and other ornamental features: Nominal allowance. (Fittings and Furnishings components (? spent)) | 1701197 | 8403924 | 4.1.1 | General fittings, furnishings and equipment | Fittings General | Construction | 84.6597 | kg | 20 | 44 | 1 | FALSE | 1 | FALSE |  | 1.1 | 84.6597 | 253.979 | 5052 | Membrane (breather), polypropylene |  | 60 | D4 | 0 | 0 | 0 | 0 | 0 | 0 | 0 | 0 | 0
| Civic Offices | Objects dart and other ornamental features: Nominal allowance. (Fittings and Furnishings components (? spent)) | 1701197 | 8403924 | 4.1.1 | General fittings, furnishings and equipment | Fittings General | Construction | 84.6597 | kg | 20 | 44 | 1 | FALSE | 1 | FALSE |  | 1.1 | 84.6597 | 253.979 | 5052 | Membrane (breather), polypropylene |  | 20 | B4B5 | 515.7996 | 1.2078e-05 | 2.8893 | 1.036 | 0.34403 | 0.00060687 | 11171.2602 | 63.1077 | 2.5312
| Civic Offices | Objects dart and other ornamental features: Nominal allowance. (Fittings and Furnishings components (? spent)) | 1701197 | 8403924 | 4.1.1 | General fittings, furnishings and equipment | Fittings General | Construction | 84.6597 | kg | 20 | 44 | 1 | FALSE | 1 | FALSE |  | 1.1 | 84.6597 | 253.979 | 5052 | Membrane (breather), polypropylene |  | 20 | D2 | 0 | 0 | 0 | 0 | 0 | 0 | 0 | 0 | 0
| Civic Offices | Objects dart and other ornamental features: Nominal allowance. (Fittings and Furnishings components (? spent)) | 1701197 | 8403924 | 4.1.1 | General fittings, furnishings and equipment | Fittings General | Construction | 84.6597 | kg | 20 | 44 | 1 | FALSE | 1 | FALSE |  | 1.1 | 84.6597 | 253.979 | 5052 | Membrane (breather), polypropylene |  | 20 | D3 | 0 | 0 | 0 | 0 | 0 | 0 | 0 | 0 | 0
| Civic Offices | Objects dart and other ornamental features: Nominal allowance. (Fittings and Furnishings components (? spent)) | 1701197 | 8403924 | 4.1.1 | General fittings, furnishings and equipment | Fittings General | Construction | 84.6597 | kg | 20 | 44 | 1 | FALSE | 1 | FALSE |  | 1.1 | 84.6597 | 253.979 | 5052 | Membrane (breather), polypropylene |  | 20 | D4 | 0 | 0 | 0 | 0 | 0 | 0 | 0 | 0 | 0
| Civic Offices | Objects dart and other ornamental features: Nominal allowance. (Fittings and Furnishings components (? spent)) | 1701197 | 8403924 | 4.1.1 | General fittings, furnishings and equipment | Fittings General | Construction | 84.6597 | kg | 20 | 44 | 1 | FALSE | 1 | FALSE |  | 1.1 | 84.6597 | 253.979 | 5052 | Membrane (breather), polypropylene |  | 40 | B4B5 | 515.7996 | 1.2078e-05 | 2.8893 | 1.036 | 0.34403 | 0.00060687 | 11171.2602 | 63.1077 | 2.5312
| Civic Offices | Objects dart and other ornamental features: Nominal allowance. (Fittings and Furnishings components (? spent)) | 1701197 | 8403924 | 4.1.1 | General fittings, furnishings and equipment | Fittings General | Construction | 84.6597 | kg | 20 | 44 | 1 | FALSE | 1 | FALSE |  | 1.1 | 84.6597 | 253.979 | 5052 | Membrane (breather), polypropylene |  | 40 | D2 | 0 | 0 | 0 | 0 | 0 | 0 | 0 | 0 | 0
| Civic Offices | Objects dart and other ornamental features: Nominal allowance. (Fittings and Furnishings components (? spent)) | 1701197 | 8403924 | 4.1.1 | General fittings, furnishings and equipment | Fittings General | Construction | 84.6597 | kg | 20 | 44 | 1 | FALSE | 1 | FALSE |  | 1.1 | 84.6597 | 253.979 | 5052 | Membrane (breather), polypropylene |  | 40 | D3 | 0 | 0 | 0 | 0 | 0 | 0 | 0 | 0 | 0
| Civic Offices | Objects dart and other ornamental features: Nominal allowance. (Fittings and Furnishings components (? spent)) | 1701197 | 8403924 | 4.1.1 | General fittings, furnishings and equipment | Fittings General | Construction | 84.6597 | kg | 20 | 44 | 1 | FALSE | 1 | FALSE |  | 1.1 | 84.6597 | 253.979 | 5052 | Membrane (breather), polypropylene |  | 40 | D4 | 0 | 0 | 0 | 0 | 0 | 0 | 0 | 0 | 0
| Civic Offices | Objects dart and other ornamental features: Nominal allowance. (Fittings and Furnishings components (? spent)) | 1701197 | 8403925 | 4.1.1 | General fittings, furnishings and equipment | Fittings General | Construction | 169.3193 | kg | 20 | 44 | 1 | FALSE | 1 | FALSE |  | 1.05 | 169.3193 | 507.958 | 5443 | Cladding sheet (profiled, double skin), stainless steel |  | 0 | A1A3 | 847.7069 | 4.2723e-05 | 5.1518 | 1.5172 | 0.59889 | 0.02661 | 11027.9991 | 1046.888 | 25.9748
| Civic Offices | Objects dart and other ornamental features: Nominal allowance. (Fittings and Furnishings components (? spent)) | 1701197 | 8403925 | 4.1.1 | General fittings, furnishings and equipment | Fittings General | Construction | 169.3193 | kg | 20 | 44 | 1 | FALSE | 1 | FALSE |  | 1.05 | 169.3193 | 507.958 | 5443 | Cladding sheet (profiled, double skin), stainless steel |  | 0 | A4 | 7.3792 | 1.0211e-06 | 0.035085 | 0.0065149 | 0.0046318 | 1.6433e-05 | 107.9675 | 31.3551 | 0.02999
| Civic Offices | Objects dart and other ornamental features: Nominal allowance. (Fittings and Furnishings components (? spent)) | 1701197 | 8403925 | 4.1.1 | General fittings, furnishings and equipment | Fittings General | Construction | 169.3193 | kg | 20 | 44 | 1 | FALSE | 1 | FALSE |  | 1.05 | 169.3193 | 507.958 | 5443 | Cladding sheet (profiled, double skin), stainless steel |  | 0 | A5 | 0.0044006 | 1.1523e-09 | 3.0773e-05 | 1.0112e-05 | 5.1064e-06 | 6.2077e-09 | 0.10788 | 1.2699 | 0
| Civic Offices | Objects dart and other ornamental features: Nominal allowance. (Fittings and Furnishings components (? spent)) | 1701197 | 8403925 | 4.1.1 | General fittings, furnishings and equipment | Fittings General | Construction | 169.3193 | kg | 20 | 44 | 1 | FALSE | 1 | FALSE |  | 1.05 | 169.3193 | 507.958 | 5443 | Cladding sheet (profiled, double skin), stainless steel |  | 0 | D2 | 0 | 0 | 0 | 0 | 0 | 0 | 0 | 0 | 0
| Civic Offices | Objects dart and other ornamental features: Nominal allowance. (Fittings and Furnishings components (? spent)) | 1701197 | 8403925 | 4.1.1 | General fittings, furnishings and equipment | Fittings General | Construction | 169.3193 | kg | 20 | 44 | 1 | FALSE | 1 | FALSE |  | 1.05 | 169.3193 | 507.958 | 5443 | Cladding sheet (profiled, double skin), stainless steel |  | 0 | D3 | 0 | 0 | 0 | 0 | 0 | 0 | 0 | 0 | 0
| Civic Offices | Objects dart and other ornamental features: Nominal allowance. (Fittings and Furnishings components (? spent)) | 1701197 | 8403925 | 4.1.1 | General fittings, furnishings and equipment | Fittings General | Construction | 169.3193 | kg | 20 | 44 | 1 | FALSE | 1 | FALSE |  | 1.05 | 169.3193 | 507.958 | 5443 | Cladding sheet (profiled, double skin), stainless steel |  | 0 | D4 | 0 | 0 | 0 | 0 | 0 | 0 | 0 | 0 | 0
| Civic Offices | Objects dart and other ornamental features: Nominal allowance. (Fittings and Furnishings components (? spent)) | 1701197 | 8403925 | 4.1.1 | General fittings, furnishings and equipment | Fittings General | Construction | 169.3193 | kg | 20 | 44 | 1 | FALSE | 1 | FALSE |  | 1.05 | 169.3193 | 507.958 | 5443 | Cladding sheet (profiled, double skin), stainless steel |  | 60 | C2 | 0 | 0 | 0 | 0 | 0 | 0 | 0 | 0 | 0
| Civic Offices | Objects dart and other ornamental features: Nominal allowance. (Fittings and Furnishings components (? spent)) | 1701197 | 8403925 | 4.1.1 | General fittings, furnishings and equipment | Fittings General | Construction | 169.3193 | kg | 20 | 44 | 1 | FALSE | 1 | FALSE |  | 1.05 | 169.3193 | 507.958 | 5443 | Cladding sheet (profiled, double skin), stainless steel |  | 60 | C4 | 0.088012 | 2.3046e-08 | 0.00061546 | 0.00020224 | 0.00010213 | 1.2415e-07 | 2.1577 | 25.3979 | 0.0044138
| Civic Offices | Objects dart and other ornamental features: Nominal allowance. (Fittings and Furnishings components (? spent)) | 1701197 | 8403925 | 4.1.1 | General fittings, furnishings and equipment | Fittings General | Construction | 169.3193 | kg | 20 | 44 | 1 | FALSE | 1 | FALSE |  | 1.05 | 169.3193 | 507.958 | 5443 | Cladding sheet (profiled, double skin), stainless steel |  | 60 | D2 | 0 | 0 | 0 | 0 | 0 | 0 | 0 | 0 | 0
| Civic Offices | Objects dart and other ornamental features: Nominal allowance. (Fittings and Furnishings components (? spent)) | 1701197 | 8403925 | 4.1.1 | General fittings, furnishings and equipment | Fittings General | Construction | 169.3193 | kg | 20 | 44 | 1 | FALSE | 1 | FALSE |  | 1.05 | 169.3193 | 507.958 | 5443 | Cladding sheet (profiled, double skin), stainless steel |  | 60 | D3 | 0 | 0 | 0 | 0 | 0 | 0 | 0 | 0 | 0
| Civic Offices | Objects dart and other ornamental features: Nominal allowance. (Fittings and Furnishings components (? spent)) | 1701197 | 8403925 | 4.1.1 | General fittings, furnishings and equipment | Fittings General | Construction | 169.3193 | kg | 20 | 44 | 1 | FALSE | 1 | FALSE |  | 1.05 | 169.3193 | 507.958 | 5443 | Cladding sheet (profiled, double skin), stainless steel |  | 60 | D4 | 0 | 0 | 0 | 0 | 0 | 0 | 0 | 0 | 0
| Civic Offices | Objects dart and other ornamental features: Nominal allowance. (Fittings and Furnishings components (? spent)) | 1701197 | 8403925 | 4.1.1 | General fittings, furnishings and equipment | Fittings General | Construction | 169.3193 | kg | 20 | 44 | 1 | FALSE | 1 | FALSE |  | 1.05 | 169.3193 | 507.958 | 5443 | Cladding sheet (profiled, double skin), stainless steel |  | 20 | B4B5 | 855.1784 | 4.3768e-05 | 5.1876 | 1.5239 | 0.60363 | 0.026626 | 11138.2321 | 1104.9109 | 26.0048
| Civic Offices | Objects dart and other ornamental features: Nominal allowance. (Fittings and Furnishings components (? spent)) | 1701197 | 8403925 | 4.1.1 | General fittings, furnishings and equipment | Fittings General | Construction | 169.3193 | kg | 20 | 44 | 1 | FALSE | 1 | FALSE |  | 1.05 | 169.3193 | 507.958 | 5443 | Cladding sheet (profiled, double skin), stainless steel |  | 20 | D2 | 0 | 0 | 0 | 0 | 0 | 0 | 0 | 0 | 0
| Civic Offices | Objects dart and other ornamental features: Nominal allowance. (Fittings and Furnishings components (? spent)) | 1701197 | 8403925 | 4.1.1 | General fittings, furnishings and equipment | Fittings General | Construction | 169.3193 | kg | 20 | 44 | 1 | FALSE | 1 | FALSE |  | 1.05 | 169.3193 | 507.958 | 5443 | Cladding sheet (profiled, double skin), stainless steel |  | 20 | D3 | 0 | 0 | 0 | 0 | 0 | 0 | 0 | 0 | 0
| Civic Offices | Objects dart and other ornamental features: Nominal allowance. (Fittings and Furnishings components (? spent)) | 1701197 | 8403925 | 4.1.1 | General fittings, furnishings and equipment | Fittings General | Construction | 169.3193 | kg | 20 | 44 | 1 | FALSE | 1 | FALSE |  | 1.05 | 169.3193 | 507.958 | 5443 | Cladding sheet (profiled, double skin), stainless steel |  | 20 | D4 | 0 | 0 | 0 | 0 | 0 | 0 | 0 | 0 | 0
| Civic Offices | Objects dart and other ornamental features: Nominal allowance. (Fittings and Furnishings components (? spent)) | 1701197 | 8403925 | 4.1.1 | General fittings, furnishings and equipment | Fittings General | Construction | 169.3193 | kg | 20 | 44 | 1 | FALSE | 1 | FALSE |  | 1.05 | 169.3193 | 507.958 | 5443 | Cladding sheet (profiled, double skin), stainless steel |  | 40 | B4B5 | 855.1784 | 4.3768e-05 | 5.1876 | 1.5239 | 0.60363 | 0.026626 | 11138.2321 | 1104.9109 | 26.0048
| Civic Offices | Objects dart and other ornamental features: Nominal allowance. (Fittings and Furnishings components (? spent)) | 1701197 | 8403925 | 4.1.1 | General fittings, furnishings and equipment | Fittings General | Construction | 169.3193 | kg | 20 | 44 | 1 | FALSE | 1 | FALSE |  | 1.05 | 169.3193 | 507.958 | 5443 | Cladding sheet (profiled, double skin), stainless steel |  | 40 | D2 | 0 | 0 | 0 | 0 | 0 | 0 | 0 | 0 | 0
| Civic Offices | Objects dart and other ornamental features: Nominal allowance. (Fittings and Furnishings components (? spent)) | 1701197 | 8403925 | 4.1.1 | General fittings, furnishings and equipment | Fittings General | Construction | 169.3193 | kg | 20 | 44 | 1 | FALSE | 1 | FALSE |  | 1.05 | 169.3193 | 507.958 | 5443 | Cladding sheet (profiled, double skin), stainless steel |  | 40 | D3 | 0 | 0 | 0 | 0 | 0 | 0 | 0 | 0 | 0
| Civic Offices | Objects dart and other ornamental features: Nominal allowance. (Fittings and Furnishings components (? spent)) | 1701197 | 8403925 | 4.1.1 | General fittings, furnishings and equipment | Fittings General | Construction | 169.3193 | kg | 20 | 44 | 1 | FALSE | 1 | FALSE |  | 1.05 | 169.3193 | 507.958 | 5443 | Cladding sheet (profiled, double skin), stainless steel |  | 40 | D4 | 0 | 0 | 0 | 0 | 0 | 0 | 0 | 0 | 0
| Civic Offices | Objects dart and other ornamental features: Nominal allowance. (Fittings and Furnishings components (? spent)) | 1701197 | 8403926 | 4.1.1 | General fittings, furnishings and equipment | Fittings General | Construction | 42.3298 | kg | 20 | 44 | 1 | FALSE | 1 | FALSE |  | 1.05 | 42.3298 | 126.9895 | 5008 | General sheet, aluminium |  | 0 | A1A3 | 824.27 | 2.6476e-05 | 5.6505 | 1.263 | 0.42925 | 0.00071393 | 10239.1827 | 176.6879 | 5.4295
| Civic Offices | Objects dart and other ornamental features: Nominal allowance. (Fittings and Furnishings components (? spent)) | 1701197 | 8403926 | 4.1.1 | General fittings, furnishings and equipment | Fittings General | Construction | 42.3298 | kg | 20 | 44 | 1 | FALSE | 1 | FALSE |  | 1.05 | 42.3298 | 126.9895 | 5008 | General sheet, aluminium |  | 0 | A4 | 2.1903 | 2.4293e-07 | 0.011347 | 0.0018415 | 0.0013994 | 3.0439e-06 | 31.6258 | 8.5971 | 0.0086403
| Civic Offices | Objects dart and other ornamental features: Nominal allowance. (Fittings and Furnishings components (? spent)) | 1701197 | 8403926 | 4.1.1 | General fittings, furnishings and equipment | Fittings General | Construction | 42.3298 | kg | 20 | 44 | 1 | FALSE | 1 | FALSE |  | 1.05 | 42.3298 | 126.9895 | 5008 | General sheet, aluminium |  | 0 | A5 | 0.0011002 | 2.8808e-10 | 7.6933e-06 | 2.528e-06 | 1.2766e-06 | 1.5519e-09 | 0.026971 | 0.31747 | 0
| Civic Offices | Objects dart and other ornamental features: Nominal allowance. (Fittings and Furnishings components (? spent)) | 1701197 | 8403926 | 4.1.1 | General fittings, furnishings and equipment | Fittings General | Construction | 42.3298 | kg | 20 | 44 | 1 | FALSE | 1 | FALSE |  | 1.05 | 42.3298 | 126.9895 | 5008 | General sheet, aluminium |  | 0 | D2 | 0 | 0 | 0 | 0 | 0 | 0 | 0 | 0 | 0
| Civic Offices | Objects dart and other ornamental features: Nominal allowance. (Fittings and Furnishings components (? spent)) | 1701197 | 8403926 | 4.1.1 | General fittings, furnishings and equipment | Fittings General | Construction | 42.3298 | kg | 20 | 44 | 1 | FALSE | 1 | FALSE |  | 1.05 | 42.3298 | 126.9895 | 5008 | General sheet, aluminium |  | 0 | D3 | 0 | 0 | 0 | 0 | 0 | 0 | 0 | 0 | 0
| Civic Offices | Objects dart and other ornamental features: Nominal allowance. (Fittings and Furnishings components (? spent)) | 1701197 | 8403926 | 4.1.1 | General fittings, furnishings and equipment | Fittings General | Construction | 42.3298 | kg | 20 | 44 | 1 | FALSE | 1 | FALSE |  | 1.05 | 42.3298 | 126.9895 | 5008 | General sheet, aluminium |  | 0 | D4 | 0 | 0 | 0 | 0 | 0 | 0 | 0 | 0 | 0
| Civic Offices | Objects dart and other ornamental features: Nominal allowance. (Fittings and Furnishings components (? spent)) | 1701197 | 8403926 | 4.1.1 | General fittings, furnishings and equipment | Fittings General | Construction | 42.3298 | kg | 20 | 44 | 1 | FALSE | 1 | FALSE |  | 1.05 | 42.3298 | 126.9895 | 5008 | General sheet, aluminium |  | 60 | C2 | 0 | 0 | 0 | 0 | 0 | 0 | 0 | 0 | 0
| Civic Offices | Objects dart and other ornamental features: Nominal allowance. (Fittings and Furnishings components (? spent)) | 1701197 | 8403926 | 4.1.1 | General fittings, furnishings and equipment | Fittings General | Construction | 42.3298 | kg | 20 | 44 | 1 | FALSE | 1 | FALSE |  | 1.05 | 42.3298 | 126.9895 | 5008 | General sheet, aluminium |  | 60 | C4 | 0.022003 | 5.7616e-09 | 0.00015387 | 5.0559e-05 | 2.5532e-05 | 3.1039e-08 | 0.53941 | 6.3495 | 0.0011035
| Civic Offices | Objects dart and other ornamental features: Nominal allowance. (Fittings and Furnishings components (? spent)) | 1701197 | 8403926 | 4.1.1 | General fittings, furnishings and equipment | Fittings General | Construction | 42.3298 | kg | 20 | 44 | 1 | FALSE | 1 | FALSE |  | 1.05 | 42.3298 | 126.9895 | 5008 | General sheet, aluminium |  | 60 | D2 | 0 | 0 | 0 | 0 | 0 | 0 | 0 | 0 | 0
| Civic Offices | Objects dart and other ornamental features: Nominal allowance. (Fittings and Furnishings components (? spent)) | 1701197 | 8403926 | 4.1.1 | General fittings, furnishings and equipment | Fittings General | Construction | 42.3298 | kg | 20 | 44 | 1 | FALSE | 1 | FALSE |  | 1.05 | 42.3298 | 126.9895 | 5008 | General sheet, aluminium |  | 60 | D3 | 0 | 0 | 0 | 0 | 0 | 0 | 0 | 0 | 0
| Civic Offices | Objects dart and other ornamental features: Nominal allowance. (Fittings and Furnishings components (? spent)) | 1701197 | 8403926 | 4.1.1 | General fittings, furnishings and equipment | Fittings General | Construction | 42.3298 | kg | 20 | 44 | 1 | FALSE | 1 | FALSE |  | 1.05 | 42.3298 | 126.9895 | 5008 | General sheet, aluminium |  | 60 | D4 | 0 | 0 | 0 | 0 | 0 | 0 | 0 | 0 | 0
| Civic Offices | Objects dart and other ornamental features: Nominal allowance. (Fittings and Furnishings components (? spent)) | 1701197 | 8403926 | 4.1.1 | General fittings, furnishings and equipment | Fittings General | Construction | 42.3298 | kg | 20 | 44 | 1 | FALSE | 1 | FALSE |  | 1.05 | 42.3298 | 126.9895 | 5008 | General sheet, aluminium |  | 20 | B4B5 | 826.4833 | 2.6725e-05 | 5.662 | 1.2649 | 0.43067 | 0.000717 | 10271.3749 | 191.9519 | 5.4382
| Civic Offices | Objects dart and other ornamental features: Nominal allowance. (Fittings and Furnishings components (? spent)) | 1701197 | 8403926 | 4.1.1 | General fittings, furnishings and equipment | Fittings General | Construction | 42.3298 | kg | 20 | 44 | 1 | FALSE | 1 | FALSE |  | 1.05 | 42.3298 | 126.9895 | 5008 | General sheet, aluminium |  | 20 | D2 | 0 | 0 | 0 | 0 | 0 | 0 | 0 | 0 | 0
| Civic Offices | Objects dart and other ornamental features: Nominal allowance. (Fittings and Furnishings components (? spent)) | 1701197 | 8403926 | 4.1.1 | General fittings, furnishings and equipment | Fittings General | Construction | 42.3298 | kg | 20 | 44 | 1 | FALSE | 1 | FALSE |  | 1.05 | 42.3298 | 126.9895 | 5008 | General sheet, aluminium |  | 20 | D3 | 0 | 0 | 0 | 0 | 0 | 0 | 0 | 0 | 0
| Civic Offices | Objects dart and other ornamental features: Nominal allowance. (Fittings and Furnishings components (? spent)) | 1701197 | 8403926 | 4.1.1 | General fittings, furnishings and equipment | Fittings General | Construction | 42.3298 | kg | 20 | 44 | 1 | FALSE | 1 | FALSE |  | 1.05 | 42.3298 | 126.9895 | 5008 | General sheet, aluminium |  | 20 | D4 | 0 | 0 | 0 | 0 | 0 | 0 | 0 | 0 | 0
| Civic Offices | Objects dart and other ornamental features: Nominal allowance. (Fittings and Furnishings components (? spent)) | 1701197 | 8403926 | 4.1.1 | General fittings, furnishings and equipment | Fittings General | Construction | 42.3298 | kg | 20 | 44 | 1 | FALSE | 1 | FALSE |  | 1.05 | 42.3298 | 126.9895 | 5008 | General sheet, aluminium |  | 40 | B4B5 | 826.4833 | 2.6725e-05 | 5.662 | 1.2649 | 0.43067 | 0.000717 | 10271.3749 | 191.9519 | 5.4382
| Civic Offices | Objects dart and other ornamental features: Nominal allowance. (Fittings and Furnishings components (? spent)) | 1701197 | 8403926 | 4.1.1 | General fittings, furnishings and equipment | Fittings General | Construction | 42.3298 | kg | 20 | 44 | 1 | FALSE | 1 | FALSE |  | 1.05 | 42.3298 | 126.9895 | 5008 | General sheet, aluminium |  | 40 | D2 | 0 | 0 | 0 | 0 | 0 | 0 | 0 | 0 | 0
| Civic Offices | Objects dart and other ornamental features: Nominal allowance. (Fittings and Furnishings components (? spent)) | 1701197 | 8403926 | 4.1.1 | General fittings, furnishings and equipment | Fittings General | Construction | 42.3298 | kg | 20 | 44 | 1 | FALSE | 1 | FALSE |  | 1.05 | 42.3298 | 126.9895 | 5008 | General sheet, aluminium |  | 40 | D3 | 0 | 0 | 0 | 0 | 0 | 0 | 0 | 0 | 0
| Civic Offices | Objects dart and other ornamental features: Nominal allowance. (Fittings and Furnishings components (? spent)) | 1701197 | 8403926 | 4.1.1 | General fittings, furnishings and equipment | Fittings General | Construction | 42.3298 | kg | 20 | 44 | 1 | FALSE | 1 | FALSE |  | 1.05 | 42.3298 | 126.9895 | 5008 | General sheet, aluminium |  | 40 | D4 | 0 | 0 | 0 | 0 | 0 | 0 | 0 | 0 | 0
| Civic Offices | Objects dart and other ornamental features: Nominal allowance. (Fittings and Furnishings components (? spent)) | 1701197 | 8403927 | 4.1.1 | General fittings, furnishings and equipment | Fittings General | Construction | 42.3298 | kg | 20 | 44 | 1 | FALSE | 1 | FALSE |  | 1.03 | 42.3298 | 126.9895 | 5113 | Cladding sheet (plain), copper |  | 0 | A1A3 | 300.1836 | 0.00024947 | 15.2669 | 10.1911 | 0.84389 | 0.069457 | 4554.7595 | 889.1405 | 9.5953
| Civic Offices | Objects dart and other ornamental features: Nominal allowance. (Fittings and Furnishings components (? spent)) | 1701197 | 8403927 | 4.1.1 | General fittings, furnishings and equipment | Fittings General | Construction | 42.3298 | kg | 20 | 44 | 1 | FALSE | 1 | FALSE |  | 1.03 | 42.3298 | 126.9895 | 5113 | Cladding sheet (plain), copper |  | 0 | A4 | 0.85423 | 1.5348e-07 | 0.002797 | 0.000756 | 0.00047717 | 2.9791e-06 | 12.7337 | 1.9443 | 0.0035153
| Civic Offices | Objects dart and other ornamental features: Nominal allowance. (Fittings and Furnishings components (? spent)) | 1701197 | 8403927 | 4.1.1 | General fittings, furnishings and equipment | Fittings General | Construction | 42.3298 | kg | 20 | 44 | 1 | FALSE | 1 | FALSE |  | 1.03 | 42.3298 | 126.9895 | 5113 | Cladding sheet (plain), copper |  | 0 | A5 | 0.00066009 | 1.7285e-10 | 4.616e-06 | 1.5168e-06 | 7.6597e-07 | 9.3116e-10 | 0.016182 | 0.19048 | 0
| Civic Offices | Objects dart and other ornamental features: Nominal allowance. (Fittings and Furnishings components (? spent)) | 1701197 | 8403927 | 4.1.1 | General fittings, furnishings and equipment | Fittings General | Construction | 42.3298 | kg | 20 | 44 | 1 | FALSE | 1 | FALSE |  | 1.03 | 42.3298 | 126.9895 | 5113 | Cladding sheet (plain), copper |  | 0 | D2 | 0 | 0 | 0 | 0 | 0 | 0 | 0 | 0 | 0
| Civic Offices | Objects dart and other ornamental features: Nominal allowance. (Fittings and Furnishings components (? spent)) | 1701197 | 8403927 | 4.1.1 | General fittings, furnishings and equipment | Fittings General | Construction | 42.3298 | kg | 20 | 44 | 1 | FALSE | 1 | FALSE |  | 1.03 | 42.3298 | 126.9895 | 5113 | Cladding sheet (plain), copper |  | 0 | D3 | 0 | 0 | 0 | 0 | 0 | 0 | 0 | 0 | 0
| Civic Offices | Objects dart and other ornamental features: Nominal allowance. (Fittings and Furnishings components (? spent)) | 1701197 | 8403927 | 4.1.1 | General fittings, furnishings and equipment | Fittings General | Construction | 42.3298 | kg | 20 | 44 | 1 | FALSE | 1 | FALSE |  | 1.03 | 42.3298 | 126.9895 | 5113 | Cladding sheet (plain), copper |  | 0 | D4 | 0 | 0 | 0 | 0 | 0 | 0 | 0 | 0 | 0
| Civic Offices | Objects dart and other ornamental features: Nominal allowance. (Fittings and Furnishings components (? spent)) | 1701197 | 8403927 | 4.1.1 | General fittings, furnishings and equipment | Fittings General | Construction | 42.3298 | kg | 20 | 44 | 1 | FALSE | 1 | FALSE |  | 1.03 | 42.3298 | 126.9895 | 5113 | Cladding sheet (plain), copper |  | 60 | C2 | 0 | 0 | 0 | 0 | 0 | 0 | 0 | 0 | 0
| Civic Offices | Objects dart and other ornamental features: Nominal allowance. (Fittings and Furnishings components (? spent)) | 1701197 | 8403927 | 4.1.1 | General fittings, furnishings and equipment | Fittings General | Construction | 42.3298 | kg | 20 | 44 | 1 | FALSE | 1 | FALSE |  | 1.03 | 42.3298 | 126.9895 | 5113 | Cladding sheet (plain), copper |  | 60 | C4 | 0.022003 | 5.7616e-09 | 0.00015387 | 5.0559e-05 | 2.5532e-05 | 3.1039e-08 | 0.53941 | 6.3495 | 0.0011035
| Civic Offices | Objects dart and other ornamental features: Nominal allowance. (Fittings and Furnishings components (? spent)) | 1701197 | 8403927 | 4.1.1 | General fittings, furnishings and equipment | Fittings General | Construction | 42.3298 | kg | 20 | 44 | 1 | FALSE | 1 | FALSE |  | 1.03 | 42.3298 | 126.9895 | 5113 | Cladding sheet (plain), copper |  | 60 | D2 | 0 | 0 | 0 | 0 | 0 | 0 | 0 | 0 | 0
| Civic Offices | Objects dart and other ornamental features: Nominal allowance. (Fittings and Furnishings components (? spent)) | 1701197 | 8403927 | 4.1.1 | General fittings, furnishings and equipment | Fittings General | Construction | 42.3298 | kg | 20 | 44 | 1 | FALSE | 1 | FALSE |  | 1.03 | 42.3298 | 126.9895 | 5113 | Cladding sheet (plain), copper |  | 60 | D3 | 0 | 0 | 0 | 0 | 0 | 0 | 0 | 0 | 0
| Civic Offices | Objects dart and other ornamental features: Nominal allowance. (Fittings and Furnishings components (? spent)) | 1701197 | 8403927 | 4.1.1 | General fittings, furnishings and equipment | Fittings General | Construction | 42.3298 | kg | 20 | 44 | 1 | FALSE | 1 | FALSE |  | 1.03 | 42.3298 | 126.9895 | 5113 | Cladding sheet (plain), copper |  | 60 | D4 | 0 | 0 | 0 | 0 | 0 | 0 | 0 | 0 | 0
| Civic Offices | Objects dart and other ornamental features: Nominal allowance. (Fittings and Furnishings components (? spent)) | 1701197 | 8403927 | 4.1.1 | General fittings, furnishings and equipment | Fittings General | Construction | 42.3298 | kg | 20 | 44 | 1 | FALSE | 1 | FALSE |  | 1.03 | 42.3298 | 126.9895 | 5113 | Cladding sheet (plain), copper |  | 20 | B4B5 | 301.0605 | 0.00024963 | 15.2698 | 10.1919 | 0.8444 | 0.06946 | 4568.0488 | 897.6248 | 9.5989
| Civic Offices | Objects dart and other ornamental features: Nominal allowance. (Fittings and Furnishings components (? spent)) | 1701197 | 8403927 | 4.1.1 | General fittings, furnishings and equipment | Fittings General | Construction | 42.3298 | kg | 20 | 44 | 1 | FALSE | 1 | FALSE |  | 1.03 | 42.3298 | 126.9895 | 5113 | Cladding sheet (plain), copper |  | 20 | D2 | 0 | 0 | 0 | 0 | 0 | 0 | 0 | 0 | 0
| Civic Offices | Objects dart and other ornamental features: Nominal allowance. (Fittings and Furnishings components (? spent)) | 1701197 | 8403927 | 4.1.1 | General fittings, furnishings and equipment | Fittings General | Construction | 42.3298 | kg | 20 | 44 | 1 | FALSE | 1 | FALSE |  | 1.03 | 42.3298 | 126.9895 | 5113 | Cladding sheet (plain), copper |  | 20 | D3 | 0 | 0 | 0 | 0 | 0 | 0 | 0 | 0 | 0
| Civic Offices | Objects dart and other ornamental features: Nominal allowance. (Fittings and Furnishings components (? spent)) | 1701197 | 8403927 | 4.1.1 | General fittings, furnishings and equipment | Fittings General | Construction | 42.3298 | kg | 20 | 44 | 1 | FALSE | 1 | FALSE |  | 1.03 | 42.3298 | 126.9895 | 5113 | Cladding sheet (plain), copper |  | 20 | D4 | 0 | 0 | 0 | 0 | 0 | 0 | 0 | 0 | 0
| Civic Offices | Objects dart and other ornamental features: Nominal allowance. (Fittings and Furnishings components (? spent)) | 1701197 | 8403927 | 4.1.1 | General fittings, furnishings and equipment | Fittings General | Construction | 42.3298 | kg | 20 | 44 | 1 | FALSE | 1 | FALSE |  | 1.03 | 42.3298 | 126.9895 | 5113 | Cladding sheet (plain), copper |  | 40 | B4B5 | 301.0605 | 0.00024963 | 15.2698 | 10.1919 | 0.8444 | 0.06946 | 4568.0488 | 897.6248 | 9.5989
| Civic Offices | Objects dart and other ornamental features: Nominal allowance. (Fittings and Furnishings components (? spent)) | 1701197 | 8403927 | 4.1.1 | General fittings, furnishings and equipment | Fittings General | Construction | 42.3298 | kg | 20 | 44 | 1 | FALSE | 1 | FALSE |  | 1.03 | 42.3298 | 126.9895 | 5113 | Cladding sheet (plain), copper |  | 40 | D2 | 0 | 0 | 0 | 0 | 0 | 0 | 0 | 0 | 0
| Civic Offices | Objects dart and other ornamental features: Nominal allowance. (Fittings and Furnishings components (? spent)) | 1701197 | 8403927 | 4.1.1 | General fittings, furnishings and equipment | Fittings General | Construction | 42.3298 | kg | 20 | 44 | 1 | FALSE | 1 | FALSE |  | 1.03 | 42.3298 | 126.9895 | 5113 | Cladding sheet (plain), copper |  | 40 | D3 | 0 | 0 | 0 | 0 | 0 | 0 | 0 | 0 | 0
| Civic Offices | Objects dart and other ornamental features: Nominal allowance. (Fittings and Furnishings components (? spent)) | 1701197 | 8403927 | 4.1.1 | General fittings, furnishings and equipment | Fittings General | Construction | 42.3298 | kg | 20 | 44 | 1 | FALSE | 1 | FALSE |  | 1.03 | 42.3298 | 126.9895 | 5113 | Cladding sheet (plain), copper |  | 40 | D4 | 0 | 0 | 0 | 0 | 0 | 0 | 0 | 0 | 0
| Civic Offices | Objects dart and other ornamental features: Nominal allowance. (Fittings and Furnishings components (? spent)) | 1701197 | 8403928 | 4.1.1 | General fittings, furnishings and equipment | Fittings General | Construction | 33.8639 | kg | 20 | 44 | 1 | FALSE | 1 | FALSE |  | 1.05 | 33.8639 | 101.5916 | 5499 | Floor finish (underlay), textile (recycled) |  | 0 | A1A3 | 22.9253 | 8.9975e-07 | 0.12723 | 0.033756 | 0.012104 | 2.7203e-05 | 441.9407 | 85.083 | 0.1045
| Civic Offices | Objects dart and other ornamental features: Nominal allowance. (Fittings and Furnishings components (? spent)) | 1701197 | 8403928 | 4.1.1 | General fittings, furnishings and equipment | Fittings General | Construction | 33.8639 | kg | 20 | 44 | 1 | FALSE | 1 | FALSE |  | 1.05 | 33.8639 | 101.5916 | 5499 | Floor finish (underlay), textile (recycled) |  | 0 | A4 | 0.68134 | 1.2242e-07 | 0.002231 | 0.00060299 | 0.0003806 | 2.3762e-06 | 10.1565 | 1.5508 | 0.0028038
| Civic Offices | Objects dart and other ornamental features: Nominal allowance. (Fittings and Furnishings components (? spent)) | 1701197 | 8403928 | 4.1.1 | General fittings, furnishings and equipment | Fittings General | Construction | 33.8639 | kg | 20 | 44 | 1 | FALSE | 1 | FALSE |  | 1.05 | 33.8639 | 101.5916 | 5499 | Floor finish (underlay), textile (recycled) |  | 0 | A5 | 0.085911 | 2.7952e-09 | 7.4569e-05 | 0.0036724 | 2.6553e-05 | 1.5318e-08 | 0.25878 | 0.27091 | 0
| Civic Offices | Objects dart and other ornamental features: Nominal allowance. (Fittings and Furnishings components (? spent)) | 1701197 | 8403928 | 4.1.1 | General fittings, furnishings and equipment | Fittings General | Construction | 33.8639 | kg | 20 | 44 | 1 | FALSE | 1 | FALSE |  | 1.05 | 33.8639 | 101.5916 | 5499 | Floor finish (underlay), textile (recycled) |  | 0 | D2 | 0 | 0 | 0 | 0 | 0 | 0 | 0 | 0 | 0
| Civic Offices | Objects dart and other ornamental features: Nominal allowance. (Fittings and Furnishings components (? spent)) | 1701197 | 8403928 | 4.1.1 | General fittings, furnishings and equipment | Fittings General | Construction | 33.8639 | kg | 20 | 44 | 1 | FALSE | 1 | FALSE |  | 1.05 | 33.8639 | 101.5916 | 5499 | Floor finish (underlay), textile (recycled) |  | 0 | D3 | 0 | 0 | 0 | 0 | 0 | 0 | 0 | 0 | 0
| Civic Offices | Objects dart and other ornamental features: Nominal allowance. (Fittings and Furnishings components (? spent)) | 1701197 | 8403928 | 4.1.1 | General fittings, furnishings and equipment | Fittings General | Construction | 33.8639 | kg | 20 | 44 | 1 | FALSE | 1 | FALSE |  | 1.05 | 33.8639 | 101.5916 | 5499 | Floor finish (underlay), textile (recycled) |  | 0 | D4 | 0 | 0 | 0 | 0 | 0 | 0 | 0 | 0 | 0
| Civic Offices | Objects dart and other ornamental features: Nominal allowance. (Fittings and Furnishings components (? spent)) | 1701197 | 8403928 | 4.1.1 | General fittings, furnishings and equipment | Fittings General | Construction | 33.8639 | kg | 20 | 44 | 1 | FALSE | 1 | FALSE |  | 1.05 | 33.8639 | 101.5916 | 5499 | Floor finish (underlay), textile (recycled) |  | 60 | C2 | 0 | 0 | 0 | 0 | 0 | 0 | 0 | 0 | 0
| Civic Offices | Objects dart and other ornamental features: Nominal allowance. (Fittings and Furnishings components (? spent)) | 1701197 | 8403928 | 4.1.1 | General fittings, furnishings and equipment | Fittings General | Construction | 33.8639 | kg | 20 | 44 | 1 | FALSE | 1 | FALSE |  | 1.05 | 33.8639 | 101.5916 | 5499 | Floor finish (underlay), textile (recycled) |  | 60 | C4 | 1.7182 | 5.5904e-08 | 0.0014914 | 0.073448 | 0.00053107 | 3.0636e-07 | 5.1757 | 5.4182 | 0.031404
| Civic Offices | Objects dart and other ornamental features: Nominal allowance. (Fittings and Furnishings components (? spent)) | 1701197 | 8403928 | 4.1.1 | General fittings, furnishings and equipment | Fittings General | Construction | 33.8639 | kg | 20 | 44 | 1 | FALSE | 1 | FALSE |  | 1.05 | 33.8639 | 101.5916 | 5499 | Floor finish (underlay), textile (recycled) |  | 60 | D2 | 0 | 0 | 0 | 0 | 0 | 0 | 0 | 0 | 0
| Civic Offices | Objects dart and other ornamental features: Nominal allowance. (Fittings and Furnishings components (? spent)) | 1701197 | 8403928 | 4.1.1 | General fittings, furnishings and equipment | Fittings General | Construction | 33.8639 | kg | 20 | 44 | 1 | FALSE | 1 | FALSE |  | 1.05 | 33.8639 | 101.5916 | 5499 | Floor finish (underlay), textile (recycled) |  | 60 | D3 | 0 | 0 | 0 | 0 | 0 | 0 | 0 | 0 | 0
| Civic Offices | Objects dart and other ornamental features: Nominal allowance. (Fittings and Furnishings components (? spent)) | 1701197 | 8403928 | 4.1.1 | General fittings, furnishings and equipment | Fittings General | Construction | 33.8639 | kg | 20 | 44 | 1 | FALSE | 1 | FALSE |  | 1.05 | 33.8639 | 101.5916 | 5499 | Floor finish (underlay), textile (recycled) |  | 60 | D4 | 0 | 0 | 0 | 0 | 0 | 0 | 0 | 0 | 0
| Civic Offices | Objects dart and other ornamental features: Nominal allowance. (Fittings and Furnishings components (? spent)) | 1701197 | 8403928 | 4.1.1 | General fittings, furnishings and equipment | Fittings General | Construction | 33.8639 | kg | 20 | 44 | 1 | FALSE | 1 | FALSE |  | 1.05 | 33.8639 | 101.5916 | 5499 | Floor finish (underlay), textile (recycled) |  | 20 | B4B5 | 25.4108 | 1.0809e-06 | 0.13103 | 0.11148 | 0.013043 | 2.9901e-05 | 457.5317 | 92.3229 | 0.1073
| Civic Offices | Objects dart and other ornamental features: Nominal allowance. (Fittings and Furnishings components (? spent)) | 1701197 | 8403928 | 4.1.1 | General fittings, furnishings and equipment | Fittings General | Construction | 33.8639 | kg | 20 | 44 | 1 | FALSE | 1 | FALSE |  | 1.05 | 33.8639 | 101.5916 | 5499 | Floor finish (underlay), textile (recycled) |  | 20 | D2 | 0 | 0 | 0 | 0 | 0 | 0 | 0 | 0 | 0
| Civic Offices | Objects dart and other ornamental features: Nominal allowance. (Fittings and Furnishings components (? spent)) | 1701197 | 8403928 | 4.1.1 | General fittings, furnishings and equipment | Fittings General | Construction | 33.8639 | kg | 20 | 44 | 1 | FALSE | 1 | FALSE |  | 1.05 | 33.8639 | 101.5916 | 5499 | Floor finish (underlay), textile (recycled) |  | 20 | D3 | 0 | 0 | 0 | 0 | 0 | 0 | 0 | 0 | 0
| Civic Offices | Objects dart and other ornamental features: Nominal allowance. (Fittings and Furnishings components (? spent)) | 1701197 | 8403928 | 4.1.1 | General fittings, furnishings and equipment | Fittings General | Construction | 33.8639 | kg | 20 | 44 | 1 | FALSE | 1 | FALSE |  | 1.05 | 33.8639 | 101.5916 | 5499 | Floor finish (underlay), textile (recycled) |  | 20 | D4 | 0 | 0 | 0 | 0 | 0 | 0 | 0 | 0 | 0
| Civic Offices | Objects dart and other ornamental features: Nominal allowance. (Fittings and Furnishings components (? spent)) | 1701197 | 8403928 | 4.1.1 | General fittings, furnishings and equipment | Fittings General | Construction | 33.8639 | kg | 20 | 44 | 1 | FALSE | 1 | FALSE |  | 1.05 | 33.8639 | 101.5916 | 5499 | Floor finish (underlay), textile (recycled) |  | 40 | B4B5 | 25.4108 | 1.0809e-06 | 0.13103 | 0.11148 | 0.013043 | 2.9901e-05 | 457.5317 | 92.3229 | 0.1073
| Civic Offices | Objects dart and other ornamental features: Nominal allowance. (Fittings and Furnishings components (? spent)) | 1701197 | 8403928 | 4.1.1 | General fittings, furnishings and equipment | Fittings General | Construction | 33.8639 | kg | 20 | 44 | 1 | FALSE | 1 | FALSE |  | 1.05 | 33.8639 | 101.5916 | 5499 | Floor finish (underlay), textile (recycled) |  | 40 | D2 | 0 | 0 | 0 | 0 | 0 | 0 | 0 | 0 | 0
| Civic Offices | Objects dart and other ornamental features: Nominal allowance. (Fittings and Furnishings components (? spent)) | 1701197 | 8403928 | 4.1.1 | General fittings, furnishings and equipment | Fittings General | Construction | 33.8639 | kg | 20 | 44 | 1 | FALSE | 1 | FALSE |  | 1.05 | 33.8639 | 101.5916 | 5499 | Floor finish (underlay), textile (recycled) |  | 40 | D3 | 0 | 0 | 0 | 0 | 0 | 0 | 0 | 0 | 0
| Civic Offices | Objects dart and other ornamental features: Nominal allowance. (Fittings and Furnishings components (? spent)) | 1701197 | 8403928 | 4.1.1 | General fittings, furnishings and equipment | Fittings General | Construction | 33.8639 | kg | 20 | 44 | 1 | FALSE | 1 | FALSE |  | 1.05 | 33.8639 | 101.5916 | 5499 | Floor finish (underlay), textile (recycled) |  | 40 | D4 | 0 | 0 | 0 | 0 | 0 | 0 | 0 | 0 | 0
| Civic Offices | Decorative features and panels: Nominal allowance. (Fittings and Furnishings components (£ spent)) | 1701198 | 8403931 | 4.1.1 | General fittings, furnishings and equipment | Fittings General | Construction | 84.6597 | kg | 20 | 44 | 1 | FALSE | 1 | FALSE |  | 1.1 | 84.6597 | 253.979 | 5052 | Membrane (breather), polypropylene |  | 0 | A1A3 | 511.5808 | 1.1682e-05 | 2.8812 | 0.82853 | 0.34229 | 0.00060028 | 11137.8148 | 44.1916 | 2.5239
| Civic Offices | Decorative features and panels: Nominal allowance. (Fittings and Furnishings components (£ spent)) | 1701198 | 8403931 | 4.1.1 | General fittings, furnishings and equipment | Fittings General | Construction | 84.6597 | kg | 20 | 44 | 1 | FALSE | 1 | FALSE |  | 1.1 | 84.6597 | 253.979 | 5052 | Membrane (breather), polypropylene |  | 0 | A4 | 1.7644 | 3.1702e-07 | 0.0057773 | 0.0015615 | 0.00098561 | 6.1534e-06 | 26.3016 | 4.0161 | 0.0072608
| Civic Offices | Decorative features and panels: Nominal allowance. (Fittings and Furnishings components (£ spent)) | 1701198 | 8403931 | 4.1.1 | General fittings, furnishings and equipment | Fittings General | Construction | 84.6597 | kg | 20 | 44 | 1 | FALSE | 1 | FALSE |  | 1.1 | 84.6597 | 253.979 | 5052 | Membrane (breather), polypropylene |  | 0 | A5 | 0.22313 | 7.097e-09 | 0.00020545 | 0.01872 | 6.8171e-05 | 3.9651e-08 | 0.64944 | 1.3546 | 0
| Civic Offices | Decorative features and panels: Nominal allowance. (Fittings and Furnishings components (£ spent)) | 1701198 | 8403931 | 4.1.1 | General fittings, furnishings and equipment | Fittings General | Construction | 84.6597 | kg | 20 | 44 | 1 | FALSE | 1 | FALSE |  | 1.1 | 84.6597 | 253.979 | 5052 | Membrane (breather), polypropylene |  | 0 | D2 | 0 | 0 | 0 | 0 | 0 | 0 | 0 | 0 | 0
| Civic Offices | Decorative features and panels: Nominal allowance. (Fittings and Furnishings components (£ spent)) | 1701198 | 8403931 | 4.1.1 | General fittings, furnishings and equipment | Fittings General | Construction | 84.6597 | kg | 20 | 44 | 1 | FALSE | 1 | FALSE |  | 1.1 | 84.6597 | 253.979 | 5052 | Membrane (breather), polypropylene |  | 0 | D3 | 0 | 0 | 0 | 0 | 0 | 0 | 0 | 0 | 0
| Civic Offices | Decorative features and panels: Nominal allowance. (Fittings and Furnishings components (£ spent)) | 1701198 | 8403931 | 4.1.1 | General fittings, furnishings and equipment | Fittings General | Construction | 84.6597 | kg | 20 | 44 | 1 | FALSE | 1 | FALSE |  | 1.1 | 84.6597 | 253.979 | 5052 | Membrane (breather), polypropylene |  | 0 | D4 | 0 | 0 | 0 | 0 | 0 | 0 | 0 | 0 | 0
| Civic Offices | Decorative features and panels: Nominal allowance. (Fittings and Furnishings components (£ spent)) | 1701198 | 8403931 | 4.1.1 | General fittings, furnishings and equipment | Fittings General | Construction | 84.6597 | kg | 20 | 44 | 1 | FALSE | 1 | FALSE |  | 1.1 | 84.6597 | 253.979 | 5052 | Membrane (breather), polypropylene |  | 60 | C2 | 0 | 0 | 0 | 0 | 0 | 0 | 0 | 0 | 0
| Civic Offices | Decorative features and panels: Nominal allowance. (Fittings and Furnishings components (£ spent)) | 1701198 | 8403931 | 4.1.1 | General fittings, furnishings and equipment | Fittings General | Construction | 84.6597 | kg | 20 | 44 | 1 | FALSE | 1 | FALSE |  | 1.1 | 84.6597 | 253.979 | 5052 | Membrane (breather), polypropylene |  | 60 | C4 | 2.2313 | 7.097e-08 | 0.0020545 | 0.1872 | 0.00068171 | 3.9651e-07 | 6.4944 | 13.5455 | 0.062816
| Civic Offices | Decorative features and panels: Nominal allowance. (Fittings and Furnishings components (£ spent)) | 1701198 | 8403931 | 4.1.1 | General fittings, furnishings and equipment | Fittings General | Construction | 84.6597 | kg | 20 | 44 | 1 | FALSE | 1 | FALSE |  | 1.1 | 84.6597 | 253.979 | 5052 | Membrane (breather), polypropylene |  | 60 | D2 | 0 | 0 | 0 | 0 | 0 | 0 | 0 | 0 | 0
| Civic Offices | Decorative features and panels: Nominal allowance. (Fittings and Furnishings components (£ spent)) | 1701198 | 8403931 | 4.1.1 | General fittings, furnishings and equipment | Fittings General | Construction | 84.6597 | kg | 20 | 44 | 1 | FALSE | 1 | FALSE |  | 1.1 | 84.6597 | 253.979 | 5052 | Membrane (breather), polypropylene |  | 60 | D3 | 0 | 0 | 0 | 0 | 0 | 0 | 0 | 0 | 0
| Civic Offices | Decorative features and panels: Nominal allowance. (Fittings and Furnishings components (£ spent)) | 1701198 | 8403931 | 4.1.1 | General fittings, furnishings and equipment | Fittings General | Construction | 84.6597 | kg | 20 | 44 | 1 | FALSE | 1 | FALSE |  | 1.1 | 84.6597 | 253.979 | 5052 | Membrane (breather), polypropylene |  | 60 | D4 | 0 | 0 | 0 | 0 | 0 | 0 | 0 | 0 | 0
| Civic Offices | Decorative features and panels: Nominal allowance. (Fittings and Furnishings components (£ spent)) | 1701198 | 8403931 | 4.1.1 | General fittings, furnishings and equipment | Fittings General | Construction | 84.6597 | kg | 20 | 44 | 1 | FALSE | 1 | FALSE |  | 1.1 | 84.6597 | 253.979 | 5052 | Membrane (breather), polypropylene |  | 20 | B4B5 | 515.7996 | 1.2078e-05 | 2.8893 | 1.036 | 0.34403 | 0.00060687 | 11171.2602 | 63.1077 | 2.5312
| Civic Offices | Decorative features and panels: Nominal allowance. (Fittings and Furnishings components (£ spent)) | 1701198 | 8403931 | 4.1.1 | General fittings, furnishings and equipment | Fittings General | Construction | 84.6597 | kg | 20 | 44 | 1 | FALSE | 1 | FALSE |  | 1.1 | 84.6597 | 253.979 | 5052 | Membrane (breather), polypropylene |  | 20 | D2 | 0 | 0 | 0 | 0 | 0 | 0 | 0 | 0 | 0
| Civic Offices | Decorative features and panels: Nominal allowance. (Fittings and Furnishings components (£ spent)) | 1701198 | 8403931 | 4.1.1 | General fittings, furnishings and equipment | Fittings General | Construction | 84.6597 | kg | 20 | 44 | 1 | FALSE | 1 | FALSE |  | 1.1 | 84.6597 | 253.979 | 5052 | Membrane (breather), polypropylene |  | 20 | D3 | 0 | 0 | 0 | 0 | 0 | 0 | 0 | 0 | 0
| Civic Offices | Decorative features and panels: Nominal allowance. (Fittings and Furnishings components (£ spent)) | 1701198 | 8403931 | 4.1.1 | General fittings, furnishings and equipment | Fittings General | Construction | 84.6597 | kg | 20 | 44 | 1 | FALSE | 1 | FALSE |  | 1.1 | 84.6597 | 253.979 | 5052 | Membrane (breather), polypropylene |  | 20 | D4 | 0 | 0 | 0 | 0 | 0 | 0 | 0 | 0 | 0
| Civic Offices | Decorative features and panels: Nominal allowance. (Fittings and Furnishings components (£ spent)) | 1701198 | 8403931 | 4.1.1 | General fittings, furnishings and equipment | Fittings General | Construction | 84.6597 | kg | 20 | 44 | 1 | FALSE | 1 | FALSE |  | 1.1 | 84.6597 | 253.979 | 5052 | Membrane (breather), polypropylene |  | 40 | B4B5 | 515.7996 | 1.2078e-05 | 2.8893 | 1.036 | 0.34403 | 0.00060687 | 11171.2602 | 63.1077 | 2.5312
| Civic Offices | Decorative features and panels: Nominal allowance. (Fittings and Furnishings components (£ spent)) | 1701198 | 8403931 | 4.1.1 | General fittings, furnishings and equipment | Fittings General | Construction | 84.6597 | kg | 20 | 44 | 1 | FALSE | 1 | FALSE |  | 1.1 | 84.6597 | 253.979 | 5052 | Membrane (breather), polypropylene |  | 40 | D2 | 0 | 0 | 0 | 0 | 0 | 0 | 0 | 0 | 0
| Civic Offices | Decorative features and panels: Nominal allowance. (Fittings and Furnishings components (£ spent)) | 1701198 | 8403931 | 4.1.1 | General fittings, furnishings and equipment | Fittings General | Construction | 84.6597 | kg | 20 | 44 | 1 | FALSE | 1 | FALSE |  | 1.1 | 84.6597 | 253.979 | 5052 | Membrane (breather), polypropylene |  | 40 | D3 | 0 | 0 | 0 | 0 | 0 | 0 | 0 | 0 | 0
| Civic Offices | Decorative features and panels: Nominal allowance. (Fittings and Furnishings components (£ spent)) | 1701198 | 8403931 | 4.1.1 | General fittings, furnishings and equipment | Fittings General | Construction | 84.6597 | kg | 20 | 44 | 1 | FALSE | 1 | FALSE |  | 1.1 | 84.6597 | 253.979 | 5052 | Membrane (breather), polypropylene |  | 40 | D4 | 0 | 0 | 0 | 0 | 0 | 0 | 0 | 0 | 0
| Civic Offices | Decorative features and panels: Nominal allowance. (Fittings and Furnishings components (£ spent)) | 1701198 | 8403932 | 4.1.1 | General fittings, furnishings and equipment | Fittings General | Construction | 169.3193 | kg | 20 | 44 | 1 | FALSE | 1 | FALSE |  | 1.05 | 169.3193 | 507.958 | 5443 | Cladding sheet (profiled, double skin), stainless steel |  | 0 | A1A3 | 847.7069 | 4.2723e-05 | 5.1518 | 1.5172 | 0.59889 | 0.02661 | 11027.9991 | 1046.888 | 25.9748
| Civic Offices | Decorative features and panels: Nominal allowance. (Fittings and Furnishings components (£ spent)) | 1701198 | 8403932 | 4.1.1 | General fittings, furnishings and equipment | Fittings General | Construction | 169.3193 | kg | 20 | 44 | 1 | FALSE | 1 | FALSE |  | 1.05 | 169.3193 | 507.958 | 5443 | Cladding sheet (profiled, double skin), stainless steel |  | 0 | A4 | 7.3792 | 1.0211e-06 | 0.035085 | 0.0065149 | 0.0046318 | 1.6433e-05 | 107.9675 | 31.3551 | 0.02999
| Civic Offices | Decorative features and panels: Nominal allowance. (Fittings and Furnishings components (£ spent)) | 1701198 | 8403932 | 4.1.1 | General fittings, furnishings and equipment | Fittings General | Construction | 169.3193 | kg | 20 | 44 | 1 | FALSE | 1 | FALSE |  | 1.05 | 169.3193 | 507.958 | 5443 | Cladding sheet (profiled, double skin), stainless steel |  | 0 | A5 | 0.0044006 | 1.1523e-09 | 3.0773e-05 | 1.0112e-05 | 5.1064e-06 | 6.2077e-09 | 0.10788 | 1.2699 | 0
| Civic Offices | Decorative features and panels: Nominal allowance. (Fittings and Furnishings components (£ spent)) | 1701198 | 8403932 | 4.1.1 | General fittings, furnishings and equipment | Fittings General | Construction | 169.3193 | kg | 20 | 44 | 1 | FALSE | 1 | FALSE |  | 1.05 | 169.3193 | 507.958 | 5443 | Cladding sheet (profiled, double skin), stainless steel |  | 0 | D2 | 0 | 0 | 0 | 0 | 0 | 0 | 0 | 0 | 0
| Civic Offices | Decorative features and panels: Nominal allowance. (Fittings and Furnishings components (£ spent)) | 1701198 | 8403932 | 4.1.1 | General fittings, furnishings and equipment | Fittings General | Construction | 169.3193 | kg | 20 | 44 | 1 | FALSE | 1 | FALSE |  | 1.05 | 169.3193 | 507.958 | 5443 | Cladding sheet (profiled, double skin), stainless steel |  | 0 | D3 | 0 | 0 | 0 | 0 | 0 | 0 | 0 | 0 | 0
| Civic Offices | Decorative features and panels: Nominal allowance. (Fittings and Furnishings components (£ spent)) | 1701198 | 8403932 | 4.1.1 | General fittings, furnishings and equipment | Fittings General | Construction | 169.3193 | kg | 20 | 44 | 1 | FALSE | 1 | FALSE |  | 1.05 | 169.3193 | 507.958 | 5443 | Cladding sheet (profiled, double skin), stainless steel |  | 0 | D4 | 0 | 0 | 0 | 0 | 0 | 0 | 0 | 0 | 0
| Civic Offices | Decorative features and panels: Nominal allowance. (Fittings and Furnishings components (£ spent)) | 1701198 | 8403932 | 4.1.1 | General fittings, furnishings and equipment | Fittings General | Construction | 169.3193 | kg | 20 | 44 | 1 | FALSE | 1 | FALSE |  | 1.05 | 169.3193 | 507.958 | 5443 | Cladding sheet (profiled, double skin), stainless steel |  | 60 | C2 | 0 | 0 | 0 | 0 | 0 | 0 | 0 | 0 | 0
| Civic Offices | Decorative features and panels: Nominal allowance. (Fittings and Furnishings components (£ spent)) | 1701198 | 8403932 | 4.1.1 | General fittings, furnishings and equipment | Fittings General | Construction | 169.3193 | kg | 20 | 44 | 1 | FALSE | 1 | FALSE |  | 1.05 | 169.3193 | 507.958 | 5443 | Cladding sheet (profiled, double skin), stainless steel |  | 60 | C4 | 0.088012 | 2.3046e-08 | 0.00061546 | 0.00020224 | 0.00010213 | 1.2415e-07 | 2.1577 | 25.3979 | 0.0044138
| Civic Offices | Decorative features and panels: Nominal allowance. (Fittings and Furnishings components (£ spent)) | 1701198 | 8403932 | 4.1.1 | General fittings, furnishings and equipment | Fittings General | Construction | 169.3193 | kg | 20 | 44 | 1 | FALSE | 1 | FALSE |  | 1.05 | 169.3193 | 507.958 | 5443 | Cladding sheet (profiled, double skin), stainless steel |  | 60 | D2 | 0 | 0 | 0 | 0 | 0 | 0 | 0 | 0 | 0
| Civic Offices | Decorative features and panels: Nominal allowance. (Fittings and Furnishings components (£ spent)) | 1701198 | 8403932 | 4.1.1 | General fittings, furnishings and equipment | Fittings General | Construction | 169.3193 | kg | 20 | 44 | 1 | FALSE | 1 | FALSE |  | 1.05 | 169.3193 | 507.958 | 5443 | Cladding sheet (profiled, double skin), stainless steel |  | 60 | D3 | 0 | 0 | 0 | 0 | 0 | 0 | 0 | 0 | 0
| Civic Offices | Decorative features and panels: Nominal allowance. (Fittings and Furnishings components (£ spent)) | 1701198 | 8403932 | 4.1.1 | General fittings, furnishings and equipment | Fittings General | Construction | 169.3193 | kg | 20 | 44 | 1 | FALSE | 1 | FALSE |  | 1.05 | 169.3193 | 507.958 | 5443 | Cladding sheet (profiled, double skin), stainless steel |  | 60 | D4 | 0 | 0 | 0 | 0 | 0 | 0 | 0 | 0 | 0
| Civic Offices | Decorative features and panels: Nominal allowance. (Fittings and Furnishings components (£ spent)) | 1701198 | 8403932 | 4.1.1 | General fittings, furnishings and equipment | Fittings General | Construction | 169.3193 | kg | 20 | 44 | 1 | FALSE | 1 | FALSE |  | 1.05 | 169.3193 | 507.958 | 5443 | Cladding sheet (profiled, double skin), stainless steel |  | 20 | B4B5 | 855.1784 | 4.3768e-05 | 5.1876 | 1.5239 | 0.60363 | 0.026626 | 11138.2321 | 1104.9109 | 26.0048
| Civic Offices | Decorative features and panels: Nominal allowance. (Fittings and Furnishings components (£ spent)) | 1701198 | 8403932 | 4.1.1 | General fittings, furnishings and equipment | Fittings General | Construction | 169.3193 | kg | 20 | 44 | 1 | FALSE | 1 | FALSE |  | 1.05 | 169.3193 | 507.958 | 5443 | Cladding sheet (profiled, double skin), stainless steel |  | 20 | D2 | 0 | 0 | 0 | 0 | 0 | 0 | 0 | 0 | 0
| Civic Offices | Decorative features and panels: Nominal allowance. (Fittings and Furnishings components (£ spent)) | 1701198 | 8403932 | 4.1.1 | General fittings, furnishings and equipment | Fittings General | Construction | 169.3193 | kg | 20 | 44 | 1 | FALSE | 1 | FALSE |  | 1.05 | 169.3193 | 507.958 | 5443 | Cladding sheet (profiled, double skin), stainless steel |  | 20 | D3 | 0 | 0 | 0 | 0 | 0 | 0 | 0 | 0 | 0
| Civic Offices | Decorative features and panels: Nominal allowance. (Fittings and Furnishings components (£ spent)) | 1701198 | 8403932 | 4.1.1 | General fittings, furnishings and equipment | Fittings General | Construction | 169.3193 | kg | 20 | 44 | 1 | FALSE | 1 | FALSE |  | 1.05 | 169.3193 | 507.958 | 5443 | Cladding sheet (profiled, double skin), stainless steel |  | 20 | D4 | 0 | 0 | 0 | 0 | 0 | 0 | 0 | 0 | 0
| Civic Offices | Decorative features and panels: Nominal allowance. (Fittings and Furnishings components (£ spent)) | 1701198 | 8403932 | 4.1.1 | General fittings, furnishings and equipment | Fittings General | Construction | 169.3193 | kg | 20 | 44 | 1 | FALSE | 1 | FALSE |  | 1.05 | 169.3193 | 507.958 | 5443 | Cladding sheet (profiled, double skin), stainless steel |  | 40 | B4B5 | 855.1784 | 4.3768e-05 | 5.1876 | 1.5239 | 0.60363 | 0.026626 | 11138.2321 | 1104.9109 | 26.0048
| Civic Offices | Decorative features and panels: Nominal allowance. (Fittings and Furnishings components (£ spent)) | 1701198 | 8403932 | 4.1.1 | General fittings, furnishings and equipment | Fittings General | Construction | 169.3193 | kg | 20 | 44 | 1 | FALSE | 1 | FALSE |  | 1.05 | 169.3193 | 507.958 | 5443 | Cladding sheet (profiled, double skin), stainless steel |  | 40 | D2 | 0 | 0 | 0 | 0 | 0 | 0 | 0 | 0 | 0
| Civic Offices | Decorative features and panels: Nominal allowance. (Fittings and Furnishings components (£ spent)) | 1701198 | 8403932 | 4.1.1 | General fittings, furnishings and equipment | Fittings General | Construction | 169.3193 | kg | 20 | 44 | 1 | FALSE | 1 | FALSE |  | 1.05 | 169.3193 | 507.958 | 5443 | Cladding sheet (profiled, double skin), stainless steel |  | 40 | D3 | 0 | 0 | 0 | 0 | 0 | 0 | 0 | 0 | 0
| Civic Offices | Decorative features and panels: Nominal allowance. (Fittings and Furnishings components (£ spent)) | 1701198 | 8403932 | 4.1.1 | General fittings, furnishings and equipment | Fittings General | Construction | 169.3193 | kg | 20 | 44 | 1 | FALSE | 1 | FALSE |  | 1.05 | 169.3193 | 507.958 | 5443 | Cladding sheet (profiled, double skin), stainless steel |  | 40 | D4 | 0 | 0 | 0 | 0 | 0 | 0 | 0 | 0 | 0
| Civic Offices | Decorative features and panels: Nominal allowance. (Fittings and Furnishings components (£ spent)) | 1701198 | 8403933 | 4.1.1 | General fittings, furnishings and equipment | Fittings General | Construction | 42.3298 | kg | 20 | 44 | 1 | FALSE | 1 | FALSE |  | 1.05 | 42.3298 | 126.9895 | 5008 | General sheet, aluminium |  | 0 | A1A3 | 824.27 | 2.6476e-05 | 5.6505 | 1.263 | 0.42925 | 0.00071393 | 10239.1827 | 176.6879 | 5.4295
| Civic Offices | Decorative features and panels: Nominal allowance. (Fittings and Furnishings components (£ spent)) | 1701198 | 8403933 | 4.1.1 | General fittings, furnishings and equipment | Fittings General | Construction | 42.3298 | kg | 20 | 44 | 1 | FALSE | 1 | FALSE |  | 1.05 | 42.3298 | 126.9895 | 5008 | General sheet, aluminium |  | 0 | A4 | 2.1903 | 2.4293e-07 | 0.011347 | 0.0018415 | 0.0013994 | 3.0439e-06 | 31.6258 | 8.5971 | 0.0086403
| Civic Offices | Decorative features and panels: Nominal allowance. (Fittings and Furnishings components (£ spent)) | 1701198 | 8403933 | 4.1.1 | General fittings, furnishings and equipment | Fittings General | Construction | 42.3298 | kg | 20 | 44 | 1 | FALSE | 1 | FALSE |  | 1.05 | 42.3298 | 126.9895 | 5008 | General sheet, aluminium |  | 0 | A5 | 0.0011002 | 2.8808e-10 | 7.6933e-06 | 2.528e-06 | 1.2766e-06 | 1.5519e-09 | 0.026971 | 0.31747 | 0
| Civic Offices | Decorative features and panels: Nominal allowance. (Fittings and Furnishings components (£ spent)) | 1701198 | 8403933 | 4.1.1 | General fittings, furnishings and equipment | Fittings General | Construction | 42.3298 | kg | 20 | 44 | 1 | FALSE | 1 | FALSE |  | 1.05 | 42.3298 | 126.9895 | 5008 | General sheet, aluminium |  | 0 | D2 | 0 | 0 | 0 | 0 | 0 | 0 | 0 | 0 | 0
| Civic Offices | Decorative features and panels: Nominal allowance. (Fittings and Furnishings components (£ spent)) | 1701198 | 8403933 | 4.1.1 | General fittings, furnishings and equipment | Fittings General | Construction | 42.3298 | kg | 20 | 44 | 1 | FALSE | 1 | FALSE |  | 1.05 | 42.3298 | 126.9895 | 5008 | General sheet, aluminium |  | 0 | D3 | 0 | 0 | 0 | 0 | 0 | 0 | 0 | 0 | 0
| Civic Offices | Decorative features and panels: Nominal allowance. (Fittings and Furnishings components (£ spent)) | 1701198 | 8403933 | 4.1.1 | General fittings, furnishings and equipment | Fittings General | Construction | 42.3298 | kg | 20 | 44 | 1 | FALSE | 1 | FALSE |  | 1.05 | 42.3298 | 126.9895 | 5008 | General sheet, aluminium |  | 0 | D4 | 0 | 0 | 0 | 0 | 0 | 0 | 0 | 0 | 0
| Civic Offices | Decorative features and panels: Nominal allowance. (Fittings and Furnishings components (£ spent)) | 1701198 | 8403933 | 4.1.1 | General fittings, furnishings and equipment | Fittings General | Construction | 42.3298 | kg | 20 | 44 | 1 | FALSE | 1 | FALSE |  | 1.05 | 42.3298 | 126.9895 | 5008 | General sheet, aluminium |  | 60 | C2 | 0 | 0 | 0 | 0 | 0 | 0 | 0 | 0 | 0
| Civic Offices | Decorative features and panels: Nominal allowance. (Fittings and Furnishings components (£ spent)) | 1701198 | 8403933 | 4.1.1 | General fittings, furnishings and equipment | Fittings General | Construction | 42.3298 | kg | 20 | 44 | 1 | FALSE | 1 | FALSE |  | 1.05 | 42.3298 | 126.9895 | 5008 | General sheet, aluminium |  | 60 | C4 | 0.022003 | 5.7616e-09 | 0.00015387 | 5.0559e-05 | 2.5532e-05 | 3.1039e-08 | 0.53941 | 6.3495 | 0.0011035
| Civic Offices | Decorative features and panels: Nominal allowance. (Fittings and Furnishings components (£ spent)) | 1701198 | 8403933 | 4.1.1 | General fittings, furnishings and equipment | Fittings General | Construction | 42.3298 | kg | 20 | 44 | 1 | FALSE | 1 | FALSE |  | 1.05 | 42.3298 | 126.9895 | 5008 | General sheet, aluminium |  | 60 | D2 | 0 | 0 | 0 | 0 | 0 | 0 | 0 | 0 | 0
| Civic Offices | Decorative features and panels: Nominal allowance. (Fittings and Furnishings components (£ spent)) | 1701198 | 8403933 | 4.1.1 | General fittings, furnishings and equipment | Fittings General | Construction | 42.3298 | kg | 20 | 44 | 1 | FALSE | 1 | FALSE |  | 1.05 | 42.3298 | 126.9895 | 5008 | General sheet, aluminium |  | 60 | D3 | 0 | 0 | 0 | 0 | 0 | 0 | 0 | 0 | 0
| Civic Offices | Decorative features and panels: Nominal allowance. (Fittings and Furnishings components (£ spent)) | 1701198 | 8403933 | 4.1.1 | General fittings, furnishings and equipment | Fittings General | Construction | 42.3298 | kg | 20 | 44 | 1 | FALSE | 1 | FALSE |  | 1.05 | 42.3298 | 126.9895 | 5008 | General sheet, aluminium |  | 60 | D4 | 0 | 0 | 0 | 0 | 0 | 0 | 0 | 0 | 0
| Civic Offices | Decorative features and panels: Nominal allowance. (Fittings and Furnishings components (£ spent)) | 1701198 | 8403933 | 4.1.1 | General fittings, furnishings and equipment | Fittings General | Construction | 42.3298 | kg | 20 | 44 | 1 | FALSE | 1 | FALSE |  | 1.05 | 42.3298 | 126.9895 | 5008 | General sheet, aluminium |  | 20 | B4B5 | 826.4833 | 2.6725e-05 | 5.662 | 1.2649 | 0.43067 | 0.000717 | 10271.3749 | 191.9519 | 5.4382
| Civic Offices | Decorative features and panels: Nominal allowance. (Fittings and Furnishings components (£ spent)) | 1701198 | 8403933 | 4.1.1 | General fittings, furnishings and equipment | Fittings General | Construction | 42.3298 | kg | 20 | 44 | 1 | FALSE | 1 | FALSE |  | 1.05 | 42.3298 | 126.9895 | 5008 | General sheet, aluminium |  | 20 | D2 | 0 | 0 | 0 | 0 | 0 | 0 | 0 | 0 | 0
| Civic Offices | Decorative features and panels: Nominal allowance. (Fittings and Furnishings components (£ spent)) | 1701198 | 8403933 | 4.1.1 | General fittings, furnishings and equipment | Fittings General | Construction | 42.3298 | kg | 20 | 44 | 1 | FALSE | 1 | FALSE |  | 1.05 | 42.3298 | 126.9895 | 5008 | General sheet, aluminium |  | 20 | D3 | 0 | 0 | 0 | 0 | 0 | 0 | 0 | 0 | 0
| Civic Offices | Decorative features and panels: Nominal allowance. (Fittings and Furnishings components (£ spent)) | 1701198 | 8403933 | 4.1.1 | General fittings, furnishings and equipment | Fittings General | Construction | 42.3298 | kg | 20 | 44 | 1 | FALSE | 1 | FALSE |  | 1.05 | 42.3298 | 126.9895 | 5008 | General sheet, aluminium |  | 20 | D4 | 0 | 0 | 0 | 0 | 0 | 0 | 0 | 0 | 0
| Civic Offices | Decorative features and panels: Nominal allowance. (Fittings and Furnishings components (£ spent)) | 1701198 | 8403933 | 4.1.1 | General fittings, furnishings and equipment | Fittings General | Construction | 42.3298 | kg | 20 | 44 | 1 | FALSE | 1 | FALSE |  | 1.05 | 42.3298 | 126.9895 | 5008 | General sheet, aluminium |  | 40 | B4B5 | 826.4833 | 2.6725e-05 | 5.662 | 1.2649 | 0.43067 | 0.000717 | 10271.3749 | 191.9519 | 5.4382
| Civic Offices | Decorative features and panels: Nominal allowance. (Fittings and Furnishings components (£ spent)) | 1701198 | 8403933 | 4.1.1 | General fittings, furnishings and equipment | Fittings General | Construction | 42.3298 | kg | 20 | 44 | 1 | FALSE | 1 | FALSE |  | 1.05 | 42.3298 | 126.9895 | 5008 | General sheet, aluminium |  | 40 | D2 | 0 | 0 | 0 | 0 | 0 | 0 | 0 | 0 | 0
| Civic Offices | Decorative features and panels: Nominal allowance. (Fittings and Furnishings components (£ spent)) | 1701198 | 8403933 | 4.1.1 | General fittings, furnishings and equipment | Fittings General | Construction | 42.3298 | kg | 20 | 44 | 1 | FALSE | 1 | FALSE |  | 1.05 | 42.3298 | 126.9895 | 5008 | General sheet, aluminium |  | 40 | D3 | 0 | 0 | 0 | 0 | 0 | 0 | 0 | 0 | 0
| Civic Offices | Decorative features and panels: Nominal allowance. (Fittings and Furnishings components (£ spent)) | 1701198 | 8403933 | 4.1.1 | General fittings, furnishings and equipment | Fittings General | Construction | 42.3298 | kg | 20 | 44 | 1 | FALSE | 1 | FALSE |  | 1.05 | 42.3298 | 126.9895 | 5008 | General sheet, aluminium |  | 40 | D4 | 0 | 0 | 0 | 0 | 0 | 0 | 0 | 0 | 0
| Civic Offices | Decorative features and panels: Nominal allowance. (Fittings and Furnishings components (£ spent)) | 1701198 | 8403934 | 4.1.1 | General fittings, furnishings and equipment | Fittings General | Construction | 42.3298 | kg | 20 | 44 | 1 | FALSE | 1 | FALSE |  | 1.03 | 42.3298 | 126.9895 | 5113 | Cladding sheet (plain), copper |  | 0 | A1A3 | 300.1836 | 0.00024947 | 15.2669 | 10.1911 | 0.84389 | 0.069457 | 4554.7595 | 889.1405 | 9.5953
| Civic Offices | Decorative features and panels: Nominal allowance. (Fittings and Furnishings components (£ spent)) | 1701198 | 8403934 | 4.1.1 | General fittings, furnishings and equipment | Fittings General | Construction | 42.3298 | kg | 20 | 44 | 1 | FALSE | 1 | FALSE |  | 1.03 | 42.3298 | 126.9895 | 5113 | Cladding sheet (plain), copper |  | 0 | A4 | 0.85423 | 1.5348e-07 | 0.002797 | 0.000756 | 0.00047717 | 2.9791e-06 | 12.7337 | 1.9443 | 0.0035153
| Civic Offices | Decorative features and panels: Nominal allowance. (Fittings and Furnishings components (£ spent)) | 1701198 | 8403934 | 4.1.1 | General fittings, furnishings and equipment | Fittings General | Construction | 42.3298 | kg | 20 | 44 | 1 | FALSE | 1 | FALSE |  | 1.03 | 42.3298 | 126.9895 | 5113 | Cladding sheet (plain), copper |  | 0 | A5 | 0.00066009 | 1.7285e-10 | 4.616e-06 | 1.5168e-06 | 7.6597e-07 | 9.3116e-10 | 0.016182 | 0.19048 | 0
| Civic Offices | Decorative features and panels: Nominal allowance. (Fittings and Furnishings components (£ spent)) | 1701198 | 8403934 | 4.1.1 | General fittings, furnishings and equipment | Fittings General | Construction | 42.3298 | kg | 20 | 44 | 1 | FALSE | 1 | FALSE |  | 1.03 | 42.3298 | 126.9895 | 5113 | Cladding sheet (plain), copper |  | 0 | D2 | 0 | 0 | 0 | 0 | 0 | 0 | 0 | 0 | 0
| Civic Offices | Decorative features and panels: Nominal allowance. (Fittings and Furnishings components (£ spent)) | 1701198 | 8403934 | 4.1.1 | General fittings, furnishings and equipment | Fittings General | Construction | 42.3298 | kg | 20 | 44 | 1 | FALSE | 1 | FALSE |  | 1.03 | 42.3298 | 126.9895 | 5113 | Cladding sheet (plain), copper |  | 0 | D3 | 0 | 0 | 0 | 0 | 0 | 0 | 0 | 0 | 0
| Civic Offices | Decorative features and panels: Nominal allowance. (Fittings and Furnishings components (£ spent)) | 1701198 | 8403934 | 4.1.1 | General fittings, furnishings and equipment | Fittings General | Construction | 42.3298 | kg | 20 | 44 | 1 | FALSE | 1 | FALSE |  | 1.03 | 42.3298 | 126.9895 | 5113 | Cladding sheet (plain), copper |  | 0 | D4 | 0 | 0 | 0 | 0 | 0 | 0 | 0 | 0 | 0
| Civic Offices | Decorative features and panels: Nominal allowance. (Fittings and Furnishings components (£ spent)) | 1701198 | 8403934 | 4.1.1 | General fittings, furnishings and equipment | Fittings General | Construction | 42.3298 | kg | 20 | 44 | 1 | FALSE | 1 | FALSE |  | 1.03 | 42.3298 | 126.9895 | 5113 | Cladding sheet (plain), copper |  | 60 | C2 | 0 | 0 | 0 | 0 | 0 | 0 | 0 | 0 | 0
| Civic Offices | Decorative features and panels: Nominal allowance. (Fittings and Furnishings components (£ spent)) | 1701198 | 8403934 | 4.1.1 | General fittings, furnishings and equipment | Fittings General | Construction | 42.3298 | kg | 20 | 44 | 1 | FALSE | 1 | FALSE |  | 1.03 | 42.3298 | 126.9895 | 5113 | Cladding sheet (plain), copper |  | 60 | C4 | 0.022003 | 5.7616e-09 | 0.00015387 | 5.0559e-05 | 2.5532e-05 | 3.1039e-08 | 0.53941 | 6.3495 | 0.0011035
| Civic Offices | Decorative features and panels: Nominal allowance. (Fittings and Furnishings components (£ spent)) | 1701198 | 8403934 | 4.1.1 | General fittings, furnishings and equipment | Fittings General | Construction | 42.3298 | kg | 20 | 44 | 1 | FALSE | 1 | FALSE |  | 1.03 | 42.3298 | 126.9895 | 5113 | Cladding sheet (plain), copper |  | 60 | D2 | 0 | 0 | 0 | 0 | 0 | 0 | 0 | 0 | 0
| Civic Offices | Decorative features and panels: Nominal allowance. (Fittings and Furnishings components (£ spent)) | 1701198 | 8403934 | 4.1.1 | General fittings, furnishings and equipment | Fittings General | Construction | 42.3298 | kg | 20 | 44 | 1 | FALSE | 1 | FALSE |  | 1.03 | 42.3298 | 126.9895 | 5113 | Cladding sheet (plain), copper |  | 60 | D3 | 0 | 0 | 0 | 0 | 0 | 0 | 0 | 0 | 0
| Civic Offices | Decorative features and panels: Nominal allowance. (Fittings and Furnishings components (£ spent)) | 1701198 | 8403934 | 4.1.1 | General fittings, furnishings and equipment | Fittings General | Construction | 42.3298 | kg | 20 | 44 | 1 | FALSE | 1 | FALSE |  | 1.03 | 42.3298 | 126.9895 | 5113 | Cladding sheet (plain), copper |  | 60 | D4 | 0 | 0 | 0 | 0 | 0 | 0 | 0 | 0 | 0
| Civic Offices | Decorative features and panels: Nominal allowance. (Fittings and Furnishings components (£ spent)) | 1701198 | 8403934 | 4.1.1 | General fittings, furnishings and equipment | Fittings General | Construction | 42.3298 | kg | 20 | 44 | 1 | FALSE | 1 | FALSE |  | 1.03 | 42.3298 | 126.9895 | 5113 | Cladding sheet (plain), copper |  | 20 | B4B5 | 301.0605 | 0.00024963 | 15.2698 | 10.1919 | 0.8444 | 0.06946 | 4568.0488 | 897.6248 | 9.5989
| Civic Offices | Decorative features and panels: Nominal allowance. (Fittings and Furnishings components (£ spent)) | 1701198 | 8403934 | 4.1.1 | General fittings, furnishings and equipment | Fittings General | Construction | 42.3298 | kg | 20 | 44 | 1 | FALSE | 1 | FALSE |  | 1.03 | 42.3298 | 126.9895 | 5113 | Cladding sheet (plain), copper |  | 20 | D2 | 0 | 0 | 0 | 0 | 0 | 0 | 0 | 0 | 0
| Civic Offices | Decorative features and panels: Nominal allowance. (Fittings and Furnishings components (£ spent)) | 1701198 | 8403934 | 4.1.1 | General fittings, furnishings and equipment | Fittings General | Construction | 42.3298 | kg | 20 | 44 | 1 | FALSE | 1 | FALSE |  | 1.03 | 42.3298 | 126.9895 | 5113 | Cladding sheet (plain), copper |  | 20 | D3 | 0 | 0 | 0 | 0 | 0 | 0 | 0 | 0 | 0
| Civic Offices | Decorative features and panels: Nominal allowance. (Fittings and Furnishings components (£ spent)) | 1701198 | 8403934 | 4.1.1 | General fittings, furnishings and equipment | Fittings General | Construction | 42.3298 | kg | 20 | 44 | 1 | FALSE | 1 | FALSE |  | 1.03 | 42.3298 | 126.9895 | 5113 | Cladding sheet (plain), copper |  | 20 | D4 | 0 | 0 | 0 | 0 | 0 | 0 | 0 | 0 | 0
| Civic Offices | Decorative features and panels: Nominal allowance. (Fittings and Furnishings components (£ spent)) | 1701198 | 8403934 | 4.1.1 | General fittings, furnishings and equipment | Fittings General | Construction | 42.3298 | kg | 20 | 44 | 1 | FALSE | 1 | FALSE |  | 1.03 | 42.3298 | 126.9895 | 5113 | Cladding sheet (plain), copper |  | 40 | B4B5 | 301.0605 | 0.00024963 | 15.2698 | 10.1919 | 0.8444 | 0.06946 | 4568.0488 | 897.6248 | 9.5989
| Civic Offices | Decorative features and panels: Nominal allowance. (Fittings and Furnishings components (£ spent)) | 1701198 | 8403934 | 4.1.1 | General fittings, furnishings and equipment | Fittings General | Construction | 42.3298 | kg | 20 | 44 | 1 | FALSE | 1 | FALSE |  | 1.03 | 42.3298 | 126.9895 | 5113 | Cladding sheet (plain), copper |  | 40 | D2 | 0 | 0 | 0 | 0 | 0 | 0 | 0 | 0 | 0
| Civic Offices | Decorative features and panels: Nominal allowance. (Fittings and Furnishings components (£ spent)) | 1701198 | 8403934 | 4.1.1 | General fittings, furnishings and equipment | Fittings General | Construction | 42.3298 | kg | 20 | 44 | 1 | FALSE | 1 | FALSE |  | 1.03 | 42.3298 | 126.9895 | 5113 | Cladding sheet (plain), copper |  | 40 | D3 | 0 | 0 | 0 | 0 | 0 | 0 | 0 | 0 | 0
| Civic Offices | Decorative features and panels: Nominal allowance. (Fittings and Furnishings components (£ spent)) | 1701198 | 8403934 | 4.1.1 | General fittings, furnishings and equipment | Fittings General | Construction | 42.3298 | kg | 20 | 44 | 1 | FALSE | 1 | FALSE |  | 1.03 | 42.3298 | 126.9895 | 5113 | Cladding sheet (plain), copper |  | 40 | D4 | 0 | 0 | 0 | 0 | 0 | 0 | 0 | 0 | 0
| Civic Offices | Decorative features and panels: Nominal allowance. (Fittings and Furnishings components (£ spent)) | 1701198 | 8403935 | 4.1.1 | General fittings, furnishings and equipment | Fittings General | Construction | 33.8639 | kg | 20 | 44 | 1 | FALSE | 1 | FALSE |  | 1.05 | 33.8639 | 101.5916 | 5499 | Floor finish (underlay), textile (recycled) |  | 0 | A1A3 | 22.9253 | 8.9975e-07 | 0.12723 | 0.033756 | 0.012104 | 2.7203e-05 | 441.9407 | 85.083 | 0.1045
| Civic Offices | Decorative features and panels: Nominal allowance. (Fittings and Furnishings components (£ spent)) | 1701198 | 8403935 | 4.1.1 | General fittings, furnishings and equipment | Fittings General | Construction | 33.8639 | kg | 20 | 44 | 1 | FALSE | 1 | FALSE |  | 1.05 | 33.8639 | 101.5916 | 5499 | Floor finish (underlay), textile (recycled) |  | 0 | A4 | 0.68134 | 1.2242e-07 | 0.002231 | 0.00060299 | 0.0003806 | 2.3762e-06 | 10.1565 | 1.5508 | 0.0028038
| Civic Offices | Decorative features and panels: Nominal allowance. (Fittings and Furnishings components (£ spent)) | 1701198 | 8403935 | 4.1.1 | General fittings, furnishings and equipment | Fittings General | Construction | 33.8639 | kg | 20 | 44 | 1 | FALSE | 1 | FALSE |  | 1.05 | 33.8639 | 101.5916 | 5499 | Floor finish (underlay), textile (recycled) |  | 0 | A5 | 0.085911 | 2.7952e-09 | 7.4569e-05 | 0.0036724 | 2.6553e-05 | 1.5318e-08 | 0.25878 | 0.27091 | 0
| Civic Offices | Decorative features and panels: Nominal allowance. (Fittings and Furnishings components (£ spent)) | 1701198 | 8403935 | 4.1.1 | General fittings, furnishings and equipment | Fittings General | Construction | 33.8639 | kg | 20 | 44 | 1 | FALSE | 1 | FALSE |  | 1.05 | 33.8639 | 101.5916 | 5499 | Floor finish (underlay), textile (recycled) |  | 0 | D2 | 0 | 0 | 0 | 0 | 0 | 0 | 0 | 0 | 0
| Civic Offices | Decorative features and panels: Nominal allowance. (Fittings and Furnishings components (£ spent)) | 1701198 | 8403935 | 4.1.1 | General fittings, furnishings and equipment | Fittings General | Construction | 33.8639 | kg | 20 | 44 | 1 | FALSE | 1 | FALSE |  | 1.05 | 33.8639 | 101.5916 | 5499 | Floor finish (underlay), textile (recycled) |  | 0 | D3 | 0 | 0 | 0 | 0 | 0 | 0 | 0 | 0 | 0
| Civic Offices | Decorative features and panels: Nominal allowance. (Fittings and Furnishings components (£ spent)) | 1701198 | 8403935 | 4.1.1 | General fittings, furnishings and equipment | Fittings General | Construction | 33.8639 | kg | 20 | 44 | 1 | FALSE | 1 | FALSE |  | 1.05 | 33.8639 | 101.5916 | 5499 | Floor finish (underlay), textile (recycled) |  | 0 | D4 | 0 | 0 | 0 | 0 | 0 | 0 | 0 | 0 | 0
| Civic Offices | Decorative features and panels: Nominal allowance. (Fittings and Furnishings components (£ spent)) | 1701198 | 8403935 | 4.1.1 | General fittings, furnishings and equipment | Fittings General | Construction | 33.8639 | kg | 20 | 44 | 1 | FALSE | 1 | FALSE |  | 1.05 | 33.8639 | 101.5916 | 5499 | Floor finish (underlay), textile (recycled) |  | 60 | C2 | 0 | 0 | 0 | 0 | 0 | 0 | 0 | 0 | 0
| Civic Offices | Decorative features and panels: Nominal allowance. (Fittings and Furnishings components (£ spent)) | 1701198 | 8403935 | 4.1.1 | General fittings, furnishings and equipment | Fittings General | Construction | 33.8639 | kg | 20 | 44 | 1 | FALSE | 1 | FALSE |  | 1.05 | 33.8639 | 101.5916 | 5499 | Floor finish (underlay), textile (recycled) |  | 60 | C4 | 1.7182 | 5.5904e-08 | 0.0014914 | 0.073448 | 0.00053107 | 3.0636e-07 | 5.1757 | 5.4182 | 0.031404
| Civic Offices | Decorative features and panels: Nominal allowance. (Fittings and Furnishings components (£ spent)) | 1701198 | 8403935 | 4.1.1 | General fittings, furnishings and equipment | Fittings General | Construction | 33.8639 | kg | 20 | 44 | 1 | FALSE | 1 | FALSE |  | 1.05 | 33.8639 | 101.5916 | 5499 | Floor finish (underlay), textile (recycled) |  | 60 | D2 | 0 | 0 | 0 | 0 | 0 | 0 | 0 | 0 | 0
| Civic Offices | Decorative features and panels: Nominal allowance. (Fittings and Furnishings components (£ spent)) | 1701198 | 8403935 | 4.1.1 | General fittings, furnishings and equipment | Fittings General | Construction | 33.8639 | kg | 20 | 44 | 1 | FALSE | 1 | FALSE |  | 1.05 | 33.8639 | 101.5916 | 5499 | Floor finish (underlay), textile (recycled) |  | 60 | D3 | 0 | 0 | 0 | 0 | 0 | 0 | 0 | 0 | 0
| Civic Offices | Decorative features and panels: Nominal allowance. (Fittings and Furnishings components (£ spent)) | 1701198 | 8403935 | 4.1.1 | General fittings, furnishings and equipment | Fittings General | Construction | 33.8639 | kg | 20 | 44 | 1 | FALSE | 1 | FALSE |  | 1.05 | 33.8639 | 101.5916 | 5499 | Floor finish (underlay), textile (recycled) |  | 60 | D4 | 0 | 0 | 0 | 0 | 0 | 0 | 0 | 0 | 0
| Civic Offices | Decorative features and panels: Nominal allowance. (Fittings and Furnishings components (£ spent)) | 1701198 | 8403935 | 4.1.1 | General fittings, furnishings and equipment | Fittings General | Construction | 33.8639 | kg | 20 | 44 | 1 | FALSE | 1 | FALSE |  | 1.05 | 33.8639 | 101.5916 | 5499 | Floor finish (underlay), textile (recycled) |  | 20 | B4B5 | 25.4108 | 1.0809e-06 | 0.13103 | 0.11148 | 0.013043 | 2.9901e-05 | 457.5317 | 92.3229 | 0.1073
| Civic Offices | Decorative features and panels: Nominal allowance. (Fittings and Furnishings components (£ spent)) | 1701198 | 8403935 | 4.1.1 | General fittings, furnishings and equipment | Fittings General | Construction | 33.8639 | kg | 20 | 44 | 1 | FALSE | 1 | FALSE |  | 1.05 | 33.8639 | 101.5916 | 5499 | Floor finish (underlay), textile (recycled) |  | 20 | D2 | 0 | 0 | 0 | 0 | 0 | 0 | 0 | 0 | 0
| Civic Offices | Decorative features and panels: Nominal allowance. (Fittings and Furnishings components (£ spent)) | 1701198 | 8403935 | 4.1.1 | General fittings, furnishings and equipment | Fittings General | Construction | 33.8639 | kg | 20 | 44 | 1 | FALSE | 1 | FALSE |  | 1.05 | 33.8639 | 101.5916 | 5499 | Floor finish (underlay), textile (recycled) |  | 20 | D3 | 0 | 0 | 0 | 0 | 0 | 0 | 0 | 0 | 0
| Civic Offices | Decorative features and panels: Nominal allowance. (Fittings and Furnishings components (£ spent)) | 1701198 | 8403935 | 4.1.1 | General fittings, furnishings and equipment | Fittings General | Construction | 33.8639 | kg | 20 | 44 | 1 | FALSE | 1 | FALSE |  | 1.05 | 33.8639 | 101.5916 | 5499 | Floor finish (underlay), textile (recycled) |  | 20 | D4 | 0 | 0 | 0 | 0 | 0 | 0 | 0 | 0 | 0
| Civic Offices | Decorative features and panels: Nominal allowance. (Fittings and Furnishings components (£ spent)) | 1701198 | 8403935 | 4.1.1 | General fittings, furnishings and equipment | Fittings General | Construction | 33.8639 | kg | 20 | 44 | 1 | FALSE | 1 | FALSE |  | 1.05 | 33.8639 | 101.5916 | 5499 | Floor finish (underlay), textile (recycled) |  | 40 | B4B5 | 25.4108 | 1.0809e-06 | 0.13103 | 0.11148 | 0.013043 | 2.9901e-05 | 457.5317 | 92.3229 | 0.1073
| Civic Offices | Decorative features and panels: Nominal allowance. (Fittings and Furnishings components (£ spent)) | 1701198 | 8403935 | 4.1.1 | General fittings, furnishings and equipment | Fittings General | Construction | 33.8639 | kg | 20 | 44 | 1 | FALSE | 1 | FALSE |  | 1.05 | 33.8639 | 101.5916 | 5499 | Floor finish (underlay), textile (recycled) |  | 40 | D2 | 0 | 0 | 0 | 0 | 0 | 0 | 0 | 0 | 0
| Civic Offices | Decorative features and panels: Nominal allowance. (Fittings and Furnishings components (£ spent)) | 1701198 | 8403935 | 4.1.1 | General fittings, furnishings and equipment | Fittings General | Construction | 33.8639 | kg | 20 | 44 | 1 | FALSE | 1 | FALSE |  | 1.05 | 33.8639 | 101.5916 | 5499 | Floor finish (underlay), textile (recycled) |  | 40 | D3 | 0 | 0 | 0 | 0 | 0 | 0 | 0 | 0 | 0
| Civic Offices | Decorative features and panels: Nominal allowance. (Fittings and Furnishings components (£ spent)) | 1701198 | 8403935 | 4.1.1 | General fittings, furnishings and equipment | Fittings General | Construction | 33.8639 | kg | 20 | 44 | 1 | FALSE | 1 | FALSE |  | 1.05 | 33.8639 | 101.5916 | 5499 | Floor finish (underlay), textile (recycled) |  | 40 | D4 | 0 | 0 | 0 | 0 | 0 | 0 | 0 | 0 | 0
| Civic Offices | Wires nets traps and the like: Bird guards to deep window cills approx 500mm wide (Fittings and Furnishings components (£ spent)) | 1701199 | 8403938 | 4.1.1 | General fittings, furnishings and equipment | Fittings General | Construction | 44.8019 | kg | 20 | 44 | 1 | FALSE | 1 | FALSE |  | 1.1 | 44.8019 | 134.4057 | 5052 | Membrane (breather), polypropylene |  | 0 | A1A3 | 270.7286 | 6.1824e-06 | 1.5247 | 0.43846 | 0.18114 | 0.00031767 | 5894.1316 | 23.3862 | 1.3357
| Civic Offices | Wires nets traps and the like: Bird guards to deep window cills approx 500mm wide (Fittings and Furnishings components (£ spent)) | 1701199 | 8403938 | 4.1.1 | General fittings, furnishings and equipment | Fittings General | Construction | 44.8019 | kg | 20 | 44 | 1 | FALSE | 1 | FALSE |  | 1.1 | 44.8019 | 134.4057 | 5052 | Membrane (breather), polypropylene |  | 0 | A4 | 0.93373 | 1.6777e-07 | 0.0030574 | 0.00082636 | 0.00052158 | 3.2564e-06 | 13.9188 | 2.1253 | 0.0038424
| Civic Offices | Wires nets traps and the like: Bird guards to deep window cills approx 500mm wide (Fittings and Furnishings components (£ spent)) | 1701199 | 8403938 | 4.1.1 | General fittings, furnishings and equipment | Fittings General | Construction | 44.8019 | kg | 20 | 44 | 1 | FALSE | 1 | FALSE |  | 1.1 | 44.8019 | 134.4057 | 5052 | Membrane (breather), polypropylene |  | 0 | A5 | 0.11808 | 3.7557e-09 | 0.00010873 | 0.0099064 | 3.6076e-05 | 2.0984e-08 | 0.34369 | 0.71683 | 0
| Civic Offices | Wires nets traps and the like: Bird guards to deep window cills approx 500mm wide (Fittings and Furnishings components (£ spent)) | 1701199 | 8403938 | 4.1.1 | General fittings, furnishings and equipment | Fittings General | Construction | 44.8019 | kg | 20 | 44 | 1 | FALSE | 1 | FALSE |  | 1.1 | 44.8019 | 134.4057 | 5052 | Membrane (breather), polypropylene |  | 0 | D2 | 0 | 0 | 0 | 0 | 0 | 0 | 0 | 0 | 0
| Civic Offices | Wires nets traps and the like: Bird guards to deep window cills approx 500mm wide (Fittings and Furnishings components (£ spent)) | 1701199 | 8403938 | 4.1.1 | General fittings, furnishings and equipment | Fittings General | Construction | 44.8019 | kg | 20 | 44 | 1 | FALSE | 1 | FALSE |  | 1.1 | 44.8019 | 134.4057 | 5052 | Membrane (breather), polypropylene |  | 0 | D3 | 0 | 0 | 0 | 0 | 0 | 0 | 0 | 0 | 0
| Civic Offices | Wires nets traps and the like: Bird guards to deep window cills approx 500mm wide (Fittings and Furnishings components (£ spent)) | 1701199 | 8403938 | 4.1.1 | General fittings, furnishings and equipment | Fittings General | Construction | 44.8019 | kg | 20 | 44 | 1 | FALSE | 1 | FALSE |  | 1.1 | 44.8019 | 134.4057 | 5052 | Membrane (breather), polypropylene |  | 0 | D4 | 0 | 0 | 0 | 0 | 0 | 0 | 0 | 0 | 0
| Civic Offices | Wires nets traps and the like: Bird guards to deep window cills approx 500mm wide (Fittings and Furnishings components (£ spent)) | 1701199 | 8403938 | 4.1.1 | General fittings, furnishings and equipment | Fittings General | Construction | 44.8019 | kg | 20 | 44 | 1 | FALSE | 1 | FALSE |  | 1.1 | 44.8019 | 134.4057 | 5052 | Membrane (breather), polypropylene |  | 60 | C2 | 0 | 0 | 0 | 0 | 0 | 0 | 0 | 0 | 0
| Civic Offices | Wires nets traps and the like: Bird guards to deep window cills approx 500mm wide (Fittings and Furnishings components (£ spent)) | 1701199 | 8403938 | 4.1.1 | General fittings, furnishings and equipment | Fittings General | Construction | 44.8019 | kg | 20 | 44 | 1 | FALSE | 1 | FALSE |  | 1.1 | 44.8019 | 134.4057 | 5052 | Membrane (breather), polypropylene |  | 60 | C4 | 1.1808 | 3.7557e-08 | 0.0010873 | 0.099064 | 0.00036076 | 2.0984e-07 | 3.4369 | 7.1683 | 0.033242
| Civic Offices | Wires nets traps and the like: Bird guards to deep window cills approx 500mm wide (Fittings and Furnishings components (£ spent)) | 1701199 | 8403938 | 4.1.1 | General fittings, furnishings and equipment | Fittings General | Construction | 44.8019 | kg | 20 | 44 | 1 | FALSE | 1 | FALSE |  | 1.1 | 44.8019 | 134.4057 | 5052 | Membrane (breather), polypropylene |  | 60 | D2 | 0 | 0 | 0 | 0 | 0 | 0 | 0 | 0 | 0
| Civic Offices | Wires nets traps and the like: Bird guards to deep window cills approx 500mm wide (Fittings and Furnishings components (£ spent)) | 1701199 | 8403938 | 4.1.1 | General fittings, furnishings and equipment | Fittings General | Construction | 44.8019 | kg | 20 | 44 | 1 | FALSE | 1 | FALSE |  | 1.1 | 44.8019 | 134.4057 | 5052 | Membrane (breather), polypropylene |  | 60 | D3 | 0 | 0 | 0 | 0 | 0 | 0 | 0 | 0 | 0
| Civic Offices | Wires nets traps and the like: Bird guards to deep window cills approx 500mm wide (Fittings and Furnishings components (£ spent)) | 1701199 | 8403938 | 4.1.1 | General fittings, furnishings and equipment | Fittings General | Construction | 44.8019 | kg | 20 | 44 | 1 | FALSE | 1 | FALSE |  | 1.1 | 44.8019 | 134.4057 | 5052 | Membrane (breather), polypropylene |  | 60 | D4 | 0 | 0 | 0 | 0 | 0 | 0 | 0 | 0 | 0
| Civic Offices | Wires nets traps and the like: Bird guards to deep window cills approx 500mm wide (Fittings and Furnishings components (£ spent)) | 1701199 | 8403938 | 4.1.1 | General fittings, furnishings and equipment | Fittings General | Construction | 44.8019 | kg | 20 | 44 | 1 | FALSE | 1 | FALSE |  | 1.1 | 44.8019 | 134.4057 | 5052 | Membrane (breather), polypropylene |  | 20 | B4B5 | 272.9612 | 6.3915e-06 | 1.529 | 0.54826 | 0.18206 | 0.00032116 | 5911.8309 | 33.3966 | 1.3395
| Civic Offices | Wires nets traps and the like: Bird guards to deep window cills approx 500mm wide (Fittings and Furnishings components (£ spent)) | 1701199 | 8403938 | 4.1.1 | General fittings, furnishings and equipment | Fittings General | Construction | 44.8019 | kg | 20 | 44 | 1 | FALSE | 1 | FALSE |  | 1.1 | 44.8019 | 134.4057 | 5052 | Membrane (breather), polypropylene |  | 20 | D2 | 0 | 0 | 0 | 0 | 0 | 0 | 0 | 0 | 0
| Civic Offices | Wires nets traps and the like: Bird guards to deep window cills approx 500mm wide (Fittings and Furnishings components (£ spent)) | 1701199 | 8403938 | 4.1.1 | General fittings, furnishings and equipment | Fittings General | Construction | 44.8019 | kg | 20 | 44 | 1 | FALSE | 1 | FALSE |  | 1.1 | 44.8019 | 134.4057 | 5052 | Membrane (breather), polypropylene |  | 20 | D3 | 0 | 0 | 0 | 0 | 0 | 0 | 0 | 0 | 0
| Civic Offices | Wires nets traps and the like: Bird guards to deep window cills approx 500mm wide (Fittings and Furnishings components (£ spent)) | 1701199 | 8403938 | 4.1.1 | General fittings, furnishings and equipment | Fittings General | Construction | 44.8019 | kg | 20 | 44 | 1 | FALSE | 1 | FALSE |  | 1.1 | 44.8019 | 134.4057 | 5052 | Membrane (breather), polypropylene |  | 20 | D4 | 0 | 0 | 0 | 0 | 0 | 0 | 0 | 0 | 0
| Civic Offices | Wires nets traps and the like: Bird guards to deep window cills approx 500mm wide (Fittings and Furnishings components (£ spent)) | 1701199 | 8403938 | 4.1.1 | General fittings, furnishings and equipment | Fittings General | Construction | 44.8019 | kg | 20 | 44 | 1 | FALSE | 1 | FALSE |  | 1.1 | 44.8019 | 134.4057 | 5052 | Membrane (breather), polypropylene |  | 40 | B4B5 | 272.9612 | 6.3915e-06 | 1.529 | 0.54826 | 0.18206 | 0.00032116 | 5911.8309 | 33.3966 | 1.3395
| Civic Offices | Wires nets traps and the like: Bird guards to deep window cills approx 500mm wide (Fittings and Furnishings components (£ spent)) | 1701199 | 8403938 | 4.1.1 | General fittings, furnishings and equipment | Fittings General | Construction | 44.8019 | kg | 20 | 44 | 1 | FALSE | 1 | FALSE |  | 1.1 | 44.8019 | 134.4057 | 5052 | Membrane (breather), polypropylene |  | 40 | D2 | 0 | 0 | 0 | 0 | 0 | 0 | 0 | 0 | 0
| Civic Offices | Wires nets traps and the like: Bird guards to deep window cills approx 500mm wide (Fittings and Furnishings components (£ spent)) | 1701199 | 8403938 | 4.1.1 | General fittings, furnishings and equipment | Fittings General | Construction | 44.8019 | kg | 20 | 44 | 1 | FALSE | 1 | FALSE |  | 1.1 | 44.8019 | 134.4057 | 5052 | Membrane (breather), polypropylene |  | 40 | D3 | 0 | 0 | 0 | 0 | 0 | 0 | 0 | 0 | 0
| Civic Offices | Wires nets traps and the like: Bird guards to deep window cills approx 500mm wide (Fittings and Furnishings components (£ spent)) | 1701199 | 8403938 | 4.1.1 | General fittings, furnishings and equipment | Fittings General | Construction | 44.8019 | kg | 20 | 44 | 1 | FALSE | 1 | FALSE |  | 1.1 | 44.8019 | 134.4057 | 5052 | Membrane (breather), polypropylene |  | 40 | D4 | 0 | 0 | 0 | 0 | 0 | 0 | 0 | 0 | 0
| Civic Offices | Wires nets traps and the like: Bird guards to deep window cills approx 500mm wide (Fittings and Furnishings components (£ spent)) | 1701199 | 8403939 | 4.1.1 | General fittings, furnishings and equipment | Fittings General | Construction | 89.6038 | kg | 20 | 44 | 1 | FALSE | 1 | FALSE |  | 1.05 | 89.6038 | 268.8114 | 5443 | Cladding sheet (profiled, double skin), stainless steel |  | 0 | A1A3 | 448.6065 | 2.2609e-05 | 2.7264 | 0.8029 | 0.31693 | 0.014082 | 5836.0171 | 554.0131 | 13.7459
| Civic Offices | Wires nets traps and the like: Bird guards to deep window cills approx 500mm wide (Fittings and Furnishings components (£ spent)) | 1701199 | 8403939 | 4.1.1 | General fittings, furnishings and equipment | Fittings General | Construction | 89.6038 | kg | 20 | 44 | 1 | FALSE | 1 | FALSE |  | 1.05 | 89.6038 | 268.8114 | 5443 | Cladding sheet (profiled, double skin), stainless steel |  | 0 | A4 | 3.9051 | 5.4037e-07 | 0.018567 | 0.0034477 | 0.0024511 | 8.6965e-06 | 57.1364 | 16.5931 | 0.015871
| Civic Offices | Wires nets traps and the like: Bird guards to deep window cills approx 500mm wide (Fittings and Furnishings components (£ spent)) | 1701199 | 8403939 | 4.1.1 | General fittings, furnishings and equipment | Fittings General | Construction | 89.6038 | kg | 20 | 44 | 1 | FALSE | 1 | FALSE |  | 1.05 | 89.6038 | 268.8114 | 5443 | Cladding sheet (profiled, double skin), stainless steel |  | 0 | A5 | 0.0023288 | 6.0981e-10 | 1.6285e-05 | 5.3512e-06 | 2.7023e-06 | 3.2851e-09 | 0.057092 | 0.67203 | 0
| Civic Offices | Wires nets traps and the like: Bird guards to deep window cills approx 500mm wide (Fittings and Furnishings components (£ spent)) | 1701199 | 8403939 | 4.1.1 | General fittings, furnishings and equipment | Fittings General | Construction | 89.6038 | kg | 20 | 44 | 1 | FALSE | 1 | FALSE |  | 1.05 | 89.6038 | 268.8114 | 5443 | Cladding sheet (profiled, double skin), stainless steel |  | 0 | D2 | 0 | 0 | 0 | 0 | 0 | 0 | 0 | 0 | 0
| Civic Offices | Wires nets traps and the like: Bird guards to deep window cills approx 500mm wide (Fittings and Furnishings components (£ spent)) | 1701199 | 8403939 | 4.1.1 | General fittings, furnishings and equipment | Fittings General | Construction | 89.6038 | kg | 20 | 44 | 1 | FALSE | 1 | FALSE |  | 1.05 | 89.6038 | 268.8114 | 5443 | Cladding sheet (profiled, double skin), stainless steel |  | 0 | D3 | 0 | 0 | 0 | 0 | 0 | 0 | 0 | 0 | 0
| Civic Offices | Wires nets traps and the like: Bird guards to deep window cills approx 500mm wide (Fittings and Furnishings components (£ spent)) | 1701199 | 8403939 | 4.1.1 | General fittings, furnishings and equipment | Fittings General | Construction | 89.6038 | kg | 20 | 44 | 1 | FALSE | 1 | FALSE |  | 1.05 | 89.6038 | 268.8114 | 5443 | Cladding sheet (profiled, double skin), stainless steel |  | 0 | D4 | 0 | 0 | 0 | 0 | 0 | 0 | 0 | 0 | 0
| Civic Offices | Wires nets traps and the like: Bird guards to deep window cills approx 500mm wide (Fittings and Furnishings components (£ spent)) | 1701199 | 8403939 | 4.1.1 | General fittings, furnishings and equipment | Fittings General | Construction | 89.6038 | kg | 20 | 44 | 1 | FALSE | 1 | FALSE |  | 1.05 | 89.6038 | 268.8114 | 5443 | Cladding sheet (profiled, double skin), stainless steel |  | 60 | C2 | 0 | 0 | 0 | 0 | 0 | 0 | 0 | 0 | 0
| Civic Offices | Wires nets traps and the like: Bird guards to deep window cills approx 500mm wide (Fittings and Furnishings components (£ spent)) | 1701199 | 8403939 | 4.1.1 | General fittings, furnishings and equipment | Fittings General | Construction | 89.6038 | kg | 20 | 44 | 1 | FALSE | 1 | FALSE |  | 1.05 | 89.6038 | 268.8114 | 5443 | Cladding sheet (profiled, double skin), stainless steel |  | 60 | C4 | 0.046576 | 1.2196e-08 | 0.0003257 | 0.00010702 | 5.4047e-05 | 6.5703e-08 | 1.1418 | 13.4406 | 0.0023358
| Civic Offices | Wires nets traps and the like: Bird guards to deep window cills approx 500mm wide (Fittings and Furnishings components (£ spent)) | 1701199 | 8403939 | 4.1.1 | General fittings, furnishings and equipment | Fittings General | Construction | 89.6038 | kg | 20 | 44 | 1 | FALSE | 1 | FALSE |  | 1.05 | 89.6038 | 268.8114 | 5443 | Cladding sheet (profiled, double skin), stainless steel |  | 60 | D2 | 0 | 0 | 0 | 0 | 0 | 0 | 0 | 0 | 0
| Civic Offices | Wires nets traps and the like: Bird guards to deep window cills approx 500mm wide (Fittings and Furnishings components (£ spent)) | 1701199 | 8403939 | 4.1.1 | General fittings, furnishings and equipment | Fittings General | Construction | 89.6038 | kg | 20 | 44 | 1 | FALSE | 1 | FALSE |  | 1.05 | 89.6038 | 268.8114 | 5443 | Cladding sheet (profiled, double skin), stainless steel |  | 60 | D3 | 0 | 0 | 0 | 0 | 0 | 0 | 0 | 0 | 0
| Civic Offices | Wires nets traps and the like: Bird guards to deep window cills approx 500mm wide (Fittings and Furnishings components (£ spent)) | 1701199 | 8403939 | 4.1.1 | General fittings, furnishings and equipment | Fittings General | Construction | 89.6038 | kg | 20 | 44 | 1 | FALSE | 1 | FALSE |  | 1.05 | 89.6038 | 268.8114 | 5443 | Cladding sheet (profiled, double skin), stainless steel |  | 60 | D4 | 0 | 0 | 0 | 0 | 0 | 0 | 0 | 0 | 0
| Civic Offices | Wires nets traps and the like: Bird guards to deep window cills approx 500mm wide (Fittings and Furnishings components (£ spent)) | 1701199 | 8403939 | 4.1.1 | General fittings, furnishings and equipment | Fittings General | Construction | 89.6038 | kg | 20 | 44 | 1 | FALSE | 1 | FALSE |  | 1.05 | 89.6038 | 268.8114 | 5443 | Cladding sheet (profiled, double skin), stainless steel |  | 20 | B4B5 | 452.5604 | 2.3162e-05 | 2.7453 | 0.80646 | 0.31944 | 0.014091 | 5894.3524 | 584.7189 | 13.7617
| Civic Offices | Wires nets traps and the like: Bird guards to deep window cills approx 500mm wide (Fittings and Furnishings components (£ spent)) | 1701199 | 8403939 | 4.1.1 | General fittings, furnishings and equipment | Fittings General | Construction | 89.6038 | kg | 20 | 44 | 1 | FALSE | 1 | FALSE |  | 1.05 | 89.6038 | 268.8114 | 5443 | Cladding sheet (profiled, double skin), stainless steel |  | 20 | D2 | 0 | 0 | 0 | 0 | 0 | 0 | 0 | 0 | 0
| Civic Offices | Wires nets traps and the like: Bird guards to deep window cills approx 500mm wide (Fittings and Furnishings components (£ spent)) | 1701199 | 8403939 | 4.1.1 | General fittings, furnishings and equipment | Fittings General | Construction | 89.6038 | kg | 20 | 44 | 1 | FALSE | 1 | FALSE |  | 1.05 | 89.6038 | 268.8114 | 5443 | Cladding sheet (profiled, double skin), stainless steel |  | 20 | D3 | 0 | 0 | 0 | 0 | 0 | 0 | 0 | 0 | 0
| Civic Offices | Wires nets traps and the like: Bird guards to deep window cills approx 500mm wide (Fittings and Furnishings components (£ spent)) | 1701199 | 8403939 | 4.1.1 | General fittings, furnishings and equipment | Fittings General | Construction | 89.6038 | kg | 20 | 44 | 1 | FALSE | 1 | FALSE |  | 1.05 | 89.6038 | 268.8114 | 5443 | Cladding sheet (profiled, double skin), stainless steel |  | 20 | D4 | 0 | 0 | 0 | 0 | 0 | 0 | 0 | 0 | 0
| Civic Offices | Wires nets traps and the like: Bird guards to deep window cills approx 500mm wide (Fittings and Furnishings components (£ spent)) | 1701199 | 8403939 | 4.1.1 | General fittings, furnishings and equipment | Fittings General | Construction | 89.6038 | kg | 20 | 44 | 1 | FALSE | 1 | FALSE |  | 1.05 | 89.6038 | 268.8114 | 5443 | Cladding sheet (profiled, double skin), stainless steel |  | 40 | B4B5 | 452.5604 | 2.3162e-05 | 2.7453 | 0.80646 | 0.31944 | 0.014091 | 5894.3524 | 584.7189 | 13.7617
| Civic Offices | Wires nets traps and the like: Bird guards to deep window cills approx 500mm wide (Fittings and Furnishings components (£ spent)) | 1701199 | 8403939 | 4.1.1 | General fittings, furnishings and equipment | Fittings General | Construction | 89.6038 | kg | 20 | 44 | 1 | FALSE | 1 | FALSE |  | 1.05 | 89.6038 | 268.8114 | 5443 | Cladding sheet (profiled, double skin), stainless steel |  | 40 | D2 | 0 | 0 | 0 | 0 | 0 | 0 | 0 | 0 | 0
| Civic Offices | Wires nets traps and the like: Bird guards to deep window cills approx 500mm wide (Fittings and Furnishings components (£ spent)) | 1701199 | 8403939 | 4.1.1 | General fittings, furnishings and equipment | Fittings General | Construction | 89.6038 | kg | 20 | 44 | 1 | FALSE | 1 | FALSE |  | 1.05 | 89.6038 | 268.8114 | 5443 | Cladding sheet (profiled, double skin), stainless steel |  | 40 | D3 | 0 | 0 | 0 | 0 | 0 | 0 | 0 | 0 | 0
| Civic Offices | Wires nets traps and the like: Bird guards to deep window cills approx 500mm wide (Fittings and Furnishings components (£ spent)) | 1701199 | 8403939 | 4.1.1 | General fittings, furnishings and equipment | Fittings General | Construction | 89.6038 | kg | 20 | 44 | 1 | FALSE | 1 | FALSE |  | 1.05 | 89.6038 | 268.8114 | 5443 | Cladding sheet (profiled, double skin), stainless steel |  | 40 | D4 | 0 | 0 | 0 | 0 | 0 | 0 | 0 | 0 | 0
| Civic Offices | Wires nets traps and the like: Bird guards to deep window cills approx 500mm wide (Fittings and Furnishings components (£ spent)) | 1701199 | 8403940 | 4.1.1 | General fittings, furnishings and equipment | Fittings General | Construction | 22.4009 | kg | 20 | 44 | 1 | FALSE | 1 | FALSE |  | 1.05 | 22.4009 | 67.2028 | 5008 | General sheet, aluminium |  | 0 | A1A3 | 436.2037 | 1.4011e-05 | 2.9903 | 0.66837 | 0.22716 | 0.00037781 | 5418.5755 | 93.5032 | 2.8733
| Civic Offices | Wires nets traps and the like: Bird guards to deep window cills approx 500mm wide (Fittings and Furnishings components (£ spent)) | 1701199 | 8403940 | 4.1.1 | General fittings, furnishings and equipment | Fittings General | Construction | 22.4009 | kg | 20 | 44 | 1 | FALSE | 1 | FALSE |  | 1.05 | 22.4009 | 67.2028 | 5008 | General sheet, aluminium |  | 0 | A4 | 1.1591 | 1.2856e-07 | 0.006005 | 0.00097452 | 0.00074054 | 1.6108e-06 | 16.7364 | 4.5496 | 0.0045724
| Civic Offices | Wires nets traps and the like: Bird guards to deep window cills approx 500mm wide (Fittings and Furnishings components (£ spent)) | 1701199 | 8403940 | 4.1.1 | General fittings, furnishings and equipment | Fittings General | Construction | 22.4009 | kg | 20 | 44 | 1 | FALSE | 1 | FALSE |  | 1.05 | 22.4009 | 67.2028 | 5008 | General sheet, aluminium |  | 0 | A5 | 0.0005822 | 1.5245e-10 | 4.0713e-06 | 1.3378e-06 | 6.7558e-07 | 8.2128e-10 | 0.014273 | 0.16801 | 0
| Civic Offices | Wires nets traps and the like: Bird guards to deep window cills approx 500mm wide (Fittings and Furnishings components (£ spent)) | 1701199 | 8403940 | 4.1.1 | General fittings, furnishings and equipment | Fittings General | Construction | 22.4009 | kg | 20 | 44 | 1 | FALSE | 1 | FALSE |  | 1.05 | 22.4009 | 67.2028 | 5008 | General sheet, aluminium |  | 0 | D2 | 0 | 0 | 0 | 0 | 0 | 0 | 0 | 0 | 0
| Civic Offices | Wires nets traps and the like: Bird guards to deep window cills approx 500mm wide (Fittings and Furnishings components (£ spent)) | 1701199 | 8403940 | 4.1.1 | General fittings, furnishings and equipment | Fittings General | Construction | 22.4009 | kg | 20 | 44 | 1 | FALSE | 1 | FALSE |  | 1.05 | 22.4009 | 67.2028 | 5008 | General sheet, aluminium |  | 0 | D3 | 0 | 0 | 0 | 0 | 0 | 0 | 0 | 0 | 0
| Civic Offices | Wires nets traps and the like: Bird guards to deep window cills approx 500mm wide (Fittings and Furnishings components (£ spent)) | 1701199 | 8403940 | 4.1.1 | General fittings, furnishings and equipment | Fittings General | Construction | 22.4009 | kg | 20 | 44 | 1 | FALSE | 1 | FALSE |  | 1.05 | 22.4009 | 67.2028 | 5008 | General sheet, aluminium |  | 0 | D4 | 0 | 0 | 0 | 0 | 0 | 0 | 0 | 0 | 0
| Civic Offices | Wires nets traps and the like: Bird guards to deep window cills approx 500mm wide (Fittings and Furnishings components (£ spent)) | 1701199 | 8403940 | 4.1.1 | General fittings, furnishings and equipment | Fittings General | Construction | 22.4009 | kg | 20 | 44 | 1 | FALSE | 1 | FALSE |  | 1.05 | 22.4009 | 67.2028 | 5008 | General sheet, aluminium |  | 60 | C2 | 0 | 0 | 0 | 0 | 0 | 0 | 0 | 0 | 0
| Civic Offices | Wires nets traps and the like: Bird guards to deep window cills approx 500mm wide (Fittings and Furnishings components (£ spent)) | 1701199 | 8403940 | 4.1.1 | General fittings, furnishings and equipment | Fittings General | Construction | 22.4009 | kg | 20 | 44 | 1 | FALSE | 1 | FALSE |  | 1.05 | 22.4009 | 67.2028 | 5008 | General sheet, aluminium |  | 60 | C4 | 0.011644 | 3.049e-09 | 8.1425e-05 | 2.6756e-05 | 1.3512e-05 | 1.6426e-08 | 0.28546 | 3.3601 | 0.00058395
| Civic Offices | Wires nets traps and the like: Bird guards to deep window cills approx 500mm wide (Fittings and Furnishings components (£ spent)) | 1701199 | 8403940 | 4.1.1 | General fittings, furnishings and equipment | Fittings General | Construction | 22.4009 | kg | 20 | 44 | 1 | FALSE | 1 | FALSE |  | 1.05 | 22.4009 | 67.2028 | 5008 | General sheet, aluminium |  | 60 | D2 | 0 | 0 | 0 | 0 | 0 | 0 | 0 | 0 | 0
| Civic Offices | Wires nets traps and the like: Bird guards to deep window cills approx 500mm wide (Fittings and Furnishings components (£ spent)) | 1701199 | 8403940 | 4.1.1 | General fittings, furnishings and equipment | Fittings General | Construction | 22.4009 | kg | 20 | 44 | 1 | FALSE | 1 | FALSE |  | 1.05 | 22.4009 | 67.2028 | 5008 | General sheet, aluminium |  | 60 | D3 | 0 | 0 | 0 | 0 | 0 | 0 | 0 | 0 | 0
| Civic Offices | Wires nets traps and the like: Bird guards to deep window cills approx 500mm wide (Fittings and Furnishings components (£ spent)) | 1701199 | 8403940 | 4.1.1 | General fittings, furnishings and equipment | Fittings General | Construction | 22.4009 | kg | 20 | 44 | 1 | FALSE | 1 | FALSE |  | 1.05 | 22.4009 | 67.2028 | 5008 | General sheet, aluminium |  | 60 | D4 | 0 | 0 | 0 | 0 | 0 | 0 | 0 | 0 | 0
| Civic Offices | Wires nets traps and the like: Bird guards to deep window cills approx 500mm wide (Fittings and Furnishings components (£ spent)) | 1701199 | 8403940 | 4.1.1 | General fittings, furnishings and equipment | Fittings General | Construction | 22.4009 | kg | 20 | 44 | 1 | FALSE | 1 | FALSE |  | 1.05 | 22.4009 | 67.2028 | 5008 | General sheet, aluminium |  | 20 | B4B5 | 437.375 | 1.4143e-05 | 2.9963 | 0.66937 | 0.22791 | 0.00037944 | 5435.6116 | 101.5809 | 2.8779
| Civic Offices | Wires nets traps and the like: Bird guards to deep window cills approx 500mm wide (Fittings and Furnishings components (£ spent)) | 1701199 | 8403940 | 4.1.1 | General fittings, furnishings and equipment | Fittings General | Construction | 22.4009 | kg | 20 | 44 | 1 | FALSE | 1 | FALSE |  | 1.05 | 22.4009 | 67.2028 | 5008 | General sheet, aluminium |  | 20 | D2 | 0 | 0 | 0 | 0 | 0 | 0 | 0 | 0 | 0
| Civic Offices | Wires nets traps and the like: Bird guards to deep window cills approx 500mm wide (Fittings and Furnishings components (£ spent)) | 1701199 | 8403940 | 4.1.1 | General fittings, furnishings and equipment | Fittings General | Construction | 22.4009 | kg | 20 | 44 | 1 | FALSE | 1 | FALSE |  | 1.05 | 22.4009 | 67.2028 | 5008 | General sheet, aluminium |  | 20 | D3 | 0 | 0 | 0 | 0 | 0 | 0 | 0 | 0 | 0
| Civic Offices | Wires nets traps and the like: Bird guards to deep window cills approx 500mm wide (Fittings and Furnishings components (£ spent)) | 1701199 | 8403940 | 4.1.1 | General fittings, furnishings and equipment | Fittings General | Construction | 22.4009 | kg | 20 | 44 | 1 | FALSE | 1 | FALSE |  | 1.05 | 22.4009 | 67.2028 | 5008 | General sheet, aluminium |  | 20 | D4 | 0 | 0 | 0 | 0 | 0 | 0 | 0 | 0 | 0
| Civic Offices | Wires nets traps and the like: Bird guards to deep window cills approx 500mm wide (Fittings and Furnishings components (£ spent)) | 1701199 | 8403940 | 4.1.1 | General fittings, furnishings and equipment | Fittings General | Construction | 22.4009 | kg | 20 | 44 | 1 | FALSE | 1 | FALSE |  | 1.05 | 22.4009 | 67.2028 | 5008 | General sheet, aluminium |  | 40 | B4B5 | 437.375 | 1.4143e-05 | 2.9963 | 0.66937 | 0.22791 | 0.00037944 | 5435.6116 | 101.5809 | 2.8779
| Civic Offices | Wires nets traps and the like: Bird guards to deep window cills approx 500mm wide (Fittings and Furnishings components (£ spent)) | 1701199 | 8403940 | 4.1.1 | General fittings, furnishings and equipment | Fittings General | Construction | 22.4009 | kg | 20 | 44 | 1 | FALSE | 1 | FALSE |  | 1.05 | 22.4009 | 67.2028 | 5008 | General sheet, aluminium |  | 40 | D2 | 0 | 0 | 0 | 0 | 0 | 0 | 0 | 0 | 0
| Civic Offices | Wires nets traps and the like: Bird guards to deep window cills approx 500mm wide (Fittings and Furnishings components (£ spent)) | 1701199 | 8403940 | 4.1.1 | General fittings, furnishings and equipment | Fittings General | Construction | 22.4009 | kg | 20 | 44 | 1 | FALSE | 1 | FALSE |  | 1.05 | 22.4009 | 67.2028 | 5008 | General sheet, aluminium |  | 40 | D3 | 0 | 0 | 0 | 0 | 0 | 0 | 0 | 0 | 0
| Civic Offices | Wires nets traps and the like: Bird guards to deep window cills approx 500mm wide (Fittings and Furnishings components (£ spent)) | 1701199 | 8403940 | 4.1.1 | General fittings, furnishings and equipment | Fittings General | Construction | 22.4009 | kg | 20 | 44 | 1 | FALSE | 1 | FALSE |  | 1.05 | 22.4009 | 67.2028 | 5008 | General sheet, aluminium |  | 40 | D4 | 0 | 0 | 0 | 0 | 0 | 0 | 0 | 0 | 0
| Civic Offices | Wires nets traps and the like: Bird guards to deep window cills approx 500mm wide (Fittings and Furnishings components (£ spent)) | 1701199 | 8403941 | 4.1.1 | General fittings, furnishings and equipment | Fittings General | Construction | 22.4009 | kg | 20 | 44 | 1 | FALSE | 1 | FALSE |  | 1.03 | 22.4009 | 67.2028 | 5113 | Cladding sheet (plain), copper |  | 0 | A1A3 | 158.8572 | 0.00013202 | 8.0792 | 5.3931 | 0.44659 | 0.036757 | 2410.3787 | 470.5332 | 5.0779
| Civic Offices | Wires nets traps and the like: Bird guards to deep window cills approx 500mm wide (Fittings and Furnishings components (£ spent)) | 1701199 | 8403941 | 4.1.1 | General fittings, furnishings and equipment | Fittings General | Construction | 22.4009 | kg | 20 | 44 | 1 | FALSE | 1 | FALSE |  | 1.03 | 22.4009 | 67.2028 | 5113 | Cladding sheet (plain), copper |  | 0 | A4 | 0.45206 | 8.1224e-08 | 0.0014802 | 0.00040007 | 0.00025252 | 1.5765e-06 | 6.7387 | 1.0289 | 0.0018603
| Civic Offices | Wires nets traps and the like: Bird guards to deep window cills approx 500mm wide (Fittings and Furnishings components (£ spent)) | 1701199 | 8403941 | 4.1.1 | General fittings, furnishings and equipment | Fittings General | Construction | 22.4009 | kg | 20 | 44 | 1 | FALSE | 1 | FALSE |  | 1.03 | 22.4009 | 67.2028 | 5113 | Cladding sheet (plain), copper |  | 0 | A5 | 0.00034932 | 9.1471e-11 | 2.4428e-06 | 8.0268e-07 | 4.0535e-07 | 4.9277e-10 | 0.0085637 | 0.1008 | 0
| Civic Offices | Wires nets traps and the like: Bird guards to deep window cills approx 500mm wide (Fittings and Furnishings components (£ spent)) | 1701199 | 8403941 | 4.1.1 | General fittings, furnishings and equipment | Fittings General | Construction | 22.4009 | kg | 20 | 44 | 1 | FALSE | 1 | FALSE |  | 1.03 | 22.4009 | 67.2028 | 5113 | Cladding sheet (plain), copper |  | 0 | D2 | 0 | 0 | 0 | 0 | 0 | 0 | 0 | 0 | 0
| Civic Offices | Wires nets traps and the like: Bird guards to deep window cills approx 500mm wide (Fittings and Furnishings components (£ spent)) | 1701199 | 8403941 | 4.1.1 | General fittings, furnishings and equipment | Fittings General | Construction | 22.4009 | kg | 20 | 44 | 1 | FALSE | 1 | FALSE |  | 1.03 | 22.4009 | 67.2028 | 5113 | Cladding sheet (plain), copper |  | 0 | D3 | 0 | 0 | 0 | 0 | 0 | 0 | 0 | 0 | 0
| Civic Offices | Wires nets traps and the like: Bird guards to deep window cills approx 500mm wide (Fittings and Furnishings components (£ spent)) | 1701199 | 8403941 | 4.1.1 | General fittings, furnishings and equipment | Fittings General | Construction | 22.4009 | kg | 20 | 44 | 1 | FALSE | 1 | FALSE |  | 1.03 | 22.4009 | 67.2028 | 5113 | Cladding sheet (plain), copper |  | 0 | D4 | 0 | 0 | 0 | 0 | 0 | 0 | 0 | 0 | 0
| Civic Offices | Wires nets traps and the like: Bird guards to deep window cills approx 500mm wide (Fittings and Furnishings components (£ spent)) | 1701199 | 8403941 | 4.1.1 | General fittings, furnishings and equipment | Fittings General | Construction | 22.4009 | kg | 20 | 44 | 1 | FALSE | 1 | FALSE |  | 1.03 | 22.4009 | 67.2028 | 5113 | Cladding sheet (plain), copper |  | 60 | C2 | 0 | 0 | 0 | 0 | 0 | 0 | 0 | 0 | 0
| Civic Offices | Wires nets traps and the like: Bird guards to deep window cills approx 500mm wide (Fittings and Furnishings components (£ spent)) | 1701199 | 8403941 | 4.1.1 | General fittings, furnishings and equipment | Fittings General | Construction | 22.4009 | kg | 20 | 44 | 1 | FALSE | 1 | FALSE |  | 1.03 | 22.4009 | 67.2028 | 5113 | Cladding sheet (plain), copper |  | 60 | C4 | 0.011644 | 3.049e-09 | 8.1425e-05 | 2.6756e-05 | 1.3512e-05 | 1.6426e-08 | 0.28546 | 3.3601 | 0.00058395
| Civic Offices | Wires nets traps and the like: Bird guards to deep window cills approx 500mm wide (Fittings and Furnishings components (£ spent)) | 1701199 | 8403941 | 4.1.1 | General fittings, furnishings and equipment | Fittings General | Construction | 22.4009 | kg | 20 | 44 | 1 | FALSE | 1 | FALSE |  | 1.03 | 22.4009 | 67.2028 | 5113 | Cladding sheet (plain), copper |  | 60 | D2 | 0 | 0 | 0 | 0 | 0 | 0 | 0 | 0 | 0
| Civic Offices | Wires nets traps and the like: Bird guards to deep window cills approx 500mm wide (Fittings and Furnishings components (£ spent)) | 1701199 | 8403941 | 4.1.1 | General fittings, furnishings and equipment | Fittings General | Construction | 22.4009 | kg | 20 | 44 | 1 | FALSE | 1 | FALSE |  | 1.03 | 22.4009 | 67.2028 | 5113 | Cladding sheet (plain), copper |  | 60 | D3 | 0 | 0 | 0 | 0 | 0 | 0 | 0 | 0 | 0
| Civic Offices | Wires nets traps and the like: Bird guards to deep window cills approx 500mm wide (Fittings and Furnishings components (£ spent)) | 1701199 | 8403941 | 4.1.1 | General fittings, furnishings and equipment | Fittings General | Construction | 22.4009 | kg | 20 | 44 | 1 | FALSE | 1 | FALSE |  | 1.03 | 22.4009 | 67.2028 | 5113 | Cladding sheet (plain), copper |  | 60 | D4 | 0 | 0 | 0 | 0 | 0 | 0 | 0 | 0 | 0
| Civic Offices | Wires nets traps and the like: Bird guards to deep window cills approx 500mm wide (Fittings and Furnishings components (£ spent)) | 1701199 | 8403941 | 4.1.1 | General fittings, furnishings and equipment | Fittings General | Construction | 22.4009 | kg | 20 | 44 | 1 | FALSE | 1 | FALSE |  | 1.03 | 22.4009 | 67.2028 | 5113 | Cladding sheet (plain), copper |  | 20 | B4B5 | 159.3212 | 0.0001321 | 8.0808 | 5.3936 | 0.44685 | 0.036758 | 2417.4114 | 475.0231 | 5.0797
| Civic Offices | Wires nets traps and the like: Bird guards to deep window cills approx 500mm wide (Fittings and Furnishings components (£ spent)) | 1701199 | 8403941 | 4.1.1 | General fittings, furnishings and equipment | Fittings General | Construction | 22.4009 | kg | 20 | 44 | 1 | FALSE | 1 | FALSE |  | 1.03 | 22.4009 | 67.2028 | 5113 | Cladding sheet (plain), copper |  | 20 | D2 | 0 | 0 | 0 | 0 | 0 | 0 | 0 | 0 | 0
| Civic Offices | Wires nets traps and the like: Bird guards to deep window cills approx 500mm wide (Fittings and Furnishings components (£ spent)) | 1701199 | 8403941 | 4.1.1 | General fittings, furnishings and equipment | Fittings General | Construction | 22.4009 | kg | 20 | 44 | 1 | FALSE | 1 | FALSE |  | 1.03 | 22.4009 | 67.2028 | 5113 | Cladding sheet (plain), copper |  | 20 | D3 | 0 | 0 | 0 | 0 | 0 | 0 | 0 | 0 | 0
| Civic Offices | Wires nets traps and the like: Bird guards to deep window cills approx 500mm wide (Fittings and Furnishings components (£ spent)) | 1701199 | 8403941 | 4.1.1 | General fittings, furnishings and equipment | Fittings General | Construction | 22.4009 | kg | 20 | 44 | 1 | FALSE | 1 | FALSE |  | 1.03 | 22.4009 | 67.2028 | 5113 | Cladding sheet (plain), copper |  | 20 | D4 | 0 | 0 | 0 | 0 | 0 | 0 | 0 | 0 | 0
| Civic Offices | Wires nets traps and the like: Bird guards to deep window cills approx 500mm wide (Fittings and Furnishings components (£ spent)) | 1701199 | 8403941 | 4.1.1 | General fittings, furnishings and equipment | Fittings General | Construction | 22.4009 | kg | 20 | 44 | 1 | FALSE | 1 | FALSE |  | 1.03 | 22.4009 | 67.2028 | 5113 | Cladding sheet (plain), copper |  | 40 | B4B5 | 159.3212 | 0.0001321 | 8.0808 | 5.3936 | 0.44685 | 0.036758 | 2417.4114 | 475.0231 | 5.0797
| Civic Offices | Wires nets traps and the like: Bird guards to deep window cills approx 500mm wide (Fittings and Furnishings components (£ spent)) | 1701199 | 8403941 | 4.1.1 | General fittings, furnishings and equipment | Fittings General | Construction | 22.4009 | kg | 20 | 44 | 1 | FALSE | 1 | FALSE |  | 1.03 | 22.4009 | 67.2028 | 5113 | Cladding sheet (plain), copper |  | 40 | D2 | 0 | 0 | 0 | 0 | 0 | 0 | 0 | 0 | 0
| Civic Offices | Wires nets traps and the like: Bird guards to deep window cills approx 500mm wide (Fittings and Furnishings components (£ spent)) | 1701199 | 8403941 | 4.1.1 | General fittings, furnishings and equipment | Fittings General | Construction | 22.4009 | kg | 20 | 44 | 1 | FALSE | 1 | FALSE |  | 1.03 | 22.4009 | 67.2028 | 5113 | Cladding sheet (plain), copper |  | 40 | D3 | 0 | 0 | 0 | 0 | 0 | 0 | 0 | 0 | 0
| Civic Offices | Wires nets traps and the like: Bird guards to deep window cills approx 500mm wide (Fittings and Furnishings components (£ spent)) | 1701199 | 8403941 | 4.1.1 | General fittings, furnishings and equipment | Fittings General | Construction | 22.4009 | kg | 20 | 44 | 1 | FALSE | 1 | FALSE |  | 1.03 | 22.4009 | 67.2028 | 5113 | Cladding sheet (plain), copper |  | 40 | D4 | 0 | 0 | 0 | 0 | 0 | 0 | 0 | 0 | 0
| Civic Offices | Wires nets traps and the like: Bird guards to deep window cills approx 500mm wide (Fittings and Furnishings components (£ spent)) | 1701199 | 8403942 | 4.1.1 | General fittings, furnishings and equipment | Fittings General | Construction | 17.9208 | kg | 20 | 44 | 1 | FALSE | 1 | FALSE |  | 1.05 | 17.9208 | 53.7623 | 5499 | Floor finish (underlay), textile (recycled) |  | 0 | A1A3 | 12.1321 | 4.7615e-07 | 0.067331 | 0.017864 | 0.0064057 | 1.4396e-05 | 233.875 | 45.0259 | 0.055299
| Civic Offices | Wires nets traps and the like: Bird guards to deep window cills approx 500mm wide (Fittings and Furnishings components (£ spent)) | 1701199 | 8403942 | 4.1.1 | General fittings, furnishings and equipment | Fittings General | Construction | 17.9208 | kg | 20 | 44 | 1 | FALSE | 1 | FALSE |  | 1.05 | 17.9208 | 53.7623 | 5499 | Floor finish (underlay), textile (recycled) |  | 0 | A4 | 0.36057 | 6.4785e-08 | 0.0011806 | 0.0003191 | 0.00020141 | 1.2575e-06 | 5.3748 | 0.8207 | 0.0014838
| Civic Offices | Wires nets traps and the like: Bird guards to deep window cills approx 500mm wide (Fittings and Furnishings components (£ spent)) | 1701199 | 8403942 | 4.1.1 | General fittings, furnishings and equipment | Fittings General | Construction | 17.9208 | kg | 20 | 44 | 1 | FALSE | 1 | FALSE |  | 1.05 | 17.9208 | 53.7623 | 5499 | Floor finish (underlay), textile (recycled) |  | 0 | A5 | 0.045464 | 1.4792e-09 | 3.9462e-05 | 0.0019434 | 1.4052e-05 | 8.1064e-09 | 0.13695 | 0.14337 | 0
| Civic Offices | Wires nets traps and the like: Bird guards to deep window cills approx 500mm wide (Fittings and Furnishings components (£ spent)) | 1701199 | 8403942 | 4.1.1 | General fittings, furnishings and equipment | Fittings General | Construction | 17.9208 | kg | 20 | 44 | 1 | FALSE | 1 | FALSE |  | 1.05 | 17.9208 | 53.7623 | 5499 | Floor finish (underlay), textile (recycled) |  | 0 | D2 | 0 | 0 | 0 | 0 | 0 | 0 | 0 | 0 | 0
| Civic Offices | Wires nets traps and the like: Bird guards to deep window cills approx 500mm wide (Fittings and Furnishings components (£ spent)) | 1701199 | 8403942 | 4.1.1 | General fittings, furnishings and equipment | Fittings General | Construction | 17.9208 | kg | 20 | 44 | 1 | FALSE | 1 | FALSE |  | 1.05 | 17.9208 | 53.7623 | 5499 | Floor finish (underlay), textile (recycled) |  | 0 | D3 | 0 | 0 | 0 | 0 | 0 | 0 | 0 | 0 | 0
| Civic Offices | Wires nets traps and the like: Bird guards to deep window cills approx 500mm wide (Fittings and Furnishings components (£ spent)) | 1701199 | 8403942 | 4.1.1 | General fittings, furnishings and equipment | Fittings General | Construction | 17.9208 | kg | 20 | 44 | 1 | FALSE | 1 | FALSE |  | 1.05 | 17.9208 | 53.7623 | 5499 | Floor finish (underlay), textile (recycled) |  | 0 | D4 | 0 | 0 | 0 | 0 | 0 | 0 | 0 | 0 | 0
| Civic Offices | Wires nets traps and the like: Bird guards to deep window cills approx 500mm wide (Fittings and Furnishings components (£ spent)) | 1701199 | 8403942 | 4.1.1 | General fittings, furnishings and equipment | Fittings General | Construction | 17.9208 | kg | 20 | 44 | 1 | FALSE | 1 | FALSE |  | 1.05 | 17.9208 | 53.7623 | 5499 | Floor finish (underlay), textile (recycled) |  | 60 | C2 | 0 | 0 | 0 | 0 | 0 | 0 | 0 | 0 | 0
| Civic Offices | Wires nets traps and the like: Bird guards to deep window cills approx 500mm wide (Fittings and Furnishings components (£ spent)) | 1701199 | 8403942 | 4.1.1 | General fittings, furnishings and equipment | Fittings General | Construction | 17.9208 | kg | 20 | 44 | 1 | FALSE | 1 | FALSE |  | 1.05 | 17.9208 | 53.7623 | 5499 | Floor finish (underlay), textile (recycled) |  | 60 | C4 | 0.90929 | 2.9585e-08 | 0.00078924 | 0.038869 | 0.00028104 | 1.6213e-07 | 2.739 | 2.8673 | 0.016619
| Civic Offices | Wires nets traps and the like: Bird guards to deep window cills approx 500mm wide (Fittings and Furnishings components (£ spent)) | 1701199 | 8403942 | 4.1.1 | General fittings, furnishings and equipment | Fittings General | Construction | 17.9208 | kg | 20 | 44 | 1 | FALSE | 1 | FALSE |  | 1.05 | 17.9208 | 53.7623 | 5499 | Floor finish (underlay), textile (recycled) |  | 60 | D2 | 0 | 0 | 0 | 0 | 0 | 0 | 0 | 0 | 0
| Civic Offices | Wires nets traps and the like: Bird guards to deep window cills approx 500mm wide (Fittings and Furnishings components (£ spent)) | 1701199 | 8403942 | 4.1.1 | General fittings, furnishings and equipment | Fittings General | Construction | 17.9208 | kg | 20 | 44 | 1 | FALSE | 1 | FALSE |  | 1.05 | 17.9208 | 53.7623 | 5499 | Floor finish (underlay), textile (recycled) |  | 60 | D3 | 0 | 0 | 0 | 0 | 0 | 0 | 0 | 0 | 0
| Civic Offices | Wires nets traps and the like: Bird guards to deep window cills approx 500mm wide (Fittings and Furnishings components (£ spent)) | 1701199 | 8403942 | 4.1.1 | General fittings, furnishings and equipment | Fittings General | Construction | 17.9208 | kg | 20 | 44 | 1 | FALSE | 1 | FALSE |  | 1.05 | 17.9208 | 53.7623 | 5499 | Floor finish (underlay), textile (recycled) |  | 60 | D4 | 0 | 0 | 0 | 0 | 0 | 0 | 0 | 0 | 0
| Civic Offices | Wires nets traps and the like: Bird guards to deep window cills approx 500mm wide (Fittings and Furnishings components (£ spent)) | 1701199 | 8403942 | 4.1.1 | General fittings, furnishings and equipment | Fittings General | Construction | 17.9208 | kg | 20 | 44 | 1 | FALSE | 1 | FALSE |  | 1.05 | 17.9208 | 53.7623 | 5499 | Floor finish (underlay), textile (recycled) |  | 20 | B4B5 | 13.4474 | 5.72e-07 | 0.069341 | 0.058995 | 0.0069022 | 1.5823e-05 | 242.1258 | 48.8573 | 0.056783
| Civic Offices | Wires nets traps and the like: Bird guards to deep window cills approx 500mm wide (Fittings and Furnishings components (£ spent)) | 1701199 | 8403942 | 4.1.1 | General fittings, furnishings and equipment | Fittings General | Construction | 17.9208 | kg | 20 | 44 | 1 | FALSE | 1 | FALSE |  | 1.05 | 17.9208 | 53.7623 | 5499 | Floor finish (underlay), textile (recycled) |  | 20 | D2 | 0 | 0 | 0 | 0 | 0 | 0 | 0 | 0 | 0
| Civic Offices | Wires nets traps and the like: Bird guards to deep window cills approx 500mm wide (Fittings and Furnishings components (£ spent)) | 1701199 | 8403942 | 4.1.1 | General fittings, furnishings and equipment | Fittings General | Construction | 17.9208 | kg | 20 | 44 | 1 | FALSE | 1 | FALSE |  | 1.05 | 17.9208 | 53.7623 | 5499 | Floor finish (underlay), textile (recycled) |  | 20 | D3 | 0 | 0 | 0 | 0 | 0 | 0 | 0 | 0 | 0
| Civic Offices | Wires nets traps and the like: Bird guards to deep window cills approx 500mm wide (Fittings and Furnishings components (£ spent)) | 1701199 | 8403942 | 4.1.1 | General fittings, furnishings and equipment | Fittings General | Construction | 17.9208 | kg | 20 | 44 | 1 | FALSE | 1 | FALSE |  | 1.05 | 17.9208 | 53.7623 | 5499 | Floor finish (underlay), textile (recycled) |  | 20 | D4 | 0 | 0 | 0 | 0 | 0 | 0 | 0 | 0 | 0
| Civic Offices | Wires nets traps and the like: Bird guards to deep window cills approx 500mm wide (Fittings and Furnishings components (£ spent)) | 1701199 | 8403942 | 4.1.1 | General fittings, furnishings and equipment | Fittings General | Construction | 17.9208 | kg | 20 | 44 | 1 | FALSE | 1 | FALSE |  | 1.05 | 17.9208 | 53.7623 | 5499 | Floor finish (underlay), textile (recycled) |  | 40 | B4B5 | 13.4474 | 5.72e-07 | 0.069341 | 0.058995 | 0.0069022 | 1.5823e-05 | 242.1258 | 48.8573 | 0.056783
| Civic Offices | Wires nets traps and the like: Bird guards to deep window cills approx 500mm wide (Fittings and Furnishings components (£ spent)) | 1701199 | 8403942 | 4.1.1 | General fittings, furnishings and equipment | Fittings General | Construction | 17.9208 | kg | 20 | 44 | 1 | FALSE | 1 | FALSE |  | 1.05 | 17.9208 | 53.7623 | 5499 | Floor finish (underlay), textile (recycled) |  | 40 | D2 | 0 | 0 | 0 | 0 | 0 | 0 | 0 | 0 | 0
| Civic Offices | Wires nets traps and the like: Bird guards to deep window cills approx 500mm wide (Fittings and Furnishings components (£ spent)) | 1701199 | 8403942 | 4.1.1 | General fittings, furnishings and equipment | Fittings General | Construction | 17.9208 | kg | 20 | 44 | 1 | FALSE | 1 | FALSE |  | 1.05 | 17.9208 | 53.7623 | 5499 | Floor finish (underlay), textile (recycled) |  | 40 | D3 | 0 | 0 | 0 | 0 | 0 | 0 | 0 | 0 | 0
| Civic Offices | Wires nets traps and the like: Bird guards to deep window cills approx 500mm wide (Fittings and Furnishings components (£ spent)) | 1701199 | 8403942 | 4.1.1 | General fittings, furnishings and equipment | Fittings General | Construction | 17.9208 | kg | 20 | 44 | 1 | FALSE | 1 | FALSE |  | 1.05 | 17.9208 | 53.7623 | 5499 | Floor finish (underlay), textile (recycled) |  | 40 | D4 | 0 | 0 | 0 | 0 | 0 | 0 | 0 | 0 | 0
| Civic Offices | LTHW header valves pumpsets and pressurization unit (Services mechanical and electrical components (£ spent)) | 1701205 | 8403975 | 5.2 | Services equipment | mechanical & electrical | Construction | 161.6379 | kg | 25 | 44 | 1 | FALSE | 1 | FALSE |  | 1.05 | 161.6379 | 484.9138 | 5109 | Cladding sheet (outer sheet of composite panel), copper |  | 0 | A1A3 | 1168.5189 | 0.00097109 | 59.4291 | 39.6707 | 3.285 | 0.27037 | 17730.2248 | 3461.1403 | 37.3516
| Civic Offices | LTHW header valves pumpsets and pressurization unit (Services mechanical and electrical components (£ spent)) | 1701205 | 8403975 | 5.2 | Services equipment | mechanical & electrical | Construction | 161.6379 | kg | 25 | 44 | 1 | FALSE | 1 | FALSE |  | 1.05 | 161.6379 | 484.9138 | 5109 | Cladding sheet (outer sheet of composite panel), copper |  | 0 | A4 | 3.3252 | 5.9747e-07 | 0.010888 | 0.0029429 | 0.0018575 | 1.1597e-05 | 49.5683 | 7.5687 | 0.013684
| Civic Offices | LTHW header valves pumpsets and pressurization unit (Services mechanical and electrical components (£ spent)) | 1701205 | 8403975 | 5.2 | Services equipment | mechanical & electrical | Construction | 161.6379 | kg | 25 | 44 | 1 | FALSE | 1 | FALSE |  | 1.05 | 161.6379 | 484.9138 | 5109 | Cladding sheet (outer sheet of composite panel), copper |  | 0 | A5 | 0.004201 | 1.1e-09 | 2.9377e-05 | 9.6532e-06 | 4.8748e-06 | 5.9261e-09 | 0.10299 | 1.2123 | 0
| Civic Offices | LTHW header valves pumpsets and pressurization unit (Services mechanical and electrical components (£ spent)) | 1701205 | 8403975 | 5.2 | Services equipment | mechanical & electrical | Construction | 161.6379 | kg | 25 | 44 | 1 | FALSE | 1 | FALSE |  | 1.05 | 161.6379 | 484.9138 | 5109 | Cladding sheet (outer sheet of composite panel), copper |  | 0 | D2 | 0 | 0 | 0 | 0 | 0 | 0 | 0 | 0 | 0
| Civic Offices | LTHW header valves pumpsets and pressurization unit (Services mechanical and electrical components (£ spent)) | 1701205 | 8403975 | 5.2 | Services equipment | mechanical & electrical | Construction | 161.6379 | kg | 25 | 44 | 1 | FALSE | 1 | FALSE |  | 1.05 | 161.6379 | 484.9138 | 5109 | Cladding sheet (outer sheet of composite panel), copper |  | 0 | D3 | 0 | 0 | 0 | 0 | 0 | 0 | 0 | 0 | 0
| Civic Offices | LTHW header valves pumpsets and pressurization unit (Services mechanical and electrical components (£ spent)) | 1701205 | 8403975 | 5.2 | Services equipment | mechanical & electrical | Construction | 161.6379 | kg | 25 | 44 | 1 | FALSE | 1 | FALSE |  | 1.05 | 161.6379 | 484.9138 | 5109 | Cladding sheet (outer sheet of composite panel), copper |  | 0 | D4 | 0 | 0 | 0 | 0 | 0 | 0 | 0 | 0 | 0
| Civic Offices | LTHW header valves pumpsets and pressurization unit (Services mechanical and electrical components (£ spent)) | 1701205 | 8403975 | 5.2 | Services equipment | mechanical & electrical | Construction | 161.6379 | kg | 25 | 44 | 1 | FALSE | 1 | FALSE |  | 1.05 | 161.6379 | 484.9138 | 5109 | Cladding sheet (outer sheet of composite panel), copper |  | 60 | C2 | 0 | 0 | 0 | 0 | 0 | 0 | 0 | 0 | 0
| Civic Offices | LTHW header valves pumpsets and pressurization unit (Services mechanical and electrical components (£ spent)) | 1701205 | 8403975 | 5.2 | Services equipment | mechanical & electrical | Construction | 161.6379 | kg | 25 | 44 | 1 | FALSE | 1 | FALSE |  | 1.05 | 161.6379 | 484.9138 | 5109 | Cladding sheet (outer sheet of composite panel), copper |  | 60 | C4 | 0.084019 | 2.2001e-08 | 0.00058754 | 0.00019306 | 9.7496e-05 | 1.1852e-07 | 2.0598 | 24.2457 | 0.0042136
| Civic Offices | LTHW header valves pumpsets and pressurization unit (Services mechanical and electrical components (£ spent)) | 1701205 | 8403975 | 5.2 | Services equipment | mechanical & electrical | Construction | 161.6379 | kg | 25 | 44 | 1 | FALSE | 1 | FALSE |  | 1.05 | 161.6379 | 484.9138 | 5109 | Cladding sheet (outer sheet of composite panel), copper |  | 60 | D2 | 0 | 0 | 0 | 0 | 0 | 0 | 0 | 0 | 0
| Civic Offices | LTHW header valves pumpsets and pressurization unit (Services mechanical and electrical components (£ spent)) | 1701205 | 8403975 | 5.2 | Services equipment | mechanical & electrical | Construction | 161.6379 | kg | 25 | 44 | 1 | FALSE | 1 | FALSE |  | 1.05 | 161.6379 | 484.9138 | 5109 | Cladding sheet (outer sheet of composite panel), copper |  | 60 | D3 | 0 | 0 | 0 | 0 | 0 | 0 | 0 | 0 | 0
| Civic Offices | LTHW header valves pumpsets and pressurization unit (Services mechanical and electrical components (£ spent)) | 1701205 | 8403975 | 5.2 | Services equipment | mechanical & electrical | Construction | 161.6379 | kg | 25 | 44 | 1 | FALSE | 1 | FALSE |  | 1.05 | 161.6379 | 484.9138 | 5109 | Cladding sheet (outer sheet of composite panel), copper |  | 60 | D4 | 0 | 0 | 0 | 0 | 0 | 0 | 0 | 0 | 0
| Civic Offices | LTHW header valves pumpsets and pressurization unit (Services mechanical and electrical components (£ spent)) | 1701205 | 8403975 | 5.2 | Services equipment | mechanical & electrical | Construction | 161.6379 | kg | 25 | 44 | 1 | FALSE | 1 | FALSE |  | 1.05 | 161.6379 | 484.9138 | 5109 | Cladding sheet (outer sheet of composite panel), copper |  | 25 | B4B5 | 1171.9323 | 0.00097171 | 59.4406 | 39.6738 | 3.287 | 0.27039 | 17781.9558 | 3494.167 | 37.3653
| Civic Offices | LTHW header valves pumpsets and pressurization unit (Services mechanical and electrical components (£ spent)) | 1701205 | 8403975 | 5.2 | Services equipment | mechanical & electrical | Construction | 161.6379 | kg | 25 | 44 | 1 | FALSE | 1 | FALSE |  | 1.05 | 161.6379 | 484.9138 | 5109 | Cladding sheet (outer sheet of composite panel), copper |  | 25 | D2 | 0 | 0 | 0 | 0 | 0 | 0 | 0 | 0 | 0
| Civic Offices | LTHW header valves pumpsets and pressurization unit (Services mechanical and electrical components (£ spent)) | 1701205 | 8403975 | 5.2 | Services equipment | mechanical & electrical | Construction | 161.6379 | kg | 25 | 44 | 1 | FALSE | 1 | FALSE |  | 1.05 | 161.6379 | 484.9138 | 5109 | Cladding sheet (outer sheet of composite panel), copper |  | 25 | D3 | 0 | 0 | 0 | 0 | 0 | 0 | 0 | 0 | 0
| Civic Offices | LTHW header valves pumpsets and pressurization unit (Services mechanical and electrical components (£ spent)) | 1701205 | 8403975 | 5.2 | Services equipment | mechanical & electrical | Construction | 161.6379 | kg | 25 | 44 | 1 | FALSE | 1 | FALSE |  | 1.05 | 161.6379 | 484.9138 | 5109 | Cladding sheet (outer sheet of composite panel), copper |  | 25 | D4 | 0 | 0 | 0 | 0 | 0 | 0 | 0 | 0 | 0
| Civic Offices | LTHW header valves pumpsets and pressurization unit (Services mechanical and electrical components (£ spent)) | 1701205 | 8403975 | 5.2 | Services equipment | mechanical & electrical | Construction | 161.6379 | kg | 25 | 44 | 1 | FALSE | 1 | FALSE |  | 1.05 | 161.6379 | 484.9138 | 5109 | Cladding sheet (outer sheet of composite panel), copper |  | 50 | B4B5 | 1171.9323 | 0.00097171 | 59.4406 | 39.6738 | 3.287 | 0.27039 | 17781.9558 | 3494.167 | 37.3653
| Civic Offices | LTHW header valves pumpsets and pressurization unit (Services mechanical and electrical components (£ spent)) | 1701205 | 8403975 | 5.2 | Services equipment | mechanical & electrical | Construction | 161.6379 | kg | 25 | 44 | 1 | FALSE | 1 | FALSE |  | 1.05 | 161.6379 | 484.9138 | 5109 | Cladding sheet (outer sheet of composite panel), copper |  | 50 | D2 | 0 | 0 | 0 | 0 | 0 | 0 | 0 | 0 | 0
| Civic Offices | LTHW header valves pumpsets and pressurization unit (Services mechanical and electrical components (£ spent)) | 1701205 | 8403975 | 5.2 | Services equipment | mechanical & electrical | Construction | 161.6379 | kg | 25 | 44 | 1 | FALSE | 1 | FALSE |  | 1.05 | 161.6379 | 484.9138 | 5109 | Cladding sheet (outer sheet of composite panel), copper |  | 50 | D3 | 0 | 0 | 0 | 0 | 0 | 0 | 0 | 0 | 0
| Civic Offices | LTHW header valves pumpsets and pressurization unit (Services mechanical and electrical components (£ spent)) | 1701205 | 8403975 | 5.2 | Services equipment | mechanical & electrical | Construction | 161.6379 | kg | 25 | 44 | 1 | FALSE | 1 | FALSE |  | 1.05 | 161.6379 | 484.9138 | 5109 | Cladding sheet (outer sheet of composite panel), copper |  | 50 | D4 | 0 | 0 | 0 | 0 | 0 | 0 | 0 | 0 | 0
| Civic Offices | LTHW header valves pumpsets and pressurization unit (Services mechanical and electrical components (£ spent)) | 1701205 | 8403976 | 5.2 | Services equipment | mechanical & electrical | Construction | 808.1897 | kg | 25 | 44 | 1 | FALSE | 1 | FALSE |  | 1.05 | 808.1897 | 2424.569 | 5443 | Cladding sheet (profiled, double skin), stainless steel |  | 0 | A1A3 | 4046.2473 | 0.00020392 | 24.5906 | 7.2419 | 2.8586 | 0.12701 | 52638.4934 | 4996.9726 | 123.9822
| Civic Offices | LTHW header valves pumpsets and pressurization unit (Services mechanical and electrical components (£ spent)) | 1701205 | 8403976 | 5.2 | Services equipment | mechanical & electrical | Construction | 808.1897 | kg | 25 | 44 | 1 | FALSE | 1 | FALSE |  | 1.05 | 808.1897 | 2424.569 | 5443 | Cladding sheet (profiled, double skin), stainless steel |  | 0 | A4 | 35.222 | 4.8739e-06 | 0.16747 | 0.031097 | 0.022108 | 7.8439e-05 | 515.3469 | 149.6631 | 0.14315
| Civic Offices | LTHW header valves pumpsets and pressurization unit (Services mechanical and electrical components (£ spent)) | 1701205 | 8403976 | 5.2 | Services equipment | mechanical & electrical | Construction | 808.1897 | kg | 25 | 44 | 1 | FALSE | 1 | FALSE |  | 1.05 | 808.1897 | 2424.569 | 5443 | Cladding sheet (profiled, double skin), stainless steel |  | 0 | A5 | 0.021005 | 5.5002e-09 | 0.00014688 | 4.8266e-05 | 2.4374e-05 | 2.9631e-08 | 0.51494 | 6.0614 | 0
| Civic Offices | LTHW header valves pumpsets and pressurization unit (Services mechanical and electrical components (£ spent)) | 1701205 | 8403976 | 5.2 | Services equipment | mechanical & electrical | Construction | 808.1897 | kg | 25 | 44 | 1 | FALSE | 1 | FALSE |  | 1.05 | 808.1897 | 2424.569 | 5443 | Cladding sheet (profiled, double skin), stainless steel |  | 0 | D2 | 0 | 0 | 0 | 0 | 0 | 0 | 0 | 0 | 0
| Civic Offices | LTHW header valves pumpsets and pressurization unit (Services mechanical and electrical components (£ spent)) | 1701205 | 8403976 | 5.2 | Services equipment | mechanical & electrical | Construction | 808.1897 | kg | 25 | 44 | 1 | FALSE | 1 | FALSE |  | 1.05 | 808.1897 | 2424.569 | 5443 | Cladding sheet (profiled, double skin), stainless steel |  | 0 | D3 | 0 | 0 | 0 | 0 | 0 | 0 | 0 | 0 | 0
| Civic Offices | LTHW header valves pumpsets and pressurization unit (Services mechanical and electrical components (£ spent)) | 1701205 | 8403976 | 5.2 | Services equipment | mechanical & electrical | Construction | 808.1897 | kg | 25 | 44 | 1 | FALSE | 1 | FALSE |  | 1.05 | 808.1897 | 2424.569 | 5443 | Cladding sheet (profiled, double skin), stainless steel |  | 0 | D4 | 0 | 0 | 0 | 0 | 0 | 0 | 0 | 0 | 0
| Civic Offices | LTHW header valves pumpsets and pressurization unit (Services mechanical and electrical components (£ spent)) | 1701205 | 8403976 | 5.2 | Services equipment | mechanical & electrical | Construction | 808.1897 | kg | 25 | 44 | 1 | FALSE | 1 | FALSE |  | 1.05 | 808.1897 | 2424.569 | 5443 | Cladding sheet (profiled, double skin), stainless steel |  | 60 | C2 | 0 | 0 | 0 | 0 | 0 | 0 | 0 | 0 | 0
| Civic Offices | LTHW header valves pumpsets and pressurization unit (Services mechanical and electrical components (£ spent)) | 1701205 | 8403976 | 5.2 | Services equipment | mechanical & electrical | Construction | 808.1897 | kg | 25 | 44 | 1 | FALSE | 1 | FALSE |  | 1.05 | 808.1897 | 2424.569 | 5443 | Cladding sheet (profiled, double skin), stainless steel |  | 60 | C4 | 0.4201 | 1.1e-07 | 0.0029377 | 0.00096532 | 0.00048748 | 5.9261e-07 | 10.2988 | 121.2284 | 0.021068
| Civic Offices | LTHW header valves pumpsets and pressurization unit (Services mechanical and electrical components (£ spent)) | 1701205 | 8403976 | 5.2 | Services equipment | mechanical & electrical | Construction | 808.1897 | kg | 25 | 44 | 1 | FALSE | 1 | FALSE |  | 1.05 | 808.1897 | 2424.569 | 5443 | Cladding sheet (profiled, double skin), stainless steel |  | 60 | D2 | 0 | 0 | 0 | 0 | 0 | 0 | 0 | 0 | 0
| Civic Offices | LTHW header valves pumpsets and pressurization unit (Services mechanical and electrical components (£ spent)) | 1701205 | 8403976 | 5.2 | Services equipment | mechanical & electrical | Construction | 808.1897 | kg | 25 | 44 | 1 | FALSE | 1 | FALSE |  | 1.05 | 808.1897 | 2424.569 | 5443 | Cladding sheet (profiled, double skin), stainless steel |  | 60 | D3 | 0 | 0 | 0 | 0 | 0 | 0 | 0 | 0 | 0
| Civic Offices | LTHW header valves pumpsets and pressurization unit (Services mechanical and electrical components (£ spent)) | 1701205 | 8403976 | 5.2 | Services equipment | mechanical & electrical | Construction | 808.1897 | kg | 25 | 44 | 1 | FALSE | 1 | FALSE |  | 1.05 | 808.1897 | 2424.569 | 5443 | Cladding sheet (profiled, double skin), stainless steel |  | 60 | D4 | 0 | 0 | 0 | 0 | 0 | 0 | 0 | 0 | 0
| Civic Offices | LTHW header valves pumpsets and pressurization unit (Services mechanical and electrical components (£ spent)) | 1701205 | 8403976 | 5.2 | Services equipment | mechanical & electrical | Construction | 808.1897 | kg | 25 | 44 | 1 | FALSE | 1 | FALSE |  | 1.05 | 808.1897 | 2424.569 | 5443 | Cladding sheet (profiled, double skin), stainless steel |  | 25 | B4B5 | 4081.9104 | 0.00020891 | 24.7611 | 7.274 | 2.8812 | 0.12709 | 53164.654 | 5273.9255 | 124.1253
| Civic Offices | LTHW header valves pumpsets and pressurization unit (Services mechanical and electrical components (£ spent)) | 1701205 | 8403976 | 5.2 | Services equipment | mechanical & electrical | Construction | 808.1897 | kg | 25 | 44 | 1 | FALSE | 1 | FALSE |  | 1.05 | 808.1897 | 2424.569 | 5443 | Cladding sheet (profiled, double skin), stainless steel |  | 25 | D2 | 0 | 0 | 0 | 0 | 0 | 0 | 0 | 0 | 0
| Civic Offices | LTHW header valves pumpsets and pressurization unit (Services mechanical and electrical components (£ spent)) | 1701205 | 8403976 | 5.2 | Services equipment | mechanical & electrical | Construction | 808.1897 | kg | 25 | 44 | 1 | FALSE | 1 | FALSE |  | 1.05 | 808.1897 | 2424.569 | 5443 | Cladding sheet (profiled, double skin), stainless steel |  | 25 | D3 | 0 | 0 | 0 | 0 | 0 | 0 | 0 | 0 | 0
| Civic Offices | LTHW header valves pumpsets and pressurization unit (Services mechanical and electrical components (£ spent)) | 1701205 | 8403976 | 5.2 | Services equipment | mechanical & electrical | Construction | 808.1897 | kg | 25 | 44 | 1 | FALSE | 1 | FALSE |  | 1.05 | 808.1897 | 2424.569 | 5443 | Cladding sheet (profiled, double skin), stainless steel |  | 25 | D4 | 0 | 0 | 0 | 0 | 0 | 0 | 0 | 0 | 0
| Civic Offices | LTHW header valves pumpsets and pressurization unit (Services mechanical and electrical components (£ spent)) | 1701205 | 8403976 | 5.2 | Services equipment | mechanical & electrical | Construction | 808.1897 | kg | 25 | 44 | 1 | FALSE | 1 | FALSE |  | 1.05 | 808.1897 | 2424.569 | 5443 | Cladding sheet (profiled, double skin), stainless steel |  | 50 | B4B5 | 4081.9104 | 0.00020891 | 24.7611 | 7.274 | 2.8812 | 0.12709 | 53164.654 | 5273.9255 | 124.1253
| Civic Offices | LTHW header valves pumpsets and pressurization unit (Services mechanical and electrical components (£ spent)) | 1701205 | 8403976 | 5.2 | Services equipment | mechanical & electrical | Construction | 808.1897 | kg | 25 | 44 | 1 | FALSE | 1 | FALSE |  | 1.05 | 808.1897 | 2424.569 | 5443 | Cladding sheet (profiled, double skin), stainless steel |  | 50 | D2 | 0 | 0 | 0 | 0 | 0 | 0 | 0 | 0 | 0
| Civic Offices | LTHW header valves pumpsets and pressurization unit (Services mechanical and electrical components (£ spent)) | 1701205 | 8403976 | 5.2 | Services equipment | mechanical & electrical | Construction | 808.1897 | kg | 25 | 44 | 1 | FALSE | 1 | FALSE |  | 1.05 | 808.1897 | 2424.569 | 5443 | Cladding sheet (profiled, double skin), stainless steel |  | 50 | D3 | 0 | 0 | 0 | 0 | 0 | 0 | 0 | 0 | 0
| Civic Offices | LTHW header valves pumpsets and pressurization unit (Services mechanical and electrical components (£ spent)) | 1701205 | 8403976 | 5.2 | Services equipment | mechanical & electrical | Construction | 808.1897 | kg | 25 | 44 | 1 | FALSE | 1 | FALSE |  | 1.05 | 808.1897 | 2424.569 | 5443 | Cladding sheet (profiled, double skin), stainless steel |  | 50 | D4 | 0 | 0 | 0 | 0 | 0 | 0 | 0 | 0 | 0
| Civic Offices | LTHW header valves pumpsets and pressurization unit (Services mechanical and electrical components (£ spent)) | 1701205 | 8403977 | 5.2 | Services equipment | mechanical & electrical | Construction | 161.6379 | kg | 25 | 44 | 1 | FALSE | 1 | FALSE |  | 1.1 | 161.6379 | 484.9138 | 5052 | Membrane (breather), polypropylene |  | 0 | A1A3 | 976.7445 | 2.2305e-05 | 5.501 | 1.5819 | 0.65353 | 0.0011461 | 21265.0649 | 84.3735 | 4.8189
| Civic Offices | LTHW header valves pumpsets and pressurization unit (Services mechanical and electrical components (£ spent)) | 1701205 | 8403977 | 5.2 | Services equipment | mechanical & electrical | Construction | 161.6379 | kg | 25 | 44 | 1 | FALSE | 1 | FALSE |  | 1.1 | 161.6379 | 484.9138 | 5052 | Membrane (breather), polypropylene |  | 0 | A4 | 3.3688 | 6.0528e-07 | 0.01103 | 0.0029814 | 0.0018818 | 1.1748e-05 | 50.2167 | 7.6677 | 0.013863
| Civic Offices | LTHW header valves pumpsets and pressurization unit (Services mechanical and electrical components (£ spent)) | 1701205 | 8403977 | 5.2 | Services equipment | mechanical & electrical | Construction | 161.6379 | kg | 25 | 44 | 1 | FALSE | 1 | FALSE |  | 1.1 | 161.6379 | 484.9138 | 5052 | Membrane (breather), polypropylene |  | 0 | A5 | 0.42601 | 1.355e-08 | 0.00039226 | 0.035741 | 0.00013016 | 7.5705e-08 | 1.24 | 2.5862 | 0
| Civic Offices | LTHW header valves pumpsets and pressurization unit (Services mechanical and electrical components (£ spent)) | 1701205 | 8403977 | 5.2 | Services equipment | mechanical & electrical | Construction | 161.6379 | kg | 25 | 44 | 1 | FALSE | 1 | FALSE |  | 1.1 | 161.6379 | 484.9138 | 5052 | Membrane (breather), polypropylene |  | 0 | D2 | 0 | 0 | 0 | 0 | 0 | 0 | 0 | 0 | 0
| Civic Offices | LTHW header valves pumpsets and pressurization unit (Services mechanical and electrical components (£ spent)) | 1701205 | 8403977 | 5.2 | Services equipment | mechanical & electrical | Construction | 161.6379 | kg | 25 | 44 | 1 | FALSE | 1 | FALSE |  | 1.1 | 161.6379 | 484.9138 | 5052 | Membrane (breather), polypropylene |  | 0 | D3 | 0 | 0 | 0 | 0 | 0 | 0 | 0 | 0 | 0
| Civic Offices | LTHW header valves pumpsets and pressurization unit (Services mechanical and electrical components (£ spent)) | 1701205 | 8403977 | 5.2 | Services equipment | mechanical & electrical | Construction | 161.6379 | kg | 25 | 44 | 1 | FALSE | 1 | FALSE |  | 1.1 | 161.6379 | 484.9138 | 5052 | Membrane (breather), polypropylene |  | 0 | D4 | 0 | 0 | 0 | 0 | 0 | 0 | 0 | 0 | 0
| Civic Offices | LTHW header valves pumpsets and pressurization unit (Services mechanical and electrical components (£ spent)) | 1701205 | 8403977 | 5.2 | Services equipment | mechanical & electrical | Construction | 161.6379 | kg | 25 | 44 | 1 | FALSE | 1 | FALSE |  | 1.1 | 161.6379 | 484.9138 | 5052 | Membrane (breather), polypropylene |  | 60 | C2 | 0 | 0 | 0 | 0 | 0 | 0 | 0 | 0 | 0
| Civic Offices | LTHW header valves pumpsets and pressurization unit (Services mechanical and electrical components (£ spent)) | 1701205 | 8403977 | 5.2 | Services equipment | mechanical & electrical | Construction | 161.6379 | kg | 25 | 44 | 1 | FALSE | 1 | FALSE |  | 1.1 | 161.6379 | 484.9138 | 5052 | Membrane (breather), polypropylene |  | 60 | C4 | 4.2601 | 1.355e-07 | 0.0039226 | 0.35741 | 0.0013016 | 7.5705e-07 | 12.3996 | 25.8621 | 0.11993
| Civic Offices | LTHW header valves pumpsets and pressurization unit (Services mechanical and electrical components (£ spent)) | 1701205 | 8403977 | 5.2 | Services equipment | mechanical & electrical | Construction | 161.6379 | kg | 25 | 44 | 1 | FALSE | 1 | FALSE |  | 1.1 | 161.6379 | 484.9138 | 5052 | Membrane (breather), polypropylene |  | 60 | D2 | 0 | 0 | 0 | 0 | 0 | 0 | 0 | 0 | 0
| Civic Offices | LTHW header valves pumpsets and pressurization unit (Services mechanical and electrical components (£ spent)) | 1701205 | 8403977 | 5.2 | Services equipment | mechanical & electrical | Construction | 161.6379 | kg | 25 | 44 | 1 | FALSE | 1 | FALSE |  | 1.1 | 161.6379 | 484.9138 | 5052 | Membrane (breather), polypropylene |  | 60 | D3 | 0 | 0 | 0 | 0 | 0 | 0 | 0 | 0 | 0
| Civic Offices | LTHW header valves pumpsets and pressurization unit (Services mechanical and electrical components (£ spent)) | 1701205 | 8403977 | 5.2 | Services equipment | mechanical & electrical | Construction | 161.6379 | kg | 25 | 44 | 1 | FALSE | 1 | FALSE |  | 1.1 | 161.6379 | 484.9138 | 5052 | Membrane (breather), polypropylene |  | 60 | D4 | 0 | 0 | 0 | 0 | 0 | 0 | 0 | 0 | 0
| Civic Offices | LTHW header valves pumpsets and pressurization unit (Services mechanical and electrical components (£ spent)) | 1701205 | 8403977 | 5.2 | Services equipment | mechanical & electrical | Construction | 161.6379 | kg | 25 | 44 | 1 | FALSE | 1 | FALSE |  | 1.1 | 161.6379 | 484.9138 | 5052 | Membrane (breather), polypropylene |  | 25 | B4B5 | 984.7993 | 2.3059e-05 | 5.5164 | 1.978 | 0.65684 | 0.0011587 | 21328.9212 | 120.4895 | 4.8327
| Civic Offices | LTHW header valves pumpsets and pressurization unit (Services mechanical and electrical components (£ spent)) | 1701205 | 8403977 | 5.2 | Services equipment | mechanical & electrical | Construction | 161.6379 | kg | 25 | 44 | 1 | FALSE | 1 | FALSE |  | 1.1 | 161.6379 | 484.9138 | 5052 | Membrane (breather), polypropylene |  | 25 | D2 | 0 | 0 | 0 | 0 | 0 | 0 | 0 | 0 | 0
| Civic Offices | LTHW header valves pumpsets and pressurization unit (Services mechanical and electrical components (£ spent)) | 1701205 | 8403977 | 5.2 | Services equipment | mechanical & electrical | Construction | 161.6379 | kg | 25 | 44 | 1 | FALSE | 1 | FALSE |  | 1.1 | 161.6379 | 484.9138 | 5052 | Membrane (breather), polypropylene |  | 25 | D3 | 0 | 0 | 0 | 0 | 0 | 0 | 0 | 0 | 0
| Civic Offices | LTHW header valves pumpsets and pressurization unit (Services mechanical and electrical components (£ spent)) | 1701205 | 8403977 | 5.2 | Services equipment | mechanical & electrical | Construction | 161.6379 | kg | 25 | 44 | 1 | FALSE | 1 | FALSE |  | 1.1 | 161.6379 | 484.9138 | 5052 | Membrane (breather), polypropylene |  | 25 | D4 | 0 | 0 | 0 | 0 | 0 | 0 | 0 | 0 | 0
| Civic Offices | LTHW header valves pumpsets and pressurization unit (Services mechanical and electrical components (£ spent)) | 1701205 | 8403977 | 5.2 | Services equipment | mechanical & electrical | Construction | 161.6379 | kg | 25 | 44 | 1 | FALSE | 1 | FALSE |  | 1.1 | 161.6379 | 484.9138 | 5052 | Membrane (breather), polypropylene |  | 50 | B4B5 | 984.7993 | 2.3059e-05 | 5.5164 | 1.978 | 0.65684 | 0.0011587 | 21328.9212 | 120.4895 | 4.8327
| Civic Offices | LTHW header valves pumpsets and pressurization unit (Services mechanical and electrical components (£ spent)) | 1701205 | 8403977 | 5.2 | Services equipment | mechanical & electrical | Construction | 161.6379 | kg | 25 | 44 | 1 | FALSE | 1 | FALSE |  | 1.1 | 161.6379 | 484.9138 | 5052 | Membrane (breather), polypropylene |  | 50 | D2 | 0 | 0 | 0 | 0 | 0 | 0 | 0 | 0 | 0
| Civic Offices | LTHW header valves pumpsets and pressurization unit (Services mechanical and electrical components (£ spent)) | 1701205 | 8403977 | 5.2 | Services equipment | mechanical & electrical | Construction | 161.6379 | kg | 25 | 44 | 1 | FALSE | 1 | FALSE |  | 1.1 | 161.6379 | 484.9138 | 5052 | Membrane (breather), polypropylene |  | 50 | D3 | 0 | 0 | 0 | 0 | 0 | 0 | 0 | 0 | 0
| Civic Offices | LTHW header valves pumpsets and pressurization unit (Services mechanical and electrical components (£ spent)) | 1701205 | 8403977 | 5.2 | Services equipment | mechanical & electrical | Construction | 161.6379 | kg | 25 | 44 | 1 | FALSE | 1 | FALSE |  | 1.1 | 161.6379 | 484.9138 | 5052 | Membrane (breather), polypropylene |  | 50 | D4 | 0 | 0 | 0 | 0 | 0 | 0 | 0 | 0 | 0
| Civic Offices | Chilled water header valves pumpsets and pressurization unit (Services mechanical and electrical components (£ spent)) | 1701206 | 8403980 | 5.2 | Services equipment | mechanical & electrical | Construction | 161.6379 | kg | 25 | 44 | 1 | FALSE | 1 | FALSE |  | 1.05 | 161.6379 | 484.9138 | 5109 | Cladding sheet (outer sheet of composite panel), copper |  | 0 | A1A3 | 1168.5189 | 0.00097109 | 59.4291 | 39.6707 | 3.285 | 0.27037 | 17730.2248 | 3461.1403 | 37.3516
| Civic Offices | Chilled water header valves pumpsets and pressurization unit (Services mechanical and electrical components (£ spent)) | 1701206 | 8403980 | 5.2 | Services equipment | mechanical & electrical | Construction | 161.6379 | kg | 25 | 44 | 1 | FALSE | 1 | FALSE |  | 1.05 | 161.6379 | 484.9138 | 5109 | Cladding sheet (outer sheet of composite panel), copper |  | 0 | A4 | 3.3252 | 5.9747e-07 | 0.010888 | 0.0029429 | 0.0018575 | 1.1597e-05 | 49.5683 | 7.5687 | 0.013684
| Civic Offices | Chilled water header valves pumpsets and pressurization unit (Services mechanical and electrical components (£ spent)) | 1701206 | 8403980 | 5.2 | Services equipment | mechanical & electrical | Construction | 161.6379 | kg | 25 | 44 | 1 | FALSE | 1 | FALSE |  | 1.05 | 161.6379 | 484.9138 | 5109 | Cladding sheet (outer sheet of composite panel), copper |  | 0 | A5 | 0.004201 | 1.1e-09 | 2.9377e-05 | 9.6532e-06 | 4.8748e-06 | 5.9261e-09 | 0.10299 | 1.2123 | 0
| Civic Offices | Chilled water header valves pumpsets and pressurization unit (Services mechanical and electrical components (£ spent)) | 1701206 | 8403980 | 5.2 | Services equipment | mechanical & electrical | Construction | 161.6379 | kg | 25 | 44 | 1 | FALSE | 1 | FALSE |  | 1.05 | 161.6379 | 484.9138 | 5109 | Cladding sheet (outer sheet of composite panel), copper |  | 0 | D2 | 0 | 0 | 0 | 0 | 0 | 0 | 0 | 0 | 0
| Civic Offices | Chilled water header valves pumpsets and pressurization unit (Services mechanical and electrical components (£ spent)) | 1701206 | 8403980 | 5.2 | Services equipment | mechanical & electrical | Construction | 161.6379 | kg | 25 | 44 | 1 | FALSE | 1 | FALSE |  | 1.05 | 161.6379 | 484.9138 | 5109 | Cladding sheet (outer sheet of composite panel), copper |  | 0 | D3 | 0 | 0 | 0 | 0 | 0 | 0 | 0 | 0 | 0
| Civic Offices | Chilled water header valves pumpsets and pressurization unit (Services mechanical and electrical components (£ spent)) | 1701206 | 8403980 | 5.2 | Services equipment | mechanical & electrical | Construction | 161.6379 | kg | 25 | 44 | 1 | FALSE | 1 | FALSE |  | 1.05 | 161.6379 | 484.9138 | 5109 | Cladding sheet (outer sheet of composite panel), copper |  | 0 | D4 | 0 | 0 | 0 | 0 | 0 | 0 | 0 | 0 | 0
| Civic Offices | Chilled water header valves pumpsets and pressurization unit (Services mechanical and electrical components (£ spent)) | 1701206 | 8403980 | 5.2 | Services equipment | mechanical & electrical | Construction | 161.6379 | kg | 25 | 44 | 1 | FALSE | 1 | FALSE |  | 1.05 | 161.6379 | 484.9138 | 5109 | Cladding sheet (outer sheet of composite panel), copper |  | 60 | C2 | 0 | 0 | 0 | 0 | 0 | 0 | 0 | 0 | 0
| Civic Offices | Chilled water header valves pumpsets and pressurization unit (Services mechanical and electrical components (£ spent)) | 1701206 | 8403980 | 5.2 | Services equipment | mechanical & electrical | Construction | 161.6379 | kg | 25 | 44 | 1 | FALSE | 1 | FALSE |  | 1.05 | 161.6379 | 484.9138 | 5109 | Cladding sheet (outer sheet of composite panel), copper |  | 60 | C4 | 0.084019 | 2.2001e-08 | 0.00058754 | 0.00019306 | 9.7496e-05 | 1.1852e-07 | 2.0598 | 24.2457 | 0.0042136
| Civic Offices | Chilled water header valves pumpsets and pressurization unit (Services mechanical and electrical components (£ spent)) | 1701206 | 8403980 | 5.2 | Services equipment | mechanical & electrical | Construction | 161.6379 | kg | 25 | 44 | 1 | FALSE | 1 | FALSE |  | 1.05 | 161.6379 | 484.9138 | 5109 | Cladding sheet (outer sheet of composite panel), copper |  | 60 | D2 | 0 | 0 | 0 | 0 | 0 | 0 | 0 | 0 | 0
| Civic Offices | Chilled water header valves pumpsets and pressurization unit (Services mechanical and electrical components (£ spent)) | 1701206 | 8403980 | 5.2 | Services equipment | mechanical & electrical | Construction | 161.6379 | kg | 25 | 44 | 1 | FALSE | 1 | FALSE |  | 1.05 | 161.6379 | 484.9138 | 5109 | Cladding sheet (outer sheet of composite panel), copper |  | 60 | D3 | 0 | 0 | 0 | 0 | 0 | 0 | 0 | 0 | 0
| Civic Offices | Chilled water header valves pumpsets and pressurization unit (Services mechanical and electrical components (£ spent)) | 1701206 | 8403980 | 5.2 | Services equipment | mechanical & electrical | Construction | 161.6379 | kg | 25 | 44 | 1 | FALSE | 1 | FALSE |  | 1.05 | 161.6379 | 484.9138 | 5109 | Cladding sheet (outer sheet of composite panel), copper |  | 60 | D4 | 0 | 0 | 0 | 0 | 0 | 0 | 0 | 0 | 0
| Civic Offices | Chilled water header valves pumpsets and pressurization unit (Services mechanical and electrical components (£ spent)) | 1701206 | 8403980 | 5.2 | Services equipment | mechanical & electrical | Construction | 161.6379 | kg | 25 | 44 | 1 | FALSE | 1 | FALSE |  | 1.05 | 161.6379 | 484.9138 | 5109 | Cladding sheet (outer sheet of composite panel), copper |  | 25 | B4B5 | 1171.9323 | 0.00097171 | 59.4406 | 39.6738 | 3.287 | 0.27039 | 17781.9558 | 3494.167 | 37.3653
| Civic Offices | Chilled water header valves pumpsets and pressurization unit (Services mechanical and electrical components (£ spent)) | 1701206 | 8403980 | 5.2 | Services equipment | mechanical & electrical | Construction | 161.6379 | kg | 25 | 44 | 1 | FALSE | 1 | FALSE |  | 1.05 | 161.6379 | 484.9138 | 5109 | Cladding sheet (outer sheet of composite panel), copper |  | 25 | D2 | 0 | 0 | 0 | 0 | 0 | 0 | 0 | 0 | 0
| Civic Offices | Chilled water header valves pumpsets and pressurization unit (Services mechanical and electrical components (£ spent)) | 1701206 | 8403980 | 5.2 | Services equipment | mechanical & electrical | Construction | 161.6379 | kg | 25 | 44 | 1 | FALSE | 1 | FALSE |  | 1.05 | 161.6379 | 484.9138 | 5109 | Cladding sheet (outer sheet of composite panel), copper |  | 25 | D3 | 0 | 0 | 0 | 0 | 0 | 0 | 0 | 0 | 0
| Civic Offices | Chilled water header valves pumpsets and pressurization unit (Services mechanical and electrical components (£ spent)) | 1701206 | 8403980 | 5.2 | Services equipment | mechanical & electrical | Construction | 161.6379 | kg | 25 | 44 | 1 | FALSE | 1 | FALSE |  | 1.05 | 161.6379 | 484.9138 | 5109 | Cladding sheet (outer sheet of composite panel), copper |  | 25 | D4 | 0 | 0 | 0 | 0 | 0 | 0 | 0 | 0 | 0
| Civic Offices | Chilled water header valves pumpsets and pressurization unit (Services mechanical and electrical components (£ spent)) | 1701206 | 8403980 | 5.2 | Services equipment | mechanical & electrical | Construction | 161.6379 | kg | 25 | 44 | 1 | FALSE | 1 | FALSE |  | 1.05 | 161.6379 | 484.9138 | 5109 | Cladding sheet (outer sheet of composite panel), copper |  | 50 | B4B5 | 1171.9323 | 0.00097171 | 59.4406 | 39.6738 | 3.287 | 0.27039 | 17781.9558 | 3494.167 | 37.3653
| Civic Offices | Chilled water header valves pumpsets and pressurization unit (Services mechanical and electrical components (£ spent)) | 1701206 | 8403980 | 5.2 | Services equipment | mechanical & electrical | Construction | 161.6379 | kg | 25 | 44 | 1 | FALSE | 1 | FALSE |  | 1.05 | 161.6379 | 484.9138 | 5109 | Cladding sheet (outer sheet of composite panel), copper |  | 50 | D2 | 0 | 0 | 0 | 0 | 0 | 0 | 0 | 0 | 0
| Civic Offices | Chilled water header valves pumpsets and pressurization unit (Services mechanical and electrical components (£ spent)) | 1701206 | 8403980 | 5.2 | Services equipment | mechanical & electrical | Construction | 161.6379 | kg | 25 | 44 | 1 | FALSE | 1 | FALSE |  | 1.05 | 161.6379 | 484.9138 | 5109 | Cladding sheet (outer sheet of composite panel), copper |  | 50 | D3 | 0 | 0 | 0 | 0 | 0 | 0 | 0 | 0 | 0
| Civic Offices | Chilled water header valves pumpsets and pressurization unit (Services mechanical and electrical components (£ spent)) | 1701206 | 8403980 | 5.2 | Services equipment | mechanical & electrical | Construction | 161.6379 | kg | 25 | 44 | 1 | FALSE | 1 | FALSE |  | 1.05 | 161.6379 | 484.9138 | 5109 | Cladding sheet (outer sheet of composite panel), copper |  | 50 | D4 | 0 | 0 | 0 | 0 | 0 | 0 | 0 | 0 | 0
| Civic Offices | Chilled water header valves pumpsets and pressurization unit (Services mechanical and electrical components (£ spent)) | 1701206 | 8403981 | 5.2 | Services equipment | mechanical & electrical | Construction | 808.1897 | kg | 25 | 44 | 1 | FALSE | 1 | FALSE |  | 1.05 | 808.1897 | 2424.569 | 5443 | Cladding sheet (profiled, double skin), stainless steel |  | 0 | A1A3 | 4046.2473 | 0.00020392 | 24.5906 | 7.2419 | 2.8586 | 0.12701 | 52638.4934 | 4996.9726 | 123.9822
| Civic Offices | Chilled water header valves pumpsets and pressurization unit (Services mechanical and electrical components (£ spent)) | 1701206 | 8403981 | 5.2 | Services equipment | mechanical & electrical | Construction | 808.1897 | kg | 25 | 44 | 1 | FALSE | 1 | FALSE |  | 1.05 | 808.1897 | 2424.569 | 5443 | Cladding sheet (profiled, double skin), stainless steel |  | 0 | A4 | 35.222 | 4.8739e-06 | 0.16747 | 0.031097 | 0.022108 | 7.8439e-05 | 515.3469 | 149.6631 | 0.14315
| Civic Offices | Chilled water header valves pumpsets and pressurization unit (Services mechanical and electrical components (£ spent)) | 1701206 | 8403981 | 5.2 | Services equipment | mechanical & electrical | Construction | 808.1897 | kg | 25 | 44 | 1 | FALSE | 1 | FALSE |  | 1.05 | 808.1897 | 2424.569 | 5443 | Cladding sheet (profiled, double skin), stainless steel |  | 0 | A5 | 0.021005 | 5.5002e-09 | 0.00014688 | 4.8266e-05 | 2.4374e-05 | 2.9631e-08 | 0.51494 | 6.0614 | 0
| Civic Offices | Chilled water header valves pumpsets and pressurization unit (Services mechanical and electrical components (£ spent)) | 1701206 | 8403981 | 5.2 | Services equipment | mechanical & electrical | Construction | 808.1897 | kg | 25 | 44 | 1 | FALSE | 1 | FALSE |  | 1.05 | 808.1897 | 2424.569 | 5443 | Cladding sheet (profiled, double skin), stainless steel |  | 0 | D2 | 0 | 0 | 0 | 0 | 0 | 0 | 0 | 0 | 0
| Civic Offices | Chilled water header valves pumpsets and pressurization unit (Services mechanical and electrical components (£ spent)) | 1701206 | 8403981 | 5.2 | Services equipment | mechanical & electrical | Construction | 808.1897 | kg | 25 | 44 | 1 | FALSE | 1 | FALSE |  | 1.05 | 808.1897 | 2424.569 | 5443 | Cladding sheet (profiled, double skin), stainless steel |  | 0 | D3 | 0 | 0 | 0 | 0 | 0 | 0 | 0 | 0 | 0
| Civic Offices | Chilled water header valves pumpsets and pressurization unit (Services mechanical and electrical components (£ spent)) | 1701206 | 8403981 | 5.2 | Services equipment | mechanical & electrical | Construction | 808.1897 | kg | 25 | 44 | 1 | FALSE | 1 | FALSE |  | 1.05 | 808.1897 | 2424.569 | 5443 | Cladding sheet (profiled, double skin), stainless steel |  | 0 | D4 | 0 | 0 | 0 | 0 | 0 | 0 | 0 | 0 | 0
| Civic Offices | Chilled water header valves pumpsets and pressurization unit (Services mechanical and electrical components (£ spent)) | 1701206 | 8403981 | 5.2 | Services equipment | mechanical & electrical | Construction | 808.1897 | kg | 25 | 44 | 1 | FALSE | 1 | FALSE |  | 1.05 | 808.1897 | 2424.569 | 5443 | Cladding sheet (profiled, double skin), stainless steel |  | 60 | C2 | 0 | 0 | 0 | 0 | 0 | 0 | 0 | 0 | 0
| Civic Offices | Chilled water header valves pumpsets and pressurization unit (Services mechanical and electrical components (£ spent)) | 1701206 | 8403981 | 5.2 | Services equipment | mechanical & electrical | Construction | 808.1897 | kg | 25 | 44 | 1 | FALSE | 1 | FALSE |  | 1.05 | 808.1897 | 2424.569 | 5443 | Cladding sheet (profiled, double skin), stainless steel |  | 60 | C4 | 0.4201 | 1.1e-07 | 0.0029377 | 0.00096532 | 0.00048748 | 5.9261e-07 | 10.2988 | 121.2284 | 0.021068
| Civic Offices | Chilled water header valves pumpsets and pressurization unit (Services mechanical and electrical components (£ spent)) | 1701206 | 8403981 | 5.2 | Services equipment | mechanical & electrical | Construction | 808.1897 | kg | 25 | 44 | 1 | FALSE | 1 | FALSE |  | 1.05 | 808.1897 | 2424.569 | 5443 | Cladding sheet (profiled, double skin), stainless steel |  | 60 | D2 | 0 | 0 | 0 | 0 | 0 | 0 | 0 | 0 | 0
| Civic Offices | Chilled water header valves pumpsets and pressurization unit (Services mechanical and electrical components (£ spent)) | 1701206 | 8403981 | 5.2 | Services equipment | mechanical & electrical | Construction | 808.1897 | kg | 25 | 44 | 1 | FALSE | 1 | FALSE |  | 1.05 | 808.1897 | 2424.569 | 5443 | Cladding sheet (profiled, double skin), stainless steel |  | 60 | D3 | 0 | 0 | 0 | 0 | 0 | 0 | 0 | 0 | 0
| Civic Offices | Chilled water header valves pumpsets and pressurization unit (Services mechanical and electrical components (£ spent)) | 1701206 | 8403981 | 5.2 | Services equipment | mechanical & electrical | Construction | 808.1897 | kg | 25 | 44 | 1 | FALSE | 1 | FALSE |  | 1.05 | 808.1897 | 2424.569 | 5443 | Cladding sheet (profiled, double skin), stainless steel |  | 60 | D4 | 0 | 0 | 0 | 0 | 0 | 0 | 0 | 0 | 0
| Civic Offices | Chilled water header valves pumpsets and pressurization unit (Services mechanical and electrical components (£ spent)) | 1701206 | 8403981 | 5.2 | Services equipment | mechanical & electrical | Construction | 808.1897 | kg | 25 | 44 | 1 | FALSE | 1 | FALSE |  | 1.05 | 808.1897 | 2424.569 | 5443 | Cladding sheet (profiled, double skin), stainless steel |  | 25 | B4B5 | 4081.9104 | 0.00020891 | 24.7611 | 7.274 | 2.8812 | 0.12709 | 53164.654 | 5273.9255 | 124.1253
| Civic Offices | Chilled water header valves pumpsets and pressurization unit (Services mechanical and electrical components (£ spent)) | 1701206 | 8403981 | 5.2 | Services equipment | mechanical & electrical | Construction | 808.1897 | kg | 25 | 44 | 1 | FALSE | 1 | FALSE |  | 1.05 | 808.1897 | 2424.569 | 5443 | Cladding sheet (profiled, double skin), stainless steel |  | 25 | D2 | 0 | 0 | 0 | 0 | 0 | 0 | 0 | 0 | 0
| Civic Offices | Chilled water header valves pumpsets and pressurization unit (Services mechanical and electrical components (£ spent)) | 1701206 | 8403981 | 5.2 | Services equipment | mechanical & electrical | Construction | 808.1897 | kg | 25 | 44 | 1 | FALSE | 1 | FALSE |  | 1.05 | 808.1897 | 2424.569 | 5443 | Cladding sheet (profiled, double skin), stainless steel |  | 25 | D3 | 0 | 0 | 0 | 0 | 0 | 0 | 0 | 0 | 0
| Civic Offices | Chilled water header valves pumpsets and pressurization unit (Services mechanical and electrical components (£ spent)) | 1701206 | 8403981 | 5.2 | Services equipment | mechanical & electrical | Construction | 808.1897 | kg | 25 | 44 | 1 | FALSE | 1 | FALSE |  | 1.05 | 808.1897 | 2424.569 | 5443 | Cladding sheet (profiled, double skin), stainless steel |  | 25 | D4 | 0 | 0 | 0 | 0 | 0 | 0 | 0 | 0 | 0
| Civic Offices | Chilled water header valves pumpsets and pressurization unit (Services mechanical and electrical components (£ spent)) | 1701206 | 8403981 | 5.2 | Services equipment | mechanical & electrical | Construction | 808.1897 | kg | 25 | 44 | 1 | FALSE | 1 | FALSE |  | 1.05 | 808.1897 | 2424.569 | 5443 | Cladding sheet (profiled, double skin), stainless steel |  | 50 | B4B5 | 4081.9104 | 0.00020891 | 24.7611 | 7.274 | 2.8812 | 0.12709 | 53164.654 | 5273.9255 | 124.1253
| Civic Offices | Chilled water header valves pumpsets and pressurization unit (Services mechanical and electrical components (£ spent)) | 1701206 | 8403981 | 5.2 | Services equipment | mechanical & electrical | Construction | 808.1897 | kg | 25 | 44 | 1 | FALSE | 1 | FALSE |  | 1.05 | 808.1897 | 2424.569 | 5443 | Cladding sheet (profiled, double skin), stainless steel |  | 50 | D2 | 0 | 0 | 0 | 0 | 0 | 0 | 0 | 0 | 0
| Civic Offices | Chilled water header valves pumpsets and pressurization unit (Services mechanical and electrical components (£ spent)) | 1701206 | 8403981 | 5.2 | Services equipment | mechanical & electrical | Construction | 808.1897 | kg | 25 | 44 | 1 | FALSE | 1 | FALSE |  | 1.05 | 808.1897 | 2424.569 | 5443 | Cladding sheet (profiled, double skin), stainless steel |  | 50 | D3 | 0 | 0 | 0 | 0 | 0 | 0 | 0 | 0 | 0
| Civic Offices | Chilled water header valves pumpsets and pressurization unit (Services mechanical and electrical components (£ spent)) | 1701206 | 8403981 | 5.2 | Services equipment | mechanical & electrical | Construction | 808.1897 | kg | 25 | 44 | 1 | FALSE | 1 | FALSE |  | 1.05 | 808.1897 | 2424.569 | 5443 | Cladding sheet (profiled, double skin), stainless steel |  | 50 | D4 | 0 | 0 | 0 | 0 | 0 | 0 | 0 | 0 | 0
| Civic Offices | Chilled water header valves pumpsets and pressurization unit (Services mechanical and electrical components (£ spent)) | 1701206 | 8403982 | 5.2 | Services equipment | mechanical & electrical | Construction | 161.6379 | kg | 25 | 44 | 1 | FALSE | 1 | FALSE |  | 1.1 | 161.6379 | 484.9138 | 5052 | Membrane (breather), polypropylene |  | 0 | A1A3 | 976.7445 | 2.2305e-05 | 5.501 | 1.5819 | 0.65353 | 0.0011461 | 21265.0649 | 84.3735 | 4.8189
| Civic Offices | Chilled water header valves pumpsets and pressurization unit (Services mechanical and electrical components (£ spent)) | 1701206 | 8403982 | 5.2 | Services equipment | mechanical & electrical | Construction | 161.6379 | kg | 25 | 44 | 1 | FALSE | 1 | FALSE |  | 1.1 | 161.6379 | 484.9138 | 5052 | Membrane (breather), polypropylene |  | 0 | A4 | 3.3688 | 6.0528e-07 | 0.01103 | 0.0029814 | 0.0018818 | 1.1748e-05 | 50.2167 | 7.6677 | 0.013863
| Civic Offices | Chilled water header valves pumpsets and pressurization unit (Services mechanical and electrical components (£ spent)) | 1701206 | 8403982 | 5.2 | Services equipment | mechanical & electrical | Construction | 161.6379 | kg | 25 | 44 | 1 | FALSE | 1 | FALSE |  | 1.1 | 161.6379 | 484.9138 | 5052 | Membrane (breather), polypropylene |  | 0 | A5 | 0.42601 | 1.355e-08 | 0.00039226 | 0.035741 | 0.00013016 | 7.5705e-08 | 1.24 | 2.5862 | 0
| Civic Offices | Chilled water header valves pumpsets and pressurization unit (Services mechanical and electrical components (£ spent)) | 1701206 | 8403982 | 5.2 | Services equipment | mechanical & electrical | Construction | 161.6379 | kg | 25 | 44 | 1 | FALSE | 1 | FALSE |  | 1.1 | 161.6379 | 484.9138 | 5052 | Membrane (breather), polypropylene |  | 0 | D2 | 0 | 0 | 0 | 0 | 0 | 0 | 0 | 0 | 0
| Civic Offices | Chilled water header valves pumpsets and pressurization unit (Services mechanical and electrical components (£ spent)) | 1701206 | 8403982 | 5.2 | Services equipment | mechanical & electrical | Construction | 161.6379 | kg | 25 | 44 | 1 | FALSE | 1 | FALSE |  | 1.1 | 161.6379 | 484.9138 | 5052 | Membrane (breather), polypropylene |  | 0 | D3 | 0 | 0 | 0 | 0 | 0 | 0 | 0 | 0 | 0
| Civic Offices | Chilled water header valves pumpsets and pressurization unit (Services mechanical and electrical components (£ spent)) | 1701206 | 8403982 | 5.2 | Services equipment | mechanical & electrical | Construction | 161.6379 | kg | 25 | 44 | 1 | FALSE | 1 | FALSE |  | 1.1 | 161.6379 | 484.9138 | 5052 | Membrane (breather), polypropylene |  | 0 | D4 | 0 | 0 | 0 | 0 | 0 | 0 | 0 | 0 | 0
| Civic Offices | Chilled water header valves pumpsets and pressurization unit (Services mechanical and electrical components (£ spent)) | 1701206 | 8403982 | 5.2 | Services equipment | mechanical & electrical | Construction | 161.6379 | kg | 25 | 44 | 1 | FALSE | 1 | FALSE |  | 1.1 | 161.6379 | 484.9138 | 5052 | Membrane (breather), polypropylene |  | 60 | C2 | 0 | 0 | 0 | 0 | 0 | 0 | 0 | 0 | 0
| Civic Offices | Chilled water header valves pumpsets and pressurization unit (Services mechanical and electrical components (£ spent)) | 1701206 | 8403982 | 5.2 | Services equipment | mechanical & electrical | Construction | 161.6379 | kg | 25 | 44 | 1 | FALSE | 1 | FALSE |  | 1.1 | 161.6379 | 484.9138 | 5052 | Membrane (breather), polypropylene |  | 60 | C4 | 4.2601 | 1.355e-07 | 0.0039226 | 0.35741 | 0.0013016 | 7.5705e-07 | 12.3996 | 25.8621 | 0.11993
| Civic Offices | Chilled water header valves pumpsets and pressurization unit (Services mechanical and electrical components (£ spent)) | 1701206 | 8403982 | 5.2 | Services equipment | mechanical & electrical | Construction | 161.6379 | kg | 25 | 44 | 1 | FALSE | 1 | FALSE |  | 1.1 | 161.6379 | 484.9138 | 5052 | Membrane (breather), polypropylene |  | 60 | D2 | 0 | 0 | 0 | 0 | 0 | 0 | 0 | 0 | 0
| Civic Offices | Chilled water header valves pumpsets and pressurization unit (Services mechanical and electrical components (£ spent)) | 1701206 | 8403982 | 5.2 | Services equipment | mechanical & electrical | Construction | 161.6379 | kg | 25 | 44 | 1 | FALSE | 1 | FALSE |  | 1.1 | 161.6379 | 484.9138 | 5052 | Membrane (breather), polypropylene |  | 60 | D3 | 0 | 0 | 0 | 0 | 0 | 0 | 0 | 0 | 0
| Civic Offices | Chilled water header valves pumpsets and pressurization unit (Services mechanical and electrical components (£ spent)) | 1701206 | 8403982 | 5.2 | Services equipment | mechanical & electrical | Construction | 161.6379 | kg | 25 | 44 | 1 | FALSE | 1 | FALSE |  | 1.1 | 161.6379 | 484.9138 | 5052 | Membrane (breather), polypropylene |  | 60 | D4 | 0 | 0 | 0 | 0 | 0 | 0 | 0 | 0 | 0
| Civic Offices | Chilled water header valves pumpsets and pressurization unit (Services mechanical and electrical components (£ spent)) | 1701206 | 8403982 | 5.2 | Services equipment | mechanical & electrical | Construction | 161.6379 | kg | 25 | 44 | 1 | FALSE | 1 | FALSE |  | 1.1 | 161.6379 | 484.9138 | 5052 | Membrane (breather), polypropylene |  | 25 | B4B5 | 984.7993 | 2.3059e-05 | 5.5164 | 1.978 | 0.65684 | 0.0011587 | 21328.9212 | 120.4895 | 4.8327
| Civic Offices | Chilled water header valves pumpsets and pressurization unit (Services mechanical and electrical components (£ spent)) | 1701206 | 8403982 | 5.2 | Services equipment | mechanical & electrical | Construction | 161.6379 | kg | 25 | 44 | 1 | FALSE | 1 | FALSE |  | 1.1 | 161.6379 | 484.9138 | 5052 | Membrane (breather), polypropylene |  | 25 | D2 | 0 | 0 | 0 | 0 | 0 | 0 | 0 | 0 | 0
| Civic Offices | Chilled water header valves pumpsets and pressurization unit (Services mechanical and electrical components (£ spent)) | 1701206 | 8403982 | 5.2 | Services equipment | mechanical & electrical | Construction | 161.6379 | kg | 25 | 44 | 1 | FALSE | 1 | FALSE |  | 1.1 | 161.6379 | 484.9138 | 5052 | Membrane (breather), polypropylene |  | 25 | D3 | 0 | 0 | 0 | 0 | 0 | 0 | 0 | 0 | 0
| Civic Offices | Chilled water header valves pumpsets and pressurization unit (Services mechanical and electrical components (£ spent)) | 1701206 | 8403982 | 5.2 | Services equipment | mechanical & electrical | Construction | 161.6379 | kg | 25 | 44 | 1 | FALSE | 1 | FALSE |  | 1.1 | 161.6379 | 484.9138 | 5052 | Membrane (breather), polypropylene |  | 25 | D4 | 0 | 0 | 0 | 0 | 0 | 0 | 0 | 0 | 0
| Civic Offices | Chilled water header valves pumpsets and pressurization unit (Services mechanical and electrical components (£ spent)) | 1701206 | 8403982 | 5.2 | Services equipment | mechanical & electrical | Construction | 161.6379 | kg | 25 | 44 | 1 | FALSE | 1 | FALSE |  | 1.1 | 161.6379 | 484.9138 | 5052 | Membrane (breather), polypropylene |  | 50 | B4B5 | 984.7993 | 2.3059e-05 | 5.5164 | 1.978 | 0.65684 | 0.0011587 | 21328.9212 | 120.4895 | 4.8327
| Civic Offices | Chilled water header valves pumpsets and pressurization unit (Services mechanical and electrical components (£ spent)) | 1701206 | 8403982 | 5.2 | Services equipment | mechanical & electrical | Construction | 161.6379 | kg | 25 | 44 | 1 | FALSE | 1 | FALSE |  | 1.1 | 161.6379 | 484.9138 | 5052 | Membrane (breather), polypropylene |  | 50 | D2 | 0 | 0 | 0 | 0 | 0 | 0 | 0 | 0 | 0
| Civic Offices | Chilled water header valves pumpsets and pressurization unit (Services mechanical and electrical components (£ spent)) | 1701206 | 8403982 | 5.2 | Services equipment | mechanical & electrical | Construction | 161.6379 | kg | 25 | 44 | 1 | FALSE | 1 | FALSE |  | 1.1 | 161.6379 | 484.9138 | 5052 | Membrane (breather), polypropylene |  | 50 | D3 | 0 | 0 | 0 | 0 | 0 | 0 | 0 | 0 | 0
| Civic Offices | Chilled water header valves pumpsets and pressurization unit (Services mechanical and electrical components (£ spent)) | 1701206 | 8403982 | 5.2 | Services equipment | mechanical & electrical | Construction | 161.6379 | kg | 25 | 44 | 1 | FALSE | 1 | FALSE |  | 1.1 | 161.6379 | 484.9138 | 5052 | Membrane (breather), polypropylene |  | 50 | D4 | 0 | 0 | 0 | 0 | 0 | 0 | 0 | 0 | 0
| Civic Offices | Hot water buffer vessel insulated and accessories (Services mechanical and electrical components (£ spent)) | 1701207 | 8403985 | 5.2 | Services equipment | mechanical & electrical | Construction | 43.1034 | kg | 25 | 44 | 1 | FALSE | 1 | FALSE |  | 1.05 | 43.1034 | 129.3103 | 5109 | Cladding sheet (outer sheet of composite panel), copper |  | 0 | A1A3 | 311.605 | 0.00025896 | 15.8478 | 10.5789 | 0.876 | 0.0721 | 4728.0599 | 922.9707 | 9.9604
| Civic Offices | Hot water buffer vessel insulated and accessories (Services mechanical and electrical components (£ spent)) | 1701207 | 8403985 | 5.2 | Services equipment | mechanical & electrical | Construction | 43.1034 | kg | 25 | 44 | 1 | FALSE | 1 | FALSE |  | 1.05 | 43.1034 | 129.3103 | 5109 | Cladding sheet (outer sheet of composite panel), copper |  | 0 | A4 | 0.88673 | 1.5932e-07 | 0.0029035 | 0.00078476 | 0.00049533 | 3.0925e-06 | 13.2182 | 2.0183 | 0.003649
| Civic Offices | Hot water buffer vessel insulated and accessories (Services mechanical and electrical components (£ spent)) | 1701207 | 8403985 | 5.2 | Services equipment | mechanical & electrical | Construction | 43.1034 | kg | 25 | 44 | 1 | FALSE | 1 | FALSE |  | 1.05 | 43.1034 | 129.3103 | 5109 | Cladding sheet (outer sheet of composite panel), copper |  | 0 | A5 | 0.0011203 | 2.9334e-10 | 7.8339e-06 | 2.5742e-06 | 1.2999e-06 | 1.5803e-09 | 0.027464 | 0.32328 | 0
| Civic Offices | Hot water buffer vessel insulated and accessories (Services mechanical and electrical components (£ spent)) | 1701207 | 8403985 | 5.2 | Services equipment | mechanical & electrical | Construction | 43.1034 | kg | 25 | 44 | 1 | FALSE | 1 | FALSE |  | 1.05 | 43.1034 | 129.3103 | 5109 | Cladding sheet (outer sheet of composite panel), copper |  | 0 | D2 | 0 | 0 | 0 | 0 | 0 | 0 | 0 | 0 | 0
| Civic Offices | Hot water buffer vessel insulated and accessories (Services mechanical and electrical components (£ spent)) | 1701207 | 8403985 | 5.2 | Services equipment | mechanical & electrical | Construction | 43.1034 | kg | 25 | 44 | 1 | FALSE | 1 | FALSE |  | 1.05 | 43.1034 | 129.3103 | 5109 | Cladding sheet (outer sheet of composite panel), copper |  | 0 | D3 | 0 | 0 | 0 | 0 | 0 | 0 | 0 | 0 | 0
| Civic Offices | Hot water buffer vessel insulated and accessories (Services mechanical and electrical components (£ spent)) | 1701207 | 8403985 | 5.2 | Services equipment | mechanical & electrical | Construction | 43.1034 | kg | 25 | 44 | 1 | FALSE | 1 | FALSE |  | 1.05 | 43.1034 | 129.3103 | 5109 | Cladding sheet (outer sheet of composite panel), copper |  | 0 | D4 | 0 | 0 | 0 | 0 | 0 | 0 | 0 | 0 | 0
| Civic Offices | Hot water buffer vessel insulated and accessories (Services mechanical and electrical components (£ spent)) | 1701207 | 8403985 | 5.2 | Services equipment | mechanical & electrical | Construction | 43.1034 | kg | 25 | 44 | 1 | FALSE | 1 | FALSE |  | 1.05 | 43.1034 | 129.3103 | 5109 | Cladding sheet (outer sheet of composite panel), copper |  | 60 | C2 | 0 | 0 | 0 | 0 | 0 | 0 | 0 | 0 | 0
| Civic Offices | Hot water buffer vessel insulated and accessories (Services mechanical and electrical components (£ spent)) | 1701207 | 8403985 | 5.2 | Services equipment | mechanical & electrical | Construction | 43.1034 | kg | 25 | 44 | 1 | FALSE | 1 | FALSE |  | 1.05 | 43.1034 | 129.3103 | 5109 | Cladding sheet (outer sheet of composite panel), copper |  | 60 | C4 | 0.022405 | 5.8669e-09 | 0.00015668 | 5.1484e-05 | 2.5999e-05 | 3.1606e-08 | 0.54927 | 6.4655 | 0.0011236
| Civic Offices | Hot water buffer vessel insulated and accessories (Services mechanical and electrical components (£ spent)) | 1701207 | 8403985 | 5.2 | Services equipment | mechanical & electrical | Construction | 43.1034 | kg | 25 | 44 | 1 | FALSE | 1 | FALSE |  | 1.05 | 43.1034 | 129.3103 | 5109 | Cladding sheet (outer sheet of composite panel), copper |  | 60 | D2 | 0 | 0 | 0 | 0 | 0 | 0 | 0 | 0 | 0
| Civic Offices | Hot water buffer vessel insulated and accessories (Services mechanical and electrical components (£ spent)) | 1701207 | 8403985 | 5.2 | Services equipment | mechanical & electrical | Construction | 43.1034 | kg | 25 | 44 | 1 | FALSE | 1 | FALSE |  | 1.05 | 43.1034 | 129.3103 | 5109 | Cladding sheet (outer sheet of composite panel), copper |  | 60 | D3 | 0 | 0 | 0 | 0 | 0 | 0 | 0 | 0 | 0
| Civic Offices | Hot water buffer vessel insulated and accessories (Services mechanical and electrical components (£ spent)) | 1701207 | 8403985 | 5.2 | Services equipment | mechanical & electrical | Construction | 43.1034 | kg | 25 | 44 | 1 | FALSE | 1 | FALSE |  | 1.05 | 43.1034 | 129.3103 | 5109 | Cladding sheet (outer sheet of composite panel), copper |  | 60 | D4 | 0 | 0 | 0 | 0 | 0 | 0 | 0 | 0 | 0
| Civic Offices | Hot water buffer vessel insulated and accessories (Services mechanical and electrical components (£ spent)) | 1701207 | 8403985 | 5.2 | Services equipment | mechanical & electrical | Construction | 43.1034 | kg | 25 | 44 | 1 | FALSE | 1 | FALSE |  | 1.05 | 43.1034 | 129.3103 | 5109 | Cladding sheet (outer sheet of composite panel), copper |  | 25 | B4B5 | 312.5153 | 0.00025912 | 15.8508 | 10.5797 | 0.87652 | 0.072103 | 4741.8549 | 931.7779 | 9.9641
| Civic Offices | Hot water buffer vessel insulated and accessories (Services mechanical and electrical components (£ spent)) | 1701207 | 8403985 | 5.2 | Services equipment | mechanical & electrical | Construction | 43.1034 | kg | 25 | 44 | 1 | FALSE | 1 | FALSE |  | 1.05 | 43.1034 | 129.3103 | 5109 | Cladding sheet (outer sheet of composite panel), copper |  | 25 | D2 | 0 | 0 | 0 | 0 | 0 | 0 | 0 | 0 | 0
| Civic Offices | Hot water buffer vessel insulated and accessories (Services mechanical and electrical components (£ spent)) | 1701207 | 8403985 | 5.2 | Services equipment | mechanical & electrical | Construction | 43.1034 | kg | 25 | 44 | 1 | FALSE | 1 | FALSE |  | 1.05 | 43.1034 | 129.3103 | 5109 | Cladding sheet (outer sheet of composite panel), copper |  | 25 | D3 | 0 | 0 | 0 | 0 | 0 | 0 | 0 | 0 | 0
| Civic Offices | Hot water buffer vessel insulated and accessories (Services mechanical and electrical components (£ spent)) | 1701207 | 8403985 | 5.2 | Services equipment | mechanical & electrical | Construction | 43.1034 | kg | 25 | 44 | 1 | FALSE | 1 | FALSE |  | 1.05 | 43.1034 | 129.3103 | 5109 | Cladding sheet (outer sheet of composite panel), copper |  | 25 | D4 | 0 | 0 | 0 | 0 | 0 | 0 | 0 | 0 | 0
| Civic Offices | Hot water buffer vessel insulated and accessories (Services mechanical and electrical components (£ spent)) | 1701207 | 8403985 | 5.2 | Services equipment | mechanical & electrical | Construction | 43.1034 | kg | 25 | 44 | 1 | FALSE | 1 | FALSE |  | 1.05 | 43.1034 | 129.3103 | 5109 | Cladding sheet (outer sheet of composite panel), copper |  | 50 | B4B5 | 312.5153 | 0.00025912 | 15.8508 | 10.5797 | 0.87652 | 0.072103 | 4741.8549 | 931.7779 | 9.9641
| Civic Offices | Hot water buffer vessel insulated and accessories (Services mechanical and electrical components (£ spent)) | 1701207 | 8403985 | 5.2 | Services equipment | mechanical & electrical | Construction | 43.1034 | kg | 25 | 44 | 1 | FALSE | 1 | FALSE |  | 1.05 | 43.1034 | 129.3103 | 5109 | Cladding sheet (outer sheet of composite panel), copper |  | 50 | D2 | 0 | 0 | 0 | 0 | 0 | 0 | 0 | 0 | 0
| Civic Offices | Hot water buffer vessel insulated and accessories (Services mechanical and electrical components (£ spent)) | 1701207 | 8403985 | 5.2 | Services equipment | mechanical & electrical | Construction | 43.1034 | kg | 25 | 44 | 1 | FALSE | 1 | FALSE |  | 1.05 | 43.1034 | 129.3103 | 5109 | Cladding sheet (outer sheet of composite panel), copper |  | 50 | D3 | 0 | 0 | 0 | 0 | 0 | 0 | 0 | 0 | 0
| Civic Offices | Hot water buffer vessel insulated and accessories (Services mechanical and electrical components (£ spent)) | 1701207 | 8403985 | 5.2 | Services equipment | mechanical & electrical | Construction | 43.1034 | kg | 25 | 44 | 1 | FALSE | 1 | FALSE |  | 1.05 | 43.1034 | 129.3103 | 5109 | Cladding sheet (outer sheet of composite panel), copper |  | 50 | D4 | 0 | 0 | 0 | 0 | 0 | 0 | 0 | 0 | 0
| Civic Offices | Hot water buffer vessel insulated and accessories (Services mechanical and electrical components (£ spent)) | 1701207 | 8403986 | 5.2 | Services equipment | mechanical & electrical | Construction | 215.5172 | kg | 25 | 44 | 1 | FALSE | 1 | FALSE |  | 1.05 | 215.5172 | 646.5517 | 5443 | Cladding sheet (profiled, double skin), stainless steel |  | 0 | A1A3 | 1078.9993 | 5.438e-05 | 6.5575 | 1.9312 | 0.7623 | 0.03387 | 14036.9316 | 1332.526 | 33.0619
| Civic Offices | Hot water buffer vessel insulated and accessories (Services mechanical and electrical components (£ spent)) | 1701207 | 8403986 | 5.2 | Services equipment | mechanical & electrical | Construction | 215.5172 | kg | 25 | 44 | 1 | FALSE | 1 | FALSE |  | 1.05 | 215.5172 | 646.5517 | 5443 | Cladding sheet (profiled, double skin), stainless steel |  | 0 | A4 | 9.3925 | 1.2997e-06 | 0.044658 | 0.0082925 | 0.0058955 | 2.0917e-05 | 137.4258 | 39.9102 | 0.038172
| Civic Offices | Hot water buffer vessel insulated and accessories (Services mechanical and electrical components (£ spent)) | 1701207 | 8403986 | 5.2 | Services equipment | mechanical & electrical | Construction | 215.5172 | kg | 25 | 44 | 1 | FALSE | 1 | FALSE |  | 1.05 | 215.5172 | 646.5517 | 5443 | Cladding sheet (profiled, double skin), stainless steel |  | 0 | A5 | 0.0056013 | 1.4667e-09 | 3.9169e-05 | 1.2871e-05 | 6.4997e-06 | 7.9015e-09 | 0.13732 | 1.6164 | 0
| Civic Offices | Hot water buffer vessel insulated and accessories (Services mechanical and electrical components (£ spent)) | 1701207 | 8403986 | 5.2 | Services equipment | mechanical & electrical | Construction | 215.5172 | kg | 25 | 44 | 1 | FALSE | 1 | FALSE |  | 1.05 | 215.5172 | 646.5517 | 5443 | Cladding sheet (profiled, double skin), stainless steel |  | 0 | D2 | 0 | 0 | 0 | 0 | 0 | 0 | 0 | 0 | 0
| Civic Offices | Hot water buffer vessel insulated and accessories (Services mechanical and electrical components (£ spent)) | 1701207 | 8403986 | 5.2 | Services equipment | mechanical & electrical | Construction | 215.5172 | kg | 25 | 44 | 1 | FALSE | 1 | FALSE |  | 1.05 | 215.5172 | 646.5517 | 5443 | Cladding sheet (profiled, double skin), stainless steel |  | 0 | D3 | 0 | 0 | 0 | 0 | 0 | 0 | 0 | 0 | 0
| Civic Offices | Hot water buffer vessel insulated and accessories (Services mechanical and electrical components (£ spent)) | 1701207 | 8403986 | 5.2 | Services equipment | mechanical & electrical | Construction | 215.5172 | kg | 25 | 44 | 1 | FALSE | 1 | FALSE |  | 1.05 | 215.5172 | 646.5517 | 5443 | Cladding sheet (profiled, double skin), stainless steel |  | 0 | D4 | 0 | 0 | 0 | 0 | 0 | 0 | 0 | 0 | 0
| Civic Offices | Hot water buffer vessel insulated and accessories (Services mechanical and electrical components (£ spent)) | 1701207 | 8403986 | 5.2 | Services equipment | mechanical & electrical | Construction | 215.5172 | kg | 25 | 44 | 1 | FALSE | 1 | FALSE |  | 1.05 | 215.5172 | 646.5517 | 5443 | Cladding sheet (profiled, double skin), stainless steel |  | 60 | C2 | 0 | 0 | 0 | 0 | 0 | 0 | 0 | 0 | 0
| Civic Offices | Hot water buffer vessel insulated and accessories (Services mechanical and electrical components (£ spent)) | 1701207 | 8403986 | 5.2 | Services equipment | mechanical & electrical | Construction | 215.5172 | kg | 25 | 44 | 1 | FALSE | 1 | FALSE |  | 1.05 | 215.5172 | 646.5517 | 5443 | Cladding sheet (profiled, double skin), stainless steel |  | 60 | C4 | 0.11203 | 2.9334e-08 | 0.00078339 | 0.00025742 | 0.00012999 | 1.5803e-07 | 2.7464 | 32.3276 | 0.0056181
| Civic Offices | Hot water buffer vessel insulated and accessories (Services mechanical and electrical components (£ spent)) | 1701207 | 8403986 | 5.2 | Services equipment | mechanical & electrical | Construction | 215.5172 | kg | 25 | 44 | 1 | FALSE | 1 | FALSE |  | 1.05 | 215.5172 | 646.5517 | 5443 | Cladding sheet (profiled, double skin), stainless steel |  | 60 | D2 | 0 | 0 | 0 | 0 | 0 | 0 | 0 | 0 | 0
| Civic Offices | Hot water buffer vessel insulated and accessories (Services mechanical and electrical components (£ spent)) | 1701207 | 8403986 | 5.2 | Services equipment | mechanical & electrical | Construction | 215.5172 | kg | 25 | 44 | 1 | FALSE | 1 | FALSE |  | 1.05 | 215.5172 | 646.5517 | 5443 | Cladding sheet (profiled, double skin), stainless steel |  | 60 | D3 | 0 | 0 | 0 | 0 | 0 | 0 | 0 | 0 | 0
| Civic Offices | Hot water buffer vessel insulated and accessories (Services mechanical and electrical components (£ spent)) | 1701207 | 8403986 | 5.2 | Services equipment | mechanical & electrical | Construction | 215.5172 | kg | 25 | 44 | 1 | FALSE | 1 | FALSE |  | 1.05 | 215.5172 | 646.5517 | 5443 | Cladding sheet (profiled, double skin), stainless steel |  | 60 | D4 | 0 | 0 | 0 | 0 | 0 | 0 | 0 | 0 | 0
| Civic Offices | Hot water buffer vessel insulated and accessories (Services mechanical and electrical components (£ spent)) | 1701207 | 8403986 | 5.2 | Services equipment | mechanical & electrical | Construction | 215.5172 | kg | 25 | 44 | 1 | FALSE | 1 | FALSE |  | 1.05 | 215.5172 | 646.5517 | 5443 | Cladding sheet (profiled, double skin), stainless steel |  | 25 | B4B5 | 1088.5094 | 5.571e-05 | 6.603 | 1.9397 | 0.76833 | 0.033891 | 14177.2411 | 1406.3801 | 33.1001
| Civic Offices | Hot water buffer vessel insulated and accessories (Services mechanical and electrical components (£ spent)) | 1701207 | 8403986 | 5.2 | Services equipment | mechanical & electrical | Construction | 215.5172 | kg | 25 | 44 | 1 | FALSE | 1 | FALSE |  | 1.05 | 215.5172 | 646.5517 | 5443 | Cladding sheet (profiled, double skin), stainless steel |  | 25 | D2 | 0 | 0 | 0 | 0 | 0 | 0 | 0 | 0 | 0
| Civic Offices | Hot water buffer vessel insulated and accessories (Services mechanical and electrical components (£ spent)) | 1701207 | 8403986 | 5.2 | Services equipment | mechanical & electrical | Construction | 215.5172 | kg | 25 | 44 | 1 | FALSE | 1 | FALSE |  | 1.05 | 215.5172 | 646.5517 | 5443 | Cladding sheet (profiled, double skin), stainless steel |  | 25 | D3 | 0 | 0 | 0 | 0 | 0 | 0 | 0 | 0 | 0
| Civic Offices | Hot water buffer vessel insulated and accessories (Services mechanical and electrical components (£ spent)) | 1701207 | 8403986 | 5.2 | Services equipment | mechanical & electrical | Construction | 215.5172 | kg | 25 | 44 | 1 | FALSE | 1 | FALSE |  | 1.05 | 215.5172 | 646.5517 | 5443 | Cladding sheet (profiled, double skin), stainless steel |  | 25 | D4 | 0 | 0 | 0 | 0 | 0 | 0 | 0 | 0 | 0
| Civic Offices | Hot water buffer vessel insulated and accessories (Services mechanical and electrical components (£ spent)) | 1701207 | 8403986 | 5.2 | Services equipment | mechanical & electrical | Construction | 215.5172 | kg | 25 | 44 | 1 | FALSE | 1 | FALSE |  | 1.05 | 215.5172 | 646.5517 | 5443 | Cladding sheet (profiled, double skin), stainless steel |  | 50 | B4B5 | 1088.5094 | 5.571e-05 | 6.603 | 1.9397 | 0.76833 | 0.033891 | 14177.2411 | 1406.3801 | 33.1001
| Civic Offices | Hot water buffer vessel insulated and accessories (Services mechanical and electrical components (£ spent)) | 1701207 | 8403986 | 5.2 | Services equipment | mechanical & electrical | Construction | 215.5172 | kg | 25 | 44 | 1 | FALSE | 1 | FALSE |  | 1.05 | 215.5172 | 646.5517 | 5443 | Cladding sheet (profiled, double skin), stainless steel |  | 50 | D2 | 0 | 0 | 0 | 0 | 0 | 0 | 0 | 0 | 0
| Civic Offices | Hot water buffer vessel insulated and accessories (Services mechanical and electrical components (£ spent)) | 1701207 | 8403986 | 5.2 | Services equipment | mechanical & electrical | Construction | 215.5172 | kg | 25 | 44 | 1 | FALSE | 1 | FALSE |  | 1.05 | 215.5172 | 646.5517 | 5443 | Cladding sheet (profiled, double skin), stainless steel |  | 50 | D3 | 0 | 0 | 0 | 0 | 0 | 0 | 0 | 0 | 0
| Civic Offices | Hot water buffer vessel insulated and accessories (Services mechanical and electrical components (£ spent)) | 1701207 | 8403986 | 5.2 | Services equipment | mechanical & electrical | Construction | 215.5172 | kg | 25 | 44 | 1 | FALSE | 1 | FALSE |  | 1.05 | 215.5172 | 646.5517 | 5443 | Cladding sheet (profiled, double skin), stainless steel |  | 50 | D4 | 0 | 0 | 0 | 0 | 0 | 0 | 0 | 0 | 0
| Civic Offices | Hot water buffer vessel insulated and accessories (Services mechanical and electrical components (£ spent)) | 1701207 | 8403987 | 5.2 | Services equipment | mechanical & electrical | Construction | 43.1034 | kg | 25 | 44 | 1 | FALSE | 1 | FALSE |  | 1.1 | 43.1034 | 129.3103 | 5052 | Membrane (breather), polypropylene |  | 0 | A1A3 | 260.4652 | 5.948e-06 | 1.4669 | 0.42184 | 0.17427 | 0.00030563 | 5670.684 | 22.4996 | 1.285
| Civic Offices | Hot water buffer vessel insulated and accessories (Services mechanical and electrical components (£ spent)) | 1701207 | 8403987 | 5.2 | Services equipment | mechanical & electrical | Construction | 43.1034 | kg | 25 | 44 | 1 | FALSE | 1 | FALSE |  | 1.1 | 43.1034 | 129.3103 | 5052 | Membrane (breather), polypropylene |  | 0 | A4 | 0.89833 | 1.6141e-07 | 0.0029415 | 0.00079503 | 0.00050181 | 3.1329e-06 | 13.3911 | 2.0447 | 0.0036968
| Civic Offices | Hot water buffer vessel insulated and accessories (Services mechanical and electrical components (£ spent)) | 1701207 | 8403987 | 5.2 | Services equipment | mechanical & electrical | Construction | 43.1034 | kg | 25 | 44 | 1 | FALSE | 1 | FALSE |  | 1.1 | 43.1034 | 129.3103 | 5052 | Membrane (breather), polypropylene |  | 0 | A5 | 0.1136 | 3.6133e-09 | 0.0001046 | 0.0095308 | 3.4708e-05 | 2.0188e-08 | 0.33066 | 0.68966 | 0
| Civic Offices | Hot water buffer vessel insulated and accessories (Services mechanical and electrical components (£ spent)) | 1701207 | 8403987 | 5.2 | Services equipment | mechanical & electrical | Construction | 43.1034 | kg | 25 | 44 | 1 | FALSE | 1 | FALSE |  | 1.1 | 43.1034 | 129.3103 | 5052 | Membrane (breather), polypropylene |  | 0 | D2 | 0 | 0 | 0 | 0 | 0 | 0 | 0 | 0 | 0
| Civic Offices | Hot water buffer vessel insulated and accessories (Services mechanical and electrical components (£ spent)) | 1701207 | 8403987 | 5.2 | Services equipment | mechanical & electrical | Construction | 43.1034 | kg | 25 | 44 | 1 | FALSE | 1 | FALSE |  | 1.1 | 43.1034 | 129.3103 | 5052 | Membrane (breather), polypropylene |  | 0 | D3 | 0 | 0 | 0 | 0 | 0 | 0 | 0 | 0 | 0
| Civic Offices | Hot water buffer vessel insulated and accessories (Services mechanical and electrical components (£ spent)) | 1701207 | 8403987 | 5.2 | Services equipment | mechanical & electrical | Construction | 43.1034 | kg | 25 | 44 | 1 | FALSE | 1 | FALSE |  | 1.1 | 43.1034 | 129.3103 | 5052 | Membrane (breather), polypropylene |  | 0 | D4 | 0 | 0 | 0 | 0 | 0 | 0 | 0 | 0 | 0
| Civic Offices | Hot water buffer vessel insulated and accessories (Services mechanical and electrical components (£ spent)) | 1701207 | 8403987 | 5.2 | Services equipment | mechanical & electrical | Construction | 43.1034 | kg | 25 | 44 | 1 | FALSE | 1 | FALSE |  | 1.1 | 43.1034 | 129.3103 | 5052 | Membrane (breather), polypropylene |  | 60 | C2 | 0 | 0 | 0 | 0 | 0 | 0 | 0 | 0 | 0
| Civic Offices | Hot water buffer vessel insulated and accessories (Services mechanical and electrical components (£ spent)) | 1701207 | 8403987 | 5.2 | Services equipment | mechanical & electrical | Construction | 43.1034 | kg | 25 | 44 | 1 | FALSE | 1 | FALSE |  | 1.1 | 43.1034 | 129.3103 | 5052 | Membrane (breather), polypropylene |  | 60 | C4 | 1.136 | 3.6133e-08 | 0.001046 | 0.095308 | 0.00034708 | 2.0188e-07 | 3.3066 | 6.8966 | 0.031982
| Civic Offices | Hot water buffer vessel insulated and accessories (Services mechanical and electrical components (£ spent)) | 1701207 | 8403987 | 5.2 | Services equipment | mechanical & electrical | Construction | 43.1034 | kg | 25 | 44 | 1 | FALSE | 1 | FALSE |  | 1.1 | 43.1034 | 129.3103 | 5052 | Membrane (breather), polypropylene |  | 60 | D2 | 0 | 0 | 0 | 0 | 0 | 0 | 0 | 0 | 0
| Civic Offices | Hot water buffer vessel insulated and accessories (Services mechanical and electrical components (£ spent)) | 1701207 | 8403987 | 5.2 | Services equipment | mechanical & electrical | Construction | 43.1034 | kg | 25 | 44 | 1 | FALSE | 1 | FALSE |  | 1.1 | 43.1034 | 129.3103 | 5052 | Membrane (breather), polypropylene |  | 60 | D3 | 0 | 0 | 0 | 0 | 0 | 0 | 0 | 0 | 0
| Civic Offices | Hot water buffer vessel insulated and accessories (Services mechanical and electrical components (£ spent)) | 1701207 | 8403987 | 5.2 | Services equipment | mechanical & electrical | Construction | 43.1034 | kg | 25 | 44 | 1 | FALSE | 1 | FALSE |  | 1.1 | 43.1034 | 129.3103 | 5052 | Membrane (breather), polypropylene |  | 60 | D4 | 0 | 0 | 0 | 0 | 0 | 0 | 0 | 0 | 0
| Civic Offices | Hot water buffer vessel insulated and accessories (Services mechanical and electrical components (£ spent)) | 1701207 | 8403987 | 5.2 | Services equipment | mechanical & electrical | Construction | 43.1034 | kg | 25 | 44 | 1 | FALSE | 1 | FALSE |  | 1.1 | 43.1034 | 129.3103 | 5052 | Membrane (breather), polypropylene |  | 25 | B4B5 | 262.6132 | 6.1492e-06 | 1.471 | 0.52747 | 0.17516 | 0.00030898 | 5687.7123 | 32.1305 | 1.2887
| Civic Offices | Hot water buffer vessel insulated and accessories (Services mechanical and electrical components (£ spent)) | 1701207 | 8403987 | 5.2 | Services equipment | mechanical & electrical | Construction | 43.1034 | kg | 25 | 44 | 1 | FALSE | 1 | FALSE |  | 1.1 | 43.1034 | 129.3103 | 5052 | Membrane (breather), polypropylene |  | 25 | D2 | 0 | 0 | 0 | 0 | 0 | 0 | 0 | 0 | 0
| Civic Offices | Hot water buffer vessel insulated and accessories (Services mechanical and electrical components (£ spent)) | 1701207 | 8403987 | 5.2 | Services equipment | mechanical & electrical | Construction | 43.1034 | kg | 25 | 44 | 1 | FALSE | 1 | FALSE |  | 1.1 | 43.1034 | 129.3103 | 5052 | Membrane (breather), polypropylene |  | 25 | D3 | 0 | 0 | 0 | 0 | 0 | 0 | 0 | 0 | 0
| Civic Offices | Hot water buffer vessel insulated and accessories (Services mechanical and electrical components (£ spent)) | 1701207 | 8403987 | 5.2 | Services equipment | mechanical & electrical | Construction | 43.1034 | kg | 25 | 44 | 1 | FALSE | 1 | FALSE |  | 1.1 | 43.1034 | 129.3103 | 5052 | Membrane (breather), polypropylene |  | 25 | D4 | 0 | 0 | 0 | 0 | 0 | 0 | 0 | 0 | 0
| Civic Offices | Hot water buffer vessel insulated and accessories (Services mechanical and electrical components (£ spent)) | 1701207 | 8403987 | 5.2 | Services equipment | mechanical & electrical | Construction | 43.1034 | kg | 25 | 44 | 1 | FALSE | 1 | FALSE |  | 1.1 | 43.1034 | 129.3103 | 5052 | Membrane (breather), polypropylene |  | 50 | B4B5 | 262.6132 | 6.1492e-06 | 1.471 | 0.52747 | 0.17516 | 0.00030898 | 5687.7123 | 32.1305 | 1.2887
| Civic Offices | Hot water buffer vessel insulated and accessories (Services mechanical and electrical components (£ spent)) | 1701207 | 8403987 | 5.2 | Services equipment | mechanical & electrical | Construction | 43.1034 | kg | 25 | 44 | 1 | FALSE | 1 | FALSE |  | 1.1 | 43.1034 | 129.3103 | 5052 | Membrane (breather), polypropylene |  | 50 | D2 | 0 | 0 | 0 | 0 | 0 | 0 | 0 | 0 | 0
| Civic Offices | Hot water buffer vessel insulated and accessories (Services mechanical and electrical components (£ spent)) | 1701207 | 8403987 | 5.2 | Services equipment | mechanical & electrical | Construction | 43.1034 | kg | 25 | 44 | 1 | FALSE | 1 | FALSE |  | 1.1 | 43.1034 | 129.3103 | 5052 | Membrane (breather), polypropylene |  | 50 | D3 | 0 | 0 | 0 | 0 | 0 | 0 | 0 | 0 | 0
| Civic Offices | Hot water buffer vessel insulated and accessories (Services mechanical and electrical components (£ spent)) | 1701207 | 8403987 | 5.2 | Services equipment | mechanical & electrical | Construction | 43.1034 | kg | 25 | 44 | 1 | FALSE | 1 | FALSE |  | 1.1 | 43.1034 | 129.3103 | 5052 | Membrane (breather), polypropylene |  | 50 | D4 | 0 | 0 | 0 | 0 | 0 | 0 | 0 | 0 | 0
| Civic Offices | Cold water buffer vessel insulated and accessories (Services mechanical and electrical components (£ spent)) | 1701208 | 8403990 | 5.2 | Services equipment | mechanical & electrical | Construction | 43.1034 | kg | 25 | 44 | 1 | FALSE | 1 | FALSE |  | 1.05 | 43.1034 | 129.3103 | 5109 | Cladding sheet (outer sheet of composite panel), copper |  | 0 | A1A3 | 311.605 | 0.00025896 | 15.8478 | 10.5789 | 0.876 | 0.0721 | 4728.0599 | 922.9707 | 9.9604
| Civic Offices | Cold water buffer vessel insulated and accessories (Services mechanical and electrical components (£ spent)) | 1701208 | 8403990 | 5.2 | Services equipment | mechanical & electrical | Construction | 43.1034 | kg | 25 | 44 | 1 | FALSE | 1 | FALSE |  | 1.05 | 43.1034 | 129.3103 | 5109 | Cladding sheet (outer sheet of composite panel), copper |  | 0 | A4 | 0.88673 | 1.5932e-07 | 0.0029035 | 0.00078476 | 0.00049533 | 3.0925e-06 | 13.2182 | 2.0183 | 0.003649
| Civic Offices | Cold water buffer vessel insulated and accessories (Services mechanical and electrical components (£ spent)) | 1701208 | 8403990 | 5.2 | Services equipment | mechanical & electrical | Construction | 43.1034 | kg | 25 | 44 | 1 | FALSE | 1 | FALSE |  | 1.05 | 43.1034 | 129.3103 | 5109 | Cladding sheet (outer sheet of composite panel), copper |  | 0 | A5 | 0.0011203 | 2.9334e-10 | 7.8339e-06 | 2.5742e-06 | 1.2999e-06 | 1.5803e-09 | 0.027464 | 0.32328 | 0
| Civic Offices | Cold water buffer vessel insulated and accessories (Services mechanical and electrical components (£ spent)) | 1701208 | 8403990 | 5.2 | Services equipment | mechanical & electrical | Construction | 43.1034 | kg | 25 | 44 | 1 | FALSE | 1 | FALSE |  | 1.05 | 43.1034 | 129.3103 | 5109 | Cladding sheet (outer sheet of composite panel), copper |  | 0 | D2 | 0 | 0 | 0 | 0 | 0 | 0 | 0 | 0 | 0
| Civic Offices | Cold water buffer vessel insulated and accessories (Services mechanical and electrical components (£ spent)) | 1701208 | 8403990 | 5.2 | Services equipment | mechanical & electrical | Construction | 43.1034 | kg | 25 | 44 | 1 | FALSE | 1 | FALSE |  | 1.05 | 43.1034 | 129.3103 | 5109 | Cladding sheet (outer sheet of composite panel), copper |  | 0 | D3 | 0 | 0 | 0 | 0 | 0 | 0 | 0 | 0 | 0
| Civic Offices | Cold water buffer vessel insulated and accessories (Services mechanical and electrical components (£ spent)) | 1701208 | 8403990 | 5.2 | Services equipment | mechanical & electrical | Construction | 43.1034 | kg | 25 | 44 | 1 | FALSE | 1 | FALSE |  | 1.05 | 43.1034 | 129.3103 | 5109 | Cladding sheet (outer sheet of composite panel), copper |  | 0 | D4 | 0 | 0 | 0 | 0 | 0 | 0 | 0 | 0 | 0
| Civic Offices | Cold water buffer vessel insulated and accessories (Services mechanical and electrical components (£ spent)) | 1701208 | 8403990 | 5.2 | Services equipment | mechanical & electrical | Construction | 43.1034 | kg | 25 | 44 | 1 | FALSE | 1 | FALSE |  | 1.05 | 43.1034 | 129.3103 | 5109 | Cladding sheet (outer sheet of composite panel), copper |  | 60 | C2 | 0 | 0 | 0 | 0 | 0 | 0 | 0 | 0 | 0
| Civic Offices | Cold water buffer vessel insulated and accessories (Services mechanical and electrical components (£ spent)) | 1701208 | 8403990 | 5.2 | Services equipment | mechanical & electrical | Construction | 43.1034 | kg | 25 | 44 | 1 | FALSE | 1 | FALSE |  | 1.05 | 43.1034 | 129.3103 | 5109 | Cladding sheet (outer sheet of composite panel), copper |  | 60 | C4 | 0.022405 | 5.8669e-09 | 0.00015668 | 5.1484e-05 | 2.5999e-05 | 3.1606e-08 | 0.54927 | 6.4655 | 0.0011236
| Civic Offices | Cold water buffer vessel insulated and accessories (Services mechanical and electrical components (£ spent)) | 1701208 | 8403990 | 5.2 | Services equipment | mechanical & electrical | Construction | 43.1034 | kg | 25 | 44 | 1 | FALSE | 1 | FALSE |  | 1.05 | 43.1034 | 129.3103 | 5109 | Cladding sheet (outer sheet of composite panel), copper |  | 60 | D2 | 0 | 0 | 0 | 0 | 0 | 0 | 0 | 0 | 0
| Civic Offices | Cold water buffer vessel insulated and accessories (Services mechanical and electrical components (£ spent)) | 1701208 | 8403990 | 5.2 | Services equipment | mechanical & electrical | Construction | 43.1034 | kg | 25 | 44 | 1 | FALSE | 1 | FALSE |  | 1.05 | 43.1034 | 129.3103 | 5109 | Cladding sheet (outer sheet of composite panel), copper |  | 60 | D3 | 0 | 0 | 0 | 0 | 0 | 0 | 0 | 0 | 0
| Civic Offices | Cold water buffer vessel insulated and accessories (Services mechanical and electrical components (£ spent)) | 1701208 | 8403990 | 5.2 | Services equipment | mechanical & electrical | Construction | 43.1034 | kg | 25 | 44 | 1 | FALSE | 1 | FALSE |  | 1.05 | 43.1034 | 129.3103 | 5109 | Cladding sheet (outer sheet of composite panel), copper |  | 60 | D4 | 0 | 0 | 0 | 0 | 0 | 0 | 0 | 0 | 0
| Civic Offices | Cold water buffer vessel insulated and accessories (Services mechanical and electrical components (£ spent)) | 1701208 | 8403990 | 5.2 | Services equipment | mechanical & electrical | Construction | 43.1034 | kg | 25 | 44 | 1 | FALSE | 1 | FALSE |  | 1.05 | 43.1034 | 129.3103 | 5109 | Cladding sheet (outer sheet of composite panel), copper |  | 25 | B4B5 | 312.5153 | 0.00025912 | 15.8508 | 10.5797 | 0.87652 | 0.072103 | 4741.8549 | 931.7779 | 9.9641
| Civic Offices | Cold water buffer vessel insulated and accessories (Services mechanical and electrical components (£ spent)) | 1701208 | 8403990 | 5.2 | Services equipment | mechanical & electrical | Construction | 43.1034 | kg | 25 | 44 | 1 | FALSE | 1 | FALSE |  | 1.05 | 43.1034 | 129.3103 | 5109 | Cladding sheet (outer sheet of composite panel), copper |  | 25 | D2 | 0 | 0 | 0 | 0 | 0 | 0 | 0 | 0 | 0
| Civic Offices | Cold water buffer vessel insulated and accessories (Services mechanical and electrical components (£ spent)) | 1701208 | 8403990 | 5.2 | Services equipment | mechanical & electrical | Construction | 43.1034 | kg | 25 | 44 | 1 | FALSE | 1 | FALSE |  | 1.05 | 43.1034 | 129.3103 | 5109 | Cladding sheet (outer sheet of composite panel), copper |  | 25 | D3 | 0 | 0 | 0 | 0 | 0 | 0 | 0 | 0 | 0
| Civic Offices | Cold water buffer vessel insulated and accessories (Services mechanical and electrical components (£ spent)) | 1701208 | 8403990 | 5.2 | Services equipment | mechanical & electrical | Construction | 43.1034 | kg | 25 | 44 | 1 | FALSE | 1 | FALSE |  | 1.05 | 43.1034 | 129.3103 | 5109 | Cladding sheet (outer sheet of composite panel), copper |  | 25 | D4 | 0 | 0 | 0 | 0 | 0 | 0 | 0 | 0 | 0
| Civic Offices | Cold water buffer vessel insulated and accessories (Services mechanical and electrical components (£ spent)) | 1701208 | 8403990 | 5.2 | Services equipment | mechanical & electrical | Construction | 43.1034 | kg | 25 | 44 | 1 | FALSE | 1 | FALSE |  | 1.05 | 43.1034 | 129.3103 | 5109 | Cladding sheet (outer sheet of composite panel), copper |  | 50 | B4B5 | 312.5153 | 0.00025912 | 15.8508 | 10.5797 | 0.87652 | 0.072103 | 4741.8549 | 931.7779 | 9.9641
| Civic Offices | Cold water buffer vessel insulated and accessories (Services mechanical and electrical components (£ spent)) | 1701208 | 8403990 | 5.2 | Services equipment | mechanical & electrical | Construction | 43.1034 | kg | 25 | 44 | 1 | FALSE | 1 | FALSE |  | 1.05 | 43.1034 | 129.3103 | 5109 | Cladding sheet (outer sheet of composite panel), copper |  | 50 | D2 | 0 | 0 | 0 | 0 | 0 | 0 | 0 | 0 | 0
| Civic Offices | Cold water buffer vessel insulated and accessories (Services mechanical and electrical components (£ spent)) | 1701208 | 8403990 | 5.2 | Services equipment | mechanical & electrical | Construction | 43.1034 | kg | 25 | 44 | 1 | FALSE | 1 | FALSE |  | 1.05 | 43.1034 | 129.3103 | 5109 | Cladding sheet (outer sheet of composite panel), copper |  | 50 | D3 | 0 | 0 | 0 | 0 | 0 | 0 | 0 | 0 | 0
| Civic Offices | Cold water buffer vessel insulated and accessories (Services mechanical and electrical components (£ spent)) | 1701208 | 8403990 | 5.2 | Services equipment | mechanical & electrical | Construction | 43.1034 | kg | 25 | 44 | 1 | FALSE | 1 | FALSE |  | 1.05 | 43.1034 | 129.3103 | 5109 | Cladding sheet (outer sheet of composite panel), copper |  | 50 | D4 | 0 | 0 | 0 | 0 | 0 | 0 | 0 | 0 | 0
| Civic Offices | Cold water buffer vessel insulated and accessories (Services mechanical and electrical components (£ spent)) | 1701208 | 8403991 | 5.2 | Services equipment | mechanical & electrical | Construction | 215.5172 | kg | 25 | 44 | 1 | FALSE | 1 | FALSE |  | 1.05 | 215.5172 | 646.5517 | 5443 | Cladding sheet (profiled, double skin), stainless steel |  | 0 | A1A3 | 1078.9993 | 5.438e-05 | 6.5575 | 1.9312 | 0.7623 | 0.03387 | 14036.9316 | 1332.526 | 33.0619
| Civic Offices | Cold water buffer vessel insulated and accessories (Services mechanical and electrical components (£ spent)) | 1701208 | 8403991 | 5.2 | Services equipment | mechanical & electrical | Construction | 215.5172 | kg | 25 | 44 | 1 | FALSE | 1 | FALSE |  | 1.05 | 215.5172 | 646.5517 | 5443 | Cladding sheet (profiled, double skin), stainless steel |  | 0 | A4 | 9.3925 | 1.2997e-06 | 0.044658 | 0.0082925 | 0.0058955 | 2.0917e-05 | 137.4258 | 39.9102 | 0.038172
| Civic Offices | Cold water buffer vessel insulated and accessories (Services mechanical and electrical components (£ spent)) | 1701208 | 8403991 | 5.2 | Services equipment | mechanical & electrical | Construction | 215.5172 | kg | 25 | 44 | 1 | FALSE | 1 | FALSE |  | 1.05 | 215.5172 | 646.5517 | 5443 | Cladding sheet (profiled, double skin), stainless steel |  | 0 | A5 | 0.0056013 | 1.4667e-09 | 3.9169e-05 | 1.2871e-05 | 6.4997e-06 | 7.9015e-09 | 0.13732 | 1.6164 | 0
| Civic Offices | Cold water buffer vessel insulated and accessories (Services mechanical and electrical components (£ spent)) | 1701208 | 8403991 | 5.2 | Services equipment | mechanical & electrical | Construction | 215.5172 | kg | 25 | 44 | 1 | FALSE | 1 | FALSE |  | 1.05 | 215.5172 | 646.5517 | 5443 | Cladding sheet (profiled, double skin), stainless steel |  | 0 | D2 | 0 | 0 | 0 | 0 | 0 | 0 | 0 | 0 | 0
| Civic Offices | Cold water buffer vessel insulated and accessories (Services mechanical and electrical components (£ spent)) | 1701208 | 8403991 | 5.2 | Services equipment | mechanical & electrical | Construction | 215.5172 | kg | 25 | 44 | 1 | FALSE | 1 | FALSE |  | 1.05 | 215.5172 | 646.5517 | 5443 | Cladding sheet (profiled, double skin), stainless steel |  | 0 | D3 | 0 | 0 | 0 | 0 | 0 | 0 | 0 | 0 | 0
| Civic Offices | Cold water buffer vessel insulated and accessories (Services mechanical and electrical components (£ spent)) | 1701208 | 8403991 | 5.2 | Services equipment | mechanical & electrical | Construction | 215.5172 | kg | 25 | 44 | 1 | FALSE | 1 | FALSE |  | 1.05 | 215.5172 | 646.5517 | 5443 | Cladding sheet (profiled, double skin), stainless steel |  | 0 | D4 | 0 | 0 | 0 | 0 | 0 | 0 | 0 | 0 | 0
| Civic Offices | Cold water buffer vessel insulated and accessories (Services mechanical and electrical components (£ spent)) | 1701208 | 8403991 | 5.2 | Services equipment | mechanical & electrical | Construction | 215.5172 | kg | 25 | 44 | 1 | FALSE | 1 | FALSE |  | 1.05 | 215.5172 | 646.5517 | 5443 | Cladding sheet (profiled, double skin), stainless steel |  | 60 | C2 | 0 | 0 | 0 | 0 | 0 | 0 | 0 | 0 | 0
| Civic Offices | Cold water buffer vessel insulated and accessories (Services mechanical and electrical components (£ spent)) | 1701208 | 8403991 | 5.2 | Services equipment | mechanical & electrical | Construction | 215.5172 | kg | 25 | 44 | 1 | FALSE | 1 | FALSE |  | 1.05 | 215.5172 | 646.5517 | 5443 | Cladding sheet (profiled, double skin), stainless steel |  | 60 | C4 | 0.11203 | 2.9334e-08 | 0.00078339 | 0.00025742 | 0.00012999 | 1.5803e-07 | 2.7464 | 32.3276 | 0.0056181
| Civic Offices | Cold water buffer vessel insulated and accessories (Services mechanical and electrical components (£ spent)) | 1701208 | 8403991 | 5.2 | Services equipment | mechanical & electrical | Construction | 215.5172 | kg | 25 | 44 | 1 | FALSE | 1 | FALSE |  | 1.05 | 215.5172 | 646.5517 | 5443 | Cladding sheet (profiled, double skin), stainless steel |  | 60 | D2 | 0 | 0 | 0 | 0 | 0 | 0 | 0 | 0 | 0
| Civic Offices | Cold water buffer vessel insulated and accessories (Services mechanical and electrical components (£ spent)) | 1701208 | 8403991 | 5.2 | Services equipment | mechanical & electrical | Construction | 215.5172 | kg | 25 | 44 | 1 | FALSE | 1 | FALSE |  | 1.05 | 215.5172 | 646.5517 | 5443 | Cladding sheet (profiled, double skin), stainless steel |  | 60 | D3 | 0 | 0 | 0 | 0 | 0 | 0 | 0 | 0 | 0
| Civic Offices | Cold water buffer vessel insulated and accessories (Services mechanical and electrical components (£ spent)) | 1701208 | 8403991 | 5.2 | Services equipment | mechanical & electrical | Construction | 215.5172 | kg | 25 | 44 | 1 | FALSE | 1 | FALSE |  | 1.05 | 215.5172 | 646.5517 | 5443 | Cladding sheet (profiled, double skin), stainless steel |  | 60 | D4 | 0 | 0 | 0 | 0 | 0 | 0 | 0 | 0 | 0
| Civic Offices | Cold water buffer vessel insulated and accessories (Services mechanical and electrical components (£ spent)) | 1701208 | 8403991 | 5.2 | Services equipment | mechanical & electrical | Construction | 215.5172 | kg | 25 | 44 | 1 | FALSE | 1 | FALSE |  | 1.05 | 215.5172 | 646.5517 | 5443 | Cladding sheet (profiled, double skin), stainless steel |  | 25 | B4B5 | 1088.5094 | 5.571e-05 | 6.603 | 1.9397 | 0.76833 | 0.033891 | 14177.2411 | 1406.3801 | 33.1001
| Civic Offices | Cold water buffer vessel insulated and accessories (Services mechanical and electrical components (£ spent)) | 1701208 | 8403991 | 5.2 | Services equipment | mechanical & electrical | Construction | 215.5172 | kg | 25 | 44 | 1 | FALSE | 1 | FALSE |  | 1.05 | 215.5172 | 646.5517 | 5443 | Cladding sheet (profiled, double skin), stainless steel |  | 25 | D2 | 0 | 0 | 0 | 0 | 0 | 0 | 0 | 0 | 0
| Civic Offices | Cold water buffer vessel insulated and accessories (Services mechanical and electrical components (£ spent)) | 1701208 | 8403991 | 5.2 | Services equipment | mechanical & electrical | Construction | 215.5172 | kg | 25 | 44 | 1 | FALSE | 1 | FALSE |  | 1.05 | 215.5172 | 646.5517 | 5443 | Cladding sheet (profiled, double skin), stainless steel |  | 25 | D3 | 0 | 0 | 0 | 0 | 0 | 0 | 0 | 0 | 0
| Civic Offices | Cold water buffer vessel insulated and accessories (Services mechanical and electrical components (£ spent)) | 1701208 | 8403991 | 5.2 | Services equipment | mechanical & electrical | Construction | 215.5172 | kg | 25 | 44 | 1 | FALSE | 1 | FALSE |  | 1.05 | 215.5172 | 646.5517 | 5443 | Cladding sheet (profiled, double skin), stainless steel |  | 25 | D4 | 0 | 0 | 0 | 0 | 0 | 0 | 0 | 0 | 0
| Civic Offices | Cold water buffer vessel insulated and accessories (Services mechanical and electrical components (£ spent)) | 1701208 | 8403991 | 5.2 | Services equipment | mechanical & electrical | Construction | 215.5172 | kg | 25 | 44 | 1 | FALSE | 1 | FALSE |  | 1.05 | 215.5172 | 646.5517 | 5443 | Cladding sheet (profiled, double skin), stainless steel |  | 50 | B4B5 | 1088.5094 | 5.571e-05 | 6.603 | 1.9397 | 0.76833 | 0.033891 | 14177.2411 | 1406.3801 | 33.1001
| Civic Offices | Cold water buffer vessel insulated and accessories (Services mechanical and electrical components (£ spent)) | 1701208 | 8403991 | 5.2 | Services equipment | mechanical & electrical | Construction | 215.5172 | kg | 25 | 44 | 1 | FALSE | 1 | FALSE |  | 1.05 | 215.5172 | 646.5517 | 5443 | Cladding sheet (profiled, double skin), stainless steel |  | 50 | D2 | 0 | 0 | 0 | 0 | 0 | 0 | 0 | 0 | 0
| Civic Offices | Cold water buffer vessel insulated and accessories (Services mechanical and electrical components (£ spent)) | 1701208 | 8403991 | 5.2 | Services equipment | mechanical & electrical | Construction | 215.5172 | kg | 25 | 44 | 1 | FALSE | 1 | FALSE |  | 1.05 | 215.5172 | 646.5517 | 5443 | Cladding sheet (profiled, double skin), stainless steel |  | 50 | D3 | 0 | 0 | 0 | 0 | 0 | 0 | 0 | 0 | 0
| Civic Offices | Cold water buffer vessel insulated and accessories (Services mechanical and electrical components (£ spent)) | 1701208 | 8403991 | 5.2 | Services equipment | mechanical & electrical | Construction | 215.5172 | kg | 25 | 44 | 1 | FALSE | 1 | FALSE |  | 1.05 | 215.5172 | 646.5517 | 5443 | Cladding sheet (profiled, double skin), stainless steel |  | 50 | D4 | 0 | 0 | 0 | 0 | 0 | 0 | 0 | 0 | 0
| Civic Offices | Cold water buffer vessel insulated and accessories (Services mechanical and electrical components (£ spent)) | 1701208 | 8403992 | 5.2 | Services equipment | mechanical & electrical | Construction | 43.1034 | kg | 25 | 44 | 1 | FALSE | 1 | FALSE |  | 1.1 | 43.1034 | 129.3103 | 5052 | Membrane (breather), polypropylene |  | 0 | A1A3 | 260.4652 | 5.948e-06 | 1.4669 | 0.42184 | 0.17427 | 0.00030563 | 5670.684 | 22.4996 | 1.285
| Civic Offices | Cold water buffer vessel insulated and accessories (Services mechanical and electrical components (£ spent)) | 1701208 | 8403992 | 5.2 | Services equipment | mechanical & electrical | Construction | 43.1034 | kg | 25 | 44 | 1 | FALSE | 1 | FALSE |  | 1.1 | 43.1034 | 129.3103 | 5052 | Membrane (breather), polypropylene |  | 0 | A4 | 0.89833 | 1.6141e-07 | 0.0029415 | 0.00079503 | 0.00050181 | 3.1329e-06 | 13.3911 | 2.0447 | 0.0036968
| Civic Offices | Cold water buffer vessel insulated and accessories (Services mechanical and electrical components (£ spent)) | 1701208 | 8403992 | 5.2 | Services equipment | mechanical & electrical | Construction | 43.1034 | kg | 25 | 44 | 1 | FALSE | 1 | FALSE |  | 1.1 | 43.1034 | 129.3103 | 5052 | Membrane (breather), polypropylene |  | 0 | A5 | 0.1136 | 3.6133e-09 | 0.0001046 | 0.0095308 | 3.4708e-05 | 2.0188e-08 | 0.33066 | 0.68966 | 0
| Civic Offices | Cold water buffer vessel insulated and accessories (Services mechanical and electrical components (£ spent)) | 1701208 | 8403992 | 5.2 | Services equipment | mechanical & electrical | Construction | 43.1034 | kg | 25 | 44 | 1 | FALSE | 1 | FALSE |  | 1.1 | 43.1034 | 129.3103 | 5052 | Membrane (breather), polypropylene |  | 0 | D2 | 0 | 0 | 0 | 0 | 0 | 0 | 0 | 0 | 0
| Civic Offices | Cold water buffer vessel insulated and accessories (Services mechanical and electrical components (£ spent)) | 1701208 | 8403992 | 5.2 | Services equipment | mechanical & electrical | Construction | 43.1034 | kg | 25 | 44 | 1 | FALSE | 1 | FALSE |  | 1.1 | 43.1034 | 129.3103 | 5052 | Membrane (breather), polypropylene |  | 0 | D3 | 0 | 0 | 0 | 0 | 0 | 0 | 0 | 0 | 0
| Civic Offices | Cold water buffer vessel insulated and accessories (Services mechanical and electrical components (£ spent)) | 1701208 | 8403992 | 5.2 | Services equipment | mechanical & electrical | Construction | 43.1034 | kg | 25 | 44 | 1 | FALSE | 1 | FALSE |  | 1.1 | 43.1034 | 129.3103 | 5052 | Membrane (breather), polypropylene |  | 0 | D4 | 0 | 0 | 0 | 0 | 0 | 0 | 0 | 0 | 0
| Civic Offices | Cold water buffer vessel insulated and accessories (Services mechanical and electrical components (£ spent)) | 1701208 | 8403992 | 5.2 | Services equipment | mechanical & electrical | Construction | 43.1034 | kg | 25 | 44 | 1 | FALSE | 1 | FALSE |  | 1.1 | 43.1034 | 129.3103 | 5052 | Membrane (breather), polypropylene |  | 60 | C2 | 0 | 0 | 0 | 0 | 0 | 0 | 0 | 0 | 0
| Civic Offices | Cold water buffer vessel insulated and accessories (Services mechanical and electrical components (£ spent)) | 1701208 | 8403992 | 5.2 | Services equipment | mechanical & electrical | Construction | 43.1034 | kg | 25 | 44 | 1 | FALSE | 1 | FALSE |  | 1.1 | 43.1034 | 129.3103 | 5052 | Membrane (breather), polypropylene |  | 60 | C4 | 1.136 | 3.6133e-08 | 0.001046 | 0.095308 | 0.00034708 | 2.0188e-07 | 3.3066 | 6.8966 | 0.031982
| Civic Offices | Cold water buffer vessel insulated and accessories (Services mechanical and electrical components (£ spent)) | 1701208 | 8403992 | 5.2 | Services equipment | mechanical & electrical | Construction | 43.1034 | kg | 25 | 44 | 1 | FALSE | 1 | FALSE |  | 1.1 | 43.1034 | 129.3103 | 5052 | Membrane (breather), polypropylene |  | 60 | D2 | 0 | 0 | 0 | 0 | 0 | 0 | 0 | 0 | 0
| Civic Offices | Cold water buffer vessel insulated and accessories (Services mechanical and electrical components (£ spent)) | 1701208 | 8403992 | 5.2 | Services equipment | mechanical & electrical | Construction | 43.1034 | kg | 25 | 44 | 1 | FALSE | 1 | FALSE |  | 1.1 | 43.1034 | 129.3103 | 5052 | Membrane (breather), polypropylene |  | 60 | D3 | 0 | 0 | 0 | 0 | 0 | 0 | 0 | 0 | 0
| Civic Offices | Cold water buffer vessel insulated and accessories (Services mechanical and electrical components (£ spent)) | 1701208 | 8403992 | 5.2 | Services equipment | mechanical & electrical | Construction | 43.1034 | kg | 25 | 44 | 1 | FALSE | 1 | FALSE |  | 1.1 | 43.1034 | 129.3103 | 5052 | Membrane (breather), polypropylene |  | 60 | D4 | 0 | 0 | 0 | 0 | 0 | 0 | 0 | 0 | 0
| Civic Offices | Cold water buffer vessel insulated and accessories (Services mechanical and electrical components (£ spent)) | 1701208 | 8403992 | 5.2 | Services equipment | mechanical & electrical | Construction | 43.1034 | kg | 25 | 44 | 1 | FALSE | 1 | FALSE |  | 1.1 | 43.1034 | 129.3103 | 5052 | Membrane (breather), polypropylene |  | 25 | B4B5 | 262.6132 | 6.1492e-06 | 1.471 | 0.52747 | 0.17516 | 0.00030898 | 5687.7123 | 32.1305 | 1.2887
| Civic Offices | Cold water buffer vessel insulated and accessories (Services mechanical and electrical components (£ spent)) | 1701208 | 8403992 | 5.2 | Services equipment | mechanical & electrical | Construction | 43.1034 | kg | 25 | 44 | 1 | FALSE | 1 | FALSE |  | 1.1 | 43.1034 | 129.3103 | 5052 | Membrane (breather), polypropylene |  | 25 | D2 | 0 | 0 | 0 | 0 | 0 | 0 | 0 | 0 | 0
| Civic Offices | Cold water buffer vessel insulated and accessories (Services mechanical and electrical components (£ spent)) | 1701208 | 8403992 | 5.2 | Services equipment | mechanical & electrical | Construction | 43.1034 | kg | 25 | 44 | 1 | FALSE | 1 | FALSE |  | 1.1 | 43.1034 | 129.3103 | 5052 | Membrane (breather), polypropylene |  | 25 | D3 | 0 | 0 | 0 | 0 | 0 | 0 | 0 | 0 | 0
| Civic Offices | Cold water buffer vessel insulated and accessories (Services mechanical and electrical components (£ spent)) | 1701208 | 8403992 | 5.2 | Services equipment | mechanical & electrical | Construction | 43.1034 | kg | 25 | 44 | 1 | FALSE | 1 | FALSE |  | 1.1 | 43.1034 | 129.3103 | 5052 | Membrane (breather), polypropylene |  | 25 | D4 | 0 | 0 | 0 | 0 | 0 | 0 | 0 | 0 | 0
| Civic Offices | Cold water buffer vessel insulated and accessories (Services mechanical and electrical components (£ spent)) | 1701208 | 8403992 | 5.2 | Services equipment | mechanical & electrical | Construction | 43.1034 | kg | 25 | 44 | 1 | FALSE | 1 | FALSE |  | 1.1 | 43.1034 | 129.3103 | 5052 | Membrane (breather), polypropylene |  | 50 | B4B5 | 262.6132 | 6.1492e-06 | 1.471 | 0.52747 | 0.17516 | 0.00030898 | 5687.7123 | 32.1305 | 1.2887
| Civic Offices | Cold water buffer vessel insulated and accessories (Services mechanical and electrical components (£ spent)) | 1701208 | 8403992 | 5.2 | Services equipment | mechanical & electrical | Construction | 43.1034 | kg | 25 | 44 | 1 | FALSE | 1 | FALSE |  | 1.1 | 43.1034 | 129.3103 | 5052 | Membrane (breather), polypropylene |  | 50 | D2 | 0 | 0 | 0 | 0 | 0 | 0 | 0 | 0 | 0
| Civic Offices | Cold water buffer vessel insulated and accessories (Services mechanical and electrical components (£ spent)) | 1701208 | 8403992 | 5.2 | Services equipment | mechanical & electrical | Construction | 43.1034 | kg | 25 | 44 | 1 | FALSE | 1 | FALSE |  | 1.1 | 43.1034 | 129.3103 | 5052 | Membrane (breather), polypropylene |  | 50 | D3 | 0 | 0 | 0 | 0 | 0 | 0 | 0 | 0 | 0
| Civic Offices | Cold water buffer vessel insulated and accessories (Services mechanical and electrical components (£ spent)) | 1701208 | 8403992 | 5.2 | Services equipment | mechanical & electrical | Construction | 43.1034 | kg | 25 | 44 | 1 | FALSE | 1 | FALSE |  | 1.1 | 43.1034 | 129.3103 | 5052 | Membrane (breather), polypropylene |  | 50 | D4 | 0 | 0 | 0 | 0 | 0 | 0 | 0 | 0 | 0
| Civic Offices | Internal above ceiling units including grilles valve sets and flexible ducts (Services mechanical and electrical components (£ spent)) | 1701209 | 8403995 | 5.2 | Services equipment | mechanical & electrical | Construction | 860.9914 | kg | 25 | 44 | 1 | FALSE | 1 | FALSE |  | 1.05 | 860.9914 | 2582.9741 | 5109 | Cladding sheet (outer sheet of composite panel), copper |  | 0 | A1A3 | 6224.3104 | 0.0051727 | 316.559 | 211.3126 | 17.4981 | 1.4402 | 94442.9972 | 18436.3407 | 198.9595
| Civic Offices | Internal above ceiling units including grilles valve sets and flexible ducts (Services mechanical and electrical components (£ spent)) | 1701209 | 8403995 | 5.2 | Services equipment | mechanical & electrical | Construction | 860.9914 | kg | 25 | 44 | 1 | FALSE | 1 | FALSE |  | 1.05 | 860.9914 | 2582.9741 | 5109 | Cladding sheet (outer sheet of composite panel), copper |  | 0 | A4 | 17.7125 | 3.1825e-06 | 0.057997 | 0.015676 | 0.0098942 | 6.1772e-05 | 264.0336 | 40.316 | 0.072889
| Civic Offices | Internal above ceiling units including grilles valve sets and flexible ducts (Services mechanical and electrical components (£ spent)) | 1701209 | 8403995 | 5.2 | Services equipment | mechanical & electrical | Construction | 860.9914 | kg | 25 | 44 | 1 | FALSE | 1 | FALSE |  | 1.05 | 860.9914 | 2582.9741 | 5109 | Cladding sheet (outer sheet of composite panel), copper |  | 0 | A5 | 0.022377 | 5.8596e-09 | 0.00015648 | 5.1419e-05 | 2.5966e-05 | 3.1566e-08 | 0.54859 | 6.4574 | 0
| Civic Offices | Internal above ceiling units including grilles valve sets and flexible ducts (Services mechanical and electrical components (£ spent)) | 1701209 | 8403995 | 5.2 | Services equipment | mechanical & electrical | Construction | 860.9914 | kg | 25 | 44 | 1 | FALSE | 1 | FALSE |  | 1.05 | 860.9914 | 2582.9741 | 5109 | Cladding sheet (outer sheet of composite panel), copper |  | 0 | D2 | 0 | 0 | 0 | 0 | 0 | 0 | 0 | 0 | 0
| Civic Offices | Internal above ceiling units including grilles valve sets and flexible ducts (Services mechanical and electrical components (£ spent)) | 1701209 | 8403995 | 5.2 | Services equipment | mechanical & electrical | Construction | 860.9914 | kg | 25 | 44 | 1 | FALSE | 1 | FALSE |  | 1.05 | 860.9914 | 2582.9741 | 5109 | Cladding sheet (outer sheet of composite panel), copper |  | 0 | D3 | 0 | 0 | 0 | 0 | 0 | 0 | 0 | 0 | 0
| Civic Offices | Internal above ceiling units including grilles valve sets and flexible ducts (Services mechanical and electrical components (£ spent)) | 1701209 | 8403995 | 5.2 | Services equipment | mechanical & electrical | Construction | 860.9914 | kg | 25 | 44 | 1 | FALSE | 1 | FALSE |  | 1.05 | 860.9914 | 2582.9741 | 5109 | Cladding sheet (outer sheet of composite panel), copper |  | 0 | D4 | 0 | 0 | 0 | 0 | 0 | 0 | 0 | 0 | 0
| Civic Offices | Internal above ceiling units including grilles valve sets and flexible ducts (Services mechanical and electrical components (£ spent)) | 1701209 | 8403995 | 5.2 | Services equipment | mechanical & electrical | Construction | 860.9914 | kg | 25 | 44 | 1 | FALSE | 1 | FALSE |  | 1.05 | 860.9914 | 2582.9741 | 5109 | Cladding sheet (outer sheet of composite panel), copper |  | 60 | C2 | 0 | 0 | 0 | 0 | 0 | 0 | 0 | 0 | 0
| Civic Offices | Internal above ceiling units including grilles valve sets and flexible ducts (Services mechanical and electrical components (£ spent)) | 1701209 | 8403995 | 5.2 | Services equipment | mechanical & electrical | Construction | 860.9914 | kg | 25 | 44 | 1 | FALSE | 1 | FALSE |  | 1.05 | 860.9914 | 2582.9741 | 5109 | Cladding sheet (outer sheet of composite panel), copper |  | 60 | C4 | 0.44754 | 1.1719e-07 | 0.0031296 | 0.0010284 | 0.00051933 | 6.3133e-07 | 10.9717 | 129.1487 | 0.022444
| Civic Offices | Internal above ceiling units including grilles valve sets and flexible ducts (Services mechanical and electrical components (£ spent)) | 1701209 | 8403995 | 5.2 | Services equipment | mechanical & electrical | Construction | 860.9914 | kg | 25 | 44 | 1 | FALSE | 1 | FALSE |  | 1.05 | 860.9914 | 2582.9741 | 5109 | Cladding sheet (outer sheet of composite panel), copper |  | 60 | D2 | 0 | 0 | 0 | 0 | 0 | 0 | 0 | 0 | 0
| Civic Offices | Internal above ceiling units including grilles valve sets and flexible ducts (Services mechanical and electrical components (£ spent)) | 1701209 | 8403995 | 5.2 | Services equipment | mechanical & electrical | Construction | 860.9914 | kg | 25 | 44 | 1 | FALSE | 1 | FALSE |  | 1.05 | 860.9914 | 2582.9741 | 5109 | Cladding sheet (outer sheet of composite panel), copper |  | 60 | D3 | 0 | 0 | 0 | 0 | 0 | 0 | 0 | 0 | 0
| Civic Offices | Internal above ceiling units including grilles valve sets and flexible ducts (Services mechanical and electrical components (£ spent)) | 1701209 | 8403995 | 5.2 | Services equipment | mechanical & electrical | Construction | 860.9914 | kg | 25 | 44 | 1 | FALSE | 1 | FALSE |  | 1.05 | 860.9914 | 2582.9741 | 5109 | Cladding sheet (outer sheet of composite panel), copper |  | 60 | D4 | 0 | 0 | 0 | 0 | 0 | 0 | 0 | 0 | 0
| Civic Offices | Internal above ceiling units including grilles valve sets and flexible ducts (Services mechanical and electrical components (£ spent)) | 1701209 | 8403995 | 5.2 | Services equipment | mechanical & electrical | Construction | 860.9914 | kg | 25 | 44 | 1 | FALSE | 1 | FALSE |  | 1.05 | 860.9914 | 2582.9741 | 5109 | Cladding sheet (outer sheet of composite panel), copper |  | 25 | B4B5 | 6242.4929 | 0.005176 | 316.6203 | 211.3294 | 17.5085 | 1.4403 | 94718.5511 | 18612.2628 | 199.0324
| Civic Offices | Internal above ceiling units including grilles valve sets and flexible ducts (Services mechanical and electrical components (£ spent)) | 1701209 | 8403995 | 5.2 | Services equipment | mechanical & electrical | Construction | 860.9914 | kg | 25 | 44 | 1 | FALSE | 1 | FALSE |  | 1.05 | 860.9914 | 2582.9741 | 5109 | Cladding sheet (outer sheet of composite panel), copper |  | 25 | D2 | 0 | 0 | 0 | 0 | 0 | 0 | 0 | 0 | 0
| Civic Offices | Internal above ceiling units including grilles valve sets and flexible ducts (Services mechanical and electrical components (£ spent)) | 1701209 | 8403995 | 5.2 | Services equipment | mechanical & electrical | Construction | 860.9914 | kg | 25 | 44 | 1 | FALSE | 1 | FALSE |  | 1.05 | 860.9914 | 2582.9741 | 5109 | Cladding sheet (outer sheet of composite panel), copper |  | 25 | D3 | 0 | 0 | 0 | 0 | 0 | 0 | 0 | 0 | 0
| Civic Offices | Internal above ceiling units including grilles valve sets and flexible ducts (Services mechanical and electrical components (£ spent)) | 1701209 | 8403995 | 5.2 | Services equipment | mechanical & electrical | Construction | 860.9914 | kg | 25 | 44 | 1 | FALSE | 1 | FALSE |  | 1.05 | 860.9914 | 2582.9741 | 5109 | Cladding sheet (outer sheet of composite panel), copper |  | 25 | D4 | 0 | 0 | 0 | 0 | 0 | 0 | 0 | 0 | 0
| Civic Offices | Internal above ceiling units including grilles valve sets and flexible ducts (Services mechanical and electrical components (£ spent)) | 1701209 | 8403995 | 5.2 | Services equipment | mechanical & electrical | Construction | 860.9914 | kg | 25 | 44 | 1 | FALSE | 1 | FALSE |  | 1.05 | 860.9914 | 2582.9741 | 5109 | Cladding sheet (outer sheet of composite panel), copper |  | 50 | B4B5 | 6242.4929 | 0.005176 | 316.6203 | 211.3294 | 17.5085 | 1.4403 | 94718.5511 | 18612.2628 | 199.0324
| Civic Offices | Internal above ceiling units including grilles valve sets and flexible ducts (Services mechanical and electrical components (£ spent)) | 1701209 | 8403995 | 5.2 | Services equipment | mechanical & electrical | Construction | 860.9914 | kg | 25 | 44 | 1 | FALSE | 1 | FALSE |  | 1.05 | 860.9914 | 2582.9741 | 5109 | Cladding sheet (outer sheet of composite panel), copper |  | 50 | D2 | 0 | 0 | 0 | 0 | 0 | 0 | 0 | 0 | 0
| Civic Offices | Internal above ceiling units including grilles valve sets and flexible ducts (Services mechanical and electrical components (£ spent)) | 1701209 | 8403995 | 5.2 | Services equipment | mechanical & electrical | Construction | 860.9914 | kg | 25 | 44 | 1 | FALSE | 1 | FALSE |  | 1.05 | 860.9914 | 2582.9741 | 5109 | Cladding sheet (outer sheet of composite panel), copper |  | 50 | D3 | 0 | 0 | 0 | 0 | 0 | 0 | 0 | 0 | 0
| Civic Offices | Internal above ceiling units including grilles valve sets and flexible ducts (Services mechanical and electrical components (£ spent)) | 1701209 | 8403995 | 5.2 | Services equipment | mechanical & electrical | Construction | 860.9914 | kg | 25 | 44 | 1 | FALSE | 1 | FALSE |  | 1.05 | 860.9914 | 2582.9741 | 5109 | Cladding sheet (outer sheet of composite panel), copper |  | 50 | D4 | 0 | 0 | 0 | 0 | 0 | 0 | 0 | 0 | 0
| Civic Offices | Internal above ceiling units including grilles valve sets and flexible ducts (Services mechanical and electrical components (£ spent)) | 1701209 | 8403996 | 5.2 | Services equipment | mechanical & electrical | Construction | 4304.9569 | kg | 25 | 44 | 1 | FALSE | 1 | FALSE |  | 1.05 | 4304.9569 | 12914.8707 | 5443 | Cladding sheet (profiled, double skin), stainless steel |  | 0 | A1A3 | 21553.0106 | 0.0010862 | 130.9858 | 38.575 | 15.2269 | 0.67656 | 280387.708 | 26617.2071 | 660.4118
| Civic Offices | Internal above ceiling units including grilles valve sets and flexible ducts (Services mechanical and electrical components (£ spent)) | 1701209 | 8403996 | 5.2 | Services equipment | mechanical & electrical | Construction | 4304.9569 | kg | 25 | 44 | 1 | FALSE | 1 | FALSE |  | 1.05 | 4304.9569 | 12914.8707 | 5443 | Cladding sheet (profiled, double skin), stainless steel |  | 0 | A4 | 187.616 | 2.5962e-05 | 0.89204 | 0.16564 | 0.11776 | 0.00041782 | 2745.0809 | 797.2055 | 0.76249
| Civic Offices | Internal above ceiling units including grilles valve sets and flexible ducts (Services mechanical and electrical components (£ spent)) | 1701209 | 8403996 | 5.2 | Services equipment | mechanical & electrical | Construction | 4304.9569 | kg | 25 | 44 | 1 | FALSE | 1 | FALSE |  | 1.05 | 4304.9569 | 12914.8707 | 5443 | Cladding sheet (profiled, double skin), stainless steel |  | 0 | A5 | 0.11189 | 2.9298e-08 | 0.00078241 | 0.0002571 | 0.00012983 | 1.5783e-07 | 2.7429 | 32.2872 | 0
| Civic Offices | Internal above ceiling units including grilles valve sets and flexible ducts (Services mechanical and electrical components (£ spent)) | 1701209 | 8403996 | 5.2 | Services equipment | mechanical & electrical | Construction | 4304.9569 | kg | 25 | 44 | 1 | FALSE | 1 | FALSE |  | 1.05 | 4304.9569 | 12914.8707 | 5443 | Cladding sheet (profiled, double skin), stainless steel |  | 0 | D2 | 0 | 0 | 0 | 0 | 0 | 0 | 0 | 0 | 0
| Civic Offices | Internal above ceiling units including grilles valve sets and flexible ducts (Services mechanical and electrical components (£ spent)) | 1701209 | 8403996 | 5.2 | Services equipment | mechanical & electrical | Construction | 4304.9569 | kg | 25 | 44 | 1 | FALSE | 1 | FALSE |  | 1.05 | 4304.9569 | 12914.8707 | 5443 | Cladding sheet (profiled, double skin), stainless steel |  | 0 | D3 | 0 | 0 | 0 | 0 | 0 | 0 | 0 | 0 | 0
| Civic Offices | Internal above ceiling units including grilles valve sets and flexible ducts (Services mechanical and electrical components (£ spent)) | 1701209 | 8403996 | 5.2 | Services equipment | mechanical & electrical | Construction | 4304.9569 | kg | 25 | 44 | 1 | FALSE | 1 | FALSE |  | 1.05 | 4304.9569 | 12914.8707 | 5443 | Cladding sheet (profiled, double skin), stainless steel |  | 0 | D4 | 0 | 0 | 0 | 0 | 0 | 0 | 0 | 0 | 0
| Civic Offices | Internal above ceiling units including grilles valve sets and flexible ducts (Services mechanical and electrical components (£ spent)) | 1701209 | 8403996 | 5.2 | Services equipment | mechanical & electrical | Construction | 4304.9569 | kg | 25 | 44 | 1 | FALSE | 1 | FALSE |  | 1.05 | 4304.9569 | 12914.8707 | 5443 | Cladding sheet (profiled, double skin), stainless steel |  | 60 | C2 | 0 | 0 | 0 | 0 | 0 | 0 | 0 | 0 | 0
| Civic Offices | Internal above ceiling units including grilles valve sets and flexible ducts (Services mechanical and electrical components (£ spent)) | 1701209 | 8403996 | 5.2 | Services equipment | mechanical & electrical | Construction | 4304.9569 | kg | 25 | 44 | 1 | FALSE | 1 | FALSE |  | 1.05 | 4304.9569 | 12914.8707 | 5443 | Cladding sheet (profiled, double skin), stainless steel |  | 60 | C4 | 2.2377 | 5.8596e-07 | 0.015648 | 0.0051419 | 0.0025966 | 3.1566e-06 | 54.8585 | 645.7435 | 0.11222
| Civic Offices | Internal above ceiling units including grilles valve sets and flexible ducts (Services mechanical and electrical components (£ spent)) | 1701209 | 8403996 | 5.2 | Services equipment | mechanical & electrical | Construction | 4304.9569 | kg | 25 | 44 | 1 | FALSE | 1 | FALSE |  | 1.05 | 4304.9569 | 12914.8707 | 5443 | Cladding sheet (profiled, double skin), stainless steel |  | 60 | D2 | 0 | 0 | 0 | 0 | 0 | 0 | 0 | 0 | 0
| Civic Offices | Internal above ceiling units including grilles valve sets and flexible ducts (Services mechanical and electrical components (£ spent)) | 1701209 | 8403996 | 5.2 | Services equipment | mechanical & electrical | Construction | 4304.9569 | kg | 25 | 44 | 1 | FALSE | 1 | FALSE |  | 1.05 | 4304.9569 | 12914.8707 | 5443 | Cladding sheet (profiled, double skin), stainless steel |  | 60 | D3 | 0 | 0 | 0 | 0 | 0 | 0 | 0 | 0 | 0
| Civic Offices | Internal above ceiling units including grilles valve sets and flexible ducts (Services mechanical and electrical components (£ spent)) | 1701209 | 8403996 | 5.2 | Services equipment | mechanical & electrical | Construction | 4304.9569 | kg | 25 | 44 | 1 | FALSE | 1 | FALSE |  | 1.05 | 4304.9569 | 12914.8707 | 5443 | Cladding sheet (profiled, double skin), stainless steel |  | 60 | D4 | 0 | 0 | 0 | 0 | 0 | 0 | 0 | 0 | 0
| Civic Offices | Internal above ceiling units including grilles valve sets and flexible ducts (Services mechanical and electrical components (£ spent)) | 1701209 | 8403996 | 5.2 | Services equipment | mechanical & electrical | Construction | 4304.9569 | kg | 25 | 44 | 1 | FALSE | 1 | FALSE |  | 1.05 | 4304.9569 | 12914.8707 | 5443 | Cladding sheet (profiled, double skin), stainless steel |  | 25 | B4B5 | 21742.9763 | 0.0011128 | 131.8942 | 38.7461 | 15.3474 | 0.67698 | 283190.3903 | 28092.4433 | 661.1743
| Civic Offices | Internal above ceiling units including grilles valve sets and flexible ducts (Services mechanical and electrical components (£ spent)) | 1701209 | 8403996 | 5.2 | Services equipment | mechanical & electrical | Construction | 4304.9569 | kg | 25 | 44 | 1 | FALSE | 1 | FALSE |  | 1.05 | 4304.9569 | 12914.8707 | 5443 | Cladding sheet (profiled, double skin), stainless steel |  | 25 | D2 | 0 | 0 | 0 | 0 | 0 | 0 | 0 | 0 | 0
| Civic Offices | Internal above ceiling units including grilles valve sets and flexible ducts (Services mechanical and electrical components (£ spent)) | 1701209 | 8403996 | 5.2 | Services equipment | mechanical & electrical | Construction | 4304.9569 | kg | 25 | 44 | 1 | FALSE | 1 | FALSE |  | 1.05 | 4304.9569 | 12914.8707 | 5443 | Cladding sheet (profiled, double skin), stainless steel |  | 25 | D3 | 0 | 0 | 0 | 0 | 0 | 0 | 0 | 0 | 0
| Civic Offices | Internal above ceiling units including grilles valve sets and flexible ducts (Services mechanical and electrical components (£ spent)) | 1701209 | 8403996 | 5.2 | Services equipment | mechanical & electrical | Construction | 4304.9569 | kg | 25 | 44 | 1 | FALSE | 1 | FALSE |  | 1.05 | 4304.9569 | 12914.8707 | 5443 | Cladding sheet (profiled, double skin), stainless steel |  | 25 | D4 | 0 | 0 | 0 | 0 | 0 | 0 | 0 | 0 | 0
| Civic Offices | Internal above ceiling units including grilles valve sets and flexible ducts (Services mechanical and electrical components (£ spent)) | 1701209 | 8403996 | 5.2 | Services equipment | mechanical & electrical | Construction | 4304.9569 | kg | 25 | 44 | 1 | FALSE | 1 | FALSE |  | 1.05 | 4304.9569 | 12914.8707 | 5443 | Cladding sheet (profiled, double skin), stainless steel |  | 50 | B4B5 | 21742.9763 | 0.0011128 | 131.8942 | 38.7461 | 15.3474 | 0.67698 | 283190.3903 | 28092.4433 | 661.1743
| Civic Offices | Internal above ceiling units including grilles valve sets and flexible ducts (Services mechanical and electrical components (£ spent)) | 1701209 | 8403996 | 5.2 | Services equipment | mechanical & electrical | Construction | 4304.9569 | kg | 25 | 44 | 1 | FALSE | 1 | FALSE |  | 1.05 | 4304.9569 | 12914.8707 | 5443 | Cladding sheet (profiled, double skin), stainless steel |  | 50 | D2 | 0 | 0 | 0 | 0 | 0 | 0 | 0 | 0 | 0
| Civic Offices | Internal above ceiling units including grilles valve sets and flexible ducts (Services mechanical and electrical components (£ spent)) | 1701209 | 8403996 | 5.2 | Services equipment | mechanical & electrical | Construction | 4304.9569 | kg | 25 | 44 | 1 | FALSE | 1 | FALSE |  | 1.05 | 4304.9569 | 12914.8707 | 5443 | Cladding sheet (profiled, double skin), stainless steel |  | 50 | D3 | 0 | 0 | 0 | 0 | 0 | 0 | 0 | 0 | 0
| Civic Offices | Internal above ceiling units including grilles valve sets and flexible ducts (Services mechanical and electrical components (£ spent)) | 1701209 | 8403996 | 5.2 | Services equipment | mechanical & electrical | Construction | 4304.9569 | kg | 25 | 44 | 1 | FALSE | 1 | FALSE |  | 1.05 | 4304.9569 | 12914.8707 | 5443 | Cladding sheet (profiled, double skin), stainless steel |  | 50 | D4 | 0 | 0 | 0 | 0 | 0 | 0 | 0 | 0 | 0
| Civic Offices | Internal above ceiling units including grilles valve sets and flexible ducts (Services mechanical and electrical components (£ spent)) | 1701209 | 8403997 | 5.2 | Services equipment | mechanical & electrical | Construction | 860.9914 | kg | 25 | 44 | 1 | FALSE | 1 | FALSE |  | 1.1 | 860.9914 | 2582.9741 | 5052 | Membrane (breather), polypropylene |  | 0 | A1A3 | 5202.7921 | 0.00011881 | 29.3022 | 8.4262 | 3.4811 | 0.0061049 | 113271.9122 | 449.4295 | 25.6686
| Civic Offices | Internal above ceiling units including grilles valve sets and flexible ducts (Services mechanical and electrical components (£ spent)) | 1701209 | 8403997 | 5.2 | Services equipment | mechanical & electrical | Construction | 860.9914 | kg | 25 | 44 | 1 | FALSE | 1 | FALSE |  | 1.1 | 860.9914 | 2582.9741 | 5052 | Membrane (breather), polypropylene |  | 0 | A4 | 17.9442 | 3.2241e-06 | 0.058756 | 0.015881 | 0.010024 | 6.258e-05 | 267.4877 | 40.8434 | 0.073843
| Civic Offices | Internal above ceiling units including grilles valve sets and flexible ducts (Services mechanical and electrical components (£ spent)) | 1701209 | 8403997 | 5.2 | Services equipment | mechanical & electrical | Construction | 860.9914 | kg | 25 | 44 | 1 | FALSE | 1 | FALSE |  | 1.1 | 860.9914 | 2582.9741 | 5052 | Membrane (breather), polypropylene |  | 0 | A5 | 2.2692 | 7.2176e-08 | 0.0020895 | 0.19038 | 0.0006933 | 4.0326e-07 | 6.6049 | 13.7759 | 0
| Civic Offices | Internal above ceiling units including grilles valve sets and flexible ducts (Services mechanical and electrical components (£ spent)) | 1701209 | 8403997 | 5.2 | Services equipment | mechanical & electrical | Construction | 860.9914 | kg | 25 | 44 | 1 | FALSE | 1 | FALSE |  | 1.1 | 860.9914 | 2582.9741 | 5052 | Membrane (breather), polypropylene |  | 0 | D2 | 0 | 0 | 0 | 0 | 0 | 0 | 0 | 0 | 0
| Civic Offices | Internal above ceiling units including grilles valve sets and flexible ducts (Services mechanical and electrical components (£ spent)) | 1701209 | 8403997 | 5.2 | Services equipment | mechanical & electrical | Construction | 860.9914 | kg | 25 | 44 | 1 | FALSE | 1 | FALSE |  | 1.1 | 860.9914 | 2582.9741 | 5052 | Membrane (breather), polypropylene |  | 0 | D3 | 0 | 0 | 0 | 0 | 0 | 0 | 0 | 0 | 0
| Civic Offices | Internal above ceiling units including grilles valve sets and flexible ducts (Services mechanical and electrical components (£ spent)) | 1701209 | 8403997 | 5.2 | Services equipment | mechanical & electrical | Construction | 860.9914 | kg | 25 | 44 | 1 | FALSE | 1 | FALSE |  | 1.1 | 860.9914 | 2582.9741 | 5052 | Membrane (breather), polypropylene |  | 0 | D4 | 0 | 0 | 0 | 0 | 0 | 0 | 0 | 0 | 0
| Civic Offices | Internal above ceiling units including grilles valve sets and flexible ducts (Services mechanical and electrical components (£ spent)) | 1701209 | 8403997 | 5.2 | Services equipment | mechanical & electrical | Construction | 860.9914 | kg | 25 | 44 | 1 | FALSE | 1 | FALSE |  | 1.1 | 860.9914 | 2582.9741 | 5052 | Membrane (breather), polypropylene |  | 60 | C2 | 0 | 0 | 0 | 0 | 0 | 0 | 0 | 0 | 0
| Civic Offices | Internal above ceiling units including grilles valve sets and flexible ducts (Services mechanical and electrical components (£ spent)) | 1701209 | 8403997 | 5.2 | Services equipment | mechanical & electrical | Construction | 860.9914 | kg | 25 | 44 | 1 | FALSE | 1 | FALSE |  | 1.1 | 860.9914 | 2582.9741 | 5052 | Membrane (breather), polypropylene |  | 60 | C4 | 22.6922 | 7.2176e-07 | 0.020895 | 1.9038 | 0.006933 | 4.0326e-06 | 66.0486 | 137.7586 | 0.63884
| Civic Offices | Internal above ceiling units including grilles valve sets and flexible ducts (Services mechanical and electrical components (£ spent)) | 1701209 | 8403997 | 5.2 | Services equipment | mechanical & electrical | Construction | 860.9914 | kg | 25 | 44 | 1 | FALSE | 1 | FALSE |  | 1.1 | 860.9914 | 2582.9741 | 5052 | Membrane (breather), polypropylene |  | 60 | D2 | 0 | 0 | 0 | 0 | 0 | 0 | 0 | 0 | 0
| Civic Offices | Internal above ceiling units including grilles valve sets and flexible ducts (Services mechanical and electrical components (£ spent)) | 1701209 | 8403997 | 5.2 | Services equipment | mechanical & electrical | Construction | 860.9914 | kg | 25 | 44 | 1 | FALSE | 1 | FALSE |  | 1.1 | 860.9914 | 2582.9741 | 5052 | Membrane (breather), polypropylene |  | 60 | D3 | 0 | 0 | 0 | 0 | 0 | 0 | 0 | 0 | 0
| Civic Offices | Internal above ceiling units including grilles valve sets and flexible ducts (Services mechanical and electrical components (£ spent)) | 1701209 | 8403997 | 5.2 | Services equipment | mechanical & electrical | Construction | 860.9914 | kg | 25 | 44 | 1 | FALSE | 1 | FALSE |  | 1.1 | 860.9914 | 2582.9741 | 5052 | Membrane (breather), polypropylene |  | 60 | D4 | 0 | 0 | 0 | 0 | 0 | 0 | 0 | 0 | 0
| Civic Offices | Internal above ceiling units including grilles valve sets and flexible ducts (Services mechanical and electrical components (£ spent)) | 1701209 | 8403997 | 5.2 | Services equipment | mechanical & electrical | Construction | 860.9914 | kg | 25 | 44 | 1 | FALSE | 1 | FALSE |  | 1.1 | 860.9914 | 2582.9741 | 5052 | Membrane (breather), polypropylene |  | 25 | B4B5 | 5245.6978 | 0.00012283 | 29.384 | 10.5362 | 3.4988 | 0.0061719 | 113612.0534 | 641.8074 | 25.7424
| Civic Offices | Internal above ceiling units including grilles valve sets and flexible ducts (Services mechanical and electrical components (£ spent)) | 1701209 | 8403997 | 5.2 | Services equipment | mechanical & electrical | Construction | 860.9914 | kg | 25 | 44 | 1 | FALSE | 1 | FALSE |  | 1.1 | 860.9914 | 2582.9741 | 5052 | Membrane (breather), polypropylene |  | 25 | D2 | 0 | 0 | 0 | 0 | 0 | 0 | 0 | 0 | 0
| Civic Offices | Internal above ceiling units including grilles valve sets and flexible ducts (Services mechanical and electrical components (£ spent)) | 1701209 | 8403997 | 5.2 | Services equipment | mechanical & electrical | Construction | 860.9914 | kg | 25 | 44 | 1 | FALSE | 1 | FALSE |  | 1.1 | 860.9914 | 2582.9741 | 5052 | Membrane (breather), polypropylene |  | 25 | D3 | 0 | 0 | 0 | 0 | 0 | 0 | 0 | 0 | 0
| Civic Offices | Internal above ceiling units including grilles valve sets and flexible ducts (Services mechanical and electrical components (£ spent)) | 1701209 | 8403997 | 5.2 | Services equipment | mechanical & electrical | Construction | 860.9914 | kg | 25 | 44 | 1 | FALSE | 1 | FALSE |  | 1.1 | 860.9914 | 2582.9741 | 5052 | Membrane (breather), polypropylene |  | 25 | D4 | 0 | 0 | 0 | 0 | 0 | 0 | 0 | 0 | 0
| Civic Offices | Internal above ceiling units including grilles valve sets and flexible ducts (Services mechanical and electrical components (£ spent)) | 1701209 | 8403997 | 5.2 | Services equipment | mechanical & electrical | Construction | 860.9914 | kg | 25 | 44 | 1 | FALSE | 1 | FALSE |  | 1.1 | 860.9914 | 2582.9741 | 5052 | Membrane (breather), polypropylene |  | 50 | B4B5 | 5245.6978 | 0.00012283 | 29.384 | 10.5362 | 3.4988 | 0.0061719 | 113612.0534 | 641.8074 | 25.7424
| Civic Offices | Internal above ceiling units including grilles valve sets and flexible ducts (Services mechanical and electrical components (£ spent)) | 1701209 | 8403997 | 5.2 | Services equipment | mechanical & electrical | Construction | 860.9914 | kg | 25 | 44 | 1 | FALSE | 1 | FALSE |  | 1.1 | 860.9914 | 2582.9741 | 5052 | Membrane (breather), polypropylene |  | 50 | D2 | 0 | 0 | 0 | 0 | 0 | 0 | 0 | 0 | 0
| Civic Offices | Internal above ceiling units including grilles valve sets and flexible ducts (Services mechanical and electrical components (£ spent)) | 1701209 | 8403997 | 5.2 | Services equipment | mechanical & electrical | Construction | 860.9914 | kg | 25 | 44 | 1 | FALSE | 1 | FALSE |  | 1.1 | 860.9914 | 2582.9741 | 5052 | Membrane (breather), polypropylene |  | 50 | D3 | 0 | 0 | 0 | 0 | 0 | 0 | 0 | 0 | 0
| Civic Offices | Internal above ceiling units including grilles valve sets and flexible ducts (Services mechanical and electrical components (£ spent)) | 1701209 | 8403997 | 5.2 | Services equipment | mechanical & electrical | Construction | 860.9914 | kg | 25 | 44 | 1 | FALSE | 1 | FALSE |  | 1.1 | 860.9914 | 2582.9741 | 5052 | Membrane (breather), polypropylene |  | 50 | D4 | 0 | 0 | 0 | 0 | 0 | 0 | 0 | 0 | 0
| Civic Offices | Interconnecting pipework (Services mechanical and electrical components (£ spent)) | 1701210 | 8404000 | 5.2 | Services equipment | mechanical & electrical | Construction | 1519.3966 | kg | 25 | 44 | 1 | FALSE | 1 | FALSE |  | 1.05 | 1519.3966 | 4558.1897 | 5109 | Cladding sheet (outer sheet of composite panel), copper |  | 0 | A1A3 | 10984.0773 | 0.0091283 | 558.6335 | 372.9046 | 30.879 | 2.5415 | 166664.1127 | 32534.7189 | 351.105
| Civic Offices | Interconnecting pipework (Services mechanical and electrical components (£ spent)) | 1701210 | 8404000 | 5.2 | Services equipment | mechanical & electrical | Construction | 1519.3966 | kg | 25 | 44 | 1 | FALSE | 1 | FALSE |  | 1.05 | 1519.3966 | 4558.1897 | 5109 | Cladding sheet (outer sheet of composite panel), copper |  | 0 | A4 | 31.2573 | 5.6162e-06 | 0.10235 | 0.027663 | 0.01746 | 0.00010901 | 465.9416 | 71.1459 | 0.12863
| Civic Offices | Interconnecting pipework (Services mechanical and electrical components (£ spent)) | 1701210 | 8404000 | 5.2 | Services equipment | mechanical & electrical | Construction | 1519.3966 | kg | 25 | 44 | 1 | FALSE | 1 | FALSE |  | 1.05 | 1519.3966 | 4558.1897 | 5109 | Cladding sheet (outer sheet of composite panel), copper |  | 0 | A5 | 0.039489 | 1.034e-08 | 0.00027614 | 9.074e-05 | 4.5823e-05 | 5.5705e-08 | 0.96809 | 11.3955 | 0
| Civic Offices | Interconnecting pipework (Services mechanical and electrical components (£ spent)) | 1701210 | 8404000 | 5.2 | Services equipment | mechanical & electrical | Construction | 1519.3966 | kg | 25 | 44 | 1 | FALSE | 1 | FALSE |  | 1.05 | 1519.3966 | 4558.1897 | 5109 | Cladding sheet (outer sheet of composite panel), copper |  | 0 | D2 | 0 | 0 | 0 | 0 | 0 | 0 | 0 | 0 | 0
| Civic Offices | Interconnecting pipework (Services mechanical and electrical components (£ spent)) | 1701210 | 8404000 | 5.2 | Services equipment | mechanical & electrical | Construction | 1519.3966 | kg | 25 | 44 | 1 | FALSE | 1 | FALSE |  | 1.05 | 1519.3966 | 4558.1897 | 5109 | Cladding sheet (outer sheet of composite panel), copper |  | 0 | D3 | 0 | 0 | 0 | 0 | 0 | 0 | 0 | 0 | 0
| Civic Offices | Interconnecting pipework (Services mechanical and electrical components (£ spent)) | 1701210 | 8404000 | 5.2 | Services equipment | mechanical & electrical | Construction | 1519.3966 | kg | 25 | 44 | 1 | FALSE | 1 | FALSE |  | 1.05 | 1519.3966 | 4558.1897 | 5109 | Cladding sheet (outer sheet of composite panel), copper |  | 0 | D4 | 0 | 0 | 0 | 0 | 0 | 0 | 0 | 0 | 0
| Civic Offices | Interconnecting pipework (Services mechanical and electrical components (£ spent)) | 1701210 | 8404000 | 5.2 | Services equipment | mechanical & electrical | Construction | 1519.3966 | kg | 25 | 44 | 1 | FALSE | 1 | FALSE |  | 1.05 | 1519.3966 | 4558.1897 | 5109 | Cladding sheet (outer sheet of composite panel), copper |  | 60 | C2 | 0 | 0 | 0 | 0 | 0 | 0 | 0 | 0 | 0
| Civic Offices | Interconnecting pipework (Services mechanical and electrical components (£ spent)) | 1701210 | 8404000 | 5.2 | Services equipment | mechanical & electrical | Construction | 1519.3966 | kg | 25 | 44 | 1 | FALSE | 1 | FALSE |  | 1.05 | 1519.3966 | 4558.1897 | 5109 | Cladding sheet (outer sheet of composite panel), copper |  | 60 | C4 | 0.78978 | 2.0681e-07 | 0.0055229 | 0.0018148 | 0.00091646 | 1.1141e-06 | 19.3618 | 227.9095 | 0.039608
| Civic Offices | Interconnecting pipework (Services mechanical and electrical components (£ spent)) | 1701210 | 8404000 | 5.2 | Services equipment | mechanical & electrical | Construction | 1519.3966 | kg | 25 | 44 | 1 | FALSE | 1 | FALSE |  | 1.05 | 1519.3966 | 4558.1897 | 5109 | Cladding sheet (outer sheet of composite panel), copper |  | 60 | D2 | 0 | 0 | 0 | 0 | 0 | 0 | 0 | 0 | 0
| Civic Offices | Interconnecting pipework (Services mechanical and electrical components (£ spent)) | 1701210 | 8404000 | 5.2 | Services equipment | mechanical & electrical | Construction | 1519.3966 | kg | 25 | 44 | 1 | FALSE | 1 | FALSE |  | 1.05 | 1519.3966 | 4558.1897 | 5109 | Cladding sheet (outer sheet of composite panel), copper |  | 60 | D3 | 0 | 0 | 0 | 0 | 0 | 0 | 0 | 0 | 0
| Civic Offices | Interconnecting pipework (Services mechanical and electrical components (£ spent)) | 1701210 | 8404000 | 5.2 | Services equipment | mechanical & electrical | Construction | 1519.3966 | kg | 25 | 44 | 1 | FALSE | 1 | FALSE |  | 1.05 | 1519.3966 | 4558.1897 | 5109 | Cladding sheet (outer sheet of composite panel), copper |  | 60 | D4 | 0 | 0 | 0 | 0 | 0 | 0 | 0 | 0 | 0
| Civic Offices | Interconnecting pipework (Services mechanical and electrical components (£ spent)) | 1701210 | 8404000 | 5.2 | Services equipment | mechanical & electrical | Construction | 1519.3966 | kg | 25 | 44 | 1 | FALSE | 1 | FALSE |  | 1.05 | 1519.3966 | 4558.1897 | 5109 | Cladding sheet (outer sheet of composite panel), copper |  | 25 | B4B5 | 11016.1639 | 0.0091341 | 558.7417 | 372.9342 | 30.8974 | 2.5416 | 167150.3842 | 32845.1697 | 351.2336
| Civic Offices | Interconnecting pipework (Services mechanical and electrical components (£ spent)) | 1701210 | 8404000 | 5.2 | Services equipment | mechanical & electrical | Construction | 1519.3966 | kg | 25 | 44 | 1 | FALSE | 1 | FALSE |  | 1.05 | 1519.3966 | 4558.1897 | 5109 | Cladding sheet (outer sheet of composite panel), copper |  | 25 | D2 | 0 | 0 | 0 | 0 | 0 | 0 | 0 | 0 | 0
| Civic Offices | Interconnecting pipework (Services mechanical and electrical components (£ spent)) | 1701210 | 8404000 | 5.2 | Services equipment | mechanical & electrical | Construction | 1519.3966 | kg | 25 | 44 | 1 | FALSE | 1 | FALSE |  | 1.05 | 1519.3966 | 4558.1897 | 5109 | Cladding sheet (outer sheet of composite panel), copper |  | 25 | D3 | 0 | 0 | 0 | 0 | 0 | 0 | 0 | 0 | 0
| Civic Offices | Interconnecting pipework (Services mechanical and electrical components (£ spent)) | 1701210 | 8404000 | 5.2 | Services equipment | mechanical & electrical | Construction | 1519.3966 | kg | 25 | 44 | 1 | FALSE | 1 | FALSE |  | 1.05 | 1519.3966 | 4558.1897 | 5109 | Cladding sheet (outer sheet of composite panel), copper |  | 25 | D4 | 0 | 0 | 0 | 0 | 0 | 0 | 0 | 0 | 0
| Civic Offices | Interconnecting pipework (Services mechanical and electrical components (£ spent)) | 1701210 | 8404000 | 5.2 | Services equipment | mechanical & electrical | Construction | 1519.3966 | kg | 25 | 44 | 1 | FALSE | 1 | FALSE |  | 1.05 | 1519.3966 | 4558.1897 | 5109 | Cladding sheet (outer sheet of composite panel), copper |  | 50 | B4B5 | 11016.1639 | 0.0091341 | 558.7417 | 372.9342 | 30.8974 | 2.5416 | 167150.3842 | 32845.1697 | 351.2336
| Civic Offices | Interconnecting pipework (Services mechanical and electrical components (£ spent)) | 1701210 | 8404000 | 5.2 | Services equipment | mechanical & electrical | Construction | 1519.3966 | kg | 25 | 44 | 1 | FALSE | 1 | FALSE |  | 1.05 | 1519.3966 | 4558.1897 | 5109 | Cladding sheet (outer sheet of composite panel), copper |  | 50 | D2 | 0 | 0 | 0 | 0 | 0 | 0 | 0 | 0 | 0
| Civic Offices | Interconnecting pipework (Services mechanical and electrical components (£ spent)) | 1701210 | 8404000 | 5.2 | Services equipment | mechanical & electrical | Construction | 1519.3966 | kg | 25 | 44 | 1 | FALSE | 1 | FALSE |  | 1.05 | 1519.3966 | 4558.1897 | 5109 | Cladding sheet (outer sheet of composite panel), copper |  | 50 | D3 | 0 | 0 | 0 | 0 | 0 | 0 | 0 | 0 | 0
| Civic Offices | Interconnecting pipework (Services mechanical and electrical components (£ spent)) | 1701210 | 8404000 | 5.2 | Services equipment | mechanical & electrical | Construction | 1519.3966 | kg | 25 | 44 | 1 | FALSE | 1 | FALSE |  | 1.05 | 1519.3966 | 4558.1897 | 5109 | Cladding sheet (outer sheet of composite panel), copper |  | 50 | D4 | 0 | 0 | 0 | 0 | 0 | 0 | 0 | 0 | 0
| Civic Offices | Interconnecting pipework (Services mechanical and electrical components (£ spent)) | 1701210 | 8404001 | 5.2 | Services equipment | mechanical & electrical | Construction | 7596.9828 | kg | 25 | 44 | 1 | FALSE | 1 | FALSE |  | 1.05 | 7596.9828 | 22790.9483 | 5443 | Cladding sheet (profiled, double skin), stainless steel |  | 0 | A1A3 | 38034.7246 | 0.0019169 | 231.1514 | 68.0736 | 26.871 | 1.1939 | 494801.8376 | 46971.542 | 1165.4326
| Civic Offices | Interconnecting pipework (Services mechanical and electrical components (£ spent)) | 1701210 | 8404001 | 5.2 | Services equipment | mechanical & electrical | Construction | 7596.9828 | kg | 25 | 44 | 1 | FALSE | 1 | FALSE |  | 1.05 | 7596.9828 | 22790.9483 | 5443 | Cladding sheet (profiled, double skin), stainless steel |  | 0 | A4 | 331.0871 | 4.5815e-05 | 1.5742 | 0.29231 | 0.20782 | 0.00073733 | 4844.2604 | 1406.8333 | 1.3456
| Civic Offices | Interconnecting pipework (Services mechanical and electrical components (£ spent)) | 1701210 | 8404001 | 5.2 | Services equipment | mechanical & electrical | Construction | 7596.9828 | kg | 25 | 44 | 1 | FALSE | 1 | FALSE |  | 1.05 | 7596.9828 | 22790.9483 | 5443 | Cladding sheet (profiled, double skin), stainless steel |  | 0 | A5 | 0.19745 | 5.1702e-08 | 0.0013807 | 0.0004537 | 0.00022912 | 2.7853e-07 | 4.8405 | 56.9774 | 0
| Civic Offices | Interconnecting pipework (Services mechanical and electrical components (£ spent)) | 1701210 | 8404001 | 5.2 | Services equipment | mechanical & electrical | Construction | 7596.9828 | kg | 25 | 44 | 1 | FALSE | 1 | FALSE |  | 1.05 | 7596.9828 | 22790.9483 | 5443 | Cladding sheet (profiled, double skin), stainless steel |  | 0 | D2 | 0 | 0 | 0 | 0 | 0 | 0 | 0 | 0 | 0
| Civic Offices | Interconnecting pipework (Services mechanical and electrical components (£ spent)) | 1701210 | 8404001 | 5.2 | Services equipment | mechanical & electrical | Construction | 7596.9828 | kg | 25 | 44 | 1 | FALSE | 1 | FALSE |  | 1.05 | 7596.9828 | 22790.9483 | 5443 | Cladding sheet (profiled, double skin), stainless steel |  | 0 | D3 | 0 | 0 | 0 | 0 | 0 | 0 | 0 | 0 | 0
| Civic Offices | Interconnecting pipework (Services mechanical and electrical components (£ spent)) | 1701210 | 8404001 | 5.2 | Services equipment | mechanical & electrical | Construction | 7596.9828 | kg | 25 | 44 | 1 | FALSE | 1 | FALSE |  | 1.05 | 7596.9828 | 22790.9483 | 5443 | Cladding sheet (profiled, double skin), stainless steel |  | 0 | D4 | 0 | 0 | 0 | 0 | 0 | 0 | 0 | 0 | 0
| Civic Offices | Interconnecting pipework (Services mechanical and electrical components (£ spent)) | 1701210 | 8404001 | 5.2 | Services equipment | mechanical & electrical | Construction | 7596.9828 | kg | 25 | 44 | 1 | FALSE | 1 | FALSE |  | 1.05 | 7596.9828 | 22790.9483 | 5443 | Cladding sheet (profiled, double skin), stainless steel |  | 60 | C2 | 0 | 0 | 0 | 0 | 0 | 0 | 0 | 0 | 0
| Civic Offices | Interconnecting pipework (Services mechanical and electrical components (£ spent)) | 1701210 | 8404001 | 5.2 | Services equipment | mechanical & electrical | Construction | 7596.9828 | kg | 25 | 44 | 1 | FALSE | 1 | FALSE |  | 1.05 | 7596.9828 | 22790.9483 | 5443 | Cladding sheet (profiled, double skin), stainless steel |  | 60 | C4 | 3.9489 | 1.034e-06 | 0.027614 | 0.009074 | 0.0045823 | 5.5705e-06 | 96.8092 | 1139.5474 | 0.19804
| Civic Offices | Interconnecting pipework (Services mechanical and electrical components (£ spent)) | 1701210 | 8404001 | 5.2 | Services equipment | mechanical & electrical | Construction | 7596.9828 | kg | 25 | 44 | 1 | FALSE | 1 | FALSE |  | 1.05 | 7596.9828 | 22790.9483 | 5443 | Cladding sheet (profiled, double skin), stainless steel |  | 60 | D2 | 0 | 0 | 0 | 0 | 0 | 0 | 0 | 0 | 0
| Civic Offices | Interconnecting pipework (Services mechanical and electrical components (£ spent)) | 1701210 | 8404001 | 5.2 | Services equipment | mechanical & electrical | Construction | 7596.9828 | kg | 25 | 44 | 1 | FALSE | 1 | FALSE |  | 1.05 | 7596.9828 | 22790.9483 | 5443 | Cladding sheet (profiled, double skin), stainless steel |  | 60 | D3 | 0 | 0 | 0 | 0 | 0 | 0 | 0 | 0 | 0
| Civic Offices | Interconnecting pipework (Services mechanical and electrical components (£ spent)) | 1701210 | 8404001 | 5.2 | Services equipment | mechanical & electrical | Construction | 7596.9828 | kg | 25 | 44 | 1 | FALSE | 1 | FALSE |  | 1.05 | 7596.9828 | 22790.9483 | 5443 | Cladding sheet (profiled, double skin), stainless steel |  | 60 | D4 | 0 | 0 | 0 | 0 | 0 | 0 | 0 | 0 | 0
| Civic Offices | Interconnecting pipework (Services mechanical and electrical components (£ spent)) | 1701210 | 8404001 | 5.2 | Services equipment | mechanical & electrical | Construction | 7596.9828 | kg | 25 | 44 | 1 | FALSE | 1 | FALSE |  | 1.05 | 7596.9828 | 22790.9483 | 5443 | Cladding sheet (profiled, double skin), stainless steel |  | 25 | B4B5 | 38369.9581 | 0.0019638 | 232.7546 | 68.3754 | 27.0837 | 1.1947 | 499747.7476 | 49574.9 | 1166.7782
| Civic Offices | Interconnecting pipework (Services mechanical and electrical components (£ spent)) | 1701210 | 8404001 | 5.2 | Services equipment | mechanical & electrical | Construction | 7596.9828 | kg | 25 | 44 | 1 | FALSE | 1 | FALSE |  | 1.05 | 7596.9828 | 22790.9483 | 5443 | Cladding sheet (profiled, double skin), stainless steel |  | 25 | D2 | 0 | 0 | 0 | 0 | 0 | 0 | 0 | 0 | 0
| Civic Offices | Interconnecting pipework (Services mechanical and electrical components (£ spent)) | 1701210 | 8404001 | 5.2 | Services equipment | mechanical & electrical | Construction | 7596.9828 | kg | 25 | 44 | 1 | FALSE | 1 | FALSE |  | 1.05 | 7596.9828 | 22790.9483 | 5443 | Cladding sheet (profiled, double skin), stainless steel |  | 25 | D3 | 0 | 0 | 0 | 0 | 0 | 0 | 0 | 0 | 0
| Civic Offices | Interconnecting pipework (Services mechanical and electrical components (£ spent)) | 1701210 | 8404001 | 5.2 | Services equipment | mechanical & electrical | Construction | 7596.9828 | kg | 25 | 44 | 1 | FALSE | 1 | FALSE |  | 1.05 | 7596.9828 | 22790.9483 | 5443 | Cladding sheet (profiled, double skin), stainless steel |  | 25 | D4 | 0 | 0 | 0 | 0 | 0 | 0 | 0 | 0 | 0
| Civic Offices | Interconnecting pipework (Services mechanical and electrical components (£ spent)) | 1701210 | 8404001 | 5.2 | Services equipment | mechanical & electrical | Construction | 7596.9828 | kg | 25 | 44 | 1 | FALSE | 1 | FALSE |  | 1.05 | 7596.9828 | 22790.9483 | 5443 | Cladding sheet (profiled, double skin), stainless steel |  | 50 | B4B5 | 38369.9581 | 0.0019638 | 232.7546 | 68.3754 | 27.0837 | 1.1947 | 499747.7476 | 49574.9 | 1166.7782
| Civic Offices | Interconnecting pipework (Services mechanical and electrical components (£ spent)) | 1701210 | 8404001 | 5.2 | Services equipment | mechanical & electrical | Construction | 7596.9828 | kg | 25 | 44 | 1 | FALSE | 1 | FALSE |  | 1.05 | 7596.9828 | 22790.9483 | 5443 | Cladding sheet (profiled, double skin), stainless steel |  | 50 | D2 | 0 | 0 | 0 | 0 | 0 | 0 | 0 | 0 | 0
| Civic Offices | Interconnecting pipework (Services mechanical and electrical components (£ spent)) | 1701210 | 8404001 | 5.2 | Services equipment | mechanical & electrical | Construction | 7596.9828 | kg | 25 | 44 | 1 | FALSE | 1 | FALSE |  | 1.05 | 7596.9828 | 22790.9483 | 5443 | Cladding sheet (profiled, double skin), stainless steel |  | 50 | D3 | 0 | 0 | 0 | 0 | 0 | 0 | 0 | 0 | 0
| Civic Offices | Interconnecting pipework (Services mechanical and electrical components (£ spent)) | 1701210 | 8404001 | 5.2 | Services equipment | mechanical & electrical | Construction | 7596.9828 | kg | 25 | 44 | 1 | FALSE | 1 | FALSE |  | 1.05 | 7596.9828 | 22790.9483 | 5443 | Cladding sheet (profiled, double skin), stainless steel |  | 50 | D4 | 0 | 0 | 0 | 0 | 0 | 0 | 0 | 0 | 0
| Civic Offices | Interconnecting pipework (Services mechanical and electrical components (£ spent)) | 1701210 | 8404002 | 5.2 | Services equipment | mechanical & electrical | Construction | 1519.3966 | kg | 25 | 44 | 1 | FALSE | 1 | FALSE |  | 1.1 | 1519.3966 | 4558.1897 | 5052 | Membrane (breather), polypropylene |  | 0 | A1A3 | 9181.3979 | 0.00020967 | 51.7098 | 14.8698 | 6.1432 | 0.010773 | 199891.6098 | 793.1109 | 45.2975
| Civic Offices | Interconnecting pipework (Services mechanical and electrical components (£ spent)) | 1701210 | 8404002 | 5.2 | Services equipment | mechanical & electrical | Construction | 1519.3966 | kg | 25 | 44 | 1 | FALSE | 1 | FALSE |  | 1.1 | 1519.3966 | 4558.1897 | 5052 | Membrane (breather), polypropylene |  | 0 | A4 | 31.6663 | 5.6897e-06 | 0.10369 | 0.028025 | 0.017689 | 0.00011044 | 472.0371 | 72.0766 | 0.13031
| Civic Offices | Interconnecting pipework (Services mechanical and electrical components (£ spent)) | 1701210 | 8404002 | 5.2 | Services equipment | mechanical & electrical | Construction | 1519.3966 | kg | 25 | 44 | 1 | FALSE | 1 | FALSE |  | 1.1 | 1519.3966 | 4558.1897 | 5052 | Membrane (breather), polypropylene |  | 0 | A5 | 4.0045 | 1.2737e-07 | 0.0036873 | 0.33596 | 0.0012235 | 7.1163e-07 | 11.6556 | 24.3103 | 0
| Civic Offices | Interconnecting pipework (Services mechanical and electrical components (£ spent)) | 1701210 | 8404002 | 5.2 | Services equipment | mechanical & electrical | Construction | 1519.3966 | kg | 25 | 44 | 1 | FALSE | 1 | FALSE |  | 1.1 | 1519.3966 | 4558.1897 | 5052 | Membrane (breather), polypropylene |  | 0 | D2 | 0 | 0 | 0 | 0 | 0 | 0 | 0 | 0 | 0
| Civic Offices | Interconnecting pipework (Services mechanical and electrical components (£ spent)) | 1701210 | 8404002 | 5.2 | Services equipment | mechanical & electrical | Construction | 1519.3966 | kg | 25 | 44 | 1 | FALSE | 1 | FALSE |  | 1.1 | 1519.3966 | 4558.1897 | 5052 | Membrane (breather), polypropylene |  | 0 | D3 | 0 | 0 | 0 | 0 | 0 | 0 | 0 | 0 | 0
| Civic Offices | Interconnecting pipework (Services mechanical and electrical components (£ spent)) | 1701210 | 8404002 | 5.2 | Services equipment | mechanical & electrical | Construction | 1519.3966 | kg | 25 | 44 | 1 | FALSE | 1 | FALSE |  | 1.1 | 1519.3966 | 4558.1897 | 5052 | Membrane (breather), polypropylene |  | 0 | D4 | 0 | 0 | 0 | 0 | 0 | 0 | 0 | 0 | 0
| Civic Offices | Interconnecting pipework (Services mechanical and electrical components (£ spent)) | 1701210 | 8404002 | 5.2 | Services equipment | mechanical & electrical | Construction | 1519.3966 | kg | 25 | 44 | 1 | FALSE | 1 | FALSE |  | 1.1 | 1519.3966 | 4558.1897 | 5052 | Membrane (breather), polypropylene |  | 60 | C2 | 0 | 0 | 0 | 0 | 0 | 0 | 0 | 0 | 0
| Civic Offices | Interconnecting pipework (Services mechanical and electrical components (£ spent)) | 1701210 | 8404002 | 5.2 | Services equipment | mechanical & electrical | Construction | 1519.3966 | kg | 25 | 44 | 1 | FALSE | 1 | FALSE |  | 1.1 | 1519.3966 | 4558.1897 | 5052 | Membrane (breather), polypropylene |  | 60 | C4 | 40.0451 | 1.2737e-06 | 0.036873 | 3.3596 | 0.012235 | 7.1163e-06 | 116.5563 | 243.1034 | 1.1274
| Civic Offices | Interconnecting pipework (Services mechanical and electrical components (£ spent)) | 1701210 | 8404002 | 5.2 | Services equipment | mechanical & electrical | Construction | 1519.3966 | kg | 25 | 44 | 1 | FALSE | 1 | FALSE |  | 1.1 | 1519.3966 | 4558.1897 | 5052 | Membrane (breather), polypropylene |  | 60 | D2 | 0 | 0 | 0 | 0 | 0 | 0 | 0 | 0 | 0
| Civic Offices | Interconnecting pipework (Services mechanical and electrical components (£ spent)) | 1701210 | 8404002 | 5.2 | Services equipment | mechanical & electrical | Construction | 1519.3966 | kg | 25 | 44 | 1 | FALSE | 1 | FALSE |  | 1.1 | 1519.3966 | 4558.1897 | 5052 | Membrane (breather), polypropylene |  | 60 | D3 | 0 | 0 | 0 | 0 | 0 | 0 | 0 | 0 | 0
| Civic Offices | Interconnecting pipework (Services mechanical and electrical components (£ spent)) | 1701210 | 8404002 | 5.2 | Services equipment | mechanical & electrical | Construction | 1519.3966 | kg | 25 | 44 | 1 | FALSE | 1 | FALSE |  | 1.1 | 1519.3966 | 4558.1897 | 5052 | Membrane (breather), polypropylene |  | 60 | D4 | 0 | 0 | 0 | 0 | 0 | 0 | 0 | 0 | 0
| Civic Offices | Interconnecting pipework (Services mechanical and electrical components (£ spent)) | 1701210 | 8404002 | 5.2 | Services equipment | mechanical & electrical | Construction | 1519.3966 | kg | 25 | 44 | 1 | FALSE | 1 | FALSE |  | 1.1 | 1519.3966 | 4558.1897 | 5052 | Membrane (breather), polypropylene |  | 25 | B4B5 | 9257.1138 | 0.00021676 | 51.8541 | 18.5934 | 6.1743 | 0.010892 | 200491.8589 | 1132.6013 | 45.4278
| Civic Offices | Interconnecting pipework (Services mechanical and electrical components (£ spent)) | 1701210 | 8404002 | 5.2 | Services equipment | mechanical & electrical | Construction | 1519.3966 | kg | 25 | 44 | 1 | FALSE | 1 | FALSE |  | 1.1 | 1519.3966 | 4558.1897 | 5052 | Membrane (breather), polypropylene |  | 25 | D2 | 0 | 0 | 0 | 0 | 0 | 0 | 0 | 0 | 0
| Civic Offices | Interconnecting pipework (Services mechanical and electrical components (£ spent)) | 1701210 | 8404002 | 5.2 | Services equipment | mechanical & electrical | Construction | 1519.3966 | kg | 25 | 44 | 1 | FALSE | 1 | FALSE |  | 1.1 | 1519.3966 | 4558.1897 | 5052 | Membrane (breather), polypropylene |  | 25 | D3 | 0 | 0 | 0 | 0 | 0 | 0 | 0 | 0 | 0
| Civic Offices | Interconnecting pipework (Services mechanical and electrical components (£ spent)) | 1701210 | 8404002 | 5.2 | Services equipment | mechanical & electrical | Construction | 1519.3966 | kg | 25 | 44 | 1 | FALSE | 1 | FALSE |  | 1.1 | 1519.3966 | 4558.1897 | 5052 | Membrane (breather), polypropylene |  | 25 | D4 | 0 | 0 | 0 | 0 | 0 | 0 | 0 | 0 | 0
| Civic Offices | Interconnecting pipework (Services mechanical and electrical components (£ spent)) | 1701210 | 8404002 | 5.2 | Services equipment | mechanical & electrical | Construction | 1519.3966 | kg | 25 | 44 | 1 | FALSE | 1 | FALSE |  | 1.1 | 1519.3966 | 4558.1897 | 5052 | Membrane (breather), polypropylene |  | 50 | B4B5 | 9257.1138 | 0.00021676 | 51.8541 | 18.5934 | 6.1743 | 0.010892 | 200491.8589 | 1132.6013 | 45.4278
| Civic Offices | Interconnecting pipework (Services mechanical and electrical components (£ spent)) | 1701210 | 8404002 | 5.2 | Services equipment | mechanical & electrical | Construction | 1519.3966 | kg | 25 | 44 | 1 | FALSE | 1 | FALSE |  | 1.1 | 1519.3966 | 4558.1897 | 5052 | Membrane (breather), polypropylene |  | 50 | D2 | 0 | 0 | 0 | 0 | 0 | 0 | 0 | 0 | 0
| Civic Offices | Interconnecting pipework (Services mechanical and electrical components (£ spent)) | 1701210 | 8404002 | 5.2 | Services equipment | mechanical & electrical | Construction | 1519.3966 | kg | 25 | 44 | 1 | FALSE | 1 | FALSE |  | 1.1 | 1519.3966 | 4558.1897 | 5052 | Membrane (breather), polypropylene |  | 50 | D3 | 0 | 0 | 0 | 0 | 0 | 0 | 0 | 0 | 0
| Civic Offices | Interconnecting pipework (Services mechanical and electrical components (£ spent)) | 1701210 | 8404002 | 5.2 | Services equipment | mechanical & electrical | Construction | 1519.3966 | kg | 25 | 44 | 1 | FALSE | 1 | FALSE |  | 1.1 | 1519.3966 | 4558.1897 | 5052 | Membrane (breather), polypropylene |  | 50 | D4 | 0 | 0 | 0 | 0 | 0 | 0 | 0 | 0 | 0
| Civic Offices | Underfloor heating pipework including heater insulation build up but excluding final finish includes header and controls (Services mechanical and electrical components (£ spent)) | 1701211 | 8404005 | 5.2 | Services equipment | mechanical & electrical | Construction | 197.4138 | kg | 25 | 44 | 1 | FALSE | 1 | FALSE |  | 1.05 | 197.4138 | 592.2414 | 5109 | Cladding sheet (outer sheet of composite panel), copper |  | 0 | A1A3 | 1427.151 | 0.001186 | 72.5827 | 48.4511 | 4.0121 | 0.33022 | 21654.5145 | 4227.206 | 45.6187
| Civic Offices | Underfloor heating pipework including heater insulation build up but excluding final finish includes header and controls (Services mechanical and electrical components (£ spent)) | 1701211 | 8404005 | 5.2 | Services equipment | mechanical & electrical | Construction | 197.4138 | kg | 25 | 44 | 1 | FALSE | 1 | FALSE |  | 1.05 | 197.4138 | 592.2414 | 5109 | Cladding sheet (outer sheet of composite panel), copper |  | 0 | A4 | 4.0612 | 7.2971e-07 | 0.013298 | 0.0035942 | 0.0022686 | 1.4163e-05 | 60.5394 | 9.2439 | 0.016713
| Civic Offices | Underfloor heating pipework including heater insulation build up but excluding final finish includes header and controls (Services mechanical and electrical components (£ spent)) | 1701211 | 8404005 | 5.2 | Services equipment | mechanical & electrical | Construction | 197.4138 | kg | 25 | 44 | 1 | FALSE | 1 | FALSE |  | 1.05 | 197.4138 | 592.2414 | 5109 | Cladding sheet (outer sheet of composite panel), copper |  | 0 | A5 | 0.0051308 | 1.3435e-09 | 3.5879e-05 | 1.179e-05 | 5.9537e-06 | 7.2378e-09 | 0.12578 | 1.4806 | 0
| Civic Offices | Underfloor heating pipework including heater insulation build up but excluding final finish includes header and controls (Services mechanical and electrical components (£ spent)) | 1701211 | 8404005 | 5.2 | Services equipment | mechanical & electrical | Construction | 197.4138 | kg | 25 | 44 | 1 | FALSE | 1 | FALSE |  | 1.05 | 197.4138 | 592.2414 | 5109 | Cladding sheet (outer sheet of composite panel), copper |  | 0 | D2 | 0 | 0 | 0 | 0 | 0 | 0 | 0 | 0 | 0
| Civic Offices | Underfloor heating pipework including heater insulation build up but excluding final finish includes header and controls (Services mechanical and electrical components (£ spent)) | 1701211 | 8404005 | 5.2 | Services equipment | mechanical & electrical | Construction | 197.4138 | kg | 25 | 44 | 1 | FALSE | 1 | FALSE |  | 1.05 | 197.4138 | 592.2414 | 5109 | Cladding sheet (outer sheet of composite panel), copper |  | 0 | D3 | 0 | 0 | 0 | 0 | 0 | 0 | 0 | 0 | 0
| Civic Offices | Underfloor heating pipework including heater insulation build up but excluding final finish includes header and controls (Services mechanical and electrical components (£ spent)) | 1701211 | 8404005 | 5.2 | Services equipment | mechanical & electrical | Construction | 197.4138 | kg | 25 | 44 | 1 | FALSE | 1 | FALSE |  | 1.05 | 197.4138 | 592.2414 | 5109 | Cladding sheet (outer sheet of composite panel), copper |  | 0 | D4 | 0 | 0 | 0 | 0 | 0 | 0 | 0 | 0 | 0
| Civic Offices | Underfloor heating pipework including heater insulation build up but excluding final finish includes header and controls (Services mechanical and electrical components (£ spent)) | 1701211 | 8404005 | 5.2 | Services equipment | mechanical & electrical | Construction | 197.4138 | kg | 25 | 44 | 1 | FALSE | 1 | FALSE |  | 1.05 | 197.4138 | 592.2414 | 5109 | Cladding sheet (outer sheet of composite panel), copper |  | 60 | C2 | 0 | 0 | 0 | 0 | 0 | 0 | 0 | 0 | 0
| Civic Offices | Underfloor heating pipework including heater insulation build up but excluding final finish includes header and controls (Services mechanical and electrical components (£ spent)) | 1701211 | 8404005 | 5.2 | Services equipment | mechanical & electrical | Construction | 197.4138 | kg | 25 | 44 | 1 | FALSE | 1 | FALSE |  | 1.05 | 197.4138 | 592.2414 | 5109 | Cladding sheet (outer sheet of composite panel), copper |  | 60 | C4 | 0.10262 | 2.687e-08 | 0.00071758 | 0.00023579 | 0.00011907 | 1.4476e-07 | 2.5157 | 29.6121 | 0.0051462
| Civic Offices | Underfloor heating pipework including heater insulation build up but excluding final finish includes header and controls (Services mechanical and electrical components (£ spent)) | 1701211 | 8404005 | 5.2 | Services equipment | mechanical & electrical | Construction | 197.4138 | kg | 25 | 44 | 1 | FALSE | 1 | FALSE |  | 1.05 | 197.4138 | 592.2414 | 5109 | Cladding sheet (outer sheet of composite panel), copper |  | 60 | D2 | 0 | 0 | 0 | 0 | 0 | 0 | 0 | 0 | 0
| Civic Offices | Underfloor heating pipework including heater insulation build up but excluding final finish includes header and controls (Services mechanical and electrical components (£ spent)) | 1701211 | 8404005 | 5.2 | Services equipment | mechanical & electrical | Construction | 197.4138 | kg | 25 | 44 | 1 | FALSE | 1 | FALSE |  | 1.05 | 197.4138 | 592.2414 | 5109 | Cladding sheet (outer sheet of composite panel), copper |  | 60 | D3 | 0 | 0 | 0 | 0 | 0 | 0 | 0 | 0 | 0
| Civic Offices | Underfloor heating pipework including heater insulation build up but excluding final finish includes header and controls (Services mechanical and electrical components (£ spent)) | 1701211 | 8404005 | 5.2 | Services equipment | mechanical & electrical | Construction | 197.4138 | kg | 25 | 44 | 1 | FALSE | 1 | FALSE |  | 1.05 | 197.4138 | 592.2414 | 5109 | Cladding sheet (outer sheet of composite panel), copper |  | 60 | D4 | 0 | 0 | 0 | 0 | 0 | 0 | 0 | 0 | 0
| Civic Offices | Underfloor heating pipework including heater insulation build up but excluding final finish includes header and controls (Services mechanical and electrical components (£ spent)) | 1701211 | 8404005 | 5.2 | Services equipment | mechanical & electrical | Construction | 197.4138 | kg | 25 | 44 | 1 | FALSE | 1 | FALSE |  | 1.05 | 197.4138 | 592.2414 | 5109 | Cladding sheet (outer sheet of composite panel), copper |  | 25 | B4B5 | 1431.32 | 0.0011868 | 72.5968 | 48.455 | 4.0145 | 0.33023 | 21717.6953 | 4267.5426 | 45.6355
| Civic Offices | Underfloor heating pipework including heater insulation build up but excluding final finish includes header and controls (Services mechanical and electrical components (£ spent)) | 1701211 | 8404005 | 5.2 | Services equipment | mechanical & electrical | Construction | 197.4138 | kg | 25 | 44 | 1 | FALSE | 1 | FALSE |  | 1.05 | 197.4138 | 592.2414 | 5109 | Cladding sheet (outer sheet of composite panel), copper |  | 25 | D2 | 0 | 0 | 0 | 0 | 0 | 0 | 0 | 0 | 0
| Civic Offices | Underfloor heating pipework including heater insulation build up but excluding final finish includes header and controls (Services mechanical and electrical components (£ spent)) | 1701211 | 8404005 | 5.2 | Services equipment | mechanical & electrical | Construction | 197.4138 | kg | 25 | 44 | 1 | FALSE | 1 | FALSE |  | 1.05 | 197.4138 | 592.2414 | 5109 | Cladding sheet (outer sheet of composite panel), copper |  | 25 | D3 | 0 | 0 | 0 | 0 | 0 | 0 | 0 | 0 | 0
| Civic Offices | Underfloor heating pipework including heater insulation build up but excluding final finish includes header and controls (Services mechanical and electrical components (£ spent)) | 1701211 | 8404005 | 5.2 | Services equipment | mechanical & electrical | Construction | 197.4138 | kg | 25 | 44 | 1 | FALSE | 1 | FALSE |  | 1.05 | 197.4138 | 592.2414 | 5109 | Cladding sheet (outer sheet of composite panel), copper |  | 25 | D4 | 0 | 0 | 0 | 0 | 0 | 0 | 0 | 0 | 0
| Civic Offices | Underfloor heating pipework including heater insulation build up but excluding final finish includes header and controls (Services mechanical and electrical components (£ spent)) | 1701211 | 8404005 | 5.2 | Services equipment | mechanical & electrical | Construction | 197.4138 | kg | 25 | 44 | 1 | FALSE | 1 | FALSE |  | 1.05 | 197.4138 | 592.2414 | 5109 | Cladding sheet (outer sheet of composite panel), copper |  | 50 | B4B5 | 1431.32 | 0.0011868 | 72.5968 | 48.455 | 4.0145 | 0.33023 | 21717.6953 | 4267.5426 | 45.6355
| Civic Offices | Underfloor heating pipework including heater insulation build up but excluding final finish includes header and controls (Services mechanical and electrical components (£ spent)) | 1701211 | 8404005 | 5.2 | Services equipment | mechanical & electrical | Construction | 197.4138 | kg | 25 | 44 | 1 | FALSE | 1 | FALSE |  | 1.05 | 197.4138 | 592.2414 | 5109 | Cladding sheet (outer sheet of composite panel), copper |  | 50 | D2 | 0 | 0 | 0 | 0 | 0 | 0 | 0 | 0 | 0
| Civic Offices | Underfloor heating pipework including heater insulation build up but excluding final finish includes header and controls (Services mechanical and electrical components (£ spent)) | 1701211 | 8404005 | 5.2 | Services equipment | mechanical & electrical | Construction | 197.4138 | kg | 25 | 44 | 1 | FALSE | 1 | FALSE |  | 1.05 | 197.4138 | 592.2414 | 5109 | Cladding sheet (outer sheet of composite panel), copper |  | 50 | D3 | 0 | 0 | 0 | 0 | 0 | 0 | 0 | 0 | 0
| Civic Offices | Underfloor heating pipework including heater insulation build up but excluding final finish includes header and controls (Services mechanical and electrical components (£ spent)) | 1701211 | 8404005 | 5.2 | Services equipment | mechanical & electrical | Construction | 197.4138 | kg | 25 | 44 | 1 | FALSE | 1 | FALSE |  | 1.05 | 197.4138 | 592.2414 | 5109 | Cladding sheet (outer sheet of composite panel), copper |  | 50 | D4 | 0 | 0 | 0 | 0 | 0 | 0 | 0 | 0 | 0
| Civic Offices | Underfloor heating pipework including heater insulation build up but excluding final finish includes header and controls (Services mechanical and electrical components (£ spent)) | 1701211 | 8404006 | 5.2 | Services equipment | mechanical & electrical | Construction | 987.069 | kg | 25 | 44 | 1 | FALSE | 1 | FALSE |  | 1.05 | 987.069 | 2961.2069 | 5443 | Cladding sheet (profiled, double skin), stainless steel |  | 0 | A1A3 | 4941.8167 | 0.00024906 | 30.0333 | 8.8447 | 3.4913 | 0.15513 | 64289.1466 | 6102.9691 | 151.4236
| Civic Offices | Underfloor heating pipework including heater insulation build up but excluding final finish includes header and controls (Services mechanical and electrical components (£ spent)) | 1701211 | 8404006 | 5.2 | Services equipment | mechanical & electrical | Construction | 987.069 | kg | 25 | 44 | 1 | FALSE | 1 | FALSE |  | 1.05 | 987.069 | 2961.2069 | 5443 | Cladding sheet (profiled, double skin), stainless steel |  | 0 | A4 | 43.0178 | 5.9527e-06 | 0.20453 | 0.03798 | 0.027002 | 9.5801e-05 | 629.4103 | 182.7885 | 0.17483
| Civic Offices | Underfloor heating pipework including heater insulation build up but excluding final finish includes header and controls (Services mechanical and electrical components (£ spent)) | 1701211 | 8404006 | 5.2 | Services equipment | mechanical & electrical | Construction | 987.069 | kg | 25 | 44 | 1 | FALSE | 1 | FALSE |  | 1.05 | 987.069 | 2961.2069 | 5443 | Cladding sheet (profiled, double skin), stainless steel |  | 0 | A5 | 0.025654 | 6.7176e-09 | 0.0001794 | 5.8949e-05 | 2.9769e-05 | 3.6189e-08 | 0.62892 | 7.403 | 0
| Civic Offices | Underfloor heating pipework including heater insulation build up but excluding final finish includes header and controls (Services mechanical and electrical components (£ spent)) | 1701211 | 8404006 | 5.2 | Services equipment | mechanical & electrical | Construction | 987.069 | kg | 25 | 44 | 1 | FALSE | 1 | FALSE |  | 1.05 | 987.069 | 2961.2069 | 5443 | Cladding sheet (profiled, double skin), stainless steel |  | 0 | D2 | 0 | 0 | 0 | 0 | 0 | 0 | 0 | 0 | 0
| Civic Offices | Underfloor heating pipework including heater insulation build up but excluding final finish includes header and controls (Services mechanical and electrical components (£ spent)) | 1701211 | 8404006 | 5.2 | Services equipment | mechanical & electrical | Construction | 987.069 | kg | 25 | 44 | 1 | FALSE | 1 | FALSE |  | 1.05 | 987.069 | 2961.2069 | 5443 | Cladding sheet (profiled, double skin), stainless steel |  | 0 | D3 | 0 | 0 | 0 | 0 | 0 | 0 | 0 | 0 | 0
| Civic Offices | Underfloor heating pipework including heater insulation build up but excluding final finish includes header and controls (Services mechanical and electrical components (£ spent)) | 1701211 | 8404006 | 5.2 | Services equipment | mechanical & electrical | Construction | 987.069 | kg | 25 | 44 | 1 | FALSE | 1 | FALSE |  | 1.05 | 987.069 | 2961.2069 | 5443 | Cladding sheet (profiled, double skin), stainless steel |  | 0 | D4 | 0 | 0 | 0 | 0 | 0 | 0 | 0 | 0 | 0
| Civic Offices | Underfloor heating pipework including heater insulation build up but excluding final finish includes header and controls (Services mechanical and electrical components (£ spent)) | 1701211 | 8404006 | 5.2 | Services equipment | mechanical & electrical | Construction | 987.069 | kg | 25 | 44 | 1 | FALSE | 1 | FALSE |  | 1.05 | 987.069 | 2961.2069 | 5443 | Cladding sheet (profiled, double skin), stainless steel |  | 60 | C2 | 0 | 0 | 0 | 0 | 0 | 0 | 0 | 0 | 0
| Civic Offices | Underfloor heating pipework including heater insulation build up but excluding final finish includes header and controls (Services mechanical and electrical components (£ spent)) | 1701211 | 8404006 | 5.2 | Services equipment | mechanical & electrical | Construction | 987.069 | kg | 25 | 44 | 1 | FALSE | 1 | FALSE |  | 1.05 | 987.069 | 2961.2069 | 5443 | Cladding sheet (profiled, double skin), stainless steel |  | 60 | C4 | 0.51308 | 1.3435e-07 | 0.0035879 | 0.001179 | 0.00059537 | 7.2378e-07 | 12.5783 | 148.0603 | 0.025731
| Civic Offices | Underfloor heating pipework including heater insulation build up but excluding final finish includes header and controls (Services mechanical and electrical components (£ spent)) | 1701211 | 8404006 | 5.2 | Services equipment | mechanical & electrical | Construction | 987.069 | kg | 25 | 44 | 1 | FALSE | 1 | FALSE |  | 1.05 | 987.069 | 2961.2069 | 5443 | Cladding sheet (profiled, double skin), stainless steel |  | 60 | D2 | 0 | 0 | 0 | 0 | 0 | 0 | 0 | 0 | 0
| Civic Offices | Underfloor heating pipework including heater insulation build up but excluding final finish includes header and controls (Services mechanical and electrical components (£ spent)) | 1701211 | 8404006 | 5.2 | Services equipment | mechanical & electrical | Construction | 987.069 | kg | 25 | 44 | 1 | FALSE | 1 | FALSE |  | 1.05 | 987.069 | 2961.2069 | 5443 | Cladding sheet (profiled, double skin), stainless steel |  | 60 | D3 | 0 | 0 | 0 | 0 | 0 | 0 | 0 | 0 | 0
| Civic Offices | Underfloor heating pipework including heater insulation build up but excluding final finish includes header and controls (Services mechanical and electrical components (£ spent)) | 1701211 | 8404006 | 5.2 | Services equipment | mechanical & electrical | Construction | 987.069 | kg | 25 | 44 | 1 | FALSE | 1 | FALSE |  | 1.05 | 987.069 | 2961.2069 | 5443 | Cladding sheet (profiled, double skin), stainless steel |  | 60 | D4 | 0 | 0 | 0 | 0 | 0 | 0 | 0 | 0 | 0
| Civic Offices | Underfloor heating pipework including heater insulation build up but excluding final finish includes header and controls (Services mechanical and electrical components (£ spent)) | 1701211 | 8404006 | 5.2 | Services equipment | mechanical & electrical | Construction | 987.069 | kg | 25 | 44 | 1 | FALSE | 1 | FALSE |  | 1.05 | 987.069 | 2961.2069 | 5443 | Cladding sheet (profiled, double skin), stainless steel |  | 25 | B4B5 | 4985.3733 | 0.00025515 | 30.2416 | 8.884 | 3.519 | 0.15522 | 64931.7641 | 6441.2211 | 151.5984
| Civic Offices | Underfloor heating pipework including heater insulation build up but excluding final finish includes header and controls (Services mechanical and electrical components (£ spent)) | 1701211 | 8404006 | 5.2 | Services equipment | mechanical & electrical | Construction | 987.069 | kg | 25 | 44 | 1 | FALSE | 1 | FALSE |  | 1.05 | 987.069 | 2961.2069 | 5443 | Cladding sheet (profiled, double skin), stainless steel |  | 25 | D2 | 0 | 0 | 0 | 0 | 0 | 0 | 0 | 0 | 0
| Civic Offices | Underfloor heating pipework including heater insulation build up but excluding final finish includes header and controls (Services mechanical and electrical components (£ spent)) | 1701211 | 8404006 | 5.2 | Services equipment | mechanical & electrical | Construction | 987.069 | kg | 25 | 44 | 1 | FALSE | 1 | FALSE |  | 1.05 | 987.069 | 2961.2069 | 5443 | Cladding sheet (profiled, double skin), stainless steel |  | 25 | D3 | 0 | 0 | 0 | 0 | 0 | 0 | 0 | 0 | 0
| Civic Offices | Underfloor heating pipework including heater insulation build up but excluding final finish includes header and controls (Services mechanical and electrical components (£ spent)) | 1701211 | 8404006 | 5.2 | Services equipment | mechanical & electrical | Construction | 987.069 | kg | 25 | 44 | 1 | FALSE | 1 | FALSE |  | 1.05 | 987.069 | 2961.2069 | 5443 | Cladding sheet (profiled, double skin), stainless steel |  | 25 | D4 | 0 | 0 | 0 | 0 | 0 | 0 | 0 | 0 | 0
| Civic Offices | Underfloor heating pipework including heater insulation build up but excluding final finish includes header and controls (Services mechanical and electrical components (£ spent)) | 1701211 | 8404006 | 5.2 | Services equipment | mechanical & electrical | Construction | 987.069 | kg | 25 | 44 | 1 | FALSE | 1 | FALSE |  | 1.05 | 987.069 | 2961.2069 | 5443 | Cladding sheet (profiled, double skin), stainless steel |  | 50 | B4B5 | 4985.3733 | 0.00025515 | 30.2416 | 8.884 | 3.519 | 0.15522 | 64931.7641 | 6441.2211 | 151.5984
| Civic Offices | Underfloor heating pipework including heater insulation build up but excluding final finish includes header and controls (Services mechanical and electrical components (£ spent)) | 1701211 | 8404006 | 5.2 | Services equipment | mechanical & electrical | Construction | 987.069 | kg | 25 | 44 | 1 | FALSE | 1 | FALSE |  | 1.05 | 987.069 | 2961.2069 | 5443 | Cladding sheet (profiled, double skin), stainless steel |  | 50 | D2 | 0 | 0 | 0 | 0 | 0 | 0 | 0 | 0 | 0
| Civic Offices | Underfloor heating pipework including heater insulation build up but excluding final finish includes header and controls (Services mechanical and electrical components (£ spent)) | 1701211 | 8404006 | 5.2 | Services equipment | mechanical & electrical | Construction | 987.069 | kg | 25 | 44 | 1 | FALSE | 1 | FALSE |  | 1.05 | 987.069 | 2961.2069 | 5443 | Cladding sheet (profiled, double skin), stainless steel |  | 50 | D3 | 0 | 0 | 0 | 0 | 0 | 0 | 0 | 0 | 0
| Civic Offices | Underfloor heating pipework including heater insulation build up but excluding final finish includes header and controls (Services mechanical and electrical components (£ spent)) | 1701211 | 8404006 | 5.2 | Services equipment | mechanical & electrical | Construction | 987.069 | kg | 25 | 44 | 1 | FALSE | 1 | FALSE |  | 1.05 | 987.069 | 2961.2069 | 5443 | Cladding sheet (profiled, double skin), stainless steel |  | 50 | D4 | 0 | 0 | 0 | 0 | 0 | 0 | 0 | 0 | 0
| Civic Offices | Underfloor heating pipework including heater insulation build up but excluding final finish includes header and controls (Services mechanical and electrical components (£ spent)) | 1701211 | 8404007 | 5.2 | Services equipment | mechanical & electrical | Construction | 197.4138 | kg | 25 | 44 | 1 | FALSE | 1 | FALSE |  | 1.1 | 197.4138 | 592.2414 | 5052 | Membrane (breather), polypropylene |  | 0 | A1A3 | 1192.9306 | 2.7242e-05 | 6.7186 | 1.932 | 0.79818 | 0.0013998 | 25971.7326 | 103.0482 | 5.8855
| Civic Offices | Underfloor heating pipework including heater insulation build up but excluding final finish includes header and controls (Services mechanical and electrical components (£ spent)) | 1701211 | 8404007 | 5.2 | Services equipment | mechanical & electrical | Construction | 197.4138 | kg | 25 | 44 | 1 | FALSE | 1 | FALSE |  | 1.1 | 197.4138 | 592.2414 | 5052 | Membrane (breather), polypropylene |  | 0 | A4 | 4.1144 | 7.3925e-07 | 0.013472 | 0.0036412 | 0.0022983 | 1.4349e-05 | 61.3313 | 9.3648 | 0.016931
| Civic Offices | Underfloor heating pipework including heater insulation build up but excluding final finish includes header and controls (Services mechanical and electrical components (£ spent)) | 1701211 | 8404007 | 5.2 | Services equipment | mechanical & electrical | Construction | 197.4138 | kg | 25 | 44 | 1 | FALSE | 1 | FALSE |  | 1.1 | 197.4138 | 592.2414 | 5052 | Membrane (breather), polypropylene |  | 0 | A5 | 0.5203 | 1.6549e-08 | 0.00047909 | 0.043651 | 0.00015896 | 9.2461e-08 | 1.5144 | 3.1586 | 0
| Civic Offices | Underfloor heating pipework including heater insulation build up but excluding final finish includes header and controls (Services mechanical and electrical components (£ spent)) | 1701211 | 8404007 | 5.2 | Services equipment | mechanical & electrical | Construction | 197.4138 | kg | 25 | 44 | 1 | FALSE | 1 | FALSE |  | 1.1 | 197.4138 | 592.2414 | 5052 | Membrane (breather), polypropylene |  | 0 | D2 | 0 | 0 | 0 | 0 | 0 | 0 | 0 | 0 | 0
| Civic Offices | Underfloor heating pipework including heater insulation build up but excluding final finish includes header and controls (Services mechanical and electrical components (£ spent)) | 1701211 | 8404007 | 5.2 | Services equipment | mechanical & electrical | Construction | 197.4138 | kg | 25 | 44 | 1 | FALSE | 1 | FALSE |  | 1.1 | 197.4138 | 592.2414 | 5052 | Membrane (breather), polypropylene |  | 0 | D3 | 0 | 0 | 0 | 0 | 0 | 0 | 0 | 0 | 0
| Civic Offices | Underfloor heating pipework including heater insulation build up but excluding final finish includes header and controls (Services mechanical and electrical components (£ spent)) | 1701211 | 8404007 | 5.2 | Services equipment | mechanical & electrical | Construction | 197.4138 | kg | 25 | 44 | 1 | FALSE | 1 | FALSE |  | 1.1 | 197.4138 | 592.2414 | 5052 | Membrane (breather), polypropylene |  | 0 | D4 | 0 | 0 | 0 | 0 | 0 | 0 | 0 | 0 | 0
| Civic Offices | Underfloor heating pipework including heater insulation build up but excluding final finish includes header and controls (Services mechanical and electrical components (£ spent)) | 1701211 | 8404007 | 5.2 | Services equipment | mechanical & electrical | Construction | 197.4138 | kg | 25 | 44 | 1 | FALSE | 1 | FALSE |  | 1.1 | 197.4138 | 592.2414 | 5052 | Membrane (breather), polypropylene |  | 60 | C2 | 0 | 0 | 0 | 0 | 0 | 0 | 0 | 0 | 0
| Civic Offices | Underfloor heating pipework including heater insulation build up but excluding final finish includes header and controls (Services mechanical and electrical components (£ spent)) | 1701211 | 8404007 | 5.2 | Services equipment | mechanical & electrical | Construction | 197.4138 | kg | 25 | 44 | 1 | FALSE | 1 | FALSE |  | 1.1 | 197.4138 | 592.2414 | 5052 | Membrane (breather), polypropylene |  | 60 | C4 | 5.203 | 1.6549e-07 | 0.0047909 | 0.43651 | 0.0015896 | 9.2461e-07 | 15.1441 | 31.5862 | 0.14648
| Civic Offices | Underfloor heating pipework including heater insulation build up but excluding final finish includes header and controls (Services mechanical and electrical components (£ spent)) | 1701211 | 8404007 | 5.2 | Services equipment | mechanical & electrical | Construction | 197.4138 | kg | 25 | 44 | 1 | FALSE | 1 | FALSE |  | 1.1 | 197.4138 | 592.2414 | 5052 | Membrane (breather), polypropylene |  | 60 | D2 | 0 | 0 | 0 | 0 | 0 | 0 | 0 | 0 | 0
| Civic Offices | Underfloor heating pipework including heater insulation build up but excluding final finish includes header and controls (Services mechanical and electrical components (£ spent)) | 1701211 | 8404007 | 5.2 | Services equipment | mechanical & electrical | Construction | 197.4138 | kg | 25 | 44 | 1 | FALSE | 1 | FALSE |  | 1.1 | 197.4138 | 592.2414 | 5052 | Membrane (breather), polypropylene |  | 60 | D3 | 0 | 0 | 0 | 0 | 0 | 0 | 0 | 0 | 0
| Civic Offices | Underfloor heating pipework including heater insulation build up but excluding final finish includes header and controls (Services mechanical and electrical components (£ spent)) | 1701211 | 8404007 | 5.2 | Services equipment | mechanical & electrical | Construction | 197.4138 | kg | 25 | 44 | 1 | FALSE | 1 | FALSE |  | 1.1 | 197.4138 | 592.2414 | 5052 | Membrane (breather), polypropylene |  | 60 | D4 | 0 | 0 | 0 | 0 | 0 | 0 | 0 | 0 | 0
| Civic Offices | Underfloor heating pipework including heater insulation build up but excluding final finish includes header and controls (Services mechanical and electrical components (£ spent)) | 1701211 | 8404007 | 5.2 | Services equipment | mechanical & electrical | Construction | 197.4138 | kg | 25 | 44 | 1 | FALSE | 1 | FALSE |  | 1.1 | 197.4138 | 592.2414 | 5052 | Membrane (breather), polypropylene |  | 25 | B4B5 | 1202.7683 | 2.8163e-05 | 6.7374 | 2.4158 | 0.80222 | 0.0014151 | 26049.7224 | 147.1578 | 5.9024
| Civic Offices | Underfloor heating pipework including heater insulation build up but excluding final finish includes header and controls (Services mechanical and electrical components (£ spent)) | 1701211 | 8404007 | 5.2 | Services equipment | mechanical & electrical | Construction | 197.4138 | kg | 25 | 44 | 1 | FALSE | 1 | FALSE |  | 1.1 | 197.4138 | 592.2414 | 5052 | Membrane (breather), polypropylene |  | 25 | D2 | 0 | 0 | 0 | 0 | 0 | 0 | 0 | 0 | 0
| Civic Offices | Underfloor heating pipework including heater insulation build up but excluding final finish includes header and controls (Services mechanical and electrical components (£ spent)) | 1701211 | 8404007 | 5.2 | Services equipment | mechanical & electrical | Construction | 197.4138 | kg | 25 | 44 | 1 | FALSE | 1 | FALSE |  | 1.1 | 197.4138 | 592.2414 | 5052 | Membrane (breather), polypropylene |  | 25 | D3 | 0 | 0 | 0 | 0 | 0 | 0 | 0 | 0 | 0
| Civic Offices | Underfloor heating pipework including heater insulation build up but excluding final finish includes header and controls (Services mechanical and electrical components (£ spent)) | 1701211 | 8404007 | 5.2 | Services equipment | mechanical & electrical | Construction | 197.4138 | kg | 25 | 44 | 1 | FALSE | 1 | FALSE |  | 1.1 | 197.4138 | 592.2414 | 5052 | Membrane (breather), polypropylene |  | 25 | D4 | 0 | 0 | 0 | 0 | 0 | 0 | 0 | 0 | 0
| Civic Offices | Underfloor heating pipework including heater insulation build up but excluding final finish includes header and controls (Services mechanical and electrical components (£ spent)) | 1701211 | 8404007 | 5.2 | Services equipment | mechanical & electrical | Construction | 197.4138 | kg | 25 | 44 | 1 | FALSE | 1 | FALSE |  | 1.1 | 197.4138 | 592.2414 | 5052 | Membrane (breather), polypropylene |  | 50 | B4B5 | 1202.7683 | 2.8163e-05 | 6.7374 | 2.4158 | 0.80222 | 0.0014151 | 26049.7224 | 147.1578 | 5.9024
| Civic Offices | Underfloor heating pipework including heater insulation build up but excluding final finish includes header and controls (Services mechanical and electrical components (£ spent)) | 1701211 | 8404007 | 5.2 | Services equipment | mechanical & electrical | Construction | 197.4138 | kg | 25 | 44 | 1 | FALSE | 1 | FALSE |  | 1.1 | 197.4138 | 592.2414 | 5052 | Membrane (breather), polypropylene |  | 50 | D2 | 0 | 0 | 0 | 0 | 0 | 0 | 0 | 0 | 0
| Civic Offices | Underfloor heating pipework including heater insulation build up but excluding final finish includes header and controls (Services mechanical and electrical components (£ spent)) | 1701211 | 8404007 | 5.2 | Services equipment | mechanical & electrical | Construction | 197.4138 | kg | 25 | 44 | 1 | FALSE | 1 | FALSE |  | 1.1 | 197.4138 | 592.2414 | 5052 | Membrane (breather), polypropylene |  | 50 | D3 | 0 | 0 | 0 | 0 | 0 | 0 | 0 | 0 | 0
| Civic Offices | Underfloor heating pipework including heater insulation build up but excluding final finish includes header and controls (Services mechanical and electrical components (£ spent)) | 1701211 | 8404007 | 5.2 | Services equipment | mechanical & electrical | Construction | 197.4138 | kg | 25 | 44 | 1 | FALSE | 1 | FALSE |  | 1.1 | 197.4138 | 592.2414 | 5052 | Membrane (breather), polypropylene |  | 50 | D4 | 0 | 0 | 0 | 0 | 0 | 0 | 0 | 0 | 0
| Civic Offices | Close control AHu for registry records room including humidity temperature and ventilation (Services mechanical and electrical components (£ spent)) | 1701212 | 8404010 | 5.2 | Services equipment | mechanical & electrical | Construction | 107.7586 | kg | 25 | 44 | 1 | FALSE | 1 | FALSE |  | 1.05 | 107.7586 | 323.2759 | 5109 | Cladding sheet (outer sheet of composite panel), copper |  | 0 | A1A3 | 779.0126 | 0.0006474 | 39.6194 | 26.4471 | 2.19 | 0.18025 | 11820.1498 | 2307.4269 | 24.9011
| Civic Offices | Close control AHu for registry records room including humidity temperature and ventilation (Services mechanical and electrical components (£ spent)) | 1701212 | 8404010 | 5.2 | Services equipment | mechanical & electrical | Construction | 107.7586 | kg | 25 | 44 | 1 | FALSE | 1 | FALSE |  | 1.05 | 107.7586 | 323.2759 | 5109 | Cladding sheet (outer sheet of composite panel), copper |  | 0 | A4 | 2.2168 | 3.9831e-07 | 0.0072587 | 0.0019619 | 0.0012383 | 7.7312e-06 | 33.0455 | 5.0458 | 0.0091226
| Civic Offices | Close control AHu for registry records room including humidity temperature and ventilation (Services mechanical and electrical components (£ spent)) | 1701212 | 8404010 | 5.2 | Services equipment | mechanical & electrical | Construction | 107.7586 | kg | 25 | 44 | 1 | FALSE | 1 | FALSE |  | 1.05 | 107.7586 | 323.2759 | 5109 | Cladding sheet (outer sheet of composite panel), copper |  | 0 | A5 | 0.0028006 | 7.3336e-10 | 1.9585e-05 | 6.4354e-06 | 3.2499e-06 | 3.9507e-09 | 0.068659 | 0.80819 | 0
| Civic Offices | Close control AHu for registry records room including humidity temperature and ventilation (Services mechanical and electrical components (£ spent)) | 1701212 | 8404010 | 5.2 | Services equipment | mechanical & electrical | Construction | 107.7586 | kg | 25 | 44 | 1 | FALSE | 1 | FALSE |  | 1.05 | 107.7586 | 323.2759 | 5109 | Cladding sheet (outer sheet of composite panel), copper |  | 0 | D2 | 0 | 0 | 0 | 0 | 0 | 0 | 0 | 0 | 0
| Civic Offices | Close control AHu for registry records room including humidity temperature and ventilation (Services mechanical and electrical components (£ spent)) | 1701212 | 8404010 | 5.2 | Services equipment | mechanical & electrical | Construction | 107.7586 | kg | 25 | 44 | 1 | FALSE | 1 | FALSE |  | 1.05 | 107.7586 | 323.2759 | 5109 | Cladding sheet (outer sheet of composite panel), copper |  | 0 | D3 | 0 | 0 | 0 | 0 | 0 | 0 | 0 | 0 | 0
| Civic Offices | Close control AHu for registry records room including humidity temperature and ventilation (Services mechanical and electrical components (£ spent)) | 1701212 | 8404010 | 5.2 | Services equipment | mechanical & electrical | Construction | 107.7586 | kg | 25 | 44 | 1 | FALSE | 1 | FALSE |  | 1.05 | 107.7586 | 323.2759 | 5109 | Cladding sheet (outer sheet of composite panel), copper |  | 0 | D4 | 0 | 0 | 0 | 0 | 0 | 0 | 0 | 0 | 0
| Civic Offices | Close control AHu for registry records room including humidity temperature and ventilation (Services mechanical and electrical components (£ spent)) | 1701212 | 8404010 | 5.2 | Services equipment | mechanical & electrical | Construction | 107.7586 | kg | 25 | 44 | 1 | FALSE | 1 | FALSE |  | 1.05 | 107.7586 | 323.2759 | 5109 | Cladding sheet (outer sheet of composite panel), copper |  | 60 | C2 | 0 | 0 | 0 | 0 | 0 | 0 | 0 | 0 | 0
| Civic Offices | Close control AHu for registry records room including humidity temperature and ventilation (Services mechanical and electrical components (£ spent)) | 1701212 | 8404010 | 5.2 | Services equipment | mechanical & electrical | Construction | 107.7586 | kg | 25 | 44 | 1 | FALSE | 1 | FALSE |  | 1.05 | 107.7586 | 323.2759 | 5109 | Cladding sheet (outer sheet of composite panel), copper |  | 60 | C4 | 0.056013 | 1.4667e-08 | 0.00039169 | 0.00012871 | 6.4997e-05 | 7.9015e-08 | 1.3732 | 16.1638 | 0.0028091
| Civic Offices | Close control AHu for registry records room including humidity temperature and ventilation (Services mechanical and electrical components (£ spent)) | 1701212 | 8404010 | 5.2 | Services equipment | mechanical & electrical | Construction | 107.7586 | kg | 25 | 44 | 1 | FALSE | 1 | FALSE |  | 1.05 | 107.7586 | 323.2759 | 5109 | Cladding sheet (outer sheet of composite panel), copper |  | 60 | D2 | 0 | 0 | 0 | 0 | 0 | 0 | 0 | 0 | 0
| Civic Offices | Close control AHu for registry records room including humidity temperature and ventilation (Services mechanical and electrical components (£ spent)) | 1701212 | 8404010 | 5.2 | Services equipment | mechanical & electrical | Construction | 107.7586 | kg | 25 | 44 | 1 | FALSE | 1 | FALSE |  | 1.05 | 107.7586 | 323.2759 | 5109 | Cladding sheet (outer sheet of composite panel), copper |  | 60 | D3 | 0 | 0 | 0 | 0 | 0 | 0 | 0 | 0 | 0
| Civic Offices | Close control AHu for registry records room including humidity temperature and ventilation (Services mechanical and electrical components (£ spent)) | 1701212 | 8404010 | 5.2 | Services equipment | mechanical & electrical | Construction | 107.7586 | kg | 25 | 44 | 1 | FALSE | 1 | FALSE |  | 1.05 | 107.7586 | 323.2759 | 5109 | Cladding sheet (outer sheet of composite panel), copper |  | 60 | D4 | 0 | 0 | 0 | 0 | 0 | 0 | 0 | 0 | 0
| Civic Offices | Close control AHu for registry records room including humidity temperature and ventilation (Services mechanical and electrical components (£ spent)) | 1701212 | 8404010 | 5.2 | Services equipment | mechanical & electrical | Construction | 107.7586 | kg | 25 | 44 | 1 | FALSE | 1 | FALSE |  | 1.05 | 107.7586 | 323.2759 | 5109 | Cladding sheet (outer sheet of composite panel), copper |  | 25 | B4B5 | 781.2882 | 0.00064781 | 39.6271 | 26.4492 | 2.1913 | 0.18026 | 11854.6372 | 2329.4447 | 24.9102
| Civic Offices | Close control AHu for registry records room including humidity temperature and ventilation (Services mechanical and electrical components (£ spent)) | 1701212 | 8404010 | 5.2 | Services equipment | mechanical & electrical | Construction | 107.7586 | kg | 25 | 44 | 1 | FALSE | 1 | FALSE |  | 1.05 | 107.7586 | 323.2759 | 5109 | Cladding sheet (outer sheet of composite panel), copper |  | 25 | D2 | 0 | 0 | 0 | 0 | 0 | 0 | 0 | 0 | 0
| Civic Offices | Close control AHu for registry records room including humidity temperature and ventilation (Services mechanical and electrical components (£ spent)) | 1701212 | 8404010 | 5.2 | Services equipment | mechanical & electrical | Construction | 107.7586 | kg | 25 | 44 | 1 | FALSE | 1 | FALSE |  | 1.05 | 107.7586 | 323.2759 | 5109 | Cladding sheet (outer sheet of composite panel), copper |  | 25 | D3 | 0 | 0 | 0 | 0 | 0 | 0 | 0 | 0 | 0
| Civic Offices | Close control AHu for registry records room including humidity temperature and ventilation (Services mechanical and electrical components (£ spent)) | 1701212 | 8404010 | 5.2 | Services equipment | mechanical & electrical | Construction | 107.7586 | kg | 25 | 44 | 1 | FALSE | 1 | FALSE |  | 1.05 | 107.7586 | 323.2759 | 5109 | Cladding sheet (outer sheet of composite panel), copper |  | 25 | D4 | 0 | 0 | 0 | 0 | 0 | 0 | 0 | 0 | 0
| Civic Offices | Close control AHu for registry records room including humidity temperature and ventilation (Services mechanical and electrical components (£ spent)) | 1701212 | 8404010 | 5.2 | Services equipment | mechanical & electrical | Construction | 107.7586 | kg | 25 | 44 | 1 | FALSE | 1 | FALSE |  | 1.05 | 107.7586 | 323.2759 | 5109 | Cladding sheet (outer sheet of composite panel), copper |  | 50 | B4B5 | 781.2882 | 0.00064781 | 39.6271 | 26.4492 | 2.1913 | 0.18026 | 11854.6372 | 2329.4447 | 24.9102
| Civic Offices | Close control AHu for registry records room including humidity temperature and ventilation (Services mechanical and electrical components (£ spent)) | 1701212 | 8404010 | 5.2 | Services equipment | mechanical & electrical | Construction | 107.7586 | kg | 25 | 44 | 1 | FALSE | 1 | FALSE |  | 1.05 | 107.7586 | 323.2759 | 5109 | Cladding sheet (outer sheet of composite panel), copper |  | 50 | D2 | 0 | 0 | 0 | 0 | 0 | 0 | 0 | 0 | 0
| Civic Offices | Close control AHu for registry records room including humidity temperature and ventilation (Services mechanical and electrical components (£ spent)) | 1701212 | 8404010 | 5.2 | Services equipment | mechanical & electrical | Construction | 107.7586 | kg | 25 | 44 | 1 | FALSE | 1 | FALSE |  | 1.05 | 107.7586 | 323.2759 | 5109 | Cladding sheet (outer sheet of composite panel), copper |  | 50 | D3 | 0 | 0 | 0 | 0 | 0 | 0 | 0 | 0 | 0
| Civic Offices | Close control AHu for registry records room including humidity temperature and ventilation (Services mechanical and electrical components (£ spent)) | 1701212 | 8404010 | 5.2 | Services equipment | mechanical & electrical | Construction | 107.7586 | kg | 25 | 44 | 1 | FALSE | 1 | FALSE |  | 1.05 | 107.7586 | 323.2759 | 5109 | Cladding sheet (outer sheet of composite panel), copper |  | 50 | D4 | 0 | 0 | 0 | 0 | 0 | 0 | 0 | 0 | 0
| Civic Offices | Close control AHu for registry records room including humidity temperature and ventilation (Services mechanical and electrical components (£ spent)) | 1701212 | 8404011 | 5.2 | Services equipment | mechanical & electrical | Construction | 538.7931 | kg | 25 | 44 | 1 | FALSE | 1 | FALSE |  | 1.05 | 538.7931 | 1616.3793 | 5443 | Cladding sheet (profiled, double skin), stainless steel |  | 0 | A1A3 | 2697.4982 | 0.00013595 | 16.3937 | 4.8279 | 1.9057 | 0.084675 | 35092.3289 | 3331.315 | 82.6548
| Civic Offices | Close control AHu for registry records room including humidity temperature and ventilation (Services mechanical and electrical components (£ spent)) | 1701212 | 8404011 | 5.2 | Services equipment | mechanical & electrical | Construction | 538.7931 | kg | 25 | 44 | 1 | FALSE | 1 | FALSE |  | 1.05 | 538.7931 | 1616.3793 | 5443 | Cladding sheet (profiled, double skin), stainless steel |  | 0 | A4 | 23.4814 | 3.2493e-06 | 0.11165 | 0.020731 | 0.014739 | 5.2293e-05 | 343.5646 | 99.7754 | 0.09543
| Civic Offices | Close control AHu for registry records room including humidity temperature and ventilation (Services mechanical and electrical components (£ spent)) | 1701212 | 8404011 | 5.2 | Services equipment | mechanical & electrical | Construction | 538.7931 | kg | 25 | 44 | 1 | FALSE | 1 | FALSE |  | 1.05 | 538.7931 | 1616.3793 | 5443 | Cladding sheet (profiled, double skin), stainless steel |  | 0 | A5 | 0.014003 | 3.6668e-09 | 9.7923e-05 | 3.2177e-05 | 1.6249e-05 | 1.9754e-08 | 0.34329 | 4.0409 | 0
| Civic Offices | Close control AHu for registry records room including humidity temperature and ventilation (Services mechanical and electrical components (£ spent)) | 1701212 | 8404011 | 5.2 | Services equipment | mechanical & electrical | Construction | 538.7931 | kg | 25 | 44 | 1 | FALSE | 1 | FALSE |  | 1.05 | 538.7931 | 1616.3793 | 5443 | Cladding sheet (profiled, double skin), stainless steel |  | 0 | D2 | 0 | 0 | 0 | 0 | 0 | 0 | 0 | 0 | 0
| Civic Offices | Close control AHu for registry records room including humidity temperature and ventilation (Services mechanical and electrical components (£ spent)) | 1701212 | 8404011 | 5.2 | Services equipment | mechanical & electrical | Construction | 538.7931 | kg | 25 | 44 | 1 | FALSE | 1 | FALSE |  | 1.05 | 538.7931 | 1616.3793 | 5443 | Cladding sheet (profiled, double skin), stainless steel |  | 0 | D3 | 0 | 0 | 0 | 0 | 0 | 0 | 0 | 0 | 0
| Civic Offices | Close control AHu for registry records room including humidity temperature and ventilation (Services mechanical and electrical components (£ spent)) | 1701212 | 8404011 | 5.2 | Services equipment | mechanical & electrical | Construction | 538.7931 | kg | 25 | 44 | 1 | FALSE | 1 | FALSE |  | 1.05 | 538.7931 | 1616.3793 | 5443 | Cladding sheet (profiled, double skin), stainless steel |  | 0 | D4 | 0 | 0 | 0 | 0 | 0 | 0 | 0 | 0 | 0
| Civic Offices | Close control AHu for registry records room including humidity temperature and ventilation (Services mechanical and electrical components (£ spent)) | 1701212 | 8404011 | 5.2 | Services equipment | mechanical & electrical | Construction | 538.7931 | kg | 25 | 44 | 1 | FALSE | 1 | FALSE |  | 1.05 | 538.7931 | 1616.3793 | 5443 | Cladding sheet (profiled, double skin), stainless steel |  | 60 | C2 | 0 | 0 | 0 | 0 | 0 | 0 | 0 | 0 | 0
| Civic Offices | Close control AHu for registry records room including humidity temperature and ventilation (Services mechanical and electrical components (£ spent)) | 1701212 | 8404011 | 5.2 | Services equipment | mechanical & electrical | Construction | 538.7931 | kg | 25 | 44 | 1 | FALSE | 1 | FALSE |  | 1.05 | 538.7931 | 1616.3793 | 5443 | Cladding sheet (profiled, double skin), stainless steel |  | 60 | C4 | 0.28006 | 7.3336e-08 | 0.0019585 | 0.00064354 | 0.00032499 | 3.9507e-07 | 6.8659 | 80.819 | 0.014045
| Civic Offices | Close control AHu for registry records room including humidity temperature and ventilation (Services mechanical and electrical components (£ spent)) | 1701212 | 8404011 | 5.2 | Services equipment | mechanical & electrical | Construction | 538.7931 | kg | 25 | 44 | 1 | FALSE | 1 | FALSE |  | 1.05 | 538.7931 | 1616.3793 | 5443 | Cladding sheet (profiled, double skin), stainless steel |  | 60 | D2 | 0 | 0 | 0 | 0 | 0 | 0 | 0 | 0 | 0
| Civic Offices | Close control AHu for registry records room including humidity temperature and ventilation (Services mechanical and electrical components (£ spent)) | 1701212 | 8404011 | 5.2 | Services equipment | mechanical & electrical | Construction | 538.7931 | kg | 25 | 44 | 1 | FALSE | 1 | FALSE |  | 1.05 | 538.7931 | 1616.3793 | 5443 | Cladding sheet (profiled, double skin), stainless steel |  | 60 | D3 | 0 | 0 | 0 | 0 | 0 | 0 | 0 | 0 | 0
| Civic Offices | Close control AHu for registry records room including humidity temperature and ventilation (Services mechanical and electrical components (£ spent)) | 1701212 | 8404011 | 5.2 | Services equipment | mechanical & electrical | Construction | 538.7931 | kg | 25 | 44 | 1 | FALSE | 1 | FALSE |  | 1.05 | 538.7931 | 1616.3793 | 5443 | Cladding sheet (profiled, double skin), stainless steel |  | 60 | D4 | 0 | 0 | 0 | 0 | 0 | 0 | 0 | 0 | 0
| Civic Offices | Close control AHu for registry records room including humidity temperature and ventilation (Services mechanical and electrical components (£ spent)) | 1701212 | 8404011 | 5.2 | Services equipment | mechanical & electrical | Construction | 538.7931 | kg | 25 | 44 | 1 | FALSE | 1 | FALSE |  | 1.05 | 538.7931 | 1616.3793 | 5443 | Cladding sheet (profiled, double skin), stainless steel |  | 25 | B4B5 | 2721.2736 | 0.00013928 | 16.5074 | 4.8493 | 1.9208 | 0.084728 | 35443.1027 | 3515.9504 | 82.7502
| Civic Offices | Close control AHu for registry records room including humidity temperature and ventilation (Services mechanical and electrical components (£ spent)) | 1701212 | 8404011 | 5.2 | Services equipment | mechanical & electrical | Construction | 538.7931 | kg | 25 | 44 | 1 | FALSE | 1 | FALSE |  | 1.05 | 538.7931 | 1616.3793 | 5443 | Cladding sheet (profiled, double skin), stainless steel |  | 25 | D2 | 0 | 0 | 0 | 0 | 0 | 0 | 0 | 0 | 0
| Civic Offices | Close control AHu for registry records room including humidity temperature and ventilation (Services mechanical and electrical components (£ spent)) | 1701212 | 8404011 | 5.2 | Services equipment | mechanical & electrical | Construction | 538.7931 | kg | 25 | 44 | 1 | FALSE | 1 | FALSE |  | 1.05 | 538.7931 | 1616.3793 | 5443 | Cladding sheet (profiled, double skin), stainless steel |  | 25 | D3 | 0 | 0 | 0 | 0 | 0 | 0 | 0 | 0 | 0
| Civic Offices | Close control AHu for registry records room including humidity temperature and ventilation (Services mechanical and electrical components (£ spent)) | 1701212 | 8404011 | 5.2 | Services equipment | mechanical & electrical | Construction | 538.7931 | kg | 25 | 44 | 1 | FALSE | 1 | FALSE |  | 1.05 | 538.7931 | 1616.3793 | 5443 | Cladding sheet (profiled, double skin), stainless steel |  | 25 | D4 | 0 | 0 | 0 | 0 | 0 | 0 | 0 | 0 | 0
| Civic Offices | Close control AHu for registry records room including humidity temperature and ventilation (Services mechanical and electrical components (£ spent)) | 1701212 | 8404011 | 5.2 | Services equipment | mechanical & electrical | Construction | 538.7931 | kg | 25 | 44 | 1 | FALSE | 1 | FALSE |  | 1.05 | 538.7931 | 1616.3793 | 5443 | Cladding sheet (profiled, double skin), stainless steel |  | 50 | B4B5 | 2721.2736 | 0.00013928 | 16.5074 | 4.8493 | 1.9208 | 0.084728 | 35443.1027 | 3515.9504 | 82.7502
| Civic Offices | Close control AHu for registry records room including humidity temperature and ventilation (Services mechanical and electrical components (£ spent)) | 1701212 | 8404011 | 5.2 | Services equipment | mechanical & electrical | Construction | 538.7931 | kg | 25 | 44 | 1 | FALSE | 1 | FALSE |  | 1.05 | 538.7931 | 1616.3793 | 5443 | Cladding sheet (profiled, double skin), stainless steel |  | 50 | D2 | 0 | 0 | 0 | 0 | 0 | 0 | 0 | 0 | 0
| Civic Offices | Close control AHu for registry records room including humidity temperature and ventilation (Services mechanical and electrical components (£ spent)) | 1701212 | 8404011 | 5.2 | Services equipment | mechanical & electrical | Construction | 538.7931 | kg | 25 | 44 | 1 | FALSE | 1 | FALSE |  | 1.05 | 538.7931 | 1616.3793 | 5443 | Cladding sheet (profiled, double skin), stainless steel |  | 50 | D3 | 0 | 0 | 0 | 0 | 0 | 0 | 0 | 0 | 0
| Civic Offices | Close control AHu for registry records room including humidity temperature and ventilation (Services mechanical and electrical components (£ spent)) | 1701212 | 8404011 | 5.2 | Services equipment | mechanical & electrical | Construction | 538.7931 | kg | 25 | 44 | 1 | FALSE | 1 | FALSE |  | 1.05 | 538.7931 | 1616.3793 | 5443 | Cladding sheet (profiled, double skin), stainless steel |  | 50 | D4 | 0 | 0 | 0 | 0 | 0 | 0 | 0 | 0 | 0
| Civic Offices | Close control AHu for registry records room including humidity temperature and ventilation (Services mechanical and electrical components (£ spent)) | 1701212 | 8404012 | 5.2 | Services equipment | mechanical & electrical | Construction | 107.7586 | kg | 25 | 44 | 1 | FALSE | 1 | FALSE |  | 1.1 | 107.7586 | 323.2759 | 5052 | Membrane (breather), polypropylene |  | 0 | A1A3 | 651.163 | 1.487e-05 | 3.6674 | 1.0546 | 0.43569 | 0.00076407 | 14176.7099 | 56.249 | 3.2126
| Civic Offices | Close control AHu for registry records room including humidity temperature and ventilation (Services mechanical and electrical components (£ spent)) | 1701212 | 8404012 | 5.2 | Services equipment | mechanical & electrical | Construction | 107.7586 | kg | 25 | 44 | 1 | FALSE | 1 | FALSE |  | 1.1 | 107.7586 | 323.2759 | 5052 | Membrane (breather), polypropylene |  | 0 | A4 | 2.2458 | 4.0352e-07 | 0.0073536 | 0.0019876 | 0.0012545 | 7.8323e-06 | 33.4778 | 5.1118 | 0.0092419
| Civic Offices | Close control AHu for registry records room including humidity temperature and ventilation (Services mechanical and electrical components (£ spent)) | 1701212 | 8404012 | 5.2 | Services equipment | mechanical & electrical | Construction | 107.7586 | kg | 25 | 44 | 1 | FALSE | 1 | FALSE |  | 1.1 | 107.7586 | 323.2759 | 5052 | Membrane (breather), polypropylene |  | 0 | A5 | 0.28401 | 9.0333e-09 | 0.00026151 | 0.023827 | 8.6771e-05 | 5.047e-08 | 0.82664 | 1.7241 | 0
| Civic Offices | Close control AHu for registry records room including humidity temperature and ventilation (Services mechanical and electrical components (£ spent)) | 1701212 | 8404012 | 5.2 | Services equipment | mechanical & electrical | Construction | 107.7586 | kg | 25 | 44 | 1 | FALSE | 1 | FALSE |  | 1.1 | 107.7586 | 323.2759 | 5052 | Membrane (breather), polypropylene |  | 0 | D2 | 0 | 0 | 0 | 0 | 0 | 0 | 0 | 0 | 0
| Civic Offices | Close control AHu for registry records room including humidity temperature and ventilation (Services mechanical and electrical components (£ spent)) | 1701212 | 8404012 | 5.2 | Services equipment | mechanical & electrical | Construction | 107.7586 | kg | 25 | 44 | 1 | FALSE | 1 | FALSE |  | 1.1 | 107.7586 | 323.2759 | 5052 | Membrane (breather), polypropylene |  | 0 | D3 | 0 | 0 | 0 | 0 | 0 | 0 | 0 | 0 | 0
| Civic Offices | Close control AHu for registry records room including humidity temperature and ventilation (Services mechanical and electrical components (£ spent)) | 1701212 | 8404012 | 5.2 | Services equipment | mechanical & electrical | Construction | 107.7586 | kg | 25 | 44 | 1 | FALSE | 1 | FALSE |  | 1.1 | 107.7586 | 323.2759 | 5052 | Membrane (breather), polypropylene |  | 0 | D4 | 0 | 0 | 0 | 0 | 0 | 0 | 0 | 0 | 0
| Civic Offices | Close control AHu for registry records room including humidity temperature and ventilation (Services mechanical and electrical components (£ spent)) | 1701212 | 8404012 | 5.2 | Services equipment | mechanical & electrical | Construction | 107.7586 | kg | 25 | 44 | 1 | FALSE | 1 | FALSE |  | 1.1 | 107.7586 | 323.2759 | 5052 | Membrane (breather), polypropylene |  | 60 | C2 | 0 | 0 | 0 | 0 | 0 | 0 | 0 | 0 | 0
| Civic Offices | Close control AHu for registry records room including humidity temperature and ventilation (Services mechanical and electrical components (£ spent)) | 1701212 | 8404012 | 5.2 | Services equipment | mechanical & electrical | Construction | 107.7586 | kg | 25 | 44 | 1 | FALSE | 1 | FALSE |  | 1.1 | 107.7586 | 323.2759 | 5052 | Membrane (breather), polypropylene |  | 60 | C4 | 2.8401 | 9.0333e-08 | 0.0026151 | 0.23827 | 0.00086771 | 5.047e-07 | 8.2664 | 17.2414 | 0.079955
| Civic Offices | Close control AHu for registry records room including humidity temperature and ventilation (Services mechanical and electrical components (£ spent)) | 1701212 | 8404012 | 5.2 | Services equipment | mechanical & electrical | Construction | 107.7586 | kg | 25 | 44 | 1 | FALSE | 1 | FALSE |  | 1.1 | 107.7586 | 323.2759 | 5052 | Membrane (breather), polypropylene |  | 60 | D2 | 0 | 0 | 0 | 0 | 0 | 0 | 0 | 0 | 0
| Civic Offices | Close control AHu for registry records room including humidity temperature and ventilation (Services mechanical and electrical components (£ spent)) | 1701212 | 8404012 | 5.2 | Services equipment | mechanical & electrical | Construction | 107.7586 | kg | 25 | 44 | 1 | FALSE | 1 | FALSE |  | 1.1 | 107.7586 | 323.2759 | 5052 | Membrane (breather), polypropylene |  | 60 | D3 | 0 | 0 | 0 | 0 | 0 | 0 | 0 | 0 | 0
| Civic Offices | Close control AHu for registry records room including humidity temperature and ventilation (Services mechanical and electrical components (£ spent)) | 1701212 | 8404012 | 5.2 | Services equipment | mechanical & electrical | Construction | 107.7586 | kg | 25 | 44 | 1 | FALSE | 1 | FALSE |  | 1.1 | 107.7586 | 323.2759 | 5052 | Membrane (breather), polypropylene |  | 60 | D4 | 0 | 0 | 0 | 0 | 0 | 0 | 0 | 0 | 0
| Civic Offices | Close control AHu for registry records room including humidity temperature and ventilation (Services mechanical and electrical components (£ spent)) | 1701212 | 8404012 | 5.2 | Services equipment | mechanical & electrical | Construction | 107.7586 | kg | 25 | 44 | 1 | FALSE | 1 | FALSE |  | 1.1 | 107.7586 | 323.2759 | 5052 | Membrane (breather), polypropylene |  | 25 | B4B5 | 656.5329 | 1.5373e-05 | 3.6776 | 1.3187 | 0.4379 | 0.00077246 | 14219.2808 | 80.3263 | 3.2218
| Civic Offices | Close control AHu for registry records room including humidity temperature and ventilation (Services mechanical and electrical components (£ spent)) | 1701212 | 8404012 | 5.2 | Services equipment | mechanical & electrical | Construction | 107.7586 | kg | 25 | 44 | 1 | FALSE | 1 | FALSE |  | 1.1 | 107.7586 | 323.2759 | 5052 | Membrane (breather), polypropylene |  | 25 | D2 | 0 | 0 | 0 | 0 | 0 | 0 | 0 | 0 | 0
| Civic Offices | Close control AHu for registry records room including humidity temperature and ventilation (Services mechanical and electrical components (£ spent)) | 1701212 | 8404012 | 5.2 | Services equipment | mechanical & electrical | Construction | 107.7586 | kg | 25 | 44 | 1 | FALSE | 1 | FALSE |  | 1.1 | 107.7586 | 323.2759 | 5052 | Membrane (breather), polypropylene |  | 25 | D3 | 0 | 0 | 0 | 0 | 0 | 0 | 0 | 0 | 0
| Civic Offices | Close control AHu for registry records room including humidity temperature and ventilation (Services mechanical and electrical components (£ spent)) | 1701212 | 8404012 | 5.2 | Services equipment | mechanical & electrical | Construction | 107.7586 | kg | 25 | 44 | 1 | FALSE | 1 | FALSE |  | 1.1 | 107.7586 | 323.2759 | 5052 | Membrane (breather), polypropylene |  | 25 | D4 | 0 | 0 | 0 | 0 | 0 | 0 | 0 | 0 | 0
| Civic Offices | Close control AHu for registry records room including humidity temperature and ventilation (Services mechanical and electrical components (£ spent)) | 1701212 | 8404012 | 5.2 | Services equipment | mechanical & electrical | Construction | 107.7586 | kg | 25 | 44 | 1 | FALSE | 1 | FALSE |  | 1.1 | 107.7586 | 323.2759 | 5052 | Membrane (breather), polypropylene |  | 50 | B4B5 | 656.5329 | 1.5373e-05 | 3.6776 | 1.3187 | 0.4379 | 0.00077246 | 14219.2808 | 80.3263 | 3.2218
| Civic Offices | Close control AHu for registry records room including humidity temperature and ventilation (Services mechanical and electrical components (£ spent)) | 1701212 | 8404012 | 5.2 | Services equipment | mechanical & electrical | Construction | 107.7586 | kg | 25 | 44 | 1 | FALSE | 1 | FALSE |  | 1.1 | 107.7586 | 323.2759 | 5052 | Membrane (breather), polypropylene |  | 50 | D2 | 0 | 0 | 0 | 0 | 0 | 0 | 0 | 0 | 0
| Civic Offices | Close control AHu for registry records room including humidity temperature and ventilation (Services mechanical and electrical components (£ spent)) | 1701212 | 8404012 | 5.2 | Services equipment | mechanical & electrical | Construction | 107.7586 | kg | 25 | 44 | 1 | FALSE | 1 | FALSE |  | 1.1 | 107.7586 | 323.2759 | 5052 | Membrane (breather), polypropylene |  | 50 | D3 | 0 | 0 | 0 | 0 | 0 | 0 | 0 | 0 | 0
| Civic Offices | Close control AHu for registry records room including humidity temperature and ventilation (Services mechanical and electrical components (£ spent)) | 1701212 | 8404012 | 5.2 | Services equipment | mechanical & electrical | Construction | 107.7586 | kg | 25 | 44 | 1 | FALSE | 1 | FALSE |  | 1.1 | 107.7586 | 323.2759 | 5052 | Membrane (breather), polypropylene |  | 50 | D4 | 0 | 0 | 0 | 0 | 0 | 0 | 0 | 0 | 0
| Civic Offices | Single WC MVHR ventilatiojn and supply (Services mechanical and electrical components (£ spent)) | 1701213 | 8404015 | 5.2 | Services equipment | mechanical & electrical | Construction | 3.2328 | kg | 25 | 44 | 1 | FALSE | 1 | FALSE |  | 1.05 | 3.2328 | 9.6983 | 5109 | Cladding sheet (outer sheet of composite panel), copper |  | 0 | A1A3 | 23.3704 | 1.9422e-05 | 1.1886 | 0.79341 | 0.0657 | 0.0054075 | 354.6045 | 69.2228 | 0.74703
| Civic Offices | Single WC MVHR ventilatiojn and supply (Services mechanical and electrical components (£ spent)) | 1701213 | 8404015 | 5.2 | Services equipment | mechanical & electrical | Construction | 3.2328 | kg | 25 | 44 | 1 | FALSE | 1 | FALSE |  | 1.05 | 3.2328 | 9.6983 | 5109 | Cladding sheet (outer sheet of composite panel), copper |  | 0 | A4 | 0.066505 | 1.1949e-08 | 0.00021776 | 5.8857e-05 | 3.715e-05 | 2.3193e-07 | 0.99137 | 0.15137 | 0.00027368
| Civic Offices | Single WC MVHR ventilatiojn and supply (Services mechanical and electrical components (£ spent)) | 1701213 | 8404015 | 5.2 | Services equipment | mechanical & electrical | Construction | 3.2328 | kg | 25 | 44 | 1 | FALSE | 1 | FALSE |  | 1.05 | 3.2328 | 9.6983 | 5109 | Cladding sheet (outer sheet of composite panel), copper |  | 0 | A5 | 8.4019e-05 | 2.2001e-11 | 5.8754e-07 | 1.9306e-07 | 9.7496e-08 | 1.1852e-10 | 0.0020598 | 0.024246 | 0
| Civic Offices | Single WC MVHR ventilatiojn and supply (Services mechanical and electrical components (£ spent)) | 1701213 | 8404015 | 5.2 | Services equipment | mechanical & electrical | Construction | 3.2328 | kg | 25 | 44 | 1 | FALSE | 1 | FALSE |  | 1.05 | 3.2328 | 9.6983 | 5109 | Cladding sheet (outer sheet of composite panel), copper |  | 0 | D2 | 0 | 0 | 0 | 0 | 0 | 0 | 0 | 0 | 0
| Civic Offices | Single WC MVHR ventilatiojn and supply (Services mechanical and electrical components (£ spent)) | 1701213 | 8404015 | 5.2 | Services equipment | mechanical & electrical | Construction | 3.2328 | kg | 25 | 44 | 1 | FALSE | 1 | FALSE |  | 1.05 | 3.2328 | 9.6983 | 5109 | Cladding sheet (outer sheet of composite panel), copper |  | 0 | D3 | 0 | 0 | 0 | 0 | 0 | 0 | 0 | 0 | 0
| Civic Offices | Single WC MVHR ventilatiojn and supply (Services mechanical and electrical components (£ spent)) | 1701213 | 8404015 | 5.2 | Services equipment | mechanical & electrical | Construction | 3.2328 | kg | 25 | 44 | 1 | FALSE | 1 | FALSE |  | 1.05 | 3.2328 | 9.6983 | 5109 | Cladding sheet (outer sheet of composite panel), copper |  | 0 | D4 | 0 | 0 | 0 | 0 | 0 | 0 | 0 | 0 | 0
| Civic Offices | Single WC MVHR ventilatiojn and supply (Services mechanical and electrical components (£ spent)) | 1701213 | 8404015 | 5.2 | Services equipment | mechanical & electrical | Construction | 3.2328 | kg | 25 | 44 | 1 | FALSE | 1 | FALSE |  | 1.05 | 3.2328 | 9.6983 | 5109 | Cladding sheet (outer sheet of composite panel), copper |  | 60 | C2 | 0 | 0 | 0 | 0 | 0 | 0 | 0 | 0 | 0
| Civic Offices | Single WC MVHR ventilatiojn and supply (Services mechanical and electrical components (£ spent)) | 1701213 | 8404015 | 5.2 | Services equipment | mechanical & electrical | Construction | 3.2328 | kg | 25 | 44 | 1 | FALSE | 1 | FALSE |  | 1.05 | 3.2328 | 9.6983 | 5109 | Cladding sheet (outer sheet of composite panel), copper |  | 60 | C4 | 0.0016804 | 4.4002e-10 | 1.1751e-05 | 3.8613e-06 | 1.9499e-06 | 2.3704e-09 | 0.041195 | 0.48491 | 8.4272e-05
| Civic Offices | Single WC MVHR ventilatiojn and supply (Services mechanical and electrical components (£ spent)) | 1701213 | 8404015 | 5.2 | Services equipment | mechanical & electrical | Construction | 3.2328 | kg | 25 | 44 | 1 | FALSE | 1 | FALSE |  | 1.05 | 3.2328 | 9.6983 | 5109 | Cladding sheet (outer sheet of composite panel), copper |  | 60 | D2 | 0 | 0 | 0 | 0 | 0 | 0 | 0 | 0 | 0
| Civic Offices | Single WC MVHR ventilatiojn and supply (Services mechanical and electrical components (£ spent)) | 1701213 | 8404015 | 5.2 | Services equipment | mechanical & electrical | Construction | 3.2328 | kg | 25 | 44 | 1 | FALSE | 1 | FALSE |  | 1.05 | 3.2328 | 9.6983 | 5109 | Cladding sheet (outer sheet of composite panel), copper |  | 60 | D3 | 0 | 0 | 0 | 0 | 0 | 0 | 0 | 0 | 0
| Civic Offices | Single WC MVHR ventilatiojn and supply (Services mechanical and electrical components (£ spent)) | 1701213 | 8404015 | 5.2 | Services equipment | mechanical & electrical | Construction | 3.2328 | kg | 25 | 44 | 1 | FALSE | 1 | FALSE |  | 1.05 | 3.2328 | 9.6983 | 5109 | Cladding sheet (outer sheet of composite panel), copper |  | 60 | D4 | 0 | 0 | 0 | 0 | 0 | 0 | 0 | 0 | 0
| Civic Offices | Single WC MVHR ventilatiojn and supply (Services mechanical and electrical components (£ spent)) | 1701213 | 8404015 | 5.2 | Services equipment | mechanical & electrical | Construction | 3.2328 | kg | 25 | 44 | 1 | FALSE | 1 | FALSE |  | 1.05 | 3.2328 | 9.6983 | 5109 | Cladding sheet (outer sheet of composite panel), copper |  | 25 | B4B5 | 23.4386 | 1.9434e-05 | 1.1888 | 0.79348 | 0.065739 | 0.0054077 | 355.6391 | 69.8833 | 0.74731
| Civic Offices | Single WC MVHR ventilatiojn and supply (Services mechanical and electrical components (£ spent)) | 1701213 | 8404015 | 5.2 | Services equipment | mechanical & electrical | Construction | 3.2328 | kg | 25 | 44 | 1 | FALSE | 1 | FALSE |  | 1.05 | 3.2328 | 9.6983 | 5109 | Cladding sheet (outer sheet of composite panel), copper |  | 25 | D2 | 0 | 0 | 0 | 0 | 0 | 0 | 0 | 0 | 0
| Civic Offices | Single WC MVHR ventilatiojn and supply (Services mechanical and electrical components (£ spent)) | 1701213 | 8404015 | 5.2 | Services equipment | mechanical & electrical | Construction | 3.2328 | kg | 25 | 44 | 1 | FALSE | 1 | FALSE |  | 1.05 | 3.2328 | 9.6983 | 5109 | Cladding sheet (outer sheet of composite panel), copper |  | 25 | D3 | 0 | 0 | 0 | 0 | 0 | 0 | 0 | 0 | 0
| Civic Offices | Single WC MVHR ventilatiojn and supply (Services mechanical and electrical components (£ spent)) | 1701213 | 8404015 | 5.2 | Services equipment | mechanical & electrical | Construction | 3.2328 | kg | 25 | 44 | 1 | FALSE | 1 | FALSE |  | 1.05 | 3.2328 | 9.6983 | 5109 | Cladding sheet (outer sheet of composite panel), copper |  | 25 | D4 | 0 | 0 | 0 | 0 | 0 | 0 | 0 | 0 | 0
| Civic Offices | Single WC MVHR ventilatiojn and supply (Services mechanical and electrical components (£ spent)) | 1701213 | 8404015 | 5.2 | Services equipment | mechanical & electrical | Construction | 3.2328 | kg | 25 | 44 | 1 | FALSE | 1 | FALSE |  | 1.05 | 3.2328 | 9.6983 | 5109 | Cladding sheet (outer sheet of composite panel), copper |  | 50 | B4B5 | 23.4386 | 1.9434e-05 | 1.1888 | 0.79348 | 0.065739 | 0.0054077 | 355.6391 | 69.8833 | 0.74731
| Civic Offices | Single WC MVHR ventilatiojn and supply (Services mechanical and electrical components (£ spent)) | 1701213 | 8404015 | 5.2 | Services equipment | mechanical & electrical | Construction | 3.2328 | kg | 25 | 44 | 1 | FALSE | 1 | FALSE |  | 1.05 | 3.2328 | 9.6983 | 5109 | Cladding sheet (outer sheet of composite panel), copper |  | 50 | D2 | 0 | 0 | 0 | 0 | 0 | 0 | 0 | 0 | 0
| Civic Offices | Single WC MVHR ventilatiojn and supply (Services mechanical and electrical components (£ spent)) | 1701213 | 8404015 | 5.2 | Services equipment | mechanical & electrical | Construction | 3.2328 | kg | 25 | 44 | 1 | FALSE | 1 | FALSE |  | 1.05 | 3.2328 | 9.6983 | 5109 | Cladding sheet (outer sheet of composite panel), copper |  | 50 | D3 | 0 | 0 | 0 | 0 | 0 | 0 | 0 | 0 | 0
| Civic Offices | Single WC MVHR ventilatiojn and supply (Services mechanical and electrical components (£ spent)) | 1701213 | 8404015 | 5.2 | Services equipment | mechanical & electrical | Construction | 3.2328 | kg | 25 | 44 | 1 | FALSE | 1 | FALSE |  | 1.05 | 3.2328 | 9.6983 | 5109 | Cladding sheet (outer sheet of composite panel), copper |  | 50 | D4 | 0 | 0 | 0 | 0 | 0 | 0 | 0 | 0 | 0
| Civic Offices | Single WC MVHR ventilatiojn and supply (Services mechanical and electrical components (£ spent)) | 1701213 | 8404016 | 5.2 | Services equipment | mechanical & electrical | Construction | 16.1638 | kg | 25 | 44 | 1 | FALSE | 1 | FALSE |  | 1.05 | 16.1638 | 48.4914 | 5443 | Cladding sheet (profiled, double skin), stainless steel |  | 0 | A1A3 | 80.9249 | 4.0785e-06 | 0.49181 | 0.14484 | 0.057172 | 0.0025403 | 1052.7699 | 99.9395 | 2.4796
| Civic Offices | Single WC MVHR ventilatiojn and supply (Services mechanical and electrical components (£ spent)) | 1701213 | 8404016 | 5.2 | Services equipment | mechanical & electrical | Construction | 16.1638 | kg | 25 | 44 | 1 | FALSE | 1 | FALSE |  | 1.05 | 16.1638 | 48.4914 | 5443 | Cladding sheet (profiled, double skin), stainless steel |  | 0 | A4 | 0.70444 | 9.7478e-08 | 0.0033494 | 0.00062194 | 0.00044217 | 1.5688e-06 | 10.3069 | 2.9933 | 0.0028629
| Civic Offices | Single WC MVHR ventilatiojn and supply (Services mechanical and electrical components (£ spent)) | 1701213 | 8404016 | 5.2 | Services equipment | mechanical & electrical | Construction | 16.1638 | kg | 25 | 44 | 1 | FALSE | 1 | FALSE |  | 1.05 | 16.1638 | 48.4914 | 5443 | Cladding sheet (profiled, double skin), stainless steel |  | 0 | A5 | 0.0004201 | 1.1e-10 | 2.9377e-06 | 9.6532e-07 | 4.8748e-07 | 5.9261e-10 | 0.010299 | 0.12123 | 0
| Civic Offices | Single WC MVHR ventilatiojn and supply (Services mechanical and electrical components (£ spent)) | 1701213 | 8404016 | 5.2 | Services equipment | mechanical & electrical | Construction | 16.1638 | kg | 25 | 44 | 1 | FALSE | 1 | FALSE |  | 1.05 | 16.1638 | 48.4914 | 5443 | Cladding sheet (profiled, double skin), stainless steel |  | 0 | D2 | 0 | 0 | 0 | 0 | 0 | 0 | 0 | 0 | 0
| Civic Offices | Single WC MVHR ventilatiojn and supply (Services mechanical and electrical components (£ spent)) | 1701213 | 8404016 | 5.2 | Services equipment | mechanical & electrical | Construction | 16.1638 | kg | 25 | 44 | 1 | FALSE | 1 | FALSE |  | 1.05 | 16.1638 | 48.4914 | 5443 | Cladding sheet (profiled, double skin), stainless steel |  | 0 | D3 | 0 | 0 | 0 | 0 | 0 | 0 | 0 | 0 | 0
| Civic Offices | Single WC MVHR ventilatiojn and supply (Services mechanical and electrical components (£ spent)) | 1701213 | 8404016 | 5.2 | Services equipment | mechanical & electrical | Construction | 16.1638 | kg | 25 | 44 | 1 | FALSE | 1 | FALSE |  | 1.05 | 16.1638 | 48.4914 | 5443 | Cladding sheet (profiled, double skin), stainless steel |  | 0 | D4 | 0 | 0 | 0 | 0 | 0 | 0 | 0 | 0 | 0
| Civic Offices | Single WC MVHR ventilatiojn and supply (Services mechanical and electrical components (£ spent)) | 1701213 | 8404016 | 5.2 | Services equipment | mechanical & electrical | Construction | 16.1638 | kg | 25 | 44 | 1 | FALSE | 1 | FALSE |  | 1.05 | 16.1638 | 48.4914 | 5443 | Cladding sheet (profiled, double skin), stainless steel |  | 60 | C2 | 0 | 0 | 0 | 0 | 0 | 0 | 0 | 0 | 0
| Civic Offices | Single WC MVHR ventilatiojn and supply (Services mechanical and electrical components (£ spent)) | 1701213 | 8404016 | 5.2 | Services equipment | mechanical & electrical | Construction | 16.1638 | kg | 25 | 44 | 1 | FALSE | 1 | FALSE |  | 1.05 | 16.1638 | 48.4914 | 5443 | Cladding sheet (profiled, double skin), stainless steel |  | 60 | C4 | 0.0084019 | 2.2001e-09 | 5.8754e-05 | 1.9306e-05 | 9.7496e-06 | 1.1852e-08 | 0.20598 | 2.4246 | 0.00042136
| Civic Offices | Single WC MVHR ventilatiojn and supply (Services mechanical and electrical components (£ spent)) | 1701213 | 8404016 | 5.2 | Services equipment | mechanical & electrical | Construction | 16.1638 | kg | 25 | 44 | 1 | FALSE | 1 | FALSE |  | 1.05 | 16.1638 | 48.4914 | 5443 | Cladding sheet (profiled, double skin), stainless steel |  | 60 | D2 | 0 | 0 | 0 | 0 | 0 | 0 | 0 | 0 | 0
| Civic Offices | Single WC MVHR ventilatiojn and supply (Services mechanical and electrical components (£ spent)) | 1701213 | 8404016 | 5.2 | Services equipment | mechanical & electrical | Construction | 16.1638 | kg | 25 | 44 | 1 | FALSE | 1 | FALSE |  | 1.05 | 16.1638 | 48.4914 | 5443 | Cladding sheet (profiled, double skin), stainless steel |  | 60 | D3 | 0 | 0 | 0 | 0 | 0 | 0 | 0 | 0 | 0
| Civic Offices | Single WC MVHR ventilatiojn and supply (Services mechanical and electrical components (£ spent)) | 1701213 | 8404016 | 5.2 | Services equipment | mechanical & electrical | Construction | 16.1638 | kg | 25 | 44 | 1 | FALSE | 1 | FALSE |  | 1.05 | 16.1638 | 48.4914 | 5443 | Cladding sheet (profiled, double skin), stainless steel |  | 60 | D4 | 0 | 0 | 0 | 0 | 0 | 0 | 0 | 0 | 0
| Civic Offices | Single WC MVHR ventilatiojn and supply (Services mechanical and electrical components (£ spent)) | 1701213 | 8404016 | 5.2 | Services equipment | mechanical & electrical | Construction | 16.1638 | kg | 25 | 44 | 1 | FALSE | 1 | FALSE |  | 1.05 | 16.1638 | 48.4914 | 5443 | Cladding sheet (profiled, double skin), stainless steel |  | 25 | B4B5 | 81.6382 | 4.1783e-06 | 0.49522 | 0.14548 | 0.057625 | 0.0025418 | 1063.2931 | 105.4785 | 2.4825
| Civic Offices | Single WC MVHR ventilatiojn and supply (Services mechanical and electrical components (£ spent)) | 1701213 | 8404016 | 5.2 | Services equipment | mechanical & electrical | Construction | 16.1638 | kg | 25 | 44 | 1 | FALSE | 1 | FALSE |  | 1.05 | 16.1638 | 48.4914 | 5443 | Cladding sheet (profiled, double skin), stainless steel |  | 25 | D2 | 0 | 0 | 0 | 0 | 0 | 0 | 0 | 0 | 0
| Civic Offices | Single WC MVHR ventilatiojn and supply (Services mechanical and electrical components (£ spent)) | 1701213 | 8404016 | 5.2 | Services equipment | mechanical & electrical | Construction | 16.1638 | kg | 25 | 44 | 1 | FALSE | 1 | FALSE |  | 1.05 | 16.1638 | 48.4914 | 5443 | Cladding sheet (profiled, double skin), stainless steel |  | 25 | D3 | 0 | 0 | 0 | 0 | 0 | 0 | 0 | 0 | 0
| Civic Offices | Single WC MVHR ventilatiojn and supply (Services mechanical and electrical components (£ spent)) | 1701213 | 8404016 | 5.2 | Services equipment | mechanical & electrical | Construction | 16.1638 | kg | 25 | 44 | 1 | FALSE | 1 | FALSE |  | 1.05 | 16.1638 | 48.4914 | 5443 | Cladding sheet (profiled, double skin), stainless steel |  | 25 | D4 | 0 | 0 | 0 | 0 | 0 | 0 | 0 | 0 | 0
| Civic Offices | Single WC MVHR ventilatiojn and supply (Services mechanical and electrical components (£ spent)) | 1701213 | 8404016 | 5.2 | Services equipment | mechanical & electrical | Construction | 16.1638 | kg | 25 | 44 | 1 | FALSE | 1 | FALSE |  | 1.05 | 16.1638 | 48.4914 | 5443 | Cladding sheet (profiled, double skin), stainless steel |  | 50 | B4B5 | 81.6382 | 4.1783e-06 | 0.49522 | 0.14548 | 0.057625 | 0.0025418 | 1063.2931 | 105.4785 | 2.4825
| Civic Offices | Single WC MVHR ventilatiojn and supply (Services mechanical and electrical components (£ spent)) | 1701213 | 8404016 | 5.2 | Services equipment | mechanical & electrical | Construction | 16.1638 | kg | 25 | 44 | 1 | FALSE | 1 | FALSE |  | 1.05 | 16.1638 | 48.4914 | 5443 | Cladding sheet (profiled, double skin), stainless steel |  | 50 | D2 | 0 | 0 | 0 | 0 | 0 | 0 | 0 | 0 | 0
| Civic Offices | Single WC MVHR ventilatiojn and supply (Services mechanical and electrical components (£ spent)) | 1701213 | 8404016 | 5.2 | Services equipment | mechanical & electrical | Construction | 16.1638 | kg | 25 | 44 | 1 | FALSE | 1 | FALSE |  | 1.05 | 16.1638 | 48.4914 | 5443 | Cladding sheet (profiled, double skin), stainless steel |  | 50 | D3 | 0 | 0 | 0 | 0 | 0 | 0 | 0 | 0 | 0
| Civic Offices | Single WC MVHR ventilatiojn and supply (Services mechanical and electrical components (£ spent)) | 1701213 | 8404016 | 5.2 | Services equipment | mechanical & electrical | Construction | 16.1638 | kg | 25 | 44 | 1 | FALSE | 1 | FALSE |  | 1.05 | 16.1638 | 48.4914 | 5443 | Cladding sheet (profiled, double skin), stainless steel |  | 50 | D4 | 0 | 0 | 0 | 0 | 0 | 0 | 0 | 0 | 0
| Civic Offices | Single WC MVHR ventilatiojn and supply (Services mechanical and electrical components (£ spent)) | 1701213 | 8404017 | 5.2 | Services equipment | mechanical & electrical | Construction | 3.2328 | kg | 25 | 44 | 1 | FALSE | 1 | FALSE |  | 1.1 | 3.2328 | 9.6983 | 5052 | Membrane (breather), polypropylene |  | 0 | A1A3 | 19.5349 | 4.461e-07 | 0.11002 | 0.031638 | 0.013071 | 2.2922e-05 | 425.3013 | 1.6875 | 0.096378
| Civic Offices | Single WC MVHR ventilatiojn and supply (Services mechanical and electrical components (£ spent)) | 1701213 | 8404017 | 5.2 | Services equipment | mechanical & electrical | Construction | 3.2328 | kg | 25 | 44 | 1 | FALSE | 1 | FALSE |  | 1.1 | 3.2328 | 9.6983 | 5052 | Membrane (breather), polypropylene |  | 0 | A4 | 0.067375 | 1.2106e-08 | 0.00022061 | 5.9627e-05 | 3.7636e-05 | 2.3497e-07 | 1.0043 | 0.15335 | 0.00027726
| Civic Offices | Single WC MVHR ventilatiojn and supply (Services mechanical and electrical components (£ spent)) | 1701213 | 8404017 | 5.2 | Services equipment | mechanical & electrical | Construction | 3.2328 | kg | 25 | 44 | 1 | FALSE | 1 | FALSE |  | 1.1 | 3.2328 | 9.6983 | 5052 | Membrane (breather), polypropylene |  | 0 | A5 | 0.0085202 | 2.71e-10 | 7.8453e-06 | 0.00071481 | 2.6031e-06 | 1.5141e-09 | 0.024799 | 0.051724 | 0
| Civic Offices | Single WC MVHR ventilatiojn and supply (Services mechanical and electrical components (£ spent)) | 1701213 | 8404017 | 5.2 | Services equipment | mechanical & electrical | Construction | 3.2328 | kg | 25 | 44 | 1 | FALSE | 1 | FALSE |  | 1.1 | 3.2328 | 9.6983 | 5052 | Membrane (breather), polypropylene |  | 0 | D2 | 0 | 0 | 0 | 0 | 0 | 0 | 0 | 0 | 0
| Civic Offices | Single WC MVHR ventilatiojn and supply (Services mechanical and electrical components (£ spent)) | 1701213 | 8404017 | 5.2 | Services equipment | mechanical & electrical | Construction | 3.2328 | kg | 25 | 44 | 1 | FALSE | 1 | FALSE |  | 1.1 | 3.2328 | 9.6983 | 5052 | Membrane (breather), polypropylene |  | 0 | D3 | 0 | 0 | 0 | 0 | 0 | 0 | 0 | 0 | 0
| Civic Offices | Single WC MVHR ventilatiojn and supply (Services mechanical and electrical components (£ spent)) | 1701213 | 8404017 | 5.2 | Services equipment | mechanical & electrical | Construction | 3.2328 | kg | 25 | 44 | 1 | FALSE | 1 | FALSE |  | 1.1 | 3.2328 | 9.6983 | 5052 | Membrane (breather), polypropylene |  | 0 | D4 | 0 | 0 | 0 | 0 | 0 | 0 | 0 | 0 | 0
| Civic Offices | Single WC MVHR ventilatiojn and supply (Services mechanical and electrical components (£ spent)) | 1701213 | 8404017 | 5.2 | Services equipment | mechanical & electrical | Construction | 3.2328 | kg | 25 | 44 | 1 | FALSE | 1 | FALSE |  | 1.1 | 3.2328 | 9.6983 | 5052 | Membrane (breather), polypropylene |  | 60 | C2 | 0 | 0 | 0 | 0 | 0 | 0 | 0 | 0 | 0
| Civic Offices | Single WC MVHR ventilatiojn and supply (Services mechanical and electrical components (£ spent)) | 1701213 | 8404017 | 5.2 | Services equipment | mechanical & electrical | Construction | 3.2328 | kg | 25 | 44 | 1 | FALSE | 1 | FALSE |  | 1.1 | 3.2328 | 9.6983 | 5052 | Membrane (breather), polypropylene |  | 60 | C4 | 0.085202 | 2.71e-09 | 7.8453e-05 | 0.0071481 | 2.6031e-05 | 1.5141e-08 | 0.24799 | 0.51724 | 0.0023987
| Civic Offices | Single WC MVHR ventilatiojn and supply (Services mechanical and electrical components (£ spent)) | 1701213 | 8404017 | 5.2 | Services equipment | mechanical & electrical | Construction | 3.2328 | kg | 25 | 44 | 1 | FALSE | 1 | FALSE |  | 1.1 | 3.2328 | 9.6983 | 5052 | Membrane (breather), polypropylene |  | 60 | D2 | 0 | 0 | 0 | 0 | 0 | 0 | 0 | 0 | 0
| Civic Offices | Single WC MVHR ventilatiojn and supply (Services mechanical and electrical components (£ spent)) | 1701213 | 8404017 | 5.2 | Services equipment | mechanical & electrical | Construction | 3.2328 | kg | 25 | 44 | 1 | FALSE | 1 | FALSE |  | 1.1 | 3.2328 | 9.6983 | 5052 | Membrane (breather), polypropylene |  | 60 | D3 | 0 | 0 | 0 | 0 | 0 | 0 | 0 | 0 | 0
| Civic Offices | Single WC MVHR ventilatiojn and supply (Services mechanical and electrical components (£ spent)) | 1701213 | 8404017 | 5.2 | Services equipment | mechanical & electrical | Construction | 3.2328 | kg | 25 | 44 | 1 | FALSE | 1 | FALSE |  | 1.1 | 3.2328 | 9.6983 | 5052 | Membrane (breather), polypropylene |  | 60 | D4 | 0 | 0 | 0 | 0 | 0 | 0 | 0 | 0 | 0
| Civic Offices | Single WC MVHR ventilatiojn and supply (Services mechanical and electrical components (£ spent)) | 1701213 | 8404017 | 5.2 | Services equipment | mechanical & electrical | Construction | 3.2328 | kg | 25 | 44 | 1 | FALSE | 1 | FALSE |  | 1.1 | 3.2328 | 9.6983 | 5052 | Membrane (breather), polypropylene |  | 25 | B4B5 | 19.696 | 4.6119e-07 | 0.11033 | 0.03956 | 0.013137 | 2.3174e-05 | 426.5784 | 2.4098 | 0.096655
| Civic Offices | Single WC MVHR ventilatiojn and supply (Services mechanical and electrical components (£ spent)) | 1701213 | 8404017 | 5.2 | Services equipment | mechanical & electrical | Construction | 3.2328 | kg | 25 | 44 | 1 | FALSE | 1 | FALSE |  | 1.1 | 3.2328 | 9.6983 | 5052 | Membrane (breather), polypropylene |  | 25 | D2 | 0 | 0 | 0 | 0 | 0 | 0 | 0 | 0 | 0
| Civic Offices | Single WC MVHR ventilatiojn and supply (Services mechanical and electrical components (£ spent)) | 1701213 | 8404017 | 5.2 | Services equipment | mechanical & electrical | Construction | 3.2328 | kg | 25 | 44 | 1 | FALSE | 1 | FALSE |  | 1.1 | 3.2328 | 9.6983 | 5052 | Membrane (breather), polypropylene |  | 25 | D3 | 0 | 0 | 0 | 0 | 0 | 0 | 0 | 0 | 0
| Civic Offices | Single WC MVHR ventilatiojn and supply (Services mechanical and electrical components (£ spent)) | 1701213 | 8404017 | 5.2 | Services equipment | mechanical & electrical | Construction | 3.2328 | kg | 25 | 44 | 1 | FALSE | 1 | FALSE |  | 1.1 | 3.2328 | 9.6983 | 5052 | Membrane (breather), polypropylene |  | 25 | D4 | 0 | 0 | 0 | 0 | 0 | 0 | 0 | 0 | 0
| Civic Offices | Single WC MVHR ventilatiojn and supply (Services mechanical and electrical components (£ spent)) | 1701213 | 8404017 | 5.2 | Services equipment | mechanical & electrical | Construction | 3.2328 | kg | 25 | 44 | 1 | FALSE | 1 | FALSE |  | 1.1 | 3.2328 | 9.6983 | 5052 | Membrane (breather), polypropylene |  | 50 | B4B5 | 19.696 | 4.6119e-07 | 0.11033 | 0.03956 | 0.013137 | 2.3174e-05 | 426.5784 | 2.4098 | 0.096655
| Civic Offices | Single WC MVHR ventilatiojn and supply (Services mechanical and electrical components (£ spent)) | 1701213 | 8404017 | 5.2 | Services equipment | mechanical & electrical | Construction | 3.2328 | kg | 25 | 44 | 1 | FALSE | 1 | FALSE |  | 1.1 | 3.2328 | 9.6983 | 5052 | Membrane (breather), polypropylene |  | 50 | D2 | 0 | 0 | 0 | 0 | 0 | 0 | 0 | 0 | 0
| Civic Offices | Single WC MVHR ventilatiojn and supply (Services mechanical and electrical components (£ spent)) | 1701213 | 8404017 | 5.2 | Services equipment | mechanical & electrical | Construction | 3.2328 | kg | 25 | 44 | 1 | FALSE | 1 | FALSE |  | 1.1 | 3.2328 | 9.6983 | 5052 | Membrane (breather), polypropylene |  | 50 | D3 | 0 | 0 | 0 | 0 | 0 | 0 | 0 | 0 | 0
| Civic Offices | Single WC MVHR ventilatiojn and supply (Services mechanical and electrical components (£ spent)) | 1701213 | 8404017 | 5.2 | Services equipment | mechanical & electrical | Construction | 3.2328 | kg | 25 | 44 | 1 | FALSE | 1 | FALSE |  | 1.1 | 3.2328 | 9.6983 | 5052 | Membrane (breather), polypropylene |  | 50 | D4 | 0 | 0 | 0 | 0 | 0 | 0 | 0 | 0 | 0
| Civic Offices | Smoke ventilation to escape stair automatic opening vents (Services mechanical and electrical components (£ spent)) | 1701214 | 8404020 | 5.2 | Services equipment | mechanical & electrical | Construction | 21.5517 | kg | 25 | 44 | 1 | FALSE | 1 | FALSE |  | 1.05 | 21.5517 | 64.6552 | 5109 | Cladding sheet (outer sheet of composite panel), copper |  | 0 | A1A3 | 155.8025 | 0.00012948 | 7.9239 | 5.2894 | 0.438 | 0.03605 | 2364.03 | 461.4854 | 4.9802
| Civic Offices | Smoke ventilation to escape stair automatic opening vents (Services mechanical and electrical components (£ spent)) | 1701214 | 8404020 | 5.2 | Services equipment | mechanical & electrical | Construction | 21.5517 | kg | 25 | 44 | 1 | FALSE | 1 | FALSE |  | 1.05 | 21.5517 | 64.6552 | 5109 | Cladding sheet (outer sheet of composite panel), copper |  | 0 | A4 | 0.44337 | 7.9662e-08 | 0.0014517 | 0.00039238 | 0.00024766 | 1.5462e-06 | 6.6091 | 1.0092 | 0.0018245
| Civic Offices | Smoke ventilation to escape stair automatic opening vents (Services mechanical and electrical components (£ spent)) | 1701214 | 8404020 | 5.2 | Services equipment | mechanical & electrical | Construction | 21.5517 | kg | 25 | 44 | 1 | FALSE | 1 | FALSE |  | 1.05 | 21.5517 | 64.6552 | 5109 | Cladding sheet (outer sheet of composite panel), copper |  | 0 | A5 | 0.00056013 | 1.4667e-10 | 3.9169e-06 | 1.2871e-06 | 6.4997e-07 | 7.9015e-10 | 0.013732 | 0.16164 | 0
| Civic Offices | Smoke ventilation to escape stair automatic opening vents (Services mechanical and electrical components (£ spent)) | 1701214 | 8404020 | 5.2 | Services equipment | mechanical & electrical | Construction | 21.5517 | kg | 25 | 44 | 1 | FALSE | 1 | FALSE |  | 1.05 | 21.5517 | 64.6552 | 5109 | Cladding sheet (outer sheet of composite panel), copper |  | 0 | D2 | 0 | 0 | 0 | 0 | 0 | 0 | 0 | 0 | 0
| Civic Offices | Smoke ventilation to escape stair automatic opening vents (Services mechanical and electrical components (£ spent)) | 1701214 | 8404020 | 5.2 | Services equipment | mechanical & electrical | Construction | 21.5517 | kg | 25 | 44 | 1 | FALSE | 1 | FALSE |  | 1.05 | 21.5517 | 64.6552 | 5109 | Cladding sheet (outer sheet of composite panel), copper |  | 0 | D3 | 0 | 0 | 0 | 0 | 0 | 0 | 0 | 0 | 0
| Civic Offices | Smoke ventilation to escape stair automatic opening vents (Services mechanical and electrical components (£ spent)) | 1701214 | 8404020 | 5.2 | Services equipment | mechanical & electrical | Construction | 21.5517 | kg | 25 | 44 | 1 | FALSE | 1 | FALSE |  | 1.05 | 21.5517 | 64.6552 | 5109 | Cladding sheet (outer sheet of composite panel), copper |  | 0 | D4 | 0 | 0 | 0 | 0 | 0 | 0 | 0 | 0 | 0
| Civic Offices | Smoke ventilation to escape stair automatic opening vents (Services mechanical and electrical components (£ spent)) | 1701214 | 8404020 | 5.2 | Services equipment | mechanical & electrical | Construction | 21.5517 | kg | 25 | 44 | 1 | FALSE | 1 | FALSE |  | 1.05 | 21.5517 | 64.6552 | 5109 | Cladding sheet (outer sheet of composite panel), copper |  | 60 | C2 | 0 | 0 | 0 | 0 | 0 | 0 | 0 | 0 | 0
| Civic Offices | Smoke ventilation to escape stair automatic opening vents (Services mechanical and electrical components (£ spent)) | 1701214 | 8404020 | 5.2 | Services equipment | mechanical & electrical | Construction | 21.5517 | kg | 25 | 44 | 1 | FALSE | 1 | FALSE |  | 1.05 | 21.5517 | 64.6552 | 5109 | Cladding sheet (outer sheet of composite panel), copper |  | 60 | C4 | 0.011203 | 2.9334e-09 | 7.8339e-05 | 2.5742e-05 | 1.2999e-05 | 1.5803e-08 | 0.27464 | 3.2328 | 0.00056181
| Civic Offices | Smoke ventilation to escape stair automatic opening vents (Services mechanical and electrical components (£ spent)) | 1701214 | 8404020 | 5.2 | Services equipment | mechanical & electrical | Construction | 21.5517 | kg | 25 | 44 | 1 | FALSE | 1 | FALSE |  | 1.05 | 21.5517 | 64.6552 | 5109 | Cladding sheet (outer sheet of composite panel), copper |  | 60 | D2 | 0 | 0 | 0 | 0 | 0 | 0 | 0 | 0 | 0
| Civic Offices | Smoke ventilation to escape stair automatic opening vents (Services mechanical and electrical components (£ spent)) | 1701214 | 8404020 | 5.2 | Services equipment | mechanical & electrical | Construction | 21.5517 | kg | 25 | 44 | 1 | FALSE | 1 | FALSE |  | 1.05 | 21.5517 | 64.6552 | 5109 | Cladding sheet (outer sheet of composite panel), copper |  | 60 | D3 | 0 | 0 | 0 | 0 | 0 | 0 | 0 | 0 | 0
| Civic Offices | Smoke ventilation to escape stair automatic opening vents (Services mechanical and electrical components (£ spent)) | 1701214 | 8404020 | 5.2 | Services equipment | mechanical & electrical | Construction | 21.5517 | kg | 25 | 44 | 1 | FALSE | 1 | FALSE |  | 1.05 | 21.5517 | 64.6552 | 5109 | Cladding sheet (outer sheet of composite panel), copper |  | 60 | D4 | 0 | 0 | 0 | 0 | 0 | 0 | 0 | 0 | 0
| Civic Offices | Smoke ventilation to escape stair automatic opening vents (Services mechanical and electrical components (£ spent)) | 1701214 | 8404020 | 5.2 | Services equipment | mechanical & electrical | Construction | 21.5517 | kg | 25 | 44 | 1 | FALSE | 1 | FALSE |  | 1.05 | 21.5517 | 64.6552 | 5109 | Cladding sheet (outer sheet of composite panel), copper |  | 25 | B4B5 | 156.2576 | 0.00012956 | 7.9254 | 5.2898 | 0.43826 | 0.036051 | 2370.9274 | 465.8889 | 4.982
| Civic Offices | Smoke ventilation to escape stair automatic opening vents (Services mechanical and electrical components (£ spent)) | 1701214 | 8404020 | 5.2 | Services equipment | mechanical & electrical | Construction | 21.5517 | kg | 25 | 44 | 1 | FALSE | 1 | FALSE |  | 1.05 | 21.5517 | 64.6552 | 5109 | Cladding sheet (outer sheet of composite panel), copper |  | 25 | D2 | 0 | 0 | 0 | 0 | 0 | 0 | 0 | 0 | 0
| Civic Offices | Smoke ventilation to escape stair automatic opening vents (Services mechanical and electrical components (£ spent)) | 1701214 | 8404020 | 5.2 | Services equipment | mechanical & electrical | Construction | 21.5517 | kg | 25 | 44 | 1 | FALSE | 1 | FALSE |  | 1.05 | 21.5517 | 64.6552 | 5109 | Cladding sheet (outer sheet of composite panel), copper |  | 25 | D3 | 0 | 0 | 0 | 0 | 0 | 0 | 0 | 0 | 0
| Civic Offices | Smoke ventilation to escape stair automatic opening vents (Services mechanical and electrical components (£ spent)) | 1701214 | 8404020 | 5.2 | Services equipment | mechanical & electrical | Construction | 21.5517 | kg | 25 | 44 | 1 | FALSE | 1 | FALSE |  | 1.05 | 21.5517 | 64.6552 | 5109 | Cladding sheet (outer sheet of composite panel), copper |  | 25 | D4 | 0 | 0 | 0 | 0 | 0 | 0 | 0 | 0 | 0
| Civic Offices | Smoke ventilation to escape stair automatic opening vents (Services mechanical and electrical components (£ spent)) | 1701214 | 8404020 | 5.2 | Services equipment | mechanical & electrical | Construction | 21.5517 | kg | 25 | 44 | 1 | FALSE | 1 | FALSE |  | 1.05 | 21.5517 | 64.6552 | 5109 | Cladding sheet (outer sheet of composite panel), copper |  | 50 | B4B5 | 156.2576 | 0.00012956 | 7.9254 | 5.2898 | 0.43826 | 0.036051 | 2370.9274 | 465.8889 | 4.982
| Civic Offices | Smoke ventilation to escape stair automatic opening vents (Services mechanical and electrical components (£ spent)) | 1701214 | 8404020 | 5.2 | Services equipment | mechanical & electrical | Construction | 21.5517 | kg | 25 | 44 | 1 | FALSE | 1 | FALSE |  | 1.05 | 21.5517 | 64.6552 | 5109 | Cladding sheet (outer sheet of composite panel), copper |  | 50 | D2 | 0 | 0 | 0 | 0 | 0 | 0 | 0 | 0 | 0
| Civic Offices | Smoke ventilation to escape stair automatic opening vents (Services mechanical and electrical components (£ spent)) | 1701214 | 8404020 | 5.2 | Services equipment | mechanical & electrical | Construction | 21.5517 | kg | 25 | 44 | 1 | FALSE | 1 | FALSE |  | 1.05 | 21.5517 | 64.6552 | 5109 | Cladding sheet (outer sheet of composite panel), copper |  | 50 | D3 | 0 | 0 | 0 | 0 | 0 | 0 | 0 | 0 | 0
| Civic Offices | Smoke ventilation to escape stair automatic opening vents (Services mechanical and electrical components (£ spent)) | 1701214 | 8404020 | 5.2 | Services equipment | mechanical & electrical | Construction | 21.5517 | kg | 25 | 44 | 1 | FALSE | 1 | FALSE |  | 1.05 | 21.5517 | 64.6552 | 5109 | Cladding sheet (outer sheet of composite panel), copper |  | 50 | D4 | 0 | 0 | 0 | 0 | 0 | 0 | 0 | 0 | 0
| Civic Offices | Smoke ventilation to escape stair automatic opening vents (Services mechanical and electrical components (£ spent)) | 1701214 | 8404021 | 5.2 | Services equipment | mechanical & electrical | Construction | 107.7586 | kg | 25 | 44 | 1 | FALSE | 1 | FALSE |  | 1.05 | 107.7586 | 323.2759 | 5443 | Cladding sheet (profiled, double skin), stainless steel |  | 0 | A1A3 | 539.4996 | 2.719e-05 | 3.2787 | 0.96558 | 0.38115 | 0.016935 | 7018.4658 | 666.263 | 16.531
| Civic Offices | Smoke ventilation to escape stair automatic opening vents (Services mechanical and electrical components (£ spent)) | 1701214 | 8404021 | 5.2 | Services equipment | mechanical & electrical | Construction | 107.7586 | kg | 25 | 44 | 1 | FALSE | 1 | FALSE |  | 1.05 | 107.7586 | 323.2759 | 5443 | Cladding sheet (profiled, double skin), stainless steel |  | 0 | A4 | 4.6963 | 6.4985e-07 | 0.022329 | 0.0041463 | 0.0029478 | 1.0459e-05 | 68.7129 | 19.9551 | 0.019086
| Civic Offices | Smoke ventilation to escape stair automatic opening vents (Services mechanical and electrical components (£ spent)) | 1701214 | 8404021 | 5.2 | Services equipment | mechanical & electrical | Construction | 107.7586 | kg | 25 | 44 | 1 | FALSE | 1 | FALSE |  | 1.05 | 107.7586 | 323.2759 | 5443 | Cladding sheet (profiled, double skin), stainless steel |  | 0 | A5 | 0.0028006 | 7.3336e-10 | 1.9585e-05 | 6.4354e-06 | 3.2499e-06 | 3.9507e-09 | 0.068659 | 0.80819 | 0
| Civic Offices | Smoke ventilation to escape stair automatic opening vents (Services mechanical and electrical components (£ spent)) | 1701214 | 8404021 | 5.2 | Services equipment | mechanical & electrical | Construction | 107.7586 | kg | 25 | 44 | 1 | FALSE | 1 | FALSE |  | 1.05 | 107.7586 | 323.2759 | 5443 | Cladding sheet (profiled, double skin), stainless steel |  | 0 | D2 | 0 | 0 | 0 | 0 | 0 | 0 | 0 | 0 | 0
| Civic Offices | Smoke ventilation to escape stair automatic opening vents (Services mechanical and electrical components (£ spent)) | 1701214 | 8404021 | 5.2 | Services equipment | mechanical & electrical | Construction | 107.7586 | kg | 25 | 44 | 1 | FALSE | 1 | FALSE |  | 1.05 | 107.7586 | 323.2759 | 5443 | Cladding sheet (profiled, double skin), stainless steel |  | 0 | D3 | 0 | 0 | 0 | 0 | 0 | 0 | 0 | 0 | 0
| Civic Offices | Smoke ventilation to escape stair automatic opening vents (Services mechanical and electrical components (£ spent)) | 1701214 | 8404021 | 5.2 | Services equipment | mechanical & electrical | Construction | 107.7586 | kg | 25 | 44 | 1 | FALSE | 1 | FALSE |  | 1.05 | 107.7586 | 323.2759 | 5443 | Cladding sheet (profiled, double skin), stainless steel |  | 0 | D4 | 0 | 0 | 0 | 0 | 0 | 0 | 0 | 0 | 0
| Civic Offices | Smoke ventilation to escape stair automatic opening vents (Services mechanical and electrical components (£ spent)) | 1701214 | 8404021 | 5.2 | Services equipment | mechanical & electrical | Construction | 107.7586 | kg | 25 | 44 | 1 | FALSE | 1 | FALSE |  | 1.05 | 107.7586 | 323.2759 | 5443 | Cladding sheet (profiled, double skin), stainless steel |  | 60 | C2 | 0 | 0 | 0 | 0 | 0 | 0 | 0 | 0 | 0
| Civic Offices | Smoke ventilation to escape stair automatic opening vents (Services mechanical and electrical components (£ spent)) | 1701214 | 8404021 | 5.2 | Services equipment | mechanical & electrical | Construction | 107.7586 | kg | 25 | 44 | 1 | FALSE | 1 | FALSE |  | 1.05 | 107.7586 | 323.2759 | 5443 | Cladding sheet (profiled, double skin), stainless steel |  | 60 | C4 | 0.056013 | 1.4667e-08 | 0.00039169 | 0.00012871 | 6.4997e-05 | 7.9015e-08 | 1.3732 | 16.1638 | 0.0028091
| Civic Offices | Smoke ventilation to escape stair automatic opening vents (Services mechanical and electrical components (£ spent)) | 1701214 | 8404021 | 5.2 | Services equipment | mechanical & electrical | Construction | 107.7586 | kg | 25 | 44 | 1 | FALSE | 1 | FALSE |  | 1.05 | 107.7586 | 323.2759 | 5443 | Cladding sheet (profiled, double skin), stainless steel |  | 60 | D2 | 0 | 0 | 0 | 0 | 0 | 0 | 0 | 0 | 0
| Civic Offices | Smoke ventilation to escape stair automatic opening vents (Services mechanical and electrical components (£ spent)) | 1701214 | 8404021 | 5.2 | Services equipment | mechanical & electrical | Construction | 107.7586 | kg | 25 | 44 | 1 | FALSE | 1 | FALSE |  | 1.05 | 107.7586 | 323.2759 | 5443 | Cladding sheet (profiled, double skin), stainless steel |  | 60 | D3 | 0 | 0 | 0 | 0 | 0 | 0 | 0 | 0 | 0
| Civic Offices | Smoke ventilation to escape stair automatic opening vents (Services mechanical and electrical components (£ spent)) | 1701214 | 8404021 | 5.2 | Services equipment | mechanical & electrical | Construction | 107.7586 | kg | 25 | 44 | 1 | FALSE | 1 | FALSE |  | 1.05 | 107.7586 | 323.2759 | 5443 | Cladding sheet (profiled, double skin), stainless steel |  | 60 | D4 | 0 | 0 | 0 | 0 | 0 | 0 | 0 | 0 | 0
| Civic Offices | Smoke ventilation to escape stair automatic opening vents (Services mechanical and electrical components (£ spent)) | 1701214 | 8404021 | 5.2 | Services equipment | mechanical & electrical | Construction | 107.7586 | kg | 25 | 44 | 1 | FALSE | 1 | FALSE |  | 1.05 | 107.7586 | 323.2759 | 5443 | Cladding sheet (profiled, double skin), stainless steel |  | 25 | B4B5 | 544.2547 | 2.7855e-05 | 3.3015 | 0.96986 | 0.38417 | 0.016946 | 7088.6205 | 703.1901 | 16.55
| Civic Offices | Smoke ventilation to escape stair automatic opening vents (Services mechanical and electrical components (£ spent)) | 1701214 | 8404021 | 5.2 | Services equipment | mechanical & electrical | Construction | 107.7586 | kg | 25 | 44 | 1 | FALSE | 1 | FALSE |  | 1.05 | 107.7586 | 323.2759 | 5443 | Cladding sheet (profiled, double skin), stainless steel |  | 25 | D2 | 0 | 0 | 0 | 0 | 0 | 0 | 0 | 0 | 0
| Civic Offices | Smoke ventilation to escape stair automatic opening vents (Services mechanical and electrical components (£ spent)) | 1701214 | 8404021 | 5.2 | Services equipment | mechanical & electrical | Construction | 107.7586 | kg | 25 | 44 | 1 | FALSE | 1 | FALSE |  | 1.05 | 107.7586 | 323.2759 | 5443 | Cladding sheet (profiled, double skin), stainless steel |  | 25 | D3 | 0 | 0 | 0 | 0 | 0 | 0 | 0 | 0 | 0
| Civic Offices | Smoke ventilation to escape stair automatic opening vents (Services mechanical and electrical components (£ spent)) | 1701214 | 8404021 | 5.2 | Services equipment | mechanical & electrical | Construction | 107.7586 | kg | 25 | 44 | 1 | FALSE | 1 | FALSE |  | 1.05 | 107.7586 | 323.2759 | 5443 | Cladding sheet (profiled, double skin), stainless steel |  | 25 | D4 | 0 | 0 | 0 | 0 | 0 | 0 | 0 | 0 | 0
| Civic Offices | Smoke ventilation to escape stair automatic opening vents (Services mechanical and electrical components (£ spent)) | 1701214 | 8404021 | 5.2 | Services equipment | mechanical & electrical | Construction | 107.7586 | kg | 25 | 44 | 1 | FALSE | 1 | FALSE |  | 1.05 | 107.7586 | 323.2759 | 5443 | Cladding sheet (profiled, double skin), stainless steel |  | 50 | B4B5 | 544.2547 | 2.7855e-05 | 3.3015 | 0.96986 | 0.38417 | 0.016946 | 7088.6205 | 703.1901 | 16.55
| Civic Offices | Smoke ventilation to escape stair automatic opening vents (Services mechanical and electrical components (£ spent)) | 1701214 | 8404021 | 5.2 | Services equipment | mechanical & electrical | Construction | 107.7586 | kg | 25 | 44 | 1 | FALSE | 1 | FALSE |  | 1.05 | 107.7586 | 323.2759 | 5443 | Cladding sheet (profiled, double skin), stainless steel |  | 50 | D2 | 0 | 0 | 0 | 0 | 0 | 0 | 0 | 0 | 0
| Civic Offices | Smoke ventilation to escape stair automatic opening vents (Services mechanical and electrical components (£ spent)) | 1701214 | 8404021 | 5.2 | Services equipment | mechanical & electrical | Construction | 107.7586 | kg | 25 | 44 | 1 | FALSE | 1 | FALSE |  | 1.05 | 107.7586 | 323.2759 | 5443 | Cladding sheet (profiled, double skin), stainless steel |  | 50 | D3 | 0 | 0 | 0 | 0 | 0 | 0 | 0 | 0 | 0
| Civic Offices | Smoke ventilation to escape stair automatic opening vents (Services mechanical and electrical components (£ spent)) | 1701214 | 8404021 | 5.2 | Services equipment | mechanical & electrical | Construction | 107.7586 | kg | 25 | 44 | 1 | FALSE | 1 | FALSE |  | 1.05 | 107.7586 | 323.2759 | 5443 | Cladding sheet (profiled, double skin), stainless steel |  | 50 | D4 | 0 | 0 | 0 | 0 | 0 | 0 | 0 | 0 | 0
| Civic Offices | Smoke ventilation to escape stair automatic opening vents (Services mechanical and electrical components (£ spent)) | 1701214 | 8404022 | 5.2 | Services equipment | mechanical & electrical | Construction | 21.5517 | kg | 25 | 44 | 1 | FALSE | 1 | FALSE |  | 1.1 | 21.5517 | 64.6552 | 5052 | Membrane (breather), polypropylene |  | 0 | A1A3 | 130.2326 | 2.974e-06 | 0.73347 | 0.21092 | 0.087137 | 0.00015281 | 2835.342 | 11.2498 | 0.64252
| Civic Offices | Smoke ventilation to escape stair automatic opening vents (Services mechanical and electrical components (£ spent)) | 1701214 | 8404022 | 5.2 | Services equipment | mechanical & electrical | Construction | 21.5517 | kg | 25 | 44 | 1 | FALSE | 1 | FALSE |  | 1.1 | 21.5517 | 64.6552 | 5052 | Membrane (breather), polypropylene |  | 0 | A4 | 0.44917 | 8.0704e-08 | 0.0014707 | 0.00039751 | 0.0002509 | 1.5665e-06 | 6.6956 | 1.0224 | 0.0018484
| Civic Offices | Smoke ventilation to escape stair automatic opening vents (Services mechanical and electrical components (£ spent)) | 1701214 | 8404022 | 5.2 | Services equipment | mechanical & electrical | Construction | 21.5517 | kg | 25 | 44 | 1 | FALSE | 1 | FALSE |  | 1.1 | 21.5517 | 64.6552 | 5052 | Membrane (breather), polypropylene |  | 0 | A5 | 0.056802 | 1.8067e-09 | 5.2302e-05 | 0.0047654 | 1.7354e-05 | 1.0094e-08 | 0.16533 | 0.34483 | 0
| Civic Offices | Smoke ventilation to escape stair automatic opening vents (Services mechanical and electrical components (£ spent)) | 1701214 | 8404022 | 5.2 | Services equipment | mechanical & electrical | Construction | 21.5517 | kg | 25 | 44 | 1 | FALSE | 1 | FALSE |  | 1.1 | 21.5517 | 64.6552 | 5052 | Membrane (breather), polypropylene |  | 0 | D2 | 0 | 0 | 0 | 0 | 0 | 0 | 0 | 0 | 0
| Civic Offices | Smoke ventilation to escape stair automatic opening vents (Services mechanical and electrical components (£ spent)) | 1701214 | 8404022 | 5.2 | Services equipment | mechanical & electrical | Construction | 21.5517 | kg | 25 | 44 | 1 | FALSE | 1 | FALSE |  | 1.1 | 21.5517 | 64.6552 | 5052 | Membrane (breather), polypropylene |  | 0 | D3 | 0 | 0 | 0 | 0 | 0 | 0 | 0 | 0 | 0
| Civic Offices | Smoke ventilation to escape stair automatic opening vents (Services mechanical and electrical components (£ spent)) | 1701214 | 8404022 | 5.2 | Services equipment | mechanical & electrical | Construction | 21.5517 | kg | 25 | 44 | 1 | FALSE | 1 | FALSE |  | 1.1 | 21.5517 | 64.6552 | 5052 | Membrane (breather), polypropylene |  | 0 | D4 | 0 | 0 | 0 | 0 | 0 | 0 | 0 | 0 | 0
| Civic Offices | Smoke ventilation to escape stair automatic opening vents (Services mechanical and electrical components (£ spent)) | 1701214 | 8404022 | 5.2 | Services equipment | mechanical & electrical | Construction | 21.5517 | kg | 25 | 44 | 1 | FALSE | 1 | FALSE |  | 1.1 | 21.5517 | 64.6552 | 5052 | Membrane (breather), polypropylene |  | 60 | C2 | 0 | 0 | 0 | 0 | 0 | 0 | 0 | 0 | 0
| Civic Offices | Smoke ventilation to escape stair automatic opening vents (Services mechanical and electrical components (£ spent)) | 1701214 | 8404022 | 5.2 | Services equipment | mechanical & electrical | Construction | 21.5517 | kg | 25 | 44 | 1 | FALSE | 1 | FALSE |  | 1.1 | 21.5517 | 64.6552 | 5052 | Membrane (breather), polypropylene |  | 60 | C4 | 0.56802 | 1.8067e-08 | 0.00052302 | 0.047654 | 0.00017354 | 1.0094e-07 | 1.6533 | 3.4483 | 0.015991
| Civic Offices | Smoke ventilation to escape stair automatic opening vents (Services mechanical and electrical components (£ spent)) | 1701214 | 8404022 | 5.2 | Services equipment | mechanical & electrical | Construction | 21.5517 | kg | 25 | 44 | 1 | FALSE | 1 | FALSE |  | 1.1 | 21.5517 | 64.6552 | 5052 | Membrane (breather), polypropylene |  | 60 | D2 | 0 | 0 | 0 | 0 | 0 | 0 | 0 | 0 | 0
| Civic Offices | Smoke ventilation to escape stair automatic opening vents (Services mechanical and electrical components (£ spent)) | 1701214 | 8404022 | 5.2 | Services equipment | mechanical & electrical | Construction | 21.5517 | kg | 25 | 44 | 1 | FALSE | 1 | FALSE |  | 1.1 | 21.5517 | 64.6552 | 5052 | Membrane (breather), polypropylene |  | 60 | D3 | 0 | 0 | 0 | 0 | 0 | 0 | 0 | 0 | 0
| Civic Offices | Smoke ventilation to escape stair automatic opening vents (Services mechanical and electrical components (£ spent)) | 1701214 | 8404022 | 5.2 | Services equipment | mechanical & electrical | Construction | 21.5517 | kg | 25 | 44 | 1 | FALSE | 1 | FALSE |  | 1.1 | 21.5517 | 64.6552 | 5052 | Membrane (breather), polypropylene |  | 60 | D4 | 0 | 0 | 0 | 0 | 0 | 0 | 0 | 0 | 0
| Civic Offices | Smoke ventilation to escape stair automatic opening vents (Services mechanical and electrical components (£ spent)) | 1701214 | 8404022 | 5.2 | Services equipment | mechanical & electrical | Construction | 21.5517 | kg | 25 | 44 | 1 | FALSE | 1 | FALSE |  | 1.1 | 21.5517 | 64.6552 | 5052 | Membrane (breather), polypropylene |  | 25 | B4B5 | 131.3066 | 3.0746e-06 | 0.73552 | 0.26374 | 0.087579 | 0.00015449 | 2843.8562 | 16.0653 | 0.64437
| Civic Offices | Smoke ventilation to escape stair automatic opening vents (Services mechanical and electrical components (£ spent)) | 1701214 | 8404022 | 5.2 | Services equipment | mechanical & electrical | Construction | 21.5517 | kg | 25 | 44 | 1 | FALSE | 1 | FALSE |  | 1.1 | 21.5517 | 64.6552 | 5052 | Membrane (breather), polypropylene |  | 25 | D2 | 0 | 0 | 0 | 0 | 0 | 0 | 0 | 0 | 0
| Civic Offices | Smoke ventilation to escape stair automatic opening vents (Services mechanical and electrical components (£ spent)) | 1701214 | 8404022 | 5.2 | Services equipment | mechanical & electrical | Construction | 21.5517 | kg | 25 | 44 | 1 | FALSE | 1 | FALSE |  | 1.1 | 21.5517 | 64.6552 | 5052 | Membrane (breather), polypropylene |  | 25 | D3 | 0 | 0 | 0 | 0 | 0 | 0 | 0 | 0 | 0
| Civic Offices | Smoke ventilation to escape stair automatic opening vents (Services mechanical and electrical components (£ spent)) | 1701214 | 8404022 | 5.2 | Services equipment | mechanical & electrical | Construction | 21.5517 | kg | 25 | 44 | 1 | FALSE | 1 | FALSE |  | 1.1 | 21.5517 | 64.6552 | 5052 | Membrane (breather), polypropylene |  | 25 | D4 | 0 | 0 | 0 | 0 | 0 | 0 | 0 | 0 | 0
| Civic Offices | Smoke ventilation to escape stair automatic opening vents (Services mechanical and electrical components (£ spent)) | 1701214 | 8404022 | 5.2 | Services equipment | mechanical & electrical | Construction | 21.5517 | kg | 25 | 44 | 1 | FALSE | 1 | FALSE |  | 1.1 | 21.5517 | 64.6552 | 5052 | Membrane (breather), polypropylene |  | 50 | B4B5 | 131.3066 | 3.0746e-06 | 0.73552 | 0.26374 | 0.087579 | 0.00015449 | 2843.8562 | 16.0653 | 0.64437
| Civic Offices | Smoke ventilation to escape stair automatic opening vents (Services mechanical and electrical components (£ spent)) | 1701214 | 8404022 | 5.2 | Services equipment | mechanical & electrical | Construction | 21.5517 | kg | 25 | 44 | 1 | FALSE | 1 | FALSE |  | 1.1 | 21.5517 | 64.6552 | 5052 | Membrane (breather), polypropylene |  | 50 | D2 | 0 | 0 | 0 | 0 | 0 | 0 | 0 | 0 | 0
| Civic Offices | Smoke ventilation to escape stair automatic opening vents (Services mechanical and electrical components (£ spent)) | 1701214 | 8404022 | 5.2 | Services equipment | mechanical & electrical | Construction | 21.5517 | kg | 25 | 44 | 1 | FALSE | 1 | FALSE |  | 1.1 | 21.5517 | 64.6552 | 5052 | Membrane (breather), polypropylene |  | 50 | D3 | 0 | 0 | 0 | 0 | 0 | 0 | 0 | 0 | 0
| Civic Offices | Smoke ventilation to escape stair automatic opening vents (Services mechanical and electrical components (£ spent)) | 1701214 | 8404022 | 5.2 | Services equipment | mechanical & electrical | Construction | 21.5517 | kg | 25 | 44 | 1 | FALSE | 1 | FALSE |  | 1.1 | 21.5517 | 64.6552 | 5052 | Membrane (breather), polypropylene |  | 50 | D4 | 0 | 0 | 0 | 0 | 0 | 0 | 0 | 0 | 0
| Civic Offices | Modifications to existing LV panel in CO2 (Services mechanical and electrical components (£ spent)) | 1701215 | 8404025 | 5.2 | Services equipment | mechanical & electrical | Construction | 377.1552 | kg | 25 | 44 | 1 | FALSE | 1 | FALSE |  | 1.05 | 377.1552 | 1131.4655 | 5109 | Cladding sheet (outer sheet of composite panel), copper |  | 0 | A1A3 | 2726.544 | 0.0022659 | 138.6679 | 92.565 | 7.665 | 0.63087 | 41370.5244 | 8075.994 | 87.1537
| Civic Offices | Modifications to existing LV panel in CO2 (Services mechanical and electrical components (£ spent)) | 1701215 | 8404025 | 5.2 | Services equipment | mechanical & electrical | Construction | 377.1552 | kg | 25 | 44 | 1 | FALSE | 1 | FALSE |  | 1.05 | 377.1552 | 1131.4655 | 5109 | Cladding sheet (outer sheet of composite panel), copper |  | 0 | A4 | 7.7589 | 1.3941e-06 | 0.025405 | 0.0068667 | 0.0043341 | 2.7059e-05 | 115.6593 | 17.6603 | 0.031929
| Civic Offices | Modifications to existing LV panel in CO2 (Services mechanical and electrical components (£ spent)) | 1701215 | 8404025 | 5.2 | Services equipment | mechanical & electrical | Construction | 377.1552 | kg | 25 | 44 | 1 | FALSE | 1 | FALSE |  | 1.05 | 377.1552 | 1131.4655 | 5109 | Cladding sheet (outer sheet of composite panel), copper |  | 0 | A5 | 0.0098023 | 2.5668e-09 | 6.8546e-05 | 2.2524e-05 | 1.1375e-05 | 1.3828e-08 | 0.24031 | 2.8287 | 0
| Civic Offices | Modifications to existing LV panel in CO2 (Services mechanical and electrical components (£ spent)) | 1701215 | 8404025 | 5.2 | Services equipment | mechanical & electrical | Construction | 377.1552 | kg | 25 | 44 | 1 | FALSE | 1 | FALSE |  | 1.05 | 377.1552 | 1131.4655 | 5109 | Cladding sheet (outer sheet of composite panel), copper |  | 0 | D2 | 0 | 0 | 0 | 0 | 0 | 0 | 0 | 0 | 0
| Civic Offices | Modifications to existing LV panel in CO2 (Services mechanical and electrical components (£ spent)) | 1701215 | 8404025 | 5.2 | Services equipment | mechanical & electrical | Construction | 377.1552 | kg | 25 | 44 | 1 | FALSE | 1 | FALSE |  | 1.05 | 377.1552 | 1131.4655 | 5109 | Cladding sheet (outer sheet of composite panel), copper |  | 0 | D3 | 0 | 0 | 0 | 0 | 0 | 0 | 0 | 0 | 0
| Civic Offices | Modifications to existing LV panel in CO2 (Services mechanical and electrical components (£ spent)) | 1701215 | 8404025 | 5.2 | Services equipment | mechanical & electrical | Construction | 377.1552 | kg | 25 | 44 | 1 | FALSE | 1 | FALSE |  | 1.05 | 377.1552 | 1131.4655 | 5109 | Cladding sheet (outer sheet of composite panel), copper |  | 0 | D4 | 0 | 0 | 0 | 0 | 0 | 0 | 0 | 0 | 0
| Civic Offices | Modifications to existing LV panel in CO2 (Services mechanical and electrical components (£ spent)) | 1701215 | 8404025 | 5.2 | Services equipment | mechanical & electrical | Construction | 377.1552 | kg | 25 | 44 | 1 | FALSE | 1 | FALSE |  | 1.05 | 377.1552 | 1131.4655 | 5109 | Cladding sheet (outer sheet of composite panel), copper |  | 60 | C2 | 0 | 0 | 0 | 0 | 0 | 0 | 0 | 0 | 0
| Civic Offices | Modifications to existing LV panel in CO2 (Services mechanical and electrical components (£ spent)) | 1701215 | 8404025 | 5.2 | Services equipment | mechanical & electrical | Construction | 377.1552 | kg | 25 | 44 | 1 | FALSE | 1 | FALSE |  | 1.05 | 377.1552 | 1131.4655 | 5109 | Cladding sheet (outer sheet of composite panel), copper |  | 60 | C4 | 0.19605 | 5.1335e-08 | 0.0013709 | 0.00045048 | 0.00022749 | 2.7655e-07 | 4.8061 | 56.5733 | 0.0098317
| Civic Offices | Modifications to existing LV panel in CO2 (Services mechanical and electrical components (£ spent)) | 1701215 | 8404025 | 5.2 | Services equipment | mechanical & electrical | Construction | 377.1552 | kg | 25 | 44 | 1 | FALSE | 1 | FALSE |  | 1.05 | 377.1552 | 1131.4655 | 5109 | Cladding sheet (outer sheet of composite panel), copper |  | 60 | D2 | 0 | 0 | 0 | 0 | 0 | 0 | 0 | 0 | 0
| Civic Offices | Modifications to existing LV panel in CO2 (Services mechanical and electrical components (£ spent)) | 1701215 | 8404025 | 5.2 | Services equipment | mechanical & electrical | Construction | 377.1552 | kg | 25 | 44 | 1 | FALSE | 1 | FALSE |  | 1.05 | 377.1552 | 1131.4655 | 5109 | Cladding sheet (outer sheet of composite panel), copper |  | 60 | D3 | 0 | 0 | 0 | 0 | 0 | 0 | 0 | 0 | 0
| Civic Offices | Modifications to existing LV panel in CO2 (Services mechanical and electrical components (£ spent)) | 1701215 | 8404025 | 5.2 | Services equipment | mechanical & electrical | Construction | 377.1552 | kg | 25 | 44 | 1 | FALSE | 1 | FALSE |  | 1.05 | 377.1552 | 1131.4655 | 5109 | Cladding sheet (outer sheet of composite panel), copper |  | 60 | D4 | 0 | 0 | 0 | 0 | 0 | 0 | 0 | 0 | 0
| Civic Offices | Modifications to existing LV panel in CO2 (Services mechanical and electrical components (£ spent)) | 1701215 | 8404025 | 5.2 | Services equipment | mechanical & electrical | Construction | 377.1552 | kg | 25 | 44 | 1 | FALSE | 1 | FALSE |  | 1.05 | 377.1552 | 1131.4655 | 5109 | Cladding sheet (outer sheet of composite panel), copper |  | 25 | B4B5 | 2734.5088 | 0.0022673 | 138.6947 | 92.5723 | 7.6696 | 0.6309 | 41491.2301 | 8153.0563 | 87.1856
| Civic Offices | Modifications to existing LV panel in CO2 (Services mechanical and electrical components (£ spent)) | 1701215 | 8404025 | 5.2 | Services equipment | mechanical & electrical | Construction | 377.1552 | kg | 25 | 44 | 1 | FALSE | 1 | FALSE |  | 1.05 | 377.1552 | 1131.4655 | 5109 | Cladding sheet (outer sheet of composite panel), copper |  | 25 | D2 | 0 | 0 | 0 | 0 | 0 | 0 | 0 | 0 | 0
| Civic Offices | Modifications to existing LV panel in CO2 (Services mechanical and electrical components (£ spent)) | 1701215 | 8404025 | 5.2 | Services equipment | mechanical & electrical | Construction | 377.1552 | kg | 25 | 44 | 1 | FALSE | 1 | FALSE |  | 1.05 | 377.1552 | 1131.4655 | 5109 | Cladding sheet (outer sheet of composite panel), copper |  | 25 | D3 | 0 | 0 | 0 | 0 | 0 | 0 | 0 | 0 | 0
| Civic Offices | Modifications to existing LV panel in CO2 (Services mechanical and electrical components (£ spent)) | 1701215 | 8404025 | 5.2 | Services equipment | mechanical & electrical | Construction | 377.1552 | kg | 25 | 44 | 1 | FALSE | 1 | FALSE |  | 1.05 | 377.1552 | 1131.4655 | 5109 | Cladding sheet (outer sheet of composite panel), copper |  | 25 | D4 | 0 | 0 | 0 | 0 | 0 | 0 | 0 | 0 | 0
| Civic Offices | Modifications to existing LV panel in CO2 (Services mechanical and electrical components (£ spent)) | 1701215 | 8404025 | 5.2 | Services equipment | mechanical & electrical | Construction | 377.1552 | kg | 25 | 44 | 1 | FALSE | 1 | FALSE |  | 1.05 | 377.1552 | 1131.4655 | 5109 | Cladding sheet (outer sheet of composite panel), copper |  | 50 | B4B5 | 2734.5088 | 0.0022673 | 138.6947 | 92.5723 | 7.6696 | 0.6309 | 41491.2301 | 8153.0563 | 87.1856
| Civic Offices | Modifications to existing LV panel in CO2 (Services mechanical and electrical components (£ spent)) | 1701215 | 8404025 | 5.2 | Services equipment | mechanical & electrical | Construction | 377.1552 | kg | 25 | 44 | 1 | FALSE | 1 | FALSE |  | 1.05 | 377.1552 | 1131.4655 | 5109 | Cladding sheet (outer sheet of composite panel), copper |  | 50 | D2 | 0 | 0 | 0 | 0 | 0 | 0 | 0 | 0 | 0
| Civic Offices | Modifications to existing LV panel in CO2 (Services mechanical and electrical components (£ spent)) | 1701215 | 8404025 | 5.2 | Services equipment | mechanical & electrical | Construction | 377.1552 | kg | 25 | 44 | 1 | FALSE | 1 | FALSE |  | 1.05 | 377.1552 | 1131.4655 | 5109 | Cladding sheet (outer sheet of composite panel), copper |  | 50 | D3 | 0 | 0 | 0 | 0 | 0 | 0 | 0 | 0 | 0
| Civic Offices | Modifications to existing LV panel in CO2 (Services mechanical and electrical components (£ spent)) | 1701215 | 8404025 | 5.2 | Services equipment | mechanical & electrical | Construction | 377.1552 | kg | 25 | 44 | 1 | FALSE | 1 | FALSE |  | 1.05 | 377.1552 | 1131.4655 | 5109 | Cladding sheet (outer sheet of composite panel), copper |  | 50 | D4 | 0 | 0 | 0 | 0 | 0 | 0 | 0 | 0 | 0
| Civic Offices | Modifications to existing LV panel in CO2 (Services mechanical and electrical components (£ spent)) | 1701215 | 8404026 | 5.2 | Services equipment | mechanical & electrical | Construction | 1885.7759 | kg | 25 | 44 | 1 | FALSE | 1 | FALSE |  | 1.05 | 1885.7759 | 5657.3276 | 5443 | Cladding sheet (profiled, double skin), stainless steel |  | 0 | A1A3 | 9441.2437 | 0.00047582 | 57.378 | 16.8977 | 6.6701 | 0.29636 | 122823.1512 | 11659.6026 | 289.2918
| Civic Offices | Modifications to existing LV panel in CO2 (Services mechanical and electrical components (£ spent)) | 1701215 | 8404026 | 5.2 | Services equipment | mechanical & electrical | Construction | 1885.7759 | kg | 25 | 44 | 1 | FALSE | 1 | FALSE |  | 1.05 | 1885.7759 | 5657.3276 | 5443 | Cladding sheet (profiled, double skin), stainless steel |  | 0 | A4 | 82.1847 | 1.1372e-05 | 0.39076 | 0.072559 | 0.051586 | 0.00018303 | 1202.476 | 349.2139 | 0.33401
| Civic Offices | Modifications to existing LV panel in CO2 (Services mechanical and electrical components (£ spent)) | 1701215 | 8404026 | 5.2 | Services equipment | mechanical & electrical | Construction | 1885.7759 | kg | 25 | 44 | 1 | FALSE | 1 | FALSE |  | 1.05 | 1885.7759 | 5657.3276 | 5443 | Cladding sheet (profiled, double skin), stainless steel |  | 0 | A5 | 0.049011 | 1.2834e-08 | 0.00034273 | 0.00011262 | 5.6873e-05 | 6.9138e-08 | 1.2015 | 14.1433 | 0
| Civic Offices | Modifications to existing LV panel in CO2 (Services mechanical and electrical components (£ spent)) | 1701215 | 8404026 | 5.2 | Services equipment | mechanical & electrical | Construction | 1885.7759 | kg | 25 | 44 | 1 | FALSE | 1 | FALSE |  | 1.05 | 1885.7759 | 5657.3276 | 5443 | Cladding sheet (profiled, double skin), stainless steel |  | 0 | D2 | 0 | 0 | 0 | 0 | 0 | 0 | 0 | 0 | 0
| Civic Offices | Modifications to existing LV panel in CO2 (Services mechanical and electrical components (£ spent)) | 1701215 | 8404026 | 5.2 | Services equipment | mechanical & electrical | Construction | 1885.7759 | kg | 25 | 44 | 1 | FALSE | 1 | FALSE |  | 1.05 | 1885.7759 | 5657.3276 | 5443 | Cladding sheet (profiled, double skin), stainless steel |  | 0 | D3 | 0 | 0 | 0 | 0 | 0 | 0 | 0 | 0 | 0
| Civic Offices | Modifications to existing LV panel in CO2 (Services mechanical and electrical components (£ spent)) | 1701215 | 8404026 | 5.2 | Services equipment | mechanical & electrical | Construction | 1885.7759 | kg | 25 | 44 | 1 | FALSE | 1 | FALSE |  | 1.05 | 1885.7759 | 5657.3276 | 5443 | Cladding sheet (profiled, double skin), stainless steel |  | 0 | D4 | 0 | 0 | 0 | 0 | 0 | 0 | 0 | 0 | 0
| Civic Offices | Modifications to existing LV panel in CO2 (Services mechanical and electrical components (£ spent)) | 1701215 | 8404026 | 5.2 | Services equipment | mechanical & electrical | Construction | 1885.7759 | kg | 25 | 44 | 1 | FALSE | 1 | FALSE |  | 1.05 | 1885.7759 | 5657.3276 | 5443 | Cladding sheet (profiled, double skin), stainless steel |  | 60 | C2 | 0 | 0 | 0 | 0 | 0 | 0 | 0 | 0 | 0
| Civic Offices | Modifications to existing LV panel in CO2 (Services mechanical and electrical components (£ spent)) | 1701215 | 8404026 | 5.2 | Services equipment | mechanical & electrical | Construction | 1885.7759 | kg | 25 | 44 | 1 | FALSE | 1 | FALSE |  | 1.05 | 1885.7759 | 5657.3276 | 5443 | Cladding sheet (profiled, double skin), stainless steel |  | 60 | C4 | 0.98023 | 2.5668e-07 | 0.0068546 | 0.0022524 | 0.0011375 | 1.3828e-06 | 24.0306 | 282.8664 | 0.049159
| Civic Offices | Modifications to existing LV panel in CO2 (Services mechanical and electrical components (£ spent)) | 1701215 | 8404026 | 5.2 | Services equipment | mechanical & electrical | Construction | 1885.7759 | kg | 25 | 44 | 1 | FALSE | 1 | FALSE |  | 1.05 | 1885.7759 | 5657.3276 | 5443 | Cladding sheet (profiled, double skin), stainless steel |  | 60 | D2 | 0 | 0 | 0 | 0 | 0 | 0 | 0 | 0 | 0
| Civic Offices | Modifications to existing LV panel in CO2 (Services mechanical and electrical components (£ spent)) | 1701215 | 8404026 | 5.2 | Services equipment | mechanical & electrical | Construction | 1885.7759 | kg | 25 | 44 | 1 | FALSE | 1 | FALSE |  | 1.05 | 1885.7759 | 5657.3276 | 5443 | Cladding sheet (profiled, double skin), stainless steel |  | 60 | D3 | 0 | 0 | 0 | 0 | 0 | 0 | 0 | 0 | 0
| Civic Offices | Modifications to existing LV panel in CO2 (Services mechanical and electrical components (£ spent)) | 1701215 | 8404026 | 5.2 | Services equipment | mechanical & electrical | Construction | 1885.7759 | kg | 25 | 44 | 1 | FALSE | 1 | FALSE |  | 1.05 | 1885.7759 | 5657.3276 | 5443 | Cladding sheet (profiled, double skin), stainless steel |  | 60 | D4 | 0 | 0 | 0 | 0 | 0 | 0 | 0 | 0 | 0
| Civic Offices | Modifications to existing LV panel in CO2 (Services mechanical and electrical components (£ spent)) | 1701215 | 8404026 | 5.2 | Services equipment | mechanical & electrical | Construction | 1885.7759 | kg | 25 | 44 | 1 | FALSE | 1 | FALSE |  | 1.05 | 1885.7759 | 5657.3276 | 5443 | Cladding sheet (profiled, double skin), stainless steel |  | 25 | B4B5 | 9524.4577 | 0.00048747 | 57.776 | 16.9726 | 6.7229 | 0.29655 | 124050.8593 | 12305.8262 | 289.6258
| Civic Offices | Modifications to existing LV panel in CO2 (Services mechanical and electrical components (£ spent)) | 1701215 | 8404026 | 5.2 | Services equipment | mechanical & electrical | Construction | 1885.7759 | kg | 25 | 44 | 1 | FALSE | 1 | FALSE |  | 1.05 | 1885.7759 | 5657.3276 | 5443 | Cladding sheet (profiled, double skin), stainless steel |  | 25 | D2 | 0 | 0 | 0 | 0 | 0 | 0 | 0 | 0 | 0
| Civic Offices | Modifications to existing LV panel in CO2 (Services mechanical and electrical components (£ spent)) | 1701215 | 8404026 | 5.2 | Services equipment | mechanical & electrical | Construction | 1885.7759 | kg | 25 | 44 | 1 | FALSE | 1 | FALSE |  | 1.05 | 1885.7759 | 5657.3276 | 5443 | Cladding sheet (profiled, double skin), stainless steel |  | 25 | D3 | 0 | 0 | 0 | 0 | 0 | 0 | 0 | 0 | 0
| Civic Offices | Modifications to existing LV panel in CO2 (Services mechanical and electrical components (£ spent)) | 1701215 | 8404026 | 5.2 | Services equipment | mechanical & electrical | Construction | 1885.7759 | kg | 25 | 44 | 1 | FALSE | 1 | FALSE |  | 1.05 | 1885.7759 | 5657.3276 | 5443 | Cladding sheet (profiled, double skin), stainless steel |  | 25 | D4 | 0 | 0 | 0 | 0 | 0 | 0 | 0 | 0 | 0
| Civic Offices | Modifications to existing LV panel in CO2 (Services mechanical and electrical components (£ spent)) | 1701215 | 8404026 | 5.2 | Services equipment | mechanical & electrical | Construction | 1885.7759 | kg | 25 | 44 | 1 | FALSE | 1 | FALSE |  | 1.05 | 1885.7759 | 5657.3276 | 5443 | Cladding sheet (profiled, double skin), stainless steel |  | 50 | B4B5 | 9524.4577 | 0.00048747 | 57.776 | 16.9726 | 6.7229 | 0.29655 | 124050.8593 | 12305.8262 | 289.6258
| Civic Offices | Modifications to existing LV panel in CO2 (Services mechanical and electrical components (£ spent)) | 1701215 | 8404026 | 5.2 | Services equipment | mechanical & electrical | Construction | 1885.7759 | kg | 25 | 44 | 1 | FALSE | 1 | FALSE |  | 1.05 | 1885.7759 | 5657.3276 | 5443 | Cladding sheet (profiled, double skin), stainless steel |  | 50 | D2 | 0 | 0 | 0 | 0 | 0 | 0 | 0 | 0 | 0
| Civic Offices | Modifications to existing LV panel in CO2 (Services mechanical and electrical components (£ spent)) | 1701215 | 8404026 | 5.2 | Services equipment | mechanical & electrical | Construction | 1885.7759 | kg | 25 | 44 | 1 | FALSE | 1 | FALSE |  | 1.05 | 1885.7759 | 5657.3276 | 5443 | Cladding sheet (profiled, double skin), stainless steel |  | 50 | D3 | 0 | 0 | 0 | 0 | 0 | 0 | 0 | 0 | 0
| Civic Offices | Modifications to existing LV panel in CO2 (Services mechanical and electrical components (£ spent)) | 1701215 | 8404026 | 5.2 | Services equipment | mechanical & electrical | Construction | 1885.7759 | kg | 25 | 44 | 1 | FALSE | 1 | FALSE |  | 1.05 | 1885.7759 | 5657.3276 | 5443 | Cladding sheet (profiled, double skin), stainless steel |  | 50 | D4 | 0 | 0 | 0 | 0 | 0 | 0 | 0 | 0 | 0
| Civic Offices | Modifications to existing LV panel in CO2 (Services mechanical and electrical components (£ spent)) | 1701215 | 8404027 | 5.2 | Services equipment | mechanical & electrical | Construction | 377.1552 | kg | 25 | 44 | 1 | FALSE | 1 | FALSE |  | 1.1 | 377.1552 | 1131.4655 | 5052 | Membrane (breather), polypropylene |  | 0 | A1A3 | 2279.0704 | 5.2045e-05 | 12.8358 | 3.6911 | 1.5249 | 0.0026742 | 49618.4847 | 196.8715 | 11.2441
| Civic Offices | Modifications to existing LV panel in CO2 (Services mechanical and electrical components (£ spent)) | 1701215 | 8404027 | 5.2 | Services equipment | mechanical & electrical | Construction | 377.1552 | kg | 25 | 44 | 1 | FALSE | 1 | FALSE |  | 1.1 | 377.1552 | 1131.4655 | 5052 | Membrane (breather), polypropylene |  | 0 | A4 | 7.8604 | 1.4123e-06 | 0.025738 | 0.0069565 | 0.0043908 | 2.7413e-05 | 117.1723 | 17.8914 | 0.032347
| Civic Offices | Modifications to existing LV panel in CO2 (Services mechanical and electrical components (£ spent)) | 1701215 | 8404027 | 5.2 | Services equipment | mechanical & electrical | Construction | 377.1552 | kg | 25 | 44 | 1 | FALSE | 1 | FALSE |  | 1.1 | 377.1552 | 1131.4655 | 5052 | Membrane (breather), polypropylene |  | 0 | A5 | 0.99403 | 3.1617e-08 | 0.00091528 | 0.083395 | 0.0003037 | 1.7665e-07 | 2.8932 | 6.0345 | 0
| Civic Offices | Modifications to existing LV panel in CO2 (Services mechanical and electrical components (£ spent)) | 1701215 | 8404027 | 5.2 | Services equipment | mechanical & electrical | Construction | 377.1552 | kg | 25 | 44 | 1 | FALSE | 1 | FALSE |  | 1.1 | 377.1552 | 1131.4655 | 5052 | Membrane (breather), polypropylene |  | 0 | D2 | 0 | 0 | 0 | 0 | 0 | 0 | 0 | 0 | 0
| Civic Offices | Modifications to existing LV panel in CO2 (Services mechanical and electrical components (£ spent)) | 1701215 | 8404027 | 5.2 | Services equipment | mechanical & electrical | Construction | 377.1552 | kg | 25 | 44 | 1 | FALSE | 1 | FALSE |  | 1.1 | 377.1552 | 1131.4655 | 5052 | Membrane (breather), polypropylene |  | 0 | D3 | 0 | 0 | 0 | 0 | 0 | 0 | 0 | 0 | 0
| Civic Offices | Modifications to existing LV panel in CO2 (Services mechanical and electrical components (£ spent)) | 1701215 | 8404027 | 5.2 | Services equipment | mechanical & electrical | Construction | 377.1552 | kg | 25 | 44 | 1 | FALSE | 1 | FALSE |  | 1.1 | 377.1552 | 1131.4655 | 5052 | Membrane (breather), polypropylene |  | 0 | D4 | 0 | 0 | 0 | 0 | 0 | 0 | 0 | 0 | 0
| Civic Offices | Modifications to existing LV panel in CO2 (Services mechanical and electrical components (£ spent)) | 1701215 | 8404027 | 5.2 | Services equipment | mechanical & electrical | Construction | 377.1552 | kg | 25 | 44 | 1 | FALSE | 1 | FALSE |  | 1.1 | 377.1552 | 1131.4655 | 5052 | Membrane (breather), polypropylene |  | 60 | C2 | 0 | 0 | 0 | 0 | 0 | 0 | 0 | 0 | 0
| Civic Offices | Modifications to existing LV panel in CO2 (Services mechanical and electrical components (£ spent)) | 1701215 | 8404027 | 5.2 | Services equipment | mechanical & electrical | Construction | 377.1552 | kg | 25 | 44 | 1 | FALSE | 1 | FALSE |  | 1.1 | 377.1552 | 1131.4655 | 5052 | Membrane (breather), polypropylene |  | 60 | C4 | 9.9403 | 3.1617e-07 | 0.0091528 | 0.83395 | 0.003037 | 1.7665e-06 | 28.9324 | 60.3448 | 0.27984
| Civic Offices | Modifications to existing LV panel in CO2 (Services mechanical and electrical components (£ spent)) | 1701215 | 8404027 | 5.2 | Services equipment | mechanical & electrical | Construction | 377.1552 | kg | 25 | 44 | 1 | FALSE | 1 | FALSE |  | 1.1 | 377.1552 | 1131.4655 | 5052 | Membrane (breather), polypropylene |  | 60 | D2 | 0 | 0 | 0 | 0 | 0 | 0 | 0 | 0 | 0
| Civic Offices | Modifications to existing LV panel in CO2 (Services mechanical and electrical components (£ spent)) | 1701215 | 8404027 | 5.2 | Services equipment | mechanical & electrical | Construction | 377.1552 | kg | 25 | 44 | 1 | FALSE | 1 | FALSE |  | 1.1 | 377.1552 | 1131.4655 | 5052 | Membrane (breather), polypropylene |  | 60 | D3 | 0 | 0 | 0 | 0 | 0 | 0 | 0 | 0 | 0
| Civic Offices | Modifications to existing LV panel in CO2 (Services mechanical and electrical components (£ spent)) | 1701215 | 8404027 | 5.2 | Services equipment | mechanical & electrical | Construction | 377.1552 | kg | 25 | 44 | 1 | FALSE | 1 | FALSE |  | 1.1 | 377.1552 | 1131.4655 | 5052 | Membrane (breather), polypropylene |  | 60 | D4 | 0 | 0 | 0 | 0 | 0 | 0 | 0 | 0 | 0
| Civic Offices | Modifications to existing LV panel in CO2 (Services mechanical and electrical components (£ spent)) | 1701215 | 8404027 | 5.2 | Services equipment | mechanical & electrical | Construction | 377.1552 | kg | 25 | 44 | 1 | FALSE | 1 | FALSE |  | 1.1 | 377.1552 | 1131.4655 | 5052 | Membrane (breather), polypropylene |  | 25 | B4B5 | 2297.8651 | 5.3805e-05 | 12.8716 | 4.6154 | 1.5326 | 0.0027036 | 49767.4827 | 281.1422 | 11.2764
| Civic Offices | Modifications to existing LV panel in CO2 (Services mechanical and electrical components (£ spent)) | 1701215 | 8404027 | 5.2 | Services equipment | mechanical & electrical | Construction | 377.1552 | kg | 25 | 44 | 1 | FALSE | 1 | FALSE |  | 1.1 | 377.1552 | 1131.4655 | 5052 | Membrane (breather), polypropylene |  | 25 | D2 | 0 | 0 | 0 | 0 | 0 | 0 | 0 | 0 | 0
| Civic Offices | Modifications to existing LV panel in CO2 (Services mechanical and electrical components (£ spent)) | 1701215 | 8404027 | 5.2 | Services equipment | mechanical & electrical | Construction | 377.1552 | kg | 25 | 44 | 1 | FALSE | 1 | FALSE |  | 1.1 | 377.1552 | 1131.4655 | 5052 | Membrane (breather), polypropylene |  | 25 | D3 | 0 | 0 | 0 | 0 | 0 | 0 | 0 | 0 | 0
| Civic Offices | Modifications to existing LV panel in CO2 (Services mechanical and electrical components (£ spent)) | 1701215 | 8404027 | 5.2 | Services equipment | mechanical & electrical | Construction | 377.1552 | kg | 25 | 44 | 1 | FALSE | 1 | FALSE |  | 1.1 | 377.1552 | 1131.4655 | 5052 | Membrane (breather), polypropylene |  | 25 | D4 | 0 | 0 | 0 | 0 | 0 | 0 | 0 | 0 | 0
| Civic Offices | Modifications to existing LV panel in CO2 (Services mechanical and electrical components (£ spent)) | 1701215 | 8404027 | 5.2 | Services equipment | mechanical & electrical | Construction | 377.1552 | kg | 25 | 44 | 1 | FALSE | 1 | FALSE |  | 1.1 | 377.1552 | 1131.4655 | 5052 | Membrane (breather), polypropylene |  | 50 | B4B5 | 2297.8651 | 5.3805e-05 | 12.8716 | 4.6154 | 1.5326 | 0.0027036 | 49767.4827 | 281.1422 | 11.2764
| Civic Offices | Modifications to existing LV panel in CO2 (Services mechanical and electrical components (£ spent)) | 1701215 | 8404027 | 5.2 | Services equipment | mechanical & electrical | Construction | 377.1552 | kg | 25 | 44 | 1 | FALSE | 1 | FALSE |  | 1.1 | 377.1552 | 1131.4655 | 5052 | Membrane (breather), polypropylene |  | 50 | D2 | 0 | 0 | 0 | 0 | 0 | 0 | 0 | 0 | 0
| Civic Offices | Modifications to existing LV panel in CO2 (Services mechanical and electrical components (£ spent)) | 1701215 | 8404027 | 5.2 | Services equipment | mechanical & electrical | Construction | 377.1552 | kg | 25 | 44 | 1 | FALSE | 1 | FALSE |  | 1.1 | 377.1552 | 1131.4655 | 5052 | Membrane (breather), polypropylene |  | 50 | D3 | 0 | 0 | 0 | 0 | 0 | 0 | 0 | 0 | 0
| Civic Offices | Modifications to existing LV panel in CO2 (Services mechanical and electrical components (£ spent)) | 1701215 | 8404027 | 5.2 | Services equipment | mechanical & electrical | Construction | 377.1552 | kg | 25 | 44 | 1 | FALSE | 1 | FALSE |  | 1.1 | 377.1552 | 1131.4655 | 5052 | Membrane (breather), polypropylene |  | 50 | D4 | 0 | 0 | 0 | 0 | 0 | 0 | 0 | 0 | 0
| Civic Offices | Cable from CO2 to new buiding through link (Services mechanical and electrical components (£ spent)) | 1701216 | 8404030 | 5.2 | Services equipment | mechanical & electrical | Construction | 53.8793 | kg | 25 | 44 | 1 | FALSE | 1 | FALSE |  | 1.05 | 53.8793 | 161.6379 | 5109 | Cladding sheet (outer sheet of composite panel), copper |  | 0 | A1A3 | 389.5063 | 0.0003237 | 19.8097 | 13.2236 | 1.095 | 0.090125 | 5910.0749 | 1153.7134 | 12.4505
| Civic Offices | Cable from CO2 to new buiding through link (Services mechanical and electrical components (£ spent)) | 1701216 | 8404030 | 5.2 | Services equipment | mechanical & electrical | Construction | 53.8793 | kg | 25 | 44 | 1 | FALSE | 1 | FALSE |  | 1.05 | 53.8793 | 161.6379 | 5109 | Cladding sheet (outer sheet of composite panel), copper |  | 0 | A4 | 1.1084 | 1.9916e-07 | 0.0036293 | 0.00098095 | 0.00061916 | 3.8656e-06 | 16.5228 | 2.5229 | 0.0045613
| Civic Offices | Cable from CO2 to new buiding through link (Services mechanical and electrical components (£ spent)) | 1701216 | 8404030 | 5.2 | Services equipment | mechanical & electrical | Construction | 53.8793 | kg | 25 | 44 | 1 | FALSE | 1 | FALSE |  | 1.05 | 53.8793 | 161.6379 | 5109 | Cladding sheet (outer sheet of composite panel), copper |  | 0 | A5 | 0.0014003 | 3.6668e-10 | 9.7923e-06 | 3.2177e-06 | 1.6249e-06 | 1.9754e-09 | 0.034329 | 0.40409 | 0
| Civic Offices | Cable from CO2 to new buiding through link (Services mechanical and electrical components (£ spent)) | 1701216 | 8404030 | 5.2 | Services equipment | mechanical & electrical | Construction | 53.8793 | kg | 25 | 44 | 1 | FALSE | 1 | FALSE |  | 1.05 | 53.8793 | 161.6379 | 5109 | Cladding sheet (outer sheet of composite panel), copper |  | 0 | D2 | 0 | 0 | 0 | 0 | 0 | 0 | 0 | 0 | 0
| Civic Offices | Cable from CO2 to new buiding through link (Services mechanical and electrical components (£ spent)) | 1701216 | 8404030 | 5.2 | Services equipment | mechanical & electrical | Construction | 53.8793 | kg | 25 | 44 | 1 | FALSE | 1 | FALSE |  | 1.05 | 53.8793 | 161.6379 | 5109 | Cladding sheet (outer sheet of composite panel), copper |  | 0 | D3 | 0 | 0 | 0 | 0 | 0 | 0 | 0 | 0 | 0
| Civic Offices | Cable from CO2 to new buiding through link (Services mechanical and electrical components (£ spent)) | 1701216 | 8404030 | 5.2 | Services equipment | mechanical & electrical | Construction | 53.8793 | kg | 25 | 44 | 1 | FALSE | 1 | FALSE |  | 1.05 | 53.8793 | 161.6379 | 5109 | Cladding sheet (outer sheet of composite panel), copper |  | 0 | D4 | 0 | 0 | 0 | 0 | 0 | 0 | 0 | 0 | 0
| Civic Offices | Cable from CO2 to new buiding through link (Services mechanical and electrical components (£ spent)) | 1701216 | 8404030 | 5.2 | Services equipment | mechanical & electrical | Construction | 53.8793 | kg | 25 | 44 | 1 | FALSE | 1 | FALSE |  | 1.05 | 53.8793 | 161.6379 | 5109 | Cladding sheet (outer sheet of composite panel), copper |  | 60 | C2 | 0 | 0 | 0 | 0 | 0 | 0 | 0 | 0 | 0
| Civic Offices | Cable from CO2 to new buiding through link (Services mechanical and electrical components (£ spent)) | 1701216 | 8404030 | 5.2 | Services equipment | mechanical & electrical | Construction | 53.8793 | kg | 25 | 44 | 1 | FALSE | 1 | FALSE |  | 1.05 | 53.8793 | 161.6379 | 5109 | Cladding sheet (outer sheet of composite panel), copper |  | 60 | C4 | 0.028006 | 7.3336e-09 | 0.00019585 | 6.4354e-05 | 3.2499e-05 | 3.9507e-08 | 0.68659 | 8.0819 | 0.0014045
| Civic Offices | Cable from CO2 to new buiding through link (Services mechanical and electrical components (£ spent)) | 1701216 | 8404030 | 5.2 | Services equipment | mechanical & electrical | Construction | 53.8793 | kg | 25 | 44 | 1 | FALSE | 1 | FALSE |  | 1.05 | 53.8793 | 161.6379 | 5109 | Cladding sheet (outer sheet of composite panel), copper |  | 60 | D2 | 0 | 0 | 0 | 0 | 0 | 0 | 0 | 0 | 0
| Civic Offices | Cable from CO2 to new buiding through link (Services mechanical and electrical components (£ spent)) | 1701216 | 8404030 | 5.2 | Services equipment | mechanical & electrical | Construction | 53.8793 | kg | 25 | 44 | 1 | FALSE | 1 | FALSE |  | 1.05 | 53.8793 | 161.6379 | 5109 | Cladding sheet (outer sheet of composite panel), copper |  | 60 | D3 | 0 | 0 | 0 | 0 | 0 | 0 | 0 | 0 | 0
| Civic Offices | Cable from CO2 to new buiding through link (Services mechanical and electrical components (£ spent)) | 1701216 | 8404030 | 5.2 | Services equipment | mechanical & electrical | Construction | 53.8793 | kg | 25 | 44 | 1 | FALSE | 1 | FALSE |  | 1.05 | 53.8793 | 161.6379 | 5109 | Cladding sheet (outer sheet of composite panel), copper |  | 60 | D4 | 0 | 0 | 0 | 0 | 0 | 0 | 0 | 0 | 0
| Civic Offices | Cable from CO2 to new buiding through link (Services mechanical and electrical components (£ spent)) | 1701216 | 8404030 | 5.2 | Services equipment | mechanical & electrical | Construction | 53.8793 | kg | 25 | 44 | 1 | FALSE | 1 | FALSE |  | 1.05 | 53.8793 | 161.6379 | 5109 | Cladding sheet (outer sheet of composite panel), copper |  | 25 | B4B5 | 390.6441 | 0.0003239 | 19.8135 | 13.2246 | 1.0957 | 0.090129 | 5927.3186 | 1164.7223 | 12.4551
| Civic Offices | Cable from CO2 to new buiding through link (Services mechanical and electrical components (£ spent)) | 1701216 | 8404030 | 5.2 | Services equipment | mechanical & electrical | Construction | 53.8793 | kg | 25 | 44 | 1 | FALSE | 1 | FALSE |  | 1.05 | 53.8793 | 161.6379 | 5109 | Cladding sheet (outer sheet of composite panel), copper |  | 25 | D2 | 0 | 0 | 0 | 0 | 0 | 0 | 0 | 0 | 0
| Civic Offices | Cable from CO2 to new buiding through link (Services mechanical and electrical components (£ spent)) | 1701216 | 8404030 | 5.2 | Services equipment | mechanical & electrical | Construction | 53.8793 | kg | 25 | 44 | 1 | FALSE | 1 | FALSE |  | 1.05 | 53.8793 | 161.6379 | 5109 | Cladding sheet (outer sheet of composite panel), copper |  | 25 | D3 | 0 | 0 | 0 | 0 | 0 | 0 | 0 | 0 | 0
| Civic Offices | Cable from CO2 to new buiding through link (Services mechanical and electrical components (£ spent)) | 1701216 | 8404030 | 5.2 | Services equipment | mechanical & electrical | Construction | 53.8793 | kg | 25 | 44 | 1 | FALSE | 1 | FALSE |  | 1.05 | 53.8793 | 161.6379 | 5109 | Cladding sheet (outer sheet of composite panel), copper |  | 25 | D4 | 0 | 0 | 0 | 0 | 0 | 0 | 0 | 0 | 0
| Civic Offices | Cable from CO2 to new buiding through link (Services mechanical and electrical components (£ spent)) | 1701216 | 8404030 | 5.2 | Services equipment | mechanical & electrical | Construction | 53.8793 | kg | 25 | 44 | 1 | FALSE | 1 | FALSE |  | 1.05 | 53.8793 | 161.6379 | 5109 | Cladding sheet (outer sheet of composite panel), copper |  | 50 | B4B5 | 390.6441 | 0.0003239 | 19.8135 | 13.2246 | 1.0957 | 0.090129 | 5927.3186 | 1164.7223 | 12.4551
| Civic Offices | Cable from CO2 to new buiding through link (Services mechanical and electrical components (£ spent)) | 1701216 | 8404030 | 5.2 | Services equipment | mechanical & electrical | Construction | 53.8793 | kg | 25 | 44 | 1 | FALSE | 1 | FALSE |  | 1.05 | 53.8793 | 161.6379 | 5109 | Cladding sheet (outer sheet of composite panel), copper |  | 50 | D2 | 0 | 0 | 0 | 0 | 0 | 0 | 0 | 0 | 0
| Civic Offices | Cable from CO2 to new buiding through link (Services mechanical and electrical components (£ spent)) | 1701216 | 8404030 | 5.2 | Services equipment | mechanical & electrical | Construction | 53.8793 | kg | 25 | 44 | 1 | FALSE | 1 | FALSE |  | 1.05 | 53.8793 | 161.6379 | 5109 | Cladding sheet (outer sheet of composite panel), copper |  | 50 | D3 | 0 | 0 | 0 | 0 | 0 | 0 | 0 | 0 | 0
| Civic Offices | Cable from CO2 to new buiding through link (Services mechanical and electrical components (£ spent)) | 1701216 | 8404030 | 5.2 | Services equipment | mechanical & electrical | Construction | 53.8793 | kg | 25 | 44 | 1 | FALSE | 1 | FALSE |  | 1.05 | 53.8793 | 161.6379 | 5109 | Cladding sheet (outer sheet of composite panel), copper |  | 50 | D4 | 0 | 0 | 0 | 0 | 0 | 0 | 0 | 0 | 0
| Civic Offices | Cable from CO2 to new buiding through link (Services mechanical and electrical components (£ spent)) | 1701216 | 8404031 | 5.2 | Services equipment | mechanical & electrical | Construction | 269.3966 | kg | 25 | 44 | 1 | FALSE | 1 | FALSE |  | 1.05 | 269.3966 | 808.1897 | 5443 | Cladding sheet (profiled, double skin), stainless steel |  | 0 | A1A3 | 1348.7491 | 6.7975e-05 | 8.1969 | 2.414 | 0.95287 | 0.042338 | 17546.1645 | 1665.6575 | 41.3274
| Civic Offices | Cable from CO2 to new buiding through link (Services mechanical and electrical components (£ spent)) | 1701216 | 8404031 | 5.2 | Services equipment | mechanical & electrical | Construction | 269.3966 | kg | 25 | 44 | 1 | FALSE | 1 | FALSE |  | 1.05 | 269.3966 | 808.1897 | 5443 | Cladding sheet (profiled, double skin), stainless steel |  | 0 | A4 | 11.7407 | 1.6246e-06 | 0.055823 | 0.010366 | 0.0073694 | 2.6146e-05 | 171.7823 | 49.8877 | 0.047715
| Civic Offices | Cable from CO2 to new buiding through link (Services mechanical and electrical components (£ spent)) | 1701216 | 8404031 | 5.2 | Services equipment | mechanical & electrical | Construction | 269.3966 | kg | 25 | 44 | 1 | FALSE | 1 | FALSE |  | 1.05 | 269.3966 | 808.1897 | 5443 | Cladding sheet (profiled, double skin), stainless steel |  | 0 | A5 | 0.0070016 | 1.8334e-09 | 4.8962e-05 | 1.6089e-05 | 8.1246e-06 | 9.8769e-09 | 0.17165 | 2.0205 | 0
| Civic Offices | Cable from CO2 to new buiding through link (Services mechanical and electrical components (£ spent)) | 1701216 | 8404031 | 5.2 | Services equipment | mechanical & electrical | Construction | 269.3966 | kg | 25 | 44 | 1 | FALSE | 1 | FALSE |  | 1.05 | 269.3966 | 808.1897 | 5443 | Cladding sheet (profiled, double skin), stainless steel |  | 0 | D2 | 0 | 0 | 0 | 0 | 0 | 0 | 0 | 0 | 0
| Civic Offices | Cable from CO2 to new buiding through link (Services mechanical and electrical components (£ spent)) | 1701216 | 8404031 | 5.2 | Services equipment | mechanical & electrical | Construction | 269.3966 | kg | 25 | 44 | 1 | FALSE | 1 | FALSE |  | 1.05 | 269.3966 | 808.1897 | 5443 | Cladding sheet (profiled, double skin), stainless steel |  | 0 | D3 | 0 | 0 | 0 | 0 | 0 | 0 | 0 | 0 | 0
| Civic Offices | Cable from CO2 to new buiding through link (Services mechanical and electrical components (£ spent)) | 1701216 | 8404031 | 5.2 | Services equipment | mechanical & electrical | Construction | 269.3966 | kg | 25 | 44 | 1 | FALSE | 1 | FALSE |  | 1.05 | 269.3966 | 808.1897 | 5443 | Cladding sheet (profiled, double skin), stainless steel |  | 0 | D4 | 0 | 0 | 0 | 0 | 0 | 0 | 0 | 0 | 0
| Civic Offices | Cable from CO2 to new buiding through link (Services mechanical and electrical components (£ spent)) | 1701216 | 8404031 | 5.2 | Services equipment | mechanical & electrical | Construction | 269.3966 | kg | 25 | 44 | 1 | FALSE | 1 | FALSE |  | 1.05 | 269.3966 | 808.1897 | 5443 | Cladding sheet (profiled, double skin), stainless steel |  | 60 | C2 | 0 | 0 | 0 | 0 | 0 | 0 | 0 | 0 | 0
| Civic Offices | Cable from CO2 to new buiding through link (Services mechanical and electrical components (£ spent)) | 1701216 | 8404031 | 5.2 | Services equipment | mechanical & electrical | Construction | 269.3966 | kg | 25 | 44 | 1 | FALSE | 1 | FALSE |  | 1.05 | 269.3966 | 808.1897 | 5443 | Cladding sheet (profiled, double skin), stainless steel |  | 60 | C4 | 0.14003 | 3.6668e-08 | 0.00097923 | 0.00032177 | 0.00016249 | 1.9754e-07 | 3.4329 | 40.4095 | 0.0070227
| Civic Offices | Cable from CO2 to new buiding through link (Services mechanical and electrical components (£ spent)) | 1701216 | 8404031 | 5.2 | Services equipment | mechanical & electrical | Construction | 269.3966 | kg | 25 | 44 | 1 | FALSE | 1 | FALSE |  | 1.05 | 269.3966 | 808.1897 | 5443 | Cladding sheet (profiled, double skin), stainless steel |  | 60 | D2 | 0 | 0 | 0 | 0 | 0 | 0 | 0 | 0 | 0
| Civic Offices | Cable from CO2 to new buiding through link (Services mechanical and electrical components (£ spent)) | 1701216 | 8404031 | 5.2 | Services equipment | mechanical & electrical | Construction | 269.3966 | kg | 25 | 44 | 1 | FALSE | 1 | FALSE |  | 1.05 | 269.3966 | 808.1897 | 5443 | Cladding sheet (profiled, double skin), stainless steel |  | 60 | D3 | 0 | 0 | 0 | 0 | 0 | 0 | 0 | 0 | 0
| Civic Offices | Cable from CO2 to new buiding through link (Services mechanical and electrical components (£ spent)) | 1701216 | 8404031 | 5.2 | Services equipment | mechanical & electrical | Construction | 269.3966 | kg | 25 | 44 | 1 | FALSE | 1 | FALSE |  | 1.05 | 269.3966 | 808.1897 | 5443 | Cladding sheet (profiled, double skin), stainless steel |  | 60 | D4 | 0 | 0 | 0 | 0 | 0 | 0 | 0 | 0 | 0
| Civic Offices | Cable from CO2 to new buiding through link (Services mechanical and electrical components (£ spent)) | 1701216 | 8404031 | 5.2 | Services equipment | mechanical & electrical | Construction | 269.3966 | kg | 25 | 44 | 1 | FALSE | 1 | FALSE |  | 1.05 | 269.3966 | 808.1897 | 5443 | Cladding sheet (profiled, double skin), stainless steel |  | 25 | B4B5 | 1360.6368 | 6.9638e-05 | 8.2537 | 2.4247 | 0.96041 | 0.042364 | 17721.5513 | 1757.9752 | 41.3751
| Civic Offices | Cable from CO2 to new buiding through link (Services mechanical and electrical components (£ spent)) | 1701216 | 8404031 | 5.2 | Services equipment | mechanical & electrical | Construction | 269.3966 | kg | 25 | 44 | 1 | FALSE | 1 | FALSE |  | 1.05 | 269.3966 | 808.1897 | 5443 | Cladding sheet (profiled, double skin), stainless steel |  | 25 | D2 | 0 | 0 | 0 | 0 | 0 | 0 | 0 | 0 | 0
| Civic Offices | Cable from CO2 to new buiding through link (Services mechanical and electrical components (£ spent)) | 1701216 | 8404031 | 5.2 | Services equipment | mechanical & electrical | Construction | 269.3966 | kg | 25 | 44 | 1 | FALSE | 1 | FALSE |  | 1.05 | 269.3966 | 808.1897 | 5443 | Cladding sheet (profiled, double skin), stainless steel |  | 25 | D3 | 0 | 0 | 0 | 0 | 0 | 0 | 0 | 0 | 0
| Civic Offices | Cable from CO2 to new buiding through link (Services mechanical and electrical components (£ spent)) | 1701216 | 8404031 | 5.2 | Services equipment | mechanical & electrical | Construction | 269.3966 | kg | 25 | 44 | 1 | FALSE | 1 | FALSE |  | 1.05 | 269.3966 | 808.1897 | 5443 | Cladding sheet (profiled, double skin), stainless steel |  | 25 | D4 | 0 | 0 | 0 | 0 | 0 | 0 | 0 | 0 | 0
| Civic Offices | Cable from CO2 to new buiding through link (Services mechanical and electrical components (£ spent)) | 1701216 | 8404031 | 5.2 | Services equipment | mechanical & electrical | Construction | 269.3966 | kg | 25 | 44 | 1 | FALSE | 1 | FALSE |  | 1.05 | 269.3966 | 808.1897 | 5443 | Cladding sheet (profiled, double skin), stainless steel |  | 50 | B4B5 | 1360.6368 | 6.9638e-05 | 8.2537 | 2.4247 | 0.96041 | 0.042364 | 17721.5513 | 1757.9752 | 41.3751
| Civic Offices | Cable from CO2 to new buiding through link (Services mechanical and electrical components (£ spent)) | 1701216 | 8404031 | 5.2 | Services equipment | mechanical & electrical | Construction | 269.3966 | kg | 25 | 44 | 1 | FALSE | 1 | FALSE |  | 1.05 | 269.3966 | 808.1897 | 5443 | Cladding sheet (profiled, double skin), stainless steel |  | 50 | D2 | 0 | 0 | 0 | 0 | 0 | 0 | 0 | 0 | 0
| Civic Offices | Cable from CO2 to new buiding through link (Services mechanical and electrical components (£ spent)) | 1701216 | 8404031 | 5.2 | Services equipment | mechanical & electrical | Construction | 269.3966 | kg | 25 | 44 | 1 | FALSE | 1 | FALSE |  | 1.05 | 269.3966 | 808.1897 | 5443 | Cladding sheet (profiled, double skin), stainless steel |  | 50 | D3 | 0 | 0 | 0 | 0 | 0 | 0 | 0 | 0 | 0
| Civic Offices | Cable from CO2 to new buiding through link (Services mechanical and electrical components (£ spent)) | 1701216 | 8404031 | 5.2 | Services equipment | mechanical & electrical | Construction | 269.3966 | kg | 25 | 44 | 1 | FALSE | 1 | FALSE |  | 1.05 | 269.3966 | 808.1897 | 5443 | Cladding sheet (profiled, double skin), stainless steel |  | 50 | D4 | 0 | 0 | 0 | 0 | 0 | 0 | 0 | 0 | 0
| Civic Offices | Cable from CO2 to new buiding through link (Services mechanical and electrical components (£ spent)) | 1701216 | 8404032 | 5.2 | Services equipment | mechanical & electrical | Construction | 53.8793 | kg | 25 | 44 | 1 | FALSE | 1 | FALSE |  | 1.1 | 53.8793 | 161.6379 | 5052 | Membrane (breather), polypropylene |  | 0 | A1A3 | 325.5815 | 7.435e-06 | 1.8337 | 0.5273 | 0.21784 | 0.00038203 | 7088.355 | 28.1245 | 1.6063
| Civic Offices | Cable from CO2 to new buiding through link (Services mechanical and electrical components (£ spent)) | 1701216 | 8404032 | 5.2 | Services equipment | mechanical & electrical | Construction | 53.8793 | kg | 25 | 44 | 1 | FALSE | 1 | FALSE |  | 1.1 | 53.8793 | 161.6379 | 5052 | Membrane (breather), polypropylene |  | 0 | A4 | 1.1229 | 2.0176e-07 | 0.0036768 | 0.00099379 | 0.00062726 | 3.9162e-06 | 16.7389 | 2.5559 | 0.004621
| Civic Offices | Cable from CO2 to new buiding through link (Services mechanical and electrical components (£ spent)) | 1701216 | 8404032 | 5.2 | Services equipment | mechanical & electrical | Construction | 53.8793 | kg | 25 | 44 | 1 | FALSE | 1 | FALSE |  | 1.1 | 53.8793 | 161.6379 | 5052 | Membrane (breather), polypropylene |  | 0 | A5 | 0.142 | 4.5167e-09 | 0.00013075 | 0.011914 | 4.3385e-05 | 2.5235e-08 | 0.41332 | 0.86207 | 0
| Civic Offices | Cable from CO2 to new buiding through link (Services mechanical and electrical components (£ spent)) | 1701216 | 8404032 | 5.2 | Services equipment | mechanical & electrical | Construction | 53.8793 | kg | 25 | 44 | 1 | FALSE | 1 | FALSE |  | 1.1 | 53.8793 | 161.6379 | 5052 | Membrane (breather), polypropylene |  | 0 | D2 | 0 | 0 | 0 | 0 | 0 | 0 | 0 | 0 | 0
| Civic Offices | Cable from CO2 to new buiding through link (Services mechanical and electrical components (£ spent)) | 1701216 | 8404032 | 5.2 | Services equipment | mechanical & electrical | Construction | 53.8793 | kg | 25 | 44 | 1 | FALSE | 1 | FALSE |  | 1.1 | 53.8793 | 161.6379 | 5052 | Membrane (breather), polypropylene |  | 0 | D3 | 0 | 0 | 0 | 0 | 0 | 0 | 0 | 0 | 0
| Civic Offices | Cable from CO2 to new buiding through link (Services mechanical and electrical components (£ spent)) | 1701216 | 8404032 | 5.2 | Services equipment | mechanical & electrical | Construction | 53.8793 | kg | 25 | 44 | 1 | FALSE | 1 | FALSE |  | 1.1 | 53.8793 | 161.6379 | 5052 | Membrane (breather), polypropylene |  | 0 | D4 | 0 | 0 | 0 | 0 | 0 | 0 | 0 | 0 | 0
| Civic Offices | Cable from CO2 to new buiding through link (Services mechanical and electrical components (£ spent)) | 1701216 | 8404032 | 5.2 | Services equipment | mechanical & electrical | Construction | 53.8793 | kg | 25 | 44 | 1 | FALSE | 1 | FALSE |  | 1.1 | 53.8793 | 161.6379 | 5052 | Membrane (breather), polypropylene |  | 60 | C2 | 0 | 0 | 0 | 0 | 0 | 0 | 0 | 0 | 0
| Civic Offices | Cable from CO2 to new buiding through link (Services mechanical and electrical components (£ spent)) | 1701216 | 8404032 | 5.2 | Services equipment | mechanical & electrical | Construction | 53.8793 | kg | 25 | 44 | 1 | FALSE | 1 | FALSE |  | 1.1 | 53.8793 | 161.6379 | 5052 | Membrane (breather), polypropylene |  | 60 | C4 | 1.42 | 4.5167e-08 | 0.0013075 | 0.11914 | 0.00043385 | 2.5235e-07 | 4.1332 | 8.6207 | 0.039978
| Civic Offices | Cable from CO2 to new buiding through link (Services mechanical and electrical components (£ spent)) | 1701216 | 8404032 | 5.2 | Services equipment | mechanical & electrical | Construction | 53.8793 | kg | 25 | 44 | 1 | FALSE | 1 | FALSE |  | 1.1 | 53.8793 | 161.6379 | 5052 | Membrane (breather), polypropylene |  | 60 | D2 | 0 | 0 | 0 | 0 | 0 | 0 | 0 | 0 | 0
| Civic Offices | Cable from CO2 to new buiding through link (Services mechanical and electrical components (£ spent)) | 1701216 | 8404032 | 5.2 | Services equipment | mechanical & electrical | Construction | 53.8793 | kg | 25 | 44 | 1 | FALSE | 1 | FALSE |  | 1.1 | 53.8793 | 161.6379 | 5052 | Membrane (breather), polypropylene |  | 60 | D3 | 0 | 0 | 0 | 0 | 0 | 0 | 0 | 0 | 0
| Civic Offices | Cable from CO2 to new buiding through link (Services mechanical and electrical components (£ spent)) | 1701216 | 8404032 | 5.2 | Services equipment | mechanical & electrical | Construction | 53.8793 | kg | 25 | 44 | 1 | FALSE | 1 | FALSE |  | 1.1 | 53.8793 | 161.6379 | 5052 | Membrane (breather), polypropylene |  | 60 | D4 | 0 | 0 | 0 | 0 | 0 | 0 | 0 | 0 | 0
| Civic Offices | Cable from CO2 to new buiding through link (Services mechanical and electrical components (£ spent)) | 1701216 | 8404032 | 5.2 | Services equipment | mechanical & electrical | Construction | 53.8793 | kg | 25 | 44 | 1 | FALSE | 1 | FALSE |  | 1.1 | 53.8793 | 161.6379 | 5052 | Membrane (breather), polypropylene |  | 25 | B4B5 | 328.2664 | 7.6864e-06 | 1.8388 | 0.65934 | 0.21895 | 0.00038623 | 7109.6404 | 40.1632 | 1.6109
| Civic Offices | Cable from CO2 to new buiding through link (Services mechanical and electrical components (£ spent)) | 1701216 | 8404032 | 5.2 | Services equipment | mechanical & electrical | Construction | 53.8793 | kg | 25 | 44 | 1 | FALSE | 1 | FALSE |  | 1.1 | 53.8793 | 161.6379 | 5052 | Membrane (breather), polypropylene |  | 25 | D2 | 0 | 0 | 0 | 0 | 0 | 0 | 0 | 0 | 0
| Civic Offices | Cable from CO2 to new buiding through link (Services mechanical and electrical components (£ spent)) | 1701216 | 8404032 | 5.2 | Services equipment | mechanical & electrical | Construction | 53.8793 | kg | 25 | 44 | 1 | FALSE | 1 | FALSE |  | 1.1 | 53.8793 | 161.6379 | 5052 | Membrane (breather), polypropylene |  | 25 | D3 | 0 | 0 | 0 | 0 | 0 | 0 | 0 | 0 | 0
| Civic Offices | Cable from CO2 to new buiding through link (Services mechanical and electrical components (£ spent)) | 1701216 | 8404032 | 5.2 | Services equipment | mechanical & electrical | Construction | 53.8793 | kg | 25 | 44 | 1 | FALSE | 1 | FALSE |  | 1.1 | 53.8793 | 161.6379 | 5052 | Membrane (breather), polypropylene |  | 25 | D4 | 0 | 0 | 0 | 0 | 0 | 0 | 0 | 0 | 0
| Civic Offices | Cable from CO2 to new buiding through link (Services mechanical and electrical components (£ spent)) | 1701216 | 8404032 | 5.2 | Services equipment | mechanical & electrical | Construction | 53.8793 | kg | 25 | 44 | 1 | FALSE | 1 | FALSE |  | 1.1 | 53.8793 | 161.6379 | 5052 | Membrane (breather), polypropylene |  | 50 | B4B5 | 328.2664 | 7.6864e-06 | 1.8388 | 0.65934 | 0.21895 | 0.00038623 | 7109.6404 | 40.1632 | 1.6109
| Civic Offices | Cable from CO2 to new buiding through link (Services mechanical and electrical components (£ spent)) | 1701216 | 8404032 | 5.2 | Services equipment | mechanical & electrical | Construction | 53.8793 | kg | 25 | 44 | 1 | FALSE | 1 | FALSE |  | 1.1 | 53.8793 | 161.6379 | 5052 | Membrane (breather), polypropylene |  | 50 | D2 | 0 | 0 | 0 | 0 | 0 | 0 | 0 | 0 | 0
| Civic Offices | Cable from CO2 to new buiding through link (Services mechanical and electrical components (£ spent)) | 1701216 | 8404032 | 5.2 | Services equipment | mechanical & electrical | Construction | 53.8793 | kg | 25 | 44 | 1 | FALSE | 1 | FALSE |  | 1.1 | 53.8793 | 161.6379 | 5052 | Membrane (breather), polypropylene |  | 50 | D3 | 0 | 0 | 0 | 0 | 0 | 0 | 0 | 0 | 0
| Civic Offices | Cable from CO2 to new buiding through link (Services mechanical and electrical components (£ spent)) | 1701216 | 8404032 | 5.2 | Services equipment | mechanical & electrical | Construction | 53.8793 | kg | 25 | 44 | 1 | FALSE | 1 | FALSE |  | 1.1 | 53.8793 | 161.6379 | 5052 | Membrane (breather), polypropylene |  | 50 | D4 | 0 | 0 | 0 | 0 | 0 | 0 | 0 | 0 | 0
| Civic Offices | Cable containment tray basket trunking - general allowance (Services mechanical and electrical components (£ spent)) | 1701217 | 8404035 | 5.2 | Services equipment | mechanical & electrical | Construction | 381.3039 | kg | 25 | 44 | 1 | FALSE | 1 | FALSE |  | 1.05 | 381.3039 | 1143.9116 | 5109 | Cladding sheet (outer sheet of composite panel), copper |  | 0 | A1A3 | 2756.536 | 0.0022908 | 140.1932 | 93.5832 | 7.7493 | 0.63781 | 41825.6002 | 8164.83 | 88.1124
| Civic Offices | Cable containment tray basket trunking - general allowance (Services mechanical and electrical components (£ spent)) | 1701217 | 8404035 | 5.2 | Services equipment | mechanical & electrical | Construction | 381.3039 | kg | 25 | 44 | 1 | FALSE | 1 | FALSE |  | 1.05 | 381.3039 | 1143.9116 | 5109 | Cladding sheet (outer sheet of composite panel), copper |  | 0 | A4 | 7.8443 | 1.4094e-06 | 0.025685 | 0.0069422 | 0.0043818 | 2.7357e-05 | 116.9315 | 17.8546 | 0.03228
| Civic Offices | Cable containment tray basket trunking - general allowance (Services mechanical and electrical components (£ spent)) | 1701217 | 8404035 | 5.2 | Services equipment | mechanical & electrical | Construction | 381.3039 | kg | 25 | 44 | 1 | FALSE | 1 | FALSE |  | 1.05 | 381.3039 | 1143.9116 | 5109 | Cladding sheet (outer sheet of composite panel), copper |  | 0 | A5 | 0.0099101 | 2.595e-09 | 6.93e-05 | 2.2772e-05 | 1.15e-05 | 1.398e-08 | 0.24295 | 2.8598 | 0
| Civic Offices | Cable containment tray basket trunking - general allowance (Services mechanical and electrical components (£ spent)) | 1701217 | 8404035 | 5.2 | Services equipment | mechanical & electrical | Construction | 381.3039 | kg | 25 | 44 | 1 | FALSE | 1 | FALSE |  | 1.05 | 381.3039 | 1143.9116 | 5109 | Cladding sheet (outer sheet of composite panel), copper |  | 0 | D2 | 0 | 0 | 0 | 0 | 0 | 0 | 0 | 0 | 0
| Civic Offices | Cable containment tray basket trunking - general allowance (Services mechanical and electrical components (£ spent)) | 1701217 | 8404035 | 5.2 | Services equipment | mechanical & electrical | Construction | 381.3039 | kg | 25 | 44 | 1 | FALSE | 1 | FALSE |  | 1.05 | 381.3039 | 1143.9116 | 5109 | Cladding sheet (outer sheet of composite panel), copper |  | 0 | D3 | 0 | 0 | 0 | 0 | 0 | 0 | 0 | 0 | 0
| Civic Offices | Cable containment tray basket trunking - general allowance (Services mechanical and electrical components (£ spent)) | 1701217 | 8404035 | 5.2 | Services equipment | mechanical & electrical | Construction | 381.3039 | kg | 25 | 44 | 1 | FALSE | 1 | FALSE |  | 1.05 | 381.3039 | 1143.9116 | 5109 | Cladding sheet (outer sheet of composite panel), copper |  | 0 | D4 | 0 | 0 | 0 | 0 | 0 | 0 | 0 | 0 | 0
| Civic Offices | Cable containment tray basket trunking - general allowance (Services mechanical and electrical components (£ spent)) | 1701217 | 8404035 | 5.2 | Services equipment | mechanical & electrical | Construction | 381.3039 | kg | 25 | 44 | 1 | FALSE | 1 | FALSE |  | 1.05 | 381.3039 | 1143.9116 | 5109 | Cladding sheet (outer sheet of composite panel), copper |  | 60 | C2 | 0 | 0 | 0 | 0 | 0 | 0 | 0 | 0 | 0
| Civic Offices | Cable containment tray basket trunking - general allowance (Services mechanical and electrical components (£ spent)) | 1701217 | 8404035 | 5.2 | Services equipment | mechanical & electrical | Construction | 381.3039 | kg | 25 | 44 | 1 | FALSE | 1 | FALSE |  | 1.05 | 381.3039 | 1143.9116 | 5109 | Cladding sheet (outer sheet of composite panel), copper |  | 60 | C4 | 0.1982 | 5.19e-08 | 0.001386 | 0.00045544 | 0.00022999 | 2.7959e-07 | 4.859 | 57.1956 | 0.0099399
| Civic Offices | Cable containment tray basket trunking - general allowance (Services mechanical and electrical components (£ spent)) | 1701217 | 8404035 | 5.2 | Services equipment | mechanical & electrical | Construction | 381.3039 | kg | 25 | 44 | 1 | FALSE | 1 | FALSE |  | 1.05 | 381.3039 | 1143.9116 | 5109 | Cladding sheet (outer sheet of composite panel), copper |  | 60 | D2 | 0 | 0 | 0 | 0 | 0 | 0 | 0 | 0 | 0
| Civic Offices | Cable containment tray basket trunking - general allowance (Services mechanical and electrical components (£ spent)) | 1701217 | 8404035 | 5.2 | Services equipment | mechanical & electrical | Construction | 381.3039 | kg | 25 | 44 | 1 | FALSE | 1 | FALSE |  | 1.05 | 381.3039 | 1143.9116 | 5109 | Cladding sheet (outer sheet of composite panel), copper |  | 60 | D3 | 0 | 0 | 0 | 0 | 0 | 0 | 0 | 0 | 0
| Civic Offices | Cable containment tray basket trunking - general allowance (Services mechanical and electrical components (£ spent)) | 1701217 | 8404035 | 5.2 | Services equipment | mechanical & electrical | Construction | 381.3039 | kg | 25 | 44 | 1 | FALSE | 1 | FALSE |  | 1.05 | 381.3039 | 1143.9116 | 5109 | Cladding sheet (outer sheet of composite panel), copper |  | 60 | D4 | 0 | 0 | 0 | 0 | 0 | 0 | 0 | 0 | 0
| Civic Offices | Cable containment tray basket trunking - general allowance (Services mechanical and electrical components (£ spent)) | 1701217 | 8404035 | 5.2 | Services equipment | mechanical & electrical | Construction | 381.3039 | kg | 25 | 44 | 1 | FALSE | 1 | FALSE |  | 1.05 | 381.3039 | 1143.9116 | 5109 | Cladding sheet (outer sheet of composite panel), copper |  | 25 | B4B5 | 2764.5884 | 0.0022923 | 140.2204 | 93.5906 | 7.7539 | 0.63784 | 41947.6337 | 8242.7399 | 88.1447
| Civic Offices | Cable containment tray basket trunking - general allowance (Services mechanical and electrical components (£ spent)) | 1701217 | 8404035 | 5.2 | Services equipment | mechanical & electrical | Construction | 381.3039 | kg | 25 | 44 | 1 | FALSE | 1 | FALSE |  | 1.05 | 381.3039 | 1143.9116 | 5109 | Cladding sheet (outer sheet of composite panel), copper |  | 25 | D2 | 0 | 0 | 0 | 0 | 0 | 0 | 0 | 0 | 0
| Civic Offices | Cable containment tray basket trunking - general allowance (Services mechanical and electrical components (£ spent)) | 1701217 | 8404035 | 5.2 | Services equipment | mechanical & electrical | Construction | 381.3039 | kg | 25 | 44 | 1 | FALSE | 1 | FALSE |  | 1.05 | 381.3039 | 1143.9116 | 5109 | Cladding sheet (outer sheet of composite panel), copper |  | 25 | D3 | 0 | 0 | 0 | 0 | 0 | 0 | 0 | 0 | 0
| Civic Offices | Cable containment tray basket trunking - general allowance (Services mechanical and electrical components (£ spent)) | 1701217 | 8404035 | 5.2 | Services equipment | mechanical & electrical | Construction | 381.3039 | kg | 25 | 44 | 1 | FALSE | 1 | FALSE |  | 1.05 | 381.3039 | 1143.9116 | 5109 | Cladding sheet (outer sheet of composite panel), copper |  | 25 | D4 | 0 | 0 | 0 | 0 | 0 | 0 | 0 | 0 | 0
| Civic Offices | Cable containment tray basket trunking - general allowance (Services mechanical and electrical components (£ spent)) | 1701217 | 8404035 | 5.2 | Services equipment | mechanical & electrical | Construction | 381.3039 | kg | 25 | 44 | 1 | FALSE | 1 | FALSE |  | 1.05 | 381.3039 | 1143.9116 | 5109 | Cladding sheet (outer sheet of composite panel), copper |  | 50 | B4B5 | 2764.5884 | 0.0022923 | 140.2204 | 93.5906 | 7.7539 | 0.63784 | 41947.6337 | 8242.7399 | 88.1447
| Civic Offices | Cable containment tray basket trunking - general allowance (Services mechanical and electrical components (£ spent)) | 1701217 | 8404035 | 5.2 | Services equipment | mechanical & electrical | Construction | 381.3039 | kg | 25 | 44 | 1 | FALSE | 1 | FALSE |  | 1.05 | 381.3039 | 1143.9116 | 5109 | Cladding sheet (outer sheet of composite panel), copper |  | 50 | D2 | 0 | 0 | 0 | 0 | 0 | 0 | 0 | 0 | 0
| Civic Offices | Cable containment tray basket trunking - general allowance (Services mechanical and electrical components (£ spent)) | 1701217 | 8404035 | 5.2 | Services equipment | mechanical & electrical | Construction | 381.3039 | kg | 25 | 44 | 1 | FALSE | 1 | FALSE |  | 1.05 | 381.3039 | 1143.9116 | 5109 | Cladding sheet (outer sheet of composite panel), copper |  | 50 | D3 | 0 | 0 | 0 | 0 | 0 | 0 | 0 | 0 | 0
| Civic Offices | Cable containment tray basket trunking - general allowance (Services mechanical and electrical components (£ spent)) | 1701217 | 8404035 | 5.2 | Services equipment | mechanical & electrical | Construction | 381.3039 | kg | 25 | 44 | 1 | FALSE | 1 | FALSE |  | 1.05 | 381.3039 | 1143.9116 | 5109 | Cladding sheet (outer sheet of composite panel), copper |  | 50 | D4 | 0 | 0 | 0 | 0 | 0 | 0 | 0 | 0 | 0
| Civic Offices | Cable containment tray basket trunking - general allowance (Services mechanical and electrical components (£ spent)) | 1701217 | 8404036 | 5.2 | Services equipment | mechanical & electrical | Construction | 1906.5194 | kg | 25 | 44 | 1 | FALSE | 1 | FALSE |  | 1.05 | 1906.5194 | 5719.5582 | 5443 | Cladding sheet (profiled, double skin), stainless steel |  | 0 | A1A3 | 9545.0974 | 0.00048106 | 58.0092 | 17.0836 | 6.7435 | 0.29962 | 124174.2058 | 11787.8582 | 292.474
| Civic Offices | Cable containment tray basket trunking - general allowance (Services mechanical and electrical components (£ spent)) | 1701217 | 8404036 | 5.2 | Services equipment | mechanical & electrical | Construction | 1906.5194 | kg | 25 | 44 | 1 | FALSE | 1 | FALSE |  | 1.05 | 1906.5194 | 5719.5582 | 5443 | Cladding sheet (profiled, double skin), stainless steel |  | 0 | A4 | 83.0888 | 1.1498e-05 | 0.39506 | 0.073358 | 0.052153 | 0.00018504 | 1215.7032 | 353.0553 | 0.33768
| Civic Offices | Cable containment tray basket trunking - general allowance (Services mechanical and electrical components (£ spent)) | 1701217 | 8404036 | 5.2 | Services equipment | mechanical & electrical | Construction | 1906.5194 | kg | 25 | 44 | 1 | FALSE | 1 | FALSE |  | 1.05 | 1906.5194 | 5719.5582 | 5443 | Cladding sheet (profiled, double skin), stainless steel |  | 0 | A5 | 0.04955 | 1.2975e-08 | 0.0003465 | 0.00011386 | 5.7498e-05 | 6.9899e-08 | 1.2147 | 14.2989 | 0
| Civic Offices | Cable containment tray basket trunking - general allowance (Services mechanical and electrical components (£ spent)) | 1701217 | 8404036 | 5.2 | Services equipment | mechanical & electrical | Construction | 1906.5194 | kg | 25 | 44 | 1 | FALSE | 1 | FALSE |  | 1.05 | 1906.5194 | 5719.5582 | 5443 | Cladding sheet (profiled, double skin), stainless steel |  | 0 | D2 | 0 | 0 | 0 | 0 | 0 | 0 | 0 | 0 | 0
| Civic Offices | Cable containment tray basket trunking - general allowance (Services mechanical and electrical components (£ spent)) | 1701217 | 8404036 | 5.2 | Services equipment | mechanical & electrical | Construction | 1906.5194 | kg | 25 | 44 | 1 | FALSE | 1 | FALSE |  | 1.05 | 1906.5194 | 5719.5582 | 5443 | Cladding sheet (profiled, double skin), stainless steel |  | 0 | D3 | 0 | 0 | 0 | 0 | 0 | 0 | 0 | 0 | 0
| Civic Offices | Cable containment tray basket trunking - general allowance (Services mechanical and electrical components (£ spent)) | 1701217 | 8404036 | 5.2 | Services equipment | mechanical & electrical | Construction | 1906.5194 | kg | 25 | 44 | 1 | FALSE | 1 | FALSE |  | 1.05 | 1906.5194 | 5719.5582 | 5443 | Cladding sheet (profiled, double skin), stainless steel |  | 0 | D4 | 0 | 0 | 0 | 0 | 0 | 0 | 0 | 0 | 0
| Civic Offices | Cable containment tray basket trunking - general allowance (Services mechanical and electrical components (£ spent)) | 1701217 | 8404036 | 5.2 | Services equipment | mechanical & electrical | Construction | 1906.5194 | kg | 25 | 44 | 1 | FALSE | 1 | FALSE |  | 1.05 | 1906.5194 | 5719.5582 | 5443 | Cladding sheet (profiled, double skin), stainless steel |  | 60 | C2 | 0 | 0 | 0 | 0 | 0 | 0 | 0 | 0 | 0
| Civic Offices | Cable containment tray basket trunking - general allowance (Services mechanical and electrical components (£ spent)) | 1701217 | 8404036 | 5.2 | Services equipment | mechanical & electrical | Construction | 1906.5194 | kg | 25 | 44 | 1 | FALSE | 1 | FALSE |  | 1.05 | 1906.5194 | 5719.5582 | 5443 | Cladding sheet (profiled, double skin), stainless steel |  | 60 | C4 | 0.99101 | 2.595e-07 | 0.00693 | 0.0022772 | 0.00115 | 1.398e-06 | 24.295 | 285.9779 | 0.049699
| Civic Offices | Cable containment tray basket trunking - general allowance (Services mechanical and electrical components (£ spent)) | 1701217 | 8404036 | 5.2 | Services equipment | mechanical & electrical | Construction | 1906.5194 | kg | 25 | 44 | 1 | FALSE | 1 | FALSE |  | 1.05 | 1906.5194 | 5719.5582 | 5443 | Cladding sheet (profiled, double skin), stainless steel |  | 60 | D2 | 0 | 0 | 0 | 0 | 0 | 0 | 0 | 0 | 0
| Civic Offices | Cable containment tray basket trunking - general allowance (Services mechanical and electrical components (£ spent)) | 1701217 | 8404036 | 5.2 | Services equipment | mechanical & electrical | Construction | 1906.5194 | kg | 25 | 44 | 1 | FALSE | 1 | FALSE |  | 1.05 | 1906.5194 | 5719.5582 | 5443 | Cladding sheet (profiled, double skin), stainless steel |  | 60 | D3 | 0 | 0 | 0 | 0 | 0 | 0 | 0 | 0 | 0
| Civic Offices | Cable containment tray basket trunking - general allowance (Services mechanical and electrical components (£ spent)) | 1701217 | 8404036 | 5.2 | Services equipment | mechanical & electrical | Construction | 1906.5194 | kg | 25 | 44 | 1 | FALSE | 1 | FALSE |  | 1.05 | 1906.5194 | 5719.5582 | 5443 | Cladding sheet (profiled, double skin), stainless steel |  | 60 | D4 | 0 | 0 | 0 | 0 | 0 | 0 | 0 | 0 | 0
| Civic Offices | Cable containment tray basket trunking - general allowance (Services mechanical and electrical components (£ spent)) | 1701217 | 8404036 | 5.2 | Services equipment | mechanical & electrical | Construction | 1906.5194 | kg | 25 | 44 | 1 | FALSE | 1 | FALSE |  | 1.05 | 1906.5194 | 5719.5582 | 5443 | Cladding sheet (profiled, double skin), stainless steel |  | 25 | B4B5 | 9629.2267 | 0.00049283 | 58.4115 | 17.1593 | 6.7968 | 0.29981 | 125415.4188 | 12441.1903 | 292.8117
| Civic Offices | Cable containment tray basket trunking - general allowance (Services mechanical and electrical components (£ spent)) | 1701217 | 8404036 | 5.2 | Services equipment | mechanical & electrical | Construction | 1906.5194 | kg | 25 | 44 | 1 | FALSE | 1 | FALSE |  | 1.05 | 1906.5194 | 5719.5582 | 5443 | Cladding sheet (profiled, double skin), stainless steel |  | 25 | D2 | 0 | 0 | 0 | 0 | 0 | 0 | 0 | 0 | 0
| Civic Offices | Cable containment tray basket trunking - general allowance (Services mechanical and electrical components (£ spent)) | 1701217 | 8404036 | 5.2 | Services equipment | mechanical & electrical | Construction | 1906.5194 | kg | 25 | 44 | 1 | FALSE | 1 | FALSE |  | 1.05 | 1906.5194 | 5719.5582 | 5443 | Cladding sheet (profiled, double skin), stainless steel |  | 25 | D3 | 0 | 0 | 0 | 0 | 0 | 0 | 0 | 0 | 0
| Civic Offices | Cable containment tray basket trunking - general allowance (Services mechanical and electrical components (£ spent)) | 1701217 | 8404036 | 5.2 | Services equipment | mechanical & electrical | Construction | 1906.5194 | kg | 25 | 44 | 1 | FALSE | 1 | FALSE |  | 1.05 | 1906.5194 | 5719.5582 | 5443 | Cladding sheet (profiled, double skin), stainless steel |  | 25 | D4 | 0 | 0 | 0 | 0 | 0 | 0 | 0 | 0 | 0
| Civic Offices | Cable containment tray basket trunking - general allowance (Services mechanical and electrical components (£ spent)) | 1701217 | 8404036 | 5.2 | Services equipment | mechanical & electrical | Construction | 1906.5194 | kg | 25 | 44 | 1 | FALSE | 1 | FALSE |  | 1.05 | 1906.5194 | 5719.5582 | 5443 | Cladding sheet (profiled, double skin), stainless steel |  | 50 | B4B5 | 9629.2267 | 0.00049283 | 58.4115 | 17.1593 | 6.7968 | 0.29981 | 125415.4188 | 12441.1903 | 292.8117
| Civic Offices | Cable containment tray basket trunking - general allowance (Services mechanical and electrical components (£ spent)) | 1701217 | 8404036 | 5.2 | Services equipment | mechanical & electrical | Construction | 1906.5194 | kg | 25 | 44 | 1 | FALSE | 1 | FALSE |  | 1.05 | 1906.5194 | 5719.5582 | 5443 | Cladding sheet (profiled, double skin), stainless steel |  | 50 | D2 | 0 | 0 | 0 | 0 | 0 | 0 | 0 | 0 | 0
| Civic Offices | Cable containment tray basket trunking - general allowance (Services mechanical and electrical components (£ spent)) | 1701217 | 8404036 | 5.2 | Services equipment | mechanical & electrical | Construction | 1906.5194 | kg | 25 | 44 | 1 | FALSE | 1 | FALSE |  | 1.05 | 1906.5194 | 5719.5582 | 5443 | Cladding sheet (profiled, double skin), stainless steel |  | 50 | D3 | 0 | 0 | 0 | 0 | 0 | 0 | 0 | 0 | 0
| Civic Offices | Cable containment tray basket trunking - general allowance (Services mechanical and electrical components (£ spent)) | 1701217 | 8404036 | 5.2 | Services equipment | mechanical & electrical | Construction | 1906.5194 | kg | 25 | 44 | 1 | FALSE | 1 | FALSE |  | 1.05 | 1906.5194 | 5719.5582 | 5443 | Cladding sheet (profiled, double skin), stainless steel |  | 50 | D4 | 0 | 0 | 0 | 0 | 0 | 0 | 0 | 0 | 0
| Civic Offices | Cable containment tray basket trunking - general allowance (Services mechanical and electrical components (£ spent)) | 1701217 | 8404037 | 5.2 | Services equipment | mechanical & electrical | Construction | 381.3039 | kg | 25 | 44 | 1 | FALSE | 1 | FALSE |  | 1.1 | 381.3039 | 1143.9116 | 5052 | Membrane (breather), polypropylene |  | 0 | A1A3 | 2304.1402 | 5.2617e-05 | 12.977 | 3.7317 | 1.5417 | 0.0027037 | 50164.288 | 199.0371 | 11.3677
| Civic Offices | Cable containment tray basket trunking - general allowance (Services mechanical and electrical components (£ spent)) | 1701217 | 8404037 | 5.2 | Services equipment | mechanical & electrical | Construction | 381.3039 | kg | 25 | 44 | 1 | FALSE | 1 | FALSE |  | 1.1 | 381.3039 | 1143.9116 | 5052 | Membrane (breather), polypropylene |  | 0 | A4 | 7.9469 | 1.4279e-06 | 0.026021 | 0.007033 | 0.0044391 | 2.7715e-05 | 118.4612 | 18.0882 | 0.032703
| Civic Offices | Cable containment tray basket trunking - general allowance (Services mechanical and electrical components (£ spent)) | 1701217 | 8404037 | 5.2 | Services equipment | mechanical & electrical | Construction | 381.3039 | kg | 25 | 44 | 1 | FALSE | 1 | FALSE |  | 1.1 | 381.3039 | 1143.9116 | 5052 | Membrane (breather), polypropylene |  | 0 | A5 | 1.005 | 3.1964e-08 | 0.00092535 | 0.084312 | 0.00030704 | 1.7859e-07 | 2.9251 | 6.1009 | 0
| Civic Offices | Cable containment tray basket trunking - general allowance (Services mechanical and electrical components (£ spent)) | 1701217 | 8404037 | 5.2 | Services equipment | mechanical & electrical | Construction | 381.3039 | kg | 25 | 44 | 1 | FALSE | 1 | FALSE |  | 1.1 | 381.3039 | 1143.9116 | 5052 | Membrane (breather), polypropylene |  | 0 | D2 | 0 | 0 | 0 | 0 | 0 | 0 | 0 | 0 | 0
| Civic Offices | Cable containment tray basket trunking - general allowance (Services mechanical and electrical components (£ spent)) | 1701217 | 8404037 | 5.2 | Services equipment | mechanical & electrical | Construction | 381.3039 | kg | 25 | 44 | 1 | FALSE | 1 | FALSE |  | 1.1 | 381.3039 | 1143.9116 | 5052 | Membrane (breather), polypropylene |  | 0 | D3 | 0 | 0 | 0 | 0 | 0 | 0 | 0 | 0 | 0
| Civic Offices | Cable containment tray basket trunking - general allowance (Services mechanical and electrical components (£ spent)) | 1701217 | 8404037 | 5.2 | Services equipment | mechanical & electrical | Construction | 381.3039 | kg | 25 | 44 | 1 | FALSE | 1 | FALSE |  | 1.1 | 381.3039 | 1143.9116 | 5052 | Membrane (breather), polypropylene |  | 0 | D4 | 0 | 0 | 0 | 0 | 0 | 0 | 0 | 0 | 0
| Civic Offices | Cable containment tray basket trunking - general allowance (Services mechanical and electrical components (£ spent)) | 1701217 | 8404037 | 5.2 | Services equipment | mechanical & electrical | Construction | 381.3039 | kg | 25 | 44 | 1 | FALSE | 1 | FALSE |  | 1.1 | 381.3039 | 1143.9116 | 5052 | Membrane (breather), polypropylene |  | 60 | C2 | 0 | 0 | 0 | 0 | 0 | 0 | 0 | 0 | 0
| Civic Offices | Cable containment tray basket trunking - general allowance (Services mechanical and electrical components (£ spent)) | 1701217 | 8404037 | 5.2 | Services equipment | mechanical & electrical | Construction | 381.3039 | kg | 25 | 44 | 1 | FALSE | 1 | FALSE |  | 1.1 | 381.3039 | 1143.9116 | 5052 | Membrane (breather), polypropylene |  | 60 | C4 | 10.0496 | 3.1964e-07 | 0.0092535 | 0.84312 | 0.0030704 | 1.7859e-06 | 29.2507 | 61.0086 | 0.28292
| Civic Offices | Cable containment tray basket trunking - general allowance (Services mechanical and electrical components (£ spent)) | 1701217 | 8404037 | 5.2 | Services equipment | mechanical & electrical | Construction | 381.3039 | kg | 25 | 44 | 1 | FALSE | 1 | FALSE |  | 1.1 | 381.3039 | 1143.9116 | 5052 | Membrane (breather), polypropylene |  | 60 | D2 | 0 | 0 | 0 | 0 | 0 | 0 | 0 | 0 | 0
| Civic Offices | Cable containment tray basket trunking - general allowance (Services mechanical and electrical components (£ spent)) | 1701217 | 8404037 | 5.2 | Services equipment | mechanical & electrical | Construction | 381.3039 | kg | 25 | 44 | 1 | FALSE | 1 | FALSE |  | 1.1 | 381.3039 | 1143.9116 | 5052 | Membrane (breather), polypropylene |  | 60 | D3 | 0 | 0 | 0 | 0 | 0 | 0 | 0 | 0 | 0
| Civic Offices | Cable containment tray basket trunking - general allowance (Services mechanical and electrical components (£ spent)) | 1701217 | 8404037 | 5.2 | Services equipment | mechanical & electrical | Construction | 381.3039 | kg | 25 | 44 | 1 | FALSE | 1 | FALSE |  | 1.1 | 381.3039 | 1143.9116 | 5052 | Membrane (breather), polypropylene |  | 60 | D4 | 0 | 0 | 0 | 0 | 0 | 0 | 0 | 0 | 0
| Civic Offices | Cable containment tray basket trunking - general allowance (Services mechanical and electrical components (£ spent)) | 1701217 | 8404037 | 5.2 | Services equipment | mechanical & electrical | Construction | 381.3039 | kg | 25 | 44 | 1 | FALSE | 1 | FALSE |  | 1.1 | 381.3039 | 1143.9116 | 5052 | Membrane (breather), polypropylene |  | 25 | B4B5 | 2323.1416 | 5.4397e-05 | 13.0132 | 4.6661 | 1.5495 | 0.0027333 | 50314.925 | 284.2347 | 11.4004
| Civic Offices | Cable containment tray basket trunking - general allowance (Services mechanical and electrical components (£ spent)) | 1701217 | 8404037 | 5.2 | Services equipment | mechanical & electrical | Construction | 381.3039 | kg | 25 | 44 | 1 | FALSE | 1 | FALSE |  | 1.1 | 381.3039 | 1143.9116 | 5052 | Membrane (breather), polypropylene |  | 25 | D2 | 0 | 0 | 0 | 0 | 0 | 0 | 0 | 0 | 0
| Civic Offices | Cable containment tray basket trunking - general allowance (Services mechanical and electrical components (£ spent)) | 1701217 | 8404037 | 5.2 | Services equipment | mechanical & electrical | Construction | 381.3039 | kg | 25 | 44 | 1 | FALSE | 1 | FALSE |  | 1.1 | 381.3039 | 1143.9116 | 5052 | Membrane (breather), polypropylene |  | 25 | D3 | 0 | 0 | 0 | 0 | 0 | 0 | 0 | 0 | 0
| Civic Offices | Cable containment tray basket trunking - general allowance (Services mechanical and electrical components (£ spent)) | 1701217 | 8404037 | 5.2 | Services equipment | mechanical & electrical | Construction | 381.3039 | kg | 25 | 44 | 1 | FALSE | 1 | FALSE |  | 1.1 | 381.3039 | 1143.9116 | 5052 | Membrane (breather), polypropylene |  | 25 | D4 | 0 | 0 | 0 | 0 | 0 | 0 | 0 | 0 | 0
| Civic Offices | Cable containment tray basket trunking - general allowance (Services mechanical and electrical components (£ spent)) | 1701217 | 8404037 | 5.2 | Services equipment | mechanical & electrical | Construction | 381.3039 | kg | 25 | 44 | 1 | FALSE | 1 | FALSE |  | 1.1 | 381.3039 | 1143.9116 | 5052 | Membrane (breather), polypropylene |  | 50 | B4B5 | 2323.1416 | 5.4397e-05 | 13.0132 | 4.6661 | 1.5495 | 0.0027333 | 50314.925 | 284.2347 | 11.4004
| Civic Offices | Cable containment tray basket trunking - general allowance (Services mechanical and electrical components (£ spent)) | 1701217 | 8404037 | 5.2 | Services equipment | mechanical & electrical | Construction | 381.3039 | kg | 25 | 44 | 1 | FALSE | 1 | FALSE |  | 1.1 | 381.3039 | 1143.9116 | 5052 | Membrane (breather), polypropylene |  | 50 | D2 | 0 | 0 | 0 | 0 | 0 | 0 | 0 | 0 | 0
| Civic Offices | Cable containment tray basket trunking - general allowance (Services mechanical and electrical components (£ spent)) | 1701217 | 8404037 | 5.2 | Services equipment | mechanical & electrical | Construction | 381.3039 | kg | 25 | 44 | 1 | FALSE | 1 | FALSE |  | 1.1 | 381.3039 | 1143.9116 | 5052 | Membrane (breather), polypropylene |  | 50 | D3 | 0 | 0 | 0 | 0 | 0 | 0 | 0 | 0 | 0
| Civic Offices | Cable containment tray basket trunking - general allowance (Services mechanical and electrical components (£ spent)) | 1701217 | 8404037 | 5.2 | Services equipment | mechanical & electrical | Construction | 381.3039 | kg | 25 | 44 | 1 | FALSE | 1 | FALSE |  | 1.1 | 381.3039 | 1143.9116 | 5052 | Membrane (breather), polypropylene |  | 50 | D4 | 0 | 0 | 0 | 0 | 0 | 0 | 0 | 0 | 0
| Civic Offices | Sub main distribution cables including terminations and accessories (Services mechanical and electrical components (£ spent)) | 1701218 | 8404040 | 5.2 | Services equipment | mechanical & electrical | Construction | 296.3362 | kg | 25 | 44 | 1 | FALSE | 1 | FALSE |  | 1.05 | 296.3362 | 889.0086 | 5109 | Cladding sheet (outer sheet of composite panel), copper |  | 0 | A1A3 | 2142.2846 | 0.0017803 | 108.9533 | 72.7296 | 6.0225 | 0.49569 | 32505.4121 | 6345.4239 | 68.4779
| Civic Offices | Sub main distribution cables including terminations and accessories (Services mechanical and electrical components (£ spent)) | 1701218 | 8404040 | 5.2 | Services equipment | mechanical & electrical | Construction | 296.3362 | kg | 25 | 44 | 1 | FALSE | 1 | FALSE |  | 1.05 | 296.3362 | 889.0086 | 5109 | Cladding sheet (outer sheet of composite panel), copper |  | 0 | A4 | 6.0963 | 1.0954e-06 | 0.019961 | 0.0053952 | 0.0034054 | 2.1261e-05 | 90.8751 | 13.876 | 0.025087
| Civic Offices | Sub main distribution cables including terminations and accessories (Services mechanical and electrical components (£ spent)) | 1701218 | 8404040 | 5.2 | Services equipment | mechanical & electrical | Construction | 296.3362 | kg | 25 | 44 | 1 | FALSE | 1 | FALSE |  | 1.05 | 296.3362 | 889.0086 | 5109 | Cladding sheet (outer sheet of composite panel), copper |  | 0 | A5 | 0.0077018 | 2.0167e-09 | 5.3858e-05 | 1.7697e-05 | 8.9371e-06 | 1.0865e-08 | 0.18881 | 2.2225 | 0
| Civic Offices | Sub main distribution cables including terminations and accessories (Services mechanical and electrical components (£ spent)) | 1701218 | 8404040 | 5.2 | Services equipment | mechanical & electrical | Construction | 296.3362 | kg | 25 | 44 | 1 | FALSE | 1 | FALSE |  | 1.05 | 296.3362 | 889.0086 | 5109 | Cladding sheet (outer sheet of composite panel), copper |  | 0 | D2 | 0 | 0 | 0 | 0 | 0 | 0 | 0 | 0 | 0
| Civic Offices | Sub main distribution cables including terminations and accessories (Services mechanical and electrical components (£ spent)) | 1701218 | 8404040 | 5.2 | Services equipment | mechanical & electrical | Construction | 296.3362 | kg | 25 | 44 | 1 | FALSE | 1 | FALSE |  | 1.05 | 296.3362 | 889.0086 | 5109 | Cladding sheet (outer sheet of composite panel), copper |  | 0 | D3 | 0 | 0 | 0 | 0 | 0 | 0 | 0 | 0 | 0
| Civic Offices | Sub main distribution cables including terminations and accessories (Services mechanical and electrical components (£ spent)) | 1701218 | 8404040 | 5.2 | Services equipment | mechanical & electrical | Construction | 296.3362 | kg | 25 | 44 | 1 | FALSE | 1 | FALSE |  | 1.05 | 296.3362 | 889.0086 | 5109 | Cladding sheet (outer sheet of composite panel), copper |  | 0 | D4 | 0 | 0 | 0 | 0 | 0 | 0 | 0 | 0 | 0
| Civic Offices | Sub main distribution cables including terminations and accessories (Services mechanical and electrical components (£ spent)) | 1701218 | 8404040 | 5.2 | Services equipment | mechanical & electrical | Construction | 296.3362 | kg | 25 | 44 | 1 | FALSE | 1 | FALSE |  | 1.05 | 296.3362 | 889.0086 | 5109 | Cladding sheet (outer sheet of composite panel), copper |  | 60 | C2 | 0 | 0 | 0 | 0 | 0 | 0 | 0 | 0 | 0
| Civic Offices | Sub main distribution cables including terminations and accessories (Services mechanical and electrical components (£ spent)) | 1701218 | 8404040 | 5.2 | Services equipment | mechanical & electrical | Construction | 296.3362 | kg | 25 | 44 | 1 | FALSE | 1 | FALSE |  | 1.05 | 296.3362 | 889.0086 | 5109 | Cladding sheet (outer sheet of composite panel), copper |  | 60 | C4 | 0.15404 | 4.0335e-08 | 0.0010772 | 0.00035395 | 0.00017874 | 2.1729e-07 | 3.7762 | 44.4504 | 0.0077249
| Civic Offices | Sub main distribution cables including terminations and accessories (Services mechanical and electrical components (£ spent)) | 1701218 | 8404040 | 5.2 | Services equipment | mechanical & electrical | Construction | 296.3362 | kg | 25 | 44 | 1 | FALSE | 1 | FALSE |  | 1.05 | 296.3362 | 889.0086 | 5109 | Cladding sheet (outer sheet of composite panel), copper |  | 60 | D2 | 0 | 0 | 0 | 0 | 0 | 0 | 0 | 0 | 0
| Civic Offices | Sub main distribution cables including terminations and accessories (Services mechanical and electrical components (£ spent)) | 1701218 | 8404040 | 5.2 | Services equipment | mechanical & electrical | Construction | 296.3362 | kg | 25 | 44 | 1 | FALSE | 1 | FALSE |  | 1.05 | 296.3362 | 889.0086 | 5109 | Cladding sheet (outer sheet of composite panel), copper |  | 60 | D3 | 0 | 0 | 0 | 0 | 0 | 0 | 0 | 0 | 0
| Civic Offices | Sub main distribution cables including terminations and accessories (Services mechanical and electrical components (£ spent)) | 1701218 | 8404040 | 5.2 | Services equipment | mechanical & electrical | Construction | 296.3362 | kg | 25 | 44 | 1 | FALSE | 1 | FALSE |  | 1.05 | 296.3362 | 889.0086 | 5109 | Cladding sheet (outer sheet of composite panel), copper |  | 60 | D4 | 0 | 0 | 0 | 0 | 0 | 0 | 0 | 0 | 0
| Civic Offices | Sub main distribution cables including terminations and accessories (Services mechanical and electrical components (£ spent)) | 1701218 | 8404040 | 5.2 | Services equipment | mechanical & electrical | Construction | 296.3362 | kg | 25 | 44 | 1 | FALSE | 1 | FALSE |  | 1.05 | 296.3362 | 889.0086 | 5109 | Cladding sheet (outer sheet of composite panel), copper |  | 25 | B4B5 | 2148.5426 | 0.0017815 | 108.9744 | 72.7354 | 6.0261 | 0.49571 | 32600.2522 | 6405.9728 | 68.503
| Civic Offices | Sub main distribution cables including terminations and accessories (Services mechanical and electrical components (£ spent)) | 1701218 | 8404040 | 5.2 | Services equipment | mechanical & electrical | Construction | 296.3362 | kg | 25 | 44 | 1 | FALSE | 1 | FALSE |  | 1.05 | 296.3362 | 889.0086 | 5109 | Cladding sheet (outer sheet of composite panel), copper |  | 25 | D2 | 0 | 0 | 0 | 0 | 0 | 0 | 0 | 0 | 0
| Civic Offices | Sub main distribution cables including terminations and accessories (Services mechanical and electrical components (£ spent)) | 1701218 | 8404040 | 5.2 | Services equipment | mechanical & electrical | Construction | 296.3362 | kg | 25 | 44 | 1 | FALSE | 1 | FALSE |  | 1.05 | 296.3362 | 889.0086 | 5109 | Cladding sheet (outer sheet of composite panel), copper |  | 25 | D3 | 0 | 0 | 0 | 0 | 0 | 0 | 0 | 0 | 0
| Civic Offices | Sub main distribution cables including terminations and accessories (Services mechanical and electrical components (£ spent)) | 1701218 | 8404040 | 5.2 | Services equipment | mechanical & electrical | Construction | 296.3362 | kg | 25 | 44 | 1 | FALSE | 1 | FALSE |  | 1.05 | 296.3362 | 889.0086 | 5109 | Cladding sheet (outer sheet of composite panel), copper |  | 25 | D4 | 0 | 0 | 0 | 0 | 0 | 0 | 0 | 0 | 0
| Civic Offices | Sub main distribution cables including terminations and accessories (Services mechanical and electrical components (£ spent)) | 1701218 | 8404040 | 5.2 | Services equipment | mechanical & electrical | Construction | 296.3362 | kg | 25 | 44 | 1 | FALSE | 1 | FALSE |  | 1.05 | 296.3362 | 889.0086 | 5109 | Cladding sheet (outer sheet of composite panel), copper |  | 50 | B4B5 | 2148.5426 | 0.0017815 | 108.9744 | 72.7354 | 6.0261 | 0.49571 | 32600.2522 | 6405.9728 | 68.503
| Civic Offices | Sub main distribution cables including terminations and accessories (Services mechanical and electrical components (£ spent)) | 1701218 | 8404040 | 5.2 | Services equipment | mechanical & electrical | Construction | 296.3362 | kg | 25 | 44 | 1 | FALSE | 1 | FALSE |  | 1.05 | 296.3362 | 889.0086 | 5109 | Cladding sheet (outer sheet of composite panel), copper |  | 50 | D2 | 0 | 0 | 0 | 0 | 0 | 0 | 0 | 0 | 0
| Civic Offices | Sub main distribution cables including terminations and accessories (Services mechanical and electrical components (£ spent)) | 1701218 | 8404040 | 5.2 | Services equipment | mechanical & electrical | Construction | 296.3362 | kg | 25 | 44 | 1 | FALSE | 1 | FALSE |  | 1.05 | 296.3362 | 889.0086 | 5109 | Cladding sheet (outer sheet of composite panel), copper |  | 50 | D3 | 0 | 0 | 0 | 0 | 0 | 0 | 0 | 0 | 0
| Civic Offices | Sub main distribution cables including terminations and accessories (Services mechanical and electrical components (£ spent)) | 1701218 | 8404040 | 5.2 | Services equipment | mechanical & electrical | Construction | 296.3362 | kg | 25 | 44 | 1 | FALSE | 1 | FALSE |  | 1.05 | 296.3362 | 889.0086 | 5109 | Cladding sheet (outer sheet of composite panel), copper |  | 50 | D4 | 0 | 0 | 0 | 0 | 0 | 0 | 0 | 0 | 0
| Civic Offices | Sub main distribution cables including terminations and accessories (Services mechanical and electrical components (£ spent)) | 1701218 | 8404041 | 5.2 | Services equipment | mechanical & electrical | Construction | 1481.681 | kg | 25 | 44 | 1 | FALSE | 1 | FALSE |  | 1.05 | 1481.681 | 4445.0431 | 5443 | Cladding sheet (profiled, double skin), stainless steel |  | 0 | A1A3 | 7418.1201 | 0.00037386 | 45.0827 | 13.2768 | 5.2408 | 0.23286 | 96503.9045 | 9161.1163 | 227.3007
| Civic Offices | Sub main distribution cables including terminations and accessories (Services mechanical and electrical components (£ spent)) | 1701218 | 8404041 | 5.2 | Services equipment | mechanical & electrical | Construction | 1481.681 | kg | 25 | 44 | 1 | FALSE | 1 | FALSE |  | 1.05 | 1481.681 | 4445.0431 | 5443 | Cladding sheet (profiled, double skin), stainless steel |  | 0 | A4 | 64.5737 | 8.9355e-06 | 0.30702 | 0.057011 | 0.040532 | 0.00014381 | 944.8026 | 274.3824 | 0.26243
| Civic Offices | Sub main distribution cables including terminations and accessories (Services mechanical and electrical components (£ spent)) | 1701218 | 8404041 | 5.2 | Services equipment | mechanical & electrical | Construction | 1481.681 | kg | 25 | 44 | 1 | FALSE | 1 | FALSE |  | 1.05 | 1481.681 | 4445.0431 | 5443 | Cladding sheet (profiled, double skin), stainless steel |  | 0 | A5 | 0.038509 | 1.0084e-08 | 0.00026929 | 8.8487e-05 | 4.4686e-05 | 5.4323e-08 | 0.94406 | 11.1126 | 0
| Civic Offices | Sub main distribution cables including terminations and accessories (Services mechanical and electrical components (£ spent)) | 1701218 | 8404041 | 5.2 | Services equipment | mechanical & electrical | Construction | 1481.681 | kg | 25 | 44 | 1 | FALSE | 1 | FALSE |  | 1.05 | 1481.681 | 4445.0431 | 5443 | Cladding sheet (profiled, double skin), stainless steel |  | 0 | D2 | 0 | 0 | 0 | 0 | 0 | 0 | 0 | 0 | 0
| Civic Offices | Sub main distribution cables including terminations and accessories (Services mechanical and electrical components (£ spent)) | 1701218 | 8404041 | 5.2 | Services equipment | mechanical & electrical | Construction | 1481.681 | kg | 25 | 44 | 1 | FALSE | 1 | FALSE |  | 1.05 | 1481.681 | 4445.0431 | 5443 | Cladding sheet (profiled, double skin), stainless steel |  | 0 | D3 | 0 | 0 | 0 | 0 | 0 | 0 | 0 | 0 | 0
| Civic Offices | Sub main distribution cables including terminations and accessories (Services mechanical and electrical components (£ spent)) | 1701218 | 8404041 | 5.2 | Services equipment | mechanical & electrical | Construction | 1481.681 | kg | 25 | 44 | 1 | FALSE | 1 | FALSE |  | 1.05 | 1481.681 | 4445.0431 | 5443 | Cladding sheet (profiled, double skin), stainless steel |  | 0 | D4 | 0 | 0 | 0 | 0 | 0 | 0 | 0 | 0 | 0
| Civic Offices | Sub main distribution cables including terminations and accessories (Services mechanical and electrical components (£ spent)) | 1701218 | 8404041 | 5.2 | Services equipment | mechanical & electrical | Construction | 1481.681 | kg | 25 | 44 | 1 | FALSE | 1 | FALSE |  | 1.05 | 1481.681 | 4445.0431 | 5443 | Cladding sheet (profiled, double skin), stainless steel |  | 60 | C2 | 0 | 0 | 0 | 0 | 0 | 0 | 0 | 0 | 0
| Civic Offices | Sub main distribution cables including terminations and accessories (Services mechanical and electrical components (£ spent)) | 1701218 | 8404041 | 5.2 | Services equipment | mechanical & electrical | Construction | 1481.681 | kg | 25 | 44 | 1 | FALSE | 1 | FALSE |  | 1.05 | 1481.681 | 4445.0431 | 5443 | Cladding sheet (profiled, double skin), stainless steel |  | 60 | C4 | 0.77018 | 2.0167e-07 | 0.0053858 | 0.0017697 | 0.00089371 | 1.0865e-06 | 18.8812 | 222.2522 | 0.038625
| Civic Offices | Sub main distribution cables including terminations and accessories (Services mechanical and electrical components (£ spent)) | 1701218 | 8404041 | 5.2 | Services equipment | mechanical & electrical | Construction | 1481.681 | kg | 25 | 44 | 1 | FALSE | 1 | FALSE |  | 1.05 | 1481.681 | 4445.0431 | 5443 | Cladding sheet (profiled, double skin), stainless steel |  | 60 | D2 | 0 | 0 | 0 | 0 | 0 | 0 | 0 | 0 | 0
| Civic Offices | Sub main distribution cables including terminations and accessories (Services mechanical and electrical components (£ spent)) | 1701218 | 8404041 | 5.2 | Services equipment | mechanical & electrical | Construction | 1481.681 | kg | 25 | 44 | 1 | FALSE | 1 | FALSE |  | 1.05 | 1481.681 | 4445.0431 | 5443 | Cladding sheet (profiled, double skin), stainless steel |  | 60 | D3 | 0 | 0 | 0 | 0 | 0 | 0 | 0 | 0 | 0
| Civic Offices | Sub main distribution cables including terminations and accessories (Services mechanical and electrical components (£ spent)) | 1701218 | 8404041 | 5.2 | Services equipment | mechanical & electrical | Construction | 1481.681 | kg | 25 | 44 | 1 | FALSE | 1 | FALSE |  | 1.05 | 1481.681 | 4445.0431 | 5443 | Cladding sheet (profiled, double skin), stainless steel |  | 60 | D4 | 0 | 0 | 0 | 0 | 0 | 0 | 0 | 0 | 0
| Civic Offices | Sub main distribution cables including terminations and accessories (Services mechanical and electrical components (£ spent)) | 1701218 | 8404041 | 5.2 | Services equipment | mechanical & electrical | Construction | 1481.681 | kg | 25 | 44 | 1 | FALSE | 1 | FALSE |  | 1.05 | 1481.681 | 4445.0431 | 5443 | Cladding sheet (profiled, double skin), stainless steel |  | 25 | B4B5 | 7483.5025 | 0.00038301 | 45.3954 | 13.3356 | 5.2823 | 0.233 | 97468.5323 | 9668.8635 | 227.5631
| Civic Offices | Sub main distribution cables including terminations and accessories (Services mechanical and electrical components (£ spent)) | 1701218 | 8404041 | 5.2 | Services equipment | mechanical & electrical | Construction | 1481.681 | kg | 25 | 44 | 1 | FALSE | 1 | FALSE |  | 1.05 | 1481.681 | 4445.0431 | 5443 | Cladding sheet (profiled, double skin), stainless steel |  | 25 | D2 | 0 | 0 | 0 | 0 | 0 | 0 | 0 | 0 | 0
| Civic Offices | Sub main distribution cables including terminations and accessories (Services mechanical and electrical components (£ spent)) | 1701218 | 8404041 | 5.2 | Services equipment | mechanical & electrical | Construction | 1481.681 | kg | 25 | 44 | 1 | FALSE | 1 | FALSE |  | 1.05 | 1481.681 | 4445.0431 | 5443 | Cladding sheet (profiled, double skin), stainless steel |  | 25 | D3 | 0 | 0 | 0 | 0 | 0 | 0 | 0 | 0 | 0
| Civic Offices | Sub main distribution cables including terminations and accessories (Services mechanical and electrical components (£ spent)) | 1701218 | 8404041 | 5.2 | Services equipment | mechanical & electrical | Construction | 1481.681 | kg | 25 | 44 | 1 | FALSE | 1 | FALSE |  | 1.05 | 1481.681 | 4445.0431 | 5443 | Cladding sheet (profiled, double skin), stainless steel |  | 25 | D4 | 0 | 0 | 0 | 0 | 0 | 0 | 0 | 0 | 0
| Civic Offices | Sub main distribution cables including terminations and accessories (Services mechanical and electrical components (£ spent)) | 1701218 | 8404041 | 5.2 | Services equipment | mechanical & electrical | Construction | 1481.681 | kg | 25 | 44 | 1 | FALSE | 1 | FALSE |  | 1.05 | 1481.681 | 4445.0431 | 5443 | Cladding sheet (profiled, double skin), stainless steel |  | 50 | B4B5 | 7483.5025 | 0.00038301 | 45.3954 | 13.3356 | 5.2823 | 0.233 | 97468.5323 | 9668.8635 | 227.5631
| Civic Offices | Sub main distribution cables including terminations and accessories (Services mechanical and electrical components (£ spent)) | 1701218 | 8404041 | 5.2 | Services equipment | mechanical & electrical | Construction | 1481.681 | kg | 25 | 44 | 1 | FALSE | 1 | FALSE |  | 1.05 | 1481.681 | 4445.0431 | 5443 | Cladding sheet (profiled, double skin), stainless steel |  | 50 | D2 | 0 | 0 | 0 | 0 | 0 | 0 | 0 | 0 | 0
| Civic Offices | Sub main distribution cables including terminations and accessories (Services mechanical and electrical components (£ spent)) | 1701218 | 8404041 | 5.2 | Services equipment | mechanical & electrical | Construction | 1481.681 | kg | 25 | 44 | 1 | FALSE | 1 | FALSE |  | 1.05 | 1481.681 | 4445.0431 | 5443 | Cladding sheet (profiled, double skin), stainless steel |  | 50 | D3 | 0 | 0 | 0 | 0 | 0 | 0 | 0 | 0 | 0
| Civic Offices | Sub main distribution cables including terminations and accessories (Services mechanical and electrical components (£ spent)) | 1701218 | 8404041 | 5.2 | Services equipment | mechanical & electrical | Construction | 1481.681 | kg | 25 | 44 | 1 | FALSE | 1 | FALSE |  | 1.05 | 1481.681 | 4445.0431 | 5443 | Cladding sheet (profiled, double skin), stainless steel |  | 50 | D4 | 0 | 0 | 0 | 0 | 0 | 0 | 0 | 0 | 0
| Civic Offices | Sub main distribution cables including terminations and accessories (Services mechanical and electrical components (£ spent)) | 1701218 | 8404042 | 5.2 | Services equipment | mechanical & electrical | Construction | 296.3362 | kg | 25 | 44 | 1 | FALSE | 1 | FALSE |  | 1.1 | 296.3362 | 889.0086 | 5052 | Membrane (breather), polypropylene |  | 0 | A1A3 | 1790.6982 | 4.0892e-05 | 10.0853 | 2.9001 | 1.1981 | 0.0021012 | 38985.9523 | 154.6848 | 8.8346
| Civic Offices | Sub main distribution cables including terminations and accessories (Services mechanical and electrical components (£ spent)) | 1701218 | 8404042 | 5.2 | Services equipment | mechanical & electrical | Construction | 296.3362 | kg | 25 | 44 | 1 | FALSE | 1 | FALSE |  | 1.1 | 296.3362 | 889.0086 | 5052 | Membrane (breather), polypropylene |  | 0 | A4 | 6.176 | 1.1097e-06 | 0.020222 | 0.0054658 | 0.0034499 | 2.1539e-05 | 92.064 | 14.0575 | 0.025415
| Civic Offices | Sub main distribution cables including terminations and accessories (Services mechanical and electrical components (£ spent)) | 1701218 | 8404042 | 5.2 | Services equipment | mechanical & electrical | Construction | 296.3362 | kg | 25 | 44 | 1 | FALSE | 1 | FALSE |  | 1.1 | 296.3362 | 889.0086 | 5052 | Membrane (breather), polypropylene |  | 0 | A5 | 0.78102 | 2.4842e-08 | 0.00071915 | 0.065524 | 0.00023862 | 1.3879e-07 | 2.2733 | 4.7414 | 0
| Civic Offices | Sub main distribution cables including terminations and accessories (Services mechanical and electrical components (£ spent)) | 1701218 | 8404042 | 5.2 | Services equipment | mechanical & electrical | Construction | 296.3362 | kg | 25 | 44 | 1 | FALSE | 1 | FALSE |  | 1.1 | 296.3362 | 889.0086 | 5052 | Membrane (breather), polypropylene |  | 0 | D2 | 0 | 0 | 0 | 0 | 0 | 0 | 0 | 0 | 0
| Civic Offices | Sub main distribution cables including terminations and accessories (Services mechanical and electrical components (£ spent)) | 1701218 | 8404042 | 5.2 | Services equipment | mechanical & electrical | Construction | 296.3362 | kg | 25 | 44 | 1 | FALSE | 1 | FALSE |  | 1.1 | 296.3362 | 889.0086 | 5052 | Membrane (breather), polypropylene |  | 0 | D3 | 0 | 0 | 0 | 0 | 0 | 0 | 0 | 0 | 0
| Civic Offices | Sub main distribution cables including terminations and accessories (Services mechanical and electrical components (£ spent)) | 1701218 | 8404042 | 5.2 | Services equipment | mechanical & electrical | Construction | 296.3362 | kg | 25 | 44 | 1 | FALSE | 1 | FALSE |  | 1.1 | 296.3362 | 889.0086 | 5052 | Membrane (breather), polypropylene |  | 0 | D4 | 0 | 0 | 0 | 0 | 0 | 0 | 0 | 0 | 0
| Civic Offices | Sub main distribution cables including terminations and accessories (Services mechanical and electrical components (£ spent)) | 1701218 | 8404042 | 5.2 | Services equipment | mechanical & electrical | Construction | 296.3362 | kg | 25 | 44 | 1 | FALSE | 1 | FALSE |  | 1.1 | 296.3362 | 889.0086 | 5052 | Membrane (breather), polypropylene |  | 60 | C2 | 0 | 0 | 0 | 0 | 0 | 0 | 0 | 0 | 0
| Civic Offices | Sub main distribution cables including terminations and accessories (Services mechanical and electrical components (£ spent)) | 1701218 | 8404042 | 5.2 | Services equipment | mechanical & electrical | Construction | 296.3362 | kg | 25 | 44 | 1 | FALSE | 1 | FALSE |  | 1.1 | 296.3362 | 889.0086 | 5052 | Membrane (breather), polypropylene |  | 60 | C4 | 7.8102 | 2.4842e-07 | 0.0071915 | 0.65524 | 0.0023862 | 1.3879e-06 | 22.7326 | 47.4138 | 0.21988
| Civic Offices | Sub main distribution cables including terminations and accessories (Services mechanical and electrical components (£ spent)) | 1701218 | 8404042 | 5.2 | Services equipment | mechanical & electrical | Construction | 296.3362 | kg | 25 | 44 | 1 | FALSE | 1 | FALSE |  | 1.1 | 296.3362 | 889.0086 | 5052 | Membrane (breather), polypropylene |  | 60 | D2 | 0 | 0 | 0 | 0 | 0 | 0 | 0 | 0 | 0
| Civic Offices | Sub main distribution cables including terminations and accessories (Services mechanical and electrical components (£ spent)) | 1701218 | 8404042 | 5.2 | Services equipment | mechanical & electrical | Construction | 296.3362 | kg | 25 | 44 | 1 | FALSE | 1 | FALSE |  | 1.1 | 296.3362 | 889.0086 | 5052 | Membrane (breather), polypropylene |  | 60 | D3 | 0 | 0 | 0 | 0 | 0 | 0 | 0 | 0 | 0
| Civic Offices | Sub main distribution cables including terminations and accessories (Services mechanical and electrical components (£ spent)) | 1701218 | 8404042 | 5.2 | Services equipment | mechanical & electrical | Construction | 296.3362 | kg | 25 | 44 | 1 | FALSE | 1 | FALSE |  | 1.1 | 296.3362 | 889.0086 | 5052 | Membrane (breather), polypropylene |  | 60 | D4 | 0 | 0 | 0 | 0 | 0 | 0 | 0 | 0 | 0
| Civic Offices | Sub main distribution cables including terminations and accessories (Services mechanical and electrical components (£ spent)) | 1701218 | 8404042 | 5.2 | Services equipment | mechanical & electrical | Construction | 296.3362 | kg | 25 | 44 | 1 | FALSE | 1 | FALSE |  | 1.1 | 296.3362 | 889.0086 | 5052 | Membrane (breather), polypropylene |  | 25 | B4B5 | 1805.4655 | 4.2275e-05 | 10.1134 | 3.6264 | 1.2042 | 0.0021243 | 39103.0221 | 220.8974 | 8.86
| Civic Offices | Sub main distribution cables including terminations and accessories (Services mechanical and electrical components (£ spent)) | 1701218 | 8404042 | 5.2 | Services equipment | mechanical & electrical | Construction | 296.3362 | kg | 25 | 44 | 1 | FALSE | 1 | FALSE |  | 1.1 | 296.3362 | 889.0086 | 5052 | Membrane (breather), polypropylene |  | 25 | D2 | 0 | 0 | 0 | 0 | 0 | 0 | 0 | 0 | 0
| Civic Offices | Sub main distribution cables including terminations and accessories (Services mechanical and electrical components (£ spent)) | 1701218 | 8404042 | 5.2 | Services equipment | mechanical & electrical | Construction | 296.3362 | kg | 25 | 44 | 1 | FALSE | 1 | FALSE |  | 1.1 | 296.3362 | 889.0086 | 5052 | Membrane (breather), polypropylene |  | 25 | D3 | 0 | 0 | 0 | 0 | 0 | 0 | 0 | 0 | 0
| Civic Offices | Sub main distribution cables including terminations and accessories (Services mechanical and electrical components (£ spent)) | 1701218 | 8404042 | 5.2 | Services equipment | mechanical & electrical | Construction | 296.3362 | kg | 25 | 44 | 1 | FALSE | 1 | FALSE |  | 1.1 | 296.3362 | 889.0086 | 5052 | Membrane (breather), polypropylene |  | 25 | D4 | 0 | 0 | 0 | 0 | 0 | 0 | 0 | 0 | 0
| Civic Offices | Sub main distribution cables including terminations and accessories (Services mechanical and electrical components (£ spent)) | 1701218 | 8404042 | 5.2 | Services equipment | mechanical & electrical | Construction | 296.3362 | kg | 25 | 44 | 1 | FALSE | 1 | FALSE |  | 1.1 | 296.3362 | 889.0086 | 5052 | Membrane (breather), polypropylene |  | 50 | B4B5 | 1805.4655 | 4.2275e-05 | 10.1134 | 3.6264 | 1.2042 | 0.0021243 | 39103.0221 | 220.8974 | 8.86
| Civic Offices | Sub main distribution cables including terminations and accessories (Services mechanical and electrical components (£ spent)) | 1701218 | 8404042 | 5.2 | Services equipment | mechanical & electrical | Construction | 296.3362 | kg | 25 | 44 | 1 | FALSE | 1 | FALSE |  | 1.1 | 296.3362 | 889.0086 | 5052 | Membrane (breather), polypropylene |  | 50 | D2 | 0 | 0 | 0 | 0 | 0 | 0 | 0 | 0 | 0
| Civic Offices | Sub main distribution cables including terminations and accessories (Services mechanical and electrical components (£ spent)) | 1701218 | 8404042 | 5.2 | Services equipment | mechanical & electrical | Construction | 296.3362 | kg | 25 | 44 | 1 | FALSE | 1 | FALSE |  | 1.1 | 296.3362 | 889.0086 | 5052 | Membrane (breather), polypropylene |  | 50 | D3 | 0 | 0 | 0 | 0 | 0 | 0 | 0 | 0 | 0
| Civic Offices | Sub main distribution cables including terminations and accessories (Services mechanical and electrical components (£ spent)) | 1701218 | 8404042 | 5.2 | Services equipment | mechanical & electrical | Construction | 296.3362 | kg | 25 | 44 | 1 | FALSE | 1 | FALSE |  | 1.1 | 296.3362 | 889.0086 | 5052 | Membrane (breather), polypropylene |  | 50 | D4 | 0 | 0 | 0 | 0 | 0 | 0 | 0 | 0 | 0
| Civic Offices | supplies to mechanical plant (Services mechanical and electrical components (£ spent)) | 1701219 | 8404045 | 5.2 | Services equipment | mechanical & electrical | Construction | 124.4612 | kg | 25 | 44 | 1 | FALSE | 1 | FALSE |  | 1.05 | 124.4612 | 373.3836 | 5109 | Cladding sheet (outer sheet of composite panel), copper |  | 0 | A1A3 | 899.7595 | 0.00074774 | 45.7604 | 30.5464 | 2.5295 | 0.20819 | 13652.2731 | 2665.078 | 28.7607
| Civic Offices | supplies to mechanical plant (Services mechanical and electrical components (£ spent)) | 1701219 | 8404045 | 5.2 | Services equipment | mechanical & electrical | Construction | 124.4612 | kg | 25 | 44 | 1 | FALSE | 1 | FALSE |  | 1.05 | 124.4612 | 373.3836 | 5109 | Cladding sheet (outer sheet of composite panel), copper |  | 0 | A4 | 2.5604 | 4.6005e-07 | 0.0083838 | 0.002266 | 0.0014303 | 8.9295e-06 | 38.1676 | 5.8279 | 0.010537
| Civic Offices | supplies to mechanical plant (Services mechanical and electrical components (£ spent)) | 1701219 | 8404045 | 5.2 | Services equipment | mechanical & electrical | Construction | 124.4612 | kg | 25 | 44 | 1 | FALSE | 1 | FALSE |  | 1.05 | 124.4612 | 373.3836 | 5109 | Cladding sheet (outer sheet of composite panel), copper |  | 0 | A5 | 0.0032347 | 8.4703e-10 | 2.262e-05 | 7.4329e-06 | 3.7536e-06 | 4.5631e-09 | 0.079301 | 0.93346 | 0
| Civic Offices | supplies to mechanical plant (Services mechanical and electrical components (£ spent)) | 1701219 | 8404045 | 5.2 | Services equipment | mechanical & electrical | Construction | 124.4612 | kg | 25 | 44 | 1 | FALSE | 1 | FALSE |  | 1.05 | 124.4612 | 373.3836 | 5109 | Cladding sheet (outer sheet of composite panel), copper |  | 0 | D2 | 0 | 0 | 0 | 0 | 0 | 0 | 0 | 0 | 0
| Civic Offices | supplies to mechanical plant (Services mechanical and electrical components (£ spent)) | 1701219 | 8404045 | 5.2 | Services equipment | mechanical & electrical | Construction | 124.4612 | kg | 25 | 44 | 1 | FALSE | 1 | FALSE |  | 1.05 | 124.4612 | 373.3836 | 5109 | Cladding sheet (outer sheet of composite panel), copper |  | 0 | D3 | 0 | 0 | 0 | 0 | 0 | 0 | 0 | 0 | 0
| Civic Offices | supplies to mechanical plant (Services mechanical and electrical components (£ spent)) | 1701219 | 8404045 | 5.2 | Services equipment | mechanical & electrical | Construction | 124.4612 | kg | 25 | 44 | 1 | FALSE | 1 | FALSE |  | 1.05 | 124.4612 | 373.3836 | 5109 | Cladding sheet (outer sheet of composite panel), copper |  | 0 | D4 | 0 | 0 | 0 | 0 | 0 | 0 | 0 | 0 | 0
| Civic Offices | supplies to mechanical plant (Services mechanical and electrical components (£ spent)) | 1701219 | 8404045 | 5.2 | Services equipment | mechanical & electrical | Construction | 124.4612 | kg | 25 | 44 | 1 | FALSE | 1 | FALSE |  | 1.05 | 124.4612 | 373.3836 | 5109 | Cladding sheet (outer sheet of composite panel), copper |  | 60 | C2 | 0 | 0 | 0 | 0 | 0 | 0 | 0 | 0 | 0
| Civic Offices | supplies to mechanical plant (Services mechanical and electrical components (£ spent)) | 1701219 | 8404045 | 5.2 | Services equipment | mechanical & electrical | Construction | 124.4612 | kg | 25 | 44 | 1 | FALSE | 1 | FALSE |  | 1.05 | 124.4612 | 373.3836 | 5109 | Cladding sheet (outer sheet of composite panel), copper |  | 60 | C4 | 0.064695 | 1.6941e-08 | 0.00045241 | 0.00014866 | 7.5072e-05 | 9.1262e-08 | 1.586 | 18.6692 | 0.0032445
| Civic Offices | supplies to mechanical plant (Services mechanical and electrical components (£ spent)) | 1701219 | 8404045 | 5.2 | Services equipment | mechanical & electrical | Construction | 124.4612 | kg | 25 | 44 | 1 | FALSE | 1 | FALSE |  | 1.05 | 124.4612 | 373.3836 | 5109 | Cladding sheet (outer sheet of composite panel), copper |  | 60 | D2 | 0 | 0 | 0 | 0 | 0 | 0 | 0 | 0 | 0
| Civic Offices | supplies to mechanical plant (Services mechanical and electrical components (£ spent)) | 1701219 | 8404045 | 5.2 | Services equipment | mechanical & electrical | Construction | 124.4612 | kg | 25 | 44 | 1 | FALSE | 1 | FALSE |  | 1.05 | 124.4612 | 373.3836 | 5109 | Cladding sheet (outer sheet of composite panel), copper |  | 60 | D3 | 0 | 0 | 0 | 0 | 0 | 0 | 0 | 0 | 0
| Civic Offices | supplies to mechanical plant (Services mechanical and electrical components (£ spent)) | 1701219 | 8404045 | 5.2 | Services equipment | mechanical & electrical | Construction | 124.4612 | kg | 25 | 44 | 1 | FALSE | 1 | FALSE |  | 1.05 | 124.4612 | 373.3836 | 5109 | Cladding sheet (outer sheet of composite panel), copper |  | 60 | D4 | 0 | 0 | 0 | 0 | 0 | 0 | 0 | 0 | 0
| Civic Offices | supplies to mechanical plant (Services mechanical and electrical components (£ spent)) | 1701219 | 8404045 | 5.2 | Services equipment | mechanical & electrical | Construction | 124.4612 | kg | 25 | 44 | 1 | FALSE | 1 | FALSE |  | 1.05 | 124.4612 | 373.3836 | 5109 | Cladding sheet (outer sheet of composite panel), copper |  | 25 | B4B5 | 902.3879 | 0.00074822 | 45.7693 | 30.5489 | 2.531 | 0.2082 | 13692.1059 | 2690.5086 | 28.7713
| Civic Offices | supplies to mechanical plant (Services mechanical and electrical components (£ spent)) | 1701219 | 8404045 | 5.2 | Services equipment | mechanical & electrical | Construction | 124.4612 | kg | 25 | 44 | 1 | FALSE | 1 | FALSE |  | 1.05 | 124.4612 | 373.3836 | 5109 | Cladding sheet (outer sheet of composite panel), copper |  | 25 | D2 | 0 | 0 | 0 | 0 | 0 | 0 | 0 | 0 | 0
| Civic Offices | supplies to mechanical plant (Services mechanical and electrical components (£ spent)) | 1701219 | 8404045 | 5.2 | Services equipment | mechanical & electrical | Construction | 124.4612 | kg | 25 | 44 | 1 | FALSE | 1 | FALSE |  | 1.05 | 124.4612 | 373.3836 | 5109 | Cladding sheet (outer sheet of composite panel), copper |  | 25 | D3 | 0 | 0 | 0 | 0 | 0 | 0 | 0 | 0 | 0
| Civic Offices | supplies to mechanical plant (Services mechanical and electrical components (£ spent)) | 1701219 | 8404045 | 5.2 | Services equipment | mechanical & electrical | Construction | 124.4612 | kg | 25 | 44 | 1 | FALSE | 1 | FALSE |  | 1.05 | 124.4612 | 373.3836 | 5109 | Cladding sheet (outer sheet of composite panel), copper |  | 25 | D4 | 0 | 0 | 0 | 0 | 0 | 0 | 0 | 0 | 0
| Civic Offices | supplies to mechanical plant (Services mechanical and electrical components (£ spent)) | 1701219 | 8404045 | 5.2 | Services equipment | mechanical & electrical | Construction | 124.4612 | kg | 25 | 44 | 1 | FALSE | 1 | FALSE |  | 1.05 | 124.4612 | 373.3836 | 5109 | Cladding sheet (outer sheet of composite panel), copper |  | 50 | B4B5 | 902.3879 | 0.00074822 | 45.7693 | 30.5489 | 2.531 | 0.2082 | 13692.1059 | 2690.5086 | 28.7713
| Civic Offices | supplies to mechanical plant (Services mechanical and electrical components (£ spent)) | 1701219 | 8404045 | 5.2 | Services equipment | mechanical & electrical | Construction | 124.4612 | kg | 25 | 44 | 1 | FALSE | 1 | FALSE |  | 1.05 | 124.4612 | 373.3836 | 5109 | Cladding sheet (outer sheet of composite panel), copper |  | 50 | D2 | 0 | 0 | 0 | 0 | 0 | 0 | 0 | 0 | 0
| Civic Offices | supplies to mechanical plant (Services mechanical and electrical components (£ spent)) | 1701219 | 8404045 | 5.2 | Services equipment | mechanical & electrical | Construction | 124.4612 | kg | 25 | 44 | 1 | FALSE | 1 | FALSE |  | 1.05 | 124.4612 | 373.3836 | 5109 | Cladding sheet (outer sheet of composite panel), copper |  | 50 | D3 | 0 | 0 | 0 | 0 | 0 | 0 | 0 | 0 | 0
| Civic Offices | supplies to mechanical plant (Services mechanical and electrical components (£ spent)) | 1701219 | 8404045 | 5.2 | Services equipment | mechanical & electrical | Construction | 124.4612 | kg | 25 | 44 | 1 | FALSE | 1 | FALSE |  | 1.05 | 124.4612 | 373.3836 | 5109 | Cladding sheet (outer sheet of composite panel), copper |  | 50 | D4 | 0 | 0 | 0 | 0 | 0 | 0 | 0 | 0 | 0
| Civic Offices | supplies to mechanical plant (Services mechanical and electrical components (£ spent)) | 1701219 | 8404046 | 5.2 | Services equipment | mechanical & electrical | Construction | 622.306 | kg | 25 | 44 | 1 | FALSE | 1 | FALSE |  | 1.05 | 622.306 | 1866.9181 | 5443 | Cladding sheet (profiled, double skin), stainless steel |  | 0 | A1A3 | 3115.6104 | 0.00015702 | 18.9347 | 5.5762 | 2.2011 | 0.0978 | 40531.6399 | 3847.6689 | 95.4663
| Civic Offices | supplies to mechanical plant (Services mechanical and electrical components (£ spent)) | 1701219 | 8404046 | 5.2 | Services equipment | mechanical & electrical | Construction | 622.306 | kg | 25 | 44 | 1 | FALSE | 1 | FALSE |  | 1.05 | 622.306 | 1866.9181 | 5443 | Cladding sheet (profiled, double skin), stainless steel |  | 0 | A4 | 27.121 | 3.7529e-06 | 0.12895 | 0.023945 | 0.017023 | 6.0398e-05 | 396.8171 | 115.2406 | 0.11022
| Civic Offices | supplies to mechanical plant (Services mechanical and electrical components (£ spent)) | 1701219 | 8404046 | 5.2 | Services equipment | mechanical & electrical | Construction | 622.306 | kg | 25 | 44 | 1 | FALSE | 1 | FALSE |  | 1.05 | 622.306 | 1866.9181 | 5443 | Cladding sheet (profiled, double skin), stainless steel |  | 0 | A5 | 0.016174 | 4.2352e-09 | 0.0001131 | 3.7165e-05 | 1.8768e-05 | 2.2816e-08 | 0.39651 | 4.6673 | 0
| Civic Offices | supplies to mechanical plant (Services mechanical and electrical components (£ spent)) | 1701219 | 8404046 | 5.2 | Services equipment | mechanical & electrical | Construction | 622.306 | kg | 25 | 44 | 1 | FALSE | 1 | FALSE |  | 1.05 | 622.306 | 1866.9181 | 5443 | Cladding sheet (profiled, double skin), stainless steel |  | 0 | D2 | 0 | 0 | 0 | 0 | 0 | 0 | 0 | 0 | 0
| Civic Offices | supplies to mechanical plant (Services mechanical and electrical components (£ spent)) | 1701219 | 8404046 | 5.2 | Services equipment | mechanical & electrical | Construction | 622.306 | kg | 25 | 44 | 1 | FALSE | 1 | FALSE |  | 1.05 | 622.306 | 1866.9181 | 5443 | Cladding sheet (profiled, double skin), stainless steel |  | 0 | D3 | 0 | 0 | 0 | 0 | 0 | 0 | 0 | 0 | 0
| Civic Offices | supplies to mechanical plant (Services mechanical and electrical components (£ spent)) | 1701219 | 8404046 | 5.2 | Services equipment | mechanical & electrical | Construction | 622.306 | kg | 25 | 44 | 1 | FALSE | 1 | FALSE |  | 1.05 | 622.306 | 1866.9181 | 5443 | Cladding sheet (profiled, double skin), stainless steel |  | 0 | D4 | 0 | 0 | 0 | 0 | 0 | 0 | 0 | 0 | 0
| Civic Offices | supplies to mechanical plant (Services mechanical and electrical components (£ spent)) | 1701219 | 8404046 | 5.2 | Services equipment | mechanical & electrical | Construction | 622.306 | kg | 25 | 44 | 1 | FALSE | 1 | FALSE |  | 1.05 | 622.306 | 1866.9181 | 5443 | Cladding sheet (profiled, double skin), stainless steel |  | 60 | C2 | 0 | 0 | 0 | 0 | 0 | 0 | 0 | 0 | 0
| Civic Offices | supplies to mechanical plant (Services mechanical and electrical components (£ spent)) | 1701219 | 8404046 | 5.2 | Services equipment | mechanical & electrical | Construction | 622.306 | kg | 25 | 44 | 1 | FALSE | 1 | FALSE |  | 1.05 | 622.306 | 1866.9181 | 5443 | Cladding sheet (profiled, double skin), stainless steel |  | 60 | C4 | 0.32347 | 8.4703e-08 | 0.002262 | 0.00074329 | 0.00037536 | 4.5631e-07 | 7.9301 | 93.3459 | 0.016222
| Civic Offices | supplies to mechanical plant (Services mechanical and electrical components (£ spent)) | 1701219 | 8404046 | 5.2 | Services equipment | mechanical & electrical | Construction | 622.306 | kg | 25 | 44 | 1 | FALSE | 1 | FALSE |  | 1.05 | 622.306 | 1866.9181 | 5443 | Cladding sheet (profiled, double skin), stainless steel |  | 60 | D2 | 0 | 0 | 0 | 0 | 0 | 0 | 0 | 0 | 0
| Civic Offices | supplies to mechanical plant (Services mechanical and electrical components (£ spent)) | 1701219 | 8404046 | 5.2 | Services equipment | mechanical & electrical | Construction | 622.306 | kg | 25 | 44 | 1 | FALSE | 1 | FALSE |  | 1.05 | 622.306 | 1866.9181 | 5443 | Cladding sheet (profiled, double skin), stainless steel |  | 60 | D3 | 0 | 0 | 0 | 0 | 0 | 0 | 0 | 0 | 0
| Civic Offices | supplies to mechanical plant (Services mechanical and electrical components (£ spent)) | 1701219 | 8404046 | 5.2 | Services equipment | mechanical & electrical | Construction | 622.306 | kg | 25 | 44 | 1 | FALSE | 1 | FALSE |  | 1.05 | 622.306 | 1866.9181 | 5443 | Cladding sheet (profiled, double skin), stainless steel |  | 60 | D4 | 0 | 0 | 0 | 0 | 0 | 0 | 0 | 0 | 0
| Civic Offices | supplies to mechanical plant (Services mechanical and electrical components (£ spent)) | 1701219 | 8404046 | 5.2 | Services equipment | mechanical & electrical | Construction | 622.306 | kg | 25 | 44 | 1 | FALSE | 1 | FALSE |  | 1.05 | 622.306 | 1866.9181 | 5443 | Cladding sheet (profiled, double skin), stainless steel |  | 25 | B4B5 | 3143.071 | 0.00016086 | 19.0661 | 5.601 | 2.2186 | 0.097861 | 40936.7836 | 4060.9227 | 95.5765
| Civic Offices | supplies to mechanical plant (Services mechanical and electrical components (£ spent)) | 1701219 | 8404046 | 5.2 | Services equipment | mechanical & electrical | Construction | 622.306 | kg | 25 | 44 | 1 | FALSE | 1 | FALSE |  | 1.05 | 622.306 | 1866.9181 | 5443 | Cladding sheet (profiled, double skin), stainless steel |  | 25 | D2 | 0 | 0 | 0 | 0 | 0 | 0 | 0 | 0 | 0
| Civic Offices | supplies to mechanical plant (Services mechanical and electrical components (£ spent)) | 1701219 | 8404046 | 5.2 | Services equipment | mechanical & electrical | Construction | 622.306 | kg | 25 | 44 | 1 | FALSE | 1 | FALSE |  | 1.05 | 622.306 | 1866.9181 | 5443 | Cladding sheet (profiled, double skin), stainless steel |  | 25 | D3 | 0 | 0 | 0 | 0 | 0 | 0 | 0 | 0 | 0
| Civic Offices | supplies to mechanical plant (Services mechanical and electrical components (£ spent)) | 1701219 | 8404046 | 5.2 | Services equipment | mechanical & electrical | Construction | 622.306 | kg | 25 | 44 | 1 | FALSE | 1 | FALSE |  | 1.05 | 622.306 | 1866.9181 | 5443 | Cladding sheet (profiled, double skin), stainless steel |  | 25 | D4 | 0 | 0 | 0 | 0 | 0 | 0 | 0 | 0 | 0
| Civic Offices | supplies to mechanical plant (Services mechanical and electrical components (£ spent)) | 1701219 | 8404046 | 5.2 | Services equipment | mechanical & electrical | Construction | 622.306 | kg | 25 | 44 | 1 | FALSE | 1 | FALSE |  | 1.05 | 622.306 | 1866.9181 | 5443 | Cladding sheet (profiled, double skin), stainless steel |  | 50 | B4B5 | 3143.071 | 0.00016086 | 19.0661 | 5.601 | 2.2186 | 0.097861 | 40936.7836 | 4060.9227 | 95.5765
| Civic Offices | supplies to mechanical plant (Services mechanical and electrical components (£ spent)) | 1701219 | 8404046 | 5.2 | Services equipment | mechanical & electrical | Construction | 622.306 | kg | 25 | 44 | 1 | FALSE | 1 | FALSE |  | 1.05 | 622.306 | 1866.9181 | 5443 | Cladding sheet (profiled, double skin), stainless steel |  | 50 | D2 | 0 | 0 | 0 | 0 | 0 | 0 | 0 | 0 | 0
| Civic Offices | supplies to mechanical plant (Services mechanical and electrical components (£ spent)) | 1701219 | 8404046 | 5.2 | Services equipment | mechanical & electrical | Construction | 622.306 | kg | 25 | 44 | 1 | FALSE | 1 | FALSE |  | 1.05 | 622.306 | 1866.9181 | 5443 | Cladding sheet (profiled, double skin), stainless steel |  | 50 | D3 | 0 | 0 | 0 | 0 | 0 | 0 | 0 | 0 | 0
| Civic Offices | supplies to mechanical plant (Services mechanical and electrical components (£ spent)) | 1701219 | 8404046 | 5.2 | Services equipment | mechanical & electrical | Construction | 622.306 | kg | 25 | 44 | 1 | FALSE | 1 | FALSE |  | 1.05 | 622.306 | 1866.9181 | 5443 | Cladding sheet (profiled, double skin), stainless steel |  | 50 | D4 | 0 | 0 | 0 | 0 | 0 | 0 | 0 | 0 | 0
| Civic Offices | supplies to mechanical plant (Services mechanical and electrical components (£ spent)) | 1701219 | 8404047 | 5.2 | Services equipment | mechanical & electrical | Construction | 124.4612 | kg | 25 | 44 | 1 | FALSE | 1 | FALSE |  | 1.1 | 124.4612 | 373.3836 | 5052 | Membrane (breather), polypropylene |  | 0 | A1A3 | 752.0932 | 1.7175e-05 | 4.2358 | 1.2181 | 0.50322 | 0.0008825 | 16374.1 | 64.9676 | 3.7105
| Civic Offices | supplies to mechanical plant (Services mechanical and electrical components (£ spent)) | 1701219 | 8404047 | 5.2 | Services equipment | mechanical & electrical | Construction | 124.4612 | kg | 25 | 44 | 1 | FALSE | 1 | FALSE |  | 1.1 | 124.4612 | 373.3836 | 5052 | Membrane (breather), polypropylene |  | 0 | A4 | 2.5939 | 4.6607e-07 | 0.0084934 | 0.0022956 | 0.001449 | 9.0463e-06 | 38.6669 | 5.9041 | 0.010674
| Civic Offices | supplies to mechanical plant (Services mechanical and electrical components (£ spent)) | 1701219 | 8404047 | 5.2 | Services equipment | mechanical & electrical | Construction | 124.4612 | kg | 25 | 44 | 1 | FALSE | 1 | FALSE |  | 1.1 | 124.4612 | 373.3836 | 5052 | Membrane (breather), polypropylene |  | 0 | A5 | 0.32803 | 1.0433e-08 | 0.00030204 | 0.02752 | 0.00010022 | 5.8293e-08 | 0.95477 | 1.9914 | 0
| Civic Offices | supplies to mechanical plant (Services mechanical and electrical components (£ spent)) | 1701219 | 8404047 | 5.2 | Services equipment | mechanical & electrical | Construction | 124.4612 | kg | 25 | 44 | 1 | FALSE | 1 | FALSE |  | 1.1 | 124.4612 | 373.3836 | 5052 | Membrane (breather), polypropylene |  | 0 | D2 | 0 | 0 | 0 | 0 | 0 | 0 | 0 | 0 | 0
| Civic Offices | supplies to mechanical plant (Services mechanical and electrical components (£ spent)) | 1701219 | 8404047 | 5.2 | Services equipment | mechanical & electrical | Construction | 124.4612 | kg | 25 | 44 | 1 | FALSE | 1 | FALSE |  | 1.1 | 124.4612 | 373.3836 | 5052 | Membrane (breather), polypropylene |  | 0 | D3 | 0 | 0 | 0 | 0 | 0 | 0 | 0 | 0 | 0
| Civic Offices | supplies to mechanical plant (Services mechanical and electrical components (£ spent)) | 1701219 | 8404047 | 5.2 | Services equipment | mechanical & electrical | Construction | 124.4612 | kg | 25 | 44 | 1 | FALSE | 1 | FALSE |  | 1.1 | 124.4612 | 373.3836 | 5052 | Membrane (breather), polypropylene |  | 0 | D4 | 0 | 0 | 0 | 0 | 0 | 0 | 0 | 0 | 0
| Civic Offices | supplies to mechanical plant (Services mechanical and electrical components (£ spent)) | 1701219 | 8404047 | 5.2 | Services equipment | mechanical & electrical | Construction | 124.4612 | kg | 25 | 44 | 1 | FALSE | 1 | FALSE |  | 1.1 | 124.4612 | 373.3836 | 5052 | Membrane (breather), polypropylene |  | 60 | C2 | 0 | 0 | 0 | 0 | 0 | 0 | 0 | 0 | 0
| Civic Offices | supplies to mechanical plant (Services mechanical and electrical components (£ spent)) | 1701219 | 8404047 | 5.2 | Services equipment | mechanical & electrical | Construction | 124.4612 | kg | 25 | 44 | 1 | FALSE | 1 | FALSE |  | 1.1 | 124.4612 | 373.3836 | 5052 | Membrane (breather), polypropylene |  | 60 | C4 | 3.2803 | 1.0433e-07 | 0.0030204 | 0.2752 | 0.0010022 | 5.8293e-07 | 9.5477 | 19.9138 | 0.092349
| Civic Offices | supplies to mechanical plant (Services mechanical and electrical components (£ spent)) | 1701219 | 8404047 | 5.2 | Services equipment | mechanical & electrical | Construction | 124.4612 | kg | 25 | 44 | 1 | FALSE | 1 | FALSE |  | 1.1 | 124.4612 | 373.3836 | 5052 | Membrane (breather), polypropylene |  | 60 | D2 | 0 | 0 | 0 | 0 | 0 | 0 | 0 | 0 | 0
| Civic Offices | supplies to mechanical plant (Services mechanical and electrical components (£ spent)) | 1701219 | 8404047 | 5.2 | Services equipment | mechanical & electrical | Construction | 124.4612 | kg | 25 | 44 | 1 | FALSE | 1 | FALSE |  | 1.1 | 124.4612 | 373.3836 | 5052 | Membrane (breather), polypropylene |  | 60 | D3 | 0 | 0 | 0 | 0 | 0 | 0 | 0 | 0 | 0
| Civic Offices | supplies to mechanical plant (Services mechanical and electrical components (£ spent)) | 1701219 | 8404047 | 5.2 | Services equipment | mechanical & electrical | Construction | 124.4612 | kg | 25 | 44 | 1 | FALSE | 1 | FALSE |  | 1.1 | 124.4612 | 373.3836 | 5052 | Membrane (breather), polypropylene |  | 60 | D4 | 0 | 0 | 0 | 0 | 0 | 0 | 0 | 0 | 0
| Civic Offices | supplies to mechanical plant (Services mechanical and electrical components (£ spent)) | 1701219 | 8404047 | 5.2 | Services equipment | mechanical & electrical | Construction | 124.4612 | kg | 25 | 44 | 1 | FALSE | 1 | FALSE |  | 1.1 | 124.4612 | 373.3836 | 5052 | Membrane (breather), polypropylene |  | 25 | B4B5 | 758.2955 | 1.7756e-05 | 4.2476 | 1.5231 | 0.50577 | 0.00089219 | 16423.2693 | 92.7769 | 3.7212
| Civic Offices | supplies to mechanical plant (Services mechanical and electrical components (£ spent)) | 1701219 | 8404047 | 5.2 | Services equipment | mechanical & electrical | Construction | 124.4612 | kg | 25 | 44 | 1 | FALSE | 1 | FALSE |  | 1.1 | 124.4612 | 373.3836 | 5052 | Membrane (breather), polypropylene |  | 25 | D2 | 0 | 0 | 0 | 0 | 0 | 0 | 0 | 0 | 0
| Civic Offices | supplies to mechanical plant (Services mechanical and electrical components (£ spent)) | 1701219 | 8404047 | 5.2 | Services equipment | mechanical & electrical | Construction | 124.4612 | kg | 25 | 44 | 1 | FALSE | 1 | FALSE |  | 1.1 | 124.4612 | 373.3836 | 5052 | Membrane (breather), polypropylene |  | 25 | D3 | 0 | 0 | 0 | 0 | 0 | 0 | 0 | 0 | 0
| Civic Offices | supplies to mechanical plant (Services mechanical and electrical components (£ spent)) | 1701219 | 8404047 | 5.2 | Services equipment | mechanical & electrical | Construction | 124.4612 | kg | 25 | 44 | 1 | FALSE | 1 | FALSE |  | 1.1 | 124.4612 | 373.3836 | 5052 | Membrane (breather), polypropylene |  | 25 | D4 | 0 | 0 | 0 | 0 | 0 | 0 | 0 | 0 | 0
| Civic Offices | supplies to mechanical plant (Services mechanical and electrical components (£ spent)) | 1701219 | 8404047 | 5.2 | Services equipment | mechanical & electrical | Construction | 124.4612 | kg | 25 | 44 | 1 | FALSE | 1 | FALSE |  | 1.1 | 124.4612 | 373.3836 | 5052 | Membrane (breather), polypropylene |  | 50 | B4B5 | 758.2955 | 1.7756e-05 | 4.2476 | 1.5231 | 0.50577 | 0.00089219 | 16423.2693 | 92.7769 | 3.7212
| Civic Offices | supplies to mechanical plant (Services mechanical and electrical components (£ spent)) | 1701219 | 8404047 | 5.2 | Services equipment | mechanical & electrical | Construction | 124.4612 | kg | 25 | 44 | 1 | FALSE | 1 | FALSE |  | 1.1 | 124.4612 | 373.3836 | 5052 | Membrane (breather), polypropylene |  | 50 | D2 | 0 | 0 | 0 | 0 | 0 | 0 | 0 | 0 | 0
| Civic Offices | supplies to mechanical plant (Services mechanical and electrical components (£ spent)) | 1701219 | 8404047 | 5.2 | Services equipment | mechanical & electrical | Construction | 124.4612 | kg | 25 | 44 | 1 | FALSE | 1 | FALSE |  | 1.1 | 124.4612 | 373.3836 | 5052 | Membrane (breather), polypropylene |  | 50 | D3 | 0 | 0 | 0 | 0 | 0 | 0 | 0 | 0 | 0
| Civic Offices | supplies to mechanical plant (Services mechanical and electrical components (£ spent)) | 1701219 | 8404047 | 5.2 | Services equipment | mechanical & electrical | Construction | 124.4612 | kg | 25 | 44 | 1 | FALSE | 1 | FALSE |  | 1.1 | 124.4612 | 373.3836 | 5052 | Membrane (breather), polypropylene |  | 50 | D4 | 0 | 0 | 0 | 0 | 0 | 0 | 0 | 0 | 0
| Civic Offices | electrical general power allowance socket outlets fused spurs and other power supplies generally 1 per 9m2 of non circulation space including conduits cables and fittings (Services mechanical and electrical components (£ spent)) | 1701220 | 8404050 | 5.2 | Services equipment | mechanical & electrical | Construction | 423.4914 | kg | 25 | 44 | 1 | FALSE | 1 | FALSE |  | 1.05 | 423.4914 | 1270.4741 | 5109 | Cladding sheet (outer sheet of composite panel), copper |  | 0 | A1A3 | 3061.5194 | 0.0025443 | 155.7042 | 103.9372 | 8.6067 | 0.70838 | 46453.1889 | 9068.1876 | 97.8612
| Civic Offices | electrical general power allowance socket outlets fused spurs and other power supplies generally 1 per 9m2 of non circulation space including conduits cables and fittings (Services mechanical and electrical components (£ spent)) | 1701220 | 8404050 | 5.2 | Services equipment | mechanical & electrical | Construction | 423.4914 | kg | 25 | 44 | 1 | FALSE | 1 | FALSE |  | 1.05 | 423.4914 | 1270.4741 | 5109 | Cladding sheet (outer sheet of composite panel), copper |  | 0 | A4 | 8.7122 | 1.5654e-06 | 0.028527 | 0.0077103 | 0.0048666 | 3.0383e-05 | 129.8688 | 19.83 | 0.035852
| Civic Offices | electrical general power allowance socket outlets fused spurs and other power supplies generally 1 per 9m2 of non circulation space including conduits cables and fittings (Services mechanical and electrical components (£ spent)) | 1701220 | 8404050 | 5.2 | Services equipment | mechanical & electrical | Construction | 423.4914 | kg | 25 | 44 | 1 | FALSE | 1 | FALSE |  | 1.05 | 423.4914 | 1270.4741 | 5109 | Cladding sheet (outer sheet of composite panel), copper |  | 0 | A5 | 0.011007 | 2.8821e-09 | 7.6968e-05 | 2.5291e-05 | 1.2772e-05 | 1.5526e-08 | 0.26983 | 3.1762 | 0
| Civic Offices | electrical general power allowance socket outlets fused spurs and other power supplies generally 1 per 9m2 of non circulation space including conduits cables and fittings (Services mechanical and electrical components (£ spent)) | 1701220 | 8404050 | 5.2 | Services equipment | mechanical & electrical | Construction | 423.4914 | kg | 25 | 44 | 1 | FALSE | 1 | FALSE |  | 1.05 | 423.4914 | 1270.4741 | 5109 | Cladding sheet (outer sheet of composite panel), copper |  | 0 | D2 | 0 | 0 | 0 | 0 | 0 | 0 | 0 | 0 | 0
| Civic Offices | electrical general power allowance socket outlets fused spurs and other power supplies generally 1 per 9m2 of non circulation space including conduits cables and fittings (Services mechanical and electrical components (£ spent)) | 1701220 | 8404050 | 5.2 | Services equipment | mechanical & electrical | Construction | 423.4914 | kg | 25 | 44 | 1 | FALSE | 1 | FALSE |  | 1.05 | 423.4914 | 1270.4741 | 5109 | Cladding sheet (outer sheet of composite panel), copper |  | 0 | D3 | 0 | 0 | 0 | 0 | 0 | 0 | 0 | 0 | 0
| Civic Offices | electrical general power allowance socket outlets fused spurs and other power supplies generally 1 per 9m2 of non circulation space including conduits cables and fittings (Services mechanical and electrical components (£ spent)) | 1701220 | 8404050 | 5.2 | Services equipment | mechanical & electrical | Construction | 423.4914 | kg | 25 | 44 | 1 | FALSE | 1 | FALSE |  | 1.05 | 423.4914 | 1270.4741 | 5109 | Cladding sheet (outer sheet of composite panel), copper |  | 0 | D4 | 0 | 0 | 0 | 0 | 0 | 0 | 0 | 0 | 0
| Civic Offices | electrical general power allowance socket outlets fused spurs and other power supplies generally 1 per 9m2 of non circulation space including conduits cables and fittings (Services mechanical and electrical components (£ spent)) | 1701220 | 8404050 | 5.2 | Services equipment | mechanical & electrical | Construction | 423.4914 | kg | 25 | 44 | 1 | FALSE | 1 | FALSE |  | 1.05 | 423.4914 | 1270.4741 | 5109 | Cladding sheet (outer sheet of composite panel), copper |  | 60 | C2 | 0 | 0 | 0 | 0 | 0 | 0 | 0 | 0 | 0
| Civic Offices | electrical general power allowance socket outlets fused spurs and other power supplies generally 1 per 9m2 of non circulation space including conduits cables and fittings (Services mechanical and electrical components (£ spent)) | 1701220 | 8404050 | 5.2 | Services equipment | mechanical & electrical | Construction | 423.4914 | kg | 25 | 44 | 1 | FALSE | 1 | FALSE |  | 1.05 | 423.4914 | 1270.4741 | 5109 | Cladding sheet (outer sheet of composite panel), copper |  | 60 | C4 | 0.22013 | 5.7642e-08 | 0.0015394 | 0.00050583 | 0.00025544 | 3.1053e-07 | 5.3966 | 63.5237 | 0.01104
| Civic Offices | electrical general power allowance socket outlets fused spurs and other power supplies generally 1 per 9m2 of non circulation space including conduits cables and fittings (Services mechanical and electrical components (£ spent)) | 1701220 | 8404050 | 5.2 | Services equipment | mechanical & electrical | Construction | 423.4914 | kg | 25 | 44 | 1 | FALSE | 1 | FALSE |  | 1.05 | 423.4914 | 1270.4741 | 5109 | Cladding sheet (outer sheet of composite panel), copper |  | 60 | D2 | 0 | 0 | 0 | 0 | 0 | 0 | 0 | 0 | 0
| Civic Offices | electrical general power allowance socket outlets fused spurs and other power supplies generally 1 per 9m2 of non circulation space including conduits cables and fittings (Services mechanical and electrical components (£ spent)) | 1701220 | 8404050 | 5.2 | Services equipment | mechanical & electrical | Construction | 423.4914 | kg | 25 | 44 | 1 | FALSE | 1 | FALSE |  | 1.05 | 423.4914 | 1270.4741 | 5109 | Cladding sheet (outer sheet of composite panel), copper |  | 60 | D3 | 0 | 0 | 0 | 0 | 0 | 0 | 0 | 0 | 0
| Civic Offices | electrical general power allowance socket outlets fused spurs and other power supplies generally 1 per 9m2 of non circulation space including conduits cables and fittings (Services mechanical and electrical components (£ spent)) | 1701220 | 8404050 | 5.2 | Services equipment | mechanical & electrical | Construction | 423.4914 | kg | 25 | 44 | 1 | FALSE | 1 | FALSE |  | 1.05 | 423.4914 | 1270.4741 | 5109 | Cladding sheet (outer sheet of composite panel), copper |  | 60 | D4 | 0 | 0 | 0 | 0 | 0 | 0 | 0 | 0 | 0
| Civic Offices | electrical general power allowance socket outlets fused spurs and other power supplies generally 1 per 9m2 of non circulation space including conduits cables and fittings (Services mechanical and electrical components (£ spent)) | 1701220 | 8404050 | 5.2 | Services equipment | mechanical & electrical | Construction | 423.4914 | kg | 25 | 44 | 1 | FALSE | 1 | FALSE |  | 1.05 | 423.4914 | 1270.4741 | 5109 | Cladding sheet (outer sheet of composite panel), copper |  | 25 | B4B5 | 3070.4627 | 0.0025459 | 155.7344 | 103.9455 | 8.6118 | 0.70841 | 46588.7241 | 9154.7175 | 97.897
| Civic Offices | electrical general power allowance socket outlets fused spurs and other power supplies generally 1 per 9m2 of non circulation space including conduits cables and fittings (Services mechanical and electrical components (£ spent)) | 1701220 | 8404050 | 5.2 | Services equipment | mechanical & electrical | Construction | 423.4914 | kg | 25 | 44 | 1 | FALSE | 1 | FALSE |  | 1.05 | 423.4914 | 1270.4741 | 5109 | Cladding sheet (outer sheet of composite panel), copper |  | 25 | D2 | 0 | 0 | 0 | 0 | 0 | 0 | 0 | 0 | 0
| Civic Offices | electrical general power allowance socket outlets fused spurs and other power supplies generally 1 per 9m2 of non circulation space including conduits cables and fittings (Services mechanical and electrical components (£ spent)) | 1701220 | 8404050 | 5.2 | Services equipment | mechanical & electrical | Construction | 423.4914 | kg | 25 | 44 | 1 | FALSE | 1 | FALSE |  | 1.05 | 423.4914 | 1270.4741 | 5109 | Cladding sheet (outer sheet of composite panel), copper |  | 25 | D3 | 0 | 0 | 0 | 0 | 0 | 0 | 0 | 0 | 0
| Civic Offices | electrical general power allowance socket outlets fused spurs and other power supplies generally 1 per 9m2 of non circulation space including conduits cables and fittings (Services mechanical and electrical components (£ spent)) | 1701220 | 8404050 | 5.2 | Services equipment | mechanical & electrical | Construction | 423.4914 | kg | 25 | 44 | 1 | FALSE | 1 | FALSE |  | 1.05 | 423.4914 | 1270.4741 | 5109 | Cladding sheet (outer sheet of composite panel), copper |  | 25 | D4 | 0 | 0 | 0 | 0 | 0 | 0 | 0 | 0 | 0
| Civic Offices | electrical general power allowance socket outlets fused spurs and other power supplies generally 1 per 9m2 of non circulation space including conduits cables and fittings (Services mechanical and electrical components (£ spent)) | 1701220 | 8404050 | 5.2 | Services equipment | mechanical & electrical | Construction | 423.4914 | kg | 25 | 44 | 1 | FALSE | 1 | FALSE |  | 1.05 | 423.4914 | 1270.4741 | 5109 | Cladding sheet (outer sheet of composite panel), copper |  | 50 | B4B5 | 3070.4627 | 0.0025459 | 155.7344 | 103.9455 | 8.6118 | 0.70841 | 46588.7241 | 9154.7175 | 97.897
| Civic Offices | electrical general power allowance socket outlets fused spurs and other power supplies generally 1 per 9m2 of non circulation space including conduits cables and fittings (Services mechanical and electrical components (£ spent)) | 1701220 | 8404050 | 5.2 | Services equipment | mechanical & electrical | Construction | 423.4914 | kg | 25 | 44 | 1 | FALSE | 1 | FALSE |  | 1.05 | 423.4914 | 1270.4741 | 5109 | Cladding sheet (outer sheet of composite panel), copper |  | 50 | D2 | 0 | 0 | 0 | 0 | 0 | 0 | 0 | 0 | 0
| Civic Offices | electrical general power allowance socket outlets fused spurs and other power supplies generally 1 per 9m2 of non circulation space including conduits cables and fittings (Services mechanical and electrical components (£ spent)) | 1701220 | 8404050 | 5.2 | Services equipment | mechanical & electrical | Construction | 423.4914 | kg | 25 | 44 | 1 | FALSE | 1 | FALSE |  | 1.05 | 423.4914 | 1270.4741 | 5109 | Cladding sheet (outer sheet of composite panel), copper |  | 50 | D3 | 0 | 0 | 0 | 0 | 0 | 0 | 0 | 0 | 0
| Civic Offices | electrical general power allowance socket outlets fused spurs and other power supplies generally 1 per 9m2 of non circulation space including conduits cables and fittings (Services mechanical and electrical components (£ spent)) | 1701220 | 8404050 | 5.2 | Services equipment | mechanical & electrical | Construction | 423.4914 | kg | 25 | 44 | 1 | FALSE | 1 | FALSE |  | 1.05 | 423.4914 | 1270.4741 | 5109 | Cladding sheet (outer sheet of composite panel), copper |  | 50 | D4 | 0 | 0 | 0 | 0 | 0 | 0 | 0 | 0 | 0
| Civic Offices | electrical general power allowance socket outlets fused spurs and other power supplies generally 1 per 9m2 of non circulation space including conduits cables and fittings (Services mechanical and electrical components (£ spent)) | 1701220 | 8404051 | 5.2 | Services equipment | mechanical & electrical | Construction | 2117.4569 | kg | 25 | 44 | 1 | FALSE | 1 | FALSE |  | 1.05 | 2117.4569 | 6352.3707 | 5443 | Cladding sheet (profiled, double skin), stainless steel |  | 0 | A1A3 | 10601.1679 | 0.00053428 | 64.4273 | 18.9737 | 7.4896 | 0.33277 | 137912.8526 | 13092.0681 | 324.8333
| Civic Offices | electrical general power allowance socket outlets fused spurs and other power supplies generally 1 per 9m2 of non circulation space including conduits cables and fittings (Services mechanical and electrical components (£ spent)) | 1701220 | 8404051 | 5.2 | Services equipment | mechanical & electrical | Construction | 2117.4569 | kg | 25 | 44 | 1 | FALSE | 1 | FALSE |  | 1.05 | 2117.4569 | 6352.3707 | 5443 | Cladding sheet (profiled, double skin), stainless steel |  | 0 | A4 | 92.2817 | 1.277e-05 | 0.43877 | 0.081474 | 0.057924 | 0.00020551 | 1350.2088 | 392.1174 | 0.37504
| Civic Offices | electrical general power allowance socket outlets fused spurs and other power supplies generally 1 per 9m2 of non circulation space including conduits cables and fittings (Services mechanical and electrical components (£ spent)) | 1701220 | 8404051 | 5.2 | Services equipment | mechanical & electrical | Construction | 2117.4569 | kg | 25 | 44 | 1 | FALSE | 1 | FALSE |  | 1.05 | 2117.4569 | 6352.3707 | 5443 | Cladding sheet (profiled, double skin), stainless steel |  | 0 | A5 | 0.055033 | 1.4411e-08 | 0.00038484 | 0.00012646 | 6.386e-05 | 7.7632e-08 | 1.3491 | 15.8809 | 0
| Civic Offices | electrical general power allowance socket outlets fused spurs and other power supplies generally 1 per 9m2 of non circulation space including conduits cables and fittings (Services mechanical and electrical components (£ spent)) | 1701220 | 8404051 | 5.2 | Services equipment | mechanical & electrical | Construction | 2117.4569 | kg | 25 | 44 | 1 | FALSE | 1 | FALSE |  | 1.05 | 2117.4569 | 6352.3707 | 5443 | Cladding sheet (profiled, double skin), stainless steel |  | 0 | D2 | 0 | 0 | 0 | 0 | 0 | 0 | 0 | 0 | 0
| Civic Offices | electrical general power allowance socket outlets fused spurs and other power supplies generally 1 per 9m2 of non circulation space including conduits cables and fittings (Services mechanical and electrical components (£ spent)) | 1701220 | 8404051 | 5.2 | Services equipment | mechanical & electrical | Construction | 2117.4569 | kg | 25 | 44 | 1 | FALSE | 1 | FALSE |  | 1.05 | 2117.4569 | 6352.3707 | 5443 | Cladding sheet (profiled, double skin), stainless steel |  | 0 | D3 | 0 | 0 | 0 | 0 | 0 | 0 | 0 | 0 | 0
| Civic Offices | electrical general power allowance socket outlets fused spurs and other power supplies generally 1 per 9m2 of non circulation space including conduits cables and fittings (Services mechanical and electrical components (£ spent)) | 1701220 | 8404051 | 5.2 | Services equipment | mechanical & electrical | Construction | 2117.4569 | kg | 25 | 44 | 1 | FALSE | 1 | FALSE |  | 1.05 | 2117.4569 | 6352.3707 | 5443 | Cladding sheet (profiled, double skin), stainless steel |  | 0 | D4 | 0 | 0 | 0 | 0 | 0 | 0 | 0 | 0 | 0
| Civic Offices | electrical general power allowance socket outlets fused spurs and other power supplies generally 1 per 9m2 of non circulation space including conduits cables and fittings (Services mechanical and electrical components (£ spent)) | 1701220 | 8404051 | 5.2 | Services equipment | mechanical & electrical | Construction | 2117.4569 | kg | 25 | 44 | 1 | FALSE | 1 | FALSE |  | 1.05 | 2117.4569 | 6352.3707 | 5443 | Cladding sheet (profiled, double skin), stainless steel |  | 60 | C2 | 0 | 0 | 0 | 0 | 0 | 0 | 0 | 0 | 0
| Civic Offices | electrical general power allowance socket outlets fused spurs and other power supplies generally 1 per 9m2 of non circulation space including conduits cables and fittings (Services mechanical and electrical components (£ spent)) | 1701220 | 8404051 | 5.2 | Services equipment | mechanical & electrical | Construction | 2117.4569 | kg | 25 | 44 | 1 | FALSE | 1 | FALSE |  | 1.05 | 2117.4569 | 6352.3707 | 5443 | Cladding sheet (profiled, double skin), stainless steel |  | 60 | C4 | 1.1007 | 2.8821e-07 | 0.0076968 | 0.0025291 | 0.0012772 | 1.5526e-06 | 26.983 | 317.6185 | 0.055198
| Civic Offices | electrical general power allowance socket outlets fused spurs and other power supplies generally 1 per 9m2 of non circulation space including conduits cables and fittings (Services mechanical and electrical components (£ spent)) | 1701220 | 8404051 | 5.2 | Services equipment | mechanical & electrical | Construction | 2117.4569 | kg | 25 | 44 | 1 | FALSE | 1 | FALSE |  | 1.05 | 2117.4569 | 6352.3707 | 5443 | Cladding sheet (profiled, double skin), stainless steel |  | 60 | D2 | 0 | 0 | 0 | 0 | 0 | 0 | 0 | 0 | 0
| Civic Offices | electrical general power allowance socket outlets fused spurs and other power supplies generally 1 per 9m2 of non circulation space including conduits cables and fittings (Services mechanical and electrical components (£ spent)) | 1701220 | 8404051 | 5.2 | Services equipment | mechanical & electrical | Construction | 2117.4569 | kg | 25 | 44 | 1 | FALSE | 1 | FALSE |  | 1.05 | 2117.4569 | 6352.3707 | 5443 | Cladding sheet (profiled, double skin), stainless steel |  | 60 | D3 | 0 | 0 | 0 | 0 | 0 | 0 | 0 | 0 | 0
| Civic Offices | electrical general power allowance socket outlets fused spurs and other power supplies generally 1 per 9m2 of non circulation space including conduits cables and fittings (Services mechanical and electrical components (£ spent)) | 1701220 | 8404051 | 5.2 | Services equipment | mechanical & electrical | Construction | 2117.4569 | kg | 25 | 44 | 1 | FALSE | 1 | FALSE |  | 1.05 | 2117.4569 | 6352.3707 | 5443 | Cladding sheet (profiled, double skin), stainless steel |  | 60 | D4 | 0 | 0 | 0 | 0 | 0 | 0 | 0 | 0 | 0
| Civic Offices | electrical general power allowance socket outlets fused spurs and other power supplies generally 1 per 9m2 of non circulation space including conduits cables and fittings (Services mechanical and electrical components (£ spent)) | 1701220 | 8404051 | 5.2 | Services equipment | mechanical & electrical | Construction | 2117.4569 | kg | 25 | 44 | 1 | FALSE | 1 | FALSE |  | 1.05 | 2117.4569 | 6352.3707 | 5443 | Cladding sheet (profiled, double skin), stainless steel |  | 25 | B4B5 | 10694.6053 | 0.00054736 | 64.8741 | 19.0578 | 7.5489 | 0.33298 | 139291.3935 | 13817.6849 | 325.2084
| Civic Offices | electrical general power allowance socket outlets fused spurs and other power supplies generally 1 per 9m2 of non circulation space including conduits cables and fittings (Services mechanical and electrical components (£ spent)) | 1701220 | 8404051 | 5.2 | Services equipment | mechanical & electrical | Construction | 2117.4569 | kg | 25 | 44 | 1 | FALSE | 1 | FALSE |  | 1.05 | 2117.4569 | 6352.3707 | 5443 | Cladding sheet (profiled, double skin), stainless steel |  | 25 | D2 | 0 | 0 | 0 | 0 | 0 | 0 | 0 | 0 | 0
| Civic Offices | electrical general power allowance socket outlets fused spurs and other power supplies generally 1 per 9m2 of non circulation space including conduits cables and fittings (Services mechanical and electrical components (£ spent)) | 1701220 | 8404051 | 5.2 | Services equipment | mechanical & electrical | Construction | 2117.4569 | kg | 25 | 44 | 1 | FALSE | 1 | FALSE |  | 1.05 | 2117.4569 | 6352.3707 | 5443 | Cladding sheet (profiled, double skin), stainless steel |  | 25 | D3 | 0 | 0 | 0 | 0 | 0 | 0 | 0 | 0 | 0
| Civic Offices | electrical general power allowance socket outlets fused spurs and other power supplies generally 1 per 9m2 of non circulation space including conduits cables and fittings (Services mechanical and electrical components (£ spent)) | 1701220 | 8404051 | 5.2 | Services equipment | mechanical & electrical | Construction | 2117.4569 | kg | 25 | 44 | 1 | FALSE | 1 | FALSE |  | 1.05 | 2117.4569 | 6352.3707 | 5443 | Cladding sheet (profiled, double skin), stainless steel |  | 25 | D4 | 0 | 0 | 0 | 0 | 0 | 0 | 0 | 0 | 0
| Civic Offices | electrical general power allowance socket outlets fused spurs and other power supplies generally 1 per 9m2 of non circulation space including conduits cables and fittings (Services mechanical and electrical components (£ spent)) | 1701220 | 8404051 | 5.2 | Services equipment | mechanical & electrical | Construction | 2117.4569 | kg | 25 | 44 | 1 | FALSE | 1 | FALSE |  | 1.05 | 2117.4569 | 6352.3707 | 5443 | Cladding sheet (profiled, double skin), stainless steel |  | 50 | B4B5 | 10694.6053 | 0.00054736 | 64.8741 | 19.0578 | 7.5489 | 0.33298 | 139291.3935 | 13817.6849 | 325.2084
| Civic Offices | electrical general power allowance socket outlets fused spurs and other power supplies generally 1 per 9m2 of non circulation space including conduits cables and fittings (Services mechanical and electrical components (£ spent)) | 1701220 | 8404051 | 5.2 | Services equipment | mechanical & electrical | Construction | 2117.4569 | kg | 25 | 44 | 1 | FALSE | 1 | FALSE |  | 1.05 | 2117.4569 | 6352.3707 | 5443 | Cladding sheet (profiled, double skin), stainless steel |  | 50 | D2 | 0 | 0 | 0 | 0 | 0 | 0 | 0 | 0 | 0
| Civic Offices | electrical general power allowance socket outlets fused spurs and other power supplies generally 1 per 9m2 of non circulation space including conduits cables and fittings (Services mechanical and electrical components (£ spent)) | 1701220 | 8404051 | 5.2 | Services equipment | mechanical & electrical | Construction | 2117.4569 | kg | 25 | 44 | 1 | FALSE | 1 | FALSE |  | 1.05 | 2117.4569 | 6352.3707 | 5443 | Cladding sheet (profiled, double skin), stainless steel |  | 50 | D3 | 0 | 0 | 0 | 0 | 0 | 0 | 0 | 0 | 0
| Civic Offices | electrical general power allowance socket outlets fused spurs and other power supplies generally 1 per 9m2 of non circulation space including conduits cables and fittings (Services mechanical and electrical components (£ spent)) | 1701220 | 8404051 | 5.2 | Services equipment | mechanical & electrical | Construction | 2117.4569 | kg | 25 | 44 | 1 | FALSE | 1 | FALSE |  | 1.05 | 2117.4569 | 6352.3707 | 5443 | Cladding sheet (profiled, double skin), stainless steel |  | 50 | D4 | 0 | 0 | 0 | 0 | 0 | 0 | 0 | 0 | 0
| Civic Offices | electrical general power allowance socket outlets fused spurs and other power supplies generally 1 per 9m2 of non circulation space including conduits cables and fittings (Services mechanical and electrical components (£ spent)) | 1701220 | 8404052 | 5.2 | Services equipment | mechanical & electrical | Construction | 423.4914 | kg | 25 | 44 | 1 | FALSE | 1 | FALSE |  | 1.1 | 423.4914 | 1270.4741 | 5052 | Membrane (breather), polypropylene |  | 0 | A1A3 | 2559.0705 | 5.8439e-05 | 14.4127 | 4.1445 | 1.7122 | 0.0030028 | 55714.47 | 221.0586 | 12.6255
| Civic Offices | electrical general power allowance socket outlets fused spurs and other power supplies generally 1 per 9m2 of non circulation space including conduits cables and fittings (Services mechanical and electrical components (£ spent)) | 1701220 | 8404052 | 5.2 | Services equipment | mechanical & electrical | Construction | 423.4914 | kg | 25 | 44 | 1 | FALSE | 1 | FALSE |  | 1.1 | 423.4914 | 1270.4741 | 5052 | Membrane (breather), polypropylene |  | 0 | A4 | 8.8261 | 1.5858e-06 | 0.0289 | 0.0078112 | 0.0049303 | 3.0781e-05 | 131.5678 | 20.0894 | 0.036321
| Civic Offices | electrical general power allowance socket outlets fused spurs and other power supplies generally 1 per 9m2 of non circulation space including conduits cables and fittings (Services mechanical and electrical components (£ spent)) | 1701220 | 8404052 | 5.2 | Services equipment | mechanical & electrical | Construction | 423.4914 | kg | 25 | 44 | 1 | FALSE | 1 | FALSE |  | 1.1 | 423.4914 | 1270.4741 | 5052 | Membrane (breather), polypropylene |  | 0 | A5 | 1.1162 | 3.5501e-08 | 0.0010277 | 0.09364 | 0.00034101 | 1.9835e-07 | 3.2487 | 6.7759 | 0
| Civic Offices | electrical general power allowance socket outlets fused spurs and other power supplies generally 1 per 9m2 of non circulation space including conduits cables and fittings (Services mechanical and electrical components (£ spent)) | 1701220 | 8404052 | 5.2 | Services equipment | mechanical & electrical | Construction | 423.4914 | kg | 25 | 44 | 1 | FALSE | 1 | FALSE |  | 1.1 | 423.4914 | 1270.4741 | 5052 | Membrane (breather), polypropylene |  | 0 | D2 | 0 | 0 | 0 | 0 | 0 | 0 | 0 | 0 | 0
| Civic Offices | electrical general power allowance socket outlets fused spurs and other power supplies generally 1 per 9m2 of non circulation space including conduits cables and fittings (Services mechanical and electrical components (£ spent)) | 1701220 | 8404052 | 5.2 | Services equipment | mechanical & electrical | Construction | 423.4914 | kg | 25 | 44 | 1 | FALSE | 1 | FALSE |  | 1.1 | 423.4914 | 1270.4741 | 5052 | Membrane (breather), polypropylene |  | 0 | D3 | 0 | 0 | 0 | 0 | 0 | 0 | 0 | 0 | 0
| Civic Offices | electrical general power allowance socket outlets fused spurs and other power supplies generally 1 per 9m2 of non circulation space including conduits cables and fittings (Services mechanical and electrical components (£ spent)) | 1701220 | 8404052 | 5.2 | Services equipment | mechanical & electrical | Construction | 423.4914 | kg | 25 | 44 | 1 | FALSE | 1 | FALSE |  | 1.1 | 423.4914 | 1270.4741 | 5052 | Membrane (breather), polypropylene |  | 0 | D4 | 0 | 0 | 0 | 0 | 0 | 0 | 0 | 0 | 0
| Civic Offices | electrical general power allowance socket outlets fused spurs and other power supplies generally 1 per 9m2 of non circulation space including conduits cables and fittings (Services mechanical and electrical components (£ spent)) | 1701220 | 8404052 | 5.2 | Services equipment | mechanical & electrical | Construction | 423.4914 | kg | 25 | 44 | 1 | FALSE | 1 | FALSE |  | 1.1 | 423.4914 | 1270.4741 | 5052 | Membrane (breather), polypropylene |  | 60 | C2 | 0 | 0 | 0 | 0 | 0 | 0 | 0 | 0 | 0
| Civic Offices | electrical general power allowance socket outlets fused spurs and other power supplies generally 1 per 9m2 of non circulation space including conduits cables and fittings (Services mechanical and electrical components (£ spent)) | 1701220 | 8404052 | 5.2 | Services equipment | mechanical & electrical | Construction | 423.4914 | kg | 25 | 44 | 1 | FALSE | 1 | FALSE |  | 1.1 | 423.4914 | 1270.4741 | 5052 | Membrane (breather), polypropylene |  | 60 | C4 | 11.1615 | 3.5501e-07 | 0.010277 | 0.9364 | 0.0034101 | 1.9835e-06 | 32.487 | 67.7586 | 0.31422
| Civic Offices | electrical general power allowance socket outlets fused spurs and other power supplies generally 1 per 9m2 of non circulation space including conduits cables and fittings (Services mechanical and electrical components (£ spent)) | 1701220 | 8404052 | 5.2 | Services equipment | mechanical & electrical | Construction | 423.4914 | kg | 25 | 44 | 1 | FALSE | 1 | FALSE |  | 1.1 | 423.4914 | 1270.4741 | 5052 | Membrane (breather), polypropylene |  | 60 | D2 | 0 | 0 | 0 | 0 | 0 | 0 | 0 | 0 | 0
| Civic Offices | electrical general power allowance socket outlets fused spurs and other power supplies generally 1 per 9m2 of non circulation space including conduits cables and fittings (Services mechanical and electrical components (£ spent)) | 1701220 | 8404052 | 5.2 | Services equipment | mechanical & electrical | Construction | 423.4914 | kg | 25 | 44 | 1 | FALSE | 1 | FALSE |  | 1.1 | 423.4914 | 1270.4741 | 5052 | Membrane (breather), polypropylene |  | 60 | D3 | 0 | 0 | 0 | 0 | 0 | 0 | 0 | 0 | 0
| Civic Offices | electrical general power allowance socket outlets fused spurs and other power supplies generally 1 per 9m2 of non circulation space including conduits cables and fittings (Services mechanical and electrical components (£ spent)) | 1701220 | 8404052 | 5.2 | Services equipment | mechanical & electrical | Construction | 423.4914 | kg | 25 | 44 | 1 | FALSE | 1 | FALSE |  | 1.1 | 423.4914 | 1270.4741 | 5052 | Membrane (breather), polypropylene |  | 60 | D4 | 0 | 0 | 0 | 0 | 0 | 0 | 0 | 0 | 0
| Civic Offices | electrical general power allowance socket outlets fused spurs and other power supplies generally 1 per 9m2 of non circulation space including conduits cables and fittings (Services mechanical and electrical components (£ spent)) | 1701220 | 8404052 | 5.2 | Services equipment | mechanical & electrical | Construction | 423.4914 | kg | 25 | 44 | 1 | FALSE | 1 | FALSE |  | 1.1 | 423.4914 | 1270.4741 | 5052 | Membrane (breather), polypropylene |  | 25 | B4B5 | 2580.1743 | 6.0415e-05 | 14.4529 | 5.1824 | 1.7209 | 0.0030358 | 55881.7734 | 315.6825 | 12.6618
| Civic Offices | electrical general power allowance socket outlets fused spurs and other power supplies generally 1 per 9m2 of non circulation space including conduits cables and fittings (Services mechanical and electrical components (£ spent)) | 1701220 | 8404052 | 5.2 | Services equipment | mechanical & electrical | Construction | 423.4914 | kg | 25 | 44 | 1 | FALSE | 1 | FALSE |  | 1.1 | 423.4914 | 1270.4741 | 5052 | Membrane (breather), polypropylene |  | 25 | D2 | 0 | 0 | 0 | 0 | 0 | 0 | 0 | 0 | 0
| Civic Offices | electrical general power allowance socket outlets fused spurs and other power supplies generally 1 per 9m2 of non circulation space including conduits cables and fittings (Services mechanical and electrical components (£ spent)) | 1701220 | 8404052 | 5.2 | Services equipment | mechanical & electrical | Construction | 423.4914 | kg | 25 | 44 | 1 | FALSE | 1 | FALSE |  | 1.1 | 423.4914 | 1270.4741 | 5052 | Membrane (breather), polypropylene |  | 25 | D3 | 0 | 0 | 0 | 0 | 0 | 0 | 0 | 0 | 0
| Civic Offices | electrical general power allowance socket outlets fused spurs and other power supplies generally 1 per 9m2 of non circulation space including conduits cables and fittings (Services mechanical and electrical components (£ spent)) | 1701220 | 8404052 | 5.2 | Services equipment | mechanical & electrical | Construction | 423.4914 | kg | 25 | 44 | 1 | FALSE | 1 | FALSE |  | 1.1 | 423.4914 | 1270.4741 | 5052 | Membrane (breather), polypropylene |  | 25 | D4 | 0 | 0 | 0 | 0 | 0 | 0 | 0 | 0 | 0
| Civic Offices | electrical general power allowance socket outlets fused spurs and other power supplies generally 1 per 9m2 of non circulation space including conduits cables and fittings (Services mechanical and electrical components (£ spent)) | 1701220 | 8404052 | 5.2 | Services equipment | mechanical & electrical | Construction | 423.4914 | kg | 25 | 44 | 1 | FALSE | 1 | FALSE |  | 1.1 | 423.4914 | 1270.4741 | 5052 | Membrane (breather), polypropylene |  | 50 | B4B5 | 2580.1743 | 6.0415e-05 | 14.4529 | 5.1824 | 1.7209 | 0.0030358 | 55881.7734 | 315.6825 | 12.6618
| Civic Offices | electrical general power allowance socket outlets fused spurs and other power supplies generally 1 per 9m2 of non circulation space including conduits cables and fittings (Services mechanical and electrical components (£ spent)) | 1701220 | 8404052 | 5.2 | Services equipment | mechanical & electrical | Construction | 423.4914 | kg | 25 | 44 | 1 | FALSE | 1 | FALSE |  | 1.1 | 423.4914 | 1270.4741 | 5052 | Membrane (breather), polypropylene |  | 50 | D2 | 0 | 0 | 0 | 0 | 0 | 0 | 0 | 0 | 0
| Civic Offices | electrical general power allowance socket outlets fused spurs and other power supplies generally 1 per 9m2 of non circulation space including conduits cables and fittings (Services mechanical and electrical components (£ spent)) | 1701220 | 8404052 | 5.2 | Services equipment | mechanical & electrical | Construction | 423.4914 | kg | 25 | 44 | 1 | FALSE | 1 | FALSE |  | 1.1 | 423.4914 | 1270.4741 | 5052 | Membrane (breather), polypropylene |  | 50 | D3 | 0 | 0 | 0 | 0 | 0 | 0 | 0 | 0 | 0
| Civic Offices | electrical general power allowance socket outlets fused spurs and other power supplies generally 1 per 9m2 of non circulation space including conduits cables and fittings (Services mechanical and electrical components (£ spent)) | 1701220 | 8404052 | 5.2 | Services equipment | mechanical & electrical | Construction | 423.4914 | kg | 25 | 44 | 1 | FALSE | 1 | FALSE |  | 1.1 | 423.4914 | 1270.4741 | 5052 | Membrane (breather), polypropylene |  | 50 | D4 | 0 | 0 | 0 | 0 | 0 | 0 | 0 | 0 | 0
| Civic Offices | Services LED light fitting | 1701223 | 8404055 | 5.8 | Electrical installations | heat sink | Construction | 99.3711 | kg | 10 | 44 | 1 | FALSE | 1 | FALSE |  | 1.01 | 99.3711 | 596.2263 | 5536 | Window furniture/hardware, aluminium |  | 0 | A1A3 | 1885.9966 | 6.3863e-05 | 12.893 | 2.9544 | 0.95769 | 0.0016428 | 23572.0868 | 398.9809 | 12.5221
| Civic Offices | Services LED light fitting | 1701223 | 8404055 | 5.8 | Electrical installations | heat sink | Construction | 99.3711 | kg | 10 | 44 | 1 | FALSE | 1 | FALSE |  | 1.01 | 99.3711 | 596.2263 | 5536 | Window furniture/hardware, aluminium |  | 0 | A4 | 4.9459 | 5.4857e-07 | 0.025623 | 0.0041583 | 0.0031599 | 6.8734e-06 | 71.4145 | 19.4131 | 0.019511
| Civic Offices | Services LED light fitting | 1701223 | 8404055 | 5.8 | Electrical installations | heat sink | Construction | 99.3711 | kg | 10 | 44 | 1 | FALSE | 1 | FALSE |  | 1.01 | 99.3711 | 596.2263 | 5536 | Window furniture/hardware, aluminium |  | 0 | A5 | 0.00051653 | 1.3526e-10 | 3.612e-06 | 1.1869e-06 | 5.9938e-07 | 7.2865e-10 | 0.012663 | 0.14906 | 0
| Civic Offices | Services LED light fitting | 1701223 | 8404055 | 5.8 | Electrical installations | heat sink | Construction | 99.3711 | kg | 10 | 44 | 1 | FALSE | 1 | FALSE |  | 1.01 | 99.3711 | 596.2263 | 5536 | Window furniture/hardware, aluminium |  | 0 | D2 | 0 | 0 | 0 | 0 | 0 | 0 | 0 | 0 | 0
| Civic Offices | Services LED light fitting | 1701223 | 8404055 | 5.8 | Electrical installations | heat sink | Construction | 99.3711 | kg | 10 | 44 | 1 | FALSE | 1 | FALSE |  | 1.01 | 99.3711 | 596.2263 | 5536 | Window furniture/hardware, aluminium |  | 0 | D3 | 0 | 0 | 0 | 0 | 0 | 0 | 0 | 0 | 0
| Civic Offices | Services LED light fitting | 1701223 | 8404055 | 5.8 | Electrical installations | heat sink | Construction | 99.3711 | kg | 10 | 44 | 1 | FALSE | 1 | FALSE |  | 1.01 | 99.3711 | 596.2263 | 5536 | Window furniture/hardware, aluminium |  | 0 | D4 | 0 | 0 | 0 | 0 | 0 | 0 | 0 | 0 | 0
| Civic Offices | Services LED light fitting | 1701223 | 8404055 | 5.8 | Electrical installations | heat sink | Construction | 99.3711 | kg | 10 | 44 | 1 | FALSE | 1 | FALSE |  | 1.01 | 99.3711 | 596.2263 | 5536 | Window furniture/hardware, aluminium |  | 60 | C2 | 0 | 0 | 0 | 0 | 0 | 0 | 0 | 0 | 0
| Civic Offices | Services LED light fitting | 1701223 | 8404055 | 5.8 | Electrical installations | heat sink | Construction | 99.3711 | kg | 10 | 44 | 1 | FALSE | 1 | FALSE |  | 1.01 | 99.3711 | 596.2263 | 5536 | Window furniture/hardware, aluminium |  | 60 | C4 | 0.051653 | 1.3526e-08 | 0.0003612 | 0.00011869 | 5.9938e-05 | 7.2865e-08 | 1.2663 | 14.9057 | 0.0025904
| Civic Offices | Services LED light fitting | 1701223 | 8404055 | 5.8 | Electrical installations | heat sink | Construction | 99.3711 | kg | 10 | 44 | 1 | FALSE | 1 | FALSE |  | 1.01 | 99.3711 | 596.2263 | 5536 | Window furniture/hardware, aluminium |  | 60 | D2 | 0 | 0 | 0 | 0 | 0 | 0 | 0 | 0 | 0
| Civic Offices | Services LED light fitting | 1701223 | 8404055 | 5.8 | Electrical installations | heat sink | Construction | 99.3711 | kg | 10 | 44 | 1 | FALSE | 1 | FALSE |  | 1.01 | 99.3711 | 596.2263 | 5536 | Window furniture/hardware, aluminium |  | 60 | D3 | 0 | 0 | 0 | 0 | 0 | 0 | 0 | 0 | 0
| Civic Offices | Services LED light fitting | 1701223 | 8404055 | 5.8 | Electrical installations | heat sink | Construction | 99.3711 | kg | 10 | 44 | 1 | FALSE | 1 | FALSE |  | 1.01 | 99.3711 | 596.2263 | 5536 | Window furniture/hardware, aluminium |  | 60 | D4 | 0 | 0 | 0 | 0 | 0 | 0 | 0 | 0 | 0
| Civic Offices | Services LED light fitting | 1701223 | 8404055 | 5.8 | Electrical installations | heat sink | Construction | 99.3711 | kg | 10 | 44 | 1 | FALSE | 1 | FALSE |  | 1.01 | 99.3711 | 596.2263 | 5536 | Window furniture/hardware, aluminium |  | 10 | B4B5 | 1890.9947 | 6.4425e-05 | 12.919 | 2.9586 | 0.96091 | 0.0016498 | 23644.7803 | 433.4488 | 12.5416
| Civic Offices | Services LED light fitting | 1701223 | 8404055 | 5.8 | Electrical installations | heat sink | Construction | 99.3711 | kg | 10 | 44 | 1 | FALSE | 1 | FALSE |  | 1.01 | 99.3711 | 596.2263 | 5536 | Window furniture/hardware, aluminium |  | 10 | D2 | 0 | 0 | 0 | 0 | 0 | 0 | 0 | 0 | 0
| Civic Offices | Services LED light fitting | 1701223 | 8404055 | 5.8 | Electrical installations | heat sink | Construction | 99.3711 | kg | 10 | 44 | 1 | FALSE | 1 | FALSE |  | 1.01 | 99.3711 | 596.2263 | 5536 | Window furniture/hardware, aluminium |  | 10 | D3 | 0 | 0 | 0 | 0 | 0 | 0 | 0 | 0 | 0
| Civic Offices | Services LED light fitting | 1701223 | 8404055 | 5.8 | Electrical installations | heat sink | Construction | 99.3711 | kg | 10 | 44 | 1 | FALSE | 1 | FALSE |  | 1.01 | 99.3711 | 596.2263 | 5536 | Window furniture/hardware, aluminium |  | 10 | D4 | 0 | 0 | 0 | 0 | 0 | 0 | 0 | 0 | 0
| Civic Offices | Services LED light fitting | 1701223 | 8404055 | 5.8 | Electrical installations | heat sink | Construction | 99.3711 | kg | 10 | 44 | 1 | FALSE | 1 | FALSE |  | 1.01 | 99.3711 | 596.2263 | 5536 | Window furniture/hardware, aluminium |  | 20 | B4B5 | 1890.9947 | 6.4425e-05 | 12.919 | 2.9586 | 0.96091 | 0.0016498 | 23644.7803 | 433.4488 | 12.5416
| Civic Offices | Services LED light fitting | 1701223 | 8404055 | 5.8 | Electrical installations | heat sink | Construction | 99.3711 | kg | 10 | 44 | 1 | FALSE | 1 | FALSE |  | 1.01 | 99.3711 | 596.2263 | 5536 | Window furniture/hardware, aluminium |  | 20 | D2 | 0 | 0 | 0 | 0 | 0 | 0 | 0 | 0 | 0
| Civic Offices | Services LED light fitting | 1701223 | 8404055 | 5.8 | Electrical installations | heat sink | Construction | 99.3711 | kg | 10 | 44 | 1 | FALSE | 1 | FALSE |  | 1.01 | 99.3711 | 596.2263 | 5536 | Window furniture/hardware, aluminium |  | 20 | D3 | 0 | 0 | 0 | 0 | 0 | 0 | 0 | 0 | 0
| Civic Offices | Services LED light fitting | 1701223 | 8404055 | 5.8 | Electrical installations | heat sink | Construction | 99.3711 | kg | 10 | 44 | 1 | FALSE | 1 | FALSE |  | 1.01 | 99.3711 | 596.2263 | 5536 | Window furniture/hardware, aluminium |  | 20 | D4 | 0 | 0 | 0 | 0 | 0 | 0 | 0 | 0 | 0
| Civic Offices | Services LED light fitting | 1701223 | 8404055 | 5.8 | Electrical installations | heat sink | Construction | 99.3711 | kg | 10 | 44 | 1 | FALSE | 1 | FALSE |  | 1.01 | 99.3711 | 596.2263 | 5536 | Window furniture/hardware, aluminium |  | 30 | B4B5 | 1890.9947 | 6.4425e-05 | 12.919 | 2.9586 | 0.96091 | 0.0016498 | 23644.7803 | 433.4488 | 12.5416
| Civic Offices | Services LED light fitting | 1701223 | 8404055 | 5.8 | Electrical installations | heat sink | Construction | 99.3711 | kg | 10 | 44 | 1 | FALSE | 1 | FALSE |  | 1.01 | 99.3711 | 596.2263 | 5536 | Window furniture/hardware, aluminium |  | 30 | D2 | 0 | 0 | 0 | 0 | 0 | 0 | 0 | 0 | 0
| Civic Offices | Services LED light fitting | 1701223 | 8404055 | 5.8 | Electrical installations | heat sink | Construction | 99.3711 | kg | 10 | 44 | 1 | FALSE | 1 | FALSE |  | 1.01 | 99.3711 | 596.2263 | 5536 | Window furniture/hardware, aluminium |  | 30 | D3 | 0 | 0 | 0 | 0 | 0 | 0 | 0 | 0 | 0
| Civic Offices | Services LED light fitting | 1701223 | 8404055 | 5.8 | Electrical installations | heat sink | Construction | 99.3711 | kg | 10 | 44 | 1 | FALSE | 1 | FALSE |  | 1.01 | 99.3711 | 596.2263 | 5536 | Window furniture/hardware, aluminium |  | 30 | D4 | 0 | 0 | 0 | 0 | 0 | 0 | 0 | 0 | 0
| Civic Offices | Services LED light fitting | 1701223 | 8404055 | 5.8 | Electrical installations | heat sink | Construction | 99.3711 | kg | 10 | 44 | 1 | FALSE | 1 | FALSE |  | 1.01 | 99.3711 | 596.2263 | 5536 | Window furniture/hardware, aluminium |  | 40 | B4B5 | 1890.9947 | 6.4425e-05 | 12.919 | 2.9586 | 0.96091 | 0.0016498 | 23644.7803 | 433.4488 | 12.5416
| Civic Offices | Services LED light fitting | 1701223 | 8404055 | 5.8 | Electrical installations | heat sink | Construction | 99.3711 | kg | 10 | 44 | 1 | FALSE | 1 | FALSE |  | 1.01 | 99.3711 | 596.2263 | 5536 | Window furniture/hardware, aluminium |  | 40 | D2 | 0 | 0 | 0 | 0 | 0 | 0 | 0 | 0 | 0
| Civic Offices | Services LED light fitting | 1701223 | 8404055 | 5.8 | Electrical installations | heat sink | Construction | 99.3711 | kg | 10 | 44 | 1 | FALSE | 1 | FALSE |  | 1.01 | 99.3711 | 596.2263 | 5536 | Window furniture/hardware, aluminium |  | 40 | D3 | 0 | 0 | 0 | 0 | 0 | 0 | 0 | 0 | 0
| Civic Offices | Services LED light fitting | 1701223 | 8404055 | 5.8 | Electrical installations | heat sink | Construction | 99.3711 | kg | 10 | 44 | 1 | FALSE | 1 | FALSE |  | 1.01 | 99.3711 | 596.2263 | 5536 | Window furniture/hardware, aluminium |  | 40 | D4 | 0 | 0 | 0 | 0 | 0 | 0 | 0 | 0 | 0
| Civic Offices | Services LED light fitting | 1701223 | 8404055 | 5.8 | Electrical installations | heat sink | Construction | 99.3711 | kg | 10 | 44 | 1 | FALSE | 1 | FALSE |  | 1.01 | 99.3711 | 596.2263 | 5536 | Window furniture/hardware, aluminium |  | 50 | B4B5 | 1890.9947 | 6.4425e-05 | 12.919 | 2.9586 | 0.96091 | 0.0016498 | 23644.7803 | 433.4488 | 12.5416
| Civic Offices | Services LED light fitting | 1701223 | 8404055 | 5.8 | Electrical installations | heat sink | Construction | 99.3711 | kg | 10 | 44 | 1 | FALSE | 1 | FALSE |  | 1.01 | 99.3711 | 596.2263 | 5536 | Window furniture/hardware, aluminium |  | 50 | D2 | 0 | 0 | 0 | 0 | 0 | 0 | 0 | 0 | 0
| Civic Offices | Services LED light fitting | 1701223 | 8404055 | 5.8 | Electrical installations | heat sink | Construction | 99.3711 | kg | 10 | 44 | 1 | FALSE | 1 | FALSE |  | 1.01 | 99.3711 | 596.2263 | 5536 | Window furniture/hardware, aluminium |  | 50 | D3 | 0 | 0 | 0 | 0 | 0 | 0 | 0 | 0 | 0
| Civic Offices | Services LED light fitting | 1701223 | 8404055 | 5.8 | Electrical installations | heat sink | Construction | 99.3711 | kg | 10 | 44 | 1 | FALSE | 1 | FALSE |  | 1.01 | 99.3711 | 596.2263 | 5536 | Window furniture/hardware, aluminium |  | 50 | D4 | 0 | 0 | 0 | 0 | 0 | 0 | 0 | 0 | 0
| Civic Offices | Services LED light fitting | 1701223 | 8404056 | 5.8 | Electrical installations | glass bulb | Construction | 28.8149 | kg | 10 | 44 | 1 | FALSE | 1 | FALSE |  | 1.05 | 28.8149 | 172.8895 | 5490 | General glazing, glass (toughened) |  | 0 | A1A3 | 33.9867 | 3.1337e-06 | 0.32271 | 0.040692 | 0.019545 | 0.0002158 | 416.1997 | 235.163 | 0.16568
| Civic Offices | Services LED light fitting | 1701223 | 8404056 | 5.8 | Electrical installations | glass bulb | Construction | 28.8149 | kg | 10 | 44 | 1 | FALSE | 1 | FALSE |  | 1.05 | 28.8149 | 172.8895 | 5490 | General glazing, glass (toughened) |  | 0 | A4 | 0.72848 | 1.3409e-07 | 0.002436 | 0.00064272 | 0.00042495 | 1.9185e-06 | 11.0014 | 1.3593 | 0.0030182
| Civic Offices | Services LED light fitting | 1701223 | 8404056 | 5.8 | Electrical installations | glass bulb | Construction | 28.8149 | kg | 10 | 44 | 1 | FALSE | 1 | FALSE |  | 1.05 | 28.8149 | 172.8895 | 5490 | General glazing, glass (toughened) |  | 0 | A5 | 0.0022439 | 7.7353e-10 | 1.7282e-05 | 4.2672e-06 | 2.9854e-06 | 2.4256e-09 | 0.065174 | 0.21611 | 0
| Civic Offices | Services LED light fitting | 1701223 | 8404056 | 5.8 | Electrical installations | glass bulb | Construction | 28.8149 | kg | 10 | 44 | 1 | FALSE | 1 | FALSE |  | 1.05 | 28.8149 | 172.8895 | 5490 | General glazing, glass (toughened) |  | 0 | D2 | 0 | 0 | 0 | 0 | 0 | 0 | 0 | 0 | 0
| Civic Offices | Services LED light fitting | 1701223 | 8404056 | 5.8 | Electrical installations | glass bulb | Construction | 28.8149 | kg | 10 | 44 | 1 | FALSE | 1 | FALSE |  | 1.05 | 28.8149 | 172.8895 | 5490 | General glazing, glass (toughened) |  | 0 | D3 | 0 | 0 | 0 | 0 | 0 | 0 | 0 | 0 | 0
| Civic Offices | Services LED light fitting | 1701223 | 8404056 | 5.8 | Electrical installations | glass bulb | Construction | 28.8149 | kg | 10 | 44 | 1 | FALSE | 1 | FALSE |  | 1.05 | 28.8149 | 172.8895 | 5490 | General glazing, glass (toughened) |  | 0 | D4 | 0 | 0 | 0 | 0 | 0 | 0 | 0 | 0 | 0
| Civic Offices | Services LED light fitting | 1701223 | 8404056 | 5.8 | Electrical installations | glass bulb | Construction | 28.8149 | kg | 10 | 44 | 1 | FALSE | 1 | FALSE |  | 1.05 | 28.8149 | 172.8895 | 5490 | General glazing, glass (toughened) |  | 60 | C2 | 0 | 0 | 0 | 0 | 0 | 0 | 0 | 0 | 0
| Civic Offices | Services LED light fitting | 1701223 | 8404056 | 5.8 | Electrical installations | glass bulb | Construction | 28.8149 | kg | 10 | 44 | 1 | FALSE | 1 | FALSE |  | 1.05 | 28.8149 | 172.8895 | 5490 | General glazing, glass (toughened) |  | 60 | C4 | 0.044878 | 1.5471e-08 | 0.00034563 | 8.5344e-05 | 5.9707e-05 | 4.8512e-08 | 1.3035 | 4.3222 | 0.0042306
| Civic Offices | Services LED light fitting | 1701223 | 8404056 | 5.8 | Electrical installations | glass bulb | Construction | 28.8149 | kg | 10 | 44 | 1 | FALSE | 1 | FALSE |  | 1.05 | 28.8149 | 172.8895 | 5490 | General glazing, glass (toughened) |  | 60 | D2 | 0 | 0 | 0 | 0 | 0 | 0 | 0 | 0 | 0
| Civic Offices | Services LED light fitting | 1701223 | 8404056 | 5.8 | Electrical installations | glass bulb | Construction | 28.8149 | kg | 10 | 44 | 1 | FALSE | 1 | FALSE |  | 1.05 | 28.8149 | 172.8895 | 5490 | General glazing, glass (toughened) |  | 60 | D3 | 0 | 0 | 0 | 0 | 0 | 0 | 0 | 0 | 0
| Civic Offices | Services LED light fitting | 1701223 | 8404056 | 5.8 | Electrical installations | glass bulb | Construction | 28.8149 | kg | 10 | 44 | 1 | FALSE | 1 | FALSE |  | 1.05 | 28.8149 | 172.8895 | 5490 | General glazing, glass (toughened) |  | 60 | D4 | 0 | 0 | 0 | 0 | 0 | 0 | 0 | 0 | 0
| Civic Offices | Services LED light fitting | 1701223 | 8404056 | 5.8 | Electrical installations | glass bulb | Construction | 28.8149 | kg | 10 | 44 | 1 | FALSE | 1 | FALSE |  | 1.05 | 28.8149 | 172.8895 | 5490 | General glazing, glass (toughened) |  | 10 | B4B5 | 34.7623 | 3.284e-06 | 0.32551 | 0.041425 | 0.020033 | 0.00021777 | 428.5698 | 241.0606 | 0.1687
| Civic Offices | Services LED light fitting | 1701223 | 8404056 | 5.8 | Electrical installations | glass bulb | Construction | 28.8149 | kg | 10 | 44 | 1 | FALSE | 1 | FALSE |  | 1.05 | 28.8149 | 172.8895 | 5490 | General glazing, glass (toughened) |  | 10 | D2 | 0 | 0 | 0 | 0 | 0 | 0 | 0 | 0 | 0
| Civic Offices | Services LED light fitting | 1701223 | 8404056 | 5.8 | Electrical installations | glass bulb | Construction | 28.8149 | kg | 10 | 44 | 1 | FALSE | 1 | FALSE |  | 1.05 | 28.8149 | 172.8895 | 5490 | General glazing, glass (toughened) |  | 10 | D3 | 0 | 0 | 0 | 0 | 0 | 0 | 0 | 0 | 0
| Civic Offices | Services LED light fitting | 1701223 | 8404056 | 5.8 | Electrical installations | glass bulb | Construction | 28.8149 | kg | 10 | 44 | 1 | FALSE | 1 | FALSE |  | 1.05 | 28.8149 | 172.8895 | 5490 | General glazing, glass (toughened) |  | 10 | D4 | 0 | 0 | 0 | 0 | 0 | 0 | 0 | 0 | 0
| Civic Offices | Services LED light fitting | 1701223 | 8404056 | 5.8 | Electrical installations | glass bulb | Construction | 28.8149 | kg | 10 | 44 | 1 | FALSE | 1 | FALSE |  | 1.05 | 28.8149 | 172.8895 | 5490 | General glazing, glass (toughened) |  | 20 | B4B5 | 34.7623 | 3.284e-06 | 0.32551 | 0.041425 | 0.020033 | 0.00021777 | 428.5698 | 241.0606 | 0.1687
| Civic Offices | Services LED light fitting | 1701223 | 8404056 | 5.8 | Electrical installations | glass bulb | Construction | 28.8149 | kg | 10 | 44 | 1 | FALSE | 1 | FALSE |  | 1.05 | 28.8149 | 172.8895 | 5490 | General glazing, glass (toughened) |  | 20 | D2 | 0 | 0 | 0 | 0 | 0 | 0 | 0 | 0 | 0
| Civic Offices | Services LED light fitting | 1701223 | 8404056 | 5.8 | Electrical installations | glass bulb | Construction | 28.8149 | kg | 10 | 44 | 1 | FALSE | 1 | FALSE |  | 1.05 | 28.8149 | 172.8895 | 5490 | General glazing, glass (toughened) |  | 20 | D3 | 0 | 0 | 0 | 0 | 0 | 0 | 0 | 0 | 0
| Civic Offices | Services LED light fitting | 1701223 | 8404056 | 5.8 | Electrical installations | glass bulb | Construction | 28.8149 | kg | 10 | 44 | 1 | FALSE | 1 | FALSE |  | 1.05 | 28.8149 | 172.8895 | 5490 | General glazing, glass (toughened) |  | 20 | D4 | 0 | 0 | 0 | 0 | 0 | 0 | 0 | 0 | 0
| Civic Offices | Services LED light fitting | 1701223 | 8404056 | 5.8 | Electrical installations | glass bulb | Construction | 28.8149 | kg | 10 | 44 | 1 | FALSE | 1 | FALSE |  | 1.05 | 28.8149 | 172.8895 | 5490 | General glazing, glass (toughened) |  | 30 | B4B5 | 34.7623 | 3.284e-06 | 0.32551 | 0.041425 | 0.020033 | 0.00021777 | 428.5698 | 241.0606 | 0.1687
| Civic Offices | Services LED light fitting | 1701223 | 8404056 | 5.8 | Electrical installations | glass bulb | Construction | 28.8149 | kg | 10 | 44 | 1 | FALSE | 1 | FALSE |  | 1.05 | 28.8149 | 172.8895 | 5490 | General glazing, glass (toughened) |  | 30 | D2 | 0 | 0 | 0 | 0 | 0 | 0 | 0 | 0 | 0
| Civic Offices | Services LED light fitting | 1701223 | 8404056 | 5.8 | Electrical installations | glass bulb | Construction | 28.8149 | kg | 10 | 44 | 1 | FALSE | 1 | FALSE |  | 1.05 | 28.8149 | 172.8895 | 5490 | General glazing, glass (toughened) |  | 30 | D3 | 0 | 0 | 0 | 0 | 0 | 0 | 0 | 0 | 0
| Civic Offices | Services LED light fitting | 1701223 | 8404056 | 5.8 | Electrical installations | glass bulb | Construction | 28.8149 | kg | 10 | 44 | 1 | FALSE | 1 | FALSE |  | 1.05 | 28.8149 | 172.8895 | 5490 | General glazing, glass (toughened) |  | 30 | D4 | 0 | 0 | 0 | 0 | 0 | 0 | 0 | 0 | 0
| Civic Offices | Services LED light fitting | 1701223 | 8404056 | 5.8 | Electrical installations | glass bulb | Construction | 28.8149 | kg | 10 | 44 | 1 | FALSE | 1 | FALSE |  | 1.05 | 28.8149 | 172.8895 | 5490 | General glazing, glass (toughened) |  | 40 | B4B5 | 34.7623 | 3.284e-06 | 0.32551 | 0.041425 | 0.020033 | 0.00021777 | 428.5698 | 241.0606 | 0.1687
| Civic Offices | Services LED light fitting | 1701223 | 8404056 | 5.8 | Electrical installations | glass bulb | Construction | 28.8149 | kg | 10 | 44 | 1 | FALSE | 1 | FALSE |  | 1.05 | 28.8149 | 172.8895 | 5490 | General glazing, glass (toughened) |  | 40 | D2 | 0 | 0 | 0 | 0 | 0 | 0 | 0 | 0 | 0
| Civic Offices | Services LED light fitting | 1701223 | 8404056 | 5.8 | Electrical installations | glass bulb | Construction | 28.8149 | kg | 10 | 44 | 1 | FALSE | 1 | FALSE |  | 1.05 | 28.8149 | 172.8895 | 5490 | General glazing, glass (toughened) |  | 40 | D3 | 0 | 0 | 0 | 0 | 0 | 0 | 0 | 0 | 0
| Civic Offices | Services LED light fitting | 1701223 | 8404056 | 5.8 | Electrical installations | glass bulb | Construction | 28.8149 | kg | 10 | 44 | 1 | FALSE | 1 | FALSE |  | 1.05 | 28.8149 | 172.8895 | 5490 | General glazing, glass (toughened) |  | 40 | D4 | 0 | 0 | 0 | 0 | 0 | 0 | 0 | 0 | 0
| Civic Offices | Services LED light fitting | 1701223 | 8404056 | 5.8 | Electrical installations | glass bulb | Construction | 28.8149 | kg | 10 | 44 | 1 | FALSE | 1 | FALSE |  | 1.05 | 28.8149 | 172.8895 | 5490 | General glazing, glass (toughened) |  | 50 | B4B5 | 34.7623 | 3.284e-06 | 0.32551 | 0.041425 | 0.020033 | 0.00021777 | 428.5698 | 241.0606 | 0.1687
| Civic Offices | Services LED light fitting | 1701223 | 8404056 | 5.8 | Electrical installations | glass bulb | Construction | 28.8149 | kg | 10 | 44 | 1 | FALSE | 1 | FALSE |  | 1.05 | 28.8149 | 172.8895 | 5490 | General glazing, glass (toughened) |  | 50 | D2 | 0 | 0 | 0 | 0 | 0 | 0 | 0 | 0 | 0
| Civic Offices | Services LED light fitting | 1701223 | 8404056 | 5.8 | Electrical installations | glass bulb | Construction | 28.8149 | kg | 10 | 44 | 1 | FALSE | 1 | FALSE |  | 1.05 | 28.8149 | 172.8895 | 5490 | General glazing, glass (toughened) |  | 50 | D3 | 0 | 0 | 0 | 0 | 0 | 0 | 0 | 0 | 0
| Civic Offices | Services LED light fitting | 1701223 | 8404056 | 5.8 | Electrical installations | glass bulb | Construction | 28.8149 | kg | 10 | 44 | 1 | FALSE | 1 | FALSE |  | 1.05 | 28.8149 | 172.8895 | 5490 | General glazing, glass (toughened) |  | 50 | D4 | 0 | 0 | 0 | 0 | 0 | 0 | 0 | 0 | 0
| Civic Offices | Services LED light fitting | 1701223 | 8404057 | 5.8 | Electrical installations | connectors | Construction | 1.3465 | kg | 10 | 44 | 1 | FALSE | 1 | FALSE |  | 1.05 | 1.3465 | 8.0789 | 5014 | Cladding sheet (angle seamed), copper |  | 0 | A1A3 | 9.7341 | 8.0895e-06 | 0.49506 | 0.33047 | 0.027365 | 0.0022523 | 147.698 | 28.8323 | 0.31115
| Civic Offices | Services LED light fitting | 1701223 | 8404057 | 5.8 | Electrical installations | connectors | Construction | 1.3465 | kg | 10 | 44 | 1 | FALSE | 1 | FALSE |  | 1.05 | 1.3465 | 8.0789 | 5014 | Cladding sheet (angle seamed), copper |  | 0 | A4 | 0.0277 | 4.9771e-09 | 9.07e-05 | 2.4515e-05 | 1.5473e-05 | 9.6604e-08 | 0.41292 | 0.06305 | 0.00011399
| Civic Offices | Services LED light fitting | 1701223 | 8404057 | 5.8 | Electrical installations | connectors | Construction | 1.3465 | kg | 10 | 44 | 1 | FALSE | 1 | FALSE |  | 1.05 | 1.3465 | 8.0789 | 5014 | Cladding sheet (angle seamed), copper |  | 0 | A5 | 3.4995e-05 | 9.1637e-12 | 2.4472e-07 | 8.0414e-08 | 4.0608e-08 | 4.9366e-11 | 0.00085792 | 0.010099 | 0
| Civic Offices | Services LED light fitting | 1701223 | 8404057 | 5.8 | Electrical installations | connectors | Construction | 1.3465 | kg | 10 | 44 | 1 | FALSE | 1 | FALSE |  | 1.05 | 1.3465 | 8.0789 | 5014 | Cladding sheet (angle seamed), copper |  | 0 | D2 | 0 | 0 | 0 | 0 | 0 | 0 | 0 | 0 | 0
| Civic Offices | Services LED light fitting | 1701223 | 8404057 | 5.8 | Electrical installations | connectors | Construction | 1.3465 | kg | 10 | 44 | 1 | FALSE | 1 | FALSE |  | 1.05 | 1.3465 | 8.0789 | 5014 | Cladding sheet (angle seamed), copper |  | 0 | D3 | 0 | 0 | 0 | 0 | 0 | 0 | 0 | 0 | 0
| Civic Offices | Services LED light fitting | 1701223 | 8404057 | 5.8 | Electrical installations | connectors | Construction | 1.3465 | kg | 10 | 44 | 1 | FALSE | 1 | FALSE |  | 1.05 | 1.3465 | 8.0789 | 5014 | Cladding sheet (angle seamed), copper |  | 0 | D4 | 0 | 0 | 0 | 0 | 0 | 0 | 0 | 0 | 0
| Civic Offices | Services LED light fitting | 1701223 | 8404057 | 5.8 | Electrical installations | connectors | Construction | 1.3465 | kg | 10 | 44 | 1 | FALSE | 1 | FALSE |  | 1.05 | 1.3465 | 8.0789 | 5014 | Cladding sheet (angle seamed), copper |  | 60 | C2 | 0 | 0 | 0 | 0 | 0 | 0 | 0 | 0 | 0
| Civic Offices | Services LED light fitting | 1701223 | 8404057 | 5.8 | Electrical installations | connectors | Construction | 1.3465 | kg | 10 | 44 | 1 | FALSE | 1 | FALSE |  | 1.05 | 1.3465 | 8.0789 | 5014 | Cladding sheet (angle seamed), copper |  | 60 | C4 | 0.00069991 | 1.8327e-10 | 4.8944e-06 | 1.6083e-06 | 8.1217e-07 | 9.8733e-10 | 0.017158 | 0.20197 | 3.51e-05
| Civic Offices | Services LED light fitting | 1701223 | 8404057 | 5.8 | Electrical installations | connectors | Construction | 1.3465 | kg | 10 | 44 | 1 | FALSE | 1 | FALSE |  | 1.05 | 1.3465 | 8.0789 | 5014 | Cladding sheet (angle seamed), copper |  | 60 | D2 | 0 | 0 | 0 | 0 | 0 | 0 | 0 | 0 | 0
| Civic Offices | Services LED light fitting | 1701223 | 8404057 | 5.8 | Electrical installations | connectors | Construction | 1.3465 | kg | 10 | 44 | 1 | FALSE | 1 | FALSE |  | 1.05 | 1.3465 | 8.0789 | 5014 | Cladding sheet (angle seamed), copper |  | 60 | D3 | 0 | 0 | 0 | 0 | 0 | 0 | 0 | 0 | 0
| Civic Offices | Services LED light fitting | 1701223 | 8404057 | 5.8 | Electrical installations | connectors | Construction | 1.3465 | kg | 10 | 44 | 1 | FALSE | 1 | FALSE |  | 1.05 | 1.3465 | 8.0789 | 5014 | Cladding sheet (angle seamed), copper |  | 60 | D4 | 0 | 0 | 0 | 0 | 0 | 0 | 0 | 0 | 0
| Civic Offices | Services LED light fitting | 1701223 | 8404057 | 5.8 | Electrical installations | connectors | Construction | 1.3465 | kg | 10 | 44 | 1 | FALSE | 1 | FALSE |  | 1.05 | 1.3465 | 8.0789 | 5014 | Cladding sheet (angle seamed), copper |  | 10 | B4B5 | 9.7625 | 8.0947e-06 | 0.49516 | 0.33049 | 0.027381 | 0.0022524 | 148.1289 | 29.1074 | 0.31126
| Civic Offices | Services LED light fitting | 1701223 | 8404057 | 5.8 | Electrical installations | connectors | Construction | 1.3465 | kg | 10 | 44 | 1 | FALSE | 1 | FALSE |  | 1.05 | 1.3465 | 8.0789 | 5014 | Cladding sheet (angle seamed), copper |  | 10 | D2 | 0 | 0 | 0 | 0 | 0 | 0 | 0 | 0 | 0
| Civic Offices | Services LED light fitting | 1701223 | 8404057 | 5.8 | Electrical installations | connectors | Construction | 1.3465 | kg | 10 | 44 | 1 | FALSE | 1 | FALSE |  | 1.05 | 1.3465 | 8.0789 | 5014 | Cladding sheet (angle seamed), copper |  | 10 | D3 | 0 | 0 | 0 | 0 | 0 | 0 | 0 | 0 | 0
| Civic Offices | Services LED light fitting | 1701223 | 8404057 | 5.8 | Electrical installations | connectors | Construction | 1.3465 | kg | 10 | 44 | 1 | FALSE | 1 | FALSE |  | 1.05 | 1.3465 | 8.0789 | 5014 | Cladding sheet (angle seamed), copper |  | 10 | D4 | 0 | 0 | 0 | 0 | 0 | 0 | 0 | 0 | 0
| Civic Offices | Services LED light fitting | 1701223 | 8404057 | 5.8 | Electrical installations | connectors | Construction | 1.3465 | kg | 10 | 44 | 1 | FALSE | 1 | FALSE |  | 1.05 | 1.3465 | 8.0789 | 5014 | Cladding sheet (angle seamed), copper |  | 20 | B4B5 | 9.7625 | 8.0947e-06 | 0.49516 | 0.33049 | 0.027381 | 0.0022524 | 148.1289 | 29.1074 | 0.31126
| Civic Offices | Services LED light fitting | 1701223 | 8404057 | 5.8 | Electrical installations | connectors | Construction | 1.3465 | kg | 10 | 44 | 1 | FALSE | 1 | FALSE |  | 1.05 | 1.3465 | 8.0789 | 5014 | Cladding sheet (angle seamed), copper |  | 20 | D2 | 0 | 0 | 0 | 0 | 0 | 0 | 0 | 0 | 0
| Civic Offices | Services LED light fitting | 1701223 | 8404057 | 5.8 | Electrical installations | connectors | Construction | 1.3465 | kg | 10 | 44 | 1 | FALSE | 1 | FALSE |  | 1.05 | 1.3465 | 8.0789 | 5014 | Cladding sheet (angle seamed), copper |  | 20 | D3 | 0 | 0 | 0 | 0 | 0 | 0 | 0 | 0 | 0
| Civic Offices | Services LED light fitting | 1701223 | 8404057 | 5.8 | Electrical installations | connectors | Construction | 1.3465 | kg | 10 | 44 | 1 | FALSE | 1 | FALSE |  | 1.05 | 1.3465 | 8.0789 | 5014 | Cladding sheet (angle seamed), copper |  | 20 | D4 | 0 | 0 | 0 | 0 | 0 | 0 | 0 | 0 | 0
| Civic Offices | Services LED light fitting | 1701223 | 8404057 | 5.8 | Electrical installations | connectors | Construction | 1.3465 | kg | 10 | 44 | 1 | FALSE | 1 | FALSE |  | 1.05 | 1.3465 | 8.0789 | 5014 | Cladding sheet (angle seamed), copper |  | 30 | B4B5 | 9.7625 | 8.0947e-06 | 0.49516 | 0.33049 | 0.027381 | 0.0022524 | 148.1289 | 29.1074 | 0.31126
| Civic Offices | Services LED light fitting | 1701223 | 8404057 | 5.8 | Electrical installations | connectors | Construction | 1.3465 | kg | 10 | 44 | 1 | FALSE | 1 | FALSE |  | 1.05 | 1.3465 | 8.0789 | 5014 | Cladding sheet (angle seamed), copper |  | 30 | D2 | 0 | 0 | 0 | 0 | 0 | 0 | 0 | 0 | 0
| Civic Offices | Services LED light fitting | 1701223 | 8404057 | 5.8 | Electrical installations | connectors | Construction | 1.3465 | kg | 10 | 44 | 1 | FALSE | 1 | FALSE |  | 1.05 | 1.3465 | 8.0789 | 5014 | Cladding sheet (angle seamed), copper |  | 30 | D3 | 0 | 0 | 0 | 0 | 0 | 0 | 0 | 0 | 0
| Civic Offices | Services LED light fitting | 1701223 | 8404057 | 5.8 | Electrical installations | connectors | Construction | 1.3465 | kg | 10 | 44 | 1 | FALSE | 1 | FALSE |  | 1.05 | 1.3465 | 8.0789 | 5014 | Cladding sheet (angle seamed), copper |  | 30 | D4 | 0 | 0 | 0 | 0 | 0 | 0 | 0 | 0 | 0
| Civic Offices | Services LED light fitting | 1701223 | 8404057 | 5.8 | Electrical installations | connectors | Construction | 1.3465 | kg | 10 | 44 | 1 | FALSE | 1 | FALSE |  | 1.05 | 1.3465 | 8.0789 | 5014 | Cladding sheet (angle seamed), copper |  | 40 | B4B5 | 9.7625 | 8.0947e-06 | 0.49516 | 0.33049 | 0.027381 | 0.0022524 | 148.1289 | 29.1074 | 0.31126
| Civic Offices | Services LED light fitting | 1701223 | 8404057 | 5.8 | Electrical installations | connectors | Construction | 1.3465 | kg | 10 | 44 | 1 | FALSE | 1 | FALSE |  | 1.05 | 1.3465 | 8.0789 | 5014 | Cladding sheet (angle seamed), copper |  | 40 | D2 | 0 | 0 | 0 | 0 | 0 | 0 | 0 | 0 | 0
| Civic Offices | Services LED light fitting | 1701223 | 8404057 | 5.8 | Electrical installations | connectors | Construction | 1.3465 | kg | 10 | 44 | 1 | FALSE | 1 | FALSE |  | 1.05 | 1.3465 | 8.0789 | 5014 | Cladding sheet (angle seamed), copper |  | 40 | D3 | 0 | 0 | 0 | 0 | 0 | 0 | 0 | 0 | 0
| Civic Offices | Services LED light fitting | 1701223 | 8404057 | 5.8 | Electrical installations | connectors | Construction | 1.3465 | kg | 10 | 44 | 1 | FALSE | 1 | FALSE |  | 1.05 | 1.3465 | 8.0789 | 5014 | Cladding sheet (angle seamed), copper |  | 40 | D4 | 0 | 0 | 0 | 0 | 0 | 0 | 0 | 0 | 0
| Civic Offices | Services LED light fitting | 1701223 | 8404057 | 5.8 | Electrical installations | connectors | Construction | 1.3465 | kg | 10 | 44 | 1 | FALSE | 1 | FALSE |  | 1.05 | 1.3465 | 8.0789 | 5014 | Cladding sheet (angle seamed), copper |  | 50 | B4B5 | 9.7625 | 8.0947e-06 | 0.49516 | 0.33049 | 0.027381 | 0.0022524 | 148.1289 | 29.1074 | 0.31126
| Civic Offices | Services LED light fitting | 1701223 | 8404057 | 5.8 | Electrical installations | connectors | Construction | 1.3465 | kg | 10 | 44 | 1 | FALSE | 1 | FALSE |  | 1.05 | 1.3465 | 8.0789 | 5014 | Cladding sheet (angle seamed), copper |  | 50 | D2 | 0 | 0 | 0 | 0 | 0 | 0 | 0 | 0 | 0
| Civic Offices | Services LED light fitting | 1701223 | 8404057 | 5.8 | Electrical installations | connectors | Construction | 1.3465 | kg | 10 | 44 | 1 | FALSE | 1 | FALSE |  | 1.05 | 1.3465 | 8.0789 | 5014 | Cladding sheet (angle seamed), copper |  | 50 | D3 | 0 | 0 | 0 | 0 | 0 | 0 | 0 | 0 | 0
| Civic Offices | Services LED light fitting | 1701223 | 8404057 | 5.8 | Electrical installations | connectors | Construction | 1.3465 | kg | 10 | 44 | 1 | FALSE | 1 | FALSE |  | 1.05 | 1.3465 | 8.0789 | 5014 | Cladding sheet (angle seamed), copper |  | 50 | D4 | 0 | 0 | 0 | 0 | 0 | 0 | 0 | 0 | 0
| Civic Offices | Services LED light fitting | 1701223 | 8404058 | 5.8 | Electrical installations | insulator | Construction | 46.5886 | kg | 10 | 44 | 1 | FALSE | 1 | FALSE |  | 1.1 | 46.5886 | 279.5316 | 5052 | Membrane (breather), polypropylene |  | 0 | A1A3 | 281.5252 | 6.4289e-06 | 1.5856 | 0.45594 | 0.18837 | 0.00033034 | 6129.1896 | 24.3188 | 1.3889
| Civic Offices | Services LED light fitting | 1701223 | 8404058 | 5.8 | Electrical installations | insulator | Construction | 46.5886 | kg | 10 | 44 | 1 | FALSE | 1 | FALSE |  | 1.1 | 46.5886 | 279.5316 | 5052 | Membrane (breather), polypropylene |  | 0 | A4 | 0.97097 | 1.7446e-07 | 0.0031793 | 0.00085931 | 0.00054238 | 3.3862e-06 | 14.4739 | 2.2101 | 0.0039957
| Civic Offices | Services LED light fitting | 1701223 | 8404058 | 5.8 | Electrical installations | insulator | Construction | 46.5886 | kg | 10 | 44 | 1 | FALSE | 1 | FALSE |  | 1.1 | 46.5886 | 279.5316 | 5052 | Membrane (breather), polypropylene |  | 0 | A5 | 0.12279 | 3.9055e-09 | 0.00011306 | 0.010301 | 3.7515e-05 | 2.182e-08 | 0.35739 | 0.74542 | 0
| Civic Offices | Services LED light fitting | 1701223 | 8404058 | 5.8 | Electrical installations | insulator | Construction | 46.5886 | kg | 10 | 44 | 1 | FALSE | 1 | FALSE |  | 1.1 | 46.5886 | 279.5316 | 5052 | Membrane (breather), polypropylene |  | 0 | D2 | 0 | 0 | 0 | 0 | 0 | 0 | 0 | 0 | 0
| Civic Offices | Services LED light fitting | 1701223 | 8404058 | 5.8 | Electrical installations | insulator | Construction | 46.5886 | kg | 10 | 44 | 1 | FALSE | 1 | FALSE |  | 1.1 | 46.5886 | 279.5316 | 5052 | Membrane (breather), polypropylene |  | 0 | D3 | 0 | 0 | 0 | 0 | 0 | 0 | 0 | 0 | 0
| Civic Offices | Services LED light fitting | 1701223 | 8404058 | 5.8 | Electrical installations | insulator | Construction | 46.5886 | kg | 10 | 44 | 1 | FALSE | 1 | FALSE |  | 1.1 | 46.5886 | 279.5316 | 5052 | Membrane (breather), polypropylene |  | 0 | D4 | 0 | 0 | 0 | 0 | 0 | 0 | 0 | 0 | 0
| Civic Offices | Services LED light fitting | 1701223 | 8404058 | 5.8 | Electrical installations | insulator | Construction | 46.5886 | kg | 10 | 44 | 1 | FALSE | 1 | FALSE |  | 1.1 | 46.5886 | 279.5316 | 5052 | Membrane (breather), polypropylene |  | 60 | C2 | 0 | 0 | 0 | 0 | 0 | 0 | 0 | 0 | 0
| Civic Offices | Services LED light fitting | 1701223 | 8404058 | 5.8 | Electrical installations | insulator | Construction | 46.5886 | kg | 10 | 44 | 1 | FALSE | 1 | FALSE |  | 1.1 | 46.5886 | 279.5316 | 5052 | Membrane (breather), polypropylene |  | 60 | C4 | 1.2279 | 3.9055e-08 | 0.0011306 | 0.10301 | 0.00037515 | 2.182e-07 | 3.5739 | 7.4542 | 0.034568
| Civic Offices | Services LED light fitting | 1701223 | 8404058 | 5.8 | Electrical installations | insulator | Construction | 46.5886 | kg | 10 | 44 | 1 | FALSE | 1 | FALSE |  | 1.1 | 46.5886 | 279.5316 | 5052 | Membrane (breather), polypropylene |  | 60 | D2 | 0 | 0 | 0 | 0 | 0 | 0 | 0 | 0 | 0
| Civic Offices | Services LED light fitting | 1701223 | 8404058 | 5.8 | Electrical installations | insulator | Construction | 46.5886 | kg | 10 | 44 | 1 | FALSE | 1 | FALSE |  | 1.1 | 46.5886 | 279.5316 | 5052 | Membrane (breather), polypropylene |  | 60 | D3 | 0 | 0 | 0 | 0 | 0 | 0 | 0 | 0 | 0
| Civic Offices | Services LED light fitting | 1701223 | 8404058 | 5.8 | Electrical installations | insulator | Construction | 46.5886 | kg | 10 | 44 | 1 | FALSE | 1 | FALSE |  | 1.1 | 46.5886 | 279.5316 | 5052 | Membrane (breather), polypropylene |  | 60 | D4 | 0 | 0 | 0 | 0 | 0 | 0 | 0 | 0 | 0
| Civic Offices | Services LED light fitting | 1701223 | 8404058 | 5.8 | Electrical installations | insulator | Construction | 46.5886 | kg | 10 | 44 | 1 | FALSE | 1 | FALSE |  | 1.1 | 46.5886 | 279.5316 | 5052 | Membrane (breather), polypropylene |  | 10 | B4B5 | 283.8469 | 6.6463e-06 | 1.59 | 0.57012 | 0.18932 | 0.00033397 | 6147.5948 | 34.7285 | 1.3929
| Civic Offices | Services LED light fitting | 1701223 | 8404058 | 5.8 | Electrical installations | insulator | Construction | 46.5886 | kg | 10 | 44 | 1 | FALSE | 1 | FALSE |  | 1.1 | 46.5886 | 279.5316 | 5052 | Membrane (breather), polypropylene |  | 10 | D2 | 0 | 0 | 0 | 0 | 0 | 0 | 0 | 0 | 0
| Civic Offices | Services LED light fitting | 1701223 | 8404058 | 5.8 | Electrical installations | insulator | Construction | 46.5886 | kg | 10 | 44 | 1 | FALSE | 1 | FALSE |  | 1.1 | 46.5886 | 279.5316 | 5052 | Membrane (breather), polypropylene |  | 10 | D3 | 0 | 0 | 0 | 0 | 0 | 0 | 0 | 0 | 0
| Civic Offices | Services LED light fitting | 1701223 | 8404058 | 5.8 | Electrical installations | insulator | Construction | 46.5886 | kg | 10 | 44 | 1 | FALSE | 1 | FALSE |  | 1.1 | 46.5886 | 279.5316 | 5052 | Membrane (breather), polypropylene |  | 10 | D4 | 0 | 0 | 0 | 0 | 0 | 0 | 0 | 0 | 0
| Civic Offices | Services LED light fitting | 1701223 | 8404058 | 5.8 | Electrical installations | insulator | Construction | 46.5886 | kg | 10 | 44 | 1 | FALSE | 1 | FALSE |  | 1.1 | 46.5886 | 279.5316 | 5052 | Membrane (breather), polypropylene |  | 20 | B4B5 | 283.8469 | 6.6463e-06 | 1.59 | 0.57012 | 0.18932 | 0.00033397 | 6147.5948 | 34.7285 | 1.3929
| Civic Offices | Services LED light fitting | 1701223 | 8404058 | 5.8 | Electrical installations | insulator | Construction | 46.5886 | kg | 10 | 44 | 1 | FALSE | 1 | FALSE |  | 1.1 | 46.5886 | 279.5316 | 5052 | Membrane (breather), polypropylene |  | 20 | D2 | 0 | 0 | 0 | 0 | 0 | 0 | 0 | 0 | 0
| Civic Offices | Services LED light fitting | 1701223 | 8404058 | 5.8 | Electrical installations | insulator | Construction | 46.5886 | kg | 10 | 44 | 1 | FALSE | 1 | FALSE |  | 1.1 | 46.5886 | 279.5316 | 5052 | Membrane (breather), polypropylene |  | 20 | D3 | 0 | 0 | 0 | 0 | 0 | 0 | 0 | 0 | 0
| Civic Offices | Services LED light fitting | 1701223 | 8404058 | 5.8 | Electrical installations | insulator | Construction | 46.5886 | kg | 10 | 44 | 1 | FALSE | 1 | FALSE |  | 1.1 | 46.5886 | 279.5316 | 5052 | Membrane (breather), polypropylene |  | 20 | D4 | 0 | 0 | 0 | 0 | 0 | 0 | 0 | 0 | 0
| Civic Offices | Services LED light fitting | 1701223 | 8404058 | 5.8 | Electrical installations | insulator | Construction | 46.5886 | kg | 10 | 44 | 1 | FALSE | 1 | FALSE |  | 1.1 | 46.5886 | 279.5316 | 5052 | Membrane (breather), polypropylene |  | 30 | B4B5 | 283.8469 | 6.6463e-06 | 1.59 | 0.57012 | 0.18932 | 0.00033397 | 6147.5948 | 34.7285 | 1.3929
| Civic Offices | Services LED light fitting | 1701223 | 8404058 | 5.8 | Electrical installations | insulator | Construction | 46.5886 | kg | 10 | 44 | 1 | FALSE | 1 | FALSE |  | 1.1 | 46.5886 | 279.5316 | 5052 | Membrane (breather), polypropylene |  | 30 | D2 | 0 | 0 | 0 | 0 | 0 | 0 | 0 | 0 | 0
| Civic Offices | Services LED light fitting | 1701223 | 8404058 | 5.8 | Electrical installations | insulator | Construction | 46.5886 | kg | 10 | 44 | 1 | FALSE | 1 | FALSE |  | 1.1 | 46.5886 | 279.5316 | 5052 | Membrane (breather), polypropylene |  | 30 | D3 | 0 | 0 | 0 | 0 | 0 | 0 | 0 | 0 | 0
| Civic Offices | Services LED light fitting | 1701223 | 8404058 | 5.8 | Electrical installations | insulator | Construction | 46.5886 | kg | 10 | 44 | 1 | FALSE | 1 | FALSE |  | 1.1 | 46.5886 | 279.5316 | 5052 | Membrane (breather), polypropylene |  | 30 | D4 | 0 | 0 | 0 | 0 | 0 | 0 | 0 | 0 | 0
| Civic Offices | Services LED light fitting | 1701223 | 8404058 | 5.8 | Electrical installations | insulator | Construction | 46.5886 | kg | 10 | 44 | 1 | FALSE | 1 | FALSE |  | 1.1 | 46.5886 | 279.5316 | 5052 | Membrane (breather), polypropylene |  | 40 | B4B5 | 283.8469 | 6.6463e-06 | 1.59 | 0.57012 | 0.18932 | 0.00033397 | 6147.5948 | 34.7285 | 1.3929
| Civic Offices | Services LED light fitting | 1701223 | 8404058 | 5.8 | Electrical installations | insulator | Construction | 46.5886 | kg | 10 | 44 | 1 | FALSE | 1 | FALSE |  | 1.1 | 46.5886 | 279.5316 | 5052 | Membrane (breather), polypropylene |  | 40 | D2 | 0 | 0 | 0 | 0 | 0 | 0 | 0 | 0 | 0
| Civic Offices | Services LED light fitting | 1701223 | 8404058 | 5.8 | Electrical installations | insulator | Construction | 46.5886 | kg | 10 | 44 | 1 | FALSE | 1 | FALSE |  | 1.1 | 46.5886 | 279.5316 | 5052 | Membrane (breather), polypropylene |  | 40 | D3 | 0 | 0 | 0 | 0 | 0 | 0 | 0 | 0 | 0
| Civic Offices | Services LED light fitting | 1701223 | 8404058 | 5.8 | Electrical installations | insulator | Construction | 46.5886 | kg | 10 | 44 | 1 | FALSE | 1 | FALSE |  | 1.1 | 46.5886 | 279.5316 | 5052 | Membrane (breather), polypropylene |  | 40 | D4 | 0 | 0 | 0 | 0 | 0 | 0 | 0 | 0 | 0
| Civic Offices | Services LED light fitting | 1701223 | 8404058 | 5.8 | Electrical installations | insulator | Construction | 46.5886 | kg | 10 | 44 | 1 | FALSE | 1 | FALSE |  | 1.1 | 46.5886 | 279.5316 | 5052 | Membrane (breather), polypropylene |  | 50 | B4B5 | 283.8469 | 6.6463e-06 | 1.59 | 0.57012 | 0.18932 | 0.00033397 | 6147.5948 | 34.7285 | 1.3929
| Civic Offices | Services LED light fitting | 1701223 | 8404058 | 5.8 | Electrical installations | insulator | Construction | 46.5886 | kg | 10 | 44 | 1 | FALSE | 1 | FALSE |  | 1.1 | 46.5886 | 279.5316 | 5052 | Membrane (breather), polypropylene |  | 50 | D2 | 0 | 0 | 0 | 0 | 0 | 0 | 0 | 0 | 0
| Civic Offices | Services LED light fitting | 1701223 | 8404058 | 5.8 | Electrical installations | insulator | Construction | 46.5886 | kg | 10 | 44 | 1 | FALSE | 1 | FALSE |  | 1.1 | 46.5886 | 279.5316 | 5052 | Membrane (breather), polypropylene |  | 50 | D3 | 0 | 0 | 0 | 0 | 0 | 0 | 0 | 0 | 0
| Civic Offices | Services LED light fitting | 1701223 | 8404058 | 5.8 | Electrical installations | insulator | Construction | 46.5886 | kg | 10 | 44 | 1 | FALSE | 1 | FALSE |  | 1.1 | 46.5886 | 279.5316 | 5052 | Membrane (breather), polypropylene |  | 50 | D4 | 0 | 0 | 0 | 0 | 0 | 0 | 0 | 0 | 0
| Civic Offices | Services LED light fitting | 1701223 | 8404059 | 5.8 | Electrical installations | plates | Construction | 32.8544 | kg | 10 | 44 | 1 | FALSE | 1 | FALSE |  | 1.05 | 32.8544 | 197.1263 | 5168 | Fencing (posts, square section), steel (galvanized) |  | 0 | A1A3 | 89.6382 | 6.0933e-06 | 1.4653 | 0.4574 | 0.08623 | 0.021137 | 1206.696 | 67.7297 | 1.7464
| Civic Offices | Services LED light fitting | 1701223 | 8404059 | 5.8 | Electrical installations | plates | Construction | 32.8544 | kg | 10 | 44 | 1 | FALSE | 1 | FALSE |  | 1.05 | 32.8544 | 197.1263 | 5168 | Fencing (posts, square section), steel (galvanized) |  | 0 | A4 | 1.4318 | 1.9813e-07 | 0.0068079 | 0.0012641 | 0.00089874 | 3.1887e-06 | 20.9498 | 6.0841 | 0.0058191
| Civic Offices | Services LED light fitting | 1701223 | 8404059 | 5.8 | Electrical installations | plates | Construction | 32.8544 | kg | 10 | 44 | 1 | FALSE | 1 | FALSE |  | 1.05 | 32.8544 | 197.1263 | 5168 | Fencing (posts, square section), steel (galvanized) |  | 0 | A5 | 0.00085388 | 2.2359e-10 | 5.9711e-06 | 1.9621e-06 | 9.9085e-07 | 1.2045e-09 | 0.020933 | 0.24641 | 0
| Civic Offices | Services LED light fitting | 1701223 | 8404059 | 5.8 | Electrical installations | plates | Construction | 32.8544 | kg | 10 | 44 | 1 | FALSE | 1 | FALSE |  | 1.05 | 32.8544 | 197.1263 | 5168 | Fencing (posts, square section), steel (galvanized) |  | 0 | D2 | 0 | 0 | 0 | 0 | 0 | 0 | 0 | 0 | 0
| Civic Offices | Services LED light fitting | 1701223 | 8404059 | 5.8 | Electrical installations | plates | Construction | 32.8544 | kg | 10 | 44 | 1 | FALSE | 1 | FALSE |  | 1.05 | 32.8544 | 197.1263 | 5168 | Fencing (posts, square section), steel (galvanized) |  | 0 | D3 | 0 | 0 | 0 | 0 | 0 | 0 | 0 | 0 | 0
| Civic Offices | Services LED light fitting | 1701223 | 8404059 | 5.8 | Electrical installations | plates | Construction | 32.8544 | kg | 10 | 44 | 1 | FALSE | 1 | FALSE |  | 1.05 | 32.8544 | 197.1263 | 5168 | Fencing (posts, square section), steel (galvanized) |  | 0 | D4 | 0 | 0 | 0 | 0 | 0 | 0 | 0 | 0 | 0
| Civic Offices | Services LED light fitting | 1701223 | 8404059 | 5.8 | Electrical installations | plates | Construction | 32.8544 | kg | 10 | 44 | 1 | FALSE | 1 | FALSE |  | 1.05 | 32.8544 | 197.1263 | 5168 | Fencing (posts, square section), steel (galvanized) |  | 60 | C2 | 0 | 0 | 0 | 0 | 0 | 0 | 0 | 0 | 0
| Civic Offices | Services LED light fitting | 1701223 | 8404059 | 5.8 | Electrical installations | plates | Construction | 32.8544 | kg | 10 | 44 | 1 | FALSE | 1 | FALSE |  | 1.05 | 32.8544 | 197.1263 | 5168 | Fencing (posts, square section), steel (galvanized) |  | 60 | C4 | 0.017078 | 4.4719e-09 | 0.00011942 | 3.9242e-05 | 1.9817e-05 | 2.4091e-08 | 0.41867 | 4.9282 | 0.00085645
| Civic Offices | Services LED light fitting | 1701223 | 8404059 | 5.8 | Electrical installations | plates | Construction | 32.8544 | kg | 10 | 44 | 1 | FALSE | 1 | FALSE |  | 1.05 | 32.8544 | 197.1263 | 5168 | Fencing (posts, square section), steel (galvanized) |  | 60 | D2 | 0 | 0 | 0 | 0 | 0 | 0 | 0 | 0 | 0
| Civic Offices | Services LED light fitting | 1701223 | 8404059 | 5.8 | Electrical installations | plates | Construction | 32.8544 | kg | 10 | 44 | 1 | FALSE | 1 | FALSE |  | 1.05 | 32.8544 | 197.1263 | 5168 | Fencing (posts, square section), steel (galvanized) |  | 60 | D3 | 0 | 0 | 0 | 0 | 0 | 0 | 0 | 0 | 0
| Civic Offices | Services LED light fitting | 1701223 | 8404059 | 5.8 | Electrical installations | plates | Construction | 32.8544 | kg | 10 | 44 | 1 | FALSE | 1 | FALSE |  | 1.05 | 32.8544 | 197.1263 | 5168 | Fencing (posts, square section), steel (galvanized) |  | 60 | D4 | 0 | 0 | 0 | 0 | 0 | 0 | 0 | 0 | 0
| Civic Offices | Services LED light fitting | 1701223 | 8404059 | 5.8 | Electrical installations | plates | Construction | 32.8544 | kg | 10 | 44 | 1 | FALSE | 1 | FALSE |  | 1.05 | 32.8544 | 197.1263 | 5168 | Fencing (posts, square section), steel (galvanized) |  | 10 | B4B5 | 91.088 | 6.2961e-06 | 1.4723 | 0.4587 | 0.087149 | 0.02114 | 1228.0854 | 78.9883 | 1.7523
| Civic Offices | Services LED light fitting | 1701223 | 8404059 | 5.8 | Electrical installations | plates | Construction | 32.8544 | kg | 10 | 44 | 1 | FALSE | 1 | FALSE |  | 1.05 | 32.8544 | 197.1263 | 5168 | Fencing (posts, square section), steel (galvanized) |  | 10 | D2 | 0 | 0 | 0 | 0 | 0 | 0 | 0 | 0 | 0
| Civic Offices | Services LED light fitting | 1701223 | 8404059 | 5.8 | Electrical installations | plates | Construction | 32.8544 | kg | 10 | 44 | 1 | FALSE | 1 | FALSE |  | 1.05 | 32.8544 | 197.1263 | 5168 | Fencing (posts, square section), steel (galvanized) |  | 10 | D3 | 0 | 0 | 0 | 0 | 0 | 0 | 0 | 0 | 0
| Civic Offices | Services LED light fitting | 1701223 | 8404059 | 5.8 | Electrical installations | plates | Construction | 32.8544 | kg | 10 | 44 | 1 | FALSE | 1 | FALSE |  | 1.05 | 32.8544 | 197.1263 | 5168 | Fencing (posts, square section), steel (galvanized) |  | 10 | D4 | 0 | 0 | 0 | 0 | 0 | 0 | 0 | 0 | 0
| Civic Offices | Services LED light fitting | 1701223 | 8404059 | 5.8 | Electrical installations | plates | Construction | 32.8544 | kg | 10 | 44 | 1 | FALSE | 1 | FALSE |  | 1.05 | 32.8544 | 197.1263 | 5168 | Fencing (posts, square section), steel (galvanized) |  | 20 | B4B5 | 91.088 | 6.2961e-06 | 1.4723 | 0.4587 | 0.087149 | 0.02114 | 1228.0854 | 78.9883 | 1.7523
| Civic Offices | Services LED light fitting | 1701223 | 8404059 | 5.8 | Electrical installations | plates | Construction | 32.8544 | kg | 10 | 44 | 1 | FALSE | 1 | FALSE |  | 1.05 | 32.8544 | 197.1263 | 5168 | Fencing (posts, square section), steel (galvanized) |  | 20 | D2 | 0 | 0 | 0 | 0 | 0 | 0 | 0 | 0 | 0
| Civic Offices | Services LED light fitting | 1701223 | 8404059 | 5.8 | Electrical installations | plates | Construction | 32.8544 | kg | 10 | 44 | 1 | FALSE | 1 | FALSE |  | 1.05 | 32.8544 | 197.1263 | 5168 | Fencing (posts, square section), steel (galvanized) |  | 20 | D3 | 0 | 0 | 0 | 0 | 0 | 0 | 0 | 0 | 0
| Civic Offices | Services LED light fitting | 1701223 | 8404059 | 5.8 | Electrical installations | plates | Construction | 32.8544 | kg | 10 | 44 | 1 | FALSE | 1 | FALSE |  | 1.05 | 32.8544 | 197.1263 | 5168 | Fencing (posts, square section), steel (galvanized) |  | 20 | D4 | 0 | 0 | 0 | 0 | 0 | 0 | 0 | 0 | 0
| Civic Offices | Services LED light fitting | 1701223 | 8404059 | 5.8 | Electrical installations | plates | Construction | 32.8544 | kg | 10 | 44 | 1 | FALSE | 1 | FALSE |  | 1.05 | 32.8544 | 197.1263 | 5168 | Fencing (posts, square section), steel (galvanized) |  | 30 | B4B5 | 91.088 | 6.2961e-06 | 1.4723 | 0.4587 | 0.087149 | 0.02114 | 1228.0854 | 78.9883 | 1.7523
| Civic Offices | Services LED light fitting | 1701223 | 8404059 | 5.8 | Electrical installations | plates | Construction | 32.8544 | kg | 10 | 44 | 1 | FALSE | 1 | FALSE |  | 1.05 | 32.8544 | 197.1263 | 5168 | Fencing (posts, square section), steel (galvanized) |  | 30 | D2 | 0 | 0 | 0 | 0 | 0 | 0 | 0 | 0 | 0
| Civic Offices | Services LED light fitting | 1701223 | 8404059 | 5.8 | Electrical installations | plates | Construction | 32.8544 | kg | 10 | 44 | 1 | FALSE | 1 | FALSE |  | 1.05 | 32.8544 | 197.1263 | 5168 | Fencing (posts, square section), steel (galvanized) |  | 30 | D3 | 0 | 0 | 0 | 0 | 0 | 0 | 0 | 0 | 0
| Civic Offices | Services LED light fitting | 1701223 | 8404059 | 5.8 | Electrical installations | plates | Construction | 32.8544 | kg | 10 | 44 | 1 | FALSE | 1 | FALSE |  | 1.05 | 32.8544 | 197.1263 | 5168 | Fencing (posts, square section), steel (galvanized) |  | 30 | D4 | 0 | 0 | 0 | 0 | 0 | 0 | 0 | 0 | 0
| Civic Offices | Services LED light fitting | 1701223 | 8404059 | 5.8 | Electrical installations | plates | Construction | 32.8544 | kg | 10 | 44 | 1 | FALSE | 1 | FALSE |  | 1.05 | 32.8544 | 197.1263 | 5168 | Fencing (posts, square section), steel (galvanized) |  | 40 | B4B5 | 91.088 | 6.2961e-06 | 1.4723 | 0.4587 | 0.087149 | 0.02114 | 1228.0854 | 78.9883 | 1.7523
| Civic Offices | Services LED light fitting | 1701223 | 8404059 | 5.8 | Electrical installations | plates | Construction | 32.8544 | kg | 10 | 44 | 1 | FALSE | 1 | FALSE |  | 1.05 | 32.8544 | 197.1263 | 5168 | Fencing (posts, square section), steel (galvanized) |  | 40 | D2 | 0 | 0 | 0 | 0 | 0 | 0 | 0 | 0 | 0
| Civic Offices | Services LED light fitting | 1701223 | 8404059 | 5.8 | Electrical installations | plates | Construction | 32.8544 | kg | 10 | 44 | 1 | FALSE | 1 | FALSE |  | 1.05 | 32.8544 | 197.1263 | 5168 | Fencing (posts, square section), steel (galvanized) |  | 40 | D3 | 0 | 0 | 0 | 0 | 0 | 0 | 0 | 0 | 0
| Civic Offices | Services LED light fitting | 1701223 | 8404059 | 5.8 | Electrical installations | plates | Construction | 32.8544 | kg | 10 | 44 | 1 | FALSE | 1 | FALSE |  | 1.05 | 32.8544 | 197.1263 | 5168 | Fencing (posts, square section), steel (galvanized) |  | 40 | D4 | 0 | 0 | 0 | 0 | 0 | 0 | 0 | 0 | 0
| Civic Offices | Services LED light fitting | 1701223 | 8404059 | 5.8 | Electrical installations | plates | Construction | 32.8544 | kg | 10 | 44 | 1 | FALSE | 1 | FALSE |  | 1.05 | 32.8544 | 197.1263 | 5168 | Fencing (posts, square section), steel (galvanized) |  | 50 | B4B5 | 91.088 | 6.2961e-06 | 1.4723 | 0.4587 | 0.087149 | 0.02114 | 1228.0854 | 78.9883 | 1.7523
| Civic Offices | Services LED light fitting | 1701223 | 8404059 | 5.8 | Electrical installations | plates | Construction | 32.8544 | kg | 10 | 44 | 1 | FALSE | 1 | FALSE |  | 1.05 | 32.8544 | 197.1263 | 5168 | Fencing (posts, square section), steel (galvanized) |  | 50 | D2 | 0 | 0 | 0 | 0 | 0 | 0 | 0 | 0 | 0
| Civic Offices | Services LED light fitting | 1701223 | 8404059 | 5.8 | Electrical installations | plates | Construction | 32.8544 | kg | 10 | 44 | 1 | FALSE | 1 | FALSE |  | 1.05 | 32.8544 | 197.1263 | 5168 | Fencing (posts, square section), steel (galvanized) |  | 50 | D3 | 0 | 0 | 0 | 0 | 0 | 0 | 0 | 0 | 0
| Civic Offices | Services LED light fitting | 1701223 | 8404059 | 5.8 | Electrical installations | plates | Construction | 32.8544 | kg | 10 | 44 | 1 | FALSE | 1 | FALSE |  | 1.05 | 32.8544 | 197.1263 | 5168 | Fencing (posts, square section), steel (galvanized) |  | 50 | D4 | 0 | 0 | 0 | 0 | 0 | 0 | 0 | 0 | 0
| Civic Offices | Services electrical wireing | 1701224 | 8404061 | 5.2 | Services equipment | copper wire 6mm siam | Construction | 1005.9919 | Linear length Calculation | 30 | 44 | 1 | FALSE | 1 | FALSE |  | 1.03 | 1005.9919 | 2011.9837 | 5113 | Cladding sheet (plain), copper |  | 0 | A1A3 | 7134.0285 | 0.0059287 | 362.8259 | 242.1971 | 20.0556 | 1.6507 | 108246.3734 | 21130.9158 | 228.0385
| Civic Offices | Services electrical wireing | 1701224 | 8404061 | 5.2 | Services equipment | copper wire 6mm siam | Construction | 1005.9919 | Linear length Calculation | 30 | 44 | 1 | FALSE | 1 | FALSE |  | 1.03 | 1005.9919 | 2011.9837 | 5113 | Cladding sheet (plain), copper |  | 0 | A4 | 20.3013 | 3.6476e-06 | 0.066473 | 0.017967 | 0.01134 | 7.08e-05 | 302.6236 | 46.2084 | 0.083543
| Civic Offices | Services electrical wireing | 1701224 | 8404061 | 5.2 | Services equipment | copper wire 6mm siam | Construction | 1005.9919 | Linear length Calculation | 30 | 44 | 1 | FALSE | 1 | FALSE |  | 1.03 | 1005.9919 | 2011.9837 | 5113 | Cladding sheet (plain), copper |  | 0 | A5 | 0.015687 | 4.1078e-09 | 0.0001097 | 3.6047e-05 | 1.8204e-05 | 2.213e-08 | 0.38458 | 4.527 | 0
| Civic Offices | Services electrical wireing | 1701224 | 8404061 | 5.2 | Services equipment | copper wire 6mm siam | Construction | 1005.9919 | Linear length Calculation | 30 | 44 | 1 | FALSE | 1 | FALSE |  | 1.03 | 1005.9919 | 2011.9837 | 5113 | Cladding sheet (plain), copper |  | 0 | D2 | 0 | 0 | 0 | 0 | 0 | 0 | 0 | 0 | 0
| Civic Offices | Services electrical wireing | 1701224 | 8404061 | 5.2 | Services equipment | copper wire 6mm siam | Construction | 1005.9919 | Linear length Calculation | 30 | 44 | 1 | FALSE | 1 | FALSE |  | 1.03 | 1005.9919 | 2011.9837 | 5113 | Cladding sheet (plain), copper |  | 0 | D3 | 0 | 0 | 0 | 0 | 0 | 0 | 0 | 0 | 0
| Civic Offices | Services electrical wireing | 1701224 | 8404061 | 5.2 | Services equipment | copper wire 6mm siam | Construction | 1005.9919 | Linear length Calculation | 30 | 44 | 1 | FALSE | 1 | FALSE |  | 1.03 | 1005.9919 | 2011.9837 | 5113 | Cladding sheet (plain), copper |  | 0 | D4 | 0 | 0 | 0 | 0 | 0 | 0 | 0 | 0 | 0
| Civic Offices | Services electrical wireing | 1701224 | 8404061 | 5.2 | Services equipment | copper wire 6mm siam | Construction | 1005.9919 | Linear length Calculation | 30 | 44 | 1 | FALSE | 1 | FALSE |  | 1.03 | 1005.9919 | 2011.9837 | 5113 | Cladding sheet (plain), copper |  | 60 | C2 | 0 | 0 | 0 | 0 | 0 | 0 | 0 | 0 | 0
| Civic Offices | Services electrical wireing | 1701224 | 8404061 | 5.2 | Services equipment | copper wire 6mm siam | Construction | 1005.9919 | Linear length Calculation | 30 | 44 | 1 | FALSE | 1 | FALSE |  | 1.03 | 1005.9919 | 2011.9837 | 5113 | Cladding sheet (plain), copper |  | 60 | C4 | 0.52291 | 1.3693e-07 | 0.0036567 | 0.0012016 | 0.00060679 | 7.3765e-07 | 12.8195 | 150.8988 | 0.026224
| Civic Offices | Services electrical wireing | 1701224 | 8404061 | 5.2 | Services equipment | copper wire 6mm siam | Construction | 1005.9919 | Linear length Calculation | 30 | 44 | 1 | FALSE | 1 | FALSE |  | 1.03 | 1005.9919 | 2011.9837 | 5113 | Cladding sheet (plain), copper |  | 60 | D2 | 0 | 0 | 0 | 0 | 0 | 0 | 0 | 0 | 0
| Civic Offices | Services electrical wireing | 1701224 | 8404061 | 5.2 | Services equipment | copper wire 6mm siam | Construction | 1005.9919 | Linear length Calculation | 30 | 44 | 1 | FALSE | 1 | FALSE |  | 1.03 | 1005.9919 | 2011.9837 | 5113 | Cladding sheet (plain), copper |  | 60 | D3 | 0 | 0 | 0 | 0 | 0 | 0 | 0 | 0 | 0
| Civic Offices | Services electrical wireing | 1701224 | 8404061 | 5.2 | Services equipment | copper wire 6mm siam | Construction | 1005.9919 | Linear length Calculation | 30 | 44 | 1 | FALSE | 1 | FALSE |  | 1.03 | 1005.9919 | 2011.9837 | 5113 | Cladding sheet (plain), copper |  | 60 | D4 | 0 | 0 | 0 | 0 | 0 | 0 | 0 | 0 | 0
| Civic Offices | Services electrical wireing | 1701224 | 8404061 | 5.2 | Services equipment | copper wire 6mm siam | Construction | 1005.9919 | Linear length Calculation | 30 | 44 | 1 | FALSE | 1 | FALSE |  | 1.03 | 1005.9919 | 2011.9837 | 5113 | Cladding sheet (plain), copper |  | 30 | B4B5 | 7154.8684 | 0.0059325 | 362.8961 | 242.2163 | 20.0675 | 1.6508 | 108562.201 | 21332.5499 | 228.1221
| Civic Offices | Services electrical wireing | 1701224 | 8404061 | 5.2 | Services equipment | copper wire 6mm siam | Construction | 1005.9919 | Linear length Calculation | 30 | 44 | 1 | FALSE | 1 | FALSE |  | 1.03 | 1005.9919 | 2011.9837 | 5113 | Cladding sheet (plain), copper |  | 30 | D2 | 0 | 0 | 0 | 0 | 0 | 0 | 0 | 0 | 0
| Civic Offices | Services electrical wireing | 1701224 | 8404061 | 5.2 | Services equipment | copper wire 6mm siam | Construction | 1005.9919 | Linear length Calculation | 30 | 44 | 1 | FALSE | 1 | FALSE |  | 1.03 | 1005.9919 | 2011.9837 | 5113 | Cladding sheet (plain), copper |  | 30 | D3 | 0 | 0 | 0 | 0 | 0 | 0 | 0 | 0 | 0
| Civic Offices | Services electrical wireing | 1701224 | 8404061 | 5.2 | Services equipment | copper wire 6mm siam | Construction | 1005.9919 | Linear length Calculation | 30 | 44 | 1 | FALSE | 1 | FALSE |  | 1.03 | 1005.9919 | 2011.9837 | 5113 | Cladding sheet (plain), copper |  | 30 | D4 | 0 | 0 | 0 | 0 | 0 | 0 | 0 | 0 | 0
| Civic Offices | Services electrical wireing | 1701224 | 8404062 | 5.2 | Services equipment | conduit 20mm | Construction | 773.6056 | Linear length Calculation | 30 | 44 | 1 | FALSE | 1 | FALSE |  | 1.05 | 773.6056 | 1547.2112 | 5377 | Roof membrane (single ply), PVC |  | 0 | A1A3 | 1694.4189 | 0.00013845 | 9.5764 | 2.53 | 2.0968 | 0.025042 | 46066.7258 | 7355.3447 | 14.3745
| Civic Offices | Services electrical wireing | 1701224 | 8404062 | 5.2 | Services equipment | conduit 20mm | Construction | 773.6056 | Linear length Calculation | 30 | 44 | 1 | FALSE | 1 | FALSE |  | 1.05 | 773.6056 | 1547.2112 | 5377 | Roof membrane (single ply), PVC |  | 0 | A4 | 15.3901 | 2.7652e-06 | 0.050393 | 0.01362 | 0.0085969 | 5.3673e-05 | 229.4147 | 35.0299 | 0.063333
| Civic Offices | Services electrical wireing | 1701224 | 8404062 | 5.2 | Services equipment | conduit 20mm | Construction | 773.6056 | Linear length Calculation | 30 | 44 | 1 | FALSE | 1 | FALSE |  | 1.05 | 773.6056 | 1547.2112 | 5377 | Roof membrane (single ply), PVC |  | 0 | A5 | 0.74298 | 3.1848e-08 | 0.002367 | 0.043937 | 0.00025881 | 1.737e-07 | 2.9541 | 5.802 | 0
| Civic Offices | Services electrical wireing | 1701224 | 8404062 | 5.2 | Services equipment | conduit 20mm | Construction | 773.6056 | Linear length Calculation | 30 | 44 | 1 | FALSE | 1 | FALSE |  | 1.05 | 773.6056 | 1547.2112 | 5377 | Roof membrane (single ply), PVC |  | 0 | D2 | 0 | 0 | 0 | 0 | 0 | 0 | 0 | 0 | 0
| Civic Offices | Services electrical wireing | 1701224 | 8404062 | 5.2 | Services equipment | conduit 20mm | Construction | 773.6056 | Linear length Calculation | 30 | 44 | 1 | FALSE | 1 | FALSE |  | 1.05 | 773.6056 | 1547.2112 | 5377 | Roof membrane (single ply), PVC |  | 0 | D3 | 0 | 0 | 0 | 0 | 0 | 0 | 0 | 0 | 0
| Civic Offices | Services electrical wireing | 1701224 | 8404062 | 5.2 | Services equipment | conduit 20mm | Construction | 773.6056 | Linear length Calculation | 30 | 44 | 1 | FALSE | 1 | FALSE |  | 1.05 | 773.6056 | 1547.2112 | 5377 | Roof membrane (single ply), PVC |  | 0 | D4 | 0 | 0 | 0 | 0 | 0 | 0 | 0 | 0 | 0
| Civic Offices | Services electrical wireing | 1701224 | 8404062 | 5.2 | Services equipment | conduit 20mm | Construction | 773.6056 | Linear length Calculation | 30 | 44 | 1 | FALSE | 1 | FALSE |  | 1.05 | 773.6056 | 1547.2112 | 5377 | Roof membrane (single ply), PVC |  | 60 | C2 | 0 | 0 | 0 | 0 | 0 | 0 | 0 | 0 | 0
| Civic Offices | Services electrical wireing | 1701224 | 8404062 | 5.2 | Services equipment | conduit 20mm | Construction | 773.6056 | Linear length Calculation | 30 | 44 | 1 | FALSE | 1 | FALSE |  | 1.05 | 773.6056 | 1547.2112 | 5377 | Roof membrane (single ply), PVC |  | 60 | C4 | 14.8596 | 6.3695e-07 | 0.04734 | 0.87875 | 0.0051761 | 3.474e-06 | 59.0828 | 116.0408 | 0.36275
| Civic Offices | Services electrical wireing | 1701224 | 8404062 | 5.2 | Services equipment | conduit 20mm | Construction | 773.6056 | Linear length Calculation | 30 | 44 | 1 | FALSE | 1 | FALSE |  | 1.05 | 773.6056 | 1547.2112 | 5377 | Roof membrane (single ply), PVC |  | 60 | D2 | 0 | 0 | 0 | 0 | 0 | 0 | 0 | 0 | 0
| Civic Offices | Services electrical wireing | 1701224 | 8404062 | 5.2 | Services equipment | conduit 20mm | Construction | 773.6056 | Linear length Calculation | 30 | 44 | 1 | FALSE | 1 | FALSE |  | 1.05 | 773.6056 | 1547.2112 | 5377 | Roof membrane (single ply), PVC |  | 60 | D3 | 0 | 0 | 0 | 0 | 0 | 0 | 0 | 0 | 0
| Civic Offices | Services electrical wireing | 1701224 | 8404062 | 5.2 | Services equipment | conduit 20mm | Construction | 773.6056 | Linear length Calculation | 30 | 44 | 1 | FALSE | 1 | FALSE |  | 1.05 | 773.6056 | 1547.2112 | 5377 | Roof membrane (single ply), PVC |  | 60 | D4 | 0 | 0 | 0 | 0 | 0 | 0 | 0 | 0 | 0
| Civic Offices | Services electrical wireing | 1701224 | 8404062 | 5.2 | Services equipment | conduit 20mm | Construction | 773.6056 | Linear length Calculation | 30 | 44 | 1 | FALSE | 1 | FALSE |  | 1.05 | 773.6056 | 1547.2112 | 5377 | Roof membrane (single ply), PVC |  | 30 | B4B5 | 1725.4116 | 0.00014189 | 9.6765 | 3.4663 | 2.1108 | 0.0251 | 46358.1774 | 7512.2176 | 14.4378
| Civic Offices | Services electrical wireing | 1701224 | 8404062 | 5.2 | Services equipment | conduit 20mm | Construction | 773.6056 | Linear length Calculation | 30 | 44 | 1 | FALSE | 1 | FALSE |  | 1.05 | 773.6056 | 1547.2112 | 5377 | Roof membrane (single ply), PVC |  | 30 | D2 | 0 | 0 | 0 | 0 | 0 | 0 | 0 | 0 | 0
| Civic Offices | Services electrical wireing | 1701224 | 8404062 | 5.2 | Services equipment | conduit 20mm | Construction | 773.6056 | Linear length Calculation | 30 | 44 | 1 | FALSE | 1 | FALSE |  | 1.05 | 773.6056 | 1547.2112 | 5377 | Roof membrane (single ply), PVC |  | 30 | D3 | 0 | 0 | 0 | 0 | 0 | 0 | 0 | 0 | 0
| Civic Offices | Services electrical wireing | 1701224 | 8404062 | 5.2 | Services equipment | conduit 20mm | Construction | 773.6056 | Linear length Calculation | 30 | 44 | 1 | FALSE | 1 | FALSE |  | 1.05 | 773.6056 | 1547.2112 | 5377 | Roof membrane (single ply), PVC |  | 30 | D4 | 0 | 0 | 0 | 0 | 0 | 0 | 0 | 0 | 0
| Civic Offices | Services LED light fitting | 1701227 | 8404064 | 5.8 | Electrical installations | heat sink | Construction | 16.3137 | kg | 10 | 44 | 1 | FALSE | 1 | FALSE |  | 1.01 | 16.3137 | 97.8821 | 5536 | Window furniture/hardware, aluminium |  | 0 | A1A3 | 309.6229 | 1.0484e-05 | 2.1166 | 0.48502 | 0.15722 | 0.0002697 | 3869.8149 | 65.5004 | 2.0557
| Civic Offices | Services LED light fitting | 1701227 | 8404064 | 5.8 | Electrical installations | heat sink | Construction | 16.3137 | kg | 10 | 44 | 1 | FALSE | 1 | FALSE |  | 1.01 | 16.3137 | 97.8821 | 5536 | Window furniture/hardware, aluminium |  | 0 | A4 | 0.81196 | 9.0059e-08 | 0.0042066 | 0.00068267 | 0.00051876 | 1.1284e-06 | 11.7241 | 3.187 | 0.0032031
| Civic Offices | Services LED light fitting | 1701227 | 8404064 | 5.8 | Electrical installations | heat sink | Construction | 16.3137 | kg | 10 | 44 | 1 | FALSE | 1 | FALSE |  | 1.01 | 16.3137 | 97.8821 | 5536 | Window furniture/hardware, aluminium |  | 0 | A5 | 8.4798e-05 | 2.2205e-11 | 5.9299e-07 | 1.9485e-07 | 9.84e-08 | 1.1962e-10 | 0.0020789 | 0.024471 | 0
| Civic Offices | Services LED light fitting | 1701227 | 8404064 | 5.8 | Electrical installations | heat sink | Construction | 16.3137 | kg | 10 | 44 | 1 | FALSE | 1 | FALSE |  | 1.01 | 16.3137 | 97.8821 | 5536 | Window furniture/hardware, aluminium |  | 0 | D2 | 0 | 0 | 0 | 0 | 0 | 0 | 0 | 0 | 0
| Civic Offices | Services LED light fitting | 1701227 | 8404064 | 5.8 | Electrical installations | heat sink | Construction | 16.3137 | kg | 10 | 44 | 1 | FALSE | 1 | FALSE |  | 1.01 | 16.3137 | 97.8821 | 5536 | Window furniture/hardware, aluminium |  | 0 | D3 | 0 | 0 | 0 | 0 | 0 | 0 | 0 | 0 | 0
| Civic Offices | Services LED light fitting | 1701227 | 8404064 | 5.8 | Electrical installations | heat sink | Construction | 16.3137 | kg | 10 | 44 | 1 | FALSE | 1 | FALSE |  | 1.01 | 16.3137 | 97.8821 | 5536 | Window furniture/hardware, aluminium |  | 0 | D4 | 0 | 0 | 0 | 0 | 0 | 0 | 0 | 0 | 0
| Civic Offices | Services LED light fitting | 1701227 | 8404064 | 5.8 | Electrical installations | heat sink | Construction | 16.3137 | kg | 10 | 44 | 1 | FALSE | 1 | FALSE |  | 1.01 | 16.3137 | 97.8821 | 5536 | Window furniture/hardware, aluminium |  | 60 | C2 | 0 | 0 | 0 | 0 | 0 | 0 | 0 | 0 | 0
| Civic Offices | Services LED light fitting | 1701227 | 8404064 | 5.8 | Electrical installations | heat sink | Construction | 16.3137 | kg | 10 | 44 | 1 | FALSE | 1 | FALSE |  | 1.01 | 16.3137 | 97.8821 | 5536 | Window furniture/hardware, aluminium |  | 60 | C4 | 0.0084798 | 2.2205e-09 | 5.9299e-05 | 1.9485e-05 | 9.84e-06 | 1.1962e-08 | 0.20789 | 2.4471 | 0.00042527
| Civic Offices | Services LED light fitting | 1701227 | 8404064 | 5.8 | Electrical installations | heat sink | Construction | 16.3137 | kg | 10 | 44 | 1 | FALSE | 1 | FALSE |  | 1.01 | 16.3137 | 97.8821 | 5536 | Window furniture/hardware, aluminium |  | 60 | D2 | 0 | 0 | 0 | 0 | 0 | 0 | 0 | 0 | 0
| Civic Offices | Services LED light fitting | 1701227 | 8404064 | 5.8 | Electrical installations | heat sink | Construction | 16.3137 | kg | 10 | 44 | 1 | FALSE | 1 | FALSE |  | 1.01 | 16.3137 | 97.8821 | 5536 | Window furniture/hardware, aluminium |  | 60 | D3 | 0 | 0 | 0 | 0 | 0 | 0 | 0 | 0 | 0
| Civic Offices | Services LED light fitting | 1701227 | 8404064 | 5.8 | Electrical installations | heat sink | Construction | 16.3137 | kg | 10 | 44 | 1 | FALSE | 1 | FALSE |  | 1.01 | 16.3137 | 97.8821 | 5536 | Window furniture/hardware, aluminium |  | 60 | D4 | 0 | 0 | 0 | 0 | 0 | 0 | 0 | 0 | 0
| Civic Offices | Services LED light fitting | 1701227 | 8404064 | 5.8 | Electrical installations | heat sink | Construction | 16.3137 | kg | 10 | 44 | 1 | FALSE | 1 | FALSE |  | 1.01 | 16.3137 | 97.8821 | 5536 | Window furniture/hardware, aluminium |  | 10 | B4B5 | 310.4434 | 1.0577e-05 | 2.1209 | 0.48572 | 0.15775 | 0.00027084 | 3881.7489 | 71.159 | 2.0589
| Civic Offices | Services LED light fitting | 1701227 | 8404064 | 5.8 | Electrical installations | heat sink | Construction | 16.3137 | kg | 10 | 44 | 1 | FALSE | 1 | FALSE |  | 1.01 | 16.3137 | 97.8821 | 5536 | Window furniture/hardware, aluminium |  | 10 | D2 | 0 | 0 | 0 | 0 | 0 | 0 | 0 | 0 | 0
| Civic Offices | Services LED light fitting | 1701227 | 8404064 | 5.8 | Electrical installations | heat sink | Construction | 16.3137 | kg | 10 | 44 | 1 | FALSE | 1 | FALSE |  | 1.01 | 16.3137 | 97.8821 | 5536 | Window furniture/hardware, aluminium |  | 10 | D3 | 0 | 0 | 0 | 0 | 0 | 0 | 0 | 0 | 0
| Civic Offices | Services LED light fitting | 1701227 | 8404064 | 5.8 | Electrical installations | heat sink | Construction | 16.3137 | kg | 10 | 44 | 1 | FALSE | 1 | FALSE |  | 1.01 | 16.3137 | 97.8821 | 5536 | Window furniture/hardware, aluminium |  | 10 | D4 | 0 | 0 | 0 | 0 | 0 | 0 | 0 | 0 | 0
| Civic Offices | Services LED light fitting | 1701227 | 8404064 | 5.8 | Electrical installations | heat sink | Construction | 16.3137 | kg | 10 | 44 | 1 | FALSE | 1 | FALSE |  | 1.01 | 16.3137 | 97.8821 | 5536 | Window furniture/hardware, aluminium |  | 20 | B4B5 | 310.4434 | 1.0577e-05 | 2.1209 | 0.48572 | 0.15775 | 0.00027084 | 3881.7489 | 71.159 | 2.0589
| Civic Offices | Services LED light fitting | 1701227 | 8404064 | 5.8 | Electrical installations | heat sink | Construction | 16.3137 | kg | 10 | 44 | 1 | FALSE | 1 | FALSE |  | 1.01 | 16.3137 | 97.8821 | 5536 | Window furniture/hardware, aluminium |  | 20 | D2 | 0 | 0 | 0 | 0 | 0 | 0 | 0 | 0 | 0
| Civic Offices | Services LED light fitting | 1701227 | 8404064 | 5.8 | Electrical installations | heat sink | Construction | 16.3137 | kg | 10 | 44 | 1 | FALSE | 1 | FALSE |  | 1.01 | 16.3137 | 97.8821 | 5536 | Window furniture/hardware, aluminium |  | 20 | D3 | 0 | 0 | 0 | 0 | 0 | 0 | 0 | 0 | 0
| Civic Offices | Services LED light fitting | 1701227 | 8404064 | 5.8 | Electrical installations | heat sink | Construction | 16.3137 | kg | 10 | 44 | 1 | FALSE | 1 | FALSE |  | 1.01 | 16.3137 | 97.8821 | 5536 | Window furniture/hardware, aluminium |  | 20 | D4 | 0 | 0 | 0 | 0 | 0 | 0 | 0 | 0 | 0
| Civic Offices | Services LED light fitting | 1701227 | 8404064 | 5.8 | Electrical installations | heat sink | Construction | 16.3137 | kg | 10 | 44 | 1 | FALSE | 1 | FALSE |  | 1.01 | 16.3137 | 97.8821 | 5536 | Window furniture/hardware, aluminium |  | 30 | B4B5 | 310.4434 | 1.0577e-05 | 2.1209 | 0.48572 | 0.15775 | 0.00027084 | 3881.7489 | 71.159 | 2.0589
| Civic Offices | Services LED light fitting | 1701227 | 8404064 | 5.8 | Electrical installations | heat sink | Construction | 16.3137 | kg | 10 | 44 | 1 | FALSE | 1 | FALSE |  | 1.01 | 16.3137 | 97.8821 | 5536 | Window furniture/hardware, aluminium |  | 30 | D2 | 0 | 0 | 0 | 0 | 0 | 0 | 0 | 0 | 0
| Civic Offices | Services LED light fitting | 1701227 | 8404064 | 5.8 | Electrical installations | heat sink | Construction | 16.3137 | kg | 10 | 44 | 1 | FALSE | 1 | FALSE |  | 1.01 | 16.3137 | 97.8821 | 5536 | Window furniture/hardware, aluminium |  | 30 | D3 | 0 | 0 | 0 | 0 | 0 | 0 | 0 | 0 | 0
| Civic Offices | Services LED light fitting | 1701227 | 8404064 | 5.8 | Electrical installations | heat sink | Construction | 16.3137 | kg | 10 | 44 | 1 | FALSE | 1 | FALSE |  | 1.01 | 16.3137 | 97.8821 | 5536 | Window furniture/hardware, aluminium |  | 30 | D4 | 0 | 0 | 0 | 0 | 0 | 0 | 0 | 0 | 0
| Civic Offices | Services LED light fitting | 1701227 | 8404064 | 5.8 | Electrical installations | heat sink | Construction | 16.3137 | kg | 10 | 44 | 1 | FALSE | 1 | FALSE |  | 1.01 | 16.3137 | 97.8821 | 5536 | Window furniture/hardware, aluminium |  | 40 | B4B5 | 310.4434 | 1.0577e-05 | 2.1209 | 0.48572 | 0.15775 | 0.00027084 | 3881.7489 | 71.159 | 2.0589
| Civic Offices | Services LED light fitting | 1701227 | 8404064 | 5.8 | Electrical installations | heat sink | Construction | 16.3137 | kg | 10 | 44 | 1 | FALSE | 1 | FALSE |  | 1.01 | 16.3137 | 97.8821 | 5536 | Window furniture/hardware, aluminium |  | 40 | D2 | 0 | 0 | 0 | 0 | 0 | 0 | 0 | 0 | 0
| Civic Offices | Services LED light fitting | 1701227 | 8404064 | 5.8 | Electrical installations | heat sink | Construction | 16.3137 | kg | 10 | 44 | 1 | FALSE | 1 | FALSE |  | 1.01 | 16.3137 | 97.8821 | 5536 | Window furniture/hardware, aluminium |  | 40 | D3 | 0 | 0 | 0 | 0 | 0 | 0 | 0 | 0 | 0
| Civic Offices | Services LED light fitting | 1701227 | 8404064 | 5.8 | Electrical installations | heat sink | Construction | 16.3137 | kg | 10 | 44 | 1 | FALSE | 1 | FALSE |  | 1.01 | 16.3137 | 97.8821 | 5536 | Window furniture/hardware, aluminium |  | 40 | D4 | 0 | 0 | 0 | 0 | 0 | 0 | 0 | 0 | 0
| Civic Offices | Services LED light fitting | 1701227 | 8404064 | 5.8 | Electrical installations | heat sink | Construction | 16.3137 | kg | 10 | 44 | 1 | FALSE | 1 | FALSE |  | 1.01 | 16.3137 | 97.8821 | 5536 | Window furniture/hardware, aluminium |  | 50 | B4B5 | 310.4434 | 1.0577e-05 | 2.1209 | 0.48572 | 0.15775 | 0.00027084 | 3881.7489 | 71.159 | 2.0589
| Civic Offices | Services LED light fitting | 1701227 | 8404064 | 5.8 | Electrical installations | heat sink | Construction | 16.3137 | kg | 10 | 44 | 1 | FALSE | 1 | FALSE |  | 1.01 | 16.3137 | 97.8821 | 5536 | Window furniture/hardware, aluminium |  | 50 | D2 | 0 | 0 | 0 | 0 | 0 | 0 | 0 | 0 | 0
| Civic Offices | Services LED light fitting | 1701227 | 8404064 | 5.8 | Electrical installations | heat sink | Construction | 16.3137 | kg | 10 | 44 | 1 | FALSE | 1 | FALSE |  | 1.01 | 16.3137 | 97.8821 | 5536 | Window furniture/hardware, aluminium |  | 50 | D3 | 0 | 0 | 0 | 0 | 0 | 0 | 0 | 0 | 0
| Civic Offices | Services LED light fitting | 1701227 | 8404064 | 5.8 | Electrical installations | heat sink | Construction | 16.3137 | kg | 10 | 44 | 1 | FALSE | 1 | FALSE |  | 1.01 | 16.3137 | 97.8821 | 5536 | Window furniture/hardware, aluminium |  | 50 | D4 | 0 | 0 | 0 | 0 | 0 | 0 | 0 | 0 | 0
| Civic Offices | Services LED light fitting | 1701227 | 8404065 | 5.8 | Electrical installations | glass bulb | Construction | 4.7305 | kg | 10 | 44 | 1 | FALSE | 1 | FALSE |  | 1.05 | 4.7305 | 28.3832 | 5490 | General glazing, glass (toughened) |  | 0 | A1A3 | 5.5796 | 5.1445e-07 | 0.052979 | 0.0066804 | 0.0032087 | 3.5427e-05 | 68.3272 | 38.6066 | 0.0272
| Civic Offices | Services LED light fitting | 1701227 | 8404065 | 5.8 | Electrical installations | glass bulb | Construction | 4.7305 | kg | 10 | 44 | 1 | FALSE | 1 | FALSE |  | 1.05 | 4.7305 | 28.3832 | 5490 | General glazing, glass (toughened) |  | 0 | A4 | 0.11959 | 2.2014e-08 | 0.00039991 | 0.00010551 | 6.9764e-05 | 3.1496e-07 | 1.8061 | 0.22315 | 0.00049549
| Civic Offices | Services LED light fitting | 1701227 | 8404065 | 5.8 | Electrical installations | glass bulb | Construction | 4.7305 | kg | 10 | 44 | 1 | FALSE | 1 | FALSE |  | 1.05 | 4.7305 | 28.3832 | 5490 | General glazing, glass (toughened) |  | 0 | A5 | 0.00036838 | 1.2699e-10 | 2.8371e-06 | 7.0054e-07 | 4.9011e-07 | 3.9821e-10 | 0.0107 | 0.035479 | 0
| Civic Offices | Services LED light fitting | 1701227 | 8404065 | 5.8 | Electrical installations | glass bulb | Construction | 4.7305 | kg | 10 | 44 | 1 | FALSE | 1 | FALSE |  | 1.05 | 4.7305 | 28.3832 | 5490 | General glazing, glass (toughened) |  | 0 | D2 | 0 | 0 | 0 | 0 | 0 | 0 | 0 | 0 | 0
| Civic Offices | Services LED light fitting | 1701227 | 8404065 | 5.8 | Electrical installations | glass bulb | Construction | 4.7305 | kg | 10 | 44 | 1 | FALSE | 1 | FALSE |  | 1.05 | 4.7305 | 28.3832 | 5490 | General glazing, glass (toughened) |  | 0 | D3 | 0 | 0 | 0 | 0 | 0 | 0 | 0 | 0 | 0
| Civic Offices | Services LED light fitting | 1701227 | 8404065 | 5.8 | Electrical installations | glass bulb | Construction | 4.7305 | kg | 10 | 44 | 1 | FALSE | 1 | FALSE |  | 1.05 | 4.7305 | 28.3832 | 5490 | General glazing, glass (toughened) |  | 0 | D4 | 0 | 0 | 0 | 0 | 0 | 0 | 0 | 0 | 0
| Civic Offices | Services LED light fitting | 1701227 | 8404065 | 5.8 | Electrical installations | glass bulb | Construction | 4.7305 | kg | 10 | 44 | 1 | FALSE | 1 | FALSE |  | 1.05 | 4.7305 | 28.3832 | 5490 | General glazing, glass (toughened) |  | 60 | C2 | 0 | 0 | 0 | 0 | 0 | 0 | 0 | 0 | 0
| Civic Offices | Services LED light fitting | 1701227 | 8404065 | 5.8 | Electrical installations | glass bulb | Construction | 4.7305 | kg | 10 | 44 | 1 | FALSE | 1 | FALSE |  | 1.05 | 4.7305 | 28.3832 | 5490 | General glazing, glass (toughened) |  | 60 | C4 | 0.0073676 | 2.5398e-09 | 5.6742e-05 | 1.4011e-05 | 9.8021e-06 | 7.9642e-09 | 0.21399 | 0.70958 | 0.00069454
| Civic Offices | Services LED light fitting | 1701227 | 8404065 | 5.8 | Electrical installations | glass bulb | Construction | 4.7305 | kg | 10 | 44 | 1 | FALSE | 1 | FALSE |  | 1.05 | 4.7305 | 28.3832 | 5490 | General glazing, glass (toughened) |  | 60 | D2 | 0 | 0 | 0 | 0 | 0 | 0 | 0 | 0 | 0
| Civic Offices | Services LED light fitting | 1701227 | 8404065 | 5.8 | Electrical installations | glass bulb | Construction | 4.7305 | kg | 10 | 44 | 1 | FALSE | 1 | FALSE |  | 1.05 | 4.7305 | 28.3832 | 5490 | General glazing, glass (toughened) |  | 60 | D3 | 0 | 0 | 0 | 0 | 0 | 0 | 0 | 0 | 0
| Civic Offices | Services LED light fitting | 1701227 | 8404065 | 5.8 | Electrical installations | glass bulb | Construction | 4.7305 | kg | 10 | 44 | 1 | FALSE | 1 | FALSE |  | 1.05 | 4.7305 | 28.3832 | 5490 | General glazing, glass (toughened) |  | 60 | D4 | 0 | 0 | 0 | 0 | 0 | 0 | 0 | 0 | 0
| Civic Offices | Services LED light fitting | 1701227 | 8404065 | 5.8 | Electrical installations | glass bulb | Construction | 4.7305 | kg | 10 | 44 | 1 | FALSE | 1 | FALSE |  | 1.05 | 4.7305 | 28.3832 | 5490 | General glazing, glass (toughened) |  | 10 | B4B5 | 5.7069 | 5.3913e-07 | 0.053439 | 0.0068007 | 0.0032888 | 3.5751e-05 | 70.358 | 39.5748 | 0.027695
| Civic Offices | Services LED light fitting | 1701227 | 8404065 | 5.8 | Electrical installations | glass bulb | Construction | 4.7305 | kg | 10 | 44 | 1 | FALSE | 1 | FALSE |  | 1.05 | 4.7305 | 28.3832 | 5490 | General glazing, glass (toughened) |  | 10 | D2 | 0 | 0 | 0 | 0 | 0 | 0 | 0 | 0 | 0
| Civic Offices | Services LED light fitting | 1701227 | 8404065 | 5.8 | Electrical installations | glass bulb | Construction | 4.7305 | kg | 10 | 44 | 1 | FALSE | 1 | FALSE |  | 1.05 | 4.7305 | 28.3832 | 5490 | General glazing, glass (toughened) |  | 10 | D3 | 0 | 0 | 0 | 0 | 0 | 0 | 0 | 0 | 0
| Civic Offices | Services LED light fitting | 1701227 | 8404065 | 5.8 | Electrical installations | glass bulb | Construction | 4.7305 | kg | 10 | 44 | 1 | FALSE | 1 | FALSE |  | 1.05 | 4.7305 | 28.3832 | 5490 | General glazing, glass (toughened) |  | 10 | D4 | 0 | 0 | 0 | 0 | 0 | 0 | 0 | 0 | 0
| Civic Offices | Services LED light fitting | 1701227 | 8404065 | 5.8 | Electrical installations | glass bulb | Construction | 4.7305 | kg | 10 | 44 | 1 | FALSE | 1 | FALSE |  | 1.05 | 4.7305 | 28.3832 | 5490 | General glazing, glass (toughened) |  | 20 | B4B5 | 5.7069 | 5.3913e-07 | 0.053439 | 0.0068007 | 0.0032888 | 3.5751e-05 | 70.358 | 39.5748 | 0.027695
| Civic Offices | Services LED light fitting | 1701227 | 8404065 | 5.8 | Electrical installations | glass bulb | Construction | 4.7305 | kg | 10 | 44 | 1 | FALSE | 1 | FALSE |  | 1.05 | 4.7305 | 28.3832 | 5490 | General glazing, glass (toughened) |  | 20 | D2 | 0 | 0 | 0 | 0 | 0 | 0 | 0 | 0 | 0
| Civic Offices | Services LED light fitting | 1701227 | 8404065 | 5.8 | Electrical installations | glass bulb | Construction | 4.7305 | kg | 10 | 44 | 1 | FALSE | 1 | FALSE |  | 1.05 | 4.7305 | 28.3832 | 5490 | General glazing, glass (toughened) |  | 20 | D3 | 0 | 0 | 0 | 0 | 0 | 0 | 0 | 0 | 0
| Civic Offices | Services LED light fitting | 1701227 | 8404065 | 5.8 | Electrical installations | glass bulb | Construction | 4.7305 | kg | 10 | 44 | 1 | FALSE | 1 | FALSE |  | 1.05 | 4.7305 | 28.3832 | 5490 | General glazing, glass (toughened) |  | 20 | D4 | 0 | 0 | 0 | 0 | 0 | 0 | 0 | 0 | 0
| Civic Offices | Services LED light fitting | 1701227 | 8404065 | 5.8 | Electrical installations | glass bulb | Construction | 4.7305 | kg | 10 | 44 | 1 | FALSE | 1 | FALSE |  | 1.05 | 4.7305 | 28.3832 | 5490 | General glazing, glass (toughened) |  | 30 | B4B5 | 5.7069 | 5.3913e-07 | 0.053439 | 0.0068007 | 0.0032888 | 3.5751e-05 | 70.358 | 39.5748 | 0.027695
| Civic Offices | Services LED light fitting | 1701227 | 8404065 | 5.8 | Electrical installations | glass bulb | Construction | 4.7305 | kg | 10 | 44 | 1 | FALSE | 1 | FALSE |  | 1.05 | 4.7305 | 28.3832 | 5490 | General glazing, glass (toughened) |  | 30 | D2 | 0 | 0 | 0 | 0 | 0 | 0 | 0 | 0 | 0
| Civic Offices | Services LED light fitting | 1701227 | 8404065 | 5.8 | Electrical installations | glass bulb | Construction | 4.7305 | kg | 10 | 44 | 1 | FALSE | 1 | FALSE |  | 1.05 | 4.7305 | 28.3832 | 5490 | General glazing, glass (toughened) |  | 30 | D3 | 0 | 0 | 0 | 0 | 0 | 0 | 0 | 0 | 0
| Civic Offices | Services LED light fitting | 1701227 | 8404065 | 5.8 | Electrical installations | glass bulb | Construction | 4.7305 | kg | 10 | 44 | 1 | FALSE | 1 | FALSE |  | 1.05 | 4.7305 | 28.3832 | 5490 | General glazing, glass (toughened) |  | 30 | D4 | 0 | 0 | 0 | 0 | 0 | 0 | 0 | 0 | 0
| Civic Offices | Services LED light fitting | 1701227 | 8404065 | 5.8 | Electrical installations | glass bulb | Construction | 4.7305 | kg | 10 | 44 | 1 | FALSE | 1 | FALSE |  | 1.05 | 4.7305 | 28.3832 | 5490 | General glazing, glass (toughened) |  | 40 | B4B5 | 5.7069 | 5.3913e-07 | 0.053439 | 0.0068007 | 0.0032888 | 3.5751e-05 | 70.358 | 39.5748 | 0.027695
| Civic Offices | Services LED light fitting | 1701227 | 8404065 | 5.8 | Electrical installations | glass bulb | Construction | 4.7305 | kg | 10 | 44 | 1 | FALSE | 1 | FALSE |  | 1.05 | 4.7305 | 28.3832 | 5490 | General glazing, glass (toughened) |  | 40 | D2 | 0 | 0 | 0 | 0 | 0 | 0 | 0 | 0 | 0
| Civic Offices | Services LED light fitting | 1701227 | 8404065 | 5.8 | Electrical installations | glass bulb | Construction | 4.7305 | kg | 10 | 44 | 1 | FALSE | 1 | FALSE |  | 1.05 | 4.7305 | 28.3832 | 5490 | General glazing, glass (toughened) |  | 40 | D3 | 0 | 0 | 0 | 0 | 0 | 0 | 0 | 0 | 0
| Civic Offices | Services LED light fitting | 1701227 | 8404065 | 5.8 | Electrical installations | glass bulb | Construction | 4.7305 | kg | 10 | 44 | 1 | FALSE | 1 | FALSE |  | 1.05 | 4.7305 | 28.3832 | 5490 | General glazing, glass (toughened) |  | 40 | D4 | 0 | 0 | 0 | 0 | 0 | 0 | 0 | 0 | 0
| Civic Offices | Services LED light fitting | 1701227 | 8404065 | 5.8 | Electrical installations | glass bulb | Construction | 4.7305 | kg | 10 | 44 | 1 | FALSE | 1 | FALSE |  | 1.05 | 4.7305 | 28.3832 | 5490 | General glazing, glass (toughened) |  | 50 | B4B5 | 5.7069 | 5.3913e-07 | 0.053439 | 0.0068007 | 0.0032888 | 3.5751e-05 | 70.358 | 39.5748 | 0.027695
| Civic Offices | Services LED light fitting | 1701227 | 8404065 | 5.8 | Electrical installations | glass bulb | Construction | 4.7305 | kg | 10 | 44 | 1 | FALSE | 1 | FALSE |  | 1.05 | 4.7305 | 28.3832 | 5490 | General glazing, glass (toughened) |  | 50 | D2 | 0 | 0 | 0 | 0 | 0 | 0 | 0 | 0 | 0
| Civic Offices | Services LED light fitting | 1701227 | 8404065 | 5.8 | Electrical installations | glass bulb | Construction | 4.7305 | kg | 10 | 44 | 1 | FALSE | 1 | FALSE |  | 1.05 | 4.7305 | 28.3832 | 5490 | General glazing, glass (toughened) |  | 50 | D3 | 0 | 0 | 0 | 0 | 0 | 0 | 0 | 0 | 0
| Civic Offices | Services LED light fitting | 1701227 | 8404065 | 5.8 | Electrical installations | glass bulb | Construction | 4.7305 | kg | 10 | 44 | 1 | FALSE | 1 | FALSE |  | 1.05 | 4.7305 | 28.3832 | 5490 | General glazing, glass (toughened) |  | 50 | D4 | 0 | 0 | 0 | 0 | 0 | 0 | 0 | 0 | 0
| Civic Offices | Services LED light fitting | 1701227 | 8404066 | 5.8 | Electrical installations | connectors | Construction | 0.22105 | kg | 10 | 44 | 1 | FALSE | 1 | FALSE |  | 1.05 | 0.22105 | 1.3263 | 5014 | Cladding sheet (angle seamed), copper |  | 0 | A1A3 | 1.598 | 1.328e-06 | 0.081274 | 0.054253 | 0.0044925 | 0.00036976 | 24.2475 | 4.7334 | 0.051081
| Civic Offices | Services LED light fitting | 1701227 | 8404066 | 5.8 | Electrical installations | connectors | Construction | 0.22105 | kg | 10 | 44 | 1 | FALSE | 1 | FALSE |  | 1.05 | 0.22105 | 1.3263 | 5014 | Cladding sheet (angle seamed), copper |  | 0 | A4 | 0.0045475 | 8.1708e-10 | 1.489e-05 | 4.0246e-06 | 2.5403e-06 | 1.5859e-08 | 0.067789 | 0.010351 | 1.8714e-05
| Civic Offices | Services LED light fitting | 1701227 | 8404066 | 5.8 | Electrical installations | connectors | Construction | 0.22105 | kg | 10 | 44 | 1 | FALSE | 1 | FALSE |  | 1.05 | 0.22105 | 1.3263 | 5014 | Cladding sheet (angle seamed), copper |  | 0 | A5 | 5.7452e-06 | 1.5044e-12 | 4.0175e-08 | 1.3201e-08 | 6.6667e-09 | 8.1044e-12 | 0.00014084 | 0.0016579 | 0
| Civic Offices | Services LED light fitting | 1701227 | 8404066 | 5.8 | Electrical installations | connectors | Construction | 0.22105 | kg | 10 | 44 | 1 | FALSE | 1 | FALSE |  | 1.05 | 0.22105 | 1.3263 | 5014 | Cladding sheet (angle seamed), copper |  | 0 | D2 | 0 | 0 | 0 | 0 | 0 | 0 | 0 | 0 | 0
| Civic Offices | Services LED light fitting | 1701227 | 8404066 | 5.8 | Electrical installations | connectors | Construction | 0.22105 | kg | 10 | 44 | 1 | FALSE | 1 | FALSE |  | 1.05 | 0.22105 | 1.3263 | 5014 | Cladding sheet (angle seamed), copper |  | 0 | D3 | 0 | 0 | 0 | 0 | 0 | 0 | 0 | 0 | 0
| Civic Offices | Services LED light fitting | 1701227 | 8404066 | 5.8 | Electrical installations | connectors | Construction | 0.22105 | kg | 10 | 44 | 1 | FALSE | 1 | FALSE |  | 1.05 | 0.22105 | 1.3263 | 5014 | Cladding sheet (angle seamed), copper |  | 0 | D4 | 0 | 0 | 0 | 0 | 0 | 0 | 0 | 0 | 0
| Civic Offices | Services LED light fitting | 1701227 | 8404066 | 5.8 | Electrical installations | connectors | Construction | 0.22105 | kg | 10 | 44 | 1 | FALSE | 1 | FALSE |  | 1.05 | 0.22105 | 1.3263 | 5014 | Cladding sheet (angle seamed), copper |  | 60 | C2 | 0 | 0 | 0 | 0 | 0 | 0 | 0 | 0 | 0
| Civic Offices | Services LED light fitting | 1701227 | 8404066 | 5.8 | Electrical installations | connectors | Construction | 0.22105 | kg | 10 | 44 | 1 | FALSE | 1 | FALSE |  | 1.05 | 0.22105 | 1.3263 | 5014 | Cladding sheet (angle seamed), copper |  | 60 | C4 | 0.0001149 | 3.0088e-11 | 8.0351e-07 | 2.6403e-07 | 1.3333e-07 | 1.6209e-10 | 0.0028169 | 0.033158 | 5.7624e-06
| Civic Offices | Services LED light fitting | 1701227 | 8404066 | 5.8 | Electrical installations | connectors | Construction | 0.22105 | kg | 10 | 44 | 1 | FALSE | 1 | FALSE |  | 1.05 | 0.22105 | 1.3263 | 5014 | Cladding sheet (angle seamed), copper |  | 60 | D2 | 0 | 0 | 0 | 0 | 0 | 0 | 0 | 0 | 0
| Civic Offices | Services LED light fitting | 1701227 | 8404066 | 5.8 | Electrical installations | connectors | Construction | 0.22105 | kg | 10 | 44 | 1 | FALSE | 1 | FALSE |  | 1.05 | 0.22105 | 1.3263 | 5014 | Cladding sheet (angle seamed), copper |  | 60 | D3 | 0 | 0 | 0 | 0 | 0 | 0 | 0 | 0 | 0
| Civic Offices | Services LED light fitting | 1701227 | 8404066 | 5.8 | Electrical installations | connectors | Construction | 0.22105 | kg | 10 | 44 | 1 | FALSE | 1 | FALSE |  | 1.05 | 0.22105 | 1.3263 | 5014 | Cladding sheet (angle seamed), copper |  | 60 | D4 | 0 | 0 | 0 | 0 | 0 | 0 | 0 | 0 | 0
| Civic Offices | Services LED light fitting | 1701227 | 8404066 | 5.8 | Electrical installations | connectors | Construction | 0.22105 | kg | 10 | 44 | 1 | FALSE | 1 | FALSE |  | 1.05 | 0.22105 | 1.3263 | 5014 | Cladding sheet (angle seamed), copper |  | 10 | B4B5 | 1.6027 | 1.3289e-06 | 0.08129 | 0.054257 | 0.0044952 | 0.00036977 | 24.3182 | 4.7785 | 0.0511
| Civic Offices | Services LED light fitting | 1701227 | 8404066 | 5.8 | Electrical installations | connectors | Construction | 0.22105 | kg | 10 | 44 | 1 | FALSE | 1 | FALSE |  | 1.05 | 0.22105 | 1.3263 | 5014 | Cladding sheet (angle seamed), copper |  | 10 | D2 | 0 | 0 | 0 | 0 | 0 | 0 | 0 | 0 | 0
| Civic Offices | Services LED light fitting | 1701227 | 8404066 | 5.8 | Electrical installations | connectors | Construction | 0.22105 | kg | 10 | 44 | 1 | FALSE | 1 | FALSE |  | 1.05 | 0.22105 | 1.3263 | 5014 | Cladding sheet (angle seamed), copper |  | 10 | D3 | 0 | 0 | 0 | 0 | 0 | 0 | 0 | 0 | 0
| Civic Offices | Services LED light fitting | 1701227 | 8404066 | 5.8 | Electrical installations | connectors | Construction | 0.22105 | kg | 10 | 44 | 1 | FALSE | 1 | FALSE |  | 1.05 | 0.22105 | 1.3263 | 5014 | Cladding sheet (angle seamed), copper |  | 10 | D4 | 0 | 0 | 0 | 0 | 0 | 0 | 0 | 0 | 0
| Civic Offices | Services LED light fitting | 1701227 | 8404066 | 5.8 | Electrical installations | connectors | Construction | 0.22105 | kg | 10 | 44 | 1 | FALSE | 1 | FALSE |  | 1.05 | 0.22105 | 1.3263 | 5014 | Cladding sheet (angle seamed), copper |  | 20 | B4B5 | 1.6027 | 1.3289e-06 | 0.08129 | 0.054257 | 0.0044952 | 0.00036977 | 24.3182 | 4.7785 | 0.0511
| Civic Offices | Services LED light fitting | 1701227 | 8404066 | 5.8 | Electrical installations | connectors | Construction | 0.22105 | kg | 10 | 44 | 1 | FALSE | 1 | FALSE |  | 1.05 | 0.22105 | 1.3263 | 5014 | Cladding sheet (angle seamed), copper |  | 20 | D2 | 0 | 0 | 0 | 0 | 0 | 0 | 0 | 0 | 0
| Civic Offices | Services LED light fitting | 1701227 | 8404066 | 5.8 | Electrical installations | connectors | Construction | 0.22105 | kg | 10 | 44 | 1 | FALSE | 1 | FALSE |  | 1.05 | 0.22105 | 1.3263 | 5014 | Cladding sheet (angle seamed), copper |  | 20 | D3 | 0 | 0 | 0 | 0 | 0 | 0 | 0 | 0 | 0
| Civic Offices | Services LED light fitting | 1701227 | 8404066 | 5.8 | Electrical installations | connectors | Construction | 0.22105 | kg | 10 | 44 | 1 | FALSE | 1 | FALSE |  | 1.05 | 0.22105 | 1.3263 | 5014 | Cladding sheet (angle seamed), copper |  | 20 | D4 | 0 | 0 | 0 | 0 | 0 | 0 | 0 | 0 | 0
| Civic Offices | Services LED light fitting | 1701227 | 8404066 | 5.8 | Electrical installations | connectors | Construction | 0.22105 | kg | 10 | 44 | 1 | FALSE | 1 | FALSE |  | 1.05 | 0.22105 | 1.3263 | 5014 | Cladding sheet (angle seamed), copper |  | 30 | B4B5 | 1.6027 | 1.3289e-06 | 0.08129 | 0.054257 | 0.0044952 | 0.00036977 | 24.3182 | 4.7785 | 0.0511
| Civic Offices | Services LED light fitting | 1701227 | 8404066 | 5.8 | Electrical installations | connectors | Construction | 0.22105 | kg | 10 | 44 | 1 | FALSE | 1 | FALSE |  | 1.05 | 0.22105 | 1.3263 | 5014 | Cladding sheet (angle seamed), copper |  | 30 | D2 | 0 | 0 | 0 | 0 | 0 | 0 | 0 | 0 | 0
| Civic Offices | Services LED light fitting | 1701227 | 8404066 | 5.8 | Electrical installations | connectors | Construction | 0.22105 | kg | 10 | 44 | 1 | FALSE | 1 | FALSE |  | 1.05 | 0.22105 | 1.3263 | 5014 | Cladding sheet (angle seamed), copper |  | 30 | D3 | 0 | 0 | 0 | 0 | 0 | 0 | 0 | 0 | 0
| Civic Offices | Services LED light fitting | 1701227 | 8404066 | 5.8 | Electrical installations | connectors | Construction | 0.22105 | kg | 10 | 44 | 1 | FALSE | 1 | FALSE |  | 1.05 | 0.22105 | 1.3263 | 5014 | Cladding sheet (angle seamed), copper |  | 30 | D4 | 0 | 0 | 0 | 0 | 0 | 0 | 0 | 0 | 0
| Civic Offices | Services LED light fitting | 1701227 | 8404066 | 5.8 | Electrical installations | connectors | Construction | 0.22105 | kg | 10 | 44 | 1 | FALSE | 1 | FALSE |  | 1.05 | 0.22105 | 1.3263 | 5014 | Cladding sheet (angle seamed), copper |  | 40 | B4B5 | 1.6027 | 1.3289e-06 | 0.08129 | 0.054257 | 0.0044952 | 0.00036977 | 24.3182 | 4.7785 | 0.0511
| Civic Offices | Services LED light fitting | 1701227 | 8404066 | 5.8 | Electrical installations | connectors | Construction | 0.22105 | kg | 10 | 44 | 1 | FALSE | 1 | FALSE |  | 1.05 | 0.22105 | 1.3263 | 5014 | Cladding sheet (angle seamed), copper |  | 40 | D2 | 0 | 0 | 0 | 0 | 0 | 0 | 0 | 0 | 0
| Civic Offices | Services LED light fitting | 1701227 | 8404066 | 5.8 | Electrical installations | connectors | Construction | 0.22105 | kg | 10 | 44 | 1 | FALSE | 1 | FALSE |  | 1.05 | 0.22105 | 1.3263 | 5014 | Cladding sheet (angle seamed), copper |  | 40 | D3 | 0 | 0 | 0 | 0 | 0 | 0 | 0 | 0 | 0
| Civic Offices | Services LED light fitting | 1701227 | 8404066 | 5.8 | Electrical installations | connectors | Construction | 0.22105 | kg | 10 | 44 | 1 | FALSE | 1 | FALSE |  | 1.05 | 0.22105 | 1.3263 | 5014 | Cladding sheet (angle seamed), copper |  | 40 | D4 | 0 | 0 | 0 | 0 | 0 | 0 | 0 | 0 | 0
| Civic Offices | Services LED light fitting | 1701227 | 8404066 | 5.8 | Electrical installations | connectors | Construction | 0.22105 | kg | 10 | 44 | 1 | FALSE | 1 | FALSE |  | 1.05 | 0.22105 | 1.3263 | 5014 | Cladding sheet (angle seamed), copper |  | 50 | B4B5 | 1.6027 | 1.3289e-06 | 0.08129 | 0.054257 | 0.0044952 | 0.00036977 | 24.3182 | 4.7785 | 0.0511
| Civic Offices | Services LED light fitting | 1701227 | 8404066 | 5.8 | Electrical installations | connectors | Construction | 0.22105 | kg | 10 | 44 | 1 | FALSE | 1 | FALSE |  | 1.05 | 0.22105 | 1.3263 | 5014 | Cladding sheet (angle seamed), copper |  | 50 | D2 | 0 | 0 | 0 | 0 | 0 | 0 | 0 | 0 | 0
| Civic Offices | Services LED light fitting | 1701227 | 8404066 | 5.8 | Electrical installations | connectors | Construction | 0.22105 | kg | 10 | 44 | 1 | FALSE | 1 | FALSE |  | 1.05 | 0.22105 | 1.3263 | 5014 | Cladding sheet (angle seamed), copper |  | 50 | D3 | 0 | 0 | 0 | 0 | 0 | 0 | 0 | 0 | 0
| Civic Offices | Services LED light fitting | 1701227 | 8404066 | 5.8 | Electrical installations | connectors | Construction | 0.22105 | kg | 10 | 44 | 1 | FALSE | 1 | FALSE |  | 1.05 | 0.22105 | 1.3263 | 5014 | Cladding sheet (angle seamed), copper |  | 50 | D4 | 0 | 0 | 0 | 0 | 0 | 0 | 0 | 0 | 0
| Civic Offices | Services LED light fitting | 1701227 | 8404067 | 5.8 | Electrical installations | insulator | Construction | 7.6484 | kg | 10 | 44 | 1 | FALSE | 1 | FALSE |  | 1.1 | 7.6484 | 45.8905 | 5052 | Membrane (breather), polypropylene |  | 0 | A1A3 | 46.2178 | 1.0554e-06 | 0.2603 | 0.074852 | 0.030924 | 5.4232e-05 | 1006.2253 | 3.9924 | 0.22802
| Civic Offices | Services LED light fitting | 1701227 | 8404067 | 5.8 | Electrical installations | insulator | Construction | 7.6484 | kg | 10 | 44 | 1 | FALSE | 1 | FALSE |  | 1.1 | 7.6484 | 45.8905 | 5052 | Membrane (breather), polypropylene |  | 0 | A4 | 0.1594 | 2.8641e-08 | 0.00052194 | 0.00014107 | 8.9043e-05 | 5.5592e-07 | 2.3762 | 0.36282 | 0.00065597
| Civic Offices | Services LED light fitting | 1701227 | 8404067 | 5.8 | Electrical installations | insulator | Construction | 7.6484 | kg | 10 | 44 | 1 | FALSE | 1 | FALSE |  | 1.1 | 7.6484 | 45.8905 | 5052 | Membrane (breather), polypropylene |  | 0 | A5 | 0.020158 | 6.4116e-10 | 1.8561e-05 | 0.0016912 | 6.1588e-06 | 3.5822e-09 | 0.058673 | 0.12237 | 0
| Civic Offices | Services LED light fitting | 1701227 | 8404067 | 5.8 | Electrical installations | insulator | Construction | 7.6484 | kg | 10 | 44 | 1 | FALSE | 1 | FALSE |  | 1.1 | 7.6484 | 45.8905 | 5052 | Membrane (breather), polypropylene |  | 0 | D2 | 0 | 0 | 0 | 0 | 0 | 0 | 0 | 0 | 0
| Civic Offices | Services LED light fitting | 1701227 | 8404067 | 5.8 | Electrical installations | insulator | Construction | 7.6484 | kg | 10 | 44 | 1 | FALSE | 1 | FALSE |  | 1.1 | 7.6484 | 45.8905 | 5052 | Membrane (breather), polypropylene |  | 0 | D3 | 0 | 0 | 0 | 0 | 0 | 0 | 0 | 0 | 0
| Civic Offices | Services LED light fitting | 1701227 | 8404067 | 5.8 | Electrical installations | insulator | Construction | 7.6484 | kg | 10 | 44 | 1 | FALSE | 1 | FALSE |  | 1.1 | 7.6484 | 45.8905 | 5052 | Membrane (breather), polypropylene |  | 0 | D4 | 0 | 0 | 0 | 0 | 0 | 0 | 0 | 0 | 0
| Civic Offices | Services LED light fitting | 1701227 | 8404067 | 5.8 | Electrical installations | insulator | Construction | 7.6484 | kg | 10 | 44 | 1 | FALSE | 1 | FALSE |  | 1.1 | 7.6484 | 45.8905 | 5052 | Membrane (breather), polypropylene |  | 60 | C2 | 0 | 0 | 0 | 0 | 0 | 0 | 0 | 0 | 0
| Civic Offices | Services LED light fitting | 1701227 | 8404067 | 5.8 | Electrical installations | insulator | Construction | 7.6484 | kg | 10 | 44 | 1 | FALSE | 1 | FALSE |  | 1.1 | 7.6484 | 45.8905 | 5052 | Membrane (breather), polypropylene |  | 60 | C4 | 0.20158 | 6.4116e-09 | 0.00018561 | 0.016912 | 6.1588e-05 | 3.5822e-08 | 0.58673 | 1.2237 | 0.005675
| Civic Offices | Services LED light fitting | 1701227 | 8404067 | 5.8 | Electrical installations | insulator | Construction | 7.6484 | kg | 10 | 44 | 1 | FALSE | 1 | FALSE |  | 1.1 | 7.6484 | 45.8905 | 5052 | Membrane (breather), polypropylene |  | 60 | D2 | 0 | 0 | 0 | 0 | 0 | 0 | 0 | 0 | 0
| Civic Offices | Services LED light fitting | 1701227 | 8404067 | 5.8 | Electrical installations | insulator | Construction | 7.6484 | kg | 10 | 44 | 1 | FALSE | 1 | FALSE |  | 1.1 | 7.6484 | 45.8905 | 5052 | Membrane (breather), polypropylene |  | 60 | D3 | 0 | 0 | 0 | 0 | 0 | 0 | 0 | 0 | 0
| Civic Offices | Services LED light fitting | 1701227 | 8404067 | 5.8 | Electrical installations | insulator | Construction | 7.6484 | kg | 10 | 44 | 1 | FALSE | 1 | FALSE |  | 1.1 | 7.6484 | 45.8905 | 5052 | Membrane (breather), polypropylene |  | 60 | D4 | 0 | 0 | 0 | 0 | 0 | 0 | 0 | 0 | 0
| Civic Offices | Services LED light fitting | 1701227 | 8404067 | 5.8 | Electrical installations | insulator | Construction | 7.6484 | kg | 10 | 44 | 1 | FALSE | 1 | FALSE |  | 1.1 | 7.6484 | 45.8905 | 5052 | Membrane (breather), polypropylene |  | 10 | B4B5 | 46.599 | 1.0911e-06 | 0.26103 | 0.093596 | 0.031081 | 5.4827e-05 | 1009.2468 | 5.7014 | 0.22868
| Civic Offices | Services LED light fitting | 1701227 | 8404067 | 5.8 | Electrical installations | insulator | Construction | 7.6484 | kg | 10 | 44 | 1 | FALSE | 1 | FALSE |  | 1.1 | 7.6484 | 45.8905 | 5052 | Membrane (breather), polypropylene |  | 10 | D2 | 0 | 0 | 0 | 0 | 0 | 0 | 0 | 0 | 0
| Civic Offices | Services LED light fitting | 1701227 | 8404067 | 5.8 | Electrical installations | insulator | Construction | 7.6484 | kg | 10 | 44 | 1 | FALSE | 1 | FALSE |  | 1.1 | 7.6484 | 45.8905 | 5052 | Membrane (breather), polypropylene |  | 10 | D3 | 0 | 0 | 0 | 0 | 0 | 0 | 0 | 0 | 0
| Civic Offices | Services LED light fitting | 1701227 | 8404067 | 5.8 | Electrical installations | insulator | Construction | 7.6484 | kg | 10 | 44 | 1 | FALSE | 1 | FALSE |  | 1.1 | 7.6484 | 45.8905 | 5052 | Membrane (breather), polypropylene |  | 10 | D4 | 0 | 0 | 0 | 0 | 0 | 0 | 0 | 0 | 0
| Civic Offices | Services LED light fitting | 1701227 | 8404067 | 5.8 | Electrical installations | insulator | Construction | 7.6484 | kg | 10 | 44 | 1 | FALSE | 1 | FALSE |  | 1.1 | 7.6484 | 45.8905 | 5052 | Membrane (breather), polypropylene |  | 20 | B4B5 | 46.599 | 1.0911e-06 | 0.26103 | 0.093596 | 0.031081 | 5.4827e-05 | 1009.2468 | 5.7014 | 0.22868
| Civic Offices | Services LED light fitting | 1701227 | 8404067 | 5.8 | Electrical installations | insulator | Construction | 7.6484 | kg | 10 | 44 | 1 | FALSE | 1 | FALSE |  | 1.1 | 7.6484 | 45.8905 | 5052 | Membrane (breather), polypropylene |  | 20 | D2 | 0 | 0 | 0 | 0 | 0 | 0 | 0 | 0 | 0
| Civic Offices | Services LED light fitting | 1701227 | 8404067 | 5.8 | Electrical installations | insulator | Construction | 7.6484 | kg | 10 | 44 | 1 | FALSE | 1 | FALSE |  | 1.1 | 7.6484 | 45.8905 | 5052 | Membrane (breather), polypropylene |  | 20 | D3 | 0 | 0 | 0 | 0 | 0 | 0 | 0 | 0 | 0
| Civic Offices | Services LED light fitting | 1701227 | 8404067 | 5.8 | Electrical installations | insulator | Construction | 7.6484 | kg | 10 | 44 | 1 | FALSE | 1 | FALSE |  | 1.1 | 7.6484 | 45.8905 | 5052 | Membrane (breather), polypropylene |  | 20 | D4 | 0 | 0 | 0 | 0 | 0 | 0 | 0 | 0 | 0
| Civic Offices | Services LED light fitting | 1701227 | 8404067 | 5.8 | Electrical installations | insulator | Construction | 7.6484 | kg | 10 | 44 | 1 | FALSE | 1 | FALSE |  | 1.1 | 7.6484 | 45.8905 | 5052 | Membrane (breather), polypropylene |  | 30 | B4B5 | 46.599 | 1.0911e-06 | 0.26103 | 0.093596 | 0.031081 | 5.4827e-05 | 1009.2468 | 5.7014 | 0.22868
| Civic Offices | Services LED light fitting | 1701227 | 8404067 | 5.8 | Electrical installations | insulator | Construction | 7.6484 | kg | 10 | 44 | 1 | FALSE | 1 | FALSE |  | 1.1 | 7.6484 | 45.8905 | 5052 | Membrane (breather), polypropylene |  | 30 | D2 | 0 | 0 | 0 | 0 | 0 | 0 | 0 | 0 | 0
| Civic Offices | Services LED light fitting | 1701227 | 8404067 | 5.8 | Electrical installations | insulator | Construction | 7.6484 | kg | 10 | 44 | 1 | FALSE | 1 | FALSE |  | 1.1 | 7.6484 | 45.8905 | 5052 | Membrane (breather), polypropylene |  | 30 | D3 | 0 | 0 | 0 | 0 | 0 | 0 | 0 | 0 | 0
| Civic Offices | Services LED light fitting | 1701227 | 8404067 | 5.8 | Electrical installations | insulator | Construction | 7.6484 | kg | 10 | 44 | 1 | FALSE | 1 | FALSE |  | 1.1 | 7.6484 | 45.8905 | 5052 | Membrane (breather), polypropylene |  | 30 | D4 | 0 | 0 | 0 | 0 | 0 | 0 | 0 | 0 | 0
| Civic Offices | Services LED light fitting | 1701227 | 8404067 | 5.8 | Electrical installations | insulator | Construction | 7.6484 | kg | 10 | 44 | 1 | FALSE | 1 | FALSE |  | 1.1 | 7.6484 | 45.8905 | 5052 | Membrane (breather), polypropylene |  | 40 | B4B5 | 46.599 | 1.0911e-06 | 0.26103 | 0.093596 | 0.031081 | 5.4827e-05 | 1009.2468 | 5.7014 | 0.22868
| Civic Offices | Services LED light fitting | 1701227 | 8404067 | 5.8 | Electrical installations | insulator | Construction | 7.6484 | kg | 10 | 44 | 1 | FALSE | 1 | FALSE |  | 1.1 | 7.6484 | 45.8905 | 5052 | Membrane (breather), polypropylene |  | 40 | D2 | 0 | 0 | 0 | 0 | 0 | 0 | 0 | 0 | 0
| Civic Offices | Services LED light fitting | 1701227 | 8404067 | 5.8 | Electrical installations | insulator | Construction | 7.6484 | kg | 10 | 44 | 1 | FALSE | 1 | FALSE |  | 1.1 | 7.6484 | 45.8905 | 5052 | Membrane (breather), polypropylene |  | 40 | D3 | 0 | 0 | 0 | 0 | 0 | 0 | 0 | 0 | 0
| Civic Offices | Services LED light fitting | 1701227 | 8404067 | 5.8 | Electrical installations | insulator | Construction | 7.6484 | kg | 10 | 44 | 1 | FALSE | 1 | FALSE |  | 1.1 | 7.6484 | 45.8905 | 5052 | Membrane (breather), polypropylene |  | 40 | D4 | 0 | 0 | 0 | 0 | 0 | 0 | 0 | 0 | 0
| Civic Offices | Services LED light fitting | 1701227 | 8404067 | 5.8 | Electrical installations | insulator | Construction | 7.6484 | kg | 10 | 44 | 1 | FALSE | 1 | FALSE |  | 1.1 | 7.6484 | 45.8905 | 5052 | Membrane (breather), polypropylene |  | 50 | B4B5 | 46.599 | 1.0911e-06 | 0.26103 | 0.093596 | 0.031081 | 5.4827e-05 | 1009.2468 | 5.7014 | 0.22868
| Civic Offices | Services LED light fitting | 1701227 | 8404067 | 5.8 | Electrical installations | insulator | Construction | 7.6484 | kg | 10 | 44 | 1 | FALSE | 1 | FALSE |  | 1.1 | 7.6484 | 45.8905 | 5052 | Membrane (breather), polypropylene |  | 50 | D2 | 0 | 0 | 0 | 0 | 0 | 0 | 0 | 0 | 0
| Civic Offices | Services LED light fitting | 1701227 | 8404067 | 5.8 | Electrical installations | insulator | Construction | 7.6484 | kg | 10 | 44 | 1 | FALSE | 1 | FALSE |  | 1.1 | 7.6484 | 45.8905 | 5052 | Membrane (breather), polypropylene |  | 50 | D3 | 0 | 0 | 0 | 0 | 0 | 0 | 0 | 0 | 0
| Civic Offices | Services LED light fitting | 1701227 | 8404067 | 5.8 | Electrical installations | insulator | Construction | 7.6484 | kg | 10 | 44 | 1 | FALSE | 1 | FALSE |  | 1.1 | 7.6484 | 45.8905 | 5052 | Membrane (breather), polypropylene |  | 50 | D4 | 0 | 0 | 0 | 0 | 0 | 0 | 0 | 0 | 0
| Civic Offices | Services LED light fitting | 1701227 | 8404068 | 5.8 | Electrical installations | plates | Construction | 5.3937 | kg | 10 | 44 | 1 | FALSE | 1 | FALSE |  | 1.05 | 5.3937 | 32.3621 | 5168 | Fencing (posts, square section), steel (galvanized) |  | 0 | A1A3 | 14.7159 | 1.0003e-06 | 0.24056 | 0.07509 | 0.014156 | 0.0034701 | 198.1025 | 11.1191 | 0.28671
| Civic Offices | Services LED light fitting | 1701227 | 8404068 | 5.8 | Electrical installations | plates | Construction | 5.3937 | kg | 10 | 44 | 1 | FALSE | 1 | FALSE |  | 1.05 | 5.3937 | 32.3621 | 5168 | Fencing (posts, square section), steel (galvanized) |  | 0 | A4 | 0.23506 | 3.2527e-08 | 0.0011176 | 0.00020753 | 0.00014755 | 5.2349e-07 | 3.4393 | 0.99882 | 0.00095532
| Civic Offices | Services LED light fitting | 1701227 | 8404068 | 5.8 | Electrical installations | plates | Construction | 5.3937 | kg | 10 | 44 | 1 | FALSE | 1 | FALSE |  | 1.05 | 5.3937 | 32.3621 | 5168 | Fencing (posts, square section), steel (galvanized) |  | 0 | A5 | 0.00014018 | 3.6707e-11 | 9.8028e-07 | 3.2212e-07 | 1.6267e-07 | 1.9775e-10 | 0.0034366 | 0.040453 | 0
| Civic Offices | Services LED light fitting | 1701227 | 8404068 | 5.8 | Electrical installations | plates | Construction | 5.3937 | kg | 10 | 44 | 1 | FALSE | 1 | FALSE |  | 1.05 | 5.3937 | 32.3621 | 5168 | Fencing (posts, square section), steel (galvanized) |  | 0 | D2 | 0 | 0 | 0 | 0 | 0 | 0 | 0 | 0 | 0
| Civic Offices | Services LED light fitting | 1701227 | 8404068 | 5.8 | Electrical installations | plates | Construction | 5.3937 | kg | 10 | 44 | 1 | FALSE | 1 | FALSE |  | 1.05 | 5.3937 | 32.3621 | 5168 | Fencing (posts, square section), steel (galvanized) |  | 0 | D3 | 0 | 0 | 0 | 0 | 0 | 0 | 0 | 0 | 0
| Civic Offices | Services LED light fitting | 1701227 | 8404068 | 5.8 | Electrical installations | plates | Construction | 5.3937 | kg | 10 | 44 | 1 | FALSE | 1 | FALSE |  | 1.05 | 5.3937 | 32.3621 | 5168 | Fencing (posts, square section), steel (galvanized) |  | 0 | D4 | 0 | 0 | 0 | 0 | 0 | 0 | 0 | 0 | 0
| Civic Offices | Services LED light fitting | 1701227 | 8404068 | 5.8 | Electrical installations | plates | Construction | 5.3937 | kg | 10 | 44 | 1 | FALSE | 1 | FALSE |  | 1.05 | 5.3937 | 32.3621 | 5168 | Fencing (posts, square section), steel (galvanized) |  | 60 | C2 | 0 | 0 | 0 | 0 | 0 | 0 | 0 | 0 | 0
| Civic Offices | Services LED light fitting | 1701227 | 8404068 | 5.8 | Electrical installations | plates | Construction | 5.3937 | kg | 10 | 44 | 1 | FALSE | 1 | FALSE |  | 1.05 | 5.3937 | 32.3621 | 5168 | Fencing (posts, square section), steel (galvanized) |  | 60 | C4 | 0.0028036 | 7.3415e-10 | 1.9606e-05 | 6.4423e-06 | 3.2533e-06 | 3.955e-09 | 0.068732 | 0.80905 | 0.0001406
| Civic Offices | Services LED light fitting | 1701227 | 8404068 | 5.8 | Electrical installations | plates | Construction | 5.3937 | kg | 10 | 44 | 1 | FALSE | 1 | FALSE |  | 1.05 | 5.3937 | 32.3621 | 5168 | Fencing (posts, square section), steel (galvanized) |  | 60 | D2 | 0 | 0 | 0 | 0 | 0 | 0 | 0 | 0 | 0
| Civic Offices | Services LED light fitting | 1701227 | 8404068 | 5.8 | Electrical installations | plates | Construction | 5.3937 | kg | 10 | 44 | 1 | FALSE | 1 | FALSE |  | 1.05 | 5.3937 | 32.3621 | 5168 | Fencing (posts, square section), steel (galvanized) |  | 60 | D3 | 0 | 0 | 0 | 0 | 0 | 0 | 0 | 0 | 0
| Civic Offices | Services LED light fitting | 1701227 | 8404068 | 5.8 | Electrical installations | plates | Construction | 5.3937 | kg | 10 | 44 | 1 | FALSE | 1 | FALSE |  | 1.05 | 5.3937 | 32.3621 | 5168 | Fencing (posts, square section), steel (galvanized) |  | 60 | D4 | 0 | 0 | 0 | 0 | 0 | 0 | 0 | 0 | 0
| Civic Offices | Services LED light fitting | 1701227 | 8404068 | 5.8 | Electrical installations | plates | Construction | 5.3937 | kg | 10 | 44 | 1 | FALSE | 1 | FALSE |  | 1.05 | 5.3937 | 32.3621 | 5168 | Fencing (posts, square section), steel (galvanized) |  | 10 | B4B5 | 14.9539 | 1.0336e-06 | 0.2417 | 0.075305 | 0.014307 | 0.0034706 | 201.614 | 12.9675 | 0.28767
| Civic Offices | Services LED light fitting | 1701227 | 8404068 | 5.8 | Electrical installations | plates | Construction | 5.3937 | kg | 10 | 44 | 1 | FALSE | 1 | FALSE |  | 1.05 | 5.3937 | 32.3621 | 5168 | Fencing (posts, square section), steel (galvanized) |  | 10 | D2 | 0 | 0 | 0 | 0 | 0 | 0 | 0 | 0 | 0
| Civic Offices | Services LED light fitting | 1701227 | 8404068 | 5.8 | Electrical installations | plates | Construction | 5.3937 | kg | 10 | 44 | 1 | FALSE | 1 | FALSE |  | 1.05 | 5.3937 | 32.3621 | 5168 | Fencing (posts, square section), steel (galvanized) |  | 10 | D3 | 0 | 0 | 0 | 0 | 0 | 0 | 0 | 0 | 0
| Civic Offices | Services LED light fitting | 1701227 | 8404068 | 5.8 | Electrical installations | plates | Construction | 5.3937 | kg | 10 | 44 | 1 | FALSE | 1 | FALSE |  | 1.05 | 5.3937 | 32.3621 | 5168 | Fencing (posts, square section), steel (galvanized) |  | 10 | D4 | 0 | 0 | 0 | 0 | 0 | 0 | 0 | 0 | 0
| Civic Offices | Services LED light fitting | 1701227 | 8404068 | 5.8 | Electrical installations | plates | Construction | 5.3937 | kg | 10 | 44 | 1 | FALSE | 1 | FALSE |  | 1.05 | 5.3937 | 32.3621 | 5168 | Fencing (posts, square section), steel (galvanized) |  | 20 | B4B5 | 14.9539 | 1.0336e-06 | 0.2417 | 0.075305 | 0.014307 | 0.0034706 | 201.614 | 12.9675 | 0.28767
| Civic Offices | Services LED light fitting | 1701227 | 8404068 | 5.8 | Electrical installations | plates | Construction | 5.3937 | kg | 10 | 44 | 1 | FALSE | 1 | FALSE |  | 1.05 | 5.3937 | 32.3621 | 5168 | Fencing (posts, square section), steel (galvanized) |  | 20 | D2 | 0 | 0 | 0 | 0 | 0 | 0 | 0 | 0 | 0
| Civic Offices | Services LED light fitting | 1701227 | 8404068 | 5.8 | Electrical installations | plates | Construction | 5.3937 | kg | 10 | 44 | 1 | FALSE | 1 | FALSE |  | 1.05 | 5.3937 | 32.3621 | 5168 | Fencing (posts, square section), steel (galvanized) |  | 20 | D3 | 0 | 0 | 0 | 0 | 0 | 0 | 0 | 0 | 0
| Civic Offices | Services LED light fitting | 1701227 | 8404068 | 5.8 | Electrical installations | plates | Construction | 5.3937 | kg | 10 | 44 | 1 | FALSE | 1 | FALSE |  | 1.05 | 5.3937 | 32.3621 | 5168 | Fencing (posts, square section), steel (galvanized) |  | 20 | D4 | 0 | 0 | 0 | 0 | 0 | 0 | 0 | 0 | 0
| Civic Offices | Services LED light fitting | 1701227 | 8404068 | 5.8 | Electrical installations | plates | Construction | 5.3937 | kg | 10 | 44 | 1 | FALSE | 1 | FALSE |  | 1.05 | 5.3937 | 32.3621 | 5168 | Fencing (posts, square section), steel (galvanized) |  | 30 | B4B5 | 14.9539 | 1.0336e-06 | 0.2417 | 0.075305 | 0.014307 | 0.0034706 | 201.614 | 12.9675 | 0.28767
| Civic Offices | Services LED light fitting | 1701227 | 8404068 | 5.8 | Electrical installations | plates | Construction | 5.3937 | kg | 10 | 44 | 1 | FALSE | 1 | FALSE |  | 1.05 | 5.3937 | 32.3621 | 5168 | Fencing (posts, square section), steel (galvanized) |  | 30 | D2 | 0 | 0 | 0 | 0 | 0 | 0 | 0 | 0 | 0
| Civic Offices | Services LED light fitting | 1701227 | 8404068 | 5.8 | Electrical installations | plates | Construction | 5.3937 | kg | 10 | 44 | 1 | FALSE | 1 | FALSE |  | 1.05 | 5.3937 | 32.3621 | 5168 | Fencing (posts, square section), steel (galvanized) |  | 30 | D3 | 0 | 0 | 0 | 0 | 0 | 0 | 0 | 0 | 0
| Civic Offices | Services LED light fitting | 1701227 | 8404068 | 5.8 | Electrical installations | plates | Construction | 5.3937 | kg | 10 | 44 | 1 | FALSE | 1 | FALSE |  | 1.05 | 5.3937 | 32.3621 | 5168 | Fencing (posts, square section), steel (galvanized) |  | 30 | D4 | 0 | 0 | 0 | 0 | 0 | 0 | 0 | 0 | 0
| Civic Offices | Services LED light fitting | 1701227 | 8404068 | 5.8 | Electrical installations | plates | Construction | 5.3937 | kg | 10 | 44 | 1 | FALSE | 1 | FALSE |  | 1.05 | 5.3937 | 32.3621 | 5168 | Fencing (posts, square section), steel (galvanized) |  | 40 | B4B5 | 14.9539 | 1.0336e-06 | 0.2417 | 0.075305 | 0.014307 | 0.0034706 | 201.614 | 12.9675 | 0.28767
| Civic Offices | Services LED light fitting | 1701227 | 8404068 | 5.8 | Electrical installations | plates | Construction | 5.3937 | kg | 10 | 44 | 1 | FALSE | 1 | FALSE |  | 1.05 | 5.3937 | 32.3621 | 5168 | Fencing (posts, square section), steel (galvanized) |  | 40 | D2 | 0 | 0 | 0 | 0 | 0 | 0 | 0 | 0 | 0
| Civic Offices | Services LED light fitting | 1701227 | 8404068 | 5.8 | Electrical installations | plates | Construction | 5.3937 | kg | 10 | 44 | 1 | FALSE | 1 | FALSE |  | 1.05 | 5.3937 | 32.3621 | 5168 | Fencing (posts, square section), steel (galvanized) |  | 40 | D3 | 0 | 0 | 0 | 0 | 0 | 0 | 0 | 0 | 0
| Civic Offices | Services LED light fitting | 1701227 | 8404068 | 5.8 | Electrical installations | plates | Construction | 5.3937 | kg | 10 | 44 | 1 | FALSE | 1 | FALSE |  | 1.05 | 5.3937 | 32.3621 | 5168 | Fencing (posts, square section), steel (galvanized) |  | 40 | D4 | 0 | 0 | 0 | 0 | 0 | 0 | 0 | 0 | 0
| Civic Offices | Services LED light fitting | 1701227 | 8404068 | 5.8 | Electrical installations | plates | Construction | 5.3937 | kg | 10 | 44 | 1 | FALSE | 1 | FALSE |  | 1.05 | 5.3937 | 32.3621 | 5168 | Fencing (posts, square section), steel (galvanized) |  | 50 | B4B5 | 14.9539 | 1.0336e-06 | 0.2417 | 0.075305 | 0.014307 | 0.0034706 | 201.614 | 12.9675 | 0.28767
| Civic Offices | Services LED light fitting | 1701227 | 8404068 | 5.8 | Electrical installations | plates | Construction | 5.3937 | kg | 10 | 44 | 1 | FALSE | 1 | FALSE |  | 1.05 | 5.3937 | 32.3621 | 5168 | Fencing (posts, square section), steel (galvanized) |  | 50 | D2 | 0 | 0 | 0 | 0 | 0 | 0 | 0 | 0 | 0
| Civic Offices | Services LED light fitting | 1701227 | 8404068 | 5.8 | Electrical installations | plates | Construction | 5.3937 | kg | 10 | 44 | 1 | FALSE | 1 | FALSE |  | 1.05 | 5.3937 | 32.3621 | 5168 | Fencing (posts, square section), steel (galvanized) |  | 50 | D3 | 0 | 0 | 0 | 0 | 0 | 0 | 0 | 0 | 0
| Civic Offices | Services LED light fitting | 1701227 | 8404068 | 5.8 | Electrical installations | plates | Construction | 5.3937 | kg | 10 | 44 | 1 | FALSE | 1 | FALSE |  | 1.05 | 5.3937 | 32.3621 | 5168 | Fencing (posts, square section), steel (galvanized) |  | 50 | D4 | 0 | 0 | 0 | 0 | 0 | 0 | 0 | 0 | 0
| Civic Offices | Services electrical wireing | 1701228 | 8404070 | 5.2 | Services equipment | copper wire 6mm siam | Construction | 165.1531 | Linear length Calculation | 30 | 44 | 1 | FALSE | 1 | FALSE |  | 1.03 | 165.1531 | 330.3061 | 5113 | Cladding sheet (plain), copper |  | 0 | A1A3 | 1171.189 | 0.00097331 | 59.5649 | 39.7614 | 3.2925 | 0.27099 | 17770.7401 | 3469.0494 | 37.4369
| Civic Offices | Services electrical wireing | 1701228 | 8404070 | 5.2 | Services equipment | copper wire 6mm siam | Construction | 165.1531 | Linear length Calculation | 30 | 44 | 1 | FALSE | 1 | FALSE |  | 1.03 | 165.1531 | 330.3061 | 5113 | Cladding sheet (plain), copper |  | 0 | A4 | 3.3328 | 5.9883e-07 | 0.010913 | 0.0029496 | 0.0018617 | 1.1623e-05 | 49.6815 | 7.586 | 0.013715
| Civic Offices | Services electrical wireing | 1701228 | 8404070 | 5.2 | Services equipment | copper wire 6mm siam | Construction | 165.1531 | Linear length Calculation | 30 | 44 | 1 | FALSE | 1 | FALSE |  | 1.03 | 165.1531 | 330.3061 | 5113 | Cladding sheet (plain), copper |  | 0 | A5 | 0.0025754 | 6.7438e-10 | 1.8009e-05 | 5.9178e-06 | 2.9885e-06 | 3.633e-09 | 0.063137 | 0.74319 | 0
| Civic Offices | Services electrical wireing | 1701228 | 8404070 | 5.2 | Services equipment | copper wire 6mm siam | Construction | 165.1531 | Linear length Calculation | 30 | 44 | 1 | FALSE | 1 | FALSE |  | 1.03 | 165.1531 | 330.3061 | 5113 | Cladding sheet (plain), copper |  | 0 | D2 | 0 | 0 | 0 | 0 | 0 | 0 | 0 | 0 | 0
| Civic Offices | Services electrical wireing | 1701228 | 8404070 | 5.2 | Services equipment | copper wire 6mm siam | Construction | 165.1531 | Linear length Calculation | 30 | 44 | 1 | FALSE | 1 | FALSE |  | 1.03 | 165.1531 | 330.3061 | 5113 | Cladding sheet (plain), copper |  | 0 | D3 | 0 | 0 | 0 | 0 | 0 | 0 | 0 | 0 | 0
| Civic Offices | Services electrical wireing | 1701228 | 8404070 | 5.2 | Services equipment | copper wire 6mm siam | Construction | 165.1531 | Linear length Calculation | 30 | 44 | 1 | FALSE | 1 | FALSE |  | 1.03 | 165.1531 | 330.3061 | 5113 | Cladding sheet (plain), copper |  | 0 | D4 | 0 | 0 | 0 | 0 | 0 | 0 | 0 | 0 | 0
| Civic Offices | Services electrical wireing | 1701228 | 8404070 | 5.2 | Services equipment | copper wire 6mm siam | Construction | 165.1531 | Linear length Calculation | 30 | 44 | 1 | FALSE | 1 | FALSE |  | 1.03 | 165.1531 | 330.3061 | 5113 | Cladding sheet (plain), copper |  | 60 | C2 | 0 | 0 | 0 | 0 | 0 | 0 | 0 | 0 | 0
| Civic Offices | Services electrical wireing | 1701228 | 8404070 | 5.2 | Services equipment | copper wire 6mm siam | Construction | 165.1531 | Linear length Calculation | 30 | 44 | 1 | FALSE | 1 | FALSE |  | 1.03 | 165.1531 | 330.3061 | 5113 | Cladding sheet (plain), copper |  | 60 | C4 | 0.085846 | 2.2479e-08 | 0.00060032 | 0.00019726 | 9.9616e-05 | 1.211e-07 | 2.1046 | 24.773 | 0.0043052
| Civic Offices | Services electrical wireing | 1701228 | 8404070 | 5.2 | Services equipment | copper wire 6mm siam | Construction | 165.1531 | Linear length Calculation | 30 | 44 | 1 | FALSE | 1 | FALSE |  | 1.03 | 165.1531 | 330.3061 | 5113 | Cladding sheet (plain), copper |  | 60 | D2 | 0 | 0 | 0 | 0 | 0 | 0 | 0 | 0 | 0
| Civic Offices | Services electrical wireing | 1701228 | 8404070 | 5.2 | Services equipment | copper wire 6mm siam | Construction | 165.1531 | Linear length Calculation | 30 | 44 | 1 | FALSE | 1 | FALSE |  | 1.03 | 165.1531 | 330.3061 | 5113 | Cladding sheet (plain), copper |  | 60 | D3 | 0 | 0 | 0 | 0 | 0 | 0 | 0 | 0 | 0
| Civic Offices | Services electrical wireing | 1701228 | 8404070 | 5.2 | Services equipment | copper wire 6mm siam | Construction | 165.1531 | Linear length Calculation | 30 | 44 | 1 | FALSE | 1 | FALSE |  | 1.03 | 165.1531 | 330.3061 | 5113 | Cladding sheet (plain), copper |  | 60 | D4 | 0 | 0 | 0 | 0 | 0 | 0 | 0 | 0 | 0
| Civic Offices | Services electrical wireing | 1701228 | 8404070 | 5.2 | Services equipment | copper wire 6mm siam | Construction | 165.1531 | Linear length Calculation | 30 | 44 | 1 | FALSE | 1 | FALSE |  | 1.03 | 165.1531 | 330.3061 | 5113 | Cladding sheet (plain), copper |  | 30 | B4B5 | 1174.6103 | 0.00097394 | 59.5764 | 39.7645 | 3.2945 | 0.271 | 17822.5894 | 3502.1515 | 37.4507
| Civic Offices | Services electrical wireing | 1701228 | 8404070 | 5.2 | Services equipment | copper wire 6mm siam | Construction | 165.1531 | Linear length Calculation | 30 | 44 | 1 | FALSE | 1 | FALSE |  | 1.03 | 165.1531 | 330.3061 | 5113 | Cladding sheet (plain), copper |  | 30 | D2 | 0 | 0 | 0 | 0 | 0 | 0 | 0 | 0 | 0
| Civic Offices | Services electrical wireing | 1701228 | 8404070 | 5.2 | Services equipment | copper wire 6mm siam | Construction | 165.1531 | Linear length Calculation | 30 | 44 | 1 | FALSE | 1 | FALSE |  | 1.03 | 165.1531 | 330.3061 | 5113 | Cladding sheet (plain), copper |  | 30 | D3 | 0 | 0 | 0 | 0 | 0 | 0 | 0 | 0 | 0
| Civic Offices | Services electrical wireing | 1701228 | 8404070 | 5.2 | Services equipment | copper wire 6mm siam | Construction | 165.1531 | Linear length Calculation | 30 | 44 | 1 | FALSE | 1 | FALSE |  | 1.03 | 165.1531 | 330.3061 | 5113 | Cladding sheet (plain), copper |  | 30 | D4 | 0 | 0 | 0 | 0 | 0 | 0 | 0 | 0 | 0
| Civic Offices | Services electrical wireing | 1701228 | 8404071 | 5.2 | Services equipment | conduit 20mm | Construction | 127.0024 | Linear length Calculation | 30 | 44 | 1 | FALSE | 1 | FALSE |  | 1.05 | 127.0024 | 254.0047 | 5377 | Roof membrane (single ply), PVC |  | 0 | A1A3 | 278.1717 | 2.273e-05 | 1.5722 | 0.41534 | 0.34423 | 0.0041112 | 7562.7459 | 1207.5224 | 2.3598
| Civic Offices | Services electrical wireing | 1701228 | 8404071 | 5.2 | Services equipment | conduit 20mm | Construction | 127.0024 | Linear length Calculation | 30 | 44 | 1 | FALSE | 1 | FALSE |  | 1.05 | 127.0024 | 254.0047 | 5377 | Roof membrane (single ply), PVC |  | 0 | A4 | 2.5266 | 4.5397e-07 | 0.0082729 | 0.002236 | 0.0014114 | 8.8114e-06 | 37.6629 | 5.7508 | 0.010397
| Civic Offices | Services electrical wireing | 1701228 | 8404071 | 5.2 | Services equipment | conduit 20mm | Construction | 127.0024 | Linear length Calculation | 30 | 44 | 1 | FALSE | 1 | FALSE |  | 1.05 | 127.0024 | 254.0047 | 5377 | Roof membrane (single ply), PVC |  | 0 | A5 | 0.12197 | 5.2284e-09 | 0.00038859 | 0.0072132 | 4.2488e-05 | 2.8517e-08 | 0.48498 | 0.95252 | 0
| Civic Offices | Services electrical wireing | 1701228 | 8404071 | 5.2 | Services equipment | conduit 20mm | Construction | 127.0024 | Linear length Calculation | 30 | 44 | 1 | FALSE | 1 | FALSE |  | 1.05 | 127.0024 | 254.0047 | 5377 | Roof membrane (single ply), PVC |  | 0 | D2 | 0 | 0 | 0 | 0 | 0 | 0 | 0 | 0 | 0
| Civic Offices | Services electrical wireing | 1701228 | 8404071 | 5.2 | Services equipment | conduit 20mm | Construction | 127.0024 | Linear length Calculation | 30 | 44 | 1 | FALSE | 1 | FALSE |  | 1.05 | 127.0024 | 254.0047 | 5377 | Roof membrane (single ply), PVC |  | 0 | D3 | 0 | 0 | 0 | 0 | 0 | 0 | 0 | 0 | 0
| Civic Offices | Services electrical wireing | 1701228 | 8404071 | 5.2 | Services equipment | conduit 20mm | Construction | 127.0024 | Linear length Calculation | 30 | 44 | 1 | FALSE | 1 | FALSE |  | 1.05 | 127.0024 | 254.0047 | 5377 | Roof membrane (single ply), PVC |  | 0 | D4 | 0 | 0 | 0 | 0 | 0 | 0 | 0 | 0 | 0
| Civic Offices | Services electrical wireing | 1701228 | 8404071 | 5.2 | Services equipment | conduit 20mm | Construction | 127.0024 | Linear length Calculation | 30 | 44 | 1 | FALSE | 1 | FALSE |  | 1.05 | 127.0024 | 254.0047 | 5377 | Roof membrane (single ply), PVC |  | 60 | C2 | 0 | 0 | 0 | 0 | 0 | 0 | 0 | 0 | 0
| Civic Offices | Services electrical wireing | 1701228 | 8404071 | 5.2 | Services equipment | conduit 20mm | Construction | 127.0024 | Linear length Calculation | 30 | 44 | 1 | FALSE | 1 | FALSE |  | 1.05 | 127.0024 | 254.0047 | 5377 | Roof membrane (single ply), PVC |  | 60 | C4 | 2.4395 | 1.0457e-07 | 0.0077718 | 0.14426 | 0.00084976 | 5.7033e-07 | 9.6996 | 19.0504 | 0.059552
| Civic Offices | Services electrical wireing | 1701228 | 8404071 | 5.2 | Services equipment | conduit 20mm | Construction | 127.0024 | Linear length Calculation | 30 | 44 | 1 | FALSE | 1 | FALSE |  | 1.05 | 127.0024 | 254.0047 | 5377 | Roof membrane (single ply), PVC |  | 60 | D2 | 0 | 0 | 0 | 0 | 0 | 0 | 0 | 0 | 0
| Civic Offices | Services electrical wireing | 1701228 | 8404071 | 5.2 | Services equipment | conduit 20mm | Construction | 127.0024 | Linear length Calculation | 30 | 44 | 1 | FALSE | 1 | FALSE |  | 1.05 | 127.0024 | 254.0047 | 5377 | Roof membrane (single ply), PVC |  | 60 | D3 | 0 | 0 | 0 | 0 | 0 | 0 | 0 | 0 | 0
| Civic Offices | Services electrical wireing | 1701228 | 8404071 | 5.2 | Services equipment | conduit 20mm | Construction | 127.0024 | Linear length Calculation | 30 | 44 | 1 | FALSE | 1 | FALSE |  | 1.05 | 127.0024 | 254.0047 | 5377 | Roof membrane (single ply), PVC |  | 60 | D4 | 0 | 0 | 0 | 0 | 0 | 0 | 0 | 0 | 0
| Civic Offices | Services electrical wireing | 1701228 | 8404071 | 5.2 | Services equipment | conduit 20mm | Construction | 127.0024 | Linear length Calculation | 30 | 44 | 1 | FALSE | 1 | FALSE |  | 1.05 | 127.0024 | 254.0047 | 5377 | Roof membrane (single ply), PVC |  | 30 | B4B5 | 283.2598 | 2.3294e-05 | 1.5886 | 0.56905 | 0.34653 | 0.0041206 | 7610.5933 | 1233.2761 | 2.3702
| Civic Offices | Services electrical wireing | 1701228 | 8404071 | 5.2 | Services equipment | conduit 20mm | Construction | 127.0024 | Linear length Calculation | 30 | 44 | 1 | FALSE | 1 | FALSE |  | 1.05 | 127.0024 | 254.0047 | 5377 | Roof membrane (single ply), PVC |  | 30 | D2 | 0 | 0 | 0 | 0 | 0 | 0 | 0 | 0 | 0
| Civic Offices | Services electrical wireing | 1701228 | 8404071 | 5.2 | Services equipment | conduit 20mm | Construction | 127.0024 | Linear length Calculation | 30 | 44 | 1 | FALSE | 1 | FALSE |  | 1.05 | 127.0024 | 254.0047 | 5377 | Roof membrane (single ply), PVC |  | 30 | D3 | 0 | 0 | 0 | 0 | 0 | 0 | 0 | 0 | 0
| Civic Offices | Services electrical wireing | 1701228 | 8404071 | 5.2 | Services equipment | conduit 20mm | Construction | 127.0024 | Linear length Calculation | 30 | 44 | 1 | FALSE | 1 | FALSE |  | 1.05 | 127.0024 | 254.0047 | 5377 | Roof membrane (single ply), PVC |  | 30 | D4 | 0 | 0 | 0 | 0 | 0 | 0 | 0 | 0 | 0
| Civic Offices | Services LED light fitting | 1701231 | 8404073 | 5.8 | Electrical installations | heat sink | Construction | 3.1074 | kg | 10 | 44 | 1 | FALSE | 1 | FALSE |  | 1.01 | 3.1074 | 18.6442 | 5536 | Window furniture/hardware, aluminium |  | 0 | A1A3 | 58.9758 | 1.997e-06 | 0.40317 | 0.092384 | 0.029947 | 5.1371e-05 | 737.1076 | 12.4763 | 0.39157
| Civic Offices | Services LED light fitting | 1701231 | 8404073 | 5.8 | Electrical installations | heat sink | Construction | 3.1074 | kg | 10 | 44 | 1 | FALSE | 1 | FALSE |  | 1.01 | 3.1074 | 18.6442 | 5536 | Window furniture/hardware, aluminium |  | 0 | A4 | 0.15466 | 1.7154e-08 | 0.00080126 | 0.00013003 | 9.8811e-05 | 2.1494e-07 | 2.2332 | 0.60706 | 0.00061011
| Civic Offices | Services LED light fitting | 1701231 | 8404073 | 5.8 | Electrical installations | heat sink | Construction | 3.1074 | kg | 10 | 44 | 1 | FALSE | 1 | FALSE |  | 1.01 | 3.1074 | 18.6442 | 5536 | Window furniture/hardware, aluminium |  | 0 | A5 | 1.6152e-05 | 4.2295e-12 | 1.1295e-07 | 3.7115e-08 | 1.8743e-08 | 2.2785e-11 | 0.00039598 | 0.0046611 | 0
| Civic Offices | Services LED light fitting | 1701231 | 8404073 | 5.8 | Electrical installations | heat sink | Construction | 3.1074 | kg | 10 | 44 | 1 | FALSE | 1 | FALSE |  | 1.01 | 3.1074 | 18.6442 | 5536 | Window furniture/hardware, aluminium |  | 0 | D2 | 0 | 0 | 0 | 0 | 0 | 0 | 0 | 0 | 0
| Civic Offices | Services LED light fitting | 1701231 | 8404073 | 5.8 | Electrical installations | heat sink | Construction | 3.1074 | kg | 10 | 44 | 1 | FALSE | 1 | FALSE |  | 1.01 | 3.1074 | 18.6442 | 5536 | Window furniture/hardware, aluminium |  | 0 | D3 | 0 | 0 | 0 | 0 | 0 | 0 | 0 | 0 | 0
| Civic Offices | Services LED light fitting | 1701231 | 8404073 | 5.8 | Electrical installations | heat sink | Construction | 3.1074 | kg | 10 | 44 | 1 | FALSE | 1 | FALSE |  | 1.01 | 3.1074 | 18.6442 | 5536 | Window furniture/hardware, aluminium |  | 0 | D4 | 0 | 0 | 0 | 0 | 0 | 0 | 0 | 0 | 0
| Civic Offices | Services LED light fitting | 1701231 | 8404073 | 5.8 | Electrical installations | heat sink | Construction | 3.1074 | kg | 10 | 44 | 1 | FALSE | 1 | FALSE |  | 1.01 | 3.1074 | 18.6442 | 5536 | Window furniture/hardware, aluminium |  | 60 | C2 | 0 | 0 | 0 | 0 | 0 | 0 | 0 | 0 | 0
| Civic Offices | Services LED light fitting | 1701231 | 8404073 | 5.8 | Electrical installations | heat sink | Construction | 3.1074 | kg | 10 | 44 | 1 | FALSE | 1 | FALSE |  | 1.01 | 3.1074 | 18.6442 | 5536 | Window furniture/hardware, aluminium |  | 60 | C4 | 0.0016152 | 4.2295e-10 | 1.1295e-05 | 3.7115e-06 | 1.8743e-06 | 2.2785e-09 | 0.039598 | 0.46611 | 8.1003e-05
| Civic Offices | Services LED light fitting | 1701231 | 8404073 | 5.8 | Electrical installations | heat sink | Construction | 3.1074 | kg | 10 | 44 | 1 | FALSE | 1 | FALSE |  | 1.01 | 3.1074 | 18.6442 | 5536 | Window furniture/hardware, aluminium |  | 60 | D2 | 0 | 0 | 0 | 0 | 0 | 0 | 0 | 0 | 0
| Civic Offices | Services LED light fitting | 1701231 | 8404073 | 5.8 | Electrical installations | heat sink | Construction | 3.1074 | kg | 10 | 44 | 1 | FALSE | 1 | FALSE |  | 1.01 | 3.1074 | 18.6442 | 5536 | Window furniture/hardware, aluminium |  | 60 | D3 | 0 | 0 | 0 | 0 | 0 | 0 | 0 | 0 | 0
| Civic Offices | Services LED light fitting | 1701231 | 8404073 | 5.8 | Electrical installations | heat sink | Construction | 3.1074 | kg | 10 | 44 | 1 | FALSE | 1 | FALSE |  | 1.01 | 3.1074 | 18.6442 | 5536 | Window furniture/hardware, aluminium |  | 60 | D4 | 0 | 0 | 0 | 0 | 0 | 0 | 0 | 0 | 0
| Civic Offices | Services LED light fitting | 1701231 | 8404073 | 5.8 | Electrical installations | heat sink | Construction | 3.1074 | kg | 10 | 44 | 1 | FALSE | 1 | FALSE |  | 1.01 | 3.1074 | 18.6442 | 5536 | Window furniture/hardware, aluminium |  | 10 | B4B5 | 59.1321 | 2.0146e-06 | 0.40398 | 0.092518 | 0.030048 | 5.1588e-05 | 739.3808 | 13.5541 | 0.39218
| Civic Offices | Services LED light fitting | 1701231 | 8404073 | 5.8 | Electrical installations | heat sink | Construction | 3.1074 | kg | 10 | 44 | 1 | FALSE | 1 | FALSE |  | 1.01 | 3.1074 | 18.6442 | 5536 | Window furniture/hardware, aluminium |  | 10 | D2 | 0 | 0 | 0 | 0 | 0 | 0 | 0 | 0 | 0
| Civic Offices | Services LED light fitting | 1701231 | 8404073 | 5.8 | Electrical installations | heat sink | Construction | 3.1074 | kg | 10 | 44 | 1 | FALSE | 1 | FALSE |  | 1.01 | 3.1074 | 18.6442 | 5536 | Window furniture/hardware, aluminium |  | 10 | D3 | 0 | 0 | 0 | 0 | 0 | 0 | 0 | 0 | 0
| Civic Offices | Services LED light fitting | 1701231 | 8404073 | 5.8 | Electrical installations | heat sink | Construction | 3.1074 | kg | 10 | 44 | 1 | FALSE | 1 | FALSE |  | 1.01 | 3.1074 | 18.6442 | 5536 | Window furniture/hardware, aluminium |  | 10 | D4 | 0 | 0 | 0 | 0 | 0 | 0 | 0 | 0 | 0
| Civic Offices | Services LED light fitting | 1701231 | 8404073 | 5.8 | Electrical installations | heat sink | Construction | 3.1074 | kg | 10 | 44 | 1 | FALSE | 1 | FALSE |  | 1.01 | 3.1074 | 18.6442 | 5536 | Window furniture/hardware, aluminium |  | 20 | B4B5 | 59.1321 | 2.0146e-06 | 0.40398 | 0.092518 | 0.030048 | 5.1588e-05 | 739.3808 | 13.5541 | 0.39218
| Civic Offices | Services LED light fitting | 1701231 | 8404073 | 5.8 | Electrical installations | heat sink | Construction | 3.1074 | kg | 10 | 44 | 1 | FALSE | 1 | FALSE |  | 1.01 | 3.1074 | 18.6442 | 5536 | Window furniture/hardware, aluminium |  | 20 | D2 | 0 | 0 | 0 | 0 | 0 | 0 | 0 | 0 | 0
| Civic Offices | Services LED light fitting | 1701231 | 8404073 | 5.8 | Electrical installations | heat sink | Construction | 3.1074 | kg | 10 | 44 | 1 | FALSE | 1 | FALSE |  | 1.01 | 3.1074 | 18.6442 | 5536 | Window furniture/hardware, aluminium |  | 20 | D3 | 0 | 0 | 0 | 0 | 0 | 0 | 0 | 0 | 0
| Civic Offices | Services LED light fitting | 1701231 | 8404073 | 5.8 | Electrical installations | heat sink | Construction | 3.1074 | kg | 10 | 44 | 1 | FALSE | 1 | FALSE |  | 1.01 | 3.1074 | 18.6442 | 5536 | Window furniture/hardware, aluminium |  | 20 | D4 | 0 | 0 | 0 | 0 | 0 | 0 | 0 | 0 | 0
| Civic Offices | Services LED light fitting | 1701231 | 8404073 | 5.8 | Electrical installations | heat sink | Construction | 3.1074 | kg | 10 | 44 | 1 | FALSE | 1 | FALSE |  | 1.01 | 3.1074 | 18.6442 | 5536 | Window furniture/hardware, aluminium |  | 30 | B4B5 | 59.1321 | 2.0146e-06 | 0.40398 | 0.092518 | 0.030048 | 5.1588e-05 | 739.3808 | 13.5541 | 0.39218
| Civic Offices | Services LED light fitting | 1701231 | 8404073 | 5.8 | Electrical installations | heat sink | Construction | 3.1074 | kg | 10 | 44 | 1 | FALSE | 1 | FALSE |  | 1.01 | 3.1074 | 18.6442 | 5536 | Window furniture/hardware, aluminium |  | 30 | D2 | 0 | 0 | 0 | 0 | 0 | 0 | 0 | 0 | 0
| Civic Offices | Services LED light fitting | 1701231 | 8404073 | 5.8 | Electrical installations | heat sink | Construction | 3.1074 | kg | 10 | 44 | 1 | FALSE | 1 | FALSE |  | 1.01 | 3.1074 | 18.6442 | 5536 | Window furniture/hardware, aluminium |  | 30 | D3 | 0 | 0 | 0 | 0 | 0 | 0 | 0 | 0 | 0
| Civic Offices | Services LED light fitting | 1701231 | 8404073 | 5.8 | Electrical installations | heat sink | Construction | 3.1074 | kg | 10 | 44 | 1 | FALSE | 1 | FALSE |  | 1.01 | 3.1074 | 18.6442 | 5536 | Window furniture/hardware, aluminium |  | 30 | D4 | 0 | 0 | 0 | 0 | 0 | 0 | 0 | 0 | 0
| Civic Offices | Services LED light fitting | 1701231 | 8404073 | 5.8 | Electrical installations | heat sink | Construction | 3.1074 | kg | 10 | 44 | 1 | FALSE | 1 | FALSE |  | 1.01 | 3.1074 | 18.6442 | 5536 | Window furniture/hardware, aluminium |  | 40 | B4B5 | 59.1321 | 2.0146e-06 | 0.40398 | 0.092518 | 0.030048 | 5.1588e-05 | 739.3808 | 13.5541 | 0.39218
| Civic Offices | Services LED light fitting | 1701231 | 8404073 | 5.8 | Electrical installations | heat sink | Construction | 3.1074 | kg | 10 | 44 | 1 | FALSE | 1 | FALSE |  | 1.01 | 3.1074 | 18.6442 | 5536 | Window furniture/hardware, aluminium |  | 40 | D2 | 0 | 0 | 0 | 0 | 0 | 0 | 0 | 0 | 0
| Civic Offices | Services LED light fitting | 1701231 | 8404073 | 5.8 | Electrical installations | heat sink | Construction | 3.1074 | kg | 10 | 44 | 1 | FALSE | 1 | FALSE |  | 1.01 | 3.1074 | 18.6442 | 5536 | Window furniture/hardware, aluminium |  | 40 | D3 | 0 | 0 | 0 | 0 | 0 | 0 | 0 | 0 | 0
| Civic Offices | Services LED light fitting | 1701231 | 8404073 | 5.8 | Electrical installations | heat sink | Construction | 3.1074 | kg | 10 | 44 | 1 | FALSE | 1 | FALSE |  | 1.01 | 3.1074 | 18.6442 | 5536 | Window furniture/hardware, aluminium |  | 40 | D4 | 0 | 0 | 0 | 0 | 0 | 0 | 0 | 0 | 0
| Civic Offices | Services LED light fitting | 1701231 | 8404073 | 5.8 | Electrical installations | heat sink | Construction | 3.1074 | kg | 10 | 44 | 1 | FALSE | 1 | FALSE |  | 1.01 | 3.1074 | 18.6442 | 5536 | Window furniture/hardware, aluminium |  | 50 | B4B5 | 59.1321 | 2.0146e-06 | 0.40398 | 0.092518 | 0.030048 | 5.1588e-05 | 739.3808 | 13.5541 | 0.39218
| Civic Offices | Services LED light fitting | 1701231 | 8404073 | 5.8 | Electrical installations | heat sink | Construction | 3.1074 | kg | 10 | 44 | 1 | FALSE | 1 | FALSE |  | 1.01 | 3.1074 | 18.6442 | 5536 | Window furniture/hardware, aluminium |  | 50 | D2 | 0 | 0 | 0 | 0 | 0 | 0 | 0 | 0 | 0
| Civic Offices | Services LED light fitting | 1701231 | 8404073 | 5.8 | Electrical installations | heat sink | Construction | 3.1074 | kg | 10 | 44 | 1 | FALSE | 1 | FALSE |  | 1.01 | 3.1074 | 18.6442 | 5536 | Window furniture/hardware, aluminium |  | 50 | D3 | 0 | 0 | 0 | 0 | 0 | 0 | 0 | 0 | 0
| Civic Offices | Services LED light fitting | 1701231 | 8404073 | 5.8 | Electrical installations | heat sink | Construction | 3.1074 | kg | 10 | 44 | 1 | FALSE | 1 | FALSE |  | 1.01 | 3.1074 | 18.6442 | 5536 | Window furniture/hardware, aluminium |  | 50 | D4 | 0 | 0 | 0 | 0 | 0 | 0 | 0 | 0 | 0
| Civic Offices | Services LED light fitting | 1701231 | 8404074 | 5.8 | Electrical installations | glass bulb | Construction | 0.90105 | kg | 10 | 44 | 1 | FALSE | 1 | FALSE |  | 1.05 | 0.90105 | 5.4063 | 5490 | General glazing, glass (toughened) |  | 0 | A1A3 | 1.0628 | 9.7991e-08 | 0.010091 | 0.0012725 | 0.00061119 | 6.748e-06 | 13.0147 | 7.3536 | 0.0051809
| Civic Offices | Services LED light fitting | 1701231 | 8404074 | 5.8 | Electrical installations | glass bulb | Construction | 0.90105 | kg | 10 | 44 | 1 | FALSE | 1 | FALSE |  | 1.05 | 0.90105 | 5.4063 | 5490 | General glazing, glass (toughened) |  | 0 | A4 | 0.02278 | 4.1931e-09 | 7.6173e-05 | 2.0098e-05 | 1.3288e-05 | 5.9993e-08 | 0.34402 | 0.042505 | 9.4379e-05
| Civic Offices | Services LED light fitting | 1701231 | 8404074 | 5.8 | Electrical installations | glass bulb | Construction | 0.90105 | kg | 10 | 44 | 1 | FALSE | 1 | FALSE |  | 1.05 | 0.90105 | 5.4063 | 5490 | General glazing, glass (toughened) |  | 0 | A5 | 7.0167e-05 | 2.4188e-11 | 5.404e-07 | 1.3344e-07 | 9.3353e-08 | 7.585e-11 | 0.002038 | 0.0067579 | 0
| Civic Offices | Services LED light fitting | 1701231 | 8404074 | 5.8 | Electrical installations | glass bulb | Construction | 0.90105 | kg | 10 | 44 | 1 | FALSE | 1 | FALSE |  | 1.05 | 0.90105 | 5.4063 | 5490 | General glazing, glass (toughened) |  | 0 | D2 | 0 | 0 | 0 | 0 | 0 | 0 | 0 | 0 | 0
| Civic Offices | Services LED light fitting | 1701231 | 8404074 | 5.8 | Electrical installations | glass bulb | Construction | 0.90105 | kg | 10 | 44 | 1 | FALSE | 1 | FALSE |  | 1.05 | 0.90105 | 5.4063 | 5490 | General glazing, glass (toughened) |  | 0 | D3 | 0 | 0 | 0 | 0 | 0 | 0 | 0 | 0 | 0
| Civic Offices | Services LED light fitting | 1701231 | 8404074 | 5.8 | Electrical installations | glass bulb | Construction | 0.90105 | kg | 10 | 44 | 1 | FALSE | 1 | FALSE |  | 1.05 | 0.90105 | 5.4063 | 5490 | General glazing, glass (toughened) |  | 0 | D4 | 0 | 0 | 0 | 0 | 0 | 0 | 0 | 0 | 0
| Civic Offices | Services LED light fitting | 1701231 | 8404074 | 5.8 | Electrical installations | glass bulb | Construction | 0.90105 | kg | 10 | 44 | 1 | FALSE | 1 | FALSE |  | 1.05 | 0.90105 | 5.4063 | 5490 | General glazing, glass (toughened) |  | 60 | C2 | 0 | 0 | 0 | 0 | 0 | 0 | 0 | 0 | 0
| Civic Offices | Services LED light fitting | 1701231 | 8404074 | 5.8 | Electrical installations | glass bulb | Construction | 0.90105 | kg | 10 | 44 | 1 | FALSE | 1 | FALSE |  | 1.05 | 0.90105 | 5.4063 | 5490 | General glazing, glass (toughened) |  | 60 | C4 | 0.0014033 | 4.8377e-10 | 1.0808e-05 | 2.6687e-06 | 1.8671e-06 | 1.517e-09 | 0.04076 | 0.13516 | 0.00013229
| Civic Offices | Services LED light fitting | 1701231 | 8404074 | 5.8 | Electrical installations | glass bulb | Construction | 0.90105 | kg | 10 | 44 | 1 | FALSE | 1 | FALSE |  | 1.05 | 0.90105 | 5.4063 | 5490 | General glazing, glass (toughened) |  | 60 | D2 | 0 | 0 | 0 | 0 | 0 | 0 | 0 | 0 | 0
| Civic Offices | Services LED light fitting | 1701231 | 8404074 | 5.8 | Electrical installations | glass bulb | Construction | 0.90105 | kg | 10 | 44 | 1 | FALSE | 1 | FALSE |  | 1.05 | 0.90105 | 5.4063 | 5490 | General glazing, glass (toughened) |  | 60 | D3 | 0 | 0 | 0 | 0 | 0 | 0 | 0 | 0 | 0
| Civic Offices | Services LED light fitting | 1701231 | 8404074 | 5.8 | Electrical installations | glass bulb | Construction | 0.90105 | kg | 10 | 44 | 1 | FALSE | 1 | FALSE |  | 1.05 | 0.90105 | 5.4063 | 5490 | General glazing, glass (toughened) |  | 60 | D4 | 0 | 0 | 0 | 0 | 0 | 0 | 0 | 0 | 0
| Civic Offices | Services LED light fitting | 1701231 | 8404074 | 5.8 | Electrical installations | glass bulb | Construction | 0.90105 | kg | 10 | 44 | 1 | FALSE | 1 | FALSE |  | 1.05 | 0.90105 | 5.4063 | 5490 | General glazing, glass (toughened) |  | 10 | B4B5 | 1.087 | 1.0269e-07 | 0.010179 | 0.0012954 | 0.00062644 | 6.8096e-06 | 13.4015 | 7.5381 | 0.0052753
| Civic Offices | Services LED light fitting | 1701231 | 8404074 | 5.8 | Electrical installations | glass bulb | Construction | 0.90105 | kg | 10 | 44 | 1 | FALSE | 1 | FALSE |  | 1.05 | 0.90105 | 5.4063 | 5490 | General glazing, glass (toughened) |  | 10 | D2 | 0 | 0 | 0 | 0 | 0 | 0 | 0 | 0 | 0
| Civic Offices | Services LED light fitting | 1701231 | 8404074 | 5.8 | Electrical installations | glass bulb | Construction | 0.90105 | kg | 10 | 44 | 1 | FALSE | 1 | FALSE |  | 1.05 | 0.90105 | 5.4063 | 5490 | General glazing, glass (toughened) |  | 10 | D3 | 0 | 0 | 0 | 0 | 0 | 0 | 0 | 0 | 0
| Civic Offices | Services LED light fitting | 1701231 | 8404074 | 5.8 | Electrical installations | glass bulb | Construction | 0.90105 | kg | 10 | 44 | 1 | FALSE | 1 | FALSE |  | 1.05 | 0.90105 | 5.4063 | 5490 | General glazing, glass (toughened) |  | 10 | D4 | 0 | 0 | 0 | 0 | 0 | 0 | 0 | 0 | 0
| Civic Offices | Services LED light fitting | 1701231 | 8404074 | 5.8 | Electrical installations | glass bulb | Construction | 0.90105 | kg | 10 | 44 | 1 | FALSE | 1 | FALSE |  | 1.05 | 0.90105 | 5.4063 | 5490 | General glazing, glass (toughened) |  | 20 | B4B5 | 1.087 | 1.0269e-07 | 0.010179 | 0.0012954 | 0.00062644 | 6.8096e-06 | 13.4015 | 7.5381 | 0.0052753
| Civic Offices | Services LED light fitting | 1701231 | 8404074 | 5.8 | Electrical installations | glass bulb | Construction | 0.90105 | kg | 10 | 44 | 1 | FALSE | 1 | FALSE |  | 1.05 | 0.90105 | 5.4063 | 5490 | General glazing, glass (toughened) |  | 20 | D2 | 0 | 0 | 0 | 0 | 0 | 0 | 0 | 0 | 0
| Civic Offices | Services LED light fitting | 1701231 | 8404074 | 5.8 | Electrical installations | glass bulb | Construction | 0.90105 | kg | 10 | 44 | 1 | FALSE | 1 | FALSE |  | 1.05 | 0.90105 | 5.4063 | 5490 | General glazing, glass (toughened) |  | 20 | D3 | 0 | 0 | 0 | 0 | 0 | 0 | 0 | 0 | 0
| Civic Offices | Services LED light fitting | 1701231 | 8404074 | 5.8 | Electrical installations | glass bulb | Construction | 0.90105 | kg | 10 | 44 | 1 | FALSE | 1 | FALSE |  | 1.05 | 0.90105 | 5.4063 | 5490 | General glazing, glass (toughened) |  | 20 | D4 | 0 | 0 | 0 | 0 | 0 | 0 | 0 | 0 | 0
| Civic Offices | Services LED light fitting | 1701231 | 8404074 | 5.8 | Electrical installations | glass bulb | Construction | 0.90105 | kg | 10 | 44 | 1 | FALSE | 1 | FALSE |  | 1.05 | 0.90105 | 5.4063 | 5490 | General glazing, glass (toughened) |  | 30 | B4B5 | 1.087 | 1.0269e-07 | 0.010179 | 0.0012954 | 0.00062644 | 6.8096e-06 | 13.4015 | 7.5381 | 0.0052753
| Civic Offices | Services LED light fitting | 1701231 | 8404074 | 5.8 | Electrical installations | glass bulb | Construction | 0.90105 | kg | 10 | 44 | 1 | FALSE | 1 | FALSE |  | 1.05 | 0.90105 | 5.4063 | 5490 | General glazing, glass (toughened) |  | 30 | D2 | 0 | 0 | 0 | 0 | 0 | 0 | 0 | 0 | 0
| Civic Offices | Services LED light fitting | 1701231 | 8404074 | 5.8 | Electrical installations | glass bulb | Construction | 0.90105 | kg | 10 | 44 | 1 | FALSE | 1 | FALSE |  | 1.05 | 0.90105 | 5.4063 | 5490 | General glazing, glass (toughened) |  | 30 | D3 | 0 | 0 | 0 | 0 | 0 | 0 | 0 | 0 | 0
| Civic Offices | Services LED light fitting | 1701231 | 8404074 | 5.8 | Electrical installations | glass bulb | Construction | 0.90105 | kg | 10 | 44 | 1 | FALSE | 1 | FALSE |  | 1.05 | 0.90105 | 5.4063 | 5490 | General glazing, glass (toughened) |  | 30 | D4 | 0 | 0 | 0 | 0 | 0 | 0 | 0 | 0 | 0
| Civic Offices | Services LED light fitting | 1701231 | 8404074 | 5.8 | Electrical installations | glass bulb | Construction | 0.90105 | kg | 10 | 44 | 1 | FALSE | 1 | FALSE |  | 1.05 | 0.90105 | 5.4063 | 5490 | General glazing, glass (toughened) |  | 40 | B4B5 | 1.087 | 1.0269e-07 | 0.010179 | 0.0012954 | 0.00062644 | 6.8096e-06 | 13.4015 | 7.5381 | 0.0052753
| Civic Offices | Services LED light fitting | 1701231 | 8404074 | 5.8 | Electrical installations | glass bulb | Construction | 0.90105 | kg | 10 | 44 | 1 | FALSE | 1 | FALSE |  | 1.05 | 0.90105 | 5.4063 | 5490 | General glazing, glass (toughened) |  | 40 | D2 | 0 | 0 | 0 | 0 | 0 | 0 | 0 | 0 | 0
| Civic Offices | Services LED light fitting | 1701231 | 8404074 | 5.8 | Electrical installations | glass bulb | Construction | 0.90105 | kg | 10 | 44 | 1 | FALSE | 1 | FALSE |  | 1.05 | 0.90105 | 5.4063 | 5490 | General glazing, glass (toughened) |  | 40 | D3 | 0 | 0 | 0 | 0 | 0 | 0 | 0 | 0 | 0
| Civic Offices | Services LED light fitting | 1701231 | 8404074 | 5.8 | Electrical installations | glass bulb | Construction | 0.90105 | kg | 10 | 44 | 1 | FALSE | 1 | FALSE |  | 1.05 | 0.90105 | 5.4063 | 5490 | General glazing, glass (toughened) |  | 40 | D4 | 0 | 0 | 0 | 0 | 0 | 0 | 0 | 0 | 0
| Civic Offices | Services LED light fitting | 1701231 | 8404074 | 5.8 | Electrical installations | glass bulb | Construction | 0.90105 | kg | 10 | 44 | 1 | FALSE | 1 | FALSE |  | 1.05 | 0.90105 | 5.4063 | 5490 | General glazing, glass (toughened) |  | 50 | B4B5 | 1.087 | 1.0269e-07 | 0.010179 | 0.0012954 | 0.00062644 | 6.8096e-06 | 13.4015 | 7.5381 | 0.0052753
| Civic Offices | Services LED light fitting | 1701231 | 8404074 | 5.8 | Electrical installations | glass bulb | Construction | 0.90105 | kg | 10 | 44 | 1 | FALSE | 1 | FALSE |  | 1.05 | 0.90105 | 5.4063 | 5490 | General glazing, glass (toughened) |  | 50 | D2 | 0 | 0 | 0 | 0 | 0 | 0 | 0 | 0 | 0
| Civic Offices | Services LED light fitting | 1701231 | 8404074 | 5.8 | Electrical installations | glass bulb | Construction | 0.90105 | kg | 10 | 44 | 1 | FALSE | 1 | FALSE |  | 1.05 | 0.90105 | 5.4063 | 5490 | General glazing, glass (toughened) |  | 50 | D3 | 0 | 0 | 0 | 0 | 0 | 0 | 0 | 0 | 0
| Civic Offices | Services LED light fitting | 1701231 | 8404074 | 5.8 | Electrical installations | glass bulb | Construction | 0.90105 | kg | 10 | 44 | 1 | FALSE | 1 | FALSE |  | 1.05 | 0.90105 | 5.4063 | 5490 | General glazing, glass (toughened) |  | 50 | D4 | 0 | 0 | 0 | 0 | 0 | 0 | 0 | 0 | 0
| Civic Offices | Services LED light fitting | 1701231 | 8404075 | 5.8 | Electrical installations | connectors | Construction | 0.042105 | kg | 10 | 44 | 1 | FALSE | 1 | FALSE |  | 1.05 | 0.042105 | 0.25263 | 5014 | Cladding sheet (angle seamed), copper |  | 0 | A1A3 | 0.30439 | 2.5296e-07 | 0.015481 | 0.010334 | 0.00085571 | 7.043e-05 | 4.6186 | 0.9016 | 0.0097298
| Civic Offices | Services LED light fitting | 1701231 | 8404075 | 5.8 | Electrical installations | connectors | Construction | 0.042105 | kg | 10 | 44 | 1 | FALSE | 1 | FALSE |  | 1.05 | 0.042105 | 0.25263 | 5014 | Cladding sheet (angle seamed), copper |  | 0 | A4 | 0.0008662 | 1.5563e-10 | 2.8362e-06 | 7.6659e-07 | 4.8386e-07 | 3.0209e-09 | 0.012912 | 0.0019716 | 3.5645e-06
| Civic Offices | Services LED light fitting | 1701231 | 8404075 | 5.8 | Electrical installations | connectors | Construction | 0.042105 | kg | 10 | 44 | 1 | FALSE | 1 | FALSE |  | 1.05 | 0.042105 | 0.25263 | 5014 | Cladding sheet (angle seamed), copper |  | 0 | A5 | 1.0943e-06 | 2.8655e-13 | 7.6524e-09 | 2.5146e-09 | 1.2698e-09 | 1.5437e-12 | 2.6828e-05 | 0.00031579 | 0
| Civic Offices | Services LED light fitting | 1701231 | 8404075 | 5.8 | Electrical installations | connectors | Construction | 0.042105 | kg | 10 | 44 | 1 | FALSE | 1 | FALSE |  | 1.05 | 0.042105 | 0.25263 | 5014 | Cladding sheet (angle seamed), copper |  | 0 | D2 | 0 | 0 | 0 | 0 | 0 | 0 | 0 | 0 | 0
| Civic Offices | Services LED light fitting | 1701231 | 8404075 | 5.8 | Electrical installations | connectors | Construction | 0.042105 | kg | 10 | 44 | 1 | FALSE | 1 | FALSE |  | 1.05 | 0.042105 | 0.25263 | 5014 | Cladding sheet (angle seamed), copper |  | 0 | D3 | 0 | 0 | 0 | 0 | 0 | 0 | 0 | 0 | 0
| Civic Offices | Services LED light fitting | 1701231 | 8404075 | 5.8 | Electrical installations | connectors | Construction | 0.042105 | kg | 10 | 44 | 1 | FALSE | 1 | FALSE |  | 1.05 | 0.042105 | 0.25263 | 5014 | Cladding sheet (angle seamed), copper |  | 0 | D4 | 0 | 0 | 0 | 0 | 0 | 0 | 0 | 0 | 0
| Civic Offices | Services LED light fitting | 1701231 | 8404075 | 5.8 | Electrical installations | connectors | Construction | 0.042105 | kg | 10 | 44 | 1 | FALSE | 1 | FALSE |  | 1.05 | 0.042105 | 0.25263 | 5014 | Cladding sheet (angle seamed), copper |  | 60 | C2 | 0 | 0 | 0 | 0 | 0 | 0 | 0 | 0 | 0
| Civic Offices | Services LED light fitting | 1701231 | 8404075 | 5.8 | Electrical installations | connectors | Construction | 0.042105 | kg | 10 | 44 | 1 | FALSE | 1 | FALSE |  | 1.05 | 0.042105 | 0.25263 | 5014 | Cladding sheet (angle seamed), copper |  | 60 | C4 | 2.1886e-05 | 5.731e-12 | 1.5305e-07 | 5.0291e-08 | 2.5397e-08 | 3.0874e-11 | 0.00053655 | 0.0063158 | 1.0976e-06
| Civic Offices | Services LED light fitting | 1701231 | 8404075 | 5.8 | Electrical installations | connectors | Construction | 0.042105 | kg | 10 | 44 | 1 | FALSE | 1 | FALSE |  | 1.05 | 0.042105 | 0.25263 | 5014 | Cladding sheet (angle seamed), copper |  | 60 | D2 | 0 | 0 | 0 | 0 | 0 | 0 | 0 | 0 | 0
| Civic Offices | Services LED light fitting | 1701231 | 8404075 | 5.8 | Electrical installations | connectors | Construction | 0.042105 | kg | 10 | 44 | 1 | FALSE | 1 | FALSE |  | 1.05 | 0.042105 | 0.25263 | 5014 | Cladding sheet (angle seamed), copper |  | 60 | D3 | 0 | 0 | 0 | 0 | 0 | 0 | 0 | 0 | 0
| Civic Offices | Services LED light fitting | 1701231 | 8404075 | 5.8 | Electrical installations | connectors | Construction | 0.042105 | kg | 10 | 44 | 1 | FALSE | 1 | FALSE |  | 1.05 | 0.042105 | 0.25263 | 5014 | Cladding sheet (angle seamed), copper |  | 60 | D4 | 0 | 0 | 0 | 0 | 0 | 0 | 0 | 0 | 0
| Civic Offices | Services LED light fitting | 1701231 | 8404075 | 5.8 | Electrical installations | connectors | Construction | 0.042105 | kg | 10 | 44 | 1 | FALSE | 1 | FALSE |  | 1.05 | 0.042105 | 0.25263 | 5014 | Cladding sheet (angle seamed), copper |  | 10 | B4B5 | 0.30528 | 2.5312e-07 | 0.015484 | 0.010335 | 0.00085622 | 7.0433e-05 | 4.632 | 0.9102 | 0.0097333
| Civic Offices | Services LED light fitting | 1701231 | 8404075 | 5.8 | Electrical installations | connectors | Construction | 0.042105 | kg | 10 | 44 | 1 | FALSE | 1 | FALSE |  | 1.05 | 0.042105 | 0.25263 | 5014 | Cladding sheet (angle seamed), copper |  | 10 | D2 | 0 | 0 | 0 | 0 | 0 | 0 | 0 | 0 | 0
| Civic Offices | Services LED light fitting | 1701231 | 8404075 | 5.8 | Electrical installations | connectors | Construction | 0.042105 | kg | 10 | 44 | 1 | FALSE | 1 | FALSE |  | 1.05 | 0.042105 | 0.25263 | 5014 | Cladding sheet (angle seamed), copper |  | 10 | D3 | 0 | 0 | 0 | 0 | 0 | 0 | 0 | 0 | 0
| Civic Offices | Services LED light fitting | 1701231 | 8404075 | 5.8 | Electrical installations | connectors | Construction | 0.042105 | kg | 10 | 44 | 1 | FALSE | 1 | FALSE |  | 1.05 | 0.042105 | 0.25263 | 5014 | Cladding sheet (angle seamed), copper |  | 10 | D4 | 0 | 0 | 0 | 0 | 0 | 0 | 0 | 0 | 0
| Civic Offices | Services LED light fitting | 1701231 | 8404075 | 5.8 | Electrical installations | connectors | Construction | 0.042105 | kg | 10 | 44 | 1 | FALSE | 1 | FALSE |  | 1.05 | 0.042105 | 0.25263 | 5014 | Cladding sheet (angle seamed), copper |  | 20 | B4B5 | 0.30528 | 2.5312e-07 | 0.015484 | 0.010335 | 0.00085622 | 7.0433e-05 | 4.632 | 0.9102 | 0.0097333
| Civic Offices | Services LED light fitting | 1701231 | 8404075 | 5.8 | Electrical installations | connectors | Construction | 0.042105 | kg | 10 | 44 | 1 | FALSE | 1 | FALSE |  | 1.05 | 0.042105 | 0.25263 | 5014 | Cladding sheet (angle seamed), copper |  | 20 | D2 | 0 | 0 | 0 | 0 | 0 | 0 | 0 | 0 | 0
| Civic Offices | Services LED light fitting | 1701231 | 8404075 | 5.8 | Electrical installations | connectors | Construction | 0.042105 | kg | 10 | 44 | 1 | FALSE | 1 | FALSE |  | 1.05 | 0.042105 | 0.25263 | 5014 | Cladding sheet (angle seamed), copper |  | 20 | D3 | 0 | 0 | 0 | 0 | 0 | 0 | 0 | 0 | 0
| Civic Offices | Services LED light fitting | 1701231 | 8404075 | 5.8 | Electrical installations | connectors | Construction | 0.042105 | kg | 10 | 44 | 1 | FALSE | 1 | FALSE |  | 1.05 | 0.042105 | 0.25263 | 5014 | Cladding sheet (angle seamed), copper |  | 20 | D4 | 0 | 0 | 0 | 0 | 0 | 0 | 0 | 0 | 0
| Civic Offices | Services LED light fitting | 1701231 | 8404075 | 5.8 | Electrical installations | connectors | Construction | 0.042105 | kg | 10 | 44 | 1 | FALSE | 1 | FALSE |  | 1.05 | 0.042105 | 0.25263 | 5014 | Cladding sheet (angle seamed), copper |  | 30 | B4B5 | 0.30528 | 2.5312e-07 | 0.015484 | 0.010335 | 0.00085622 | 7.0433e-05 | 4.632 | 0.9102 | 0.0097333
| Civic Offices | Services LED light fitting | 1701231 | 8404075 | 5.8 | Electrical installations | connectors | Construction | 0.042105 | kg | 10 | 44 | 1 | FALSE | 1 | FALSE |  | 1.05 | 0.042105 | 0.25263 | 5014 | Cladding sheet (angle seamed), copper |  | 30 | D2 | 0 | 0 | 0 | 0 | 0 | 0 | 0 | 0 | 0
| Civic Offices | Services LED light fitting | 1701231 | 8404075 | 5.8 | Electrical installations | connectors | Construction | 0.042105 | kg | 10 | 44 | 1 | FALSE | 1 | FALSE |  | 1.05 | 0.042105 | 0.25263 | 5014 | Cladding sheet (angle seamed), copper |  | 30 | D3 | 0 | 0 | 0 | 0 | 0 | 0 | 0 | 0 | 0
| Civic Offices | Services LED light fitting | 1701231 | 8404075 | 5.8 | Electrical installations | connectors | Construction | 0.042105 | kg | 10 | 44 | 1 | FALSE | 1 | FALSE |  | 1.05 | 0.042105 | 0.25263 | 5014 | Cladding sheet (angle seamed), copper |  | 30 | D4 | 0 | 0 | 0 | 0 | 0 | 0 | 0 | 0 | 0
| Civic Offices | Services LED light fitting | 1701231 | 8404075 | 5.8 | Electrical installations | connectors | Construction | 0.042105 | kg | 10 | 44 | 1 | FALSE | 1 | FALSE |  | 1.05 | 0.042105 | 0.25263 | 5014 | Cladding sheet (angle seamed), copper |  | 40 | B4B5 | 0.30528 | 2.5312e-07 | 0.015484 | 0.010335 | 0.00085622 | 7.0433e-05 | 4.632 | 0.9102 | 0.0097333
| Civic Offices | Services LED light fitting | 1701231 | 8404075 | 5.8 | Electrical installations | connectors | Construction | 0.042105 | kg | 10 | 44 | 1 | FALSE | 1 | FALSE |  | 1.05 | 0.042105 | 0.25263 | 5014 | Cladding sheet (angle seamed), copper |  | 40 | D2 | 0 | 0 | 0 | 0 | 0 | 0 | 0 | 0 | 0
| Civic Offices | Services LED light fitting | 1701231 | 8404075 | 5.8 | Electrical installations | connectors | Construction | 0.042105 | kg | 10 | 44 | 1 | FALSE | 1 | FALSE |  | 1.05 | 0.042105 | 0.25263 | 5014 | Cladding sheet (angle seamed), copper |  | 40 | D3 | 0 | 0 | 0 | 0 | 0 | 0 | 0 | 0 | 0
| Civic Offices | Services LED light fitting | 1701231 | 8404075 | 5.8 | Electrical installations | connectors | Construction | 0.042105 | kg | 10 | 44 | 1 | FALSE | 1 | FALSE |  | 1.05 | 0.042105 | 0.25263 | 5014 | Cladding sheet (angle seamed), copper |  | 40 | D4 | 0 | 0 | 0 | 0 | 0 | 0 | 0 | 0 | 0
| Civic Offices | Services LED light fitting | 1701231 | 8404075 | 5.8 | Electrical installations | connectors | Construction | 0.042105 | kg | 10 | 44 | 1 | FALSE | 1 | FALSE |  | 1.05 | 0.042105 | 0.25263 | 5014 | Cladding sheet (angle seamed), copper |  | 50 | B4B5 | 0.30528 | 2.5312e-07 | 0.015484 | 0.010335 | 0.00085622 | 7.0433e-05 | 4.632 | 0.9102 | 0.0097333
| Civic Offices | Services LED light fitting | 1701231 | 8404075 | 5.8 | Electrical installations | connectors | Construction | 0.042105 | kg | 10 | 44 | 1 | FALSE | 1 | FALSE |  | 1.05 | 0.042105 | 0.25263 | 5014 | Cladding sheet (angle seamed), copper |  | 50 | D2 | 0 | 0 | 0 | 0 | 0 | 0 | 0 | 0 | 0
| Civic Offices | Services LED light fitting | 1701231 | 8404075 | 5.8 | Electrical installations | connectors | Construction | 0.042105 | kg | 10 | 44 | 1 | FALSE | 1 | FALSE |  | 1.05 | 0.042105 | 0.25263 | 5014 | Cladding sheet (angle seamed), copper |  | 50 | D3 | 0 | 0 | 0 | 0 | 0 | 0 | 0 | 0 | 0
| Civic Offices | Services LED light fitting | 1701231 | 8404075 | 5.8 | Electrical installations | connectors | Construction | 0.042105 | kg | 10 | 44 | 1 | FALSE | 1 | FALSE |  | 1.05 | 0.042105 | 0.25263 | 5014 | Cladding sheet (angle seamed), copper |  | 50 | D4 | 0 | 0 | 0 | 0 | 0 | 0 | 0 | 0 | 0
| Civic Offices | Services LED light fitting | 1701231 | 8404076 | 5.8 | Electrical installations | insulator | Construction | 1.4568 | kg | 10 | 44 | 1 | FALSE | 1 | FALSE |  | 1.1 | 1.4568 | 8.7411 | 5052 | Membrane (breather), polypropylene |  | 0 | A1A3 | 8.8034 | 2.0103e-07 | 0.049581 | 0.014258 | 0.0058903 | 1.033e-05 | 191.662 | 0.76046 | 0.043433
| Civic Offices | Services LED light fitting | 1701231 | 8404076 | 5.8 | Electrical installations | insulator | Construction | 1.4568 | kg | 10 | 44 | 1 | FALSE | 1 | FALSE |  | 1.1 | 1.4568 | 8.7411 | 5052 | Membrane (breather), polypropylene |  | 0 | A4 | 0.030363 | 5.4554e-09 | 9.9417e-05 | 2.6871e-05 | 1.6961e-05 | 1.0589e-07 | 0.4526 | 0.069109 | 0.00012495
| Civic Offices | Services LED light fitting | 1701231 | 8404076 | 5.8 | Electrical installations | insulator | Construction | 1.4568 | kg | 10 | 44 | 1 | FALSE | 1 | FALSE |  | 1.1 | 1.4568 | 8.7411 | 5052 | Membrane (breather), polypropylene |  | 0 | A5 | 0.0038396 | 1.2213e-10 | 3.5355e-06 | 0.00032213 | 1.1731e-06 | 6.8233e-10 | 0.011176 | 0.023309 | 0
| Civic Offices | Services LED light fitting | 1701231 | 8404076 | 5.8 | Electrical installations | insulator | Construction | 1.4568 | kg | 10 | 44 | 1 | FALSE | 1 | FALSE |  | 1.1 | 1.4568 | 8.7411 | 5052 | Membrane (breather), polypropylene |  | 0 | D2 | 0 | 0 | 0 | 0 | 0 | 0 | 0 | 0 | 0
| Civic Offices | Services LED light fitting | 1701231 | 8404076 | 5.8 | Electrical installations | insulator | Construction | 1.4568 | kg | 10 | 44 | 1 | FALSE | 1 | FALSE |  | 1.1 | 1.4568 | 8.7411 | 5052 | Membrane (breather), polypropylene |  | 0 | D3 | 0 | 0 | 0 | 0 | 0 | 0 | 0 | 0 | 0
| Civic Offices | Services LED light fitting | 1701231 | 8404076 | 5.8 | Electrical installations | insulator | Construction | 1.4568 | kg | 10 | 44 | 1 | FALSE | 1 | FALSE |  | 1.1 | 1.4568 | 8.7411 | 5052 | Membrane (breather), polypropylene |  | 0 | D4 | 0 | 0 | 0 | 0 | 0 | 0 | 0 | 0 | 0
| Civic Offices | Services LED light fitting | 1701231 | 8404076 | 5.8 | Electrical installations | insulator | Construction | 1.4568 | kg | 10 | 44 | 1 | FALSE | 1 | FALSE |  | 1.1 | 1.4568 | 8.7411 | 5052 | Membrane (breather), polypropylene |  | 60 | C2 | 0 | 0 | 0 | 0 | 0 | 0 | 0 | 0 | 0
| Civic Offices | Services LED light fitting | 1701231 | 8404076 | 5.8 | Electrical installations | insulator | Construction | 1.4568 | kg | 10 | 44 | 1 | FALSE | 1 | FALSE |  | 1.1 | 1.4568 | 8.7411 | 5052 | Membrane (breather), polypropylene |  | 60 | C4 | 0.038396 | 1.2213e-09 | 3.5355e-05 | 0.0032213 | 1.1731e-05 | 6.8233e-09 | 0.11176 | 0.23309 | 0.001081
| Civic Offices | Services LED light fitting | 1701231 | 8404076 | 5.8 | Electrical installations | insulator | Construction | 1.4568 | kg | 10 | 44 | 1 | FALSE | 1 | FALSE |  | 1.1 | 1.4568 | 8.7411 | 5052 | Membrane (breather), polypropylene |  | 60 | D2 | 0 | 0 | 0 | 0 | 0 | 0 | 0 | 0 | 0
| Civic Offices | Services LED light fitting | 1701231 | 8404076 | 5.8 | Electrical installations | insulator | Construction | 1.4568 | kg | 10 | 44 | 1 | FALSE | 1 | FALSE |  | 1.1 | 1.4568 | 8.7411 | 5052 | Membrane (breather), polypropylene |  | 60 | D3 | 0 | 0 | 0 | 0 | 0 | 0 | 0 | 0 | 0
| Civic Offices | Services LED light fitting | 1701231 | 8404076 | 5.8 | Electrical installations | insulator | Construction | 1.4568 | kg | 10 | 44 | 1 | FALSE | 1 | FALSE |  | 1.1 | 1.4568 | 8.7411 | 5052 | Membrane (breather), polypropylene |  | 60 | D4 | 0 | 0 | 0 | 0 | 0 | 0 | 0 | 0 | 0
| Civic Offices | Services LED light fitting | 1701231 | 8404076 | 5.8 | Electrical installations | insulator | Construction | 1.4568 | kg | 10 | 44 | 1 | FALSE | 1 | FALSE |  | 1.1 | 1.4568 | 8.7411 | 5052 | Membrane (breather), polypropylene |  | 10 | B4B5 | 8.876 | 2.0783e-07 | 0.049719 | 0.017828 | 0.0059201 | 1.0443e-05 | 192.2375 | 1.086 | 0.043557
| Civic Offices | Services LED light fitting | 1701231 | 8404076 | 5.8 | Electrical installations | insulator | Construction | 1.4568 | kg | 10 | 44 | 1 | FALSE | 1 | FALSE |  | 1.1 | 1.4568 | 8.7411 | 5052 | Membrane (breather), polypropylene |  | 10 | D2 | 0 | 0 | 0 | 0 | 0 | 0 | 0 | 0 | 0
| Civic Offices | Services LED light fitting | 1701231 | 8404076 | 5.8 | Electrical installations | insulator | Construction | 1.4568 | kg | 10 | 44 | 1 | FALSE | 1 | FALSE |  | 1.1 | 1.4568 | 8.7411 | 5052 | Membrane (breather), polypropylene |  | 10 | D3 | 0 | 0 | 0 | 0 | 0 | 0 | 0 | 0 | 0
| Civic Offices | Services LED light fitting | 1701231 | 8404076 | 5.8 | Electrical installations | insulator | Construction | 1.4568 | kg | 10 | 44 | 1 | FALSE | 1 | FALSE |  | 1.1 | 1.4568 | 8.7411 | 5052 | Membrane (breather), polypropylene |  | 10 | D4 | 0 | 0 | 0 | 0 | 0 | 0 | 0 | 0 | 0
| Civic Offices | Services LED light fitting | 1701231 | 8404076 | 5.8 | Electrical installations | insulator | Construction | 1.4568 | kg | 10 | 44 | 1 | FALSE | 1 | FALSE |  | 1.1 | 1.4568 | 8.7411 | 5052 | Membrane (breather), polypropylene |  | 20 | B4B5 | 8.876 | 2.0783e-07 | 0.049719 | 0.017828 | 0.0059201 | 1.0443e-05 | 192.2375 | 1.086 | 0.043557
| Civic Offices | Services LED light fitting | 1701231 | 8404076 | 5.8 | Electrical installations | insulator | Construction | 1.4568 | kg | 10 | 44 | 1 | FALSE | 1 | FALSE |  | 1.1 | 1.4568 | 8.7411 | 5052 | Membrane (breather), polypropylene |  | 20 | D2 | 0 | 0 | 0 | 0 | 0 | 0 | 0 | 0 | 0
| Civic Offices | Services LED light fitting | 1701231 | 8404076 | 5.8 | Electrical installations | insulator | Construction | 1.4568 | kg | 10 | 44 | 1 | FALSE | 1 | FALSE |  | 1.1 | 1.4568 | 8.7411 | 5052 | Membrane (breather), polypropylene |  | 20 | D3 | 0 | 0 | 0 | 0 | 0 | 0 | 0 | 0 | 0
| Civic Offices | Services LED light fitting | 1701231 | 8404076 | 5.8 | Electrical installations | insulator | Construction | 1.4568 | kg | 10 | 44 | 1 | FALSE | 1 | FALSE |  | 1.1 | 1.4568 | 8.7411 | 5052 | Membrane (breather), polypropylene |  | 20 | D4 | 0 | 0 | 0 | 0 | 0 | 0 | 0 | 0 | 0
| Civic Offices | Services LED light fitting | 1701231 | 8404076 | 5.8 | Electrical installations | insulator | Construction | 1.4568 | kg | 10 | 44 | 1 | FALSE | 1 | FALSE |  | 1.1 | 1.4568 | 8.7411 | 5052 | Membrane (breather), polypropylene |  | 30 | B4B5 | 8.876 | 2.0783e-07 | 0.049719 | 0.017828 | 0.0059201 | 1.0443e-05 | 192.2375 | 1.086 | 0.043557
| Civic Offices | Services LED light fitting | 1701231 | 8404076 | 5.8 | Electrical installations | insulator | Construction | 1.4568 | kg | 10 | 44 | 1 | FALSE | 1 | FALSE |  | 1.1 | 1.4568 | 8.7411 | 5052 | Membrane (breather), polypropylene |  | 30 | D2 | 0 | 0 | 0 | 0 | 0 | 0 | 0 | 0 | 0
| Civic Offices | Services LED light fitting | 1701231 | 8404076 | 5.8 | Electrical installations | insulator | Construction | 1.4568 | kg | 10 | 44 | 1 | FALSE | 1 | FALSE |  | 1.1 | 1.4568 | 8.7411 | 5052 | Membrane (breather), polypropylene |  | 30 | D3 | 0 | 0 | 0 | 0 | 0 | 0 | 0 | 0 | 0
| Civic Offices | Services LED light fitting | 1701231 | 8404076 | 5.8 | Electrical installations | insulator | Construction | 1.4568 | kg | 10 | 44 | 1 | FALSE | 1 | FALSE |  | 1.1 | 1.4568 | 8.7411 | 5052 | Membrane (breather), polypropylene |  | 30 | D4 | 0 | 0 | 0 | 0 | 0 | 0 | 0 | 0 | 0
| Civic Offices | Services LED light fitting | 1701231 | 8404076 | 5.8 | Electrical installations | insulator | Construction | 1.4568 | kg | 10 | 44 | 1 | FALSE | 1 | FALSE |  | 1.1 | 1.4568 | 8.7411 | 5052 | Membrane (breather), polypropylene |  | 40 | B4B5 | 8.876 | 2.0783e-07 | 0.049719 | 0.017828 | 0.0059201 | 1.0443e-05 | 192.2375 | 1.086 | 0.043557
| Civic Offices | Services LED light fitting | 1701231 | 8404076 | 5.8 | Electrical installations | insulator | Construction | 1.4568 | kg | 10 | 44 | 1 | FALSE | 1 | FALSE |  | 1.1 | 1.4568 | 8.7411 | 5052 | Membrane (breather), polypropylene |  | 40 | D2 | 0 | 0 | 0 | 0 | 0 | 0 | 0 | 0 | 0
| Civic Offices | Services LED light fitting | 1701231 | 8404076 | 5.8 | Electrical installations | insulator | Construction | 1.4568 | kg | 10 | 44 | 1 | FALSE | 1 | FALSE |  | 1.1 | 1.4568 | 8.7411 | 5052 | Membrane (breather), polypropylene |  | 40 | D3 | 0 | 0 | 0 | 0 | 0 | 0 | 0 | 0 | 0
| Civic Offices | Services LED light fitting | 1701231 | 8404076 | 5.8 | Electrical installations | insulator | Construction | 1.4568 | kg | 10 | 44 | 1 | FALSE | 1 | FALSE |  | 1.1 | 1.4568 | 8.7411 | 5052 | Membrane (breather), polypropylene |  | 40 | D4 | 0 | 0 | 0 | 0 | 0 | 0 | 0 | 0 | 0
| Civic Offices | Services LED light fitting | 1701231 | 8404076 | 5.8 | Electrical installations | insulator | Construction | 1.4568 | kg | 10 | 44 | 1 | FALSE | 1 | FALSE |  | 1.1 | 1.4568 | 8.7411 | 5052 | Membrane (breather), polypropylene |  | 50 | B4B5 | 8.876 | 2.0783e-07 | 0.049719 | 0.017828 | 0.0059201 | 1.0443e-05 | 192.2375 | 1.086 | 0.043557
| Civic Offices | Services LED light fitting | 1701231 | 8404076 | 5.8 | Electrical installations | insulator | Construction | 1.4568 | kg | 10 | 44 | 1 | FALSE | 1 | FALSE |  | 1.1 | 1.4568 | 8.7411 | 5052 | Membrane (breather), polypropylene |  | 50 | D2 | 0 | 0 | 0 | 0 | 0 | 0 | 0 | 0 | 0
| Civic Offices | Services LED light fitting | 1701231 | 8404076 | 5.8 | Electrical installations | insulator | Construction | 1.4568 | kg | 10 | 44 | 1 | FALSE | 1 | FALSE |  | 1.1 | 1.4568 | 8.7411 | 5052 | Membrane (breather), polypropylene |  | 50 | D3 | 0 | 0 | 0 | 0 | 0 | 0 | 0 | 0 | 0
| Civic Offices | Services LED light fitting | 1701231 | 8404076 | 5.8 | Electrical installations | insulator | Construction | 1.4568 | kg | 10 | 44 | 1 | FALSE | 1 | FALSE |  | 1.1 | 1.4568 | 8.7411 | 5052 | Membrane (breather), polypropylene |  | 50 | D4 | 0 | 0 | 0 | 0 | 0 | 0 | 0 | 0 | 0
| Civic Offices | Services LED light fitting | 1701231 | 8404077 | 5.8 | Electrical installations | plates | Construction | 1.0274 | kg | 10 | 44 | 1 | FALSE | 1 | FALSE |  | 1.05 | 1.0274 | 6.1642 | 5168 | Fencing (posts, square section), steel (galvanized) |  | 0 | A1A3 | 2.803 | 1.9054e-07 | 0.045821 | 0.014303 | 0.0026964 | 0.00066097 | 37.7338 | 2.1179 | 0.054612
| Civic Offices | Services LED light fitting | 1701231 | 8404077 | 5.8 | Electrical installations | plates | Construction | 1.0274 | kg | 10 | 44 | 1 | FALSE | 1 | FALSE |  | 1.05 | 1.0274 | 6.1642 | 5168 | Fencing (posts, square section), steel (galvanized) |  | 0 | A4 | 0.044774 | 6.1957e-09 | 0.00021288 | 3.953e-05 | 2.8104e-05 | 9.9712e-08 | 0.65511 | 0.19025 | 0.00018197
| Civic Offices | Services LED light fitting | 1701231 | 8404077 | 5.8 | Electrical installations | plates | Construction | 1.0274 | kg | 10 | 44 | 1 | FALSE | 1 | FALSE |  | 1.05 | 1.0274 | 6.1642 | 5168 | Fencing (posts, square section), steel (galvanized) |  | 0 | A5 | 2.6701e-05 | 6.9919e-12 | 1.8672e-07 | 6.1355e-08 | 3.0984e-08 | 3.7666e-11 | 0.00065459 | 0.0077053 | 0
| Civic Offices | Services LED light fitting | 1701231 | 8404077 | 5.8 | Electrical installations | plates | Construction | 1.0274 | kg | 10 | 44 | 1 | FALSE | 1 | FALSE |  | 1.05 | 1.0274 | 6.1642 | 5168 | Fencing (posts, square section), steel (galvanized) |  | 0 | D2 | 0 | 0 | 0 | 0 | 0 | 0 | 0 | 0 | 0
| Civic Offices | Services LED light fitting | 1701231 | 8404077 | 5.8 | Electrical installations | plates | Construction | 1.0274 | kg | 10 | 44 | 1 | FALSE | 1 | FALSE |  | 1.05 | 1.0274 | 6.1642 | 5168 | Fencing (posts, square section), steel (galvanized) |  | 0 | D3 | 0 | 0 | 0 | 0 | 0 | 0 | 0 | 0 | 0
| Civic Offices | Services LED light fitting | 1701231 | 8404077 | 5.8 | Electrical installations | plates | Construction | 1.0274 | kg | 10 | 44 | 1 | FALSE | 1 | FALSE |  | 1.05 | 1.0274 | 6.1642 | 5168 | Fencing (posts, square section), steel (galvanized) |  | 0 | D4 | 0 | 0 | 0 | 0 | 0 | 0 | 0 | 0 | 0
| Civic Offices | Services LED light fitting | 1701231 | 8404077 | 5.8 | Electrical installations | plates | Construction | 1.0274 | kg | 10 | 44 | 1 | FALSE | 1 | FALSE |  | 1.05 | 1.0274 | 6.1642 | 5168 | Fencing (posts, square section), steel (galvanized) |  | 60 | C2 | 0 | 0 | 0 | 0 | 0 | 0 | 0 | 0 | 0
| Civic Offices | Services LED light fitting | 1701231 | 8404077 | 5.8 | Electrical installations | plates | Construction | 1.0274 | kg | 10 | 44 | 1 | FALSE | 1 | FALSE |  | 1.05 | 1.0274 | 6.1642 | 5168 | Fencing (posts, square section), steel (galvanized) |  | 60 | C4 | 0.00053403 | 1.3984e-10 | 3.7344e-06 | 1.2271e-06 | 6.1968e-07 | 7.5333e-10 | 0.013092 | 0.15411 | 2.6782e-05
| Civic Offices | Services LED light fitting | 1701231 | 8404077 | 5.8 | Electrical installations | plates | Construction | 1.0274 | kg | 10 | 44 | 1 | FALSE | 1 | FALSE |  | 1.05 | 1.0274 | 6.1642 | 5168 | Fencing (posts, square section), steel (galvanized) |  | 60 | D2 | 0 | 0 | 0 | 0 | 0 | 0 | 0 | 0 | 0
| Civic Offices | Services LED light fitting | 1701231 | 8404077 | 5.8 | Electrical installations | plates | Construction | 1.0274 | kg | 10 | 44 | 1 | FALSE | 1 | FALSE |  | 1.05 | 1.0274 | 6.1642 | 5168 | Fencing (posts, square section), steel (galvanized) |  | 60 | D3 | 0 | 0 | 0 | 0 | 0 | 0 | 0 | 0 | 0
| Civic Offices | Services LED light fitting | 1701231 | 8404077 | 5.8 | Electrical installations | plates | Construction | 1.0274 | kg | 10 | 44 | 1 | FALSE | 1 | FALSE |  | 1.05 | 1.0274 | 6.1642 | 5168 | Fencing (posts, square section), steel (galvanized) |  | 60 | D4 | 0 | 0 | 0 | 0 | 0 | 0 | 0 | 0 | 0
| Civic Offices | Services LED light fitting | 1701231 | 8404077 | 5.8 | Electrical installations | plates | Construction | 1.0274 | kg | 10 | 44 | 1 | FALSE | 1 | FALSE |  | 1.05 | 1.0274 | 6.1642 | 5168 | Fencing (posts, square section), steel (galvanized) |  | 10 | B4B5 | 2.8484 | 1.9688e-07 | 0.046038 | 0.014344 | 0.0027252 | 0.00066107 | 38.4027 | 2.47 | 0.054794
| Civic Offices | Services LED light fitting | 1701231 | 8404077 | 5.8 | Electrical installations | plates | Construction | 1.0274 | kg | 10 | 44 | 1 | FALSE | 1 | FALSE |  | 1.05 | 1.0274 | 6.1642 | 5168 | Fencing (posts, square section), steel (galvanized) |  | 10 | D2 | 0 | 0 | 0 | 0 | 0 | 0 | 0 | 0 | 0
| Civic Offices | Services LED light fitting | 1701231 | 8404077 | 5.8 | Electrical installations | plates | Construction | 1.0274 | kg | 10 | 44 | 1 | FALSE | 1 | FALSE |  | 1.05 | 1.0274 | 6.1642 | 5168 | Fencing (posts, square section), steel (galvanized) |  | 10 | D3 | 0 | 0 | 0 | 0 | 0 | 0 | 0 | 0 | 0
| Civic Offices | Services LED light fitting | 1701231 | 8404077 | 5.8 | Electrical installations | plates | Construction | 1.0274 | kg | 10 | 44 | 1 | FALSE | 1 | FALSE |  | 1.05 | 1.0274 | 6.1642 | 5168 | Fencing (posts, square section), steel (galvanized) |  | 10 | D4 | 0 | 0 | 0 | 0 | 0 | 0 | 0 | 0 | 0
| Civic Offices | Services LED light fitting | 1701231 | 8404077 | 5.8 | Electrical installations | plates | Construction | 1.0274 | kg | 10 | 44 | 1 | FALSE | 1 | FALSE |  | 1.05 | 1.0274 | 6.1642 | 5168 | Fencing (posts, square section), steel (galvanized) |  | 20 | B4B5 | 2.8484 | 1.9688e-07 | 0.046038 | 0.014344 | 0.0027252 | 0.00066107 | 38.4027 | 2.47 | 0.054794
| Civic Offices | Services LED light fitting | 1701231 | 8404077 | 5.8 | Electrical installations | plates | Construction | 1.0274 | kg | 10 | 44 | 1 | FALSE | 1 | FALSE |  | 1.05 | 1.0274 | 6.1642 | 5168 | Fencing (posts, square section), steel (galvanized) |  | 20 | D2 | 0 | 0 | 0 | 0 | 0 | 0 | 0 | 0 | 0
| Civic Offices | Services LED light fitting | 1701231 | 8404077 | 5.8 | Electrical installations | plates | Construction | 1.0274 | kg | 10 | 44 | 1 | FALSE | 1 | FALSE |  | 1.05 | 1.0274 | 6.1642 | 5168 | Fencing (posts, square section), steel (galvanized) |  | 20 | D3 | 0 | 0 | 0 | 0 | 0 | 0 | 0 | 0 | 0
| Civic Offices | Services LED light fitting | 1701231 | 8404077 | 5.8 | Electrical installations | plates | Construction | 1.0274 | kg | 10 | 44 | 1 | FALSE | 1 | FALSE |  | 1.05 | 1.0274 | 6.1642 | 5168 | Fencing (posts, square section), steel (galvanized) |  | 20 | D4 | 0 | 0 | 0 | 0 | 0 | 0 | 0 | 0 | 0
| Civic Offices | Services LED light fitting | 1701231 | 8404077 | 5.8 | Electrical installations | plates | Construction | 1.0274 | kg | 10 | 44 | 1 | FALSE | 1 | FALSE |  | 1.05 | 1.0274 | 6.1642 | 5168 | Fencing (posts, square section), steel (galvanized) |  | 30 | B4B5 | 2.8484 | 1.9688e-07 | 0.046038 | 0.014344 | 0.0027252 | 0.00066107 | 38.4027 | 2.47 | 0.054794
| Civic Offices | Services LED light fitting | 1701231 | 8404077 | 5.8 | Electrical installations | plates | Construction | 1.0274 | kg | 10 | 44 | 1 | FALSE | 1 | FALSE |  | 1.05 | 1.0274 | 6.1642 | 5168 | Fencing (posts, square section), steel (galvanized) |  | 30 | D2 | 0 | 0 | 0 | 0 | 0 | 0 | 0 | 0 | 0
| Civic Offices | Services LED light fitting | 1701231 | 8404077 | 5.8 | Electrical installations | plates | Construction | 1.0274 | kg | 10 | 44 | 1 | FALSE | 1 | FALSE |  | 1.05 | 1.0274 | 6.1642 | 5168 | Fencing (posts, square section), steel (galvanized) |  | 30 | D3 | 0 | 0 | 0 | 0 | 0 | 0 | 0 | 0 | 0
| Civic Offices | Services LED light fitting | 1701231 | 8404077 | 5.8 | Electrical installations | plates | Construction | 1.0274 | kg | 10 | 44 | 1 | FALSE | 1 | FALSE |  | 1.05 | 1.0274 | 6.1642 | 5168 | Fencing (posts, square section), steel (galvanized) |  | 30 | D4 | 0 | 0 | 0 | 0 | 0 | 0 | 0 | 0 | 0
| Civic Offices | Services LED light fitting | 1701231 | 8404077 | 5.8 | Electrical installations | plates | Construction | 1.0274 | kg | 10 | 44 | 1 | FALSE | 1 | FALSE |  | 1.05 | 1.0274 | 6.1642 | 5168 | Fencing (posts, square section), steel (galvanized) |  | 40 | B4B5 | 2.8484 | 1.9688e-07 | 0.046038 | 0.014344 | 0.0027252 | 0.00066107 | 38.4027 | 2.47 | 0.054794
| Civic Offices | Services LED light fitting | 1701231 | 8404077 | 5.8 | Electrical installations | plates | Construction | 1.0274 | kg | 10 | 44 | 1 | FALSE | 1 | FALSE |  | 1.05 | 1.0274 | 6.1642 | 5168 | Fencing (posts, square section), steel (galvanized) |  | 40 | D2 | 0 | 0 | 0 | 0 | 0 | 0 | 0 | 0 | 0
| Civic Offices | Services LED light fitting | 1701231 | 8404077 | 5.8 | Electrical installations | plates | Construction | 1.0274 | kg | 10 | 44 | 1 | FALSE | 1 | FALSE |  | 1.05 | 1.0274 | 6.1642 | 5168 | Fencing (posts, square section), steel (galvanized) |  | 40 | D3 | 0 | 0 | 0 | 0 | 0 | 0 | 0 | 0 | 0
| Civic Offices | Services LED light fitting | 1701231 | 8404077 | 5.8 | Electrical installations | plates | Construction | 1.0274 | kg | 10 | 44 | 1 | FALSE | 1 | FALSE |  | 1.05 | 1.0274 | 6.1642 | 5168 | Fencing (posts, square section), steel (galvanized) |  | 40 | D4 | 0 | 0 | 0 | 0 | 0 | 0 | 0 | 0 | 0
| Civic Offices | Services LED light fitting | 1701231 | 8404077 | 5.8 | Electrical installations | plates | Construction | 1.0274 | kg | 10 | 44 | 1 | FALSE | 1 | FALSE |  | 1.05 | 1.0274 | 6.1642 | 5168 | Fencing (posts, square section), steel (galvanized) |  | 50 | B4B5 | 2.8484 | 1.9688e-07 | 0.046038 | 0.014344 | 0.0027252 | 0.00066107 | 38.4027 | 2.47 | 0.054794
| Civic Offices | Services LED light fitting | 1701231 | 8404077 | 5.8 | Electrical installations | plates | Construction | 1.0274 | kg | 10 | 44 | 1 | FALSE | 1 | FALSE |  | 1.05 | 1.0274 | 6.1642 | 5168 | Fencing (posts, square section), steel (galvanized) |  | 50 | D2 | 0 | 0 | 0 | 0 | 0 | 0 | 0 | 0 | 0
| Civic Offices | Services LED light fitting | 1701231 | 8404077 | 5.8 | Electrical installations | plates | Construction | 1.0274 | kg | 10 | 44 | 1 | FALSE | 1 | FALSE |  | 1.05 | 1.0274 | 6.1642 | 5168 | Fencing (posts, square section), steel (galvanized) |  | 50 | D3 | 0 | 0 | 0 | 0 | 0 | 0 | 0 | 0 | 0
| Civic Offices | Services LED light fitting | 1701231 | 8404077 | 5.8 | Electrical installations | plates | Construction | 1.0274 | kg | 10 | 44 | 1 | FALSE | 1 | FALSE |  | 1.05 | 1.0274 | 6.1642 | 5168 | Fencing (posts, square section), steel (galvanized) |  | 50 | D4 | 0 | 0 | 0 | 0 | 0 | 0 | 0 | 0 | 0
| Civic Offices | Services electrical wireing | 1701232 | 8404079 | 5.2 | Services equipment | copper wire 6mm siam | Construction | 31.4577 | Linear length Calculation | 30 | 44 | 1 | FALSE | 1 | FALSE |  | 1.03 | 31.4577 | 62.9155 | 5113 | Cladding sheet (plain), copper |  | 0 | A1A3 | 223.0836 | 0.00018539 | 11.3457 | 7.5736 | 0.62714 | 0.051617 | 3384.9029 | 660.7713 | 7.1308
| Civic Offices | Services electrical wireing | 1701232 | 8404079 | 5.2 | Services equipment | copper wire 6mm siam | Construction | 31.4577 | Linear length Calculation | 30 | 44 | 1 | FALSE | 1 | FALSE |  | 1.03 | 31.4577 | 62.9155 | 5113 | Cladding sheet (plain), copper |  | 0 | A4 | 0.63483 | 1.1406e-07 | 0.0020786 | 0.00056183 | 0.00035461 | 2.214e-06 | 9.4631 | 1.445 | 0.0026124
| Civic Offices | Services electrical wireing | 1701232 | 8404079 | 5.2 | Services equipment | copper wire 6mm siam | Construction | 31.4577 | Linear length Calculation | 30 | 44 | 1 | FALSE | 1 | FALSE |  | 1.03 | 31.4577 | 62.9155 | 5113 | Cladding sheet (plain), copper |  | 0 | A5 | 0.00049055 | 1.2845e-10 | 3.4304e-06 | 1.1272e-06 | 5.6923e-07 | 6.92e-10 | 0.012026 | 0.14156 | 0
| Civic Offices | Services electrical wireing | 1701232 | 8404079 | 5.2 | Services equipment | copper wire 6mm siam | Construction | 31.4577 | Linear length Calculation | 30 | 44 | 1 | FALSE | 1 | FALSE |  | 1.03 | 31.4577 | 62.9155 | 5113 | Cladding sheet (plain), copper |  | 0 | D2 | 0 | 0 | 0 | 0 | 0 | 0 | 0 | 0 | 0
| Civic Offices | Services electrical wireing | 1701232 | 8404079 | 5.2 | Services equipment | copper wire 6mm siam | Construction | 31.4577 | Linear length Calculation | 30 | 44 | 1 | FALSE | 1 | FALSE |  | 1.03 | 31.4577 | 62.9155 | 5113 | Cladding sheet (plain), copper |  | 0 | D3 | 0 | 0 | 0 | 0 | 0 | 0 | 0 | 0 | 0
| Civic Offices | Services electrical wireing | 1701232 | 8404079 | 5.2 | Services equipment | copper wire 6mm siam | Construction | 31.4577 | Linear length Calculation | 30 | 44 | 1 | FALSE | 1 | FALSE |  | 1.03 | 31.4577 | 62.9155 | 5113 | Cladding sheet (plain), copper |  | 0 | D4 | 0 | 0 | 0 | 0 | 0 | 0 | 0 | 0 | 0
| Civic Offices | Services electrical wireing | 1701232 | 8404079 | 5.2 | Services equipment | copper wire 6mm siam | Construction | 31.4577 | Linear length Calculation | 30 | 44 | 1 | FALSE | 1 | FALSE |  | 1.03 | 31.4577 | 62.9155 | 5113 | Cladding sheet (plain), copper |  | 60 | C2 | 0 | 0 | 0 | 0 | 0 | 0 | 0 | 0 | 0
| Civic Offices | Services electrical wireing | 1701232 | 8404079 | 5.2 | Services equipment | copper wire 6mm siam | Construction | 31.4577 | Linear length Calculation | 30 | 44 | 1 | FALSE | 1 | FALSE |  | 1.03 | 31.4577 | 62.9155 | 5113 | Cladding sheet (plain), copper |  | 60 | C4 | 0.016352 | 4.2818e-09 | 0.00011435 | 3.7574e-05 | 1.8974e-05 | 2.3067e-08 | 0.40087 | 4.7187 | 0.00082004
| Civic Offices | Services electrical wireing | 1701232 | 8404079 | 5.2 | Services equipment | copper wire 6mm siam | Construction | 31.4577 | Linear length Calculation | 30 | 44 | 1 | FALSE | 1 | FALSE |  | 1.03 | 31.4577 | 62.9155 | 5113 | Cladding sheet (plain), copper |  | 60 | D2 | 0 | 0 | 0 | 0 | 0 | 0 | 0 | 0 | 0
| Civic Offices | Services electrical wireing | 1701232 | 8404079 | 5.2 | Services equipment | copper wire 6mm siam | Construction | 31.4577 | Linear length Calculation | 30 | 44 | 1 | FALSE | 1 | FALSE |  | 1.03 | 31.4577 | 62.9155 | 5113 | Cladding sheet (plain), copper |  | 60 | D3 | 0 | 0 | 0 | 0 | 0 | 0 | 0 | 0 | 0
| Civic Offices | Services electrical wireing | 1701232 | 8404079 | 5.2 | Services equipment | copper wire 6mm siam | Construction | 31.4577 | Linear length Calculation | 30 | 44 | 1 | FALSE | 1 | FALSE |  | 1.03 | 31.4577 | 62.9155 | 5113 | Cladding sheet (plain), copper |  | 60 | D4 | 0 | 0 | 0 | 0 | 0 | 0 | 0 | 0 | 0
| Civic Offices | Services electrical wireing | 1701232 | 8404079 | 5.2 | Services equipment | copper wire 6mm siam | Construction | 31.4577 | Linear length Calculation | 30 | 44 | 1 | FALSE | 1 | FALSE |  | 1.03 | 31.4577 | 62.9155 | 5113 | Cladding sheet (plain), copper |  | 30 | B4B5 | 223.7353 | 0.00018551 | 11.3479 | 7.5742 | 0.62752 | 0.05162 | 3394.7789 | 667.0765 | 7.1335
| Civic Offices | Services electrical wireing | 1701232 | 8404079 | 5.2 | Services equipment | copper wire 6mm siam | Construction | 31.4577 | Linear length Calculation | 30 | 44 | 1 | FALSE | 1 | FALSE |  | 1.03 | 31.4577 | 62.9155 | 5113 | Cladding sheet (plain), copper |  | 30 | D2 | 0 | 0 | 0 | 0 | 0 | 0 | 0 | 0 | 0
| Civic Offices | Services electrical wireing | 1701232 | 8404079 | 5.2 | Services equipment | copper wire 6mm siam | Construction | 31.4577 | Linear length Calculation | 30 | 44 | 1 | FALSE | 1 | FALSE |  | 1.03 | 31.4577 | 62.9155 | 5113 | Cladding sheet (plain), copper |  | 30 | D3 | 0 | 0 | 0 | 0 | 0 | 0 | 0 | 0 | 0
| Civic Offices | Services electrical wireing | 1701232 | 8404079 | 5.2 | Services equipment | copper wire 6mm siam | Construction | 31.4577 | Linear length Calculation | 30 | 44 | 1 | FALSE | 1 | FALSE |  | 1.03 | 31.4577 | 62.9155 | 5113 | Cladding sheet (plain), copper |  | 30 | D4 | 0 | 0 | 0 | 0 | 0 | 0 | 0 | 0 | 0
| Civic Offices | Services electrical wireing | 1701232 | 8404080 | 5.2 | Services equipment | conduit 20mm | Construction | 24.1909 | Linear length Calculation | 30 | 44 | 1 | FALSE | 1 | FALSE |  | 1.05 | 24.1909 | 48.3818 | 5377 | Roof membrane (single ply), PVC |  | 0 | A1A3 | 52.9851 | 4.3295e-06 | 0.29946 | 0.079113 | 0.065568 | 0.00078308 | 1440.523 | 230.0043 | 0.44949
| Civic Offices | Services electrical wireing | 1701232 | 8404080 | 5.2 | Services equipment | conduit 20mm | Construction | 24.1909 | Linear length Calculation | 30 | 44 | 1 | FALSE | 1 | FALSE |  | 1.05 | 24.1909 | 48.3818 | 5377 | Roof membrane (single ply), PVC |  | 0 | A4 | 0.48125 | 8.647e-08 | 0.0015758 | 0.00042591 | 0.00026883 | 1.6784e-06 | 7.1739 | 1.0954 | 0.0019804
| Civic Offices | Services electrical wireing | 1701232 | 8404080 | 5.2 | Services equipment | conduit 20mm | Construction | 24.1909 | Linear length Calculation | 30 | 44 | 1 | FALSE | 1 | FALSE |  | 1.05 | 24.1909 | 48.3818 | 5377 | Roof membrane (single ply), PVC |  | 0 | A5 | 0.023233 | 9.9589e-10 | 7.4017e-05 | 0.0013739 | 8.093e-06 | 5.4317e-09 | 0.092377 | 0.18143 | 0
| Civic Offices | Services electrical wireing | 1701232 | 8404080 | 5.2 | Services equipment | conduit 20mm | Construction | 24.1909 | Linear length Calculation | 30 | 44 | 1 | FALSE | 1 | FALSE |  | 1.05 | 24.1909 | 48.3818 | 5377 | Roof membrane (single ply), PVC |  | 0 | D2 | 0 | 0 | 0 | 0 | 0 | 0 | 0 | 0 | 0
| Civic Offices | Services electrical wireing | 1701232 | 8404080 | 5.2 | Services equipment | conduit 20mm | Construction | 24.1909 | Linear length Calculation | 30 | 44 | 1 | FALSE | 1 | FALSE |  | 1.05 | 24.1909 | 48.3818 | 5377 | Roof membrane (single ply), PVC |  | 0 | D3 | 0 | 0 | 0 | 0 | 0 | 0 | 0 | 0 | 0
| Civic Offices | Services electrical wireing | 1701232 | 8404080 | 5.2 | Services equipment | conduit 20mm | Construction | 24.1909 | Linear length Calculation | 30 | 44 | 1 | FALSE | 1 | FALSE |  | 1.05 | 24.1909 | 48.3818 | 5377 | Roof membrane (single ply), PVC |  | 0 | D4 | 0 | 0 | 0 | 0 | 0 | 0 | 0 | 0 | 0
| Civic Offices | Services electrical wireing | 1701232 | 8404080 | 5.2 | Services equipment | conduit 20mm | Construction | 24.1909 | Linear length Calculation | 30 | 44 | 1 | FALSE | 1 | FALSE |  | 1.05 | 24.1909 | 48.3818 | 5377 | Roof membrane (single ply), PVC |  | 60 | C2 | 0 | 0 | 0 | 0 | 0 | 0 | 0 | 0 | 0
| Civic Offices | Services electrical wireing | 1701232 | 8404080 | 5.2 | Services equipment | conduit 20mm | Construction | 24.1909 | Linear length Calculation | 30 | 44 | 1 | FALSE | 1 | FALSE |  | 1.05 | 24.1909 | 48.3818 | 5377 | Roof membrane (single ply), PVC |  | 60 | C4 | 0.46467 | 1.9918e-08 | 0.0014803 | 0.027479 | 0.00016186 | 1.0863e-07 | 1.8475 | 3.6286 | 0.011343
| Civic Offices | Services electrical wireing | 1701232 | 8404080 | 5.2 | Services equipment | conduit 20mm | Construction | 24.1909 | Linear length Calculation | 30 | 44 | 1 | FALSE | 1 | FALSE |  | 1.05 | 24.1909 | 48.3818 | 5377 | Roof membrane (single ply), PVC |  | 60 | D2 | 0 | 0 | 0 | 0 | 0 | 0 | 0 | 0 | 0
| Civic Offices | Services electrical wireing | 1701232 | 8404080 | 5.2 | Services equipment | conduit 20mm | Construction | 24.1909 | Linear length Calculation | 30 | 44 | 1 | FALSE | 1 | FALSE |  | 1.05 | 24.1909 | 48.3818 | 5377 | Roof membrane (single ply), PVC |  | 60 | D3 | 0 | 0 | 0 | 0 | 0 | 0 | 0 | 0 | 0
| Civic Offices | Services electrical wireing | 1701232 | 8404080 | 5.2 | Services equipment | conduit 20mm | Construction | 24.1909 | Linear length Calculation | 30 | 44 | 1 | FALSE | 1 | FALSE |  | 1.05 | 24.1909 | 48.3818 | 5377 | Roof membrane (single ply), PVC |  | 60 | D4 | 0 | 0 | 0 | 0 | 0 | 0 | 0 | 0 | 0
| Civic Offices | Services electrical wireing | 1701232 | 8404080 | 5.2 | Services equipment | conduit 20mm | Construction | 24.1909 | Linear length Calculation | 30 | 44 | 1 | FALSE | 1 | FALSE |  | 1.05 | 24.1909 | 48.3818 | 5377 | Roof membrane (single ply), PVC |  | 30 | B4B5 | 53.9542 | 4.4369e-06 | 0.30259 | 0.10839 | 0.066007 | 0.00078488 | 1449.6368 | 234.9097 | 0.45147
| Civic Offices | Services electrical wireing | 1701232 | 8404080 | 5.2 | Services equipment | conduit 20mm | Construction | 24.1909 | Linear length Calculation | 30 | 44 | 1 | FALSE | 1 | FALSE |  | 1.05 | 24.1909 | 48.3818 | 5377 | Roof membrane (single ply), PVC |  | 30 | D2 | 0 | 0 | 0 | 0 | 0 | 0 | 0 | 0 | 0
| Civic Offices | Services electrical wireing | 1701232 | 8404080 | 5.2 | Services equipment | conduit 20mm | Construction | 24.1909 | Linear length Calculation | 30 | 44 | 1 | FALSE | 1 | FALSE |  | 1.05 | 24.1909 | 48.3818 | 5377 | Roof membrane (single ply), PVC |  | 30 | D3 | 0 | 0 | 0 | 0 | 0 | 0 | 0 | 0 | 0
| Civic Offices | Services electrical wireing | 1701232 | 8404080 | 5.2 | Services equipment | conduit 20mm | Construction | 24.1909 | Linear length Calculation | 30 | 44 | 1 | FALSE | 1 | FALSE |  | 1.05 | 24.1909 | 48.3818 | 5377 | Roof membrane (single ply), PVC |  | 30 | D4 | 0 | 0 | 0 | 0 | 0 | 0 | 0 | 0 | 0
| Civic Offices | Services LED light fitting | 1701235 | 8404082 | 5.8 | Electrical installations | heat sink | Construction | 7.3023 | kg | 10 | 44 | 1 | FALSE | 1 | FALSE |  | 1.01 | 7.3023 | 43.8139 | 5536 | Window furniture/hardware, aluminium |  | 0 | A1A3 | 138.5931 | 4.693e-06 | 0.94744 | 0.2171 | 0.070376 | 0.00012072 | 1732.2029 | 29.3192 | 0.92019
| Civic Offices | Services LED light fitting | 1701235 | 8404082 | 5.8 | Electrical installations | heat sink | Construction | 7.3023 | kg | 10 | 44 | 1 | FALSE | 1 | FALSE |  | 1.01 | 7.3023 | 43.8139 | 5536 | Window furniture/hardware, aluminium |  | 0 | A4 | 0.36345 | 4.0312e-08 | 0.001883 | 0.00030558 | 0.00023221 | 5.051e-07 | 5.2479 | 1.4266 | 0.0014337
| Civic Offices | Services LED light fitting | 1701235 | 8404082 | 5.8 | Electrical installations | heat sink | Construction | 7.3023 | kg | 10 | 44 | 1 | FALSE | 1 | FALSE |  | 1.01 | 7.3023 | 43.8139 | 5536 | Window furniture/hardware, aluminium |  | 0 | A5 | 3.7957e-05 | 9.9393e-12 | 2.6543e-07 | 8.722e-08 | 4.4046e-08 | 5.3545e-11 | 0.00093054 | 0.010953 | 0
| Civic Offices | Services LED light fitting | 1701235 | 8404082 | 5.8 | Electrical installations | heat sink | Construction | 7.3023 | kg | 10 | 44 | 1 | FALSE | 1 | FALSE |  | 1.01 | 7.3023 | 43.8139 | 5536 | Window furniture/hardware, aluminium |  | 0 | D2 | 0 | 0 | 0 | 0 | 0 | 0 | 0 | 0 | 0
| Civic Offices | Services LED light fitting | 1701235 | 8404082 | 5.8 | Electrical installations | heat sink | Construction | 7.3023 | kg | 10 | 44 | 1 | FALSE | 1 | FALSE |  | 1.01 | 7.3023 | 43.8139 | 5536 | Window furniture/hardware, aluminium |  | 0 | D3 | 0 | 0 | 0 | 0 | 0 | 0 | 0 | 0 | 0
| Civic Offices | Services LED light fitting | 1701235 | 8404082 | 5.8 | Electrical installations | heat sink | Construction | 7.3023 | kg | 10 | 44 | 1 | FALSE | 1 | FALSE |  | 1.01 | 7.3023 | 43.8139 | 5536 | Window furniture/hardware, aluminium |  | 0 | D4 | 0 | 0 | 0 | 0 | 0 | 0 | 0 | 0 | 0
| Civic Offices | Services LED light fitting | 1701235 | 8404082 | 5.8 | Electrical installations | heat sink | Construction | 7.3023 | kg | 10 | 44 | 1 | FALSE | 1 | FALSE |  | 1.01 | 7.3023 | 43.8139 | 5536 | Window furniture/hardware, aluminium |  | 60 | C2 | 0 | 0 | 0 | 0 | 0 | 0 | 0 | 0 | 0
| Civic Offices | Services LED light fitting | 1701235 | 8404082 | 5.8 | Electrical installations | heat sink | Construction | 7.3023 | kg | 10 | 44 | 1 | FALSE | 1 | FALSE |  | 1.01 | 7.3023 | 43.8139 | 5536 | Window furniture/hardware, aluminium |  | 60 | C4 | 0.0037957 | 9.9393e-10 | 2.6543e-05 | 8.722e-06 | 4.4046e-06 | 5.3545e-09 | 0.093054 | 1.0953 | 0.00019036
| Civic Offices | Services LED light fitting | 1701235 | 8404082 | 5.8 | Electrical installations | heat sink | Construction | 7.3023 | kg | 10 | 44 | 1 | FALSE | 1 | FALSE |  | 1.01 | 7.3023 | 43.8139 | 5536 | Window furniture/hardware, aluminium |  | 60 | D2 | 0 | 0 | 0 | 0 | 0 | 0 | 0 | 0 | 0
| Civic Offices | Services LED light fitting | 1701235 | 8404082 | 5.8 | Electrical installations | heat sink | Construction | 7.3023 | kg | 10 | 44 | 1 | FALSE | 1 | FALSE |  | 1.01 | 7.3023 | 43.8139 | 5536 | Window furniture/hardware, aluminium |  | 60 | D3 | 0 | 0 | 0 | 0 | 0 | 0 | 0 | 0 | 0
| Civic Offices | Services LED light fitting | 1701235 | 8404082 | 5.8 | Electrical installations | heat sink | Construction | 7.3023 | kg | 10 | 44 | 1 | FALSE | 1 | FALSE |  | 1.01 | 7.3023 | 43.8139 | 5536 | Window furniture/hardware, aluminium |  | 60 | D4 | 0 | 0 | 0 | 0 | 0 | 0 | 0 | 0 | 0
| Civic Offices | Services LED light fitting | 1701235 | 8404082 | 5.8 | Electrical installations | heat sink | Construction | 7.3023 | kg | 10 | 44 | 1 | FALSE | 1 | FALSE |  | 1.01 | 7.3023 | 43.8139 | 5536 | Window furniture/hardware, aluminium |  | 10 | B4B5 | 138.9604 | 4.7343e-06 | 0.94935 | 0.21742 | 0.070613 | 0.00012123 | 1737.5448 | 31.8521 | 0.92163
| Civic Offices | Services LED light fitting | 1701235 | 8404082 | 5.8 | Electrical installations | heat sink | Construction | 7.3023 | kg | 10 | 44 | 1 | FALSE | 1 | FALSE |  | 1.01 | 7.3023 | 43.8139 | 5536 | Window furniture/hardware, aluminium |  | 10 | D2 | 0 | 0 | 0 | 0 | 0 | 0 | 0 | 0 | 0
| Civic Offices | Services LED light fitting | 1701235 | 8404082 | 5.8 | Electrical installations | heat sink | Construction | 7.3023 | kg | 10 | 44 | 1 | FALSE | 1 | FALSE |  | 1.01 | 7.3023 | 43.8139 | 5536 | Window furniture/hardware, aluminium |  | 10 | D3 | 0 | 0 | 0 | 0 | 0 | 0 | 0 | 0 | 0
| Civic Offices | Services LED light fitting | 1701235 | 8404082 | 5.8 | Electrical installations | heat sink | Construction | 7.3023 | kg | 10 | 44 | 1 | FALSE | 1 | FALSE |  | 1.01 | 7.3023 | 43.8139 | 5536 | Window furniture/hardware, aluminium |  | 10 | D4 | 0 | 0 | 0 | 0 | 0 | 0 | 0 | 0 | 0
| Civic Offices | Services LED light fitting | 1701235 | 8404082 | 5.8 | Electrical installations | heat sink | Construction | 7.3023 | kg | 10 | 44 | 1 | FALSE | 1 | FALSE |  | 1.01 | 7.3023 | 43.8139 | 5536 | Window furniture/hardware, aluminium |  | 20 | B4B5 | 138.9604 | 4.7343e-06 | 0.94935 | 0.21742 | 0.070613 | 0.00012123 | 1737.5448 | 31.8521 | 0.92163
| Civic Offices | Services LED light fitting | 1701235 | 8404082 | 5.8 | Electrical installations | heat sink | Construction | 7.3023 | kg | 10 | 44 | 1 | FALSE | 1 | FALSE |  | 1.01 | 7.3023 | 43.8139 | 5536 | Window furniture/hardware, aluminium |  | 20 | D2 | 0 | 0 | 0 | 0 | 0 | 0 | 0 | 0 | 0
| Civic Offices | Services LED light fitting | 1701235 | 8404082 | 5.8 | Electrical installations | heat sink | Construction | 7.3023 | kg | 10 | 44 | 1 | FALSE | 1 | FALSE |  | 1.01 | 7.3023 | 43.8139 | 5536 | Window furniture/hardware, aluminium |  | 20 | D3 | 0 | 0 | 0 | 0 | 0 | 0 | 0 | 0 | 0
| Civic Offices | Services LED light fitting | 1701235 | 8404082 | 5.8 | Electrical installations | heat sink | Construction | 7.3023 | kg | 10 | 44 | 1 | FALSE | 1 | FALSE |  | 1.01 | 7.3023 | 43.8139 | 5536 | Window furniture/hardware, aluminium |  | 20 | D4 | 0 | 0 | 0 | 0 | 0 | 0 | 0 | 0 | 0
| Civic Offices | Services LED light fitting | 1701235 | 8404082 | 5.8 | Electrical installations | heat sink | Construction | 7.3023 | kg | 10 | 44 | 1 | FALSE | 1 | FALSE |  | 1.01 | 7.3023 | 43.8139 | 5536 | Window furniture/hardware, aluminium |  | 30 | B4B5 | 138.9604 | 4.7343e-06 | 0.94935 | 0.21742 | 0.070613 | 0.00012123 | 1737.5448 | 31.8521 | 0.92163
| Civic Offices | Services LED light fitting | 1701235 | 8404082 | 5.8 | Electrical installations | heat sink | Construction | 7.3023 | kg | 10 | 44 | 1 | FALSE | 1 | FALSE |  | 1.01 | 7.3023 | 43.8139 | 5536 | Window furniture/hardware, aluminium |  | 30 | D2 | 0 | 0 | 0 | 0 | 0 | 0 | 0 | 0 | 0
| Civic Offices | Services LED light fitting | 1701235 | 8404082 | 5.8 | Electrical installations | heat sink | Construction | 7.3023 | kg | 10 | 44 | 1 | FALSE | 1 | FALSE |  | 1.01 | 7.3023 | 43.8139 | 5536 | Window furniture/hardware, aluminium |  | 30 | D3 | 0 | 0 | 0 | 0 | 0 | 0 | 0 | 0 | 0
| Civic Offices | Services LED light fitting | 1701235 | 8404082 | 5.8 | Electrical installations | heat sink | Construction | 7.3023 | kg | 10 | 44 | 1 | FALSE | 1 | FALSE |  | 1.01 | 7.3023 | 43.8139 | 5536 | Window furniture/hardware, aluminium |  | 30 | D4 | 0 | 0 | 0 | 0 | 0 | 0 | 0 | 0 | 0
| Civic Offices | Services LED light fitting | 1701235 | 8404082 | 5.8 | Electrical installations | heat sink | Construction | 7.3023 | kg | 10 | 44 | 1 | FALSE | 1 | FALSE |  | 1.01 | 7.3023 | 43.8139 | 5536 | Window furniture/hardware, aluminium |  | 40 | B4B5 | 138.9604 | 4.7343e-06 | 0.94935 | 0.21742 | 0.070613 | 0.00012123 | 1737.5448 | 31.8521 | 0.92163
| Civic Offices | Services LED light fitting | 1701235 | 8404082 | 5.8 | Electrical installations | heat sink | Construction | 7.3023 | kg | 10 | 44 | 1 | FALSE | 1 | FALSE |  | 1.01 | 7.3023 | 43.8139 | 5536 | Window furniture/hardware, aluminium |  | 40 | D2 | 0 | 0 | 0 | 0 | 0 | 0 | 0 | 0 | 0
| Civic Offices | Services LED light fitting | 1701235 | 8404082 | 5.8 | Electrical installations | heat sink | Construction | 7.3023 | kg | 10 | 44 | 1 | FALSE | 1 | FALSE |  | 1.01 | 7.3023 | 43.8139 | 5536 | Window furniture/hardware, aluminium |  | 40 | D3 | 0 | 0 | 0 | 0 | 0 | 0 | 0 | 0 | 0
| Civic Offices | Services LED light fitting | 1701235 | 8404082 | 5.8 | Electrical installations | heat sink | Construction | 7.3023 | kg | 10 | 44 | 1 | FALSE | 1 | FALSE |  | 1.01 | 7.3023 | 43.8139 | 5536 | Window furniture/hardware, aluminium |  | 40 | D4 | 0 | 0 | 0 | 0 | 0 | 0 | 0 | 0 | 0
| Civic Offices | Services LED light fitting | 1701235 | 8404082 | 5.8 | Electrical installations | heat sink | Construction | 7.3023 | kg | 10 | 44 | 1 | FALSE | 1 | FALSE |  | 1.01 | 7.3023 | 43.8139 | 5536 | Window furniture/hardware, aluminium |  | 50 | B4B5 | 138.9604 | 4.7343e-06 | 0.94935 | 0.21742 | 0.070613 | 0.00012123 | 1737.5448 | 31.8521 | 0.92163
| Civic Offices | Services LED light fitting | 1701235 | 8404082 | 5.8 | Electrical installations | heat sink | Construction | 7.3023 | kg | 10 | 44 | 1 | FALSE | 1 | FALSE |  | 1.01 | 7.3023 | 43.8139 | 5536 | Window furniture/hardware, aluminium |  | 50 | D2 | 0 | 0 | 0 | 0 | 0 | 0 | 0 | 0 | 0
| Civic Offices | Services LED light fitting | 1701235 | 8404082 | 5.8 | Electrical installations | heat sink | Construction | 7.3023 | kg | 10 | 44 | 1 | FALSE | 1 | FALSE |  | 1.01 | 7.3023 | 43.8139 | 5536 | Window furniture/hardware, aluminium |  | 50 | D3 | 0 | 0 | 0 | 0 | 0 | 0 | 0 | 0 | 0
| Civic Offices | Services LED light fitting | 1701235 | 8404082 | 5.8 | Electrical installations | heat sink | Construction | 7.3023 | kg | 10 | 44 | 1 | FALSE | 1 | FALSE |  | 1.01 | 7.3023 | 43.8139 | 5536 | Window furniture/hardware, aluminium |  | 50 | D4 | 0 | 0 | 0 | 0 | 0 | 0 | 0 | 0 | 0
| Civic Offices | Services LED light fitting | 1701235 | 8404083 | 5.8 | Electrical installations | glass bulb | Construction | 2.1175 | kg | 10 | 44 | 1 | FALSE | 1 | FALSE |  | 1.05 | 2.1175 | 12.7048 | 5490 | General glazing, glass (toughened) |  | 0 | A1A3 | 2.4975 | 2.3028e-07 | 0.023715 | 0.0029903 | 0.0014363 | 1.5858e-05 | 30.5846 | 17.281 | 0.012175
| Civic Offices | Services LED light fitting | 1701235 | 8404083 | 5.8 | Electrical installations | glass bulb | Construction | 2.1175 | kg | 10 | 44 | 1 | FALSE | 1 | FALSE |  | 1.05 | 2.1175 | 12.7048 | 5490 | General glazing, glass (toughened) |  | 0 | A4 | 0.053532 | 9.8537e-09 | 0.00017901 | 4.723e-05 | 3.1228e-05 | 1.4098e-07 | 0.80844 | 0.099887 | 0.00022179
| Civic Offices | Services LED light fitting | 1701235 | 8404083 | 5.8 | Electrical installations | glass bulb | Construction | 2.1175 | kg | 10 | 44 | 1 | FALSE | 1 | FALSE |  | 1.05 | 2.1175 | 12.7048 | 5490 | General glazing, glass (toughened) |  | 0 | A5 | 0.00016489 | 5.6843e-11 | 1.2699e-06 | 3.1358e-07 | 2.1938e-07 | 1.7825e-10 | 0.0047893 | 0.015881 | 0
| Civic Offices | Services LED light fitting | 1701235 | 8404083 | 5.8 | Electrical installations | glass bulb | Construction | 2.1175 | kg | 10 | 44 | 1 | FALSE | 1 | FALSE |  | 1.05 | 2.1175 | 12.7048 | 5490 | General glazing, glass (toughened) |  | 0 | D2 | 0 | 0 | 0 | 0 | 0 | 0 | 0 | 0 | 0
| Civic Offices | Services LED light fitting | 1701235 | 8404083 | 5.8 | Electrical installations | glass bulb | Construction | 2.1175 | kg | 10 | 44 | 1 | FALSE | 1 | FALSE |  | 1.05 | 2.1175 | 12.7048 | 5490 | General glazing, glass (toughened) |  | 0 | D3 | 0 | 0 | 0 | 0 | 0 | 0 | 0 | 0 | 0
| Civic Offices | Services LED light fitting | 1701235 | 8404083 | 5.8 | Electrical installations | glass bulb | Construction | 2.1175 | kg | 10 | 44 | 1 | FALSE | 1 | FALSE |  | 1.05 | 2.1175 | 12.7048 | 5490 | General glazing, glass (toughened) |  | 0 | D4 | 0 | 0 | 0 | 0 | 0 | 0 | 0 | 0 | 0
| Civic Offices | Services LED light fitting | 1701235 | 8404083 | 5.8 | Electrical installations | glass bulb | Construction | 2.1175 | kg | 10 | 44 | 1 | FALSE | 1 | FALSE |  | 1.05 | 2.1175 | 12.7048 | 5490 | General glazing, glass (toughened) |  | 60 | C2 | 0 | 0 | 0 | 0 | 0 | 0 | 0 | 0 | 0
| Civic Offices | Services LED light fitting | 1701235 | 8404083 | 5.8 | Electrical installations | glass bulb | Construction | 2.1175 | kg | 10 | 44 | 1 | FALSE | 1 | FALSE |  | 1.05 | 2.1175 | 12.7048 | 5490 | General glazing, glass (toughened) |  | 60 | C4 | 0.0032979 | 1.1369e-09 | 2.5399e-05 | 6.2715e-06 | 4.3876e-06 | 3.5649e-09 | 0.095786 | 0.31762 | 0.00031089
| Civic Offices | Services LED light fitting | 1701235 | 8404083 | 5.8 | Electrical installations | glass bulb | Construction | 2.1175 | kg | 10 | 44 | 1 | FALSE | 1 | FALSE |  | 1.05 | 2.1175 | 12.7048 | 5490 | General glazing, glass (toughened) |  | 60 | D2 | 0 | 0 | 0 | 0 | 0 | 0 | 0 | 0 | 0
| Civic Offices | Services LED light fitting | 1701235 | 8404083 | 5.8 | Electrical installations | glass bulb | Construction | 2.1175 | kg | 10 | 44 | 1 | FALSE | 1 | FALSE |  | 1.05 | 2.1175 | 12.7048 | 5490 | General glazing, glass (toughened) |  | 60 | D3 | 0 | 0 | 0 | 0 | 0 | 0 | 0 | 0 | 0
| Civic Offices | Services LED light fitting | 1701235 | 8404083 | 5.8 | Electrical installations | glass bulb | Construction | 2.1175 | kg | 10 | 44 | 1 | FALSE | 1 | FALSE |  | 1.05 | 2.1175 | 12.7048 | 5490 | General glazing, glass (toughened) |  | 60 | D4 | 0 | 0 | 0 | 0 | 0 | 0 | 0 | 0 | 0
| Civic Offices | Services LED light fitting | 1701235 | 8404083 | 5.8 | Electrical installations | glass bulb | Construction | 2.1175 | kg | 10 | 44 | 1 | FALSE | 1 | FALSE |  | 1.05 | 2.1175 | 12.7048 | 5490 | General glazing, glass (toughened) |  | 10 | B4B5 | 2.5545 | 2.4133e-07 | 0.02392 | 0.0030441 | 0.0014721 | 1.6003e-05 | 31.4936 | 17.7144 | 0.012397
| Civic Offices | Services LED light fitting | 1701235 | 8404083 | 5.8 | Electrical installations | glass bulb | Construction | 2.1175 | kg | 10 | 44 | 1 | FALSE | 1 | FALSE |  | 1.05 | 2.1175 | 12.7048 | 5490 | General glazing, glass (toughened) |  | 10 | D2 | 0 | 0 | 0 | 0 | 0 | 0 | 0 | 0 | 0
| Civic Offices | Services LED light fitting | 1701235 | 8404083 | 5.8 | Electrical installations | glass bulb | Construction | 2.1175 | kg | 10 | 44 | 1 | FALSE | 1 | FALSE |  | 1.05 | 2.1175 | 12.7048 | 5490 | General glazing, glass (toughened) |  | 10 | D3 | 0 | 0 | 0 | 0 | 0 | 0 | 0 | 0 | 0
| Civic Offices | Services LED light fitting | 1701235 | 8404083 | 5.8 | Electrical installations | glass bulb | Construction | 2.1175 | kg | 10 | 44 | 1 | FALSE | 1 | FALSE |  | 1.05 | 2.1175 | 12.7048 | 5490 | General glazing, glass (toughened) |  | 10 | D4 | 0 | 0 | 0 | 0 | 0 | 0 | 0 | 0 | 0
| Civic Offices | Services LED light fitting | 1701235 | 8404083 | 5.8 | Electrical installations | glass bulb | Construction | 2.1175 | kg | 10 | 44 | 1 | FALSE | 1 | FALSE |  | 1.05 | 2.1175 | 12.7048 | 5490 | General glazing, glass (toughened) |  | 20 | B4B5 | 2.5545 | 2.4133e-07 | 0.02392 | 0.0030441 | 0.0014721 | 1.6003e-05 | 31.4936 | 17.7144 | 0.012397
| Civic Offices | Services LED light fitting | 1701235 | 8404083 | 5.8 | Electrical installations | glass bulb | Construction | 2.1175 | kg | 10 | 44 | 1 | FALSE | 1 | FALSE |  | 1.05 | 2.1175 | 12.7048 | 5490 | General glazing, glass (toughened) |  | 20 | D2 | 0 | 0 | 0 | 0 | 0 | 0 | 0 | 0 | 0
| Civic Offices | Services LED light fitting | 1701235 | 8404083 | 5.8 | Electrical installations | glass bulb | Construction | 2.1175 | kg | 10 | 44 | 1 | FALSE | 1 | FALSE |  | 1.05 | 2.1175 | 12.7048 | 5490 | General glazing, glass (toughened) |  | 20 | D3 | 0 | 0 | 0 | 0 | 0 | 0 | 0 | 0 | 0
| Civic Offices | Services LED light fitting | 1701235 | 8404083 | 5.8 | Electrical installations | glass bulb | Construction | 2.1175 | kg | 10 | 44 | 1 | FALSE | 1 | FALSE |  | 1.05 | 2.1175 | 12.7048 | 5490 | General glazing, glass (toughened) |  | 20 | D4 | 0 | 0 | 0 | 0 | 0 | 0 | 0 | 0 | 0
| Civic Offices | Services LED light fitting | 1701235 | 8404083 | 5.8 | Electrical installations | glass bulb | Construction | 2.1175 | kg | 10 | 44 | 1 | FALSE | 1 | FALSE |  | 1.05 | 2.1175 | 12.7048 | 5490 | General glazing, glass (toughened) |  | 30 | B4B5 | 2.5545 | 2.4133e-07 | 0.02392 | 0.0030441 | 0.0014721 | 1.6003e-05 | 31.4936 | 17.7144 | 0.012397
| Civic Offices | Services LED light fitting | 1701235 | 8404083 | 5.8 | Electrical installations | glass bulb | Construction | 2.1175 | kg | 10 | 44 | 1 | FALSE | 1 | FALSE |  | 1.05 | 2.1175 | 12.7048 | 5490 | General glazing, glass (toughened) |  | 30 | D2 | 0 | 0 | 0 | 0 | 0 | 0 | 0 | 0 | 0
| Civic Offices | Services LED light fitting | 1701235 | 8404083 | 5.8 | Electrical installations | glass bulb | Construction | 2.1175 | kg | 10 | 44 | 1 | FALSE | 1 | FALSE |  | 1.05 | 2.1175 | 12.7048 | 5490 | General glazing, glass (toughened) |  | 30 | D3 | 0 | 0 | 0 | 0 | 0 | 0 | 0 | 0 | 0
| Civic Offices | Services LED light fitting | 1701235 | 8404083 | 5.8 | Electrical installations | glass bulb | Construction | 2.1175 | kg | 10 | 44 | 1 | FALSE | 1 | FALSE |  | 1.05 | 2.1175 | 12.7048 | 5490 | General glazing, glass (toughened) |  | 30 | D4 | 0 | 0 | 0 | 0 | 0 | 0 | 0 | 0 | 0
| Civic Offices | Services LED light fitting | 1701235 | 8404083 | 5.8 | Electrical installations | glass bulb | Construction | 2.1175 | kg | 10 | 44 | 1 | FALSE | 1 | FALSE |  | 1.05 | 2.1175 | 12.7048 | 5490 | General glazing, glass (toughened) |  | 40 | B4B5 | 2.5545 | 2.4133e-07 | 0.02392 | 0.0030441 | 0.0014721 | 1.6003e-05 | 31.4936 | 17.7144 | 0.012397
| Civic Offices | Services LED light fitting | 1701235 | 8404083 | 5.8 | Electrical installations | glass bulb | Construction | 2.1175 | kg | 10 | 44 | 1 | FALSE | 1 | FALSE |  | 1.05 | 2.1175 | 12.7048 | 5490 | General glazing, glass (toughened) |  | 40 | D2 | 0 | 0 | 0 | 0 | 0 | 0 | 0 | 0 | 0
| Civic Offices | Services LED light fitting | 1701235 | 8404083 | 5.8 | Electrical installations | glass bulb | Construction | 2.1175 | kg | 10 | 44 | 1 | FALSE | 1 | FALSE |  | 1.05 | 2.1175 | 12.7048 | 5490 | General glazing, glass (toughened) |  | 40 | D3 | 0 | 0 | 0 | 0 | 0 | 0 | 0 | 0 | 0
| Civic Offices | Services LED light fitting | 1701235 | 8404083 | 5.8 | Electrical installations | glass bulb | Construction | 2.1175 | kg | 10 | 44 | 1 | FALSE | 1 | FALSE |  | 1.05 | 2.1175 | 12.7048 | 5490 | General glazing, glass (toughened) |  | 40 | D4 | 0 | 0 | 0 | 0 | 0 | 0 | 0 | 0 | 0
| Civic Offices | Services LED light fitting | 1701235 | 8404083 | 5.8 | Electrical installations | glass bulb | Construction | 2.1175 | kg | 10 | 44 | 1 | FALSE | 1 | FALSE |  | 1.05 | 2.1175 | 12.7048 | 5490 | General glazing, glass (toughened) |  | 50 | B4B5 | 2.5545 | 2.4133e-07 | 0.02392 | 0.0030441 | 0.0014721 | 1.6003e-05 | 31.4936 | 17.7144 | 0.012397
| Civic Offices | Services LED light fitting | 1701235 | 8404083 | 5.8 | Electrical installations | glass bulb | Construction | 2.1175 | kg | 10 | 44 | 1 | FALSE | 1 | FALSE |  | 1.05 | 2.1175 | 12.7048 | 5490 | General glazing, glass (toughened) |  | 50 | D2 | 0 | 0 | 0 | 0 | 0 | 0 | 0 | 0 | 0
| Civic Offices | Services LED light fitting | 1701235 | 8404083 | 5.8 | Electrical installations | glass bulb | Construction | 2.1175 | kg | 10 | 44 | 1 | FALSE | 1 | FALSE |  | 1.05 | 2.1175 | 12.7048 | 5490 | General glazing, glass (toughened) |  | 50 | D3 | 0 | 0 | 0 | 0 | 0 | 0 | 0 | 0 | 0
| Civic Offices | Services LED light fitting | 1701235 | 8404083 | 5.8 | Electrical installations | glass bulb | Construction | 2.1175 | kg | 10 | 44 | 1 | FALSE | 1 | FALSE |  | 1.05 | 2.1175 | 12.7048 | 5490 | General glazing, glass (toughened) |  | 50 | D4 | 0 | 0 | 0 | 0 | 0 | 0 | 0 | 0 | 0
| Civic Offices | Services LED light fitting | 1701235 | 8404084 | 5.8 | Electrical installations | connectors | Construction | 0.098947 | kg | 10 | 44 | 1 | FALSE | 1 | FALSE |  | 1.05 | 0.098947 | 0.59368 | 5014 | Cladding sheet (angle seamed), copper |  | 0 | A1A3 | 0.71531 | 5.9446e-07 | 0.03638 | 0.024285 | 0.0020109 | 0.00016551 | 10.8536 | 2.1188 | 0.022865
| Civic Offices | Services LED light fitting | 1701235 | 8404084 | 5.8 | Electrical installations | connectors | Construction | 0.098947 | kg | 10 | 44 | 1 | FALSE | 1 | FALSE |  | 1.05 | 0.098947 | 0.59368 | 5014 | Cladding sheet (angle seamed), copper |  | 0 | A4 | 0.0020356 | 3.6574e-10 | 6.6651e-06 | 1.8015e-06 | 1.1371e-06 | 7.099e-09 | 0.030343 | 0.0046332 | 8.3766e-06
| Civic Offices | Services LED light fitting | 1701235 | 8404084 | 5.8 | Electrical installations | connectors | Construction | 0.098947 | kg | 10 | 44 | 1 | FALSE | 1 | FALSE |  | 1.05 | 0.098947 | 0.59368 | 5014 | Cladding sheet (angle seamed), copper |  | 0 | A5 | 2.5716e-06 | 6.734e-13 | 1.7983e-08 | 5.9092e-09 | 2.9841e-09 | 3.6277e-12 | 6.3045e-05 | 0.00074211 | 0
| Civic Offices | Services LED light fitting | 1701235 | 8404084 | 5.8 | Electrical installations | connectors | Construction | 0.098947 | kg | 10 | 44 | 1 | FALSE | 1 | FALSE |  | 1.05 | 0.098947 | 0.59368 | 5014 | Cladding sheet (angle seamed), copper |  | 0 | D2 | 0 | 0 | 0 | 0 | 0 | 0 | 0 | 0 | 0
| Civic Offices | Services LED light fitting | 1701235 | 8404084 | 5.8 | Electrical installations | connectors | Construction | 0.098947 | kg | 10 | 44 | 1 | FALSE | 1 | FALSE |  | 1.05 | 0.098947 | 0.59368 | 5014 | Cladding sheet (angle seamed), copper |  | 0 | D3 | 0 | 0 | 0 | 0 | 0 | 0 | 0 | 0 | 0
| Civic Offices | Services LED light fitting | 1701235 | 8404084 | 5.8 | Electrical installations | connectors | Construction | 0.098947 | kg | 10 | 44 | 1 | FALSE | 1 | FALSE |  | 1.05 | 0.098947 | 0.59368 | 5014 | Cladding sheet (angle seamed), copper |  | 0 | D4 | 0 | 0 | 0 | 0 | 0 | 0 | 0 | 0 | 0
| Civic Offices | Services LED light fitting | 1701235 | 8404084 | 5.8 | Electrical installations | connectors | Construction | 0.098947 | kg | 10 | 44 | 1 | FALSE | 1 | FALSE |  | 1.05 | 0.098947 | 0.59368 | 5014 | Cladding sheet (angle seamed), copper |  | 60 | C2 | 0 | 0 | 0 | 0 | 0 | 0 | 0 | 0 | 0
| Civic Offices | Services LED light fitting | 1701235 | 8404084 | 5.8 | Electrical installations | connectors | Construction | 0.098947 | kg | 10 | 44 | 1 | FALSE | 1 | FALSE |  | 1.05 | 0.098947 | 0.59368 | 5014 | Cladding sheet (angle seamed), copper |  | 60 | C4 | 5.1433e-05 | 1.3468e-11 | 3.5966e-07 | 1.1818e-07 | 5.9682e-08 | 7.2554e-11 | 0.0012609 | 0.014842 | 2.5794e-06
| Civic Offices | Services LED light fitting | 1701235 | 8404084 | 5.8 | Electrical installations | connectors | Construction | 0.098947 | kg | 10 | 44 | 1 | FALSE | 1 | FALSE |  | 1.05 | 0.098947 | 0.59368 | 5014 | Cladding sheet (angle seamed), copper |  | 60 | D2 | 0 | 0 | 0 | 0 | 0 | 0 | 0 | 0 | 0
| Civic Offices | Services LED light fitting | 1701235 | 8404084 | 5.8 | Electrical installations | connectors | Construction | 0.098947 | kg | 10 | 44 | 1 | FALSE | 1 | FALSE |  | 1.05 | 0.098947 | 0.59368 | 5014 | Cladding sheet (angle seamed), copper |  | 60 | D3 | 0 | 0 | 0 | 0 | 0 | 0 | 0 | 0 | 0
| Civic Offices | Services LED light fitting | 1701235 | 8404084 | 5.8 | Electrical installations | connectors | Construction | 0.098947 | kg | 10 | 44 | 1 | FALSE | 1 | FALSE |  | 1.05 | 0.098947 | 0.59368 | 5014 | Cladding sheet (angle seamed), copper |  | 60 | D4 | 0 | 0 | 0 | 0 | 0 | 0 | 0 | 0 | 0
| Civic Offices | Services LED light fitting | 1701235 | 8404084 | 5.8 | Electrical installations | connectors | Construction | 0.098947 | kg | 10 | 44 | 1 | FALSE | 1 | FALSE |  | 1.05 | 0.098947 | 0.59368 | 5014 | Cladding sheet (angle seamed), copper |  | 10 | B4B5 | 0.7174 | 5.9484e-07 | 0.036387 | 0.024287 | 0.0020121 | 0.00016552 | 10.8853 | 2.139 | 0.022873
| Civic Offices | Services LED light fitting | 1701235 | 8404084 | 5.8 | Electrical installations | connectors | Construction | 0.098947 | kg | 10 | 44 | 1 | FALSE | 1 | FALSE |  | 1.05 | 0.098947 | 0.59368 | 5014 | Cladding sheet (angle seamed), copper |  | 10 | D2 | 0 | 0 | 0 | 0 | 0 | 0 | 0 | 0 | 0
| Civic Offices | Services LED light fitting | 1701235 | 8404084 | 5.8 | Electrical installations | connectors | Construction | 0.098947 | kg | 10 | 44 | 1 | FALSE | 1 | FALSE |  | 1.05 | 0.098947 | 0.59368 | 5014 | Cladding sheet (angle seamed), copper |  | 10 | D3 | 0 | 0 | 0 | 0 | 0 | 0 | 0 | 0 | 0
| Civic Offices | Services LED light fitting | 1701235 | 8404084 | 5.8 | Electrical installations | connectors | Construction | 0.098947 | kg | 10 | 44 | 1 | FALSE | 1 | FALSE |  | 1.05 | 0.098947 | 0.59368 | 5014 | Cladding sheet (angle seamed), copper |  | 10 | D4 | 0 | 0 | 0 | 0 | 0 | 0 | 0 | 0 | 0
| Civic Offices | Services LED light fitting | 1701235 | 8404084 | 5.8 | Electrical installations | connectors | Construction | 0.098947 | kg | 10 | 44 | 1 | FALSE | 1 | FALSE |  | 1.05 | 0.098947 | 0.59368 | 5014 | Cladding sheet (angle seamed), copper |  | 20 | B4B5 | 0.7174 | 5.9484e-07 | 0.036387 | 0.024287 | 0.0020121 | 0.00016552 | 10.8853 | 2.139 | 0.022873
| Civic Offices | Services LED light fitting | 1701235 | 8404084 | 5.8 | Electrical installations | connectors | Construction | 0.098947 | kg | 10 | 44 | 1 | FALSE | 1 | FALSE |  | 1.05 | 0.098947 | 0.59368 | 5014 | Cladding sheet (angle seamed), copper |  | 20 | D2 | 0 | 0 | 0 | 0 | 0 | 0 | 0 | 0 | 0
| Civic Offices | Services LED light fitting | 1701235 | 8404084 | 5.8 | Electrical installations | connectors | Construction | 0.098947 | kg | 10 | 44 | 1 | FALSE | 1 | FALSE |  | 1.05 | 0.098947 | 0.59368 | 5014 | Cladding sheet (angle seamed), copper |  | 20 | D3 | 0 | 0 | 0 | 0 | 0 | 0 | 0 | 0 | 0
| Civic Offices | Services LED light fitting | 1701235 | 8404084 | 5.8 | Electrical installations | connectors | Construction | 0.098947 | kg | 10 | 44 | 1 | FALSE | 1 | FALSE |  | 1.05 | 0.098947 | 0.59368 | 5014 | Cladding sheet (angle seamed), copper |  | 20 | D4 | 0 | 0 | 0 | 0 | 0 | 0 | 0 | 0 | 0
| Civic Offices | Services LED light fitting | 1701235 | 8404084 | 5.8 | Electrical installations | connectors | Construction | 0.098947 | kg | 10 | 44 | 1 | FALSE | 1 | FALSE |  | 1.05 | 0.098947 | 0.59368 | 5014 | Cladding sheet (angle seamed), copper |  | 30 | B4B5 | 0.7174 | 5.9484e-07 | 0.036387 | 0.024287 | 0.0020121 | 0.00016552 | 10.8853 | 2.139 | 0.022873
| Civic Offices | Services LED light fitting | 1701235 | 8404084 | 5.8 | Electrical installations | connectors | Construction | 0.098947 | kg | 10 | 44 | 1 | FALSE | 1 | FALSE |  | 1.05 | 0.098947 | 0.59368 | 5014 | Cladding sheet (angle seamed), copper |  | 30 | D2 | 0 | 0 | 0 | 0 | 0 | 0 | 0 | 0 | 0
| Civic Offices | Services LED light fitting | 1701235 | 8404084 | 5.8 | Electrical installations | connectors | Construction | 0.098947 | kg | 10 | 44 | 1 | FALSE | 1 | FALSE |  | 1.05 | 0.098947 | 0.59368 | 5014 | Cladding sheet (angle seamed), copper |  | 30 | D3 | 0 | 0 | 0 | 0 | 0 | 0 | 0 | 0 | 0
| Civic Offices | Services LED light fitting | 1701235 | 8404084 | 5.8 | Electrical installations | connectors | Construction | 0.098947 | kg | 10 | 44 | 1 | FALSE | 1 | FALSE |  | 1.05 | 0.098947 | 0.59368 | 5014 | Cladding sheet (angle seamed), copper |  | 30 | D4 | 0 | 0 | 0 | 0 | 0 | 0 | 0 | 0 | 0
| Civic Offices | Services LED light fitting | 1701235 | 8404084 | 5.8 | Electrical installations | connectors | Construction | 0.098947 | kg | 10 | 44 | 1 | FALSE | 1 | FALSE |  | 1.05 | 0.098947 | 0.59368 | 5014 | Cladding sheet (angle seamed), copper |  | 40 | B4B5 | 0.7174 | 5.9484e-07 | 0.036387 | 0.024287 | 0.0020121 | 0.00016552 | 10.8853 | 2.139 | 0.022873
| Civic Offices | Services LED light fitting | 1701235 | 8404084 | 5.8 | Electrical installations | connectors | Construction | 0.098947 | kg | 10 | 44 | 1 | FALSE | 1 | FALSE |  | 1.05 | 0.098947 | 0.59368 | 5014 | Cladding sheet (angle seamed), copper |  | 40 | D2 | 0 | 0 | 0 | 0 | 0 | 0 | 0 | 0 | 0
| Civic Offices | Services LED light fitting | 1701235 | 8404084 | 5.8 | Electrical installations | connectors | Construction | 0.098947 | kg | 10 | 44 | 1 | FALSE | 1 | FALSE |  | 1.05 | 0.098947 | 0.59368 | 5014 | Cladding sheet (angle seamed), copper |  | 40 | D3 | 0 | 0 | 0 | 0 | 0 | 0 | 0 | 0 | 0
| Civic Offices | Services LED light fitting | 1701235 | 8404084 | 5.8 | Electrical installations | connectors | Construction | 0.098947 | kg | 10 | 44 | 1 | FALSE | 1 | FALSE |  | 1.05 | 0.098947 | 0.59368 | 5014 | Cladding sheet (angle seamed), copper |  | 40 | D4 | 0 | 0 | 0 | 0 | 0 | 0 | 0 | 0 | 0
| Civic Offices | Services LED light fitting | 1701235 | 8404084 | 5.8 | Electrical installations | connectors | Construction | 0.098947 | kg | 10 | 44 | 1 | FALSE | 1 | FALSE |  | 1.05 | 0.098947 | 0.59368 | 5014 | Cladding sheet (angle seamed), copper |  | 50 | B4B5 | 0.7174 | 5.9484e-07 | 0.036387 | 0.024287 | 0.0020121 | 0.00016552 | 10.8853 | 2.139 | 0.022873
| Civic Offices | Services LED light fitting | 1701235 | 8404084 | 5.8 | Electrical installations | connectors | Construction | 0.098947 | kg | 10 | 44 | 1 | FALSE | 1 | FALSE |  | 1.05 | 0.098947 | 0.59368 | 5014 | Cladding sheet (angle seamed), copper |  | 50 | D2 | 0 | 0 | 0 | 0 | 0 | 0 | 0 | 0 | 0
| Civic Offices | Services LED light fitting | 1701235 | 8404084 | 5.8 | Electrical installations | connectors | Construction | 0.098947 | kg | 10 | 44 | 1 | FALSE | 1 | FALSE |  | 1.05 | 0.098947 | 0.59368 | 5014 | Cladding sheet (angle seamed), copper |  | 50 | D3 | 0 | 0 | 0 | 0 | 0 | 0 | 0 | 0 | 0
| Civic Offices | Services LED light fitting | 1701235 | 8404084 | 5.8 | Electrical installations | connectors | Construction | 0.098947 | kg | 10 | 44 | 1 | FALSE | 1 | FALSE |  | 1.05 | 0.098947 | 0.59368 | 5014 | Cladding sheet (angle seamed), copper |  | 50 | D4 | 0 | 0 | 0 | 0 | 0 | 0 | 0 | 0 | 0
| Civic Offices | Services LED light fitting | 1701235 | 8404085 | 5.8 | Electrical installations | insulator | Construction | 3.4236 | kg | 10 | 44 | 1 | FALSE | 1 | FALSE |  | 1.1 | 3.4236 | 20.5415 | 5052 | Membrane (breather), polypropylene |  | 0 | A1A3 | 20.688 | 4.7243e-07 | 0.11652 | 0.033505 | 0.013842 | 2.4275e-05 | 450.4056 | 1.7871 | 0.10207
| Civic Offices | Services LED light fitting | 1701235 | 8404085 | 5.8 | Electrical installations | insulator | Construction | 3.4236 | kg | 10 | 44 | 1 | FALSE | 1 | FALSE |  | 1.1 | 3.4236 | 20.5415 | 5052 | Membrane (breather), polypropylene |  | 0 | A4 | 0.071352 | 1.282e-08 | 0.00023363 | 6.3147e-05 | 3.9857e-05 | 2.4884e-07 | 1.0636 | 0.16241 | 0.00029362
| Civic Offices | Services LED light fitting | 1701235 | 8404085 | 5.8 | Electrical installations | insulator | Construction | 3.4236 | kg | 10 | 44 | 1 | FALSE | 1 | FALSE |  | 1.1 | 3.4236 | 20.5415 | 5052 | Membrane (breather), polypropylene |  | 0 | A5 | 0.0090232 | 2.87e-10 | 8.3084e-06 | 0.000757 | 2.7568e-06 | 1.6035e-09 | 0.026263 | 0.054777 | 0
| Civic Offices | Services LED light fitting | 1701235 | 8404085 | 5.8 | Electrical installations | insulator | Construction | 3.4236 | kg | 10 | 44 | 1 | FALSE | 1 | FALSE |  | 1.1 | 3.4236 | 20.5415 | 5052 | Membrane (breather), polypropylene |  | 0 | D2 | 0 | 0 | 0 | 0 | 0 | 0 | 0 | 0 | 0
| Civic Offices | Services LED light fitting | 1701235 | 8404085 | 5.8 | Electrical installations | insulator | Construction | 3.4236 | kg | 10 | 44 | 1 | FALSE | 1 | FALSE |  | 1.1 | 3.4236 | 20.5415 | 5052 | Membrane (breather), polypropylene |  | 0 | D3 | 0 | 0 | 0 | 0 | 0 | 0 | 0 | 0 | 0
| Civic Offices | Services LED light fitting | 1701235 | 8404085 | 5.8 | Electrical installations | insulator | Construction | 3.4236 | kg | 10 | 44 | 1 | FALSE | 1 | FALSE |  | 1.1 | 3.4236 | 20.5415 | 5052 | Membrane (breather), polypropylene |  | 0 | D4 | 0 | 0 | 0 | 0 | 0 | 0 | 0 | 0 | 0
| Civic Offices | Services LED light fitting | 1701235 | 8404085 | 5.8 | Electrical installations | insulator | Construction | 3.4236 | kg | 10 | 44 | 1 | FALSE | 1 | FALSE |  | 1.1 | 3.4236 | 20.5415 | 5052 | Membrane (breather), polypropylene |  | 60 | C2 | 0 | 0 | 0 | 0 | 0 | 0 | 0 | 0 | 0
| Civic Offices | Services LED light fitting | 1701235 | 8404085 | 5.8 | Electrical installations | insulator | Construction | 3.4236 | kg | 10 | 44 | 1 | FALSE | 1 | FALSE |  | 1.1 | 3.4236 | 20.5415 | 5052 | Membrane (breather), polypropylene |  | 60 | C4 | 0.090232 | 2.87e-09 | 8.3084e-05 | 0.00757 | 2.7568e-05 | 1.6035e-08 | 0.26263 | 0.54777 | 0.0025403
| Civic Offices | Services LED light fitting | 1701235 | 8404085 | 5.8 | Electrical installations | insulator | Construction | 3.4236 | kg | 10 | 44 | 1 | FALSE | 1 | FALSE |  | 1.1 | 3.4236 | 20.5415 | 5052 | Membrane (breather), polypropylene |  | 60 | D2 | 0 | 0 | 0 | 0 | 0 | 0 | 0 | 0 | 0
| Civic Offices | Services LED light fitting | 1701235 | 8404085 | 5.8 | Electrical installations | insulator | Construction | 3.4236 | kg | 10 | 44 | 1 | FALSE | 1 | FALSE |  | 1.1 | 3.4236 | 20.5415 | 5052 | Membrane (breather), polypropylene |  | 60 | D3 | 0 | 0 | 0 | 0 | 0 | 0 | 0 | 0 | 0
| Civic Offices | Services LED light fitting | 1701235 | 8404085 | 5.8 | Electrical installations | insulator | Construction | 3.4236 | kg | 10 | 44 | 1 | FALSE | 1 | FALSE |  | 1.1 | 3.4236 | 20.5415 | 5052 | Membrane (breather), polypropylene |  | 60 | D4 | 0 | 0 | 0 | 0 | 0 | 0 | 0 | 0 | 0
| Civic Offices | Services LED light fitting | 1701235 | 8404085 | 5.8 | Electrical installations | insulator | Construction | 3.4236 | kg | 10 | 44 | 1 | FALSE | 1 | FALSE |  | 1.1 | 3.4236 | 20.5415 | 5052 | Membrane (breather), polypropylene |  | 10 | B4B5 | 20.8586 | 4.8841e-07 | 0.11684 | 0.041895 | 0.013912 | 2.4542e-05 | 451.7581 | 2.552 | 0.10236
| Civic Offices | Services LED light fitting | 1701235 | 8404085 | 5.8 | Electrical installations | insulator | Construction | 3.4236 | kg | 10 | 44 | 1 | FALSE | 1 | FALSE |  | 1.1 | 3.4236 | 20.5415 | 5052 | Membrane (breather), polypropylene |  | 10 | D2 | 0 | 0 | 0 | 0 | 0 | 0 | 0 | 0 | 0
| Civic Offices | Services LED light fitting | 1701235 | 8404085 | 5.8 | Electrical installations | insulator | Construction | 3.4236 | kg | 10 | 44 | 1 | FALSE | 1 | FALSE |  | 1.1 | 3.4236 | 20.5415 | 5052 | Membrane (breather), polypropylene |  | 10 | D3 | 0 | 0 | 0 | 0 | 0 | 0 | 0 | 0 | 0
| Civic Offices | Services LED light fitting | 1701235 | 8404085 | 5.8 | Electrical installations | insulator | Construction | 3.4236 | kg | 10 | 44 | 1 | FALSE | 1 | FALSE |  | 1.1 | 3.4236 | 20.5415 | 5052 | Membrane (breather), polypropylene |  | 10 | D4 | 0 | 0 | 0 | 0 | 0 | 0 | 0 | 0 | 0
| Civic Offices | Services LED light fitting | 1701235 | 8404085 | 5.8 | Electrical installations | insulator | Construction | 3.4236 | kg | 10 | 44 | 1 | FALSE | 1 | FALSE |  | 1.1 | 3.4236 | 20.5415 | 5052 | Membrane (breather), polypropylene |  | 20 | B4B5 | 20.8586 | 4.8841e-07 | 0.11684 | 0.041895 | 0.013912 | 2.4542e-05 | 451.7581 | 2.552 | 0.10236
| Civic Offices | Services LED light fitting | 1701235 | 8404085 | 5.8 | Electrical installations | insulator | Construction | 3.4236 | kg | 10 | 44 | 1 | FALSE | 1 | FALSE |  | 1.1 | 3.4236 | 20.5415 | 5052 | Membrane (breather), polypropylene |  | 20 | D2 | 0 | 0 | 0 | 0 | 0 | 0 | 0 | 0 | 0
| Civic Offices | Services LED light fitting | 1701235 | 8404085 | 5.8 | Electrical installations | insulator | Construction | 3.4236 | kg | 10 | 44 | 1 | FALSE | 1 | FALSE |  | 1.1 | 3.4236 | 20.5415 | 5052 | Membrane (breather), polypropylene |  | 20 | D3 | 0 | 0 | 0 | 0 | 0 | 0 | 0 | 0 | 0
| Civic Offices | Services LED light fitting | 1701235 | 8404085 | 5.8 | Electrical installations | insulator | Construction | 3.4236 | kg | 10 | 44 | 1 | FALSE | 1 | FALSE |  | 1.1 | 3.4236 | 20.5415 | 5052 | Membrane (breather), polypropylene |  | 20 | D4 | 0 | 0 | 0 | 0 | 0 | 0 | 0 | 0 | 0
| Civic Offices | Services LED light fitting | 1701235 | 8404085 | 5.8 | Electrical installations | insulator | Construction | 3.4236 | kg | 10 | 44 | 1 | FALSE | 1 | FALSE |  | 1.1 | 3.4236 | 20.5415 | 5052 | Membrane (breather), polypropylene |  | 30 | B4B5 | 20.8586 | 4.8841e-07 | 0.11684 | 0.041895 | 0.013912 | 2.4542e-05 | 451.7581 | 2.552 | 0.10236
| Civic Offices | Services LED light fitting | 1701235 | 8404085 | 5.8 | Electrical installations | insulator | Construction | 3.4236 | kg | 10 | 44 | 1 | FALSE | 1 | FALSE |  | 1.1 | 3.4236 | 20.5415 | 5052 | Membrane (breather), polypropylene |  | 30 | D2 | 0 | 0 | 0 | 0 | 0 | 0 | 0 | 0 | 0
| Civic Offices | Services LED light fitting | 1701235 | 8404085 | 5.8 | Electrical installations | insulator | Construction | 3.4236 | kg | 10 | 44 | 1 | FALSE | 1 | FALSE |  | 1.1 | 3.4236 | 20.5415 | 5052 | Membrane (breather), polypropylene |  | 30 | D3 | 0 | 0 | 0 | 0 | 0 | 0 | 0 | 0 | 0
| Civic Offices | Services LED light fitting | 1701235 | 8404085 | 5.8 | Electrical installations | insulator | Construction | 3.4236 | kg | 10 | 44 | 1 | FALSE | 1 | FALSE |  | 1.1 | 3.4236 | 20.5415 | 5052 | Membrane (breather), polypropylene |  | 30 | D4 | 0 | 0 | 0 | 0 | 0 | 0 | 0 | 0 | 0
| Civic Offices | Services LED light fitting | 1701235 | 8404085 | 5.8 | Electrical installations | insulator | Construction | 3.4236 | kg | 10 | 44 | 1 | FALSE | 1 | FALSE |  | 1.1 | 3.4236 | 20.5415 | 5052 | Membrane (breather), polypropylene |  | 40 | B4B5 | 20.8586 | 4.8841e-07 | 0.11684 | 0.041895 | 0.013912 | 2.4542e-05 | 451.7581 | 2.552 | 0.10236
| Civic Offices | Services LED light fitting | 1701235 | 8404085 | 5.8 | Electrical installations | insulator | Construction | 3.4236 | kg | 10 | 44 | 1 | FALSE | 1 | FALSE |  | 1.1 | 3.4236 | 20.5415 | 5052 | Membrane (breather), polypropylene |  | 40 | D2 | 0 | 0 | 0 | 0 | 0 | 0 | 0 | 0 | 0
| Civic Offices | Services LED light fitting | 1701235 | 8404085 | 5.8 | Electrical installations | insulator | Construction | 3.4236 | kg | 10 | 44 | 1 | FALSE | 1 | FALSE |  | 1.1 | 3.4236 | 20.5415 | 5052 | Membrane (breather), polypropylene |  | 40 | D3 | 0 | 0 | 0 | 0 | 0 | 0 | 0 | 0 | 0
| Civic Offices | Services LED light fitting | 1701235 | 8404085 | 5.8 | Electrical installations | insulator | Construction | 3.4236 | kg | 10 | 44 | 1 | FALSE | 1 | FALSE |  | 1.1 | 3.4236 | 20.5415 | 5052 | Membrane (breather), polypropylene |  | 40 | D4 | 0 | 0 | 0 | 0 | 0 | 0 | 0 | 0 | 0
| Civic Offices | Services LED light fitting | 1701235 | 8404085 | 5.8 | Electrical installations | insulator | Construction | 3.4236 | kg | 10 | 44 | 1 | FALSE | 1 | FALSE |  | 1.1 | 3.4236 | 20.5415 | 5052 | Membrane (breather), polypropylene |  | 50 | B4B5 | 20.8586 | 4.8841e-07 | 0.11684 | 0.041895 | 0.013912 | 2.4542e-05 | 451.7581 | 2.552 | 0.10236
| Civic Offices | Services LED light fitting | 1701235 | 8404085 | 5.8 | Electrical installations | insulator | Construction | 3.4236 | kg | 10 | 44 | 1 | FALSE | 1 | FALSE |  | 1.1 | 3.4236 | 20.5415 | 5052 | Membrane (breather), polypropylene |  | 50 | D2 | 0 | 0 | 0 | 0 | 0 | 0 | 0 | 0 | 0
| Civic Offices | Services LED light fitting | 1701235 | 8404085 | 5.8 | Electrical installations | insulator | Construction | 3.4236 | kg | 10 | 44 | 1 | FALSE | 1 | FALSE |  | 1.1 | 3.4236 | 20.5415 | 5052 | Membrane (breather), polypropylene |  | 50 | D3 | 0 | 0 | 0 | 0 | 0 | 0 | 0 | 0 | 0
| Civic Offices | Services LED light fitting | 1701235 | 8404085 | 5.8 | Electrical installations | insulator | Construction | 3.4236 | kg | 10 | 44 | 1 | FALSE | 1 | FALSE |  | 1.1 | 3.4236 | 20.5415 | 5052 | Membrane (breather), polypropylene |  | 50 | D4 | 0 | 0 | 0 | 0 | 0 | 0 | 0 | 0 | 0
| Civic Offices | Services LED light fitting | 1701235 | 8404086 | 5.8 | Electrical installations | plates | Construction | 2.4143 | kg | 10 | 44 | 1 | FALSE | 1 | FALSE |  | 1.05 | 2.4143 | 14.4859 | 5168 | Fencing (posts, square section), steel (galvanized) |  | 0 | A1A3 | 6.5871 | 4.4777e-07 | 0.10768 | 0.033612 | 0.0063366 | 0.0015533 | 88.6745 | 4.9771 | 0.12834
| Civic Offices | Services LED light fitting | 1701235 | 8404086 | 5.8 | Electrical installations | plates | Construction | 2.4143 | kg | 10 | 44 | 1 | FALSE | 1 | FALSE |  | 1.05 | 2.4143 | 14.4859 | 5168 | Fencing (posts, square section), steel (galvanized) |  | 0 | A4 | 0.10522 | 1.456e-08 | 0.00050028 | 9.2896e-05 | 6.6044e-05 | 2.3432e-07 | 1.5395 | 0.44709 | 0.00042762
| Civic Offices | Services LED light fitting | 1701235 | 8404086 | 5.8 | Electrical installations | plates | Construction | 2.4143 | kg | 10 | 44 | 1 | FALSE | 1 | FALSE |  | 1.05 | 2.4143 | 14.4859 | 5168 | Fencing (posts, square section), steel (galvanized) |  | 0 | A5 | 6.2748e-05 | 1.6431e-11 | 4.3879e-07 | 1.4419e-07 | 7.2813e-08 | 8.8516e-11 | 0.0015383 | 0.018107 | 0
| Civic Offices | Services LED light fitting | 1701235 | 8404086 | 5.8 | Electrical installations | plates | Construction | 2.4143 | kg | 10 | 44 | 1 | FALSE | 1 | FALSE |  | 1.05 | 2.4143 | 14.4859 | 5168 | Fencing (posts, square section), steel (galvanized) |  | 0 | D2 | 0 | 0 | 0 | 0 | 0 | 0 | 0 | 0 | 0
| Civic Offices | Services LED light fitting | 1701235 | 8404086 | 5.8 | Electrical installations | plates | Construction | 2.4143 | kg | 10 | 44 | 1 | FALSE | 1 | FALSE |  | 1.05 | 2.4143 | 14.4859 | 5168 | Fencing (posts, square section), steel (galvanized) |  | 0 | D3 | 0 | 0 | 0 | 0 | 0 | 0 | 0 | 0 | 0
| Civic Offices | Services LED light fitting | 1701235 | 8404086 | 5.8 | Electrical installations | plates | Construction | 2.4143 | kg | 10 | 44 | 1 | FALSE | 1 | FALSE |  | 1.05 | 2.4143 | 14.4859 | 5168 | Fencing (posts, square section), steel (galvanized) |  | 0 | D4 | 0 | 0 | 0 | 0 | 0 | 0 | 0 | 0 | 0
| Civic Offices | Services LED light fitting | 1701235 | 8404086 | 5.8 | Electrical installations | plates | Construction | 2.4143 | kg | 10 | 44 | 1 | FALSE | 1 | FALSE |  | 1.05 | 2.4143 | 14.4859 | 5168 | Fencing (posts, square section), steel (galvanized) |  | 60 | C2 | 0 | 0 | 0 | 0 | 0 | 0 | 0 | 0 | 0
| Civic Offices | Services LED light fitting | 1701235 | 8404086 | 5.8 | Electrical installations | plates | Construction | 2.4143 | kg | 10 | 44 | 1 | FALSE | 1 | FALSE |  | 1.05 | 2.4143 | 14.4859 | 5168 | Fencing (posts, square section), steel (galvanized) |  | 60 | C4 | 0.001255 | 3.2862e-10 | 8.7758e-06 | 2.8837e-06 | 1.4563e-06 | 1.7703e-09 | 0.030766 | 0.36215 | 6.2937e-05
| Civic Offices | Services LED light fitting | 1701235 | 8404086 | 5.8 | Electrical installations | plates | Construction | 2.4143 | kg | 10 | 44 | 1 | FALSE | 1 | FALSE |  | 1.05 | 2.4143 | 14.4859 | 5168 | Fencing (posts, square section), steel (galvanized) |  | 60 | D2 | 0 | 0 | 0 | 0 | 0 | 0 | 0 | 0 | 0
| Civic Offices | Services LED light fitting | 1701235 | 8404086 | 5.8 | Electrical installations | plates | Construction | 2.4143 | kg | 10 | 44 | 1 | FALSE | 1 | FALSE |  | 1.05 | 2.4143 | 14.4859 | 5168 | Fencing (posts, square section), steel (galvanized) |  | 60 | D3 | 0 | 0 | 0 | 0 | 0 | 0 | 0 | 0 | 0
| Civic Offices | Services LED light fitting | 1701235 | 8404086 | 5.8 | Electrical installations | plates | Construction | 2.4143 | kg | 10 | 44 | 1 | FALSE | 1 | FALSE |  | 1.05 | 2.4143 | 14.4859 | 5168 | Fencing (posts, square section), steel (galvanized) |  | 60 | D4 | 0 | 0 | 0 | 0 | 0 | 0 | 0 | 0 | 0
| Civic Offices | Services LED light fitting | 1701235 | 8404086 | 5.8 | Electrical installations | plates | Construction | 2.4143 | kg | 10 | 44 | 1 | FALSE | 1 | FALSE |  | 1.05 | 2.4143 | 14.4859 | 5168 | Fencing (posts, square section), steel (galvanized) |  | 10 | B4B5 | 6.6936 | 4.6267e-07 | 0.10819 | 0.033708 | 0.0064042 | 0.0015535 | 90.2463 | 5.8045 | 0.12877
| Civic Offices | Services LED light fitting | 1701235 | 8404086 | 5.8 | Electrical installations | plates | Construction | 2.4143 | kg | 10 | 44 | 1 | FALSE | 1 | FALSE |  | 1.05 | 2.4143 | 14.4859 | 5168 | Fencing (posts, square section), steel (galvanized) |  | 10 | D2 | 0 | 0 | 0 | 0 | 0 | 0 | 0 | 0 | 0
| Civic Offices | Services LED light fitting | 1701235 | 8404086 | 5.8 | Electrical installations | plates | Construction | 2.4143 | kg | 10 | 44 | 1 | FALSE | 1 | FALSE |  | 1.05 | 2.4143 | 14.4859 | 5168 | Fencing (posts, square section), steel (galvanized) |  | 10 | D3 | 0 | 0 | 0 | 0 | 0 | 0 | 0 | 0 | 0
| Civic Offices | Services LED light fitting | 1701235 | 8404086 | 5.8 | Electrical installations | plates | Construction | 2.4143 | kg | 10 | 44 | 1 | FALSE | 1 | FALSE |  | 1.05 | 2.4143 | 14.4859 | 5168 | Fencing (posts, square section), steel (galvanized) |  | 10 | D4 | 0 | 0 | 0 | 0 | 0 | 0 | 0 | 0 | 0
| Civic Offices | Services LED light fitting | 1701235 | 8404086 | 5.8 | Electrical installations | plates | Construction | 2.4143 | kg | 10 | 44 | 1 | FALSE | 1 | FALSE |  | 1.05 | 2.4143 | 14.4859 | 5168 | Fencing (posts, square section), steel (galvanized) |  | 20 | B4B5 | 6.6936 | 4.6267e-07 | 0.10819 | 0.033708 | 0.0064042 | 0.0015535 | 90.2463 | 5.8045 | 0.12877
| Civic Offices | Services LED light fitting | 1701235 | 8404086 | 5.8 | Electrical installations | plates | Construction | 2.4143 | kg | 10 | 44 | 1 | FALSE | 1 | FALSE |  | 1.05 | 2.4143 | 14.4859 | 5168 | Fencing (posts, square section), steel (galvanized) |  | 20 | D2 | 0 | 0 | 0 | 0 | 0 | 0 | 0 | 0 | 0
| Civic Offices | Services LED light fitting | 1701235 | 8404086 | 5.8 | Electrical installations | plates | Construction | 2.4143 | kg | 10 | 44 | 1 | FALSE | 1 | FALSE |  | 1.05 | 2.4143 | 14.4859 | 5168 | Fencing (posts, square section), steel (galvanized) |  | 20 | D3 | 0 | 0 | 0 | 0 | 0 | 0 | 0 | 0 | 0
| Civic Offices | Services LED light fitting | 1701235 | 8404086 | 5.8 | Electrical installations | plates | Construction | 2.4143 | kg | 10 | 44 | 1 | FALSE | 1 | FALSE |  | 1.05 | 2.4143 | 14.4859 | 5168 | Fencing (posts, square section), steel (galvanized) |  | 20 | D4 | 0 | 0 | 0 | 0 | 0 | 0 | 0 | 0 | 0
| Civic Offices | Services LED light fitting | 1701235 | 8404086 | 5.8 | Electrical installations | plates | Construction | 2.4143 | kg | 10 | 44 | 1 | FALSE | 1 | FALSE |  | 1.05 | 2.4143 | 14.4859 | 5168 | Fencing (posts, square section), steel (galvanized) |  | 30 | B4B5 | 6.6936 | 4.6267e-07 | 0.10819 | 0.033708 | 0.0064042 | 0.0015535 | 90.2463 | 5.8045 | 0.12877
| Civic Offices | Services LED light fitting | 1701235 | 8404086 | 5.8 | Electrical installations | plates | Construction | 2.4143 | kg | 10 | 44 | 1 | FALSE | 1 | FALSE |  | 1.05 | 2.4143 | 14.4859 | 5168 | Fencing (posts, square section), steel (galvanized) |  | 30 | D2 | 0 | 0 | 0 | 0 | 0 | 0 | 0 | 0 | 0
| Civic Offices | Services LED light fitting | 1701235 | 8404086 | 5.8 | Electrical installations | plates | Construction | 2.4143 | kg | 10 | 44 | 1 | FALSE | 1 | FALSE |  | 1.05 | 2.4143 | 14.4859 | 5168 | Fencing (posts, square section), steel (galvanized) |  | 30 | D3 | 0 | 0 | 0 | 0 | 0 | 0 | 0 | 0 | 0
| Civic Offices | Services LED light fitting | 1701235 | 8404086 | 5.8 | Electrical installations | plates | Construction | 2.4143 | kg | 10 | 44 | 1 | FALSE | 1 | FALSE |  | 1.05 | 2.4143 | 14.4859 | 5168 | Fencing (posts, square section), steel (galvanized) |  | 30 | D4 | 0 | 0 | 0 | 0 | 0 | 0 | 0 | 0 | 0
| Civic Offices | Services LED light fitting | 1701235 | 8404086 | 5.8 | Electrical installations | plates | Construction | 2.4143 | kg | 10 | 44 | 1 | FALSE | 1 | FALSE |  | 1.05 | 2.4143 | 14.4859 | 5168 | Fencing (posts, square section), steel (galvanized) |  | 40 | B4B5 | 6.6936 | 4.6267e-07 | 0.10819 | 0.033708 | 0.0064042 | 0.0015535 | 90.2463 | 5.8045 | 0.12877
| Civic Offices | Services LED light fitting | 1701235 | 8404086 | 5.8 | Electrical installations | plates | Construction | 2.4143 | kg | 10 | 44 | 1 | FALSE | 1 | FALSE |  | 1.05 | 2.4143 | 14.4859 | 5168 | Fencing (posts, square section), steel (galvanized) |  | 40 | D2 | 0 | 0 | 0 | 0 | 0 | 0 | 0 | 0 | 0
| Civic Offices | Services LED light fitting | 1701235 | 8404086 | 5.8 | Electrical installations | plates | Construction | 2.4143 | kg | 10 | 44 | 1 | FALSE | 1 | FALSE |  | 1.05 | 2.4143 | 14.4859 | 5168 | Fencing (posts, square section), steel (galvanized) |  | 40 | D3 | 0 | 0 | 0 | 0 | 0 | 0 | 0 | 0 | 0
| Civic Offices | Services LED light fitting | 1701235 | 8404086 | 5.8 | Electrical installations | plates | Construction | 2.4143 | kg | 10 | 44 | 1 | FALSE | 1 | FALSE |  | 1.05 | 2.4143 | 14.4859 | 5168 | Fencing (posts, square section), steel (galvanized) |  | 40 | D4 | 0 | 0 | 0 | 0 | 0 | 0 | 0 | 0 | 0
| Civic Offices | Services LED light fitting | 1701235 | 8404086 | 5.8 | Electrical installations | plates | Construction | 2.4143 | kg | 10 | 44 | 1 | FALSE | 1 | FALSE |  | 1.05 | 2.4143 | 14.4859 | 5168 | Fencing (posts, square section), steel (galvanized) |  | 50 | B4B5 | 6.6936 | 4.6267e-07 | 0.10819 | 0.033708 | 0.0064042 | 0.0015535 | 90.2463 | 5.8045 | 0.12877
| Civic Offices | Services LED light fitting | 1701235 | 8404086 | 5.8 | Electrical installations | plates | Construction | 2.4143 | kg | 10 | 44 | 1 | FALSE | 1 | FALSE |  | 1.05 | 2.4143 | 14.4859 | 5168 | Fencing (posts, square section), steel (galvanized) |  | 50 | D2 | 0 | 0 | 0 | 0 | 0 | 0 | 0 | 0 | 0
| Civic Offices | Services LED light fitting | 1701235 | 8404086 | 5.8 | Electrical installations | plates | Construction | 2.4143 | kg | 10 | 44 | 1 | FALSE | 1 | FALSE |  | 1.05 | 2.4143 | 14.4859 | 5168 | Fencing (posts, square section), steel (galvanized) |  | 50 | D3 | 0 | 0 | 0 | 0 | 0 | 0 | 0 | 0 | 0
| Civic Offices | Services LED light fitting | 1701235 | 8404086 | 5.8 | Electrical installations | plates | Construction | 2.4143 | kg | 10 | 44 | 1 | FALSE | 1 | FALSE |  | 1.05 | 2.4143 | 14.4859 | 5168 | Fencing (posts, square section), steel (galvanized) |  | 50 | D4 | 0 | 0 | 0 | 0 | 0 | 0 | 0 | 0 | 0
| Civic Offices | Services electrical wireing | 1701236 | 8404088 | 5.2 | Services equipment | copper wire 6mm siam | Construction | 73.9257 | Linear length Calculation | 30 | 44 | 1 | FALSE | 1 | FALSE |  | 1.03 | 73.9257 | 147.8513 | 5113 | Cladding sheet (plain), copper |  | 0 | A1A3 | 524.2465 | 0.00043567 | 26.6624 | 17.7979 | 1.4738 | 0.1213 | 7954.5218 | 1552.8126 | 16.7575
| Civic Offices | Services electrical wireing | 1701236 | 8404088 | 5.2 | Services equipment | copper wire 6mm siam | Construction | 73.9257 | Linear length Calculation | 30 | 44 | 1 | FALSE | 1 | FALSE |  | 1.03 | 73.9257 | 147.8513 | 5113 | Cladding sheet (plain), copper |  | 0 | A4 | 1.4918 | 2.6805e-07 | 0.0048848 | 0.0013203 | 0.00083335 | 5.2028e-06 | 22.2384 | 3.3956 | 0.0061392
| Civic Offices | Services electrical wireing | 1701236 | 8404088 | 5.2 | Services equipment | copper wire 6mm siam | Construction | 73.9257 | Linear length Calculation | 30 | 44 | 1 | FALSE | 1 | FALSE |  | 1.03 | 73.9257 | 147.8513 | 5113 | Cladding sheet (plain), copper |  | 0 | A5 | 0.0011528 | 3.0187e-10 | 8.0614e-06 | 2.6489e-06 | 1.3377e-06 | 1.6262e-09 | 0.028261 | 0.33267 | 0
| Civic Offices | Services electrical wireing | 1701236 | 8404088 | 5.2 | Services equipment | copper wire 6mm siam | Construction | 73.9257 | Linear length Calculation | 30 | 44 | 1 | FALSE | 1 | FALSE |  | 1.03 | 73.9257 | 147.8513 | 5113 | Cladding sheet (plain), copper |  | 0 | D2 | 0 | 0 | 0 | 0 | 0 | 0 | 0 | 0 | 0
| Civic Offices | Services electrical wireing | 1701236 | 8404088 | 5.2 | Services equipment | copper wire 6mm siam | Construction | 73.9257 | Linear length Calculation | 30 | 44 | 1 | FALSE | 1 | FALSE |  | 1.03 | 73.9257 | 147.8513 | 5113 | Cladding sheet (plain), copper |  | 0 | D3 | 0 | 0 | 0 | 0 | 0 | 0 | 0 | 0 | 0
| Civic Offices | Services electrical wireing | 1701236 | 8404088 | 5.2 | Services equipment | copper wire 6mm siam | Construction | 73.9257 | Linear length Calculation | 30 | 44 | 1 | FALSE | 1 | FALSE |  | 1.03 | 73.9257 | 147.8513 | 5113 | Cladding sheet (plain), copper |  | 0 | D4 | 0 | 0 | 0 | 0 | 0 | 0 | 0 | 0 | 0
| Civic Offices | Services electrical wireing | 1701236 | 8404088 | 5.2 | Services equipment | copper wire 6mm siam | Construction | 73.9257 | Linear length Calculation | 30 | 44 | 1 | FALSE | 1 | FALSE |  | 1.03 | 73.9257 | 147.8513 | 5113 | Cladding sheet (plain), copper |  | 60 | C2 | 0 | 0 | 0 | 0 | 0 | 0 | 0 | 0 | 0
| Civic Offices | Services electrical wireing | 1701236 | 8404088 | 5.2 | Services equipment | copper wire 6mm siam | Construction | 73.9257 | Linear length Calculation | 30 | 44 | 1 | FALSE | 1 | FALSE |  | 1.03 | 73.9257 | 147.8513 | 5113 | Cladding sheet (plain), copper |  | 60 | C4 | 0.038427 | 1.0062e-08 | 0.00026871 | 8.8298e-05 | 4.459e-05 | 5.4207e-08 | 0.94204 | 11.0888 | 0.0019271
| Civic Offices | Services electrical wireing | 1701236 | 8404088 | 5.2 | Services equipment | copper wire 6mm siam | Construction | 73.9257 | Linear length Calculation | 30 | 44 | 1 | FALSE | 1 | FALSE |  | 1.03 | 73.9257 | 147.8513 | 5113 | Cladding sheet (plain), copper |  | 60 | D2 | 0 | 0 | 0 | 0 | 0 | 0 | 0 | 0 | 0
| Civic Offices | Services electrical wireing | 1701236 | 8404088 | 5.2 | Services equipment | copper wire 6mm siam | Construction | 73.9257 | Linear length Calculation | 30 | 44 | 1 | FALSE | 1 | FALSE |  | 1.03 | 73.9257 | 147.8513 | 5113 | Cladding sheet (plain), copper |  | 60 | D3 | 0 | 0 | 0 | 0 | 0 | 0 | 0 | 0 | 0
| Civic Offices | Services electrical wireing | 1701236 | 8404088 | 5.2 | Services equipment | copper wire 6mm siam | Construction | 73.9257 | Linear length Calculation | 30 | 44 | 1 | FALSE | 1 | FALSE |  | 1.03 | 73.9257 | 147.8513 | 5113 | Cladding sheet (plain), copper |  | 60 | D4 | 0 | 0 | 0 | 0 | 0 | 0 | 0 | 0 | 0
| Civic Offices | Services electrical wireing | 1701236 | 8404088 | 5.2 | Services equipment | copper wire 6mm siam | Construction | 73.9257 | Linear length Calculation | 30 | 44 | 1 | FALSE | 1 | FALSE |  | 1.03 | 73.9257 | 147.8513 | 5113 | Cladding sheet (plain), copper |  | 30 | B4B5 | 525.7779 | 0.00043595 | 26.6675 | 17.7994 | 1.4747 | 0.12131 | 7977.7305 | 1567.6297 | 16.7636
| Civic Offices | Services electrical wireing | 1701236 | 8404088 | 5.2 | Services equipment | copper wire 6mm siam | Construction | 73.9257 | Linear length Calculation | 30 | 44 | 1 | FALSE | 1 | FALSE |  | 1.03 | 73.9257 | 147.8513 | 5113 | Cladding sheet (plain), copper |  | 30 | D2 | 0 | 0 | 0 | 0 | 0 | 0 | 0 | 0 | 0
| Civic Offices | Services electrical wireing | 1701236 | 8404088 | 5.2 | Services equipment | copper wire 6mm siam | Construction | 73.9257 | Linear length Calculation | 30 | 44 | 1 | FALSE | 1 | FALSE |  | 1.03 | 73.9257 | 147.8513 | 5113 | Cladding sheet (plain), copper |  | 30 | D3 | 0 | 0 | 0 | 0 | 0 | 0 | 0 | 0 | 0
| Civic Offices | Services electrical wireing | 1701236 | 8404088 | 5.2 | Services equipment | copper wire 6mm siam | Construction | 73.9257 | Linear length Calculation | 30 | 44 | 1 | FALSE | 1 | FALSE |  | 1.03 | 73.9257 | 147.8513 | 5113 | Cladding sheet (plain), copper |  | 30 | D4 | 0 | 0 | 0 | 0 | 0 | 0 | 0 | 0 | 0
| Civic Offices | Services electrical wireing | 1701236 | 8404089 | 5.2 | Services equipment | conduit 20mm | Construction | 56.8487 | Linear length Calculation | 30 | 44 | 1 | FALSE | 1 | FALSE |  | 1.05 | 56.8487 | 113.6973 | 5377 | Roof membrane (single ply), PVC |  | 0 | A1A3 | 124.515 | 1.0174e-05 | 0.70373 | 0.18592 | 0.15408 | 0.0018402 | 3385.2291 | 540.51 | 1.0563
| Civic Offices | Services electrical wireing | 1701236 | 8404089 | 5.2 | Services equipment | conduit 20mm | Construction | 56.8487 | Linear length Calculation | 30 | 44 | 1 | FALSE | 1 | FALSE |  | 1.05 | 56.8487 | 113.6973 | 5377 | Roof membrane (single ply), PVC |  | 0 | A4 | 1.1309 | 2.032e-07 | 0.0037031 | 0.0010009 | 0.00063175 | 3.9442e-06 | 16.8586 | 2.5742 | 0.004654
| Civic Offices | Services electrical wireing | 1701236 | 8404089 | 5.2 | Services equipment | conduit 20mm | Construction | 56.8487 | Linear length Calculation | 30 | 44 | 1 | FALSE | 1 | FALSE |  | 1.05 | 56.8487 | 113.6973 | 5377 | Roof membrane (single ply), PVC |  | 0 | A5 | 0.054598 | 2.3403e-09 | 0.00017394 | 0.0032288 | 1.9018e-05 | 1.2765e-08 | 0.21709 | 0.42637 | 0
| Civic Offices | Services electrical wireing | 1701236 | 8404089 | 5.2 | Services equipment | conduit 20mm | Construction | 56.8487 | Linear length Calculation | 30 | 44 | 1 | FALSE | 1 | FALSE |  | 1.05 | 56.8487 | 113.6973 | 5377 | Roof membrane (single ply), PVC |  | 0 | D2 | 0 | 0 | 0 | 0 | 0 | 0 | 0 | 0 | 0
| Civic Offices | Services electrical wireing | 1701236 | 8404089 | 5.2 | Services equipment | conduit 20mm | Construction | 56.8487 | Linear length Calculation | 30 | 44 | 1 | FALSE | 1 | FALSE |  | 1.05 | 56.8487 | 113.6973 | 5377 | Roof membrane (single ply), PVC |  | 0 | D3 | 0 | 0 | 0 | 0 | 0 | 0 | 0 | 0 | 0
| Civic Offices | Services electrical wireing | 1701236 | 8404089 | 5.2 | Services equipment | conduit 20mm | Construction | 56.8487 | Linear length Calculation | 30 | 44 | 1 | FALSE | 1 | FALSE |  | 1.05 | 56.8487 | 113.6973 | 5377 | Roof membrane (single ply), PVC |  | 0 | D4 | 0 | 0 | 0 | 0 | 0 | 0 | 0 | 0 | 0
| Civic Offices | Services electrical wireing | 1701236 | 8404089 | 5.2 | Services equipment | conduit 20mm | Construction | 56.8487 | Linear length Calculation | 30 | 44 | 1 | FALSE | 1 | FALSE |  | 1.05 | 56.8487 | 113.6973 | 5377 | Roof membrane (single ply), PVC |  | 60 | C2 | 0 | 0 | 0 | 0 | 0 | 0 | 0 | 0 | 0
| Civic Offices | Services electrical wireing | 1701236 | 8404089 | 5.2 | Services equipment | conduit 20mm | Construction | 56.8487 | Linear length Calculation | 30 | 44 | 1 | FALSE | 1 | FALSE |  | 1.05 | 56.8487 | 113.6973 | 5377 | Roof membrane (single ply), PVC |  | 60 | C4 | 1.092 | 4.6807e-08 | 0.0034788 | 0.064575 | 0.00038037 | 2.5529e-07 | 4.3417 | 8.5273 | 0.026657
| Civic Offices | Services electrical wireing | 1701236 | 8404089 | 5.2 | Services equipment | conduit 20mm | Construction | 56.8487 | Linear length Calculation | 30 | 44 | 1 | FALSE | 1 | FALSE |  | 1.05 | 56.8487 | 113.6973 | 5377 | Roof membrane (single ply), PVC |  | 60 | D2 | 0 | 0 | 0 | 0 | 0 | 0 | 0 | 0 | 0
| Civic Offices | Services electrical wireing | 1701236 | 8404089 | 5.2 | Services equipment | conduit 20mm | Construction | 56.8487 | Linear length Calculation | 30 | 44 | 1 | FALSE | 1 | FALSE |  | 1.05 | 56.8487 | 113.6973 | 5377 | Roof membrane (single ply), PVC |  | 60 | D3 | 0 | 0 | 0 | 0 | 0 | 0 | 0 | 0 | 0
| Civic Offices | Services electrical wireing | 1701236 | 8404089 | 5.2 | Services equipment | conduit 20mm | Construction | 56.8487 | Linear length Calculation | 30 | 44 | 1 | FALSE | 1 | FALSE |  | 1.05 | 56.8487 | 113.6973 | 5377 | Roof membrane (single ply), PVC |  | 60 | D4 | 0 | 0 | 0 | 0 | 0 | 0 | 0 | 0 | 0
| Civic Offices | Services electrical wireing | 1701236 | 8404089 | 5.2 | Services equipment | conduit 20mm | Construction | 56.8487 | Linear length Calculation | 30 | 44 | 1 | FALSE | 1 | FALSE |  | 1.05 | 56.8487 | 113.6973 | 5377 | Roof membrane (single ply), PVC |  | 30 | B4B5 | 126.7925 | 1.0427e-05 | 0.71108 | 0.25472 | 0.15512 | 0.0018445 | 3406.6465 | 552.0379 | 1.061
| Civic Offices | Services electrical wireing | 1701236 | 8404089 | 5.2 | Services equipment | conduit 20mm | Construction | 56.8487 | Linear length Calculation | 30 | 44 | 1 | FALSE | 1 | FALSE |  | 1.05 | 56.8487 | 113.6973 | 5377 | Roof membrane (single ply), PVC |  | 30 | D2 | 0 | 0 | 0 | 0 | 0 | 0 | 0 | 0 | 0
| Civic Offices | Services electrical wireing | 1701236 | 8404089 | 5.2 | Services equipment | conduit 20mm | Construction | 56.8487 | Linear length Calculation | 30 | 44 | 1 | FALSE | 1 | FALSE |  | 1.05 | 56.8487 | 113.6973 | 5377 | Roof membrane (single ply), PVC |  | 30 | D3 | 0 | 0 | 0 | 0 | 0 | 0 | 0 | 0 | 0
| Civic Offices | Services electrical wireing | 1701236 | 8404089 | 5.2 | Services equipment | conduit 20mm | Construction | 56.8487 | Linear length Calculation | 30 | 44 | 1 | FALSE | 1 | FALSE |  | 1.05 | 56.8487 | 113.6973 | 5377 | Roof membrane (single ply), PVC |  | 30 | D4 | 0 | 0 | 0 | 0 | 0 | 0 | 0 | 0 | 0
| Civic Offices | Services LED light fitting | 1701239 | 8404091 | 5.8 | Electrical installations | heat sink | Construction | 5.1789 | kg | 10 | 44 | 1 | FALSE | 1 | FALSE |  | 1.01 | 5.1789 | 31.0737 | 5536 | Window furniture/hardware, aluminium |  | 0 | A1A3 | 98.293 | 3.3284e-06 | 0.67195 | 0.15397 | 0.049912 | 8.5618e-05 | 1228.5127 | 20.7938 | 0.65262
| Civic Offices | Services LED light fitting | 1701239 | 8404091 | 5.8 | Electrical installations | heat sink | Construction | 5.1789 | kg | 10 | 44 | 1 | FALSE | 1 | FALSE |  | 1.01 | 5.1789 | 31.0737 | 5536 | Window furniture/hardware, aluminium |  | 0 | A4 | 0.25777 | 2.859e-08 | 0.0013354 | 0.00021672 | 0.00016468 | 3.5823e-07 | 3.7219 | 1.0118 | 0.0010168
| Civic Offices | Services LED light fitting | 1701239 | 8404091 | 5.8 | Electrical installations | heat sink | Construction | 5.1789 | kg | 10 | 44 | 1 | FALSE | 1 | FALSE |  | 1.01 | 5.1789 | 31.0737 | 5536 | Window furniture/hardware, aluminium |  | 0 | A5 | 2.692e-05 | 7.0492e-12 | 1.8825e-07 | 6.1858e-08 | 3.1238e-08 | 3.7975e-11 | 0.00065996 | 0.0077684 | 0
| Civic Offices | Services LED light fitting | 1701239 | 8404091 | 5.8 | Electrical installations | heat sink | Construction | 5.1789 | kg | 10 | 44 | 1 | FALSE | 1 | FALSE |  | 1.01 | 5.1789 | 31.0737 | 5536 | Window furniture/hardware, aluminium |  | 0 | D2 | 0 | 0 | 0 | 0 | 0 | 0 | 0 | 0 | 0
| Civic Offices | Services LED light fitting | 1701239 | 8404091 | 5.8 | Electrical installations | heat sink | Construction | 5.1789 | kg | 10 | 44 | 1 | FALSE | 1 | FALSE |  | 1.01 | 5.1789 | 31.0737 | 5536 | Window furniture/hardware, aluminium |  | 0 | D3 | 0 | 0 | 0 | 0 | 0 | 0 | 0 | 0 | 0
| Civic Offices | Services LED light fitting | 1701239 | 8404091 | 5.8 | Electrical installations | heat sink | Construction | 5.1789 | kg | 10 | 44 | 1 | FALSE | 1 | FALSE |  | 1.01 | 5.1789 | 31.0737 | 5536 | Window furniture/hardware, aluminium |  | 0 | D4 | 0 | 0 | 0 | 0 | 0 | 0 | 0 | 0 | 0
| Civic Offices | Services LED light fitting | 1701239 | 8404091 | 5.8 | Electrical installations | heat sink | Construction | 5.1789 | kg | 10 | 44 | 1 | FALSE | 1 | FALSE |  | 1.01 | 5.1789 | 31.0737 | 5536 | Window furniture/hardware, aluminium |  | 60 | C2 | 0 | 0 | 0 | 0 | 0 | 0 | 0 | 0 | 0
| Civic Offices | Services LED light fitting | 1701239 | 8404091 | 5.8 | Electrical installations | heat sink | Construction | 5.1789 | kg | 10 | 44 | 1 | FALSE | 1 | FALSE |  | 1.01 | 5.1789 | 31.0737 | 5536 | Window furniture/hardware, aluminium |  | 60 | C4 | 0.002692 | 7.0492e-10 | 1.8825e-05 | 6.1858e-06 | 3.1238e-06 | 3.7975e-09 | 0.065996 | 0.77684 | 0.00013501
| Civic Offices | Services LED light fitting | 1701239 | 8404091 | 5.8 | Electrical installations | heat sink | Construction | 5.1789 | kg | 10 | 44 | 1 | FALSE | 1 | FALSE |  | 1.01 | 5.1789 | 31.0737 | 5536 | Window furniture/hardware, aluminium |  | 60 | D2 | 0 | 0 | 0 | 0 | 0 | 0 | 0 | 0 | 0
| Civic Offices | Services LED light fitting | 1701239 | 8404091 | 5.8 | Electrical installations | heat sink | Construction | 5.1789 | kg | 10 | 44 | 1 | FALSE | 1 | FALSE |  | 1.01 | 5.1789 | 31.0737 | 5536 | Window furniture/hardware, aluminium |  | 60 | D3 | 0 | 0 | 0 | 0 | 0 | 0 | 0 | 0 | 0
| Civic Offices | Services LED light fitting | 1701239 | 8404091 | 5.8 | Electrical installations | heat sink | Construction | 5.1789 | kg | 10 | 44 | 1 | FALSE | 1 | FALSE |  | 1.01 | 5.1789 | 31.0737 | 5536 | Window furniture/hardware, aluminium |  | 60 | D4 | 0 | 0 | 0 | 0 | 0 | 0 | 0 | 0 | 0
| Civic Offices | Services LED light fitting | 1701239 | 8404091 | 5.8 | Electrical installations | heat sink | Construction | 5.1789 | kg | 10 | 44 | 1 | FALSE | 1 | FALSE |  | 1.01 | 5.1789 | 31.0737 | 5536 | Window furniture/hardware, aluminium |  | 10 | B4B5 | 98.5535 | 3.3577e-06 | 0.6733 | 0.1542 | 0.05008 | 8.598e-05 | 1232.3013 | 22.5902 | 0.65363
| Civic Offices | Services LED light fitting | 1701239 | 8404091 | 5.8 | Electrical installations | heat sink | Construction | 5.1789 | kg | 10 | 44 | 1 | FALSE | 1 | FALSE |  | 1.01 | 5.1789 | 31.0737 | 5536 | Window furniture/hardware, aluminium |  | 10 | D2 | 0 | 0 | 0 | 0 | 0 | 0 | 0 | 0 | 0
| Civic Offices | Services LED light fitting | 1701239 | 8404091 | 5.8 | Electrical installations | heat sink | Construction | 5.1789 | kg | 10 | 44 | 1 | FALSE | 1 | FALSE |  | 1.01 | 5.1789 | 31.0737 | 5536 | Window furniture/hardware, aluminium |  | 10 | D3 | 0 | 0 | 0 | 0 | 0 | 0 | 0 | 0 | 0
| Civic Offices | Services LED light fitting | 1701239 | 8404091 | 5.8 | Electrical installations | heat sink | Construction | 5.1789 | kg | 10 | 44 | 1 | FALSE | 1 | FALSE |  | 1.01 | 5.1789 | 31.0737 | 5536 | Window furniture/hardware, aluminium |  | 10 | D4 | 0 | 0 | 0 | 0 | 0 | 0 | 0 | 0 | 0
| Civic Offices | Services LED light fitting | 1701239 | 8404091 | 5.8 | Electrical installations | heat sink | Construction | 5.1789 | kg | 10 | 44 | 1 | FALSE | 1 | FALSE |  | 1.01 | 5.1789 | 31.0737 | 5536 | Window furniture/hardware, aluminium |  | 20 | B4B5 | 98.5535 | 3.3577e-06 | 0.6733 | 0.1542 | 0.05008 | 8.598e-05 | 1232.3013 | 22.5902 | 0.65363
| Civic Offices | Services LED light fitting | 1701239 | 8404091 | 5.8 | Electrical installations | heat sink | Construction | 5.1789 | kg | 10 | 44 | 1 | FALSE | 1 | FALSE |  | 1.01 | 5.1789 | 31.0737 | 5536 | Window furniture/hardware, aluminium |  | 20 | D2 | 0 | 0 | 0 | 0 | 0 | 0 | 0 | 0 | 0
| Civic Offices | Services LED light fitting | 1701239 | 8404091 | 5.8 | Electrical installations | heat sink | Construction | 5.1789 | kg | 10 | 44 | 1 | FALSE | 1 | FALSE |  | 1.01 | 5.1789 | 31.0737 | 5536 | Window furniture/hardware, aluminium |  | 20 | D3 | 0 | 0 | 0 | 0 | 0 | 0 | 0 | 0 | 0
| Civic Offices | Services LED light fitting | 1701239 | 8404091 | 5.8 | Electrical installations | heat sink | Construction | 5.1789 | kg | 10 | 44 | 1 | FALSE | 1 | FALSE |  | 1.01 | 5.1789 | 31.0737 | 5536 | Window furniture/hardware, aluminium |  | 20 | D4 | 0 | 0 | 0 | 0 | 0 | 0 | 0 | 0 | 0
| Civic Offices | Services LED light fitting | 1701239 | 8404091 | 5.8 | Electrical installations | heat sink | Construction | 5.1789 | kg | 10 | 44 | 1 | FALSE | 1 | FALSE |  | 1.01 | 5.1789 | 31.0737 | 5536 | Window furniture/hardware, aluminium |  | 30 | B4B5 | 98.5535 | 3.3577e-06 | 0.6733 | 0.1542 | 0.05008 | 8.598e-05 | 1232.3013 | 22.5902 | 0.65363
| Civic Offices | Services LED light fitting | 1701239 | 8404091 | 5.8 | Electrical installations | heat sink | Construction | 5.1789 | kg | 10 | 44 | 1 | FALSE | 1 | FALSE |  | 1.01 | 5.1789 | 31.0737 | 5536 | Window furniture/hardware, aluminium |  | 30 | D2 | 0 | 0 | 0 | 0 | 0 | 0 | 0 | 0 | 0
| Civic Offices | Services LED light fitting | 1701239 | 8404091 | 5.8 | Electrical installations | heat sink | Construction | 5.1789 | kg | 10 | 44 | 1 | FALSE | 1 | FALSE |  | 1.01 | 5.1789 | 31.0737 | 5536 | Window furniture/hardware, aluminium |  | 30 | D3 | 0 | 0 | 0 | 0 | 0 | 0 | 0 | 0 | 0
| Civic Offices | Services LED light fitting | 1701239 | 8404091 | 5.8 | Electrical installations | heat sink | Construction | 5.1789 | kg | 10 | 44 | 1 | FALSE | 1 | FALSE |  | 1.01 | 5.1789 | 31.0737 | 5536 | Window furniture/hardware, aluminium |  | 30 | D4 | 0 | 0 | 0 | 0 | 0 | 0 | 0 | 0 | 0
| Civic Offices | Services LED light fitting | 1701239 | 8404091 | 5.8 | Electrical installations | heat sink | Construction | 5.1789 | kg | 10 | 44 | 1 | FALSE | 1 | FALSE |  | 1.01 | 5.1789 | 31.0737 | 5536 | Window furniture/hardware, aluminium |  | 40 | B4B5 | 98.5535 | 3.3577e-06 | 0.6733 | 0.1542 | 0.05008 | 8.598e-05 | 1232.3013 | 22.5902 | 0.65363
| Civic Offices | Services LED light fitting | 1701239 | 8404091 | 5.8 | Electrical installations | heat sink | Construction | 5.1789 | kg | 10 | 44 | 1 | FALSE | 1 | FALSE |  | 1.01 | 5.1789 | 31.0737 | 5536 | Window furniture/hardware, aluminium |  | 40 | D2 | 0 | 0 | 0 | 0 | 0 | 0 | 0 | 0 | 0
| Civic Offices | Services LED light fitting | 1701239 | 8404091 | 5.8 | Electrical installations | heat sink | Construction | 5.1789 | kg | 10 | 44 | 1 | FALSE | 1 | FALSE |  | 1.01 | 5.1789 | 31.0737 | 5536 | Window furniture/hardware, aluminium |  | 40 | D3 | 0 | 0 | 0 | 0 | 0 | 0 | 0 | 0 | 0
| Civic Offices | Services LED light fitting | 1701239 | 8404091 | 5.8 | Electrical installations | heat sink | Construction | 5.1789 | kg | 10 | 44 | 1 | FALSE | 1 | FALSE |  | 1.01 | 5.1789 | 31.0737 | 5536 | Window furniture/hardware, aluminium |  | 40 | D4 | 0 | 0 | 0 | 0 | 0 | 0 | 0 | 0 | 0
| Civic Offices | Services LED light fitting | 1701239 | 8404091 | 5.8 | Electrical installations | heat sink | Construction | 5.1789 | kg | 10 | 44 | 1 | FALSE | 1 | FALSE |  | 1.01 | 5.1789 | 31.0737 | 5536 | Window furniture/hardware, aluminium |  | 50 | B4B5 | 98.5535 | 3.3577e-06 | 0.6733 | 0.1542 | 0.05008 | 8.598e-05 | 1232.3013 | 22.5902 | 0.65363
| Civic Offices | Services LED light fitting | 1701239 | 8404091 | 5.8 | Electrical installations | heat sink | Construction | 5.1789 | kg | 10 | 44 | 1 | FALSE | 1 | FALSE |  | 1.01 | 5.1789 | 31.0737 | 5536 | Window furniture/hardware, aluminium |  | 50 | D2 | 0 | 0 | 0 | 0 | 0 | 0 | 0 | 0 | 0
| Civic Offices | Services LED light fitting | 1701239 | 8404091 | 5.8 | Electrical installations | heat sink | Construction | 5.1789 | kg | 10 | 44 | 1 | FALSE | 1 | FALSE |  | 1.01 | 5.1789 | 31.0737 | 5536 | Window furniture/hardware, aluminium |  | 50 | D3 | 0 | 0 | 0 | 0 | 0 | 0 | 0 | 0 | 0
| Civic Offices | Services LED light fitting | 1701239 | 8404091 | 5.8 | Electrical installations | heat sink | Construction | 5.1789 | kg | 10 | 44 | 1 | FALSE | 1 | FALSE |  | 1.01 | 5.1789 | 31.0737 | 5536 | Window furniture/hardware, aluminium |  | 50 | D4 | 0 | 0 | 0 | 0 | 0 | 0 | 0 | 0 | 0
| Civic Offices | Services LED light fitting | 1701239 | 8404092 | 5.8 | Electrical installations | glass bulb | Construction | 1.5018 | kg | 10 | 44 | 1 | FALSE | 1 | FALSE |  | 1.05 | 1.5018 | 9.0105 | 5490 | General glazing, glass (toughened) |  | 0 | A1A3 | 1.7713 | 1.6332e-07 | 0.016819 | 0.0021208 | 0.0010186 | 1.1247e-05 | 21.6912 | 12.2561 | 0.0086348
| Civic Offices | Services LED light fitting | 1701239 | 8404092 | 5.8 | Electrical installations | glass bulb | Construction | 1.5018 | kg | 10 | 44 | 1 | FALSE | 1 | FALSE |  | 1.05 | 1.5018 | 9.0105 | 5490 | General glazing, glass (toughened) |  | 0 | A4 | 0.037966 | 6.9884e-09 | 0.00012696 | 3.3497e-05 | 2.2147e-05 | 9.9988e-08 | 0.57336 | 0.070842 | 0.0001573
| Civic Offices | Services LED light fitting | 1701239 | 8404092 | 5.8 | Electrical installations | glass bulb | Construction | 1.5018 | kg | 10 | 44 | 1 | FALSE | 1 | FALSE |  | 1.05 | 1.5018 | 9.0105 | 5490 | General glazing, glass (toughened) |  | 0 | A5 | 0.00011695 | 4.0314e-11 | 9.0067e-07 | 2.2239e-07 | 1.5559e-07 | 1.2642e-10 | 0.0033967 | 0.011263 | 0
| Civic Offices | Services LED light fitting | 1701239 | 8404092 | 5.8 | Electrical installations | glass bulb | Construction | 1.5018 | kg | 10 | 44 | 1 | FALSE | 1 | FALSE |  | 1.05 | 1.5018 | 9.0105 | 5490 | General glazing, glass (toughened) |  | 0 | D2 | 0 | 0 | 0 | 0 | 0 | 0 | 0 | 0 | 0
| Civic Offices | Services LED light fitting | 1701239 | 8404092 | 5.8 | Electrical installations | glass bulb | Construction | 1.5018 | kg | 10 | 44 | 1 | FALSE | 1 | FALSE |  | 1.05 | 1.5018 | 9.0105 | 5490 | General glazing, glass (toughened) |  | 0 | D3 | 0 | 0 | 0 | 0 | 0 | 0 | 0 | 0 | 0
| Civic Offices | Services LED light fitting | 1701239 | 8404092 | 5.8 | Electrical installations | glass bulb | Construction | 1.5018 | kg | 10 | 44 | 1 | FALSE | 1 | FALSE |  | 1.05 | 1.5018 | 9.0105 | 5490 | General glazing, glass (toughened) |  | 0 | D4 | 0 | 0 | 0 | 0 | 0 | 0 | 0 | 0 | 0
| Civic Offices | Services LED light fitting | 1701239 | 8404092 | 5.8 | Electrical installations | glass bulb | Construction | 1.5018 | kg | 10 | 44 | 1 | FALSE | 1 | FALSE |  | 1.05 | 1.5018 | 9.0105 | 5490 | General glazing, glass (toughened) |  | 60 | C2 | 0 | 0 | 0 | 0 | 0 | 0 | 0 | 0 | 0
| Civic Offices | Services LED light fitting | 1701239 | 8404092 | 5.8 | Electrical installations | glass bulb | Construction | 1.5018 | kg | 10 | 44 | 1 | FALSE | 1 | FALSE |  | 1.05 | 1.5018 | 9.0105 | 5490 | General glazing, glass (toughened) |  | 60 | C4 | 0.0023389 | 8.0628e-10 | 1.8013e-05 | 4.4479e-06 | 3.1118e-06 | 2.5283e-09 | 0.067934 | 0.22526 | 0.00022049
| Civic Offices | Services LED light fitting | 1701239 | 8404092 | 5.8 | Electrical installations | glass bulb | Construction | 1.5018 | kg | 10 | 44 | 1 | FALSE | 1 | FALSE |  | 1.05 | 1.5018 | 9.0105 | 5490 | General glazing, glass (toughened) |  | 60 | D2 | 0 | 0 | 0 | 0 | 0 | 0 | 0 | 0 | 0
| Civic Offices | Services LED light fitting | 1701239 | 8404092 | 5.8 | Electrical installations | glass bulb | Construction | 1.5018 | kg | 10 | 44 | 1 | FALSE | 1 | FALSE |  | 1.05 | 1.5018 | 9.0105 | 5490 | General glazing, glass (toughened) |  | 60 | D3 | 0 | 0 | 0 | 0 | 0 | 0 | 0 | 0 | 0
| Civic Offices | Services LED light fitting | 1701239 | 8404092 | 5.8 | Electrical installations | glass bulb | Construction | 1.5018 | kg | 10 | 44 | 1 | FALSE | 1 | FALSE |  | 1.05 | 1.5018 | 9.0105 | 5490 | General glazing, glass (toughened) |  | 60 | D4 | 0 | 0 | 0 | 0 | 0 | 0 | 0 | 0 | 0
| Civic Offices | Services LED light fitting | 1701239 | 8404092 | 5.8 | Electrical installations | glass bulb | Construction | 1.5018 | kg | 10 | 44 | 1 | FALSE | 1 | FALSE |  | 1.05 | 1.5018 | 9.0105 | 5490 | General glazing, glass (toughened) |  | 10 | B4B5 | 1.8117 | 1.7115e-07 | 0.016965 | 0.0021589 | 0.0010441 | 1.1349e-05 | 22.3359 | 12.5634 | 0.0087921
| Civic Offices | Services LED light fitting | 1701239 | 8404092 | 5.8 | Electrical installations | glass bulb | Construction | 1.5018 | kg | 10 | 44 | 1 | FALSE | 1 | FALSE |  | 1.05 | 1.5018 | 9.0105 | 5490 | General glazing, glass (toughened) |  | 10 | D2 | 0 | 0 | 0 | 0 | 0 | 0 | 0 | 0 | 0
| Civic Offices | Services LED light fitting | 1701239 | 8404092 | 5.8 | Electrical installations | glass bulb | Construction | 1.5018 | kg | 10 | 44 | 1 | FALSE | 1 | FALSE |  | 1.05 | 1.5018 | 9.0105 | 5490 | General glazing, glass (toughened) |  | 10 | D3 | 0 | 0 | 0 | 0 | 0 | 0 | 0 | 0 | 0
| Civic Offices | Services LED light fitting | 1701239 | 8404092 | 5.8 | Electrical installations | glass bulb | Construction | 1.5018 | kg | 10 | 44 | 1 | FALSE | 1 | FALSE |  | 1.05 | 1.5018 | 9.0105 | 5490 | General glazing, glass (toughened) |  | 10 | D4 | 0 | 0 | 0 | 0 | 0 | 0 | 0 | 0 | 0
| Civic Offices | Services LED light fitting | 1701239 | 8404092 | 5.8 | Electrical installations | glass bulb | Construction | 1.5018 | kg | 10 | 44 | 1 | FALSE | 1 | FALSE |  | 1.05 | 1.5018 | 9.0105 | 5490 | General glazing, glass (toughened) |  | 20 | B4B5 | 1.8117 | 1.7115e-07 | 0.016965 | 0.0021589 | 0.0010441 | 1.1349e-05 | 22.3359 | 12.5634 | 0.0087921
| Civic Offices | Services LED light fitting | 1701239 | 8404092 | 5.8 | Electrical installations | glass bulb | Construction | 1.5018 | kg | 10 | 44 | 1 | FALSE | 1 | FALSE |  | 1.05 | 1.5018 | 9.0105 | 5490 | General glazing, glass (toughened) |  | 20 | D2 | 0 | 0 | 0 | 0 | 0 | 0 | 0 | 0 | 0
| Civic Offices | Services LED light fitting | 1701239 | 8404092 | 5.8 | Electrical installations | glass bulb | Construction | 1.5018 | kg | 10 | 44 | 1 | FALSE | 1 | FALSE |  | 1.05 | 1.5018 | 9.0105 | 5490 | General glazing, glass (toughened) |  | 20 | D3 | 0 | 0 | 0 | 0 | 0 | 0 | 0 | 0 | 0
| Civic Offices | Services LED light fitting | 1701239 | 8404092 | 5.8 | Electrical installations | glass bulb | Construction | 1.5018 | kg | 10 | 44 | 1 | FALSE | 1 | FALSE |  | 1.05 | 1.5018 | 9.0105 | 5490 | General glazing, glass (toughened) |  | 20 | D4 | 0 | 0 | 0 | 0 | 0 | 0 | 0 | 0 | 0
| Civic Offices | Services LED light fitting | 1701239 | 8404092 | 5.8 | Electrical installations | glass bulb | Construction | 1.5018 | kg | 10 | 44 | 1 | FALSE | 1 | FALSE |  | 1.05 | 1.5018 | 9.0105 | 5490 | General glazing, glass (toughened) |  | 30 | B4B5 | 1.8117 | 1.7115e-07 | 0.016965 | 0.0021589 | 0.0010441 | 1.1349e-05 | 22.3359 | 12.5634 | 0.0087921
| Civic Offices | Services LED light fitting | 1701239 | 8404092 | 5.8 | Electrical installations | glass bulb | Construction | 1.5018 | kg | 10 | 44 | 1 | FALSE | 1 | FALSE |  | 1.05 | 1.5018 | 9.0105 | 5490 | General glazing, glass (toughened) |  | 30 | D2 | 0 | 0 | 0 | 0 | 0 | 0 | 0 | 0 | 0
| Civic Offices | Services LED light fitting | 1701239 | 8404092 | 5.8 | Electrical installations | glass bulb | Construction | 1.5018 | kg | 10 | 44 | 1 | FALSE | 1 | FALSE |  | 1.05 | 1.5018 | 9.0105 | 5490 | General glazing, glass (toughened) |  | 30 | D3 | 0 | 0 | 0 | 0 | 0 | 0 | 0 | 0 | 0
| Civic Offices | Services LED light fitting | 1701239 | 8404092 | 5.8 | Electrical installations | glass bulb | Construction | 1.5018 | kg | 10 | 44 | 1 | FALSE | 1 | FALSE |  | 1.05 | 1.5018 | 9.0105 | 5490 | General glazing, glass (toughened) |  | 30 | D4 | 0 | 0 | 0 | 0 | 0 | 0 | 0 | 0 | 0
| Civic Offices | Services LED light fitting | 1701239 | 8404092 | 5.8 | Electrical installations | glass bulb | Construction | 1.5018 | kg | 10 | 44 | 1 | FALSE | 1 | FALSE |  | 1.05 | 1.5018 | 9.0105 | 5490 | General glazing, glass (toughened) |  | 40 | B4B5 | 1.8117 | 1.7115e-07 | 0.016965 | 0.0021589 | 0.0010441 | 1.1349e-05 | 22.3359 | 12.5634 | 0.0087921
| Civic Offices | Services LED light fitting | 1701239 | 8404092 | 5.8 | Electrical installations | glass bulb | Construction | 1.5018 | kg | 10 | 44 | 1 | FALSE | 1 | FALSE |  | 1.05 | 1.5018 | 9.0105 | 5490 | General glazing, glass (toughened) |  | 40 | D2 | 0 | 0 | 0 | 0 | 0 | 0 | 0 | 0 | 0
| Civic Offices | Services LED light fitting | 1701239 | 8404092 | 5.8 | Electrical installations | glass bulb | Construction | 1.5018 | kg | 10 | 44 | 1 | FALSE | 1 | FALSE |  | 1.05 | 1.5018 | 9.0105 | 5490 | General glazing, glass (toughened) |  | 40 | D3 | 0 | 0 | 0 | 0 | 0 | 0 | 0 | 0 | 0
| Civic Offices | Services LED light fitting | 1701239 | 8404092 | 5.8 | Electrical installations | glass bulb | Construction | 1.5018 | kg | 10 | 44 | 1 | FALSE | 1 | FALSE |  | 1.05 | 1.5018 | 9.0105 | 5490 | General glazing, glass (toughened) |  | 40 | D4 | 0 | 0 | 0 | 0 | 0 | 0 | 0 | 0 | 0
| Civic Offices | Services LED light fitting | 1701239 | 8404092 | 5.8 | Electrical installations | glass bulb | Construction | 1.5018 | kg | 10 | 44 | 1 | FALSE | 1 | FALSE |  | 1.05 | 1.5018 | 9.0105 | 5490 | General glazing, glass (toughened) |  | 50 | B4B5 | 1.8117 | 1.7115e-07 | 0.016965 | 0.0021589 | 0.0010441 | 1.1349e-05 | 22.3359 | 12.5634 | 0.0087921
| Civic Offices | Services LED light fitting | 1701239 | 8404092 | 5.8 | Electrical installations | glass bulb | Construction | 1.5018 | kg | 10 | 44 | 1 | FALSE | 1 | FALSE |  | 1.05 | 1.5018 | 9.0105 | 5490 | General glazing, glass (toughened) |  | 50 | D2 | 0 | 0 | 0 | 0 | 0 | 0 | 0 | 0 | 0
| Civic Offices | Services LED light fitting | 1701239 | 8404092 | 5.8 | Electrical installations | glass bulb | Construction | 1.5018 | kg | 10 | 44 | 1 | FALSE | 1 | FALSE |  | 1.05 | 1.5018 | 9.0105 | 5490 | General glazing, glass (toughened) |  | 50 | D3 | 0 | 0 | 0 | 0 | 0 | 0 | 0 | 0 | 0
| Civic Offices | Services LED light fitting | 1701239 | 8404092 | 5.8 | Electrical installations | glass bulb | Construction | 1.5018 | kg | 10 | 44 | 1 | FALSE | 1 | FALSE |  | 1.05 | 1.5018 | 9.0105 | 5490 | General glazing, glass (toughened) |  | 50 | D4 | 0 | 0 | 0 | 0 | 0 | 0 | 0 | 0 | 0
| Civic Offices | Services LED light fitting | 1701239 | 8404093 | 5.8 | Electrical installations | connectors | Construction | 0.070175 | kg | 10 | 44 | 1 | FALSE | 1 | FALSE |  | 1.05 | 0.070175 | 0.42105 | 5014 | Cladding sheet (angle seamed), copper |  | 0 | A1A3 | 0.50731 | 4.216e-07 | 0.025801 | 0.017223 | 0.0014262 | 0.00011738 | 7.6976 | 1.5027 | 0.016216
| Civic Offices | Services LED light fitting | 1701239 | 8404093 | 5.8 | Electrical installations | connectors | Construction | 0.070175 | kg | 10 | 44 | 1 | FALSE | 1 | FALSE |  | 1.05 | 0.070175 | 0.42105 | 5014 | Cladding sheet (angle seamed), copper |  | 0 | A4 | 0.0014437 | 2.5939e-10 | 4.7271e-06 | 1.2776e-06 | 8.0643e-07 | 5.0348e-09 | 0.02152 | 0.003286 | 5.9409e-06
| Civic Offices | Services LED light fitting | 1701239 | 8404093 | 5.8 | Electrical installations | connectors | Construction | 0.070175 | kg | 10 | 44 | 1 | FALSE | 1 | FALSE |  | 1.05 | 0.070175 | 0.42105 | 5014 | Cladding sheet (angle seamed), copper |  | 0 | A5 | 1.8239e-06 | 4.7759e-13 | 1.2754e-08 | 4.1909e-09 | 2.1164e-09 | 2.5728e-12 | 4.4713e-05 | 0.00052632 | 0
| Civic Offices | Services LED light fitting | 1701239 | 8404093 | 5.8 | Electrical installations | connectors | Construction | 0.070175 | kg | 10 | 44 | 1 | FALSE | 1 | FALSE |  | 1.05 | 0.070175 | 0.42105 | 5014 | Cladding sheet (angle seamed), copper |  | 0 | D2 | 0 | 0 | 0 | 0 | 0 | 0 | 0 | 0 | 0
| Civic Offices | Services LED light fitting | 1701239 | 8404093 | 5.8 | Electrical installations | connectors | Construction | 0.070175 | kg | 10 | 44 | 1 | FALSE | 1 | FALSE |  | 1.05 | 0.070175 | 0.42105 | 5014 | Cladding sheet (angle seamed), copper |  | 0 | D3 | 0 | 0 | 0 | 0 | 0 | 0 | 0 | 0 | 0
| Civic Offices | Services LED light fitting | 1701239 | 8404093 | 5.8 | Electrical installations | connectors | Construction | 0.070175 | kg | 10 | 44 | 1 | FALSE | 1 | FALSE |  | 1.05 | 0.070175 | 0.42105 | 5014 | Cladding sheet (angle seamed), copper |  | 0 | D4 | 0 | 0 | 0 | 0 | 0 | 0 | 0 | 0 | 0
| Civic Offices | Services LED light fitting | 1701239 | 8404093 | 5.8 | Electrical installations | connectors | Construction | 0.070175 | kg | 10 | 44 | 1 | FALSE | 1 | FALSE |  | 1.05 | 0.070175 | 0.42105 | 5014 | Cladding sheet (angle seamed), copper |  | 60 | C2 | 0 | 0 | 0 | 0 | 0 | 0 | 0 | 0 | 0
| Civic Offices | Services LED light fitting | 1701239 | 8404093 | 5.8 | Electrical installations | connectors | Construction | 0.070175 | kg | 10 | 44 | 1 | FALSE | 1 | FALSE |  | 1.05 | 0.070175 | 0.42105 | 5014 | Cladding sheet (angle seamed), copper |  | 60 | C4 | 3.6477e-05 | 9.5517e-12 | 2.5508e-07 | 8.3819e-08 | 4.2328e-08 | 5.1457e-11 | 0.00089425 | 0.010526 | 1.8293e-06
| Civic Offices | Services LED light fitting | 1701239 | 8404093 | 5.8 | Electrical installations | connectors | Construction | 0.070175 | kg | 10 | 44 | 1 | FALSE | 1 | FALSE |  | 1.05 | 0.070175 | 0.42105 | 5014 | Cladding sheet (angle seamed), copper |  | 60 | D2 | 0 | 0 | 0 | 0 | 0 | 0 | 0 | 0 | 0
| Civic Offices | Services LED light fitting | 1701239 | 8404093 | 5.8 | Electrical installations | connectors | Construction | 0.070175 | kg | 10 | 44 | 1 | FALSE | 1 | FALSE |  | 1.05 | 0.070175 | 0.42105 | 5014 | Cladding sheet (angle seamed), copper |  | 60 | D3 | 0 | 0 | 0 | 0 | 0 | 0 | 0 | 0 | 0
| Civic Offices | Services LED light fitting | 1701239 | 8404093 | 5.8 | Electrical installations | connectors | Construction | 0.070175 | kg | 10 | 44 | 1 | FALSE | 1 | FALSE |  | 1.05 | 0.070175 | 0.42105 | 5014 | Cladding sheet (angle seamed), copper |  | 60 | D4 | 0 | 0 | 0 | 0 | 0 | 0 | 0 | 0 | 0
| Civic Offices | Services LED light fitting | 1701239 | 8404093 | 5.8 | Electrical installations | connectors | Construction | 0.070175 | kg | 10 | 44 | 1 | FALSE | 1 | FALSE |  | 1.05 | 0.070175 | 0.42105 | 5014 | Cladding sheet (angle seamed), copper |  | 10 | B4B5 | 0.5088 | 4.2187e-07 | 0.025806 | 0.017224 | 0.001427 | 0.00011739 | 7.7201 | 1.517 | 0.016222
| Civic Offices | Services LED light fitting | 1701239 | 8404093 | 5.8 | Electrical installations | connectors | Construction | 0.070175 | kg | 10 | 44 | 1 | FALSE | 1 | FALSE |  | 1.05 | 0.070175 | 0.42105 | 5014 | Cladding sheet (angle seamed), copper |  | 10 | D2 | 0 | 0 | 0 | 0 | 0 | 0 | 0 | 0 | 0
| Civic Offices | Services LED light fitting | 1701239 | 8404093 | 5.8 | Electrical installations | connectors | Construction | 0.070175 | kg | 10 | 44 | 1 | FALSE | 1 | FALSE |  | 1.05 | 0.070175 | 0.42105 | 5014 | Cladding sheet (angle seamed), copper |  | 10 | D3 | 0 | 0 | 0 | 0 | 0 | 0 | 0 | 0 | 0
| Civic Offices | Services LED light fitting | 1701239 | 8404093 | 5.8 | Electrical installations | connectors | Construction | 0.070175 | kg | 10 | 44 | 1 | FALSE | 1 | FALSE |  | 1.05 | 0.070175 | 0.42105 | 5014 | Cladding sheet (angle seamed), copper |  | 10 | D4 | 0 | 0 | 0 | 0 | 0 | 0 | 0 | 0 | 0
| Civic Offices | Services LED light fitting | 1701239 | 8404093 | 5.8 | Electrical installations | connectors | Construction | 0.070175 | kg | 10 | 44 | 1 | FALSE | 1 | FALSE |  | 1.05 | 0.070175 | 0.42105 | 5014 | Cladding sheet (angle seamed), copper |  | 20 | B4B5 | 0.5088 | 4.2187e-07 | 0.025806 | 0.017224 | 0.001427 | 0.00011739 | 7.7201 | 1.517 | 0.016222
| Civic Offices | Services LED light fitting | 1701239 | 8404093 | 5.8 | Electrical installations | connectors | Construction | 0.070175 | kg | 10 | 44 | 1 | FALSE | 1 | FALSE |  | 1.05 | 0.070175 | 0.42105 | 5014 | Cladding sheet (angle seamed), copper |  | 20 | D2 | 0 | 0 | 0 | 0 | 0 | 0 | 0 | 0 | 0
| Civic Offices | Services LED light fitting | 1701239 | 8404093 | 5.8 | Electrical installations | connectors | Construction | 0.070175 | kg | 10 | 44 | 1 | FALSE | 1 | FALSE |  | 1.05 | 0.070175 | 0.42105 | 5014 | Cladding sheet (angle seamed), copper |  | 20 | D3 | 0 | 0 | 0 | 0 | 0 | 0 | 0 | 0 | 0
| Civic Offices | Services LED light fitting | 1701239 | 8404093 | 5.8 | Electrical installations | connectors | Construction | 0.070175 | kg | 10 | 44 | 1 | FALSE | 1 | FALSE |  | 1.05 | 0.070175 | 0.42105 | 5014 | Cladding sheet (angle seamed), copper |  | 20 | D4 | 0 | 0 | 0 | 0 | 0 | 0 | 0 | 0 | 0
| Civic Offices | Services LED light fitting | 1701239 | 8404093 | 5.8 | Electrical installations | connectors | Construction | 0.070175 | kg | 10 | 44 | 1 | FALSE | 1 | FALSE |  | 1.05 | 0.070175 | 0.42105 | 5014 | Cladding sheet (angle seamed), copper |  | 30 | B4B5 | 0.5088 | 4.2187e-07 | 0.025806 | 0.017224 | 0.001427 | 0.00011739 | 7.7201 | 1.517 | 0.016222
| Civic Offices | Services LED light fitting | 1701239 | 8404093 | 5.8 | Electrical installations | connectors | Construction | 0.070175 | kg | 10 | 44 | 1 | FALSE | 1 | FALSE |  | 1.05 | 0.070175 | 0.42105 | 5014 | Cladding sheet (angle seamed), copper |  | 30 | D2 | 0 | 0 | 0 | 0 | 0 | 0 | 0 | 0 | 0
| Civic Offices | Services LED light fitting | 1701239 | 8404093 | 5.8 | Electrical installations | connectors | Construction | 0.070175 | kg | 10 | 44 | 1 | FALSE | 1 | FALSE |  | 1.05 | 0.070175 | 0.42105 | 5014 | Cladding sheet (angle seamed), copper |  | 30 | D3 | 0 | 0 | 0 | 0 | 0 | 0 | 0 | 0 | 0
| Civic Offices | Services LED light fitting | 1701239 | 8404093 | 5.8 | Electrical installations | connectors | Construction | 0.070175 | kg | 10 | 44 | 1 | FALSE | 1 | FALSE |  | 1.05 | 0.070175 | 0.42105 | 5014 | Cladding sheet (angle seamed), copper |  | 30 | D4 | 0 | 0 | 0 | 0 | 0 | 0 | 0 | 0 | 0
| Civic Offices | Services LED light fitting | 1701239 | 8404093 | 5.8 | Electrical installations | connectors | Construction | 0.070175 | kg | 10 | 44 | 1 | FALSE | 1 | FALSE |  | 1.05 | 0.070175 | 0.42105 | 5014 | Cladding sheet (angle seamed), copper |  | 40 | B4B5 | 0.5088 | 4.2187e-07 | 0.025806 | 0.017224 | 0.001427 | 0.00011739 | 7.7201 | 1.517 | 0.016222
| Civic Offices | Services LED light fitting | 1701239 | 8404093 | 5.8 | Electrical installations | connectors | Construction | 0.070175 | kg | 10 | 44 | 1 | FALSE | 1 | FALSE |  | 1.05 | 0.070175 | 0.42105 | 5014 | Cladding sheet (angle seamed), copper |  | 40 | D2 | 0 | 0 | 0 | 0 | 0 | 0 | 0 | 0 | 0
| Civic Offices | Services LED light fitting | 1701239 | 8404093 | 5.8 | Electrical installations | connectors | Construction | 0.070175 | kg | 10 | 44 | 1 | FALSE | 1 | FALSE |  | 1.05 | 0.070175 | 0.42105 | 5014 | Cladding sheet (angle seamed), copper |  | 40 | D3 | 0 | 0 | 0 | 0 | 0 | 0 | 0 | 0 | 0
| Civic Offices | Services LED light fitting | 1701239 | 8404093 | 5.8 | Electrical installations | connectors | Construction | 0.070175 | kg | 10 | 44 | 1 | FALSE | 1 | FALSE |  | 1.05 | 0.070175 | 0.42105 | 5014 | Cladding sheet (angle seamed), copper |  | 40 | D4 | 0 | 0 | 0 | 0 | 0 | 0 | 0 | 0 | 0
| Civic Offices | Services LED light fitting | 1701239 | 8404093 | 5.8 | Electrical installations | connectors | Construction | 0.070175 | kg | 10 | 44 | 1 | FALSE | 1 | FALSE |  | 1.05 | 0.070175 | 0.42105 | 5014 | Cladding sheet (angle seamed), copper |  | 50 | B4B5 | 0.5088 | 4.2187e-07 | 0.025806 | 0.017224 | 0.001427 | 0.00011739 | 7.7201 | 1.517 | 0.016222
| Civic Offices | Services LED light fitting | 1701239 | 8404093 | 5.8 | Electrical installations | connectors | Construction | 0.070175 | kg | 10 | 44 | 1 | FALSE | 1 | FALSE |  | 1.05 | 0.070175 | 0.42105 | 5014 | Cladding sheet (angle seamed), copper |  | 50 | D2 | 0 | 0 | 0 | 0 | 0 | 0 | 0 | 0 | 0
| Civic Offices | Services LED light fitting | 1701239 | 8404093 | 5.8 | Electrical installations | connectors | Construction | 0.070175 | kg | 10 | 44 | 1 | FALSE | 1 | FALSE |  | 1.05 | 0.070175 | 0.42105 | 5014 | Cladding sheet (angle seamed), copper |  | 50 | D3 | 0 | 0 | 0 | 0 | 0 | 0 | 0 | 0 | 0
| Civic Offices | Services LED light fitting | 1701239 | 8404093 | 5.8 | Electrical installations | connectors | Construction | 0.070175 | kg | 10 | 44 | 1 | FALSE | 1 | FALSE |  | 1.05 | 0.070175 | 0.42105 | 5014 | Cladding sheet (angle seamed), copper |  | 50 | D4 | 0 | 0 | 0 | 0 | 0 | 0 | 0 | 0 | 0
| Civic Offices | Services LED light fitting | 1701239 | 8404094 | 5.8 | Electrical installations | insulator | Construction | 2.4281 | kg | 10 | 44 | 1 | FALSE | 1 | FALSE |  | 1.1 | 2.4281 | 14.5684 | 5052 | Membrane (breather), polypropylene |  | 0 | A1A3 | 14.6723 | 3.3506e-07 | 0.082635 | 0.023763 | 0.0098171 | 1.7216e-05 | 319.4366 | 1.2674 | 0.072388
| Civic Offices | Services LED light fitting | 1701239 | 8404094 | 5.8 | Electrical installations | insulator | Construction | 2.4281 | kg | 10 | 44 | 1 | FALSE | 1 | FALSE |  | 1.1 | 2.4281 | 14.5684 | 5052 | Membrane (breather), polypropylene |  | 0 | A4 | 0.050604 | 9.0924e-09 | 0.0001657 | 4.4785e-05 | 2.8268e-05 | 1.7648e-07 | 0.75434 | 0.11518 | 0.00020824
| Civic Offices | Services LED light fitting | 1701239 | 8404094 | 5.8 | Electrical installations | insulator | Construction | 2.4281 | kg | 10 | 44 | 1 | FALSE | 1 | FALSE |  | 1.1 | 2.4281 | 14.5684 | 5052 | Membrane (breather), polypropylene |  | 0 | A5 | 0.0063994 | 2.0354e-10 | 5.8925e-06 | 0.00053688 | 1.9552e-06 | 1.1372e-09 | 0.018626 | 0.038849 | 0
| Civic Offices | Services LED light fitting | 1701239 | 8404094 | 5.8 | Electrical installations | insulator | Construction | 2.4281 | kg | 10 | 44 | 1 | FALSE | 1 | FALSE |  | 1.1 | 2.4281 | 14.5684 | 5052 | Membrane (breather), polypropylene |  | 0 | D2 | 0 | 0 | 0 | 0 | 0 | 0 | 0 | 0 | 0
| Civic Offices | Services LED light fitting | 1701239 | 8404094 | 5.8 | Electrical installations | insulator | Construction | 2.4281 | kg | 10 | 44 | 1 | FALSE | 1 | FALSE |  | 1.1 | 2.4281 | 14.5684 | 5052 | Membrane (breather), polypropylene |  | 0 | D3 | 0 | 0 | 0 | 0 | 0 | 0 | 0 | 0 | 0
| Civic Offices | Services LED light fitting | 1701239 | 8404094 | 5.8 | Electrical installations | insulator | Construction | 2.4281 | kg | 10 | 44 | 1 | FALSE | 1 | FALSE |  | 1.1 | 2.4281 | 14.5684 | 5052 | Membrane (breather), polypropylene |  | 0 | D4 | 0 | 0 | 0 | 0 | 0 | 0 | 0 | 0 | 0
| Civic Offices | Services LED light fitting | 1701239 | 8404094 | 5.8 | Electrical installations | insulator | Construction | 2.4281 | kg | 10 | 44 | 1 | FALSE | 1 | FALSE |  | 1.1 | 2.4281 | 14.5684 | 5052 | Membrane (breather), polypropylene |  | 60 | C2 | 0 | 0 | 0 | 0 | 0 | 0 | 0 | 0 | 0
| Civic Offices | Services LED light fitting | 1701239 | 8404094 | 5.8 | Electrical installations | insulator | Construction | 2.4281 | kg | 10 | 44 | 1 | FALSE | 1 | FALSE |  | 1.1 | 2.4281 | 14.5684 | 5052 | Membrane (breather), polypropylene |  | 60 | C4 | 0.063994 | 2.0354e-09 | 5.8925e-05 | 0.0053688 | 1.9552e-05 | 1.1372e-08 | 0.18626 | 0.38849 | 0.0018016
| Civic Offices | Services LED light fitting | 1701239 | 8404094 | 5.8 | Electrical installations | insulator | Construction | 2.4281 | kg | 10 | 44 | 1 | FALSE | 1 | FALSE |  | 1.1 | 2.4281 | 14.5684 | 5052 | Membrane (breather), polypropylene |  | 60 | D2 | 0 | 0 | 0 | 0 | 0 | 0 | 0 | 0 | 0
| Civic Offices | Services LED light fitting | 1701239 | 8404094 | 5.8 | Electrical installations | insulator | Construction | 2.4281 | kg | 10 | 44 | 1 | FALSE | 1 | FALSE |  | 1.1 | 2.4281 | 14.5684 | 5052 | Membrane (breather), polypropylene |  | 60 | D3 | 0 | 0 | 0 | 0 | 0 | 0 | 0 | 0 | 0
| Civic Offices | Services LED light fitting | 1701239 | 8404094 | 5.8 | Electrical installations | insulator | Construction | 2.4281 | kg | 10 | 44 | 1 | FALSE | 1 | FALSE |  | 1.1 | 2.4281 | 14.5684 | 5052 | Membrane (breather), polypropylene |  | 60 | D4 | 0 | 0 | 0 | 0 | 0 | 0 | 0 | 0 | 0
| Civic Offices | Services LED light fitting | 1701239 | 8404094 | 5.8 | Electrical installations | insulator | Construction | 2.4281 | kg | 10 | 44 | 1 | FALSE | 1 | FALSE |  | 1.1 | 2.4281 | 14.5684 | 5052 | Membrane (breather), polypropylene |  | 10 | B4B5 | 14.7933 | 3.4639e-07 | 0.082865 | 0.029713 | 0.0098669 | 1.7405e-05 | 320.3958 | 1.81 | 0.072596
| Civic Offices | Services LED light fitting | 1701239 | 8404094 | 5.8 | Electrical installations | insulator | Construction | 2.4281 | kg | 10 | 44 | 1 | FALSE | 1 | FALSE |  | 1.1 | 2.4281 | 14.5684 | 5052 | Membrane (breather), polypropylene |  | 10 | D2 | 0 | 0 | 0 | 0 | 0 | 0 | 0 | 0 | 0
| Civic Offices | Services LED light fitting | 1701239 | 8404094 | 5.8 | Electrical installations | insulator | Construction | 2.4281 | kg | 10 | 44 | 1 | FALSE | 1 | FALSE |  | 1.1 | 2.4281 | 14.5684 | 5052 | Membrane (breather), polypropylene |  | 10 | D3 | 0 | 0 | 0 | 0 | 0 | 0 | 0 | 0 | 0
| Civic Offices | Services LED light fitting | 1701239 | 8404094 | 5.8 | Electrical installations | insulator | Construction | 2.4281 | kg | 10 | 44 | 1 | FALSE | 1 | FALSE |  | 1.1 | 2.4281 | 14.5684 | 5052 | Membrane (breather), polypropylene |  | 10 | D4 | 0 | 0 | 0 | 0 | 0 | 0 | 0 | 0 | 0
| Civic Offices | Services LED light fitting | 1701239 | 8404094 | 5.8 | Electrical installations | insulator | Construction | 2.4281 | kg | 10 | 44 | 1 | FALSE | 1 | FALSE |  | 1.1 | 2.4281 | 14.5684 | 5052 | Membrane (breather), polypropylene |  | 20 | B4B5 | 14.7933 | 3.4639e-07 | 0.082865 | 0.029713 | 0.0098669 | 1.7405e-05 | 320.3958 | 1.81 | 0.072596
| Civic Offices | Services LED light fitting | 1701239 | 8404094 | 5.8 | Electrical installations | insulator | Construction | 2.4281 | kg | 10 | 44 | 1 | FALSE | 1 | FALSE |  | 1.1 | 2.4281 | 14.5684 | 5052 | Membrane (breather), polypropylene |  | 20 | D2 | 0 | 0 | 0 | 0 | 0 | 0 | 0 | 0 | 0
| Civic Offices | Services LED light fitting | 1701239 | 8404094 | 5.8 | Electrical installations | insulator | Construction | 2.4281 | kg | 10 | 44 | 1 | FALSE | 1 | FALSE |  | 1.1 | 2.4281 | 14.5684 | 5052 | Membrane (breather), polypropylene |  | 20 | D3 | 0 | 0 | 0 | 0 | 0 | 0 | 0 | 0 | 0
| Civic Offices | Services LED light fitting | 1701239 | 8404094 | 5.8 | Electrical installations | insulator | Construction | 2.4281 | kg | 10 | 44 | 1 | FALSE | 1 | FALSE |  | 1.1 | 2.4281 | 14.5684 | 5052 | Membrane (breather), polypropylene |  | 20 | D4 | 0 | 0 | 0 | 0 | 0 | 0 | 0 | 0 | 0
| Civic Offices | Services LED light fitting | 1701239 | 8404094 | 5.8 | Electrical installations | insulator | Construction | 2.4281 | kg | 10 | 44 | 1 | FALSE | 1 | FALSE |  | 1.1 | 2.4281 | 14.5684 | 5052 | Membrane (breather), polypropylene |  | 30 | B4B5 | 14.7933 | 3.4639e-07 | 0.082865 | 0.029713 | 0.0098669 | 1.7405e-05 | 320.3958 | 1.81 | 0.072596
| Civic Offices | Services LED light fitting | 1701239 | 8404094 | 5.8 | Electrical installations | insulator | Construction | 2.4281 | kg | 10 | 44 | 1 | FALSE | 1 | FALSE |  | 1.1 | 2.4281 | 14.5684 | 5052 | Membrane (breather), polypropylene |  | 30 | D2 | 0 | 0 | 0 | 0 | 0 | 0 | 0 | 0 | 0
| Civic Offices | Services LED light fitting | 1701239 | 8404094 | 5.8 | Electrical installations | insulator | Construction | 2.4281 | kg | 10 | 44 | 1 | FALSE | 1 | FALSE |  | 1.1 | 2.4281 | 14.5684 | 5052 | Membrane (breather), polypropylene |  | 30 | D3 | 0 | 0 | 0 | 0 | 0 | 0 | 0 | 0 | 0
| Civic Offices | Services LED light fitting | 1701239 | 8404094 | 5.8 | Electrical installations | insulator | Construction | 2.4281 | kg | 10 | 44 | 1 | FALSE | 1 | FALSE |  | 1.1 | 2.4281 | 14.5684 | 5052 | Membrane (breather), polypropylene |  | 30 | D4 | 0 | 0 | 0 | 0 | 0 | 0 | 0 | 0 | 0
| Civic Offices | Services LED light fitting | 1701239 | 8404094 | 5.8 | Electrical installations | insulator | Construction | 2.4281 | kg | 10 | 44 | 1 | FALSE | 1 | FALSE |  | 1.1 | 2.4281 | 14.5684 | 5052 | Membrane (breather), polypropylene |  | 40 | B4B5 | 14.7933 | 3.4639e-07 | 0.082865 | 0.029713 | 0.0098669 | 1.7405e-05 | 320.3958 | 1.81 | 0.072596
| Civic Offices | Services LED light fitting | 1701239 | 8404094 | 5.8 | Electrical installations | insulator | Construction | 2.4281 | kg | 10 | 44 | 1 | FALSE | 1 | FALSE |  | 1.1 | 2.4281 | 14.5684 | 5052 | Membrane (breather), polypropylene |  | 40 | D2 | 0 | 0 | 0 | 0 | 0 | 0 | 0 | 0 | 0
| Civic Offices | Services LED light fitting | 1701239 | 8404094 | 5.8 | Electrical installations | insulator | Construction | 2.4281 | kg | 10 | 44 | 1 | FALSE | 1 | FALSE |  | 1.1 | 2.4281 | 14.5684 | 5052 | Membrane (breather), polypropylene |  | 40 | D3 | 0 | 0 | 0 | 0 | 0 | 0 | 0 | 0 | 0
| Civic Offices | Services LED light fitting | 1701239 | 8404094 | 5.8 | Electrical installations | insulator | Construction | 2.4281 | kg | 10 | 44 | 1 | FALSE | 1 | FALSE |  | 1.1 | 2.4281 | 14.5684 | 5052 | Membrane (breather), polypropylene |  | 40 | D4 | 0 | 0 | 0 | 0 | 0 | 0 | 0 | 0 | 0
| Civic Offices | Services LED light fitting | 1701239 | 8404094 | 5.8 | Electrical installations | insulator | Construction | 2.4281 | kg | 10 | 44 | 1 | FALSE | 1 | FALSE |  | 1.1 | 2.4281 | 14.5684 | 5052 | Membrane (breather), polypropylene |  | 50 | B4B5 | 14.7933 | 3.4639e-07 | 0.082865 | 0.029713 | 0.0098669 | 1.7405e-05 | 320.3958 | 1.81 | 0.072596
| Civic Offices | Services LED light fitting | 1701239 | 8404094 | 5.8 | Electrical installations | insulator | Construction | 2.4281 | kg | 10 | 44 | 1 | FALSE | 1 | FALSE |  | 1.1 | 2.4281 | 14.5684 | 5052 | Membrane (breather), polypropylene |  | 50 | D2 | 0 | 0 | 0 | 0 | 0 | 0 | 0 | 0 | 0
| Civic Offices | Services LED light fitting | 1701239 | 8404094 | 5.8 | Electrical installations | insulator | Construction | 2.4281 | kg | 10 | 44 | 1 | FALSE | 1 | FALSE |  | 1.1 | 2.4281 | 14.5684 | 5052 | Membrane (breather), polypropylene |  | 50 | D3 | 0 | 0 | 0 | 0 | 0 | 0 | 0 | 0 | 0
| Civic Offices | Services LED light fitting | 1701239 | 8404094 | 5.8 | Electrical installations | insulator | Construction | 2.4281 | kg | 10 | 44 | 1 | FALSE | 1 | FALSE |  | 1.1 | 2.4281 | 14.5684 | 5052 | Membrane (breather), polypropylene |  | 50 | D4 | 0 | 0 | 0 | 0 | 0 | 0 | 0 | 0 | 0
| Civic Offices | Services LED light fitting | 1701239 | 8404095 | 5.8 | Electrical installations | plates | Construction | 1.7123 | kg | 10 | 44 | 1 | FALSE | 1 | FALSE |  | 1.05 | 1.7123 | 10.2737 | 5168 | Fencing (posts, square section), steel (galvanized) |  | 0 | A1A3 | 4.6717 | 3.1756e-07 | 0.076369 | 0.023838 | 0.0044941 | 0.0011016 | 62.8897 | 3.5299 | 0.09102
| Civic Offices | Services LED light fitting | 1701239 | 8404095 | 5.8 | Electrical installations | plates | Construction | 1.7123 | kg | 10 | 44 | 1 | FALSE | 1 | FALSE |  | 1.05 | 1.7123 | 10.2737 | 5168 | Fencing (posts, square section), steel (galvanized) |  | 0 | A4 | 0.074624 | 1.0326e-08 | 0.00035481 | 6.5884e-05 | 4.684e-05 | 1.6619e-07 | 1.0918 | 0.31709 | 0.00030328
| Civic Offices | Services LED light fitting | 1701239 | 8404095 | 5.8 | Electrical installations | plates | Construction | 1.7123 | kg | 10 | 44 | 1 | FALSE | 1 | FALSE |  | 1.05 | 1.7123 | 10.2737 | 5168 | Fencing (posts, square section), steel (galvanized) |  | 0 | A5 | 4.4502e-05 | 1.1653e-11 | 3.112e-07 | 1.0226e-07 | 5.164e-08 | 6.2777e-11 | 0.001091 | 0.012842 | 0
| Civic Offices | Services LED light fitting | 1701239 | 8404095 | 5.8 | Electrical installations | plates | Construction | 1.7123 | kg | 10 | 44 | 1 | FALSE | 1 | FALSE |  | 1.05 | 1.7123 | 10.2737 | 5168 | Fencing (posts, square section), steel (galvanized) |  | 0 | D2 | 0 | 0 | 0 | 0 | 0 | 0 | 0 | 0 | 0
| Civic Offices | Services LED light fitting | 1701239 | 8404095 | 5.8 | Electrical installations | plates | Construction | 1.7123 | kg | 10 | 44 | 1 | FALSE | 1 | FALSE |  | 1.05 | 1.7123 | 10.2737 | 5168 | Fencing (posts, square section), steel (galvanized) |  | 0 | D3 | 0 | 0 | 0 | 0 | 0 | 0 | 0 | 0 | 0
| Civic Offices | Services LED light fitting | 1701239 | 8404095 | 5.8 | Electrical installations | plates | Construction | 1.7123 | kg | 10 | 44 | 1 | FALSE | 1 | FALSE |  | 1.05 | 1.7123 | 10.2737 | 5168 | Fencing (posts, square section), steel (galvanized) |  | 0 | D4 | 0 | 0 | 0 | 0 | 0 | 0 | 0 | 0 | 0
| Civic Offices | Services LED light fitting | 1701239 | 8404095 | 5.8 | Electrical installations | plates | Construction | 1.7123 | kg | 10 | 44 | 1 | FALSE | 1 | FALSE |  | 1.05 | 1.7123 | 10.2737 | 5168 | Fencing (posts, square section), steel (galvanized) |  | 60 | C2 | 0 | 0 | 0 | 0 | 0 | 0 | 0 | 0 | 0
| Civic Offices | Services LED light fitting | 1701239 | 8404095 | 5.8 | Electrical installations | plates | Construction | 1.7123 | kg | 10 | 44 | 1 | FALSE | 1 | FALSE |  | 1.05 | 1.7123 | 10.2737 | 5168 | Fencing (posts, square section), steel (galvanized) |  | 60 | C4 | 0.00089004 | 2.3306e-10 | 6.224e-06 | 2.0452e-06 | 1.0328e-06 | 1.2555e-09 | 0.02182 | 0.25684 | 4.4636e-05
| Civic Offices | Services LED light fitting | 1701239 | 8404095 | 5.8 | Electrical installations | plates | Construction | 1.7123 | kg | 10 | 44 | 1 | FALSE | 1 | FALSE |  | 1.05 | 1.7123 | 10.2737 | 5168 | Fencing (posts, square section), steel (galvanized) |  | 60 | D2 | 0 | 0 | 0 | 0 | 0 | 0 | 0 | 0 | 0
| Civic Offices | Services LED light fitting | 1701239 | 8404095 | 5.8 | Electrical installations | plates | Construction | 1.7123 | kg | 10 | 44 | 1 | FALSE | 1 | FALSE |  | 1.05 | 1.7123 | 10.2737 | 5168 | Fencing (posts, square section), steel (galvanized) |  | 60 | D3 | 0 | 0 | 0 | 0 | 0 | 0 | 0 | 0 | 0
| Civic Offices | Services LED light fitting | 1701239 | 8404095 | 5.8 | Electrical installations | plates | Construction | 1.7123 | kg | 10 | 44 | 1 | FALSE | 1 | FALSE |  | 1.05 | 1.7123 | 10.2737 | 5168 | Fencing (posts, square section), steel (galvanized) |  | 60 | D4 | 0 | 0 | 0 | 0 | 0 | 0 | 0 | 0 | 0
| Civic Offices | Services LED light fitting | 1701239 | 8404095 | 5.8 | Electrical installations | plates | Construction | 1.7123 | kg | 10 | 44 | 1 | FALSE | 1 | FALSE |  | 1.05 | 1.7123 | 10.2737 | 5168 | Fencing (posts, square section), steel (galvanized) |  | 10 | B4B5 | 4.7473 | 3.2814e-07 | 0.07673 | 0.023906 | 0.004542 | 0.0011018 | 64.0044 | 4.1167 | 0.091323
| Civic Offices | Services LED light fitting | 1701239 | 8404095 | 5.8 | Electrical installations | plates | Construction | 1.7123 | kg | 10 | 44 | 1 | FALSE | 1 | FALSE |  | 1.05 | 1.7123 | 10.2737 | 5168 | Fencing (posts, square section), steel (galvanized) |  | 10 | D2 | 0 | 0 | 0 | 0 | 0 | 0 | 0 | 0 | 0
| Civic Offices | Services LED light fitting | 1701239 | 8404095 | 5.8 | Electrical installations | plates | Construction | 1.7123 | kg | 10 | 44 | 1 | FALSE | 1 | FALSE |  | 1.05 | 1.7123 | 10.2737 | 5168 | Fencing (posts, square section), steel (galvanized) |  | 10 | D3 | 0 | 0 | 0 | 0 | 0 | 0 | 0 | 0 | 0
| Civic Offices | Services LED light fitting | 1701239 | 8404095 | 5.8 | Electrical installations | plates | Construction | 1.7123 | kg | 10 | 44 | 1 | FALSE | 1 | FALSE |  | 1.05 | 1.7123 | 10.2737 | 5168 | Fencing (posts, square section), steel (galvanized) |  | 10 | D4 | 0 | 0 | 0 | 0 | 0 | 0 | 0 | 0 | 0
| Civic Offices | Services LED light fitting | 1701239 | 8404095 | 5.8 | Electrical installations | plates | Construction | 1.7123 | kg | 10 | 44 | 1 | FALSE | 1 | FALSE |  | 1.05 | 1.7123 | 10.2737 | 5168 | Fencing (posts, square section), steel (galvanized) |  | 20 | B4B5 | 4.7473 | 3.2814e-07 | 0.07673 | 0.023906 | 0.004542 | 0.0011018 | 64.0044 | 4.1167 | 0.091323
| Civic Offices | Services LED light fitting | 1701239 | 8404095 | 5.8 | Electrical installations | plates | Construction | 1.7123 | kg | 10 | 44 | 1 | FALSE | 1 | FALSE |  | 1.05 | 1.7123 | 10.2737 | 5168 | Fencing (posts, square section), steel (galvanized) |  | 20 | D2 | 0 | 0 | 0 | 0 | 0 | 0 | 0 | 0 | 0
| Civic Offices | Services LED light fitting | 1701239 | 8404095 | 5.8 | Electrical installations | plates | Construction | 1.7123 | kg | 10 | 44 | 1 | FALSE | 1 | FALSE |  | 1.05 | 1.7123 | 10.2737 | 5168 | Fencing (posts, square section), steel (galvanized) |  | 20 | D3 | 0 | 0 | 0 | 0 | 0 | 0 | 0 | 0 | 0
| Civic Offices | Services LED light fitting | 1701239 | 8404095 | 5.8 | Electrical installations | plates | Construction | 1.7123 | kg | 10 | 44 | 1 | FALSE | 1 | FALSE |  | 1.05 | 1.7123 | 10.2737 | 5168 | Fencing (posts, square section), steel (galvanized) |  | 20 | D4 | 0 | 0 | 0 | 0 | 0 | 0 | 0 | 0 | 0
| Civic Offices | Services LED light fitting | 1701239 | 8404095 | 5.8 | Electrical installations | plates | Construction | 1.7123 | kg | 10 | 44 | 1 | FALSE | 1 | FALSE |  | 1.05 | 1.7123 | 10.2737 | 5168 | Fencing (posts, square section), steel (galvanized) |  | 30 | B4B5 | 4.7473 | 3.2814e-07 | 0.07673 | 0.023906 | 0.004542 | 0.0011018 | 64.0044 | 4.1167 | 0.091323
| Civic Offices | Services LED light fitting | 1701239 | 8404095 | 5.8 | Electrical installations | plates | Construction | 1.7123 | kg | 10 | 44 | 1 | FALSE | 1 | FALSE |  | 1.05 | 1.7123 | 10.2737 | 5168 | Fencing (posts, square section), steel (galvanized) |  | 30 | D2 | 0 | 0 | 0 | 0 | 0 | 0 | 0 | 0 | 0
| Civic Offices | Services LED light fitting | 1701239 | 8404095 | 5.8 | Electrical installations | plates | Construction | 1.7123 | kg | 10 | 44 | 1 | FALSE | 1 | FALSE |  | 1.05 | 1.7123 | 10.2737 | 5168 | Fencing (posts, square section), steel (galvanized) |  | 30 | D3 | 0 | 0 | 0 | 0 | 0 | 0 | 0 | 0 | 0
| Civic Offices | Services LED light fitting | 1701239 | 8404095 | 5.8 | Electrical installations | plates | Construction | 1.7123 | kg | 10 | 44 | 1 | FALSE | 1 | FALSE |  | 1.05 | 1.7123 | 10.2737 | 5168 | Fencing (posts, square section), steel (galvanized) |  | 30 | D4 | 0 | 0 | 0 | 0 | 0 | 0 | 0 | 0 | 0
| Civic Offices | Services LED light fitting | 1701239 | 8404095 | 5.8 | Electrical installations | plates | Construction | 1.7123 | kg | 10 | 44 | 1 | FALSE | 1 | FALSE |  | 1.05 | 1.7123 | 10.2737 | 5168 | Fencing (posts, square section), steel (galvanized) |  | 40 | B4B5 | 4.7473 | 3.2814e-07 | 0.07673 | 0.023906 | 0.004542 | 0.0011018 | 64.0044 | 4.1167 | 0.091323
| Civic Offices | Services LED light fitting | 1701239 | 8404095 | 5.8 | Electrical installations | plates | Construction | 1.7123 | kg | 10 | 44 | 1 | FALSE | 1 | FALSE |  | 1.05 | 1.7123 | 10.2737 | 5168 | Fencing (posts, square section), steel (galvanized) |  | 40 | D2 | 0 | 0 | 0 | 0 | 0 | 0 | 0 | 0 | 0
| Civic Offices | Services LED light fitting | 1701239 | 8404095 | 5.8 | Electrical installations | plates | Construction | 1.7123 | kg | 10 | 44 | 1 | FALSE | 1 | FALSE |  | 1.05 | 1.7123 | 10.2737 | 5168 | Fencing (posts, square section), steel (galvanized) |  | 40 | D3 | 0 | 0 | 0 | 0 | 0 | 0 | 0 | 0 | 0
| Civic Offices | Services LED light fitting | 1701239 | 8404095 | 5.8 | Electrical installations | plates | Construction | 1.7123 | kg | 10 | 44 | 1 | FALSE | 1 | FALSE |  | 1.05 | 1.7123 | 10.2737 | 5168 | Fencing (posts, square section), steel (galvanized) |  | 40 | D4 | 0 | 0 | 0 | 0 | 0 | 0 | 0 | 0 | 0
| Civic Offices | Services LED light fitting | 1701239 | 8404095 | 5.8 | Electrical installations | plates | Construction | 1.7123 | kg | 10 | 44 | 1 | FALSE | 1 | FALSE |  | 1.05 | 1.7123 | 10.2737 | 5168 | Fencing (posts, square section), steel (galvanized) |  | 50 | B4B5 | 4.7473 | 3.2814e-07 | 0.07673 | 0.023906 | 0.004542 | 0.0011018 | 64.0044 | 4.1167 | 0.091323
| Civic Offices | Services LED light fitting | 1701239 | 8404095 | 5.8 | Electrical installations | plates | Construction | 1.7123 | kg | 10 | 44 | 1 | FALSE | 1 | FALSE |  | 1.05 | 1.7123 | 10.2737 | 5168 | Fencing (posts, square section), steel (galvanized) |  | 50 | D2 | 0 | 0 | 0 | 0 | 0 | 0 | 0 | 0 | 0
| Civic Offices | Services LED light fitting | 1701239 | 8404095 | 5.8 | Electrical installations | plates | Construction | 1.7123 | kg | 10 | 44 | 1 | FALSE | 1 | FALSE |  | 1.05 | 1.7123 | 10.2737 | 5168 | Fencing (posts, square section), steel (galvanized) |  | 50 | D3 | 0 | 0 | 0 | 0 | 0 | 0 | 0 | 0 | 0
| Civic Offices | Services LED light fitting | 1701239 | 8404095 | 5.8 | Electrical installations | plates | Construction | 1.7123 | kg | 10 | 44 | 1 | FALSE | 1 | FALSE |  | 1.05 | 1.7123 | 10.2737 | 5168 | Fencing (posts, square section), steel (galvanized) |  | 50 | D4 | 0 | 0 | 0 | 0 | 0 | 0 | 0 | 0 | 0
| Civic Offices | Services electrical wireing | 1701240 | 8404097 | 5.2 | Services equipment | copper wire 6mm siam | Construction | 52.4295 | Linear length Calculation | 30 | 44 | 1 | FALSE | 1 | FALSE |  | 1.03 | 52.4295 | 104.8591 | 5113 | Cladding sheet (plain), copper |  | 0 | A1A3 | 371.806 | 0.00030899 | 18.9095 | 12.6227 | 1.0452 | 0.086029 | 5641.5048 | 1101.2855 | 11.8847
| Civic Offices | Services electrical wireing | 1701240 | 8404097 | 5.2 | Services equipment | copper wire 6mm siam | Construction | 52.4295 | Linear length Calculation | 30 | 44 | 1 | FALSE | 1 | FALSE |  | 1.03 | 52.4295 | 104.8591 | 5113 | Cladding sheet (plain), copper |  | 0 | A4 | 1.058 | 1.9011e-07 | 0.0034644 | 0.00093638 | 0.00059102 | 3.6899e-06 | 15.7719 | 2.4083 | 0.004354
| Civic Offices | Services electrical wireing | 1701240 | 8404097 | 5.2 | Services equipment | copper wire 6mm siam | Construction | 52.4295 | Linear length Calculation | 30 | 44 | 1 | FALSE | 1 | FALSE |  | 1.03 | 52.4295 | 104.8591 | 5113 | Cladding sheet (plain), copper |  | 0 | A5 | 0.00081759 | 2.1409e-10 | 5.7173e-06 | 1.8787e-06 | 9.4872e-07 | 1.1533e-09 | 0.020043 | 0.23593 | 0
| Civic Offices | Services electrical wireing | 1701240 | 8404097 | 5.2 | Services equipment | copper wire 6mm siam | Construction | 52.4295 | Linear length Calculation | 30 | 44 | 1 | FALSE | 1 | FALSE |  | 1.03 | 52.4295 | 104.8591 | 5113 | Cladding sheet (plain), copper |  | 0 | D2 | 0 | 0 | 0 | 0 | 0 | 0 | 0 | 0 | 0
| Civic Offices | Services electrical wireing | 1701240 | 8404097 | 5.2 | Services equipment | copper wire 6mm siam | Construction | 52.4295 | Linear length Calculation | 30 | 44 | 1 | FALSE | 1 | FALSE |  | 1.03 | 52.4295 | 104.8591 | 5113 | Cladding sheet (plain), copper |  | 0 | D3 | 0 | 0 | 0 | 0 | 0 | 0 | 0 | 0 | 0
| Civic Offices | Services electrical wireing | 1701240 | 8404097 | 5.2 | Services equipment | copper wire 6mm siam | Construction | 52.4295 | Linear length Calculation | 30 | 44 | 1 | FALSE | 1 | FALSE |  | 1.03 | 52.4295 | 104.8591 | 5113 | Cladding sheet (plain), copper |  | 0 | D4 | 0 | 0 | 0 | 0 | 0 | 0 | 0 | 0 | 0
| Civic Offices | Services electrical wireing | 1701240 | 8404097 | 5.2 | Services equipment | copper wire 6mm siam | Construction | 52.4295 | Linear length Calculation | 30 | 44 | 1 | FALSE | 1 | FALSE |  | 1.03 | 52.4295 | 104.8591 | 5113 | Cladding sheet (plain), copper |  | 60 | C2 | 0 | 0 | 0 | 0 | 0 | 0 | 0 | 0 | 0
| Civic Offices | Services electrical wireing | 1701240 | 8404097 | 5.2 | Services equipment | copper wire 6mm siam | Construction | 52.4295 | Linear length Calculation | 30 | 44 | 1 | FALSE | 1 | FALSE |  | 1.03 | 52.4295 | 104.8591 | 5113 | Cladding sheet (plain), copper |  | 60 | C4 | 0.027253 | 7.1363e-09 | 0.00019058 | 6.2623e-05 | 3.1624e-05 | 3.8444e-08 | 0.66812 | 7.8644 | 0.0013667
| Civic Offices | Services electrical wireing | 1701240 | 8404097 | 5.2 | Services equipment | copper wire 6mm siam | Construction | 52.4295 | Linear length Calculation | 30 | 44 | 1 | FALSE | 1 | FALSE |  | 1.03 | 52.4295 | 104.8591 | 5113 | Cladding sheet (plain), copper |  | 60 | D2 | 0 | 0 | 0 | 0 | 0 | 0 | 0 | 0 | 0
| Civic Offices | Services electrical wireing | 1701240 | 8404097 | 5.2 | Services equipment | copper wire 6mm siam | Construction | 52.4295 | Linear length Calculation | 30 | 44 | 1 | FALSE | 1 | FALSE |  | 1.03 | 52.4295 | 104.8591 | 5113 | Cladding sheet (plain), copper |  | 60 | D3 | 0 | 0 | 0 | 0 | 0 | 0 | 0 | 0 | 0
| Civic Offices | Services electrical wireing | 1701240 | 8404097 | 5.2 | Services equipment | copper wire 6mm siam | Construction | 52.4295 | Linear length Calculation | 30 | 44 | 1 | FALSE | 1 | FALSE |  | 1.03 | 52.4295 | 104.8591 | 5113 | Cladding sheet (plain), copper |  | 60 | D4 | 0 | 0 | 0 | 0 | 0 | 0 | 0 | 0 | 0
| Civic Offices | Services electrical wireing | 1701240 | 8404097 | 5.2 | Services equipment | copper wire 6mm siam | Construction | 52.4295 | Linear length Calculation | 30 | 44 | 1 | FALSE | 1 | FALSE |  | 1.03 | 52.4295 | 104.8591 | 5113 | Cladding sheet (plain), copper |  | 30 | B4B5 | 372.8922 | 0.00030919 | 18.9132 | 12.6237 | 1.0459 | 0.086033 | 5657.9649 | 1111.7941 | 11.8891
| Civic Offices | Services electrical wireing | 1701240 | 8404097 | 5.2 | Services equipment | copper wire 6mm siam | Construction | 52.4295 | Linear length Calculation | 30 | 44 | 1 | FALSE | 1 | FALSE |  | 1.03 | 52.4295 | 104.8591 | 5113 | Cladding sheet (plain), copper |  | 30 | D2 | 0 | 0 | 0 | 0 | 0 | 0 | 0 | 0 | 0
| Civic Offices | Services electrical wireing | 1701240 | 8404097 | 5.2 | Services equipment | copper wire 6mm siam | Construction | 52.4295 | Linear length Calculation | 30 | 44 | 1 | FALSE | 1 | FALSE |  | 1.03 | 52.4295 | 104.8591 | 5113 | Cladding sheet (plain), copper |  | 30 | D3 | 0 | 0 | 0 | 0 | 0 | 0 | 0 | 0 | 0
| Civic Offices | Services electrical wireing | 1701240 | 8404097 | 5.2 | Services equipment | copper wire 6mm siam | Construction | 52.4295 | Linear length Calculation | 30 | 44 | 1 | FALSE | 1 | FALSE |  | 1.03 | 52.4295 | 104.8591 | 5113 | Cladding sheet (plain), copper |  | 30 | D4 | 0 | 0 | 0 | 0 | 0 | 0 | 0 | 0 | 0
| Civic Offices | Services electrical wireing | 1701240 | 8404098 | 5.2 | Services equipment | conduit 20mm | Construction | 40.3182 | Linear length Calculation | 30 | 44 | 1 | FALSE | 1 | FALSE |  | 1.05 | 40.3182 | 80.6364 | 5377 | Roof membrane (single ply), PVC |  | 0 | A1A3 | 88.3085 | 7.2159e-06 | 0.4991 | 0.13185 | 0.10928 | 0.0013051 | 2400.8717 | 383.3404 | 0.74916
| Civic Offices | Services electrical wireing | 1701240 | 8404098 | 5.2 | Services equipment | conduit 20mm | Construction | 40.3182 | Linear length Calculation | 30 | 44 | 1 | FALSE | 1 | FALSE |  | 1.05 | 40.3182 | 80.6364 | 5377 | Roof membrane (single ply), PVC |  | 0 | A4 | 0.80209 | 1.4412e-07 | 0.0026263 | 0.00070985 | 0.00044805 | 2.7973e-06 | 11.9565 | 1.8257 | 0.0033007
| Civic Offices | Services electrical wireing | 1701240 | 8404098 | 5.2 | Services equipment | conduit 20mm | Construction | 40.3182 | Linear length Calculation | 30 | 44 | 1 | FALSE | 1 | FALSE |  | 1.05 | 40.3182 | 80.6364 | 5377 | Roof membrane (single ply), PVC |  | 0 | A5 | 0.038722 | 1.6598e-09 | 0.00012336 | 0.0022899 | 1.3488e-05 | 9.0529e-09 | 0.15396 | 0.30239 | 0
| Civic Offices | Services electrical wireing | 1701240 | 8404098 | 5.2 | Services equipment | conduit 20mm | Construction | 40.3182 | Linear length Calculation | 30 | 44 | 1 | FALSE | 1 | FALSE |  | 1.05 | 40.3182 | 80.6364 | 5377 | Roof membrane (single ply), PVC |  | 0 | D2 | 0 | 0 | 0 | 0 | 0 | 0 | 0 | 0 | 0
| Civic Offices | Services electrical wireing | 1701240 | 8404098 | 5.2 | Services equipment | conduit 20mm | Construction | 40.3182 | Linear length Calculation | 30 | 44 | 1 | FALSE | 1 | FALSE |  | 1.05 | 40.3182 | 80.6364 | 5377 | Roof membrane (single ply), PVC |  | 0 | D3 | 0 | 0 | 0 | 0 | 0 | 0 | 0 | 0 | 0
| Civic Offices | Services electrical wireing | 1701240 | 8404098 | 5.2 | Services equipment | conduit 20mm | Construction | 40.3182 | Linear length Calculation | 30 | 44 | 1 | FALSE | 1 | FALSE |  | 1.05 | 40.3182 | 80.6364 | 5377 | Roof membrane (single ply), PVC |  | 0 | D4 | 0 | 0 | 0 | 0 | 0 | 0 | 0 | 0 | 0
| Civic Offices | Services electrical wireing | 1701240 | 8404098 | 5.2 | Services equipment | conduit 20mm | Construction | 40.3182 | Linear length Calculation | 30 | 44 | 1 | FALSE | 1 | FALSE |  | 1.05 | 40.3182 | 80.6364 | 5377 | Roof membrane (single ply), PVC |  | 60 | C2 | 0 | 0 | 0 | 0 | 0 | 0 | 0 | 0 | 0
| Civic Offices | Services electrical wireing | 1701240 | 8404098 | 5.2 | Services equipment | conduit 20mm | Construction | 40.3182 | Linear length Calculation | 30 | 44 | 1 | FALSE | 1 | FALSE |  | 1.05 | 40.3182 | 80.6364 | 5377 | Roof membrane (single ply), PVC |  | 60 | C4 | 0.77444 | 3.3196e-08 | 0.0024672 | 0.045798 | 0.00026977 | 1.8106e-07 | 3.0792 | 6.0477 | 0.018905
| Civic Offices | Services electrical wireing | 1701240 | 8404098 | 5.2 | Services equipment | conduit 20mm | Construction | 40.3182 | Linear length Calculation | 30 | 44 | 1 | FALSE | 1 | FALSE |  | 1.05 | 40.3182 | 80.6364 | 5377 | Roof membrane (single ply), PVC |  | 60 | D2 | 0 | 0 | 0 | 0 | 0 | 0 | 0 | 0 | 0
| Civic Offices | Services electrical wireing | 1701240 | 8404098 | 5.2 | Services equipment | conduit 20mm | Construction | 40.3182 | Linear length Calculation | 30 | 44 | 1 | FALSE | 1 | FALSE |  | 1.05 | 40.3182 | 80.6364 | 5377 | Roof membrane (single ply), PVC |  | 60 | D3 | 0 | 0 | 0 | 0 | 0 | 0 | 0 | 0 | 0
| Civic Offices | Services electrical wireing | 1701240 | 8404098 | 5.2 | Services equipment | conduit 20mm | Construction | 40.3182 | Linear length Calculation | 30 | 44 | 1 | FALSE | 1 | FALSE |  | 1.05 | 40.3182 | 80.6364 | 5377 | Roof membrane (single ply), PVC |  | 60 | D4 | 0 | 0 | 0 | 0 | 0 | 0 | 0 | 0 | 0
| Civic Offices | Services electrical wireing | 1701240 | 8404098 | 5.2 | Services equipment | conduit 20mm | Construction | 40.3182 | Linear length Calculation | 30 | 44 | 1 | FALSE | 1 | FALSE |  | 1.05 | 40.3182 | 80.6364 | 5377 | Roof membrane (single ply), PVC |  | 30 | B4B5 | 89.9237 | 7.3948e-06 | 0.50431 | 0.18065 | 0.11001 | 0.0013081 | 2416.0614 | 391.5162 | 0.75246
| Civic Offices | Services electrical wireing | 1701240 | 8404098 | 5.2 | Services equipment | conduit 20mm | Construction | 40.3182 | Linear length Calculation | 30 | 44 | 1 | FALSE | 1 | FALSE |  | 1.05 | 40.3182 | 80.6364 | 5377 | Roof membrane (single ply), PVC |  | 30 | D2 | 0 | 0 | 0 | 0 | 0 | 0 | 0 | 0 | 0
| Civic Offices | Services electrical wireing | 1701240 | 8404098 | 5.2 | Services equipment | conduit 20mm | Construction | 40.3182 | Linear length Calculation | 30 | 44 | 1 | FALSE | 1 | FALSE |  | 1.05 | 40.3182 | 80.6364 | 5377 | Roof membrane (single ply), PVC |  | 30 | D3 | 0 | 0 | 0 | 0 | 0 | 0 | 0 | 0 | 0
| Civic Offices | Services electrical wireing | 1701240 | 8404098 | 5.2 | Services equipment | conduit 20mm | Construction | 40.3182 | Linear length Calculation | 30 | 44 | 1 | FALSE | 1 | FALSE |  | 1.05 | 40.3182 | 80.6364 | 5377 | Roof membrane (single ply), PVC |  | 30 | D4 | 0 | 0 | 0 | 0 | 0 | 0 | 0 | 0 | 0
| Civic Offices | Services LED light fitting | 1701243 | 8404100 | 5.8 | Electrical installations | heat sink | Construction | 25.8947 | kg | 10 | 44 | 1 | FALSE | 1 | FALSE |  | 1.01 | 25.8947 | 155.3684 | 5536 | Window furniture/hardware, aluminium |  | 0 | A1A3 | 491.4649 | 1.6642e-05 | 3.3597 | 0.76987 | 0.24956 | 0.00042809 | 6142.5633 | 103.969 | 3.2631
| Civic Offices | Services LED light fitting | 1701243 | 8404100 | 5.8 | Electrical installations | heat sink | Construction | 25.8947 | kg | 10 | 44 | 1 | FALSE | 1 | FALSE |  | 1.01 | 25.8947 | 155.3684 | 5536 | Window furniture/hardware, aluminium |  | 0 | A4 | 1.2888 | 1.4295e-07 | 0.0066771 | 0.0010836 | 0.00082342 | 1.7911e-06 | 18.6097 | 5.0588 | 0.0050842
| Civic Offices | Services LED light fitting | 1701243 | 8404100 | 5.8 | Electrical installations | heat sink | Construction | 25.8947 | kg | 10 | 44 | 1 | FALSE | 1 | FALSE |  | 1.01 | 25.8947 | 155.3684 | 5536 | Window furniture/hardware, aluminium |  | 0 | A5 | 0.0001346 | 3.5246e-11 | 9.4125e-07 | 3.0929e-07 | 1.5619e-07 | 1.8988e-10 | 0.0032998 | 0.038842 | 0
| Civic Offices | Services LED light fitting | 1701243 | 8404100 | 5.8 | Electrical installations | heat sink | Construction | 25.8947 | kg | 10 | 44 | 1 | FALSE | 1 | FALSE |  | 1.01 | 25.8947 | 155.3684 | 5536 | Window furniture/hardware, aluminium |  | 0 | D2 | 0 | 0 | 0 | 0 | 0 | 0 | 0 | 0 | 0
| Civic Offices | Services LED light fitting | 1701243 | 8404100 | 5.8 | Electrical installations | heat sink | Construction | 25.8947 | kg | 10 | 44 | 1 | FALSE | 1 | FALSE |  | 1.01 | 25.8947 | 155.3684 | 5536 | Window furniture/hardware, aluminium |  | 0 | D3 | 0 | 0 | 0 | 0 | 0 | 0 | 0 | 0 | 0
| Civic Offices | Services LED light fitting | 1701243 | 8404100 | 5.8 | Electrical installations | heat sink | Construction | 25.8947 | kg | 10 | 44 | 1 | FALSE | 1 | FALSE |  | 1.01 | 25.8947 | 155.3684 | 5536 | Window furniture/hardware, aluminium |  | 0 | D4 | 0 | 0 | 0 | 0 | 0 | 0 | 0 | 0 | 0
| Civic Offices | Services LED light fitting | 1701243 | 8404100 | 5.8 | Electrical installations | heat sink | Construction | 25.8947 | kg | 10 | 44 | 1 | FALSE | 1 | FALSE |  | 1.01 | 25.8947 | 155.3684 | 5536 | Window furniture/hardware, aluminium |  | 60 | C2 | 0 | 0 | 0 | 0 | 0 | 0 | 0 | 0 | 0
| Civic Offices | Services LED light fitting | 1701243 | 8404100 | 5.8 | Electrical installations | heat sink | Construction | 25.8947 | kg | 10 | 44 | 1 | FALSE | 1 | FALSE |  | 1.01 | 25.8947 | 155.3684 | 5536 | Window furniture/hardware, aluminium |  | 60 | C4 | 0.01346 | 3.5246e-09 | 9.4125e-05 | 3.0929e-05 | 1.5619e-05 | 1.8988e-08 | 0.32998 | 3.8842 | 0.00067503
| Civic Offices | Services LED light fitting | 1701243 | 8404100 | 5.8 | Electrical installations | heat sink | Construction | 25.8947 | kg | 10 | 44 | 1 | FALSE | 1 | FALSE |  | 1.01 | 25.8947 | 155.3684 | 5536 | Window furniture/hardware, aluminium |  | 60 | D2 | 0 | 0 | 0 | 0 | 0 | 0 | 0 | 0 | 0
| Civic Offices | Services LED light fitting | 1701243 | 8404100 | 5.8 | Electrical installations | heat sink | Construction | 25.8947 | kg | 10 | 44 | 1 | FALSE | 1 | FALSE |  | 1.01 | 25.8947 | 155.3684 | 5536 | Window furniture/hardware, aluminium |  | 60 | D3 | 0 | 0 | 0 | 0 | 0 | 0 | 0 | 0 | 0
| Civic Offices | Services LED light fitting | 1701243 | 8404100 | 5.8 | Electrical installations | heat sink | Construction | 25.8947 | kg | 10 | 44 | 1 | FALSE | 1 | FALSE |  | 1.01 | 25.8947 | 155.3684 | 5536 | Window furniture/hardware, aluminium |  | 60 | D4 | 0 | 0 | 0 | 0 | 0 | 0 | 0 | 0 | 0
| Civic Offices | Services LED light fitting | 1701243 | 8404100 | 5.8 | Electrical installations | heat sink | Construction | 25.8947 | kg | 10 | 44 | 1 | FALSE | 1 | FALSE |  | 1.01 | 25.8947 | 155.3684 | 5536 | Window furniture/hardware, aluminium |  | 10 | B4B5 | 492.7673 | 1.6788e-05 | 3.3665 | 0.77098 | 0.2504 | 0.0004299 | 6161.5063 | 112.9508 | 3.2682
| Civic Offices | Services LED light fitting | 1701243 | 8404100 | 5.8 | Electrical installations | heat sink | Construction | 25.8947 | kg | 10 | 44 | 1 | FALSE | 1 | FALSE |  | 1.01 | 25.8947 | 155.3684 | 5536 | Window furniture/hardware, aluminium |  | 10 | D2 | 0 | 0 | 0 | 0 | 0 | 0 | 0 | 0 | 0
| Civic Offices | Services LED light fitting | 1701243 | 8404100 | 5.8 | Electrical installations | heat sink | Construction | 25.8947 | kg | 10 | 44 | 1 | FALSE | 1 | FALSE |  | 1.01 | 25.8947 | 155.3684 | 5536 | Window furniture/hardware, aluminium |  | 10 | D3 | 0 | 0 | 0 | 0 | 0 | 0 | 0 | 0 | 0
| Civic Offices | Services LED light fitting | 1701243 | 8404100 | 5.8 | Electrical installations | heat sink | Construction | 25.8947 | kg | 10 | 44 | 1 | FALSE | 1 | FALSE |  | 1.01 | 25.8947 | 155.3684 | 5536 | Window furniture/hardware, aluminium |  | 10 | D4 | 0 | 0 | 0 | 0 | 0 | 0 | 0 | 0 | 0
| Civic Offices | Services LED light fitting | 1701243 | 8404100 | 5.8 | Electrical installations | heat sink | Construction | 25.8947 | kg | 10 | 44 | 1 | FALSE | 1 | FALSE |  | 1.01 | 25.8947 | 155.3684 | 5536 | Window furniture/hardware, aluminium |  | 20 | B4B5 | 492.7673 | 1.6788e-05 | 3.3665 | 0.77098 | 0.2504 | 0.0004299 | 6161.5063 | 112.9508 | 3.2682
| Civic Offices | Services LED light fitting | 1701243 | 8404100 | 5.8 | Electrical installations | heat sink | Construction | 25.8947 | kg | 10 | 44 | 1 | FALSE | 1 | FALSE |  | 1.01 | 25.8947 | 155.3684 | 5536 | Window furniture/hardware, aluminium |  | 20 | D2 | 0 | 0 | 0 | 0 | 0 | 0 | 0 | 0 | 0
| Civic Offices | Services LED light fitting | 1701243 | 8404100 | 5.8 | Electrical installations | heat sink | Construction | 25.8947 | kg | 10 | 44 | 1 | FALSE | 1 | FALSE |  | 1.01 | 25.8947 | 155.3684 | 5536 | Window furniture/hardware, aluminium |  | 20 | D3 | 0 | 0 | 0 | 0 | 0 | 0 | 0 | 0 | 0
| Civic Offices | Services LED light fitting | 1701243 | 8404100 | 5.8 | Electrical installations | heat sink | Construction | 25.8947 | kg | 10 | 44 | 1 | FALSE | 1 | FALSE |  | 1.01 | 25.8947 | 155.3684 | 5536 | Window furniture/hardware, aluminium |  | 20 | D4 | 0 | 0 | 0 | 0 | 0 | 0 | 0 | 0 | 0
| Civic Offices | Services LED light fitting | 1701243 | 8404100 | 5.8 | Electrical installations | heat sink | Construction | 25.8947 | kg | 10 | 44 | 1 | FALSE | 1 | FALSE |  | 1.01 | 25.8947 | 155.3684 | 5536 | Window furniture/hardware, aluminium |  | 30 | B4B5 | 492.7673 | 1.6788e-05 | 3.3665 | 0.77098 | 0.2504 | 0.0004299 | 6161.5063 | 112.9508 | 3.2682
| Civic Offices | Services LED light fitting | 1701243 | 8404100 | 5.8 | Electrical installations | heat sink | Construction | 25.8947 | kg | 10 | 44 | 1 | FALSE | 1 | FALSE |  | 1.01 | 25.8947 | 155.3684 | 5536 | Window furniture/hardware, aluminium |  | 30 | D2 | 0 | 0 | 0 | 0 | 0 | 0 | 0 | 0 | 0
| Civic Offices | Services LED light fitting | 1701243 | 8404100 | 5.8 | Electrical installations | heat sink | Construction | 25.8947 | kg | 10 | 44 | 1 | FALSE | 1 | FALSE |  | 1.01 | 25.8947 | 155.3684 | 5536 | Window furniture/hardware, aluminium |  | 30 | D3 | 0 | 0 | 0 | 0 | 0 | 0 | 0 | 0 | 0
| Civic Offices | Services LED light fitting | 1701243 | 8404100 | 5.8 | Electrical installations | heat sink | Construction | 25.8947 | kg | 10 | 44 | 1 | FALSE | 1 | FALSE |  | 1.01 | 25.8947 | 155.3684 | 5536 | Window furniture/hardware, aluminium |  | 30 | D4 | 0 | 0 | 0 | 0 | 0 | 0 | 0 | 0 | 0
| Civic Offices | Services LED light fitting | 1701243 | 8404100 | 5.8 | Electrical installations | heat sink | Construction | 25.8947 | kg | 10 | 44 | 1 | FALSE | 1 | FALSE |  | 1.01 | 25.8947 | 155.3684 | 5536 | Window furniture/hardware, aluminium |  | 40 | B4B5 | 492.7673 | 1.6788e-05 | 3.3665 | 0.77098 | 0.2504 | 0.0004299 | 6161.5063 | 112.9508 | 3.2682
| Civic Offices | Services LED light fitting | 1701243 | 8404100 | 5.8 | Electrical installations | heat sink | Construction | 25.8947 | kg | 10 | 44 | 1 | FALSE | 1 | FALSE |  | 1.01 | 25.8947 | 155.3684 | 5536 | Window furniture/hardware, aluminium |  | 40 | D2 | 0 | 0 | 0 | 0 | 0 | 0 | 0 | 0 | 0
| Civic Offices | Services LED light fitting | 1701243 | 8404100 | 5.8 | Electrical installations | heat sink | Construction | 25.8947 | kg | 10 | 44 | 1 | FALSE | 1 | FALSE |  | 1.01 | 25.8947 | 155.3684 | 5536 | Window furniture/hardware, aluminium |  | 40 | D3 | 0 | 0 | 0 | 0 | 0 | 0 | 0 | 0 | 0
| Civic Offices | Services LED light fitting | 1701243 | 8404100 | 5.8 | Electrical installations | heat sink | Construction | 25.8947 | kg | 10 | 44 | 1 | FALSE | 1 | FALSE |  | 1.01 | 25.8947 | 155.3684 | 5536 | Window furniture/hardware, aluminium |  | 40 | D4 | 0 | 0 | 0 | 0 | 0 | 0 | 0 | 0 | 0
| Civic Offices | Services LED light fitting | 1701243 | 8404100 | 5.8 | Electrical installations | heat sink | Construction | 25.8947 | kg | 10 | 44 | 1 | FALSE | 1 | FALSE |  | 1.01 | 25.8947 | 155.3684 | 5536 | Window furniture/hardware, aluminium |  | 50 | B4B5 | 492.7673 | 1.6788e-05 | 3.3665 | 0.77098 | 0.2504 | 0.0004299 | 6161.5063 | 112.9508 | 3.2682
| Civic Offices | Services LED light fitting | 1701243 | 8404100 | 5.8 | Electrical installations | heat sink | Construction | 25.8947 | kg | 10 | 44 | 1 | FALSE | 1 | FALSE |  | 1.01 | 25.8947 | 155.3684 | 5536 | Window furniture/hardware, aluminium |  | 50 | D2 | 0 | 0 | 0 | 0 | 0 | 0 | 0 | 0 | 0
| Civic Offices | Services LED light fitting | 1701243 | 8404100 | 5.8 | Electrical installations | heat sink | Construction | 25.8947 | kg | 10 | 44 | 1 | FALSE | 1 | FALSE |  | 1.01 | 25.8947 | 155.3684 | 5536 | Window furniture/hardware, aluminium |  | 50 | D3 | 0 | 0 | 0 | 0 | 0 | 0 | 0 | 0 | 0
| Civic Offices | Services LED light fitting | 1701243 | 8404100 | 5.8 | Electrical installations | heat sink | Construction | 25.8947 | kg | 10 | 44 | 1 | FALSE | 1 | FALSE |  | 1.01 | 25.8947 | 155.3684 | 5536 | Window furniture/hardware, aluminium |  | 50 | D4 | 0 | 0 | 0 | 0 | 0 | 0 | 0 | 0 | 0
| Civic Offices | Services LED light fitting | 1701243 | 8404101 | 5.8 | Electrical installations | glass bulb | Construction | 7.5088 | kg | 10 | 44 | 1 | FALSE | 1 | FALSE |  | 1.05 | 7.5088 | 45.0526 | 5490 | General glazing, glass (toughened) |  | 0 | A1A3 | 8.8565 | 8.1659e-07 | 0.084094 | 0.010604 | 0.0050932 | 5.6234e-05 | 108.4559 | 61.2803 | 0.043174
| Civic Offices | Services LED light fitting | 1701243 | 8404101 | 5.8 | Electrical installations | glass bulb | Construction | 7.5088 | kg | 10 | 44 | 1 | FALSE | 1 | FALSE |  | 1.05 | 7.5088 | 45.0526 | 5490 | General glazing, glass (toughened) |  | 0 | A4 | 0.18983 | 3.4942e-08 | 0.00063478 | 0.00016748 | 0.00011074 | 4.9994e-07 | 2.8668 | 0.35421 | 0.00078649
| Civic Offices | Services LED light fitting | 1701243 | 8404101 | 5.8 | Electrical installations | glass bulb | Construction | 7.5088 | kg | 10 | 44 | 1 | FALSE | 1 | FALSE |  | 1.05 | 7.5088 | 45.0526 | 5490 | General glazing, glass (toughened) |  | 0 | A5 | 0.00058473 | 2.0157e-10 | 4.5034e-06 | 1.112e-06 | 7.7795e-07 | 6.3208e-10 | 0.016983 | 0.056316 | 0
| Civic Offices | Services LED light fitting | 1701243 | 8404101 | 5.8 | Electrical installations | glass bulb | Construction | 7.5088 | kg | 10 | 44 | 1 | FALSE | 1 | FALSE |  | 1.05 | 7.5088 | 45.0526 | 5490 | General glazing, glass (toughened) |  | 0 | D2 | 0 | 0 | 0 | 0 | 0 | 0 | 0 | 0 | 0
| Civic Offices | Services LED light fitting | 1701243 | 8404101 | 5.8 | Electrical installations | glass bulb | Construction | 7.5088 | kg | 10 | 44 | 1 | FALSE | 1 | FALSE |  | 1.05 | 7.5088 | 45.0526 | 5490 | General glazing, glass (toughened) |  | 0 | D3 | 0 | 0 | 0 | 0 | 0 | 0 | 0 | 0 | 0
| Civic Offices | Services LED light fitting | 1701243 | 8404101 | 5.8 | Electrical installations | glass bulb | Construction | 7.5088 | kg | 10 | 44 | 1 | FALSE | 1 | FALSE |  | 1.05 | 7.5088 | 45.0526 | 5490 | General glazing, glass (toughened) |  | 0 | D4 | 0 | 0 | 0 | 0 | 0 | 0 | 0 | 0 | 0
| Civic Offices | Services LED light fitting | 1701243 | 8404101 | 5.8 | Electrical installations | glass bulb | Construction | 7.5088 | kg | 10 | 44 | 1 | FALSE | 1 | FALSE |  | 1.05 | 7.5088 | 45.0526 | 5490 | General glazing, glass (toughened) |  | 60 | C2 | 0 | 0 | 0 | 0 | 0 | 0 | 0 | 0 | 0
| Civic Offices | Services LED light fitting | 1701243 | 8404101 | 5.8 | Electrical installations | glass bulb | Construction | 7.5088 | kg | 10 | 44 | 1 | FALSE | 1 | FALSE |  | 1.05 | 7.5088 | 45.0526 | 5490 | General glazing, glass (toughened) |  | 60 | C4 | 0.011695 | 4.0314e-09 | 9.0067e-05 | 2.2239e-05 | 1.5559e-05 | 1.2642e-08 | 0.33967 | 1.1263 | 0.0011024
| Civic Offices | Services LED light fitting | 1701243 | 8404101 | 5.8 | Electrical installations | glass bulb | Construction | 7.5088 | kg | 10 | 44 | 1 | FALSE | 1 | FALSE |  | 1.05 | 7.5088 | 45.0526 | 5490 | General glazing, glass (toughened) |  | 60 | D2 | 0 | 0 | 0 | 0 | 0 | 0 | 0 | 0 | 0
| Civic Offices | Services LED light fitting | 1701243 | 8404101 | 5.8 | Electrical installations | glass bulb | Construction | 7.5088 | kg | 10 | 44 | 1 | FALSE | 1 | FALSE |  | 1.05 | 7.5088 | 45.0526 | 5490 | General glazing, glass (toughened) |  | 60 | D3 | 0 | 0 | 0 | 0 | 0 | 0 | 0 | 0 | 0
| Civic Offices | Services LED light fitting | 1701243 | 8404101 | 5.8 | Electrical installations | glass bulb | Construction | 7.5088 | kg | 10 | 44 | 1 | FALSE | 1 | FALSE |  | 1.05 | 7.5088 | 45.0526 | 5490 | General glazing, glass (toughened) |  | 60 | D4 | 0 | 0 | 0 | 0 | 0 | 0 | 0 | 0 | 0
| Civic Offices | Services LED light fitting | 1701243 | 8404101 | 5.8 | Electrical installations | glass bulb | Construction | 7.5088 | kg | 10 | 44 | 1 | FALSE | 1 | FALSE |  | 1.05 | 7.5088 | 45.0526 | 5490 | General glazing, glass (toughened) |  | 10 | B4B5 | 9.0586 | 8.5576e-07 | 0.084824 | 0.010795 | 0.0052203 | 5.6747e-05 | 111.6794 | 62.8171 | 0.04396
| Civic Offices | Services LED light fitting | 1701243 | 8404101 | 5.8 | Electrical installations | glass bulb | Construction | 7.5088 | kg | 10 | 44 | 1 | FALSE | 1 | FALSE |  | 1.05 | 7.5088 | 45.0526 | 5490 | General glazing, glass (toughened) |  | 10 | D2 | 0 | 0 | 0 | 0 | 0 | 0 | 0 | 0 | 0
| Civic Offices | Services LED light fitting | 1701243 | 8404101 | 5.8 | Electrical installations | glass bulb | Construction | 7.5088 | kg | 10 | 44 | 1 | FALSE | 1 | FALSE |  | 1.05 | 7.5088 | 45.0526 | 5490 | General glazing, glass (toughened) |  | 10 | D3 | 0 | 0 | 0 | 0 | 0 | 0 | 0 | 0 | 0
| Civic Offices | Services LED light fitting | 1701243 | 8404101 | 5.8 | Electrical installations | glass bulb | Construction | 7.5088 | kg | 10 | 44 | 1 | FALSE | 1 | FALSE |  | 1.05 | 7.5088 | 45.0526 | 5490 | General glazing, glass (toughened) |  | 10 | D4 | 0 | 0 | 0 | 0 | 0 | 0 | 0 | 0 | 0
| Civic Offices | Services LED light fitting | 1701243 | 8404101 | 5.8 | Electrical installations | glass bulb | Construction | 7.5088 | kg | 10 | 44 | 1 | FALSE | 1 | FALSE |  | 1.05 | 7.5088 | 45.0526 | 5490 | General glazing, glass (toughened) |  | 20 | B4B5 | 9.0586 | 8.5576e-07 | 0.084824 | 0.010795 | 0.0052203 | 5.6747e-05 | 111.6794 | 62.8171 | 0.04396
| Civic Offices | Services LED light fitting | 1701243 | 8404101 | 5.8 | Electrical installations | glass bulb | Construction | 7.5088 | kg | 10 | 44 | 1 | FALSE | 1 | FALSE |  | 1.05 | 7.5088 | 45.0526 | 5490 | General glazing, glass (toughened) |  | 20 | D2 | 0 | 0 | 0 | 0 | 0 | 0 | 0 | 0 | 0
| Civic Offices | Services LED light fitting | 1701243 | 8404101 | 5.8 | Electrical installations | glass bulb | Construction | 7.5088 | kg | 10 | 44 | 1 | FALSE | 1 | FALSE |  | 1.05 | 7.5088 | 45.0526 | 5490 | General glazing, glass (toughened) |  | 20 | D3 | 0 | 0 | 0 | 0 | 0 | 0 | 0 | 0 | 0
| Civic Offices | Services LED light fitting | 1701243 | 8404101 | 5.8 | Electrical installations | glass bulb | Construction | 7.5088 | kg | 10 | 44 | 1 | FALSE | 1 | FALSE |  | 1.05 | 7.5088 | 45.0526 | 5490 | General glazing, glass (toughened) |  | 20 | D4 | 0 | 0 | 0 | 0 | 0 | 0 | 0 | 0 | 0