## Data Tab
DesignFunctionName | UniqueAssetId | MasterTemplateName | MasterTemplateId | MasterTemplateQuantity | MasterTemplateUnit | NestedTemplateName | NestedTemplateId | NestedTemplateQuantity | NestedTemplateUnit | ElementProcessName | ProcessID | DisposalName | ClosedLoopRecovery | OpenLoopRecovery | ElementDescription | ElementId | ElementType | ElementQuantity | ElementUnits | CategoryCode | CategoryName | MaterialWasteFactor | MaterialMass | LifetimeInstalledMass | ElementRecurrenceFrequency | Operational Source | Operational Demand | YearOccurrence | LifeCycleStage | Module | Submodule | Global Warming Potential Total, GWP | Global Warming Potential Biogenic, GWP B
Office Facility & Carpark |  | Concrete Floor, 150mm slab. 40MPa. 3.8% reo by volume | 10328839 | 11001.8 | m2 | Reinforcement Bar 19mm floors | 10328840 | 70961.61 | m of 19mm steel bar | Ferrous Metals ¦ Steel ¦ General ¦ Unspecified | 59 |  | 0 | 0 |  | 0 | Construction | 158244.3903 | kg | 1.1.3 | Lowest floor construction | 1.05 | 158244.3903 |  | 0 |  |  | 60 | 0 | D2 |  | -513083.5378 | 632.3524
Office Facility & Carpark |  | Concrete Floor, 150mm slab. 40MPa. 3.8% reo by volume | 10328839 | 11001.8 | m2 | Formwork (Floors) | 10328842 | 1100.18 | m3 concrete | Timber ¦ Sustainably Sourced ¦ Plywood ¦ Unspecified | 76 |  | 0 | 0 |  | 0 | Construction | 79.213 | m3 | 1.1.3 | Lowest floor construction | 1.15 | 51488.424 |  | 0 |  |  | 0 | 0 | A1A3 |  | 5070404.5593 | -211895.5351
Office Facility & Carpark |  | Insulation - Roofing Blanket (foil-lined) | 10329042 | 1904.2 | m2 | Insulation - Roofing Blanket (foil-lined) | 10329042 | 1904.2 | m2 | Metals (Non-Ferous) ¦ Aluminium Unspecified | 15 |  | 0 | 0 |  | 0 | Construction | 1904.2 | Count | 2.3 | Insulation | 1.01 | 2570.67 |  | 0 |  |  | 50 | 0 | D2 |  | -17164.1088 | 490.9537
Office Facility & Carpark | [9 empty] | Electricity |  |  | 0 | 0 |  | 0 | Operational Energy | -10000 | kWh/Y |  | Operational | 0 | 0 |  | 0 |  |  | 1 | 0 | B6 |  | 434539.4016 | 1319.0392
Office Facility & Carpark | [9 empty] | Electricity |  |  | 0 | 0 |  | 0 | Operational Energy | -10000 | kWh/Y |  | Operational | 0 | 0 |  | 0 |  |  | 2 | 0 | B6 |  | 434539.4016 | 1319.0392
Office Facility & Carpark | [9 empty] | Electricity |  |  | 0 | 0 |  | 0 | Operational Energy | -10000 | kWh/Y |  | Operational | 0 | 0 |  | 0 |  |  | 3 | 0 | B6 |  | 434539.4016 | 1319.0392
Office Facility & Carpark | [9 empty] | Electricity |  |  | 0 | 0 |  | 0 | Operational Energy | -10000 | kWh/Y |  | Operational | 0 | 0 |  | 0 |  |  | 4 | 0 | B6 |  | 434539.4016 | 1319.0392
Office Facility & Carpark | [9 empty] | Electricity |  |  | 0 | 0 |  | 0 | Operational Energy | -10000 | kWh/Y |  | Operational | 0 | 0 |  | 0 |  |  | 5 | 0 | B6 |  | 434539.4016 | 1319.0392
Office Facility & Carpark | [9 empty] | Electricity |  |  | 0 | 0 |  | 0 | Operational Energy | -10000 | kWh/Y |  | Operational | 0 | 0 |  | 0 |  |  | 6 | 0 | B6 |  | 434539.4016 | 1319.0392
Office Facility & Carpark | [9 empty] | Electricity |  |  | 0 | 0 |  | 0 | Operational Energy | -10000 | kWh/Y |  | Operational | 0 | 0 |  | 0 |  |  | 7 | 0 | B6 |  | 434539.4016 | 1319.0392
Office Facility & Carpark | [9 empty] | Electricity |  |  | 0 | 0 |  | 0 | Operational Energy | -10000 | kWh/Y |  | Operational | 0 | 0 |  | 0 |  |  | 8 | 0 | B6 |  | 434539.4016 | 1319.0392
Office Facility & Carpark | [9 empty] | Electricity |  |  | 0 | 0 |  | 0 | Operational Energy | -10000 | kWh/Y |  | Operational | 0 | 0 |  | 0 |  |  | 9 | 0 | B6 |  | 434539.4016 | 1319.0392
Office Facility & Carpark | [9 empty] | Electricity |  |  | 0 | 0 |  | 0 | Operational Energy | -10000 | kWh/Y |  | Operational | 0 | 0 |  | 0 |  |  | 10 | 0 | B6 |  | 434539.4016 | 1319.0392
Office Facility & Carpark | [9 empty] | Electricity |  |  | 0 | 0 |  | 0 | Operational Energy | -10000 | kWh/Y |  | Operational | 0 | 0 |  | 0 |  |  | 11 | 0 | B6 |  | 434539.4016 | 1319.0392
Office Facility & Carpark | [9 empty] | Electricity |  |  | 0 | 0 |  | 0 | Operational Energy | -10000 | kWh/Y |  | Operational | 0 | 0 |  | 0 |  |  | 12 | 0 | B6 |  | 434539.4016 | 1319.0392
Office Facility & Carpark | [9 empty] | Electricity |  |  | 0 | 0 |  | 0 | Operational Energy | -10000 | kWh/Y |  | Operational | 0 | 0 |  | 0 |  |  | 13 | 0 | B6 |  | 434539.4016 | 1319.0392
Office Facility & Carpark | [9 empty] | Electricity |  |  | 0 | 0 |  | 0 | Operational Energy | -10000 | kWh/Y |  | Operational | 0 | 0 |  | 0 |  |  | 14 | 0 | B6 |  | 434539.4016 | 1319.0392
Office Facility & Carpark | [9 empty] | Electricity |  |  | 0 | 0 |  | 0 | Operational Energy | -10000 | kWh/Y |  | Operational | 0 | 0 |  | 0 |  |  | 15 | 0 | B6 |  | 434539.4016 | 1319.0392
Office Facility & Carpark | [9 empty] | Electricity |  |  | 0 | 0 |  | 0 | Operational Energy | -10000 | kWh/Y |  | Operational | 0 | 0 |  | 0 |  |  | 16 | 0 | B6 |  | 434539.4016 | 1319.0392
Office Facility & Carpark | [9 empty] | Electricity |  |  | 0 | 0 |  | 0 | Operational Energy | -10000 | kWh/Y |  | Operational | 0 | 0 |  | 0 |  |  | 17 | 0 | B6 |  | 434539.4016 | 1319.0392
Office Facility & Carpark | [9 empty] | Electricity |  |  | 0 | 0 |  | 0 | Operational Energy | -10000 | kWh/Y |  | Operational | 0 | 0 |  | 0 |  |  | 18 | 0 | B6 |  | 434539.4016 | 1319.0392
Office Facility & Carpark | [9 empty] | Electricity |  |  | 0 | 0 |  | 0 | Operational Energy | -10000 | kWh/Y |  | Operational | 0 | 0 |  | 0 |  |  | 19 | 0 | B6 |  | 434539.4016 | 1319.0392
Office Facility & Carpark | [9 empty] | Electricity |  |  | 0 | 0 |  | 0 | Operational Energy | -10000 | kWh/Y |  | Operational | 0 | 0 |  | 0 |  |  | 20 | 0 | B6 |  | 434539.4016 | 1319.0392
Office Facility & Carpark | [9 empty] | Electricity |  |  | 0 | 0 |  | 0 | Operational Energy | -10000 | kWh/Y |  | Operational | 0 | 0 |  | 0 |  |  | 21 | 0 | B6 |  | 434539.4016 | 1319.0392
Office Facility & Carpark | [9 empty] | Electricity |  |  | 0 | 0 |  | 0 | Operational Energy | -10000 | kWh/Y |  | Operational | 0 | 0 |  | 0 |  |  | 22 | 0 | B6 |  | 434539.4016 | 1319.0392
Office Facility & Carpark | [9 empty] | Electricity |  |  | 0 | 0 |  | 0 | Operational Energy | -10000 | kWh/Y |  | Operational | 0 | 0 |  | 0 |  |  | 23 | 0 | B6 |  | 434539.4016 | 1319.0392
Office Facility & Carpark | [9 empty] | Electricity |  |  | 0 | 0 |  | 0 | Operational Energy | -10000 | kWh/Y |  | Operational | 0 | 0 |  | 0 |  |  | 24 | 0 | B6 |  | 434539.4016 | 1319.0392
Office Facility & Carpark | [9 empty] | Electricity |  |  | 0 | 0 |  | 0 | Operational Energy | -10000 | kWh/Y |  | Operational | 0 | 0 |  | 0 |  |  | 25 | 0 | B6 |  | 434539.4016 | 1319.0392
Office Facility & Carpark | [9 empty] | Electricity |  |  | 0 | 0 |  | 0 | Operational Energy | -10000 | kWh/Y |  | Operational | 0 | 0 |  | 0 |  |  | 26 | 0 | B6 |  | 434539.4016 | 1319.0392
Office Facility & Carpark | [9 empty] | Electricity |  |  | 0 | 0 |  | 0 | Operational Energy | -10000 | kWh/Y |  | Operational | 0 | 0 |  | 0 |  |  | 27 | 0 | B6 |  | 434539.4016 | 1319.0392
Office Facility & Carpark | [9 empty] | Electricity |  |  | 0 | 0 |  | 0 | Operational Energy | -10000 | kWh/Y |  | Operational | 0 | 0 |  | 0 |  |  | 28 | 0 | B6 |  | 434539.4016 | 1319.0392
Office Facility & Carpark | [9 empty] | Electricity |  |  | 0 | 0 |  | 0 | Operational Energy | -10000 | kWh/Y |  | Operational | 0 | 0 |  | 0 |  |  | 29 | 0 | B6 |  | 434539.4016 | 1319.0392
Office Facility & Carpark | [9 empty] | Electricity |  |  | 0 | 0 |  | 0 | Operational Energy | -10000 | kWh/Y |  | Operational | 0 | 0 |  | 0 |  |  | 30 | 0 | B6 |  | 434539.4016 | 1319.0392
Office Facility & Carpark | [9 empty] | Electricity |  |  | 0 | 0 |  | 0 | Operational Energy | -10000 | kWh/Y |  | Operational | 0 | 0 |  | 0 |  |  | 31 | 0 | B6 |  | 434539.4016 | 1319.0392
Office Facility & Carpark | [9 empty] | Electricity |  |  | 0 | 0 |  | 0 | Operational Energy | -10000 | kWh/Y |  | Operational | 0 | 0 |  | 0 |  |  | 32 | 0 | B6 |  | 434539.4016 | 1319.0392
Office Facility & Carpark | [9 empty] | Electricity |  |  | 0 | 0 |  | 0 | Operational Energy | -10000 | kWh/Y |  | Operational | 0 | 0 |  | 0 |  |  | 33 | 0 | B6 |  | 434539.4016 | 1319.0392
Office Facility & Carpark | [9 empty] | Electricity |  |  | 0 | 0 |  | 0 | Operational Energy | -10000 | kWh/Y |  | Operational | 0 | 0 |  | 0 |  |  | 34 | 0 | B6 |  | 434539.4016 | 1319.0392
Office Facility & Carpark | [9 empty] | Electricity |  |  | 0 | 0 |  | 0 | Operational Energy | -10000 | kWh/Y |  | Operational | 0 | 0 |  | 0 |  |  | 35 | 0 | B6 |  | 434539.4016 | 1319.0392
Office Facility & Carpark | [9 empty] | Electricity |  |  | 0 | 0 |  | 0 | Operational Energy | -10000 | kWh/Y |  | Operational | 0 | 0 |  | 0 |  |  | 36 | 0 | B6 |  | 434539.4016 | 1319.0392
Office Facility & Carpark | [9 empty] | Electricity |  |  | 0 | 0 |  | 0 | Operational Energy | -10000 | kWh/Y |  | Operational | 0 | 0 |  | 0 |  |  | 37 | 0 | B6 |  | 434539.4016 | 1319.0392
Office Facility & Carpark | [9 empty] | Electricity |  |  | 0 | 0 |  | 0 | Operational Energy | -10000 | kWh/Y |  | Operational | 0 | 0 |  | 0 |  |  | 38 | 0 | B6 |  | 434539.4016 | 1319.0392
Office Facility & Carpark | [9 empty] | Electricity |  |  | 0 | 0 |  | 0 | Operational Energy | -10000 | kWh/Y |  | Operational | 0 | 0 |  | 0 |  |  | 39 | 0 | B6 |  | 434539.4016 | 1319.0392
Office Facility & Carpark | [9 empty] | Electricity |  |  | 0 | 0 |  | 0 | Operational Energy | -10000 | kWh/Y |  | Operational | 0 | 0 |  | 0 |  |  | 40 | 0 | B6 |  | 434539.4016 | 1319.0392
Office Facility & Carpark | [9 empty] | Electricity |  |  | 0 | 0 |  | 0 | Operational Energy | -10000 | kWh/Y |  | Operational | 0 | 0 |  | 0 |  |  | 41 | 0 | B6 |  | 434539.4016 | 1319.0392
Office Facility & Carpark | [9 empty] | Electricity |  |  | 0 | 0 |  | 0 | Operational Energy | -10000 | kWh/Y |  | Operational | 0 | 0 |  | 0 |  |  | 42 | 0 | B6 |  | 434539.4016 | 1319.0392
Office Facility & Carpark | [9 empty] | Electricity |  |  | 0 | 0 |  | 0 | Operational Energy | -10000 | kWh/Y |  | Operational | 0 | 0 |  | 0 |  |  | 43 | 0 | B6 |  | 434539.4016 | 1319.0392
Office Facility & Carpark | [9 empty] | Electricity |  |  | 0 | 0 |  | 0 | Operational Energy | -10000 | kWh/Y |  | Operational | 0 | 0 |  | 0 |  |  | 44 | 0 | B6 |  | 434539.4016 | 1319.0392
Office Facility & Carpark | [9 empty] | Electricity |  |  | 0 | 0 |  | 0 | Operational Energy | -10000 | kWh/Y |  | Operational | 0 | 0 |  | 0 |  |  | 45 | 0 | B6 |  | 434539.4016 | 1319.0392
Office Facility & Carpark | [9 empty] | Electricity |  |  | 0 | 0 |  | 0 | Operational Energy | -10000 | kWh/Y |  | Operational | 0 | 0 |  | 0 |  |  | 46 | 0 | B6 |  | 434539.4016 | 1319.0392
Office Facility & Carpark | [9 empty] | Electricity |  |  | 0 | 0 |  | 0 | Operational Energy | -10000 | kWh/Y |  | Operational | 0 | 0 |  | 0 |  |  | 47 | 0 | B6 |  | 434539.4016 | 1319.0392
Office Facility & Carpark | [9 empty] | Electricity |  |  | 0 | 0 |  | 0 | Operational Energy | -10000 | kWh/Y |  | Operational | 0 | 0 |  | 0 |  |  | 48 | 0 | B6 |  | 434539.4016 | 1319.0392
Office Facility & Carpark | [9 empty] | Electricity |  |  | 0 | 0 |  | 0 | Operational Energy | -10000 | kWh/Y |  | Operational | 0 | 0 |  | 0 |  |  | 49 | 0 | B6 |  | 434539.4016 | 1319.0392
Office Facility & Carpark | [9 empty] | Electricity |  |  | 0 | 0 |  | 0 | Operational Energy | -10000 | kWh/Y |  | Operational | 0 | 0 |  | 0 |  |  | 50 | 0 | B6 |  | 434539.4016 | 1319.0392
Office Facility & Carpark | [9 empty] | Electricity |  |  | 0 | 0 |  | 0 | Operational Energy | -10000 | kWh/Y |  | Operational | 0 | 0 |  | 0 |  |  | 51 | 0 | B6 |  | 434539.4016 | 1319.0392
Office Facility & Carpark | [9 empty] | Electricity |  |  | 0 | 0 |  | 0 | Operational Energy | -10000 | kWh/Y |  | Operational | 0 | 0 |  | 0 |  |  | 52 | 0 | B6 |  | 434539.4016 | 1319.0392
Office Facility & Carpark | [9 empty] | Electricity |  |  | 0 | 0 |  | 0 | Operational Energy | -10000 | kWh/Y |  | Operational | 0 | 0 |  | 0 |  |  | 53 | 0 | B6 |  | 434539.4016 | 1319.0392
Office Facility & Carpark | [9 empty] | Electricity |  |  | 0 | 0 |  | 0 | Operational Energy | -10000 | kWh/Y |  | Operational | 0 | 0 |  | 0 |  |  | 54 | 0 | B6 |  | 434539.4016 | 1319.0392
Office Facility & Carpark | [9 empty] | Electricity |  |  | 0 | 0 |  | 0 | Operational Energy | -10000 | kWh/Y |  | Operational | 0 | 0 |  | 0 |  |  | 55 | 0 | B6 |  | 434539.4016 | 1319.0392
Office Facility & Carpark | [9 empty] | Electricity |  |  | 0 | 0 |  | 0 | Operational Energy | -10000 | kWh/Y |  | Operational | 0 | 0 |  | 0 |  |  | 56 | 0 | B6 |  | 434539.4016 | 1319.0392
Office Facility & Carpark | [9 empty] | Electricity |  |  | 0 | 0 |  | 0 | Operational Energy | -10000 | kWh/Y |  | Operational | 0 | 0 |  | 0 |  |  | 57 | 0 | B6 |  | 434539.4016 | 1319.0392
Office Facility & Carpark | [9 empty] | Electricity |  |  | 0 | 0 |  | 0 | Operational Energy | -10000 | kWh/Y |  | Operational | 0 | 0 |  | 0 |  |  | 58 | 0 | B6 |  | 434539.4016 | 1319.0392
Office Facility & Carpark | [9 empty] | Electricity |  |  | 0 | 0 |  | 0 | Operational Energy | -10000 | kWh/Y |  | Operational | 0 | 0 |  | 0 |  |  | 59 | 0 | B6 |  | 434539.4016 | 1319.0392
Office Facility & Carpark | [9 empty] | Electricity |  |  | 0 | 0 |  | 0 | Operational Energy | -10000 | kWh/Y |  | Operational | 0 | 0 |  | 0 |  |  | 60 | 0 | B6 |  | 434539.4016 | 1319.0392
Office Facility & Carpark |  | Windows single glazed aluminium frame individual components | 10329008 | 519.5 | m2 | Windows single glazed aluminium frame individual components | 10329008 | 519.5 | m2 | Metals (Non-Ferous) ¦ Aluminium Unspecified | 15 |  | 0 | 0 |  | 0 | Construction | 1662.4 | kg | 2.6.1 | External windows | 1.01 | 1662.4 |  | 0 |  |  | 44 | 0 | D2 |  | -15473.8039 | -19.671
Office Facility & Carpark |  | Concrete Floor, 150mm slab. 40MPa. 3.8% reo by volume | 10328839 | 11001.8 | m2 | Reinforcement Bar 19mm floors | 10328840 | 70961.61 | m of 19mm steel bar | Ferrous Metals ¦ Steel ¦ General ¦ Unspecified | 59 |  | 0 | 0 |  | 0 | Construction | 158244.3903 | kg | 1.1.3 | Lowest floor construction | 1.05 | 158244.3903 |  | 0 |  |  | 0 | 0 | D2 |  | -23651.3295 | 42.3926
Office Facility & Carpark |  | HVAC Commercial Chiller | 10329045 | 580 | kW | HVAC Commercial Chiller | 10329045 | 580 | kW Power Consumption | Ferrous Metals ¦ Steel ¦ General ¦ Unspecified | 59 |  | 0 | 0 |  | 0 | Construction | 7000.219 | kg | 5.6 | Space heating and air conditioning | 1.05 | 7000.219 |  | 0 |  |  | 15 | 0 | D2 |  | -13797.5316 | -3.9599
Office Facility & Carpark |  | HVAC Commercial Chiller | 10329045 | 580 | kW | HVAC Commercial Chiller | 10329045 | 580 | kW Power Consumption | Ferrous Metals ¦ Steel ¦ General ¦ Unspecified | 59 |  | 0 | 0 |  | 0 | Construction | 7000.219 | kg | 5.6 | Space heating and air conditioning | 1.05 | 7000.219 |  | 0 |  |  | 30 | 0 | D2 |  | -22891.4786 | 1.2494
Office Facility & Carpark |  | HVAC Commercial Chiller | 10329045 | 580 | kW | HVAC Commercial Chiller | 10329045 | 580 | kW Power Consumption | Ferrous Metals ¦ Steel ¦ General ¦ Unspecified | 59 |  | 0 | 0 |  | 0 | Construction | 7000.219 | kg | 5.6 | Space heating and air conditioning | 1.05 | 7000.219 |  | 0 |  |  | 45 | 0 | D2 |  | -13803.5512 | -3.9554
Whole Building |  | Services - Standard (Commercial) | 10329052 | 12394 | m2 | Plumbing, Water and Sewerage Connection, Commercial | 10329062 | 12394 | m2 of office area | Metals (Non-Ferous) ¦ Copper Unspecified | 28 |  | 0 | 0 |  | 0 | Construction | 6610.1333 | Count | 5.1 | Sanitary installations | 1.075 | 5116.2432 |  | 0 |  |  | 47 | 0 | D2 |  | -5583.0805 | -7.6945
Office Facility & Carpark |  | HWS - Commercial Boiler (kW) -Embodied only | 10329046 | 450 | kW | HWS - Commercial Boiler (kW) -Embodied only | 10329046 | 450 | kW | Metals (Non-Ferous) ¦ Aluminium Unspecified | 15 |  | 0 | 0 |  | 0 | Construction | 675 | kg | 5.1 | Sanitary installations | 1.01 | 675 |  | 0 |  |  | 5 | 0 | D2 |  | -2737.0011 | -3.4791
Office Facility & Carpark |  | HWS - Commercial Boiler (kW) -Embodied only | 10329046 | 450 | kW | HWS - Commercial Boiler (kW) -Embodied only | 10329046 | 450 | kW | Metals (Non-Ferous) ¦ Aluminium Unspecified | 15 |  | 0 | 0 |  | 0 | Construction | 675 | kg | 5.1 | Sanitary installations | 1.01 | 675 |  | 0 |  |  | 10 | 0 | D2 |  | -5860.8088 | -3.6846
Office Facility & Carpark |  | HWS - Commercial Boiler (kW) -Embodied only | 10329046 | 450 | kW | HWS - Commercial Boiler (kW) -Embodied only | 10329046 | 450 | kW | Metals (Non-Ferous) ¦ Aluminium Unspecified | 15 |  | 0 | 0 |  | 0 | Construction | 675 | kg | 5.1 | Sanitary installations | 1.01 | 675 |  | 0 |  |  | 20 | 0 | D2 |  | -9004.5353 | -1.1279
Office Facility & Carpark |  | HWS - Commercial Boiler (kW) -Embodied only | 10329046 | 450 | kW | HWS - Commercial Boiler (kW) -Embodied only | 10329046 | 450 | kW | Metals (Non-Ferous) ¦ Aluminium Unspecified | 15 |  | 0 | 0 |  | 0 | Construction | 675 | kg | 5.1 | Sanitary installations | 1.01 | 675 |  | 0 |  |  | 25 | 0 | D2 |  | -275.287 | 471.6337
Office Facility & Carpark |  | HWS - Commercial Boiler (kW) -Embodied only | 10329046 | 450 | kW | HWS - Commercial Boiler (kW) -Embodied only | 10329046 | 450 | kW | Metals (Non-Ferous) ¦ Aluminium Unspecified | 15 |  | 0 | 0 |  | 0 | Construction | 675 | kg | 5.1 | Sanitary installations | 1.01 | 675 |  | 0 |  |  | 35 | 0 | D2 |  | -2760.4643 | -3.4616
Office Facility & Carpark |  | HWS - Commercial Boiler (kW) -Embodied only | 10329046 | 450 | kW | HWS - Commercial Boiler (kW) -Embodied only | 10329046 | 450 | kW | Metals (Non-Ferous) ¦ Aluminium Unspecified | 15 |  | 0 | 0 |  | 0 | Construction | 675 | kg | 5.1 | Sanitary installations | 1.01 | 675 |  | 0 |  |  | 40 | 0 | D2 |  | -9217.1366 | -0.91744
Office Facility & Carpark |  | HWS - Commercial Boiler (kW) -Embodied only | 10329046 | 450 | kW | HWS - Commercial Boiler (kW) -Embodied only | 10329046 | 450 | kW | Metals (Non-Ferous) ¦ Aluminium Unspecified | 15 |  | 0 | 0 |  | 0 | Construction | 675 | kg | 5.1 | Sanitary installations | 1.01 | 675 |  | 0 |  |  | 55 | 0 | D2 |  | -2737.0011 | -3.4791
Office Facility & Carpark |  | WC, Commercial Cubicle | 10328802 | 70 | # | Partition wall hard resin | 10328803 | 423.36 | m2 | Metals (Non-Ferous) ¦ Aluminium Unspecified | 15 |  | 0 | 0 |  | 0 | Construction | 846.72 | Count | 3.1.1 | Wall finishes | 1.01 | 457.2288 |  | 0 |  |  | 31 | 0 | D2 |  | -1854.0607 | -2.3566
Office Facility & Carpark |  | Ceiling Lining - Plasterboard (12mm) | 10328770 | 1670 | m2 | Ceiling Lining - Plasterboard (12mm) | 10328770 | 1670 | m2 of ceiling | Timber ¦ Sustainably Sourced ¦ Softwood ¦ Unspecified | 78 |  | 0 | 0 |  | 0 | Construction | 3711.074 | Count | 3.3 | Ceiling finishes | 1.15 | 3000.4033 |  | 0 |  |  | 45 | 0 | B4 |  | 164175.2481 | -7467.6291
Whole Building |  | Services - Standard (Commercial) | 10329052 | 12394 | m2 | Site Power and Electrical Connection - Commercial | 10329054 | 12394 | m2 of office | Ferrous Metals ¦ Steel ¦ General ¦ Unspecified | 59 |  | 0 | 0 |  | 0 | Construction | 495.76 | Count | 5.8 | Electrical installations | 1.05 | 1958.252 |  | 0 |  |  | 29 | 0 | D2 |  | -1717.1035 | 1.2811
Whole Building |  | Services - Standard (Commercial) | 10329052 | 12394 | m2 | Site Power and Electrical Connection - Commercial | 10329054 | 12394 | m2 of office | Ferrous Metals ¦ Steel ¦ General ¦ Unspecified | 59 |  | 0 | 0 |  | 0 | Construction | 495.76 | Count | 5.8 | Electrical installations | 1.05 | 1958.252 |  | 0 |  |  | 58 | 0 | D2 |  | -1717.6107 | 1.2817
Office Facility & Carpark |  | Door, Solid Core and Wooden Jam (Entry) | 10328781 | 63 | # | Door, Solid Core and Wooden Jam (Entry) | 10328781 | 63 | Door | Timber ¦ Sustainably Sourced ¦ General ¦ Unspecified | 71 |  | 0 | 0 |  | 0 | Construction | 2205 | kg | 2.6.2 | External doors | 1.15 | 2205 |  | 0 |  |  | 42 | 0 | B4 |  | 12162.3649 | -4801.521
Office Facility & Carpark |  | Steel Roller Shutter Door | 10328774 | 55 | m2 | Steel Roller Shutter Door | 10328774 | 55 | m2 | Ferrous Metals ¦ Steel ¦ Galvanised Structural ¦ Unspecified | 405 |  | 0 | 0 |  | 0 | Construction | 2.75 | Count | 2.6.2 | External doors | 1.05 | 434.5 |  | 0 |  |  | 26 | 0 | D2 |  | -295.5636 | 0.72881
Office Facility & Carpark |  | Steel Roller Shutter Door | 10328774 | 55 | m2 | Steel Roller Shutter Door | 10328774 | 55 | m2 | Ferrous Metals ¦ Steel ¦ Galvanised Structural ¦ Unspecified | 405 |  | 0 | 0 |  | 0 | Construction | 2.75 | Count | 2.6.2 | External doors | 1.05 | 434.5 |  | 0 |  |  | 52 | 0 | D2 |  | -319.0268 | 0.74632
Office Facility & Carpark |  | Wall Cladding - Weatherboard (19mm/hardwood) | 10328956 | 75.4 | m2 | Wall Cladding - Weatherboard (19mm/hardwood) | 10328956 | 75.4 | m2 of external wall | Timber ¦ Sustainably Sourced ¦ Hardwood ¦ Unspecified | 77 |  | 0 | 0 |  | 0 | Construction | 82.6384 | Count | 2.5.1 | External enclosing walls above ground level | 1.15 | 1177.5972 |  | 0 |  |  | 30 | 0 | B4 |  | 440019.1165 | -633.8838
Office Facility & Carpark |  | Concrete Floor, 150mm slab. 40MPa. 3.8% reo by volume | 10328839 | 11001.8 | m2 | Formwork (Floors) | 10328842 | 1100.18 | m3 concrete | Timber ¦ Sustainably Sourced ¦ Plywood ¦ Unspecified | 76 |  | 0 | 0 |  | 0 | Construction | 79.213 | m3 | 1.1.3 | Lowest floor construction | 1.15 | 51488.424 |  | 0 |  |  | 60 | 0 | D4 |  | -364.679 | 9185.1344
Office Facility & Carpark |  | Landscaping - Bollard | 10328793 | 37 | # | Landscaping - Bollard | 10328793 | 37 | bollard/s | Timber ¦ Sustainably Sourced ¦ Hardwood ¦ Unspecified | 77 |  | 0 | 0 |  | 0 | Construction | 0.8325 | m3 | 8.4 | Fencing, railings and walls | 1.15 | 624.375 |  | 0 |  |  | 20 | 0 | B4 |  | 162056.8983 | -365.6381
Office Facility & Carpark |  | Landscaping - Bollard | 10328793 | 37 | # | Landscaping - Bollard | 10328793 | 37 | bollard/s | Timber ¦ Sustainably Sourced ¦ Hardwood ¦ Unspecified | 77 |  | 0 | 0 |  | 0 | Construction | 0.8325 | m3 | 8.4 | Fencing, railings and walls | 1.15 | 624.375 |  | 0 |  |  | 40 | 0 | B4 |  | 175926.4325 | -353.2427
Office Facility & Carpark |  | Insulation - Foil Sisalation (roof) | 10328990 | 2128 | m2 | Insulation - Foil Sisalation (roof) | 10328990 | 2128 | m2 | Plant Based Products (non Timber) ¦ Paper ¦ General | 163 |  | 0 | 0 |  | 0 | Construction | 2128 | m2 (Default) | 2.3 | Insulation | 1.2 | 170.24 |  | 0 |  |  | 15 | 0 | B4 |  | 122077.1604 | -353.6936
Office Facility & Carpark |  | Concrete Floor, 150mm slab. 40MPa. 3.8% reo by volume | 10328839 | 11001.8 | m2 | Formwork (Floors) | 10328842 | 1100.18 | m3 concrete | Timber ¦ Sustainably Sourced ¦ Plywood ¦ Unspecified | 76 |  | 0 | 0 |  | 0 | Construction | 79.213 | m3 | 1.1.3 | Lowest floor construction | 1.15 | 51488.424 |  | 0 |  |  | 0 | 0 | D4 |  | -56.7988 | 1430.5847
Office Facility & Carpark |  | Fire Services Fire Extinguisher | 10328795 | 70 | # | Fire Services Fire Extinguisher | 10328795 | 70 | fire extinguishers | Metals (Non-Ferous) ¦ Brass | 17 |  | 0 | 0 |  | 0 | Construction | 21 | kg | 5.1 | Sanitary installations | 1.075 | 21 |  | 0 |  |  | 6 | 0 | D2 |  | 43.5161 | 8.1484
Office Facility & Carpark |  | Fire Services Fire Extinguisher | 10328795 | 70 | # | Fire Services Fire Extinguisher | 10328795 | 70 | fire extinguishers | Metals (Non-Ferous) ¦ Brass | 17 |  | 0 | 0 |  | 0 | Construction | 21 | kg | 5.1 | Sanitary installations | 1.075 | 21 |  | 0 |  |  | 12 | 0 | D2 |  | 43.5161 | 8.1484
Office Facility & Carpark |  | Fire Services Fire Extinguisher | 10328795 | 70 | # | Fire Services Fire Extinguisher | 10328795 | 70 | fire extinguishers | Metals (Non-Ferous) ¦ Brass | 17 |  | 0 | 0 |  | 0 | Construction | 21 | kg | 5.1 | Sanitary installations | 1.075 | 21 |  | 0 |  |  | 18 | 0 | D2 |  | 20.0529 | 8.1659
Office Facility & Carpark |  | Fire Services Fire Extinguisher | 10328795 | 70 | # | Fire Services Fire Extinguisher | 10328795 | 70 | fire extinguishers | Metals (Non-Ferous) ¦ Brass | 17 |  | 0 | 0 |  | 0 | Construction | 21 | kg | 5.1 | Sanitary installations | 1.075 | 21 |  | 0 |  |  | 24 | 0 | D2 |  | 43.5161 | 8.1484
Office Facility & Carpark |  | Fire Services Fire Extinguisher | 10328795 | 70 | # | Fire Services Fire Extinguisher | 10328795 | 70 | fire extinguishers | Metals (Non-Ferous) ¦ Brass | 17 |  | 0 | 0 |  | 0 | Construction | 21 | kg | 5.1 | Sanitary installations | 1.075 | 21 |  | 0 |  |  | 36 | 0 | D2 |  | 43.5161 | 16.2539
Office Facility & Carpark |  | Fire Services Fire Extinguisher | 10328795 | 70 | # | Fire Services Fire Extinguisher | 10328795 | 70 | fire extinguishers | Metals (Non-Ferous) ¦ Brass | 17 |  | 0 | 0 |  | 0 | Construction | 21 | kg | 5.1 | Sanitary installations | 1.075 | 21 |  | 0 |  |  | 42 | 0 | D2 |  | 52.3401 | 9.1912
Office Facility & Carpark |  | Fire Services Fire Extinguisher | 10328795 | 70 | # | Fire Services Fire Extinguisher | 10328795 | 70 | fire extinguishers | Metals (Non-Ferous) ¦ Brass | 17 |  | 0 | 0 |  | 0 | Construction | 21 | kg | 5.1 | Sanitary installations | 1.075 | 21 |  | 0 |  |  | 48 | 0 | D2 |  | 43.5161 | 8.1484
Office Facility & Carpark |  | Fire Services Fire Extinguisher | 10328795 | 70 | # | Fire Services Fire Extinguisher | 10328795 | 70 | fire extinguishers | Metals (Non-Ferous) ¦ Brass | 17 |  | 0 | 0 |  | 0 | Construction | 21 | kg | 5.1 | Sanitary installations | 1.075 | 21 |  | 0 |  |  | 54 | 0 | D2 |  | 43.5161 | 8.1484
Office Facility & Carpark |  | Ceiling Lining - Plasterboard (12mm) | 10328770 | 1670 | m2 | Ceiling Lining - Plasterboard (12mm) | 10328770 | 1670 | m2 of ceiling | Timber ¦ Sustainably Sourced ¦ Softwood ¦ Unspecified | 78 |  | 0 | 0 |  | 0 | Construction | 3711.074 | Count | 3.3 | Ceiling finishes | 1.15 | 3000.4033 |  | 0 |  |  | 45 | 0 | D4 |  | -13.2249 | 333.0947
Office Facility & Carpark |  | Door, Solid Core and Wooden Jam (Entry) | 10328781 | 63 | # | Door, Solid Core and Wooden Jam (Entry) | 10328781 | 63 | Door | Timber ¦ Sustainably Sourced ¦ General ¦ Unspecified | 71 |  | 0 | 0 |  | 0 | Construction | 2205 | kg | 2.6.2 | External doors | 1.15 | 2205 |  | 0 |  |  | 42 | 0 | D4 |  | -20.0673 | 505.4333
Office Facility & Carpark |  | Wall Cladding - Weatherboard (19mm/hardwood) | 10328956 | 75.4 | m2 | Wall Cladding - Weatherboard (19mm/hardwood) | 10328956 | 75.4 | m2 of external wall | Timber ¦ Sustainably Sourced ¦ Hardwood ¦ Unspecified | 77 |  | 0 | 0 |  | 0 | Construction | 82.6384 | Count | 2.5.1 | External enclosing walls above ground level | 1.15 | 1177.5972 |  | 0 |  |  | 30 | 0 | D4 |  | -4.043 | 101.8302
Office Facility & Carpark |  | Steel stud, 600mm centre, plbrd pt both sides insul | 10328862 | 451 | m2 | Wall Lining - Plasterboard (12mm) | 10328864 | 902 | m2 of internal wall | Ferrous Metals ¦ Steel ¦ General ¦ Unspecified | 59 |  | 0 | 0 |  | 0 | Construction | 4.51 | kg | 3.1.1 | Wall finishes | 1.05 | 4.51 |  | 0 |  |  | 39 | 0 | D2 |  | -12.1628 | 0.0091977
Office Facility & Carpark |  | Landscaping - Bollard | 10328793 | 37 | # | Landscaping - Bollard | 10328793 | 37 | bollard/s | Timber ¦ Sustainably Sourced ¦ Hardwood ¦ Unspecified | 77 |  | 0 | 0 |  | 0 | Construction | 0.8325 | m3 | 8.4 | Fencing, railings and walls | 1.15 | 624.375 |  | 0 |  |  | 20 | 0 | D4 |  | -2.1436 | 53.9915
Office Facility & Carpark |  | Landscaping - Bollard | 10328793 | 37 | # | Landscaping - Bollard | 10328793 | 37 | bollard/s | Timber ¦ Sustainably Sourced ¦ Hardwood ¦ Unspecified | 77 |  | 0 | 0 |  | 0 | Construction | 0.8325 | m3 | 8.4 | Fencing, railings and walls | 1.15 | 624.375 |  | 0 |  |  | 40 | 0 | D4 |  | -2.1436 | 53.9915
Office Facility & Carpark |  | 200mm Hollow Concrete Block Wall paint Core Filled | 10328973 | 450 | m2 | 200mm Hollow Concrete Block Wall paint Core Filled | 10328973 | 450 | m2 | Timber ¦ Sustainably Sourced ¦ Medium Density Fibreboard (MDF) ¦ Unspecified | 74 |  | 0 | 0 |  | 0 | Construction | 187.515 | Count | 3.1.1 | Cornices & Shadowlines | 1.15 | 351.5906 |  | 0 |  |  | 50 | 0 | D4 |  | -2.3725 | 59.757
Office Facility & Carpark |  | Landscaping - Bollard | 10328793 | 37 | # | Landscaping - Bollard | 10328793 | 37 | bollard/s | Ferrous Metals ¦ Steel ¦ Coated Sheet ¦ Galvanised (zinc coated) | 990 |  | 0 | 0 |  | 0 | Construction | 0.37 | kg | 2.5 | External Paint, Textures and Renders | 1.05 | 0.37 |  | 0 |  |  | 2 | 0 | D2 |  | -0.76089 | 0.00094083
Office Facility & Carpark |  | Landscaping - Bollard | 10328793 | 37 | # | Landscaping - Bollard | 10328793 | 37 | bollard/s | Ferrous Metals ¦ Steel ¦ Coated Sheet ¦ Galvanised (zinc coated) | 990 |  | 0 | 0 |  | 0 | Construction | 0.37 | kg | 2.5 | External Paint, Textures and Renders | 1.05 | 0.37 |  | 0 |  |  | 4 | 0 | D2 |  | -0.76089 | 0.00094083
Office Facility & Carpark |  | Landscaping - Bollard | 10328793 | 37 | # | Landscaping - Bollard | 10328793 | 37 | bollard/s | Ferrous Metals ¦ Steel ¦ Coated Sheet ¦ Galvanised (zinc coated) | 990 |  | 0 | 0 |  | 0 | Construction | 0.37 | kg | 2.5 | External Paint, Textures and Renders | 1.05 | 0.37 |  | 0 |  |  | 8 | 0 | D2 |  | -0.76089 | 0.00094083
Office Facility & Carpark |  | Landscaping - Bollard | 10328793 | 37 | # | Landscaping - Bollard | 10328793 | 37 | bollard/s | Ferrous Metals ¦ Steel ¦ Coated Sheet ¦ Galvanised (zinc coated) | 990 |  | 0 | 0 |  | 0 | Construction | 0.37 | kg | 2.5 | External Paint, Textures and Renders | 1.05 | 0.37 |  | 0 |  |  | 14 | 0 | D2 |  | -0.76089 | 0.00094083
Office Facility & Carpark |  | Landscaping - Bollard | 10328793 | 37 | # | Landscaping - Bollard | 10328793 | 37 | bollard/s | Ferrous Metals ¦ Steel ¦ Coated Sheet ¦ Galvanised (zinc coated) | 990 |  | 0 | 0 |  | 0 | Construction | 0.37 | kg | 2.5 | External Paint, Textures and Renders | 1.05 | 0.37 |  | 0 |  |  | 16 | 0 | D2 |  | -0.76089 | 0.00094083
Office Facility & Carpark |  | Landscaping - Bollard | 10328793 | 37 | # | Landscaping - Bollard | 10328793 | 37 | bollard/s | Ferrous Metals ¦ Steel ¦ Coated Sheet ¦ Galvanised (zinc coated) | 990 |  | 0 | 0 |  | 0 | Construction | 0.37 | kg | 2.5 | External Paint, Textures and Renders | 1.05 | 0.37 |  | 0 |  |  | 22 | 0 | D2 |  | -0.76089 | 0.00094083
Office Facility & Carpark |  | Landscaping - Bollard | 10328793 | 37 | # | Landscaping - Bollard | 10328793 | 37 | bollard/s | Ferrous Metals ¦ Steel ¦ Coated Sheet ¦ Galvanised (zinc coated) | 990 |  | 0 | 0 |  | 0 | Construction | 0.37 | kg | 2.5 | External Paint, Textures and Renders | 1.05 | 0.37 |  | 0 |  |  | 28 | 0 | D2 |  | -0.76089 | 0.00094083
Office Facility & Carpark |  | Landscaping - Bollard | 10328793 | 37 | # | Landscaping - Bollard | 10328793 | 37 | bollard/s | Ferrous Metals ¦ Steel ¦ Coated Sheet ¦ Galvanised (zinc coated) | 990 |  | 0 | 0 |  | 0 | Construction | 0.37 | kg | 2.5 | External Paint, Textures and Renders | 1.05 | 0.37 |  | 0 |  |  | 32 | 0 | D2 |  | -0.76089 | 0.00094083
Office Facility & Carpark |  | Landscaping - Bollard | 10328793 | 37 | # | Landscaping - Bollard | 10328793 | 37 | bollard/s | Ferrous Metals ¦ Steel ¦ Coated Sheet ¦ Galvanised (zinc coated) | 990 |  | 0 | 0 |  | 0 | Construction | 0.37 | kg | 2.5 | External Paint, Textures and Renders | 1.05 | 0.37 |  | 0 |  |  | 34 | 0 | D2 |  | -0.76089 | 0.00094083
Office Facility & Carpark |  | Landscaping - Bollard | 10328793 | 37 | # | Landscaping - Bollard | 10328793 | 37 | bollard/s | Ferrous Metals ¦ Steel ¦ Coated Sheet ¦ Galvanised (zinc coated) | 990 |  | 0 | 0 |  | 0 | Construction | 0.37 | kg | 2.5 | External Paint, Textures and Renders | 1.05 | 0.37 |  | 0 |  |  | 38 | 0 | D2 |  | -0.76089 | 0.00094083
Office Facility & Carpark |  | Landscaping - Bollard | 10328793 | 37 | # | Landscaping - Bollard | 10328793 | 37 | bollard/s | Ferrous Metals ¦ Steel ¦ Coated Sheet ¦ Galvanised (zinc coated) | 990 |  | 0 | 0 |  | 0 | Construction | 0.37 | kg | 2.5 | External Paint, Textures and Renders | 1.05 | 0.37 |  | 0 |  |  | 46 | 0 | D2 |  | -0.76089 | 0.00094083
Office Facility & Carpark |  | Landscaping - Bollard | 10328793 | 37 | # | Landscaping - Bollard | 10328793 | 37 | bollard/s | Ferrous Metals ¦ Steel ¦ Coated Sheet ¦ Galvanised (zinc coated) | 990 |  | 0 | 0 |  | 0 | Construction | 0.37 | kg | 2.5 | External Paint, Textures and Renders | 1.05 | 0.37 |  | 0 |  |  | 56 | 0 | D2 |  | -0.76089 | 0.00094083
Office Facility & Carpark |  | Landscaping - Bollard | 10328793 | 37 | # | Landscaping - Bollard | 10328793 | 37 | bollard/s | Ferrous Metals ¦ Steel ¦ Coated Sheet ¦ Galvanised (zinc coated) | 990 |  | 0 | 0 |  | 0 | Construction | 0.37 | kg | 2.5 | External Paint, Textures and Renders | 1.05 | 0.37 |  | 0 |  |  | 1 | 0 | D2 |  | -0.25363 | 0.00031361
Office Facility & Carpark |  | Landscaping - Bollard | 10328793 | 37 | # | Landscaping - Bollard | 10328793 | 37 | bollard/s | Ferrous Metals ¦ Steel ¦ Coated Sheet ¦ Galvanised (zinc coated) | 990 |  | 0 | 0 |  | 0 | Construction | 0.37 | kg | 2.5 | External Paint, Textures and Renders | 1.05 | 0.37 |  | 0 |  |  | 3 | 0 | D2 |  | -0.25363 | 0.00031361
Office Facility & Carpark |  | Landscaping - Bollard | 10328793 | 37 | # | Landscaping - Bollard | 10328793 | 37 | bollard/s | Ferrous Metals ¦ Steel ¦ Coated Sheet ¦ Galvanised (zinc coated) | 990 |  | 0 | 0 |  | 0 | Construction | 0.37 | kg | 2.5 | External Paint, Textures and Renders | 1.05 | 0.37 |  | 0 |  |  | 7 | 0 | D2 |  | -0.25363 | 0.00031361
Office Facility & Carpark |  | Landscaping - Bollard | 10328793 | 37 | # | Landscaping - Bollard | 10328793 | 37 | bollard/s | Ferrous Metals ¦ Steel ¦ Coated Sheet ¦ Galvanised (zinc coated) | 990 |  | 0 | 0 |  | 0 | Construction | 0.37 | kg | 2.5 | External Paint, Textures and Renders | 1.05 | 0.37 |  | 0 |  |  | 9 | 0 | D2 |  | -0.25363 | 0.00031361
Office Facility & Carpark |  | Landscaping - Bollard | 10328793 | 37 | # | Landscaping - Bollard | 10328793 | 37 | bollard/s | Ferrous Metals ¦ Steel ¦ Coated Sheet ¦ Galvanised (zinc coated) | 990 |  | 0 | 0 |  | 0 | Construction | 0.37 | kg | 2.5 | External Paint, Textures and Renders | 1.05 | 0.37 |  | 0 |  |  | 11 | 0 | D2 |  | -0.25363 | 0.00031361
Office Facility & Carpark |  | Landscaping - Bollard | 10328793 | 37 | # | Landscaping - Bollard | 10328793 | 37 | bollard/s | Ferrous Metals ¦ Steel ¦ Coated Sheet ¦ Galvanised (zinc coated) | 990 |  | 0 | 0 |  | 0 | Construction | 0.37 | kg | 2.5 | External Paint, Textures and Renders | 1.05 | 0.37 |  | 0 |  |  | 13 | 0 | D2 |  | -0.25363 | 0.00031361
Office Facility & Carpark |  | Landscaping - Bollard | 10328793 | 37 | # | Landscaping - Bollard | 10328793 | 37 | bollard/s | Ferrous Metals ¦ Steel ¦ Coated Sheet ¦ Galvanised (zinc coated) | 990 |  | 0 | 0 |  | 0 | Construction | 0.37 | kg | 2.5 | External Paint, Textures and Renders | 1.05 | 0.37 |  | 0 |  |  | 17 | 0 | D2 |  | -0.25363 | 0.00031361
Office Facility & Carpark |  | Landscaping - Bollard | 10328793 | 37 | # | Landscaping - Bollard | 10328793 | 37 | bollard/s | Ferrous Metals ¦ Steel ¦ Coated Sheet ¦ Galvanised (zinc coated) | 990 |  | 0 | 0 |  | 0 | Construction | 0.37 | kg | 2.5 | External Paint, Textures and Renders | 1.05 | 0.37 |  | 0 |  |  | 19 | 0 | D2 |  | -0.25363 | 0.00031361
Office Facility & Carpark |  | Landscaping - Bollard | 10328793 | 37 | # | Landscaping - Bollard | 10328793 | 37 | bollard/s | Ferrous Metals ¦ Steel ¦ Coated Sheet ¦ Galvanised (zinc coated) | 990 |  | 0 | 0 |  | 0 | Construction | 0.37 | kg | 2.5 | External Paint, Textures and Renders | 1.05 | 0.37 |  | 0 |  |  | 21 | 0 | D2 |  | -0.25363 | 0.00031361
Office Facility & Carpark |  | Landscaping - Bollard | 10328793 | 37 | # | Landscaping - Bollard | 10328793 | 37 | bollard/s | Ferrous Metals ¦ Steel ¦ Coated Sheet ¦ Galvanised (zinc coated) | 990 |  | 0 | 0 |  | 0 | Construction | 0.37 | kg | 2.5 | External Paint, Textures and Renders | 1.05 | 0.37 |  | 0 |  |  | 23 | 0 | D2 |  | -0.25363 | 0.00031361
Office Facility & Carpark |  | Landscaping - Bollard | 10328793 | 37 | # | Landscaping - Bollard | 10328793 | 37 | bollard/s | Ferrous Metals ¦ Steel ¦ Coated Sheet ¦ Galvanised (zinc coated) | 990 |  | 0 | 0 |  | 0 | Construction | 0.37 | kg | 2.5 | External Paint, Textures and Renders | 1.05 | 0.37 |  | 0 |  |  | 27 | 0 | D2 |  | -0.25363 | 0.00031361
Office Facility & Carpark |  | Landscaping - Bollard | 10328793 | 37 | # | Landscaping - Bollard | 10328793 | 37 | bollard/s | Ferrous Metals ¦ Steel ¦ Coated Sheet ¦ Galvanised (zinc coated) | 990 |  | 0 | 0 |  | 0 | Construction | 0.37 | kg | 2.5 | External Paint, Textures and Renders | 1.05 | 0.37 |  | 0 |  |  | 33 | 0 | D2 |  | -0.25363 | 0.00031361
Office Facility & Carpark |  | Landscaping - Bollard | 10328793 | 37 | # | Landscaping - Bollard | 10328793 | 37 | bollard/s | Ferrous Metals ¦ Steel ¦ Coated Sheet ¦ Galvanised (zinc coated) | 990 |  | 0 | 0 |  | 0 | Construction | 0.37 | kg | 2.5 | External Paint, Textures and Renders | 1.05 | 0.37 |  | 0 |  |  | 37 | 0 | D2 |  | -0.25363 | 0.00031361
Office Facility & Carpark |  | Landscaping - Bollard | 10328793 | 37 | # | Landscaping - Bollard | 10328793 | 37 | bollard/s | Ferrous Metals ¦ Steel ¦ Coated Sheet ¦ Galvanised (zinc coated) | 990 |  | 0 | 0 |  | 0 | Construction | 0.37 | kg | 2.5 | External Paint, Textures and Renders | 1.05 | 0.37 |  | 0 |  |  | 41 | 0 | D2 |  | -0.25363 | 0.00031361
Office Facility & Carpark |  | Landscaping - Bollard | 10328793 | 37 | # | Landscaping - Bollard | 10328793 | 37 | bollard/s | Ferrous Metals ¦ Steel ¦ Coated Sheet ¦ Galvanised (zinc coated) | 990 |  | 0 | 0 |  | 0 | Construction | 0.37 | kg | 2.5 | External Paint, Textures and Renders | 1.05 | 0.37 |  | 0 |  |  | 43 | 0 | D2 |  | -0.25363 | 0.00031361
Office Facility & Carpark |  | Landscaping - Bollard | 10328793 | 37 | # | Landscaping - Bollard | 10328793 | 37 | bollard/s | Ferrous Metals ¦ Steel ¦ Coated Sheet ¦ Galvanised (zinc coated) | 990 |  | 0 | 0 |  | 0 | Construction | 0.37 | kg | 2.5 | External Paint, Textures and Renders | 1.05 | 0.37 |  | 0 |  |  | 49 | 0 | D2 |  | -0.25363 | 0.00031361
Office Facility & Carpark |  | Landscaping - Bollard | 10328793 | 37 | # | Landscaping - Bollard | 10328793 | 37 | bollard/s | Ferrous Metals ¦ Steel ¦ Coated Sheet ¦ Galvanised (zinc coated) | 990 |  | 0 | 0 |  | 0 | Construction | 0.37 | kg | 2.5 | External Paint, Textures and Renders | 1.05 | 0.37 |  | 0 |  |  | 51 | 0 | D2 |  | -0.25363 | 0.00031361
Office Facility & Carpark |  | Landscaping - Bollard | 10328793 | 37 | # | Landscaping - Bollard | 10328793 | 37 | bollard/s | Ferrous Metals ¦ Steel ¦ Coated Sheet ¦ Galvanised (zinc coated) | 990 |  | 0 | 0 |  | 0 | Construction | 0.37 | kg | 2.5 | External Paint, Textures and Renders | 1.05 | 0.37 |  | 0 |  |  | 53 | 0 | D2 |  | -0.25363 | 0.00031361
Office Facility & Carpark |  | Landscaping - Bollard | 10328793 | 37 | # | Landscaping - Bollard | 10328793 | 37 | bollard/s | Ferrous Metals ¦ Steel ¦ Coated Sheet ¦ Galvanised (zinc coated) | 990 |  | 0 | 0 |  | 0 | Construction | 0.37 | kg | 2.5 | External Paint, Textures and Renders | 1.05 | 0.37 |  | 0 |  |  | 57 | 0 | D2 |  | -0.25363 | 0.00031361
Office Facility & Carpark |  | Landscaping - Bollard | 10328793 | 37 | # | Landscaping - Bollard | 10328793 | 37 | bollard/s | Ferrous Metals ¦ Steel ¦ Coated Sheet ¦ Galvanised (zinc coated) | 990 |  | 0 | 0 |  | 0 | Construction | 0.37 | kg | 2.5 | External Paint, Textures and Renders | 1.05 | 0.37 |  | 0 |  |  | 59 | 0 | D2 |  | -0.25363 | 0.00031361
Office Facility & Carpark |  | 180mm Precast concrete wall 40MPa 2% reo by volume | 10328994 | 434.9 | m2 | Poured Concrete - Walls 40 MPa Offsite | 10328995 | 78.282 | m3 | Offsite Manufacturing / Prefabrication Process, Electricity |  |  | 0 | 0 |  | 0 | Assembly | 0.55916 | hrs | 2.5 | External walls | 0 | 0 |  | 0 |  |  | 0 | 1 | A4 |  | 4434059.2257 | 3255.7316
Office Facility & Carpark |  | Steel stud, 600mm centre, plbrd pt both sides insul | 10328880 | 53 | m2 | Internal Finish - Paint (standard) | 10328883 | 106 | m2 of internal paint finish | Paints and Finishes ¦ Unspecified ¦ 1 Coat | 9 |  | 0 | 0 |  | 0 | Construction | 53 | m2 (Default) | 3.1.1 | Paint - Walls | 1.15 | 5.3 |  | 0 |  |  | 0 | 0 | A5 |  | 178294.109 | 16875.611
Office Facility & Carpark |  | Landscaping - Bollard | 10328793 | 37 | # | Landscaping - Bollard | 10328793 | 37 | bollard/s | Ferrous Metals ¦ Steel ¦ Galvanised Structural ¦ Unspecified | 405 |  | 0 | 0 |  | 0 | Construction | 0.20396 | m3 | 8.4 | Fencing, railings and walls | 1.05 | 1611.3038 |  | 0 |  |  | 20 | 0 | B2B3 |  | 18303.2936 | 13.4398
Office Facility & Carpark |  | Landscaping - Bollard | 10328793 | 37 | # | Landscaping - Bollard | 10328793 | 37 | bollard/s | Ferrous Metals ¦ Steel ¦ Galvanised Structural ¦ Unspecified | 405 |  | 0 | 0 |  | 0 | Construction | 0.20396 | m3 | 8.4 | Fencing, railings and walls | 1.05 | 1611.3038 |  | 0 |  |  | 40 | 0 | B2B3 |  | 18303.2936 | 13.4398
Office Facility & Carpark |  | Steel stud, 600mm centre, plbrd pt both sides insul | 10328880 | 53 | m2 | Internal Finish - Paint (standard) | 10328883 | 106 | m2 of internal paint finish | Paints and Finishes ¦ Unspecified ¦ 1 Coat | 9 |  | 0 | 0 |  | 0 | Construction | 53 | m2 (Default) | 3.1.1 | Paint - Walls | 1.15 | 5.3 |  | 0 |  |  | 60 | 0 | C2 |  | 448079.7488 | 0.91857
Office Facility & Carpark |  | Steel stud, 600mm centre, plbrd pt both sides insul | 10328880 | 53 | m2 | Internal Finish - Paint (standard) | 10328883 | 106 | m2 of internal paint finish | Paints and Finishes ¦ Unspecified ¦ 1 Coat | 9 |  | 0 | 0 |  | 0 | Construction | 53 | m2 (Default) | 3.1.1 | Paint - Walls | 1.15 | 5.3 |  | 0 |  |  | 60 | 0 | C4 |  | 260840.9731 | 103438.9233
Office Facility & Carpark |  | Emergency Exit Light, Illuminated, LED | 10328809 | 43 | # | LED Light Fitting (Materials only) | 10328810 | 43 | Fitting | Metals (Non-Ferous) ¦ Copper Unspecified | 28 |  | 0 | 0 |  | 0 | Construction | 0.0215 | kg | 4.1 | Fittings, furnishings and equipment | 1.075 | 0.0215 |  | 0 |  |  | 10 | 0 | B4 |  | 82509.928 | 85.6103
Office Facility & Carpark |  | Emergency Exit Light, Illuminated, LED | 10328809 | 43 | # | LED Light Fitting (Materials only) | 10328810 | 43 | Fitting | Metals (Non-Ferous) ¦ Copper Unspecified | 28 |  | 0 | 0 |  | 0 | Construction | 0.0215 | kg | 4.1 | Fittings, furnishings and equipment | 1.075 | 0.0215 |  | 0 |  |  | 50 | 0 | B4 |  | 453731.5942 | 57.0137
Office Facility & Carpark |  | Wall Lining - Plasterboard (12mm) | 10328955 | 7.7 | m2 | Wall Lining - Plasterboard (12mm) | 10328955 | 7.7 | m2 of internal wall | Ferrous Metals ¦ Steel ¦ General ¦ Unspecified | 59 |  | 0 | 0 |  | 0 | Construction | 0.0385 | kg | 3.1.1 | Wall finishes | 1.05 | 0.0385 |  | 0 |  |  | 39 | 0 | B4 |  | 81796.5546 | -7539.0238
Office Facility & Carpark |  | Door, Solid Core and Wooden Jam (2.04x0.82m) (m2) | 10328790 | 4 | m2 | External Finish - Paint (standard 3 coats) | 10328791 | 8.5298 | m2 of external wall | Ferrous Metals ¦ Steel ¦ General ¦ Unspecified | 59 |  | 0 | 0 |  | 0 | Construction | 0.085298 | kg | 2.5 | External Paint, Textures and Renders | 1.05 | 0.085298 |  | 0 |  |  | 18 | 0 | B4 |  | 10776.9871 | 7.5057
Office Facility & Carpark |  | Door, Solid Core and Wooden Jam (2.04x0.82m) (m2) | 10328790 | 4 | m2 | External Finish - Paint (standard 3 coats) | 10328791 | 8.5298 | m2 of external wall | Ferrous Metals ¦ Steel ¦ General ¦ Unspecified | 59 |  | 0 | 0 |  | 0 | Construction | 0.085298 | kg | 2.5 | External Paint, Textures and Renders | 1.05 | 0.085298 |  | 0 |  |  | 35 | 0 | B4 |  | 47117.3636 | 37.1589
Office Facility & Carpark |  | Door, Solid Core and Wooden Jam (2.04x0.82m) (m2) | 10328790 | 4 | m2 | External Finish - Paint (standard 3 coats) | 10328791 | 8.5298 | m2 of external wall | Ferrous Metals ¦ Steel ¦ General ¦ Unspecified | 59 |  | 0 | 0 |  | 0 | Construction | 0.085298 | kg | 2.5 | External Paint, Textures and Renders | 1.05 | 0.085298 |  | 0 |  |  | 52 | 0 | B4 |  | 14726.475 | -0.37717
Office Facility & Carpark |  | Landscaping - Bollard | 10328793 | 37 | # | Landscaping - Bollard | 10328793 | 37 | bollard/s | Ferrous Metals ¦ Steel ¦ Coated Sheet ¦ Galvanised (zinc coated) | 990 |  | 0 | 0 |  | 0 | Construction | 0.37 | kg | 2.5 | External Paint, Textures and Renders | 1.05 | 0.37 |  | 0 |  |  | 0 | 0 | B2B3 |  | 26.7006 | 0.022747
Office Facility & Carpark |  | Landscaping - Bollard | 10328793 | 37 | # | Landscaping - Bollard | 10328793 | 37 | bollard/s | Ferrous Metals ¦ Steel ¦ Coated Sheet ¦ Galvanised (zinc coated) | 990 |  | 0 | 0 |  | 0 | Construction | 0.37 | kg | 2.5 | External Paint, Textures and Renders | 1.05 | 0.37 |  | 0 |  |  | 1 | 0 | B2B3 |  | 15066.4471 | 10.3722
Office Facility & Carpark |  | Landscaping - Bollard | 10328793 | 37 | # | Landscaping - Bollard | 10328793 | 37 | bollard/s | Ferrous Metals ¦ Steel ¦ Coated Sheet ¦ Galvanised (zinc coated) | 990 |  | 0 | 0 |  | 0 | Construction | 0.37 | kg | 2.5 | External Paint, Textures and Renders | 1.05 | 0.37 |  | 0 |  |  | 3 | 0 | B2B3 |  | 15066.4471 | 10.3722
Office Facility & Carpark |  | Landscaping - Bollard | 10328793 | 37 | # | Landscaping - Bollard | 10328793 | 37 | bollard/s | Ferrous Metals ¦ Steel ¦ Coated Sheet ¦ Galvanised (zinc coated) | 990 |  | 0 | 0 |  | 0 | Construction | 0.37 | kg | 2.5 | External Paint, Textures and Renders | 1.05 | 0.37 |  | 0 |  |  | 5 | 0 | B2B3 |  | 18249.8923 | 13.3943
Office Facility & Carpark |  | Landscaping - Bollard | 10328793 | 37 | # | Landscaping - Bollard | 10328793 | 37 | bollard/s | Ferrous Metals ¦ Steel ¦ Coated Sheet ¦ Galvanised (zinc coated) | 990 |  | 0 | 0 |  | 0 | Construction | 0.37 | kg | 2.5 | External Paint, Textures and Renders | 1.05 | 0.37 |  | 0 |  |  | 7 | 0 | B2B3 |  | 15066.4471 | 10.3722
Office Facility & Carpark |  | Landscaping - Bollard | 10328793 | 37 | # | Landscaping - Bollard | 10328793 | 37 | bollard/s | Ferrous Metals ¦ Steel ¦ Coated Sheet ¦ Galvanised (zinc coated) | 990 |  | 0 | 0 |  | 0 | Construction | 0.37 | kg | 2.5 | External Paint, Textures and Renders | 1.05 | 0.37 |  | 0 |  |  | 9 | 0 | B2B3 |  | 15066.4471 | 10.3722
Office Facility & Carpark |  | Landscaping - Bollard | 10328793 | 37 | # | Landscaping - Bollard | 10328793 | 37 | bollard/s | Ferrous Metals ¦ Steel ¦ Coated Sheet ¦ Galvanised (zinc coated) | 990 |  | 0 | 0 |  | 0 | Construction | 0.37 | kg | 2.5 | External Paint, Textures and Renders | 1.05 | 0.37 |  | 0 |  |  | 11 | 0 | B2B3 |  | 15066.4471 | 10.3722
Office Facility & Carpark |  | Landscaping - Bollard | 10328793 | 37 | # | Landscaping - Bollard | 10328793 | 37 | bollard/s | Ferrous Metals ¦ Steel ¦ Coated Sheet ¦ Galvanised (zinc coated) | 990 |  | 0 | 0 |  | 0 | Construction | 0.37 | kg | 2.5 | External Paint, Textures and Renders | 1.05 | 0.37 |  | 0 |  |  | 13 | 0 | B2B3 |  | 15066.4471 | 10.3722
Office Facility & Carpark |  | Landscaping - Bollard | 10328793 | 37 | # | Landscaping - Bollard | 10328793 | 37 | bollard/s | Ferrous Metals ¦ Steel ¦ Coated Sheet ¦ Galvanised (zinc coated) | 990 |  | 0 | 0 |  | 0 | Construction | 0.37 | kg | 2.5 | External Paint, Textures and Renders | 1.05 | 0.37 |  | 0 |  |  | 15 | 0 | B2B3 |  | 18249.8923 | 13.3943
Office Facility & Carpark |  | Landscaping - Bollard | 10328793 | 37 | # | Landscaping - Bollard | 10328793 | 37 | bollard/s | Ferrous Metals ¦ Steel ¦ Coated Sheet ¦ Galvanised (zinc coated) | 990 |  | 0 | 0 |  | 0 | Construction | 0.37 | kg | 2.5 | External Paint, Textures and Renders | 1.05 | 0.37 |  | 0 |  |  | 17 | 0 | B2B3 |  | 15066.4471 | 10.3722
Office Facility & Carpark |  | Landscaping - Bollard | 10328793 | 37 | # | Landscaping - Bollard | 10328793 | 37 | bollard/s | Ferrous Metals ¦ Steel ¦ Coated Sheet ¦ Galvanised (zinc coated) | 990 |  | 0 | 0 |  | 0 | Construction | 0.37 | kg | 2.5 | External Paint, Textures and Renders | 1.05 | 0.37 |  | 0 |  |  | 19 | 0 | B2B3 |  | 15066.4471 | 10.3722
Office Facility & Carpark |  | Landscaping - Bollard | 10328793 | 37 | # | Landscaping - Bollard | 10328793 | 37 | bollard/s | Ferrous Metals ¦ Steel ¦ Coated Sheet ¦ Galvanised (zinc coated) | 990 |  | 0 | 0 |  | 0 | Construction | 0.37 | kg | 2.5 | External Paint, Textures and Renders | 1.05 | 0.37 |  | 0 |  |  | 21 | 0 | B2B3 |  | 15066.4471 | 10.3722
Office Facility & Carpark |  | Landscaping - Bollard | 10328793 | 37 | # | Landscaping - Bollard | 10328793 | 37 | bollard/s | Ferrous Metals ¦ Steel ¦ Coated Sheet ¦ Galvanised (zinc coated) | 990 |  | 0 | 0 |  | 0 | Construction | 0.37 | kg | 2.5 | External Paint, Textures and Renders | 1.05 | 0.37 |  | 0 |  |  | 23 | 0 | B2B3 |  | 15066.4471 | 10.3722
Office Facility & Carpark |  | Landscaping - Bollard | 10328793 | 37 | # | Landscaping - Bollard | 10328793 | 37 | bollard/s | Ferrous Metals ¦ Steel ¦ Coated Sheet ¦ Galvanised (zinc coated) | 990 |  | 0 | 0 |  | 0 | Construction | 0.37 | kg | 2.5 | External Paint, Textures and Renders | 1.05 | 0.37 |  | 0 |  |  | 25 | 0 | B2B3 |  | 18249.8923 | 13.3943
Office Facility & Carpark |  | Landscaping - Bollard | 10328793 | 37 | # | Landscaping - Bollard | 10328793 | 37 | bollard/s | Ferrous Metals ¦ Steel ¦ Coated Sheet ¦ Galvanised (zinc coated) | 990 |  | 0 | 0 |  | 0 | Construction | 0.37 | kg | 2.5 | External Paint, Textures and Renders | 1.05 | 0.37 |  | 0 |  |  | 27 | 0 | B2B3 |  | 15066.4471 | 10.3722
Office Facility & Carpark |  | Landscaping - Bollard | 10328793 | 37 | # | Landscaping - Bollard | 10328793 | 37 | bollard/s | Ferrous Metals ¦ Steel ¦ Coated Sheet ¦ Galvanised (zinc coated) | 990 |  | 0 | 0 |  | 0 | Construction | 0.37 | kg | 2.5 | External Paint, Textures and Renders | 1.05 | 0.37 |  | 0 |  |  | 29 | 0 | B2B3 |  | 15066.4471 | 10.3722
Office Facility & Carpark |  | Landscaping - Bollard | 10328793 | 37 | # | Landscaping - Bollard | 10328793 | 37 | bollard/s | Ferrous Metals ¦ Steel ¦ Coated Sheet ¦ Galvanised (zinc coated) | 990 |  | 0 | 0 |  | 0 | Construction | 0.37 | kg | 2.5 | External Paint, Textures and Renders | 1.05 | 0.37 |  | 0 |  |  | 31 | 0 | B2B3 |  | 15066.4471 | 10.3722
Office Facility & Carpark |  | Landscaping - Bollard | 10328793 | 37 | # | Landscaping - Bollard | 10328793 | 37 | bollard/s | Ferrous Metals ¦ Steel ¦ Coated Sheet ¦ Galvanised (zinc coated) | 990 |  | 0 | 0 |  | 0 | Construction | 0.37 | kg | 2.5 | External Paint, Textures and Renders | 1.05 | 0.37 |  | 0 |  |  | 33 | 0 | B2B3 |  | 15066.4471 | 10.3722
Office Facility & Carpark |  | Landscaping - Bollard | 10328793 | 37 | # | Landscaping - Bollard | 10328793 | 37 | bollard/s | Ferrous Metals ¦ Steel ¦ Coated Sheet ¦ Galvanised (zinc coated) | 990 |  | 0 | 0 |  | 0 | Construction | 0.37 | kg | 2.5 | External Paint, Textures and Renders | 1.05 | 0.37 |  | 0 |  |  | 35 | 0 | B2B3 |  | 18249.8923 | 13.3943
Office Facility & Carpark |  | Landscaping - Bollard | 10328793 | 37 | # | Landscaping - Bollard | 10328793 | 37 | bollard/s | Ferrous Metals ¦ Steel ¦ Coated Sheet ¦ Galvanised (zinc coated) | 990 |  | 0 | 0 |  | 0 | Construction | 0.37 | kg | 2.5 | External Paint, Textures and Renders | 1.05 | 0.37 |  | 0 |  |  | 37 | 0 | B2B3 |  | 15066.4471 | 10.3722
Office Facility & Carpark |  | Landscaping - Bollard | 10328793 | 37 | # | Landscaping - Bollard | 10328793 | 37 | bollard/s | Ferrous Metals ¦ Steel ¦ Coated Sheet ¦ Galvanised (zinc coated) | 990 |  | 0 | 0 |  | 0 | Construction | 0.37 | kg | 2.5 | External Paint, Textures and Renders | 1.05 | 0.37 |  | 0 |  |  | 39 | 0 | B2B3 |  | 15066.4471 | 10.3722
Office Facility & Carpark |  | Landscaping - Bollard | 10328793 | 37 | # | Landscaping - Bollard | 10328793 | 37 | bollard/s | Ferrous Metals ¦ Steel ¦ Coated Sheet ¦ Galvanised (zinc coated) | 990 |  | 0 | 0 |  | 0 | Construction | 0.37 | kg | 2.5 | External Paint, Textures and Renders | 1.05 | 0.37 |  | 0 |  |  | 41 | 0 | B2B3 |  | 15066.4471 | 10.3722
Office Facility & Carpark |  | Landscaping - Bollard | 10328793 | 37 | # | Landscaping - Bollard | 10328793 | 37 | bollard/s | Ferrous Metals ¦ Steel ¦ Coated Sheet ¦ Galvanised (zinc coated) | 990 |  | 0 | 0 |  | 0 | Construction | 0.37 | kg | 2.5 | External Paint, Textures and Renders | 1.05 | 0.37 |  | 0 |  |  | 43 | 0 | B2B3 |  | 15066.4471 | 10.3722
Office Facility & Carpark |  | Landscaping - Bollard | 10328793 | 37 | # | Landscaping - Bollard | 10328793 | 37 | bollard/s | Ferrous Metals ¦ Steel ¦ Coated Sheet ¦ Galvanised (zinc coated) | 990 |  | 0 | 0 |  | 0 | Construction | 0.37 | kg | 2.5 | External Paint, Textures and Renders | 1.05 | 0.37 |  | 0 |  |  | 45 | 0 | B2B3 |  | 18249.8923 | 13.3943
Office Facility & Carpark |  | Landscaping - Bollard | 10328793 | 37 | # | Landscaping - Bollard | 10328793 | 37 | bollard/s | Ferrous Metals ¦ Steel ¦ Coated Sheet ¦ Galvanised (zinc coated) | 990 |  | 0 | 0 |  | 0 | Construction | 0.37 | kg | 2.5 | External Paint, Textures and Renders | 1.05 | 0.37 |  | 0 |  |  | 47 | 0 | B2B3 |  | 15066.4471 | 10.3722
Office Facility & Carpark |  | Landscaping - Bollard | 10328793 | 37 | # | Landscaping - Bollard | 10328793 | 37 | bollard/s | Ferrous Metals ¦ Steel ¦ Coated Sheet ¦ Galvanised (zinc coated) | 990 |  | 0 | 0 |  | 0 | Construction | 0.37 | kg | 2.5 | External Paint, Textures and Renders | 1.05 | 0.37 |  | 0 |  |  | 49 | 0 | B2B3 |  | 15066.4471 | 10.3722
Office Facility & Carpark |  | Landscaping - Bollard | 10328793 | 37 | # | Landscaping - Bollard | 10328793 | 37 | bollard/s | Ferrous Metals ¦ Steel ¦ Coated Sheet ¦ Galvanised (zinc coated) | 990 |  | 0 | 0 |  | 0 | Construction | 0.37 | kg | 2.5 | External Paint, Textures and Renders | 1.05 | 0.37 |  | 0 |  |  | 51 | 0 | B2B3 |  | 15066.4471 | 10.3722
Office Facility & Carpark |  | Landscaping - Bollard | 10328793 | 37 | # | Landscaping - Bollard | 10328793 | 37 | bollard/s | Ferrous Metals ¦ Steel ¦ Coated Sheet ¦ Galvanised (zinc coated) | 990 |  | 0 | 0 |  | 0 | Construction | 0.37 | kg | 2.5 | External Paint, Textures and Renders | 1.05 | 0.37 |  | 0 |  |  | 53 | 0 | B2B3 |  | 15066.4471 | 10.3722
Office Facility & Carpark |  | Landscaping - Bollard | 10328793 | 37 | # | Landscaping - Bollard | 10328793 | 37 | bollard/s | Ferrous Metals ¦ Steel ¦ Coated Sheet ¦ Galvanised (zinc coated) | 990 |  | 0 | 0 |  | 0 | Construction | 0.37 | kg | 2.5 | External Paint, Textures and Renders | 1.05 | 0.37 |  | 0 |  |  | 55 | 0 | B2B3 |  | 18249.8923 | 13.3943
Office Facility & Carpark |  | Landscaping - Bollard | 10328793 | 37 | # | Landscaping - Bollard | 10328793 | 37 | bollard/s | Ferrous Metals ¦ Steel ¦ Coated Sheet ¦ Galvanised (zinc coated) | 990 |  | 0 | 0 |  | 0 | Construction | 0.37 | kg | 2.5 | External Paint, Textures and Renders | 1.05 | 0.37 |  | 0 |  |  | 57 | 0 | B2B3 |  | 15066.4471 | 10.3722
Office Facility & Carpark |  | Landscaping - Bollard | 10328793 | 37 | # | Landscaping - Bollard | 10328793 | 37 | bollard/s | Ferrous Metals ¦ Steel ¦ Coated Sheet ¦ Galvanised (zinc coated) | 990 |  | 0 | 0 |  | 0 | Construction | 0.37 | kg | 2.5 | External Paint, Textures and Renders | 1.05 | 0.37 |  | 0 |  |  | 59 | 0 | B2B3 |  | 15066.4471 | 10.3722
Office Facility & Carpark |  | Landscaping - Bollard | 10328793 | 37 | # | Landscaping - Bollard | 10328793 | 37 | bollard/s | Ferrous Metals ¦ Steel ¦ Coated Sheet ¦ Galvanised (zinc coated) | 990 |  | 0 | 0 |  | 0 | Construction | 0.37 | kg | 2.5 | External Paint, Textures and Renders | 1.05 | 0.37 |  | 0 |  |  | 60 | 0 | B2B3 |  | 14660.7438 | 10.3673
Office Facility & Carpark |  | Services - Standard (Commercial) | 10329027 | 6957 | m2 | Fire Services Smoke detector | 10329034 | 214.8485 | smoke detectors | Finished Products ¦ Electrical Goods ¦ Electronics ¦ Electronics For Control Unit | 305 |  | 0 | 0 |  | 0 | Construction | 0.05 | kg | 5.2 | Services equipment | 1.05 | 0.05 |  | 0 |  |  | 8 | 0 | B4 |  | 12514.373 | 3.9626
Office Facility & Carpark |  | Services - Standard (Commercial) | 10329027 | 6957 | m2 | Fire Services Smoke detector | 10329034 | 214.8485 | smoke detectors | Finished Products ¦ Electrical Goods ¦ Electronics ¦ Electronics For Control Unit | 305 |  | 0 | 0 |  | 0 | Construction | 0.05 | kg | 5.2 | Services equipment | 1.05 | 0.05 |  | 0 |  |  | 22 | 0 | B4 |  | 11676.9178 | 4.1982
Office Facility & Carpark |  | Services - Standard (Commercial) | 10329027 | 6957 | m2 | Fire Services Smoke detector | 10329034 | 214.8485 | smoke detectors | Finished Products ¦ Electrical Goods ¦ Electronics ¦ Electronics For Control Unit | 305 |  | 0 | 0 |  | 0 | Construction | 0.05 | kg | 5.2 | Services equipment | 1.05 | 0.05 |  | 0 |  |  | 38 | 0 | B4 |  | 11676.9178 | 4.1982
Office Facility & Carpark |  | Landscaping - Bollard | 10328793 | 37 | # | Landscaping - Bollard | 10328793 | 37 | bollard/s | Ferrous Metals ¦ Steel ¦ Coated Sheet ¦ Galvanised (zinc coated) | 990 |  | 0 | 0 |  | 0 | Construction | 0.37 | kg | 2.5 | External Paint, Textures and Renders | 1.05 | 0.37 |  | 0 |  |  | 2 | 0 | B2B3 |  | 15119.8484 | 10.4177
Office Facility & Carpark |  | Landscaping - Bollard | 10328793 | 37 | # | Landscaping - Bollard | 10328793 | 37 | bollard/s | Ferrous Metals ¦ Steel ¦ Coated Sheet ¦ Galvanised (zinc coated) | 990 |  | 0 | 0 |  | 0 | Construction | 0.37 | kg | 2.5 | External Paint, Textures and Renders | 1.05 | 0.37 |  | 0 |  |  | 4 | 0 | B2B3 |  | 15119.8484 | 10.4177
Office Facility & Carpark |  | Landscaping - Bollard | 10328793 | 37 | # | Landscaping - Bollard | 10328793 | 37 | bollard/s | Ferrous Metals ¦ Steel ¦ Coated Sheet ¦ Galvanised (zinc coated) | 990 |  | 0 | 0 |  | 0 | Construction | 0.37 | kg | 2.5 | External Paint, Textures and Renders | 1.05 | 0.37 |  | 0 |  |  | 6 | 0 | B2B3 |  | 15119.8484 | 10.4177
Office Facility & Carpark |  | Landscaping - Bollard | 10328793 | 37 | # | Landscaping - Bollard | 10328793 | 37 | bollard/s | Ferrous Metals ¦ Steel ¦ Coated Sheet ¦ Galvanised (zinc coated) | 990 |  | 0 | 0 |  | 0 | Construction | 0.37 | kg | 2.5 | External Paint, Textures and Renders | 1.05 | 0.37 |  | 0 |  |  | 8 | 0 | B2B3 |  | 15119.8484 | 10.4177
Office Facility & Carpark |  | Landscaping - Bollard | 10328793 | 37 | # | Landscaping - Bollard | 10328793 | 37 | bollard/s | Ferrous Metals ¦ Steel ¦ Coated Sheet ¦ Galvanised (zinc coated) | 990 |  | 0 | 0 |  | 0 | Construction | 0.37 | kg | 2.5 | External Paint, Textures and Renders | 1.05 | 0.37 |  | 0 |  |  | 10 | 0 | B2B3 |  | 18303.2936 | 13.4398
Office Facility & Carpark |  | Landscaping - Bollard | 10328793 | 37 | # | Landscaping - Bollard | 10328793 | 37 | bollard/s | Ferrous Metals ¦ Steel ¦ Coated Sheet ¦ Galvanised (zinc coated) | 990 |  | 0 | 0 |  | 0 | Construction | 0.37 | kg | 2.5 | External Paint, Textures and Renders | 1.05 | 0.37 |  | 0 |  |  | 12 | 0 | B2B3 |  | 15119.8484 | 10.4177
Office Facility & Carpark |  | Landscaping - Bollard | 10328793 | 37 | # | Landscaping - Bollard | 10328793 | 37 | bollard/s | Ferrous Metals ¦ Steel ¦ Coated Sheet ¦ Galvanised (zinc coated) | 990 |  | 0 | 0 |  | 0 | Construction | 0.37 | kg | 2.5 | External Paint, Textures and Renders | 1.05 | 0.37 |  | 0 |  |  | 14 | 0 | B2B3 |  | 15119.8484 | 10.4177
Office Facility & Carpark |  | Landscaping - Bollard | 10328793 | 37 | # | Landscaping - Bollard | 10328793 | 37 | bollard/s | Ferrous Metals ¦ Steel ¦ Coated Sheet ¦ Galvanised (zinc coated) | 990 |  | 0 | 0 |  | 0 | Construction | 0.37 | kg | 2.5 | External Paint, Textures and Renders | 1.05 | 0.37 |  | 0 |  |  | 16 | 0 | B2B3 |  | 15119.8484 | 10.4177
Office Facility & Carpark |  | Landscaping - Bollard | 10328793 | 37 | # | Landscaping - Bollard | 10328793 | 37 | bollard/s | Ferrous Metals ¦ Steel ¦ Coated Sheet ¦ Galvanised (zinc coated) | 990 |  | 0 | 0 |  | 0 | Construction | 0.37 | kg | 2.5 | External Paint, Textures and Renders | 1.05 | 0.37 |  | 0 |  |  | 18 | 0 | B2B3 |  | 15119.8484 | 10.4177
Office Facility & Carpark |  | Landscaping - Bollard | 10328793 | 37 | # | Landscaping - Bollard | 10328793 | 37 | bollard/s | Ferrous Metals ¦ Steel ¦ Coated Sheet ¦ Galvanised (zinc coated) | 990 |  | 0 | 0 |  | 0 | Construction | 0.37 | kg | 2.5 | External Paint, Textures and Renders | 1.05 | 0.37 |  | 0 |  |  | 22 | 0 | B2B3 |  | 15119.8484 | 10.4177
Office Facility & Carpark |  | Landscaping - Bollard | 10328793 | 37 | # | Landscaping - Bollard | 10328793 | 37 | bollard/s | Ferrous Metals ¦ Steel ¦ Coated Sheet ¦ Galvanised (zinc coated) | 990 |  | 0 | 0 |  | 0 | Construction | 0.37 | kg | 2.5 | External Paint, Textures and Renders | 1.05 | 0.37 |  | 0 |  |  | 24 | 0 | B2B3 |  | 15119.8484 | 10.4177
Office Facility & Carpark |  | Landscaping - Bollard | 10328793 | 37 | # | Landscaping - Bollard | 10328793 | 37 | bollard/s | Ferrous Metals ¦ Steel ¦ Coated Sheet ¦ Galvanised (zinc coated) | 990 |  | 0 | 0 |  | 0 | Construction | 0.37 | kg | 2.5 | External Paint, Textures and Renders | 1.05 | 0.37 |  | 0 |  |  | 26 | 0 | B2B3 |  | 15119.8484 | 10.4177
Office Facility & Carpark |  | Landscaping - Bollard | 10328793 | 37 | # | Landscaping - Bollard | 10328793 | 37 | bollard/s | Ferrous Metals ¦ Steel ¦ Coated Sheet ¦ Galvanised (zinc coated) | 990 |  | 0 | 0 |  | 0 | Construction | 0.37 | kg | 2.5 | External Paint, Textures and Renders | 1.05 | 0.37 |  | 0 |  |  | 28 | 0 | B2B3 |  | 15119.8484 | 10.4177
Office Facility & Carpark |  | Landscaping - Bollard | 10328793 | 37 | # | Landscaping - Bollard | 10328793 | 37 | bollard/s | Ferrous Metals ¦ Steel ¦ Coated Sheet ¦ Galvanised (zinc coated) | 990 |  | 0 | 0 |  | 0 | Construction | 0.37 | kg | 2.5 | External Paint, Textures and Renders | 1.05 | 0.37 |  | 0 |  |  | 30 | 0 | B2B3 |  | 18303.2936 | 13.4398
Office Facility & Carpark |  | Landscaping - Bollard | 10328793 | 37 | # | Landscaping - Bollard | 10328793 | 37 | bollard/s | Ferrous Metals ¦ Steel ¦ Coated Sheet ¦ Galvanised (zinc coated) | 990 |  | 0 | 0 |  | 0 | Construction | 0.37 | kg | 2.5 | External Paint, Textures and Renders | 1.05 | 0.37 |  | 0 |  |  | 32 | 0 | B2B3 |  | 15119.8484 | 10.4177
Office Facility & Carpark |  | Landscaping - Bollard | 10328793 | 37 | # | Landscaping - Bollard | 10328793 | 37 | bollard/s | Ferrous Metals ¦ Steel ¦ Coated Sheet ¦ Galvanised (zinc coated) | 990 |  | 0 | 0 |  | 0 | Construction | 0.37 | kg | 2.5 | External Paint, Textures and Renders | 1.05 | 0.37 |  | 0 |  |  | 34 | 0 | B2B3 |  | 15119.8484 | 10.4177
Office Facility & Carpark |  | Landscaping - Bollard | 10328793 | 37 | # | Landscaping - Bollard | 10328793 | 37 | bollard/s | Ferrous Metals ¦ Steel ¦ Coated Sheet ¦ Galvanised (zinc coated) | 990 |  | 0 | 0 |  | 0 | Construction | 0.37 | kg | 2.5 | External Paint, Textures and Renders | 1.05 | 0.37 |  | 0 |  |  | 36 | 0 | B2B3 |  | 15119.8484 | 10.4177
Office Facility & Carpark |  | Landscaping - Bollard | 10328793 | 37 | # | Landscaping - Bollard | 10328793 | 37 | bollard/s | Ferrous Metals ¦ Steel ¦ Coated Sheet ¦ Galvanised (zinc coated) | 990 |  | 0 | 0 |  | 0 | Construction | 0.37 | kg | 2.5 | External Paint, Textures and Renders | 1.05 | 0.37 |  | 0 |  |  | 38 | 0 | B2B3 |  | 15119.8484 | 10.4177
Office Facility & Carpark |  | Landscaping - Bollard | 10328793 | 37 | # | Landscaping - Bollard | 10328793 | 37 | bollard/s | Ferrous Metals ¦ Steel ¦ Coated Sheet ¦ Galvanised (zinc coated) | 990 |  | 0 | 0 |  | 0 | Construction | 0.37 | kg | 2.5 | External Paint, Textures and Renders | 1.05 | 0.37 |  | 0 |  |  | 42 | 0 | B2B3 |  | 15119.8484 | 10.4177
Office Facility & Carpark |  | Landscaping - Bollard | 10328793 | 37 | # | Landscaping - Bollard | 10328793 | 37 | bollard/s | Ferrous Metals ¦ Steel ¦ Coated Sheet ¦ Galvanised (zinc coated) | 990 |  | 0 | 0 |  | 0 | Construction | 0.37 | kg | 2.5 | External Paint, Textures and Renders | 1.05 | 0.37 |  | 0 |  |  | 44 | 0 | B2B3 |  | 15119.8484 | 10.4177
Office Facility & Carpark |  | Landscaping - Bollard | 10328793 | 37 | # | Landscaping - Bollard | 10328793 | 37 | bollard/s | Ferrous Metals ¦ Steel ¦ Coated Sheet ¦ Galvanised (zinc coated) | 990 |  | 0 | 0 |  | 0 | Construction | 0.37 | kg | 2.5 | External Paint, Textures and Renders | 1.05 | 0.37 |  | 0 |  |  | 46 | 0 | B2B3 |  | 15119.8484 | 10.4177
Office Facility & Carpark |  | Landscaping - Bollard | 10328793 | 37 | # | Landscaping - Bollard | 10328793 | 37 | bollard/s | Ferrous Metals ¦ Steel ¦ Coated Sheet ¦ Galvanised (zinc coated) | 990 |  | 0 | 0 |  | 0 | Construction | 0.37 | kg | 2.5 | External Paint, Textures and Renders | 1.05 | 0.37 |  | 0 |  |  | 48 | 0 | B2B3 |  | 15119.8484 | 10.4177
Office Facility & Carpark |  | Landscaping - Bollard | 10328793 | 37 | # | Landscaping - Bollard | 10328793 | 37 | bollard/s | Ferrous Metals ¦ Steel ¦ Coated Sheet ¦ Galvanised (zinc coated) | 990 |  | 0 | 0 |  | 0 | Construction | 0.37 | kg | 2.5 | External Paint, Textures and Renders | 1.05 | 0.37 |  | 0 |  |  | 50 | 0 | B2B3 |  | 18303.2936 | 13.4398
Office Facility & Carpark |  | Landscaping - Bollard | 10328793 | 37 | # | Landscaping - Bollard | 10328793 | 37 | bollard/s | Ferrous Metals ¦ Steel ¦ Coated Sheet ¦ Galvanised (zinc coated) | 990 |  | 0 | 0 |  | 0 | Construction | 0.37 | kg | 2.5 | External Paint, Textures and Renders | 1.05 | 0.37 |  | 0 |  |  | 52 | 0 | B2B3 |  | 15119.8484 | 10.4177
Office Facility & Carpark |  | Landscaping - Bollard | 10328793 | 37 | # | Landscaping - Bollard | 10328793 | 37 | bollard/s | Ferrous Metals ¦ Steel ¦ Coated Sheet ¦ Galvanised (zinc coated) | 990 |  | 0 | 0 |  | 0 | Construction | 0.37 | kg | 2.5 | External Paint, Textures and Renders | 1.05 | 0.37 |  | 0 |  |  | 54 | 0 | B2B3 |  | 15119.8484 | 10.4177
Office Facility & Carpark |  | Landscaping - Bollard | 10328793 | 37 | # | Landscaping - Bollard | 10328793 | 37 | bollard/s | Ferrous Metals ¦ Steel ¦ Coated Sheet ¦ Galvanised (zinc coated) | 990 |  | 0 | 0 |  | 0 | Construction | 0.37 | kg | 2.5 | External Paint, Textures and Renders | 1.05 | 0.37 |  | 0 |  |  | 56 | 0 | B2B3 |  | 15119.8484 | 10.4177
Office Facility & Carpark |  | Landscaping - Bollard | 10328793 | 37 | # | Landscaping - Bollard | 10328793 | 37 | bollard/s | Ferrous Metals ¦ Steel ¦ Coated Sheet ¦ Galvanised (zinc coated) | 990 |  | 0 | 0 |  | 0 | Construction | 0.37 | kg | 2.5 | External Paint, Textures and Renders | 1.05 | 0.37 |  | 0 |  |  | 58 | 0 | B2B3 |  | 15119.8484 | 10.4177
Office Facility & Carpark |  | Services - Standard (Commercial) | 10329027 | 6957 | m2 | Fire Services Fire Extinguisher | 10329032 | 25.5772 | fire extinguishers | Paints and Finishes ¦ Unspecified ¦ 1 Coat | 9 |  | 0 | 0 |  | 0 | Construction | 51.1544 | Count | 5.1 | Sanitary installations | 1.15 | 2.2099 |  | 0 |  |  | 6 | 0 | B4 |  | 10696.3655 | 7.4786
Office Facility & Carpark |  | Services - Standard (Commercial) | 10329027 | 6957 | m2 | Fire Services Fire Extinguisher | 10329032 | 25.5772 | fire extinguishers | Paints and Finishes ¦ Unspecified ¦ 1 Coat | 9 |  | 0 | 0 |  | 0 | Construction | 51.1544 | Count | 5.1 | Sanitary installations | 1.15 | 2.2099 |  | 0 |  |  | 12 | 0 | B4 |  | 11533.8207 | 7.243
Office Facility & Carpark |  | Services - Standard (Commercial) | 10329027 | 6957 | m2 | Fire Services Fire Extinguisher | 10329032 | 25.5772 | fire extinguishers | Paints and Finishes ¦ Unspecified ¦ 1 Coat | 9 |  | 0 | 0 |  | 0 | Construction | 51.1544 | Count | 5.1 | Sanitary installations | 1.15 | 2.2099 |  | 0 |  |  | 24 | 0 | B4 |  | 11533.8207 | 7.243
Office Facility & Carpark |  | Services - Standard (Commercial) | 10329027 | 6957 | m2 | Fire Services Fire Extinguisher | 10329032 | 25.5772 | fire extinguishers | Paints and Finishes ¦ Unspecified ¦ 1 Coat | 9 |  | 0 | 0 |  | 0 | Construction | 51.1544 | Count | 5.1 | Sanitary installations | 1.15 | 2.2099 |  | 0 |  |  | 36 | 0 | B4 |  | 17140.2325 | -49.6268
Office Facility & Carpark |  | Services - Standard (Commercial) | 10329027 | 6957 | m2 | Fire Services Fire Extinguisher | 10329032 | 25.5772 | fire extinguishers | Paints and Finishes ¦ Unspecified ¦ 1 Coat | 9 |  | 0 | 0 |  | 0 | Construction | 51.1544 | Count | 5.1 | Sanitary installations | 1.15 | 2.2099 |  | 0 |  |  | 48 | 0 | B4 |  | 11533.8207 | 7.243
Office Facility & Carpark |  | Services - Standard (Commercial) | 10329027 | 6957 | m2 | Fire Services Fire Extinguisher | 10329032 | 25.5772 | fire extinguishers | Paints and Finishes ¦ Unspecified ¦ 1 Coat | 9 |  | 0 | 0 |  | 0 | Construction | 51.1544 | Count | 5.1 | Sanitary installations | 1.15 | 2.2099 |  | 0 |  |  | 54 | 0 | B4 |  | 13691.0859 | 53.2676
Whole Building |  | Elevator Car, Passenger (no counter weight) | 10329066 | 3 | # | Elevator Car, Passenger (no counter weight) | 10329066 | 3 | Elevator Car | Concrete ¦ Unreinforced ¦ Portland Cement Blends ¦ Unspecified | 25 |  | 0 | 0 |  | 0 | Construction | 39 | kg | 5.1 | Lift and conveyor installations | 1.1 | 39 |  | 0 |  |  | 25 | 0 | B4 |  | 181614.826 | 457.2937
Office Facility & Carpark | [9 empty] | Water |  |  | 0 | 0 |  | 0 | Operational Energy | 15 | kL/Y |  | WaterUse | 0 | 0 |  | 0 |  |  | 1 | 0 | B7 |  | 3395.1061 | 41.8998
Office Facility & Carpark | [9 empty] | Water |  |  | 0 | 0 |  | 0 | Operational Energy | 15 | kL/Y |  | WaterUse | 0 | 0 |  | 0 |  |  | 2 | 0 | B7 |  | 3395.1061 | 41.8998
Office Facility & Carpark | [9 empty] | Water |  |  | 0 | 0 |  | 0 | Operational Energy | 15 | kL/Y |  | WaterUse | 0 | 0 |  | 0 |  |  | 3 | 0 | B7 |  | 3395.1061 | 41.8998
Office Facility & Carpark | [9 empty] | Water |  |  | 0 | 0 |  | 0 | Operational Energy | 15 | kL/Y |  | WaterUse | 0 | 0 |  | 0 |  |  | 4 | 0 | B7 |  | 3395.1061 | 41.8998
Office Facility & Carpark | [9 empty] | Water |  |  | 0 | 0 |  | 0 | Operational Energy | 15 | kL/Y |  | WaterUse | 0 | 0 |  | 0 |  |  | 5 | 0 | B7 |  | 3395.1061 | 41.8998
Office Facility & Carpark | [9 empty] | Water |  |  | 0 | 0 |  | 0 | Operational Energy | 15 | kL/Y |  | WaterUse | 0 | 0 |  | 0 |  |  | 6 | 0 | B7 |  | 3395.1061 | 41.8998
Office Facility & Carpark | [9 empty] | Water |  |  | 0 | 0 |  | 0 | Operational Energy | 15 | kL/Y |  | WaterUse | 0 | 0 |  | 0 |  |  | 7 | 0 | B7 |  | 3395.1061 | 41.8998
Office Facility & Carpark | [9 empty] | Water |  |  | 0 | 0 |  | 0 | Operational Energy | 15 | kL/Y |  | WaterUse | 0 | 0 |  | 0 |  |  | 8 | 0 | B7 |  | 3395.1061 | 41.8998
Office Facility & Carpark | [9 empty] | Water |  |  | 0 | 0 |  | 0 | Operational Energy | 15 | kL/Y |  | WaterUse | 0 | 0 |  | 0 |  |  | 9 | 0 | B7 |  | 3395.1061 | 41.8998
Office Facility & Carpark | [9 empty] | Water |  |  | 0 | 0 |  | 0 | Operational Energy | 15 | kL/Y |  | WaterUse | 0 | 0 |  | 0 |  |  | 10 | 0 | B7 |  | 3395.1061 | 41.8998
Office Facility & Carpark | [9 empty] | Water |  |  | 0 | 0 |  | 0 | Operational Energy | 15 | kL/Y |  | WaterUse | 0 | 0 |  | 0 |  |  | 11 | 0 | B7 |  | 3395.1061 | 41.8998
Office Facility & Carpark | [9 empty] | Water |  |  | 0 | 0 |  | 0 | Operational Energy | 15 | kL/Y |  | WaterUse | 0 | 0 |  | 0 |  |  | 12 | 0 | B7 |  | 3395.1061 | 41.8998
Office Facility & Carpark | [9 empty] | Water |  |  | 0 | 0 |  | 0 | Operational Energy | 15 | kL/Y |  | WaterUse | 0 | 0 |  | 0 |  |  | 13 | 0 | B7 |  | 3395.1061 | 41.8998
Office Facility & Carpark | [9 empty] | Water |  |  | 0 | 0 |  | 0 | Operational Energy | 15 | kL/Y |  | WaterUse | 0 | 0 |  | 0 |  |  | 14 | 0 | B7 |  | 3395.1061 | 41.8998
Office Facility & Carpark | [9 empty] | Water |  |  | 0 | 0 |  | 0 | Operational Energy | 15 | kL/Y |  | WaterUse | 0 | 0 |  | 0 |  |  | 15 | 0 | B7 |  | 3395.1061 | 41.8998
Office Facility & Carpark | [9 empty] | Water |  |  | 0 | 0 |  | 0 | Operational Energy | 15 | kL/Y |  | WaterUse | 0 | 0 |  | 0 |  |  | 16 | 0 | B7 |  | 3395.1061 | 41.8998
Office Facility & Carpark | [9 empty] | Water |  |  | 0 | 0 |  | 0 | Operational Energy | 15 | kL/Y |  | WaterUse | 0 | 0 |  | 0 |  |  | 17 | 0 | B7 |  | 3395.1061 | 41.8998
Office Facility & Carpark | [9 empty] | Water |  |  | 0 | 0 |  | 0 | Operational Energy | 15 | kL/Y |  | WaterUse | 0 | 0 |  | 0 |  |  | 18 | 0 | B7 |  | 3395.1061 | 41.8998
Office Facility & Carpark | [9 empty] | Water |  |  | 0 | 0 |  | 0 | Operational Energy | 15 | kL/Y |  | WaterUse | 0 | 0 |  | 0 |  |  | 19 | 0 | B7 |  | 3395.1061 | 41.8998
Office Facility & Carpark | [9 empty] | Water |  |  | 0 | 0 |  | 0 | Operational Energy | 15 | kL/Y |  | WaterUse | 0 | 0 |  | 0 |  |  | 20 | 0 | B7 |  | 3395.1061 | 41.8998
Office Facility & Carpark | [9 empty] | Water |  |  | 0 | 0 |  | 0 | Operational Energy | 15 | kL/Y |  | WaterUse | 0 | 0 |  | 0 |  |  | 21 | 0 | B7 |  | 3395.1061 | 41.8998
Office Facility & Carpark | [9 empty] | Water |  |  | 0 | 0 |  | 0 | Operational Energy | 15 | kL/Y |  | WaterUse | 0 | 0 |  | 0 |  |  | 22 | 0 | B7 |  | 3395.1061 | 41.8998
Office Facility & Carpark | [9 empty] | Water |  |  | 0 | 0 |  | 0 | Operational Energy | 15 | kL/Y |  | WaterUse | 0 | 0 |  | 0 |  |  | 23 | 0 | B7 |  | 3395.1061 | 41.8998
Office Facility & Carpark | [9 empty] | Water |  |  | 0 | 0 |  | 0 | Operational Energy | 15 | kL/Y |  | WaterUse | 0 | 0 |  | 0 |  |  | 24 | 0 | B7 |  | 3395.1061 | 41.8998
Office Facility & Carpark | [9 empty] | Water |  |  | 0 | 0 |  | 0 | Operational Energy | 15 | kL/Y |  | WaterUse | 0 | 0 |  | 0 |  |  | 25 | 0 | B7 |  | 3395.1061 | 41.8998
Office Facility & Carpark | [9 empty] | Water |  |  | 0 | 0 |  | 0 | Operational Energy | 15 | kL/Y |  | WaterUse | 0 | 0 |  | 0 |  |  | 26 | 0 | B7 |  | 3395.1061 | 41.8998
Office Facility & Carpark | [9 empty] | Water |  |  | 0 | 0 |  | 0 | Operational Energy | 15 | kL/Y |  | WaterUse | 0 | 0 |  | 0 |  |  | 27 | 0 | B7 |  | 3395.1061 | 41.8998
Office Facility & Carpark | [9 empty] | Water |  |  | 0 | 0 |  | 0 | Operational Energy | 15 | kL/Y |  | WaterUse | 0 | 0 |  | 0 |  |  | 28 | 0 | B7 |  | 3395.1061 | 41.8998
Office Facility & Carpark | [9 empty] | Water |  |  | 0 | 0 |  | 0 | Operational Energy | 15 | kL/Y |  | WaterUse | 0 | 0 |  | 0 |  |  | 29 | 0 | B7 |  | 3395.1061 | 41.8998
Office Facility & Carpark | [9 empty] | Water |  |  | 0 | 0 |  | 0 | Operational Energy | 15 | kL/Y |  | WaterUse | 0 | 0 |  | 0 |  |  | 30 | 0 | B7 |  | 3395.1061 | 41.8998
Office Facility & Carpark | [9 empty] | Water |  |  | 0 | 0 |  | 0 | Operational Energy | 15 | kL/Y |  | WaterUse | 0 | 0 |  | 0 |  |  | 31 | 0 | B7 |  | 3395.1061 | 41.8998
Office Facility & Carpark | [9 empty] | Water |  |  | 0 | 0 |  | 0 | Operational Energy | 15 | kL/Y |  | WaterUse | 0 | 0 |  | 0 |  |  | 32 | 0 | B7 |  | 3395.1061 | 41.8998
Office Facility & Carpark | [9 empty] | Water |  |  | 0 | 0 |  | 0 | Operational Energy | 15 | kL/Y |  | WaterUse | 0 | 0 |  | 0 |  |  | 33 | 0 | B7 |  | 3395.1061 | 41.8998
Office Facility & Carpark | [9 empty] | Water |  |  | 0 | 0 |  | 0 | Operational Energy | 15 | kL/Y |  | WaterUse | 0 | 0 |  | 0 |  |  | 34 | 0 | B7 |  | 3395.1061 | 41.8998
Office Facility & Carpark | [9 empty] | Water |  |  | 0 | 0 |  | 0 | Operational Energy | 15 | kL/Y |  | WaterUse | 0 | 0 |  | 0 |  |  | 35 | 0 | B7 |  | 3395.1061 | 41.8998
Office Facility & Carpark | [9 empty] | Water |  |  | 0 | 0 |  | 0 | Operational Energy | 15 | kL/Y |  | WaterUse | 0 | 0 |  | 0 |  |  | 36 | 0 | B7 |  | 3395.1061 | 41.8998
Office Facility & Carpark | [9 empty] | Water |  |  | 0 | 0 |  | 0 | Operational Energy | 15 | kL/Y |  | WaterUse | 0 | 0 |  | 0 |  |  | 37 | 0 | B7 |  | 3395.1061 | 41.8998
Office Facility & Carpark | [9 empty] | Water |  |  | 0 | 0 |  | 0 | Operational Energy | 15 | kL/Y |  | WaterUse | 0 | 0 |  | 0 |  |  | 38 | 0 | B7 |  | 3395.1061 | 41.8998
Office Facility & Carpark | [9 empty] | Water |  |  | 0 | 0 |  | 0 | Operational Energy | 15 | kL/Y |  | WaterUse | 0 | 0 |  | 0 |  |  | 39 | 0 | B7 |  | 3395.1061 | 41.8998
Office Facility & Carpark | [9 empty] | Water |  |  | 0 | 0 |  | 0 | Operational Energy | 15 | kL/Y |  | WaterUse | 0 | 0 |  | 0 |  |  | 40 | 0 | B7 |  | 3395.1061 | 41.8998
Office Facility & Carpark | [9 empty] | Water |  |  | 0 | 0 |  | 0 | Operational Energy | 15 | kL/Y |  | WaterUse | 0 | 0 |  | 0 |  |  | 41 | 0 | B7 |  | 3395.1061 | 41.8998
Office Facility & Carpark | [9 empty] | Water |  |  | 0 | 0 |  | 0 | Operational Energy | 15 | kL/Y |  | WaterUse | 0 | 0 |  | 0 |  |  | 42 | 0 | B7 |  | 3395.1061 | 41.8998
Office Facility & Carpark | [9 empty] | Water |  |  | 0 | 0 |  | 0 | Operational Energy | 15 | kL/Y |  | WaterUse | 0 | 0 |  | 0 |  |  | 43 | 0 | B7 |  | 3395.1061 | 41.8998
Office Facility & Carpark | [9 empty] | Water |  |  | 0 | 0 |  | 0 | Operational Energy | 15 | kL/Y |  | WaterUse | 0 | 0 |  | 0 |  |  | 44 | 0 | B7 |  | 3395.1061 | 41.8998
Office Facility & Carpark | [9 empty] | Water |  |  | 0 | 0 |  | 0 | Operational Energy | 15 | kL/Y |  | WaterUse | 0 | 0 |  | 0 |  |  | 45 | 0 | B7 |  | 3395.1061 | 41.8998
Office Facility & Carpark | [9 empty] | Water |  |  | 0 | 0 |  | 0 | Operational Energy | 15 | kL/Y |  | WaterUse | 0 | 0 |  | 0 |  |  | 46 | 0 | B7 |  | 3395.1061 | 41.8998
Office Facility & Carpark | [9 empty] | Water |  |  | 0 | 0 |  | 0 | Operational Energy | 15 | kL/Y |  | WaterUse | 0 | 0 |  | 0 |  |  | 47 | 0 | B7 |  | 3395.1061 | 41.8998
Office Facility & Carpark | [9 empty] | Water |  |  | 0 | 0 |  | 0 | Operational Energy | 15 | kL/Y |  | WaterUse | 0 | 0 |  | 0 |  |  | 48 | 0 | B7 |  | 3395.1061 | 41.8998
Office Facility & Carpark | [9 empty] | Water |  |  | 0 | 0 |  | 0 | Operational Energy | 15 | kL/Y |  | WaterUse | 0 | 0 |  | 0 |  |  | 49 | 0 | B7 |  | 3395.1061 | 41.8998
Office Facility & Carpark | [9 empty] | Water |  |  | 0 | 0 |  | 0 | Operational Energy | 15 | kL/Y |  | WaterUse | 0 | 0 |  | 0 |  |  | 50 | 0 | B7 |  | 3395.1061 | 41.8998
Office Facility & Carpark | [9 empty] | Water |  |  | 0 | 0 |  | 0 | Operational Energy | 15 | kL/Y |  | WaterUse | 0 | 0 |  | 0 |  |  | 51 | 0 | B7 |  | 3395.1061 | 41.8998
Office Facility & Carpark | [9 empty] | Water |  |  | 0 | 0 |  | 0 | Operational Energy | 15 | kL/Y |  | WaterUse | 0 | 0 |  | 0 |  |  | 52 | 0 | B7 |  | 3395.1061 | 41.8998
Office Facility & Carpark | [9 empty] | Water |  |  | 0 | 0 |  | 0 | Operational Energy | 15 | kL/Y |  | WaterUse | 0 | 0 |  | 0 |  |  | 53 | 0 | B7 |  | 3395.1061 | 41.8998
Office Facility & Carpark | [9 empty] | Water |  |  | 0 | 0 |  | 0 | Operational Energy | 15 | kL/Y |  | WaterUse | 0 | 0 |  | 0 |  |  | 54 | 0 | B7 |  | 3395.1061 | 41.8998
Office Facility & Carpark | [9 empty] | Water |  |  | 0 | 0 |  | 0 | Operational Energy | 15 | kL/Y |  | WaterUse | 0 | 0 |  | 0 |  |  | 55 | 0 | B7 |  | 3395.1061 | 41.8998
Office Facility & Carpark | [9 empty] | Water |  |  | 0 | 0 |  | 0 | Operational Energy | 15 | kL/Y |  | WaterUse | 0 | 0 |  | 0 |  |  | 56 | 0 | B7 |  | 3395.1061 | 41.8998
Office Facility & Carpark | [9 empty] | Water |  |  | 0 | 0 |  | 0 | Operational Energy | 15 | kL/Y |  | WaterUse | 0 | 0 |  | 0 |  |  | 57 | 0 | B7 |  | 3395.1061 | 41.8998
Office Facility & Carpark | [9 empty] | Water |  |  | 0 | 0 |  | 0 | Operational Energy | 15 | kL/Y |  | WaterUse | 0 | 0 |  | 0 |  |  | 58 | 0 | B7 |  | 3395.1061 | 41.8998
Office Facility & Carpark | [9 empty] | Water |  |  | 0 | 0 |  | 0 | Operational Energy | 15 | kL/Y |  | WaterUse | 0 | 0 |  | 0 |  |  | 59 | 0 | B7 |  | 3395.1061 | 41.8998
Office Facility & Carpark | [9 empty] | Water |  |  | 0 | 0 |  | 0 | Operational Energy | 15 | kL/Y |  | WaterUse | 0 | 0 |  | 0 |  |  | 60 | 0 | B7 |  | 3395.1061 | 41.8998
Office Facility & Carpark |  | Highway Painted Line Marking | 10328815 | 0.897 | km | Road or Car Park Line Marking / Painting | 10328816 | 125.58 | m2 | Paints and Finishes ¦ Solvent Based ¦ 1 Coat | 128 |  | 0 | 0 |  | 0 | Construction | 89.7 | m2 (Default) | 8.5 | External fixtures | 1.15 | 8.97 |  | 0 |  |  | 5 | 0 | B4 |  | 18483.2063 | 12.7977
Office Facility & Carpark |  | Highway Painted Line Marking | 10328815 | 0.897 | km | Road or Car Park Line Marking / Painting | 10328816 | 125.58 | m2 | Paints and Finishes ¦ Solvent Based ¦ 1 Coat | 128 |  | 0 | 0 |  | 0 | Construction | 89.7 | m2 (Default) | 8.5 | External fixtures | 1.15 | 8.97 |  | 0 |  |  | 55 | 0 | B4 |  | 18483.2063 | 12.7977
Office Facility & Carpark |  | Door, commercial sliding glass with hardware | 10328775 | 8 | # | Windows single glazed aluminium frame individual components | 10328776 | 39.2 | m2 | Rubber ¦ Synthetic | 50 |  | 0 | 0 |  | 0 | Construction | 12.544 | kg | 2.6.1 | External windows | 1.1 | 12.544 |  | 0 |  |  | 44 | 0 | B4 |  | 3455816.7496 | 3096.9662
Office Facility & Carpark |  | Steel Roller Shutter Door | 10328774 | 55 | m2 | Steel Roller Shutter Door | 10328774 | 55 | m2 | Ferrous Metals ¦ Steel ¦ Stainless ¦ Unspecified | 66 |  | 0 | 0 |  | 0 | Construction | 5.5 | Count | 2.6.2 | External doors | 1.05 | 21.725 |  | 0 |  |  | 26 | 0 | B4 |  | 10164.4644 | -3.2551
Office Facility & Carpark |  | Lighting Commercial, T8, CU = 0.4 (eg Car Park) by area | 10329050 | 12394 | m2 | Lighting Commercial, T8, CU = 0.4 (eg Car Park) by area | 10329050 | 12394 | m2 | Trade Staff (No Equipment, labour transport only), Diesel |  |  | 0 | 0 |  | 0 | Assembly | 2.2 | hrs | 4 | Fittings, furnishings and equipment | 0 | 0 |  | 0 |  |  | 4 | 1 | B4 |  | 8870.4392 | 0.87606
Office Facility & Carpark |  | Lighting Commercial, T8, CU = 0.4 (eg Car Park) by area | 10329050 | 12394 | m2 | Lighting Commercial, T8, CU = 0.4 (eg Car Park) by area | 10329050 | 12394 | m2 | Trade Staff (No Equipment, labour transport only), Diesel |  |  | 0 | 0 |  | 0 | Assembly | 2.2 | hrs | 4 | Fittings, furnishings and equipment | 0 | 0 |  | 0 |  |  | 16 | 1 | B4 |  | 8870.4392 | 0.87606
Office Facility & Carpark |  | Lighting Commercial, T8, CU = 0.4 (eg Car Park) by area | 10329050 | 12394 | m2 | Lighting Commercial, T8, CU = 0.4 (eg Car Park) by area | 10329050 | 12394 | m2 | Trade Staff (No Equipment, labour transport only), Diesel |  |  | 0 | 0 |  | 0 | Assembly | 2.2 | hrs | 4 | Fittings, furnishings and equipment | 0 | 0 |  | 0 |  |  | 28 | 1 | B4 |  | 8870.4392 | 0.87606
Office Facility & Carpark |  | Lighting Commercial, T8, CU = 0.4 (eg Car Park) by area | 10329050 | 12394 | m2 | Lighting Commercial, T8, CU = 0.4 (eg Car Park) by area | 10329050 | 12394 | m2 | Trade Staff (No Equipment, labour transport only), Diesel |  |  | 0 | 0 |  | 0 | Assembly | 2.2 | hrs | 4 | Fittings, furnishings and equipment | 0 | 0 |  | 0 |  |  | 32 | 1 | B4 |  | 8870.4392 | 0.87606
Office Facility & Carpark |  | Lighting Commercial, T8, CU = 0.4 (eg Car Park) by area | 10329050 | 12394 | m2 | Lighting Commercial, T8, CU = 0.4 (eg Car Park) by area | 10329050 | 12394 | m2 | Trade Staff (No Equipment, labour transport only), Diesel |  |  | 0 | 0 |  | 0 | Assembly | 2.2 | hrs | 4 | Fittings, furnishings and equipment | 0 | 0 |  | 0 |  |  | 56 | 1 | B4 |  | 8870.4392 | 0.87606
Office Facility & Carpark |  | Air handling Unit (commercial size) | 10329049 | 3 | # | Air handling Unit (commercial size) | 10329049 | 3 | unit | Trade Staff (Small Electrical Equipment), Electricity |  |  | 0 | 0 |  | 0 | Assembly | 1.5 | hrs | 5.2.1 | Services equipment | 0 | 0 |  | 0 |  |  | 1 | 1 | B4 |  | 8032.984 | 1.1117
Office Facility & Carpark |  | Air handling Unit (commercial size) | 10329049 | 3 | # | Air handling Unit (commercial size) | 10329049 | 3 | unit | Trade Staff (Small Electrical Equipment), Electricity |  |  | 0 | 0 |  | 0 | Assembly | 1.5 | hrs | 5.2.1 | Services equipment | 0 | 0 |  | 0 |  |  | 2 | 1 | B4 |  | 8032.984 | 1.1117
Office Facility & Carpark |  | Air handling Unit (commercial size) | 10329049 | 3 | # | Air handling Unit (commercial size) | 10329049 | 3 | unit | Trade Staff (Small Electrical Equipment), Electricity |  |  | 0 | 0 |  | 0 | Assembly | 1.5 | hrs | 5.2.1 | Services equipment | 0 | 0 |  | 0 |  |  | 3 | 1 | B4 |  | 8032.984 | 1.1117
Office Facility & Carpark |  | Air handling Unit (commercial size) | 10329049 | 3 | # | Air handling Unit (commercial size) | 10329049 | 3 | unit | Trade Staff (Small Electrical Equipment), Electricity |  |  | 0 | 0 |  | 0 | Assembly | 1.5 | hrs | 5.2.1 | Services equipment | 0 | 0 |  | 0 |  |  | 7 | 1 | B4 |  | 8032.984 | 1.1117
Office Facility & Carpark |  | Air handling Unit (commercial size) | 10329049 | 3 | # | Air handling Unit (commercial size) | 10329049 | 3 | unit | Trade Staff (Small Electrical Equipment), Electricity |  |  | 0 | 0 |  | 0 | Assembly | 1.5 | hrs | 5.2.1 | Services equipment | 0 | 0 |  | 0 |  |  | 9 | 1 | B4 |  | 8032.984 | 1.1117
Office Facility & Carpark |  | Air handling Unit (commercial size) | 10329049 | 3 | # | Air handling Unit (commercial size) | 10329049 | 3 | unit | Trade Staff (Small Electrical Equipment), Electricity |  |  | 0 | 0 |  | 0 | Assembly | 1.5 | hrs | 5.2.1 | Services equipment | 0 | 0 |  | 0 |  |  | 11 | 1 | B4 |  | 8032.984 | 1.1117
Office Facility & Carpark |  | Air handling Unit (commercial size) | 10329049 | 3 | # | Air handling Unit (commercial size) | 10329049 | 3 | unit | Trade Staff (Small Electrical Equipment), Electricity |  |  | 0 | 0 |  | 0 | Assembly | 1.5 | hrs | 5.2.1 | Services equipment | 0 | 0 |  | 0 |  |  | 13 | 1 | B4 |  | 8032.984 | 1.1117
Office Facility & Carpark |  | Air handling Unit (commercial size) | 10329049 | 3 | # | Air handling Unit (commercial size) | 10329049 | 3 | unit | Trade Staff (Small Electrical Equipment), Electricity |  |  | 0 | 0 |  | 0 | Assembly | 1.5 | hrs | 5.2.1 | Services equipment | 0 | 0 |  | 0 |  |  | 14 | 1 | B4 |  | 8032.984 | 1.1117
Office Facility & Carpark |  | Air handling Unit (commercial size) | 10329049 | 3 | # | Air handling Unit (commercial size) | 10329049 | 3 | unit | Trade Staff (Small Electrical Equipment), Electricity |  |  | 0 | 0 |  | 0 | Assembly | 1.5 | hrs | 5.2.1 | Services equipment | 0 | 0 |  | 0 |  |  | 17 | 1 | B4 |  | 8032.984 | 1.1117
Office Facility & Carpark |  | Air handling Unit (commercial size) | 10329049 | 3 | # | Air handling Unit (commercial size) | 10329049 | 3 | unit | Trade Staff (Small Electrical Equipment), Electricity |  |  | 0 | 0 |  | 0 | Assembly | 1.5 | hrs | 5.2.1 | Services equipment | 0 | 0 |  | 0 |  |  | 19 | 1 | B4 |  | 8032.984 | 1.1117
Office Facility & Carpark |  | Air handling Unit (commercial size) | 10329049 | 3 | # | Air handling Unit (commercial size) | 10329049 | 3 | unit | Trade Staff (Small Electrical Equipment), Electricity |  |  | 0 | 0 |  | 0 | Assembly | 1.5 | hrs | 5.2.1 | Services equipment | 0 | 0 |  | 0 |  |  | 21 | 1 | B4 |  | 8032.984 | 1.1117
Office Facility & Carpark |  | Air handling Unit (commercial size) | 10329049 | 3 | # | Air handling Unit (commercial size) | 10329049 | 3 | unit | Trade Staff (Small Electrical Equipment), Electricity |  |  | 0 | 0 |  | 0 | Assembly | 1.5 | hrs | 5.2.1 | Services equipment | 0 | 0 |  | 0 |  |  | 23 | 1 | B4 |  | 8032.984 | 1.1117
Office Facility & Carpark |  | Air handling Unit (commercial size) | 10329049 | 3 | # | Air handling Unit (commercial size) | 10329049 | 3 | unit | Trade Staff (Small Electrical Equipment), Electricity |  |  | 0 | 0 |  | 0 | Assembly | 1.5 | hrs | 5.2.1 | Services equipment | 0 | 0 |  | 0 |  |  | 27 | 1 | B4 |  | 11027.7044 | 46.9006
Office Facility & Carpark |  | Air handling Unit (commercial size) | 10329049 | 3 | # | Air handling Unit (commercial size) | 10329049 | 3 | unit | Trade Staff (Small Electrical Equipment), Electricity |  |  | 0 | 0 |  | 0 | Assembly | 1.5 | hrs | 5.2.1 | Services equipment | 0 | 0 |  | 0 |  |  | 29 | 1 | B4 |  | 13932.2374 | 3.0924
Office Facility & Carpark |  | Air handling Unit (commercial size) | 10329049 | 3 | # | Air handling Unit (commercial size) | 10329049 | 3 | unit | Trade Staff (Small Electrical Equipment), Electricity |  |  | 0 | 0 |  | 0 | Assembly | 1.5 | hrs | 5.2.1 | Services equipment | 0 | 0 |  | 0 |  |  | 31 | 1 | B4 |  | 52124.5971 | 43.8411
Office Facility & Carpark |  | Air handling Unit (commercial size) | 10329049 | 3 | # | Air handling Unit (commercial size) | 10329049 | 3 | unit | Trade Staff (Small Electrical Equipment), Electricity |  |  | 0 | 0 |  | 0 | Assembly | 1.5 | hrs | 5.2.1 | Services equipment | 0 | 0 |  | 0 |  |  | 33 | 1 | B4 |  | 8032.984 | 1.1117
Office Facility & Carpark |  | Air handling Unit (commercial size) | 10329049 | 3 | # | Air handling Unit (commercial size) | 10329049 | 3 | unit | Trade Staff (Small Electrical Equipment), Electricity |  |  | 0 | 0 |  | 0 | Assembly | 1.5 | hrs | 5.2.1 | Services equipment | 0 | 0 |  | 0 |  |  | 34 | 1 | B4 |  | 8032.984 | 1.1117
Office Facility & Carpark |  | Air handling Unit (commercial size) | 10329049 | 3 | # | Air handling Unit (commercial size) | 10329049 | 3 | unit | Trade Staff (Small Electrical Equipment), Electricity |  |  | 0 | 0 |  | 0 | Assembly | 1.5 | hrs | 5.2.1 | Services equipment | 0 | 0 |  | 0 |  |  | 37 | 1 | B4 |  | 8032.984 | 1.1117
Office Facility & Carpark |  | Air handling Unit (commercial size) | 10329049 | 3 | # | Air handling Unit (commercial size) | 10329049 | 3 | unit | Trade Staff (Small Electrical Equipment), Electricity |  |  | 0 | 0 |  | 0 | Assembly | 1.5 | hrs | 5.2.1 | Services equipment | 0 | 0 |  | 0 |  |  | 41 | 1 | B4 |  | 8032.984 | 1.1117
Office Facility & Carpark |  | Air handling Unit (commercial size) | 10329049 | 3 | # | Air handling Unit (commercial size) | 10329049 | 3 | unit | Trade Staff (Small Electrical Equipment), Electricity |  |  | 0 | 0 |  | 0 | Assembly | 1.5 | hrs | 5.2.1 | Services equipment | 0 | 0 |  | 0 |  |  | 43 | 1 | B4 |  | 8032.984 | 1.1117
Office Facility & Carpark |  | Air handling Unit (commercial size) | 10329049 | 3 | # | Air handling Unit (commercial size) | 10329049 | 3 | unit | Trade Staff (Small Electrical Equipment), Electricity |  |  | 0 | 0 |  | 0 | Assembly | 1.5 | hrs | 5.2.1 | Services equipment | 0 | 0 |  | 0 |  |  | 46 | 1 | B4 |  | 8032.984 | 1.1117
Office Facility & Carpark |  | Air handling Unit (commercial size) | 10329049 | 3 | # | Air handling Unit (commercial size) | 10329049 | 3 | unit | Trade Staff (Small Electrical Equipment), Electricity |  |  | 0 | 0 |  | 0 | Assembly | 1.5 | hrs | 5.2.1 | Services equipment | 0 | 0 |  | 0 |  |  | 47 | 1 | B4 |  | 99191.4709 | 107.6277
Office Facility & Carpark |  | Air handling Unit (commercial size) | 10329049 | 3 | # | Air handling Unit (commercial size) | 10329049 | 3 | unit | Trade Staff (Small Electrical Equipment), Electricity |  |  | 0 | 0 |  | 0 | Assembly | 1.5 | hrs | 5.2.1 | Services equipment | 0 | 0 |  | 0 |  |  | 49 | 1 | B4 |  | 8032.984 | 1.1117
Office Facility & Carpark |  | Air handling Unit (commercial size) | 10329049 | 3 | # | Air handling Unit (commercial size) | 10329049 | 3 | unit | Trade Staff (Small Electrical Equipment), Electricity |  |  | 0 | 0 |  | 0 | Assembly | 1.5 | hrs | 5.2.1 | Services equipment | 0 | 0 |  | 0 |  |  | 51 | 1 | B4 |  | 8032.984 | 1.1117
Office Facility & Carpark |  | Air handling Unit (commercial size) | 10329049 | 3 | # | Air handling Unit (commercial size) | 10329049 | 3 | unit | Trade Staff (Small Electrical Equipment), Electricity |  |  | 0 | 0 |  | 0 | Assembly | 1.5 | hrs | 5.2.1 | Services equipment | 0 | 0 |  | 0 |  |  | 53 | 1 | B4 |  | 8032.984 | 1.1117
Office Facility & Carpark |  | Air handling Unit (commercial size) | 10329049 | 3 | # | Air handling Unit (commercial size) | 10329049 | 3 | unit | Trade Staff (Small Electrical Equipment), Electricity |  |  | 0 | 0 |  | 0 | Assembly | 1.5 | hrs | 5.2.1 | Services equipment | 0 | 0 |  | 0 |  |  | 57 | 1 | B4 |  | 8032.984 | 1.1117
Office Facility & Carpark |  | Air handling Unit (commercial size) | 10329049 | 3 | # | Air handling Unit (commercial size) | 10329049 | 3 | unit | Trade Staff (Small Electrical Equipment), Electricity |  |  | 0 | 0 |  | 0 | Assembly | 1.5 | hrs | 5.2.1 | Services equipment | 0 | 0 |  | 0 |  |  | 58 | 1 | B4 |  | 13932.2374 | 3.0924
Office Facility & Carpark |  | Air handling Unit (commercial size) | 10329049 | 3 | # | Air handling Unit (commercial size) | 10329049 | 3 | unit | Trade Staff (Small Electrical Equipment), Electricity |  |  | 0 | 0 |  | 0 | Assembly | 1.5 | hrs | 5.2.1 | Services equipment | 0 | 0 |  | 0 |  |  | 59 | 1 | B4 |  | 8032.984 | 1.1117
Office Facility & Carpark |  | Demolition - Large Scale (End-of-Life, Facilitating Works) | 10329051 | 12394 | m2 | Demolition - Large Scale (End-of-Life, Facilitating Works) | 10329051 | 12394 | m2 of building demolished | Large Electrical Equipment (eg mixer), Electricity |  |  | 0 | 0 |  | 0 | Assembly | 388.8314 | hrs | 0.2.1 | Demolition works | 0 | 0 |  | 0 |  |  | 60 | 2 | C1 |  | 213098.5195 | 110.3502